## Summary
RE Market Potential Scenario
EPA IPM Run Results
All costs and prices are in 2011-year dollars |  | Values in red are rounded to zero, not equal to zero
NATIONWIDE EMISSIONS |  | 2016 | 2018 | 2020 | 2025 | 2030 | 2040 | 2050
SO2 (million tons) |  | 1.4033 | 1.4335 | 1.4663 | 1.5009 | 1.4716 | 1.4414 | 1.4763
NOx (million tons) |  | 1.6066 | 1.5225 | 1.5355 | 1.5458 | 1.448 | 1.465 | 1.5396
CO2 (million metric tons) |  | 2098.8127 | 2102.6999 | 2138.2268 | 2180.3481 | 2127.6103 | 2341.5341 | 2653.1516
Hg (tons) |  | 7.5287 | 8.3503 | 8.4694 | 9 | 8.875 | 8.795 | 9.097
HCL (Mtons) |  | 5.8466 | 7.2183 | 8.1765 | 8.1888 | 7.7879 | 9.405 | 10.2729
TOTAL COSTS |  | 2016 | 2018 | 2020 | 2025 | 2030 | 2040 | 2050
Total Costs (billion $) |  | 158.9989 | 169.3001 | 175.9933 | 200.0978 | 220.6925 | 262.892 | 330.7039
PRICES |  | 2016 | 2018 | 2020 | 2025 | 2030 | 2040 | 2050
National Wholesale Electricity Price (mills/kWh)
Natural Gas Prices (2011 $/MMBtu)
Henry Hub |  | 4.3934 | 4.8807 | 4.9534 | 5.6111 | 5.7783 | 6.3879 | 8.2372
Delivered |  | 4.9185 | 5.3121 | 5.3242 | 6.0424 | 6.1987 | 6.8057 | 8.5495
Minemouth Coal Prices (2011 $/MMBtu)
Appalachia |  | 2.3838 | 2.4319 | 2.5232 | 2.7441 | 2.9871 | 3.4904 | 4.2099
Imports |  | 3.4661 |  |  | 3.4849 | 3.6292 | 3.3896 | 3.3896
Interior |  | 2.2098 | 2.2282 | 2.2569 | 2.4457 | 2.5473 | 2.9658 | 3.6776
Waste Coal |  | 1.3847 | 1.4336 | 1.4982 | 1.5283 | 1.5849 | 1.6934 | 1.6934
West |  | 0.90343 | 0.93096 | 0.96848 | 1.0666 | 1.2081 | 1.5425 | 2.0191
National |  | 1.6299 | 1.66 | 1.7149 | 1.8702 | 2.0264 | 2.3976 | 2.9748
Emission Allowance Prices ($/Ton) |  | 2016 | 2018 | 2020 | 2025 | 2030 | 2040 | 2050
SO2 Annual (CAIR) |  | 0 | 0 | 0 | 0 | 0 | 0 | 0
NOx Annual (CAIR) |  | 0 | 0 | 0 | 0 | 0 | 0 | 0
NOx Ozone Season (CAIR) |  | 0 | 0 | 0 | 0 | 0 | 0 | 0
CO2 ($/metric ton) |  | - | - | - | - | - | - | -
EMISSION CONSTRAINTS (Mtons) |  | 2016 | 2018 | 2020 | 2025 | 2030 | 2040 | 2050
SO2 Annual (CAIR) |  | 1054.4563 | 1090.0096 | 1112.6861 | 1141.9402 | 1125.146 | 1071.3994 | 1072.9074
NOx Annual (CAIR) |  | 916.7781 | 931.6949 | 939.1746 | 940.2796 | 882.6469 | 875.6669 | 929.2946
NOx Ozone Season (CAIR) |  | 351.4101 | 358.273 | 361.8573 | 362.8104 | 343.7015 | 342.0594 | 357.1195
CO2 (metric ton) |  | - | - | - | - | - | - | -
TOTAL CAPACITY (Cumulative GW) |  | 2016 | 2018 | 2020 | 2025 | 2030 | 2040 | 2050
Hydro |  | 101.0446 | 101.0446 | 101.0446 | 101.0446 | 101.0446 | 101.0446 | 100.9846
Non-Hydro Renewables |  | 75.9092 | 101.0739 | 103.6764 | 129.9383 | 175.4593 | 175.7887 | 185.9199
Biomass |  | 4.6126 | 4.6126 | 4.6696 | 4.6879 | 4.6879 | 4.9423 | 5.3234
Other |  | 13.0357 | 17.2531 | 18.4147 | 21.1046 | 23.0336 | 23.1087 | 32.7664
Wind |  | 58.2609 | 79.2082 | 80.5921 | 104.1457 | 147.7377 | 147.7377 | 147.8301
Coal |  | 241.9507 | 240.3712 | 240.6979 | 240.4459 | 237.4084 | 237.4084 | 237.4084
PC |  | 240.2887 | 238.7092 | 238.7059 | 238.4539 | 235.4164 | 235.4164 | 235.4164
IGCC |  | 1.662 | 1.662 | 1.662 | 1.662 | 1.662 | 1.662 | 1.662
IGCC - CCS |  | 0 | 0 | 0.33 | 0.33 | 0.33 | 0.33 | 0.33
New Future Technology |  | 0 | 0 | 0 | 0 | 0 | 0 | 0
Nuclear |  | 98.2564 | 102.1778 | 101.8067 | 101.8067 | 98.8781 | 59.5355 | 7.9594
Natural Gas |  | 368.6657 | 372.1203 | 376.3169 | 405.392 | 449.463 | 598.6647 | 740.6927
CC |  | 223.069 | 226.4343 | 230.3173 | 256.3457 | 289.1324 | 400.5594 | 524.8772
CC - CCS |  | 0 | 0 | 0 | 0 | 0 | 0 | 0
CT |  | 145.5967 | 145.686 | 145.9997 | 149.0462 | 160.3306 | 198.1053 | 215.8155
Oil/Gas Steam |  | 88.1183 | 84.4792 | 82.1822 | 81.3064 | 80.6793 | 80.6793 | 79.5019
Other |  | 4.5364 | 4.5364 | 4.5364 | 4.5364 | 4.5364 | 4.5364 | 4.5364
Grand Total |  | 978.5189 | 1005.8412 | 1010.2988 | 1064.5079 | 1147.5068 | 1257.6954 | 1357.0411
NEW CAPACITY (Cumulative GW) |  | 2016 | 2018 | 2020 | 2025 | 2030 | 2040 | 2050
Non-Hydro Renewables |  | 1.1426 | 26.3073 | 28.9097 | 55.1717 | 100.6926 | 101.0221 | 111.1532
Biomass |  | 0.57227 | 0.57227 | 0.62927 | 0.64758 | 0.64758 | 0.90196 | 1.283
Other |  | 0.40981 | 4.6272 | 5.7888 | 8.4788 | 10.4077 | 10.4828 | 20.1405
Wind |  | 0.16048 | 21.1078 | 22.4917 | 46.0453 | 89.6373 | 89.6373 | 89.7297
Coal |  | 0.0377 | 0.0377 | 0.3677 | 0.3677 | 0.3677 | 0.3677 | 0.3677
PC |  | 0.0377 | 0.0377 | 0.0377 | 0.0377 | 0.0377 | 0.0377 | 0.0377
IGCC |  | 0 | 0 | 0 | 0 | 0 | 0 | 0
IGCC - CCS |  | 0 | 0 | 0.33 | 0.33 | 0.33 | 0.33 | 0.33
New Future Technology |  | 0 | 0 | 0 | 0 | 0 | 0 | 0
Nuclear |  | 0 | 0 | 0 | 0 | 0 | 0 | 0
Natural Gas |  | 6.0936 | 9.6163 | 13.8129 | 42.888 | 86.9589 | 236.1607 | 378.1887
CC |  | 4.1777 | 7.6111 | 11.494 | 37.5225 | 70.3091 | 181.7362 | 306.0539
CC - CCS |  | 0 | 0 | 0 | 0 | 0 | 0 | 0
CT |  | 1.9159 | 2.0052 | 2.3189 | 5.3655 | 16.6498 | 54.4245 | 72.1348
Other |  | 0 | 0 | 0 | 0 | 0 | 0 | 0
Grand Total |  | 7.2738 | 35.9613 | 43.0904 | 98.4273 | 188.0193 | 337.5505 | 489.7097
RETIREMENTS (GW) |  | 2016 | 2018 | 2020 | 2025 | 2030 | 2040 | 2050
CC Retirements |  | 2.8871 | 2.9552 | 2.9552 | 2.9552 | 2.9552 | 2.9552 | 2.9552
Coal Retirements |  | 49.4313 | 50.9713 | 50.9713 | 51.2233 | 54.2607 | 54.2607 | 54.2607
CT Retirements |  | 0.62294 | 0.62294 | 0.62294 | 0.62294 | 0.62294 | 0.62294 | 0.62294
Nuclear Retirements |  | 1.6958 | 2.2494 | 2.6205 | 2.6205 | 5.5491 | 44.8917 | 96.4678
O/G Retirements |  | 5.9119 | 9.552 | 11.849 | 12.7247 | 13.3518 | 13.3518 | 14.5292
IGCC Retirements |  | 0.045 | 0.045 | 0.045 | 0.045 | 0.045 | 0.045 | 0.045
Non-Fossil Retirements |  | 0 | 0 | 0 | 0 | 0 | 0 | 0
Grand Total |  | 60.5941 | 66.3957 | 69.0639 | 70.1917 | 76.7848 | 116.1274 | 168.8809
GENERATION MIX (thousand GWh) |  | 2016 | 2018 | 2020 | 2025 | 2030 | 2040 | 2050
Hydro |  | 279.0242 | 278.3138 | 280.1447 | 280.0914 | 279.9155 | 276.8545 | 275.9529
Non-Hydro Renewables |  | 244.3272 | 309.6777 | 325.4134 | 411.6439 | 558.715 | 569.4015 | 608.8894
Biomass |  | 25.9931 | 23.4767 | 24.3474 | 25.7402 | 23.9175 | 29.3912 | 32.9633
Other |  | 42.3316 | 59.3907 | 63.9743 | 75.2755 | 81.3829 | 81.5773 | 102.8505
Wind |  | 158.1741 | 219.9622 | 223.6274 | 299.7542 | 445.451 | 445.451 | 445.7439
Biomass Co-firing |  | 17.8284 | 6.8482 | 13.4643 | 10.874 | 7.9635 | 12.9819 | 27.3317
Coal |  | 1605.2488 | 1639.6788 | 1649.9026 | 1677.2105 | 1601.1694 | 1586.7567 | 1667.5083
PC |  | 1593.6893 | 1627.9791 | 1635.7456 | 1662.716 | 1586.7645 | 1572.1452 | 1652.8968
IGCC |  | 11.5595 | 11.6997 | 11.6997 | 12.0373 | 11.9477 | 12.1543 | 12.1543
IGCC - CCS |  | 0 | 0 | 2.4572 | 2.4572 | 2.4572 | 2.4572 | 2.4572
New Future Technology |  | 0 | 0 | 0 | 0 | 0 | 0 | 0
Nuclear |  | 779.9897 | 811.7267 | 808.83 | 808.83 | 785.3708 | 476.8603 | 63.2562
Natural Gas |  | 1087.4768 | 1029.4487 | 1099.2122 | 1177.9872 | 1301.6027 | 1986.937 | 2675.6581
CC |  | 1071.0807 | 1015.9359 | 1079.5763 | 1151.0615 | 1279.8323 | 1964.6066 | 2653.6082
CC - CCS |  | 0 | 0 | 0 | 0 | 0 | 0 | 0
CT |  | 16.3961 | 13.5127 | 19.6359 | 26.9257 | 21.7704 | 22.3304 | 22.0498
Oil/Gas Steam |  | 55.9713 | 53.9769 | 51.9265 | 35.6724 | 19.0337 | 3.4587 | 1.111
Other |  | 26.2228 | 26.0734 | 25.8603 | 25.3781 | 26.9383 | 26.9356 | 26.9291
Grand Total |  | 4060.7131 | 4142.3285 | 4228.1061 | 4406.2202 | 4565.0624 | 4914.5031 | 5292.254
TOTAL CONTROLS (Cumulative GW) |  | 2016 | 2018 | 2020 | 2025 | 2030 | 2040 | 2050
FGD |  | 202.7301 | 202.4454 | 202.4421 | 202.4421 | 202.4421 | 202.4421 | 202.4421
Existing Scrubber |  | 191.6086 | 190.3003 | 190.297 | 190.297 | 190.297 | 190.297 | 190.297
Existing Wet Scrubber |  | 157.9219 | 157.1489 | 157.1489 | 157.1489 | 157.1489 | 157.1489 | 157.1489
Existing Dry Scrubber |  | 33.6867 | 33.1514 | 33.148 | 33.148 | 33.148 | 33.148 | 33.148
Retrofit Scrubber |  | 11.0838 | 12.1074 | 12.1074 | 12.1074 | 12.1074 | 12.1074 | 12.1074
Retrofit Wet Scrubber |  | 4.6636 | 4.7785 | 4.7785 | 4.7785 | 4.7785 | 4.7785 | 4.7785
Retrofit Dry Scrubber |  | 6.4203 | 7.3289 | 7.3289 | 7.3289 | 7.3289 | 7.3289 | 7.3289
New Scrubber |  | 0.0377 | 0.0377 | 0.0377 | 0.0377 | 0.0377 | 0.0377 | 0.0377
New Wet Scrubber |  | 0.0377 | 0.0377 | 0.0377 | 0.0377 | 0.0377 | 0.0377 | 0.0377
New Dry Scrubber |  | 0 | 0 | 0 | 0 | 0 | 0 | 0
SCR |  | 142.5925 | 146.619 | 147.1787 | 147.1788 | 147.1253 | 147.1253 | 147.1289
Existing SCR |  | 134.3126 | 134.3116 | 134.3116 | 134.3116 | 134.3116 | 134.3116 | 134.3116
Retrofit SCR |  | 8.2422 | 12.2697 | 12.8294 | 12.8295 | 12.776 | 12.776 | 12.7796
New SCR |  | 0.0377 | 0.0377 | 0.0377 | 0.0377 | 0.0377 | 0.0377 | 0.0377
SNCR |  | 18.1019 | 18.0352 | 18.0352 | 18.0352 | 18.0352 | 18.0352 | 18.0352
Existing SNCR |  | 17.6638 | 17.5972 | 17.5972 | 17.5972 | 17.5972 | 17.5972 | 17.5972
Retrofit SNCR |  | 0.43805 | 0.43805 | 0.43805 | 0.43805 | 0.43805 | 0.43805 | 0.43805
ACI |  | 124.2346 | 123.2671 | 123.2638 | 123.2638 | 120.2263 | 120.2263 | 120.2263
Existing ACI |  | 53.5433 | 52.7752 | 52.7719 | 52.7719 | 50.1895 | 50.1895 | 50.1895
Retrofit ACI |  | 70.6913 | 70.4919 | 70.4919 | 70.4919 | 70.0368 | 70.0368 | 70.0368
New ACI |  | 0 | 0 | 0 | 0 | 0 | 0 | 0
CCS |  | 0 | 0 | 0.33 | 0.33 | 0.33 | 0.33 | 0.33
Hardwired CCS |  | 0 | 0 | 0 | 0 | 0 | 0 | 0
Retrofit CCS |  | 0 | 0 | 0 | 0 | 0 | 0 | 0
New CCS |  | 0 | 0 | 0.33 | 0.33 | 0.33 | 0.33 | 0.33
FF |  | 139.7822 | 138.4792 | 138.4759 | 138.2238 | 135.1864 | 135.1864 | 135.1864
Existing FF |  | 110.4856 | 108.2739 | 108.2706 | 108.0186 | 108.0186 | 108.0186 | 108.0185
Retrofit FF* |  | 29.2966 | 30.2053 | 30.2053 | 30.2053 | 27.1678 | 27.1678 | 27.1678
DSI |  | 26.7739 | 26.7739 | 26.7739 | 26.5218 | 23.4844 | 23.4844 | 23.4844
Existing DSI |  | 1.158 | 1.158 | 1.158 | 1.158 | 1.158 | 1.158 | 1.158
Retrofit DSI |  | 25.6159 | 25.6159 | 25.6159 | 25.3638 | 22.3264 | 22.3264 | 22.3264
C2G |  | 0.305 | 0.306 | 0.306 | 0.306 | 0.306 | 0.306 | 0.306
HRI |  | 0 | 0 | 0 | 0 | 0 | 0 | 0
* includes upgrades of existing fabric filters through dry FGD retrofits
RETROFITS (Cumulative GW) |  | 2016 | 2018 | 2020 | 2025 | 2030 | 2040 | 2050
FGD |  | 11.0838 | 12.1074 | 12.1074 | 12.1074 | 12.1074 | 12.1074 | 12.1074
SCR |  | 8.2422 | 12.2697 | 12.8294 | 12.8295 | 12.776 | 12.776 | 12.7796
SNCR |  | 0.43805 | 0.43805 | 0.43805 | 0.43805 | 0.43805 | 0.43805 | 0.43805
ACI |  | 70.6913 | 70.4919 | 70.4919 | 70.4919 | 70.0368 | 70.0368 | 70.0368
CCS |  | 0 | 0 | 0 | 0 | 0 | 0 | 0
FF |  | 29.2966 | 30.2053 | 30.2053 | 30.2053 | 27.1678 | 27.1678 | 27.1678
DSI |  | 25.6159 | 25.6159 | 25.6159 | 25.3638 | 22.3264 | 22.3264 | 22.3264
C2G |  | 0.305 | 0.306 | 0.306 | 0.306 | 0.306 | 0.306 | 0.306
HRI |  | 0 | 0 | 0 | 0 | 0 | 0 | 0
TOTAL CONTROLS IN NEEDS
FGD |  | 210.1763
SCR |  | 143.135
SNCR |  | 29.4551
ACI |  | 61.7241
FUEL SUPPLY AND CONSUMPTION |  | 2016 | 2018 | 2020 | 2025 | 2030 | 2040 | 2050
Coal Use by Region (million tons) |  | 900.8536 | 925.5407 | 931.219 | 959.3861 | 938.6623 | 963.5784 | 995.4338
Power Sector |  | 814.3004 | 836.2118 | 837.8663 | 853.3384 | 818.2289 | 813.6892 | 845.5445
Appalachia |  | 152.3645 | 143.317 | 139.0931 | 134.7044 | 115.11 | 87.9677 | 100.5171
Imports |  | 1.5 |  |  | 3.6 | 3.78 | 22.3231 | 34.1876
Interior |  | 213.1136 | 237.0459 | 248.5587 | 260.0718 | 272.4633 | 274.2407 | 258.9022
Waste Coal |  | 9.2198 | 9.2198 | 9.2198 | 9.2198 | 9.2198 | 9.2198 | 9.2198
West |  | 438.1024 | 446.6291 | 440.9946 | 445.7425 | 417.6558 | 419.9379 | 442.7179
Non-Power Sector |  | 86.5532 | 89.3289 | 93.3527 | 106.0476 | 120.4335 | 149.8892 | 149.8892
Appalachia |  | 30.3134 | 30.28 | 30.2266 | 29.3502 | 29.5122 | 29.1918 | 29.1918
Interior |  | 25.0714 | 26.7306 | 28.6105 | 34.1388 | 41.1524 | 54.1412 | 54.1412
West |  | 31.1684 | 32.3183 | 34.5157 | 42.5586 | 49.7688 | 66.5562 | 66.5562
Power Sector Coal Use by Rank (TBtu) |  | 16032.305 | 16503.2824 | 16513.5196 | 16787.4821 | 16040.8151 | 15839.5187 | 16528.496
Bituminous |  | 8425.0498 | 8714.5176 | 8725.3359 | 8911.5922 | 8602.7122 | 8400.9913 | 8900.1818
Subbituminous |  | 6641.8497 | 6804.1809 | 6803.5998 | 6887.1774 | 6458.2214 | 6450.5403 | 6704.6988
Lignite |  | 965.4056 | 984.5838 | 984.5838 | 988.7125 | 979.8814 | 987.987 | 923.6154
Natural Gas Use (Trillion cubic feet) |  | 8.2866 | 7.8191 | 8.297 | 8.5241 | 8.9927 | 13.0141 | 17.1817
Note on A3: ICFI: All tons are SHORT tons, unless otherwise noted as metric Mtons : thousand tons

## All Constraints
Constraint Name | Constraint # | Constraint ID | Constraint Type | Neutralized | LimitType | Constraint Time Frame | Data Field | Unit of Measure | 2016-2017(RY 2016) | 2018-2018(RY 2018) | 2019-2022(RY 2020) | 2023-2027(RY 2025) | 2028-2033(RY 2030) | 2034-2045(RY 2040) | 2046-2054(RY 2050)
#1 - SO2 CAIR Annual Constraint | 1 | 5812 | Rate Constraint in MTons | FALSE | L | Annual | Seasons Included | Seasons | Winter, Summer | Winter, Summer | Winter, Summer | Winter, Summer | Winter, Summer | Winter, Summer | Winter, Summer
#1 - SO2 CAIR Annual Constraint | 1 | 5812 | Rate Constraint in MTons | FALSE | L | Annual | Standard | MTons | 12055.1892 | 3055.9311 | 3030.5454 | 3028.7501 | 3028.7501 | 3028.7501 | 3028.7501
#1 - SO2 CAIR Annual Constraint | 1 | 5812 | Rate Constraint in MTons | FALSE | L | Annual | Standard SO2 | MTons | 12055.1892 | 3055.9311 | 3030.5454 | 3028.7501 | 3028.7501 | 3028.7501 | 3028.7501
#1 - SO2 CAIR Annual Constraint | 1 | 5812 | Rate Constraint in MTons | FALSE | L | Annual | Emissions at Affected Plants SO2 | MTons | 1138.3898 | 1171.1084 | 1194.7657 | 1226.4532 | 1207.6203 | 1156.7413 | 1166.1144
#1 - SO2 CAIR Annual Constraint | 1 | 5812 | Rate Constraint in MTons | FALSE | L | Annual | Allowances Purchased SO2 | MTons | 0 | 0 | 0 | 0 | 0 | 0 | 0
#1 - SO2 CAIR Annual Constraint | 1 | 5812 | Rate Constraint in MTons | FALSE | L | Annual | Allowances Sold SO2 | MTons | 0 | 0 | 0 | 0 | 0 | 0 | 0
#1 - SO2 CAIR Annual Constraint | 1 | 5812 | Rate Constraint in MTons | FALSE | L | Annual | Allowances Banked | MTons | 10917.0778 | 0 | 1836.0067 | 0 | 0 | 2787.1003 | 0
#1 - SO2 CAIR Annual Constraint | 1 | 5812 | Rate Constraint in MTons | FALSE | L | Annual | Allowances Withdrawn (1:1) | MTons | 0 | -3055.9311 | 0 | -3028.7501 | 0 | -914.875 | -3028.7501
#1 - SO2 CAIR Annual Constraint | 1 | 5812 | Rate Constraint in MTons | FALSE | L | Annual | Allowances Withdrawn (n:1) | MTons | 0 | 0 | 0 | 0 | 0 | 0 | 0
#1 - SO2 CAIR Annual Constraint | 1 | 5812 | Rate Constraint in MTons | FALSE | L | Annual | Net Emissions Allowance Position | MTons | 12055.4676 | -1884.8227 | 3030.7723 | -1802.2969 | 1207.6203 | 3028.9666 | -1862.6357
#1 - SO2 CAIR Annual Constraint | 1 | 5812 | Rate Constraint in MTons | FALSE | L | Annual | Fuel Consumed | TBtu | 20416.418 | 20332.9379 | 20815.9863 | 21273.5787 | 21176.7734 | 24628.7416 | 29001.8234
#1 - SO2 CAIR Annual Constraint | 1 | 5812 | Rate Constraint in MTons | FALSE | L | Annual | Rate | lb/MMBtu | 0.11152 | 0.11519 | 0.11479 | 0.1153 | 0.11405 | 0.093934 | 0.080417
#1 - SO2 CAIR Annual Constraint | 1 | 5812 | Rate Constraint in MTons | FALSE | L | Annual | Generation | TWh | 2247.6889 | 2226.8323 | 2286.6334 | 2368.2021 | 2416.1438 | 2986.274 | 3634.5348
#1 - SO2 CAIR Annual Constraint | 1 | 5812 | Rate Constraint in MTons | FALSE | L | Annual | Qualifying Generation | TWh | 2247.6889 | 2226.8323 | 2286.6334 | 2368.2021 | 2416.1438 | 2986.274 | 3634.5348
#1 - SO2 CAIR Annual Constraint | 1 | 5812 | Rate Constraint in MTons | FALSE | L | Annual | Rate | lb/MWh | 0.50647 | 0.52591 | 0.5225 | 0.51788 | 0.49981 | 0.38735 | 0.32084
#1 - SO2 CAIR Annual Constraint | 1 | 5812 | Rate Constraint in MTons | FALSE | L | Annual | Constraint Shadow Price | US$/Ton | 0 | 0 | 0 | 0 | 0 | 0 | 0
#2 - NOx CAIR Annual Constraint | 2 | 1260 | Rate Constraint in MTons | FALSE | L | Annual | Seasons Included | Seasons | Winter, Summer | Winter, Summer | Winter, Summer | Winter, Summer | Winter, Summer | Winter, Summer | Winter, Summer
#2 - NOx CAIR Annual Constraint | 2 | 1260 | Rate Constraint in MTons | FALSE | L | Annual | Standard | MTons | 1999.239 | 1241.888 | 1241.888 | 1241.888 | 1241.888 | 1241.888 | 1241.888
#2 - NOx CAIR Annual Constraint | 2 | 1260 | Rate Constraint in MTons | FALSE | L | Annual | Standard NOX | MTons | 1999.239 | 1241.888 | 1241.888 | 1241.888 | 1241.888 | 1241.888 | 1241.888
#2 - NOx CAIR Annual Constraint | 2 | 1260 | Rate Constraint in MTons | FALSE | L | Annual | Emissions at Affected Plants NOX | MTons | 916.7781 | 931.6949 | 939.1746 | 940.2796 | 882.6469 | 875.6669 | 929.2946
#2 - NOx CAIR Annual Constraint | 2 | 1260 | Rate Constraint in MTons | FALSE | L | Annual | Allowances Purchased NOX | MTons | 0 | 0 | 0 | 0 | 0 | 0 | 0
#2 - NOx CAIR Annual Constraint | 2 | 1260 | Rate Constraint in MTons | FALSE | L | Annual | Allowances Sold NOX | MTons | 0 | 0 | 0 | 0 | 0 | 0 | 0
#2 - NOx CAIR Annual Constraint | 2 | 1260 | Rate Constraint in MTons | FALSE | L | Annual | Allowances Banked | MTons | 1082.4761 | 310.2002 | 0 | 0 | 0 | 366.2324 | 0
#2 - NOx CAIR Annual Constraint | 2 | 1260 | Rate Constraint in MTons | FALSE | L | Annual | Allowances Withdrawn (1:1) | MTons | 0 | 0 | -618.7881 | 0 | 0 | 0 | 0
#2 - NOx CAIR Annual Constraint | 2 | 1260 | Rate Constraint in MTons | FALSE | L | Annual | Allowances Withdrawn (n:1) | MTons | 0 | 0 | 0 | 0 | 0 | 0 | 0
#2 - NOx CAIR Annual Constraint | 2 | 1260 | Rate Constraint in MTons | FALSE | L | Annual | Net Emissions Allowance Position | MTons | 1999.2542 | 1241.8951 | 320.3865 | 940.2796 | 882.6469 | 1241.8992 | 929.2946
#2 - NOx CAIR Annual Constraint | 2 | 1260 | Rate Constraint in MTons | FALSE | L | Annual | Fuel Consumed | TBtu | 18064.6079 | 18010.5292 | 18434.0881 | 18864.4493 | 18855.6536 | 22012.9373 | 25980.1537
#2 - NOx CAIR Annual Constraint | 2 | 1260 | Rate Constraint in MTons | FALSE | L | Annual | Rate | lb/MMBtu | 0.1015 | 0.10346 | 0.1019 | 0.099688 | 0.093621 | 0.079559 | 0.071539
#2 - NOx CAIR Annual Constraint | 2 | 1260 | Rate Constraint in MTons | FALSE | L | Annual | Generation | TWh | 1986.6588 | 1968.0729 | 2018.6781 | 2095.9871 | 2151.3914 | 2675.9967 | 3260.6979
#2 - NOx CAIR Annual Constraint | 2 | 1260 | Rate Constraint in MTons | FALSE | L | Annual | Qualifying Generation | TWh | 1986.6588 | 1968.0729 | 2018.6781 | 2095.9871 | 2151.3914 | 2675.9967 | 3260.6979
#2 - NOx CAIR Annual Constraint | 2 | 1260 | Rate Constraint in MTons | FALSE | L | Annual | Rate | lb/MWh | 0.46147 | 0.4734 | 0.46524 | 0.44861 | 0.41027 | 0.32723 | 0.285
#2 - NOx CAIR Annual Constraint | 2 | 1260 | Rate Constraint in MTons | FALSE | L | Annual | Constraint Shadow Price | US$/Ton | 0 | 0 | 0 | 0 | 0 | 0 | 0
#3 - NOx CAIR Ozone Constraint | 3 | 5811 | Rate Constraint in MTons | FALSE | L | Annual | Seasons Included | Seasons | Summer | Summer | Summer | Summer | Summer | Summer | Summer
#3 - NOx CAIR Ozone Constraint | 3 | 5811 | Rate Constraint in MTons | FALSE | L | Annual | Standard | MTons | 854.8335 | 484.506 | 484.506 | 484.506 | 484.506 | 484.506 | 484.506
#3 - NOx CAIR Ozone Constraint | 3 | 5811 | Rate Constraint in MTons | FALSE | L | Annual | Standard NOX | MTons | 854.8335 | 484.506 | 484.506 | 484.506 | 484.506 | 484.506 | 484.506
#3 - NOx CAIR Ozone Constraint | 3 | 5811 | Rate Constraint in MTons | FALSE | L | Annual | Emissions at Affected Plants NOX | MTons | 351.4101 | 358.273 | 361.8573 | 362.8104 | 343.7015 | 342.0594 | 357.1195
#3 - NOx CAIR Ozone Constraint | 3 | 5811 | Rate Constraint in MTons | FALSE | L | Annual | Allowances Purchased NOX | MTons | 0 | 0 | 0 | 0 | 0 | 0 | 0
#3 - NOx CAIR Ozone Constraint | 3 | 5811 | Rate Constraint in MTons | FALSE | L | Annual | Allowances Sold NOX | MTons | 0 | 0 | 0 | 0 | 0 | 0 | 0
#3 - NOx CAIR Ozone Constraint | 3 | 5811 | Rate Constraint in MTons | FALSE | L | Annual | Allowances Banked | MTons | 242.253 | 0 | 0 | 0 | 0 | 0 | 0
#3 - NOx CAIR Ozone Constraint | 3 | 5811 | Rate Constraint in MTons | FALSE | L | Annual | Allowances Withdrawn (1:1) | MTons | 0 | -484.506 | 0 | 0 | 0 | 0 | 0
#3 - NOx CAIR Ozone Constraint | 3 | 5811 | Rate Constraint in MTons | FALSE | L | Annual | Allowances Withdrawn (n:1) | MTons | 0 | 0 | 0 | 0 | 0 | 0 | 0
#3 - NOx CAIR Ozone Constraint | 3 | 5811 | Rate Constraint in MTons | FALSE | L | Annual | Net Emissions Allowance Position | MTons | 593.6631 | -126.233 | 361.8573 | 362.8104 | 343.7015 | 342.0594 | 357.1195
#3 - NOx CAIR Ozone Constraint | 3 | 5811 | Rate Constraint in MTons | FALSE | L | Annual | Fuel Consumed | TBtu | 6929.693 | 6895.0768 | 7071.1216 | 7266.1727 | 7358.4244 | 8682.1465 | 10134.1385
#3 - NOx CAIR Ozone Constraint | 3 | 5811 | Rate Constraint in MTons | FALSE | L | Annual | Rate | lb/MMBtu | 0.10142 | 0.10392 | 0.10235 | 0.099863 | 0.093417 | 0.078796 | 0.070479
#3 - NOx CAIR Ozone Constraint | 3 | 5811 | Rate Constraint in MTons | FALSE | L | Annual | Generation | TWh | 761.8077 | 753.5647 | 773.7089 | 808.3959 | 839.672 | 1053.444 | 1274.0075
#3 - NOx CAIR Ozone Constraint | 3 | 5811 | Rate Constraint in MTons | FALSE | L | Annual | Qualifying Generation | TWh | 761.8077 | 753.5647 | 773.7089 | 808.3959 | 839.672 | 1053.444 | 1274.0075
#3 - NOx CAIR Ozone Constraint | 3 | 5811 | Rate Constraint in MTons | FALSE | L | Annual | Rate | lb/MWh | 0.46128 | 0.47544 | 0.46769 | 0.4488 | 0.40933 | 0.32471 | 0.28031
#3 - NOx CAIR Ozone Constraint | 3 | 5811 | Rate Constraint in MTons | FALSE | L | Annual | Constraint Shadow Price | US$/Ton | 0 | 0 | 0 | 0 | 0 | 0 | 0
#4 - NOx SIPCall Rhode Island Constraint | 4 | 1263 | Rate Constraint in MTons | FALSE | L | Annual | Seasons Included | Seasons | Summer | Summer | Summer | Summer | Summer | Summer | Summer
#4 - NOx SIPCall Rhode Island Constraint | 4 | 1263 | Rate Constraint in MTons | FALSE | L | Annual | Standard | MTons | 0.997 | 0.997 | 0.997 | 0.997 | 0.997 | 0.997 | 0.997
#4 - NOx SIPCall Rhode Island Constraint | 4 | 1263 | Rate Constraint in MTons | FALSE | L | Annual | Standard NOX | MTons | 0.997 | 0.997 | 0.997 | 0.997 | 0.997 | 0.997 | 0.997
#4 - NOx SIPCall Rhode Island Constraint | 4 | 1263 | Rate Constraint in MTons | FALSE | L | Annual | Emissions at Affected Plants NOX | MTons | 0.18884 | 0.12008 | 0.15042 | 0.13086 | 0.13086 | 0.15466 | 0.12494
#4 - NOx SIPCall Rhode Island Constraint | 4 | 1263 | Rate Constraint in MTons | FALSE | L | Annual | Allowances Purchased NOX | MTons | 0 | 0 | 0 | 0 | 0 | 0 | 0
#4 - NOx SIPCall Rhode Island Constraint | 4 | 1263 | Rate Constraint in MTons | FALSE | L | Annual | Allowances Sold NOX | MTons | 0 | 0 | 0 | 0 | 0 | 0 | 0
#4 - NOx SIPCall Rhode Island Constraint | 4 | 1263 | Rate Constraint in MTons | FALSE | L | Annual | Allowances Banked | MTons | 0.36088 | 0.87692 | 0.84658 | 1.1964 | 0 | 0 | 0
#4 - NOx SIPCall Rhode Island Constraint | 4 | 1263 | Rate Constraint in MTons | FALSE | L | Annual | Allowances Withdrawn (1:1) | MTons | 0 | 0 | 0 | -0.997 | -0.997 | 0 | 0
#4 - NOx SIPCall Rhode Island Constraint | 4 | 1263 | Rate Constraint in MTons | FALSE | L | Annual | Allowances Withdrawn (n:1) | MTons | 0 | 0 | 0 | 0 | 0 | 0 | 0
#4 - NOx SIPCall Rhode Island Constraint | 4 | 1263 | Rate Constraint in MTons | FALSE | L | Annual | Net Emissions Allowance Position | MTons | 0.54972 | 0.997 | 0.997 | 0.33026 | -0.86614 | 0.15466 | 0.12494
#4 - NOx SIPCall Rhode Island Constraint | 4 | 1263 | Rate Constraint in MTons | FALSE | L | Annual | Fuel Consumed | TBtu | 26.4924 | 21.8514 | 23.8691 | 22.4691 | 22.4691 | 26.4872 | 26.1781
#4 - NOx SIPCall Rhode Island Constraint | 4 | 1263 | Rate Constraint in MTons | FALSE | L | Annual | Rate | lb/MMBtu | 0.014256 | 0.01099 | 0.012604 | 0.011648 | 0.011648 | 0.011678 | 0.0095457
#4 - NOx SIPCall Rhode Island Constraint | 4 | 1263 | Rate Constraint in MTons | FALSE | L | Annual | Generation | TWh | 3.5508 | 2.9721 | 3.2208 | 3.0442 | 3.0442 | 3.6576 | 3.7068
#4 - NOx SIPCall Rhode Island Constraint | 4 | 1263 | Rate Constraint in MTons | FALSE | L | Annual | Qualifying Generation | TWh | 3.5508 | 2.9721 | 3.2208 | 3.0442 | 3.0442 | 3.6576 | 3.7068
#4 - NOx SIPCall Rhode Island Constraint | 4 | 1263 | Rate Constraint in MTons | FALSE | L | Annual | Rate | lb/MWh | 0.053182 | 0.040402 | 0.046704 | 0.042985 | 0.042985 | 0.042286 | 0.033707
#4 - NOx SIPCall Rhode Island Constraint | 4 | 1263 | Rate Constraint in MTons | FALSE | L | Annual | Constraint Shadow Price | US$/Ton | 0 | 0 | 0 | 0 | 0 | 0 | 0
#6 - WRAP SO2 Policy Case Constraint | 5 | 1265 | Rate Constraint in MTons | FALSE | L | Annual | Seasons Included | Seasons |  | Winter, Summer | Winter, Summer | Winter, Summer | Winter, Summer | Winter, Summer | Winter, Summer
#6 - WRAP SO2 Policy Case Constraint | 5 | 1265 | Rate Constraint in MTons | FALSE | L | Annual | Standard | MTons | 0 | 89.572 | 89.572 | 89.572 | 89.572 | 89.572 | 89.572
#6 - WRAP SO2 Policy Case Constraint | 5 | 1265 | Rate Constraint in MTons | FALSE | L | Annual | Standard SO2 | MTons | 0 | 89.572 | 89.572 | 89.572 | 89.572 | 89.572 | 89.572
#6 - WRAP SO2 Policy Case Constraint | 5 | 1265 | Rate Constraint in MTons | FALSE | L | Annual | Emissions at Affected Plants SO2 | MTons | 0 | 52.4697 | 52.5008 | 52.7829 | 53.1254 | 54.6295 | 57.158
#6 - WRAP SO2 Policy Case Constraint | 5 | 1265 | Rate Constraint in MTons | FALSE | L | Annual | Allowances Purchased SO2 | MTons | 0 | 0 | 0 | 0 | 0 | 0 | 0
#6 - WRAP SO2 Policy Case Constraint | 5 | 1265 | Rate Constraint in MTons | FALSE | L | Annual | Allowances Sold SO2 | MTons | 0 | 0 | 0 | 0 | 0 | 0 | 0
#6 - WRAP SO2 Policy Case Constraint | 5 | 1265 | Rate Constraint in MTons | FALSE | L | Annual | Allowances Banked | MTons | 0 | 0 | 0 | 0 | 0 | 0 | 0
#6 - WRAP SO2 Policy Case Constraint | 5 | 1265 | Rate Constraint in MTons | FALSE | L | Annual | Allowances Withdrawn (1:1) | MTons | 0 | 0 | 0 | 0 | 0 | 0 | 0
#6 - WRAP SO2 Policy Case Constraint | 5 | 1265 | Rate Constraint in MTons | FALSE | L | Annual | Allowances Withdrawn (n:1) | MTons | 0 | 0 | 0 | 0 | 0 | 0 | 0
#6 - WRAP SO2 Policy Case Constraint | 5 | 1265 | Rate Constraint in MTons | FALSE | L | Annual | Net Emissions Allowance Position | MTons | 0 | 52.4697 | 52.5008 | 52.7829 | 53.1254 | 54.6295 | 57.158
#6 - WRAP SO2 Policy Case Constraint | 5 | 1265 | Rate Constraint in MTons | FALSE | L | Annual | Fuel Consumed | TBtu | 0 | 1122.7378 | 1116.0906 | 1142.7111 | 1183.5657 | 1432.5381 | 1493.8573
#6 - WRAP SO2 Policy Case Constraint | 5 | 1265 | Rate Constraint in MTons | FALSE | L | Annual | Rate | lb/MMBtu | 0 | 0.093467 | 0.09408 | 0.092382 | 0.089772 | 0.07627 | 0.076524
#6 - WRAP SO2 Policy Case Constraint | 5 | 1265 | Rate Constraint in MTons | FALSE | L | Annual | Generation | TWh | 0 | 112.38 | 111.4103 | 115.0084 | 122.6556 | 162.4223 | 171.6331
#6 - WRAP SO2 Policy Case Constraint | 5 | 1265 | Rate Constraint in MTons | FALSE | L | Annual | Qualifying Generation | TWh | 0 | 112.38 | 111.4103 | 115.0084 | 122.6556 | 162.4223 | 171.6331
#6 - WRAP SO2 Policy Case Constraint | 5 | 1265 | Rate Constraint in MTons | FALSE | L | Annual | Rate | lb/MWh | 0 | 0.4669 | 0.47124 | 0.45895 | 0.43313 | 0.33634 | 0.33302
#6 - WRAP SO2 Policy Case Constraint | 5 | 1265 | Rate Constraint in MTons | FALSE | L | Annual | Constraint Shadow Price | US$/Ton | 0 | 0 | 0 | 0 | 0 | 0 | 0
#CAN - #1 National - SO2 Cap Annual v3.1 | 7 | 1731 | Rate Constraint in MTons | FALSE | L | Annual | Seasons Included | Seasons | Winter, Summer | Winter, Summer | Winter, Summer | Winter, Summer | Winter, Summer | Winter, Summer | Winter, Summer
#CAN - #1 National - SO2 Cap Annual v3.1 | 7 | 1731 | Rate Constraint in MTons | FALSE | L | Annual | Standard | MTons | 948.21 | 948.21 | 948.21 | 948.21 | 948.21 | 948.21 | 948.21
#CAN - #1 National - SO2 Cap Annual v3.1 | 7 | 1731 | Rate Constraint in MTons | FALSE | L | Annual | Standard SO2 | MTons | 948.21 | 948.21 | 948.21 | 948.21 | 948.21 | 948.21 | 948.21
#CAN - #1 National - SO2 Cap Annual v3.1 | 7 | 1731 | Rate Constraint in MTons | FALSE | L | Annual | Emissions at Affected Plants SO2 | MTons | 201.2741 | 183.9453 | 140.1985 | 155.7982 | 46.4083 | 20.5165 | 3.3892
#CAN - #1 National - SO2 Cap Annual v3.1 | 7 | 1731 | Rate Constraint in MTons | FALSE | L | Annual | Allowances Purchased SO2 | MTons | 0 | 0 | 0 | 0 | 0 | 0 | 0
#CAN - #1 National - SO2 Cap Annual v3.1 | 7 | 1731 | Rate Constraint in MTons | FALSE | L | Annual | Allowances Sold SO2 | MTons | 0 | 0 | 0 | 0 | 0 | 0 | 0
#CAN - #1 National - SO2 Cap Annual v3.1 | 7 | 1731 | Rate Constraint in MTons | FALSE | L | Annual | Allowances Banked | MTons | 0 | 0 | 0 | 0 | 0 | 0 | 0
#CAN - #1 National - SO2 Cap Annual v3.1 | 7 | 1731 | Rate Constraint in MTons | FALSE | L | Annual | Allowances Withdrawn (1:1) | MTons | 0 | 0 | 0 | 0 | 0 | 0 | 0
#CAN - #1 National - SO2 Cap Annual v3.1 | 7 | 1731 | Rate Constraint in MTons | FALSE | L | Annual | Allowances Withdrawn (n:1) | MTons | 0 | 0 | 0 | 0 | 0 | 0 | 0
#CAN - #1 National - SO2 Cap Annual v3.1 | 7 | 1731 | Rate Constraint in MTons | FALSE | L | Annual | Net Emissions Allowance Position | MTons | 201.2741 | 183.9453 | 140.1985 | 155.7982 | 46.4083 | 20.5165 | 3.3892
#CAN - #1 National - SO2 Cap Annual v3.1 | 7 | 1731 | Rate Constraint in MTons | FALSE | L | Annual | Fuel Consumed | TBtu | 892.6727 | 825.5206 | 869.416 | 976.2752 | 1038.3794 | 1395.771 | 1824.5358
#CAN - #1 National - SO2 Cap Annual v3.1 | 7 | 1731 | Rate Constraint in MTons | FALSE | L | Annual | Rate | lb/MMBtu | 0.45095 | 0.44565 | 0.32251 | 0.31917 | 0.089386 | 0.029398 | 0.0037151
#CAN - #1 National - SO2 Cap Annual v3.1 | 7 | 1731 | Rate Constraint in MTons | FALSE | L | Annual | Generation | TWh | 98.5232 | 91.982 | 98.8974 | 109.9166 | 122.3354 | 170.4875 | 234.4863
#CAN - #1 National - SO2 Cap Annual v3.1 | 7 | 1731 | Rate Constraint in MTons | FALSE | L | Annual | Qualifying Generation | TWh | 98.5232 | 91.982 | 98.8974 | 109.9166 | 122.3354 | 170.4875 | 234.4863
#CAN - #1 National - SO2 Cap Annual v3.1 | 7 | 1731 | Rate Constraint in MTons | FALSE | L | Annual | Rate | lb/MWh | 2.0429 | 1.9998 | 1.4176 | 1.4174 | 0.37935 | 0.12034 | 0.014454
#CAN - #1 National - SO2 Cap Annual v3.1 | 7 | 1731 | Rate Constraint in MTons | FALSE | L | Annual | Constraint Shadow Price | US$/Ton | 0 | 0 | 0 | 0 | 0 | 0 | 0
#CAN - AB - MER Cap Annual v4.12 | 8 | 2323 | Rate Constraint in MTons | FALSE | L | Annual | Seasons Included | Seasons | Winter, Summer | Winter, Summer | Winter, Summer | Winter, Summer | Winter, Summer | Winter, Summer | Winter, Summer
#CAN - AB - MER Cap Annual v4.12 | 8 | 2323 | Rate Constraint in MTons | FALSE | L | Annual | Standard | Lb | 1300.7273 | 1300.7273 | 1300.7273 | 1300.7273 | 1300.7273 | 1300.7273 | 1300.7273
#CAN - AB - MER Cap Annual v4.12 | 8 | 2323 | Rate Constraint in MTons | FALSE | L | Annual | Standard MER | lbs | 1300.7273 | 1300.7273 | 1300.7273 | 1300.7273 | 1300.7273 | 1300.7273 | 1300.7273
#CAN - AB - MER Cap Annual v4.12 | 8 | 2323 | Rate Constraint in MTons | FALSE | L | Annual | Emissions at Affected Plants MER | lbs | 1300.7273 | 1300.7273 | 1283.7874 | 1283.7874 | 724.0374 | 283.3621 | 140.9744
#CAN - AB - MER Cap Annual v4.12 | 8 | 2323 | Rate Constraint in MTons | FALSE | L | Annual | Allowances Purchased MER | lbs | 0 | 0 | 0 | 0 | 0 | 0 | 0
#CAN - AB - MER Cap Annual v4.12 | 8 | 2323 | Rate Constraint in MTons | FALSE | L | Annual | Allowances Sold MER | lbs | 0 | 0 | 0 | 0 | 0 | 0 | 0
#CAN - AB - MER Cap Annual v4.12 | 8 | 2323 | Rate Constraint in MTons | FALSE | L | Annual | Allowances Banked | lbs | 0 | 0 | 0 | 0 | 0 | 0 | 0
#CAN - AB - MER Cap Annual v4.12 | 8 | 2323 | Rate Constraint in MTons | FALSE | L | Annual | Allowances Withdrawn (1:1) | lbs | 0 | 0 | 0 | 0 | 0 | 0 | 0
#CAN - AB - MER Cap Annual v4.12 | 8 | 2323 | Rate Constraint in MTons | FALSE | L | Annual | Allowances Withdrawn (n:1) | lbs | 0 | 0 | 0 | 0 | 0 | 0 | 0
#CAN - AB - MER Cap Annual v4.12 | 8 | 2323 | Rate Constraint in MTons | FALSE | L | Annual | Net Emissions Allowance Position | lbs | 1300.7273 | 1300.7273 | 1283.7874 | 1283.7874 | 724.0374 | 283.3621 | 140.9744
#CAN - AB - MER Cap Annual v4.12 | 8 | 2323 | Rate Constraint in MTons | FALSE | L | Annual | Fuel Consumed | TBtu | 373.0673 | 373.0673 | 319.1593 | 319.1593 | 150.4244 | 62.7928 | 33.5311
#CAN - AB - MER Cap Annual v4.12 | 8 | 2323 | Rate Constraint in MTons | FALSE | L | Annual | Rate | lb/MMBtu | 3.4866e-06 | 3.4866e-06 | 4.0224e-06 | 4.0224e-06 | 4.8133e-06 | 4.5126e-06 | 4.2043e-06
#CAN - AB - MER Cap Annual v4.12 | 8 | 2323 | Rate Constraint in MTons | FALSE | L | Annual | Generation | TWh | 35.8483 | 35.8483 | 30.7216 | 30.7216 | 14.4834 | 6.0459 | 3.2285
#CAN - AB - MER Cap Annual v4.12 | 8 | 2323 | Rate Constraint in MTons | FALSE | L | Annual | Qualifying Generation | TWh | 35.8483 | 35.8483 | 30.7216 | 30.7216 | 14.4834 | 6.0459 | 3.2285
#CAN - AB - MER Cap Annual v4.12 | 8 | 2323 | Rate Constraint in MTons | FALSE | L | Annual | Rate | lb/MWh | 36.2842 | 36.2842 | 41.7877 | 41.7877 | 49.9909 | 46.8684 | 43.6657
#CAN - AB - MER Cap Annual v4.12 | 8 | 2323 | Rate Constraint in MTons | FALSE | L | Annual | Constraint Shadow Price | US$/Lb | 206114.5178 | 134778.5954 | 0 | 0 | 0 | 0 | 0
#CAN - CNNB RPS v4.12 | 9 | 2317 | Generation Constraint in GWh | FALSE | G | Annual | Seasons Included | Seasons | Winter, Summer | Winter, Summer | Winter, Summer | Winter, Summer | Winter, Summer | Winter, Summer | Winter, Summer
#CAN - CNNB RPS v4.12 | 9 | 2317 | Generation Constraint in GWh | FALSE | G | Annual | Standard | GWh | 1468.6526 | 1480.4253 | 1503.9709 | 1533.9914 | 1565.7779 | 1603.7973 | 1649.828
#CAN - CNNB RPS v4.12 | 9 | 2317 | Generation Constraint in GWh | FALSE | G | Annual | Emissions at Affected Plants | GWh | 6279.6673 | 6279.6673 | 6279.6673 | 8117.9848 | 8117.9848 | 8888.0805 | 11368.4014
#CAN - CNNB RPS v4.12 | 9 | 2317 | Generation Constraint in GWh | FALSE | G | Annual | Allowances Purchased | GWh | 0 | 0 | 0 | 0 | 0 | 0 | 0
#CAN - CNNB RPS v4.12 | 9 | 2317 | Generation Constraint in GWh | FALSE | G | Annual | Allowances Sold | GWh | 0 | 0 | 0 | 0 | 0 | 0 | 0
#CAN - CNNB RPS v4.12 | 9 | 2317 | Generation Constraint in GWh | FALSE | G | Annual | Allowances Banked | GWh | 0 | 0 | 0 | 0 | 0 | 0 | 0
#CAN - CNNB RPS v4.12 | 9 | 2317 | Generation Constraint in GWh | FALSE | G | Annual | Allowances Withdrawn (1:1) | GWh | 0 | 0 | 0 | 0 | 0 | 0 | 0
#CAN - CNNB RPS v4.12 | 9 | 2317 | Generation Constraint in GWh | FALSE | G | Annual | Allowances Withdrawn (n:1) | GWh | 0 | 0 | 0 | 0 | 0 | 0 | 0
#CAN - CNNB RPS v4.12 | 9 | 2317 | Generation Constraint in GWh | FALSE | G | Annual | Net Emissions Allowance Position | GWh | 6279.6673 | 6279.6673 | 6279.6673 | 8117.9848 | 8117.9848 | 8888.0805 | 11368.4014
#CAN - CNNB RPS v4.12 | 9 | 2317 | Generation Constraint in GWh | FALSE | G | Annual | Fuel Consumed | TBtu | 16.3438 | 16.3438 | 16.3438 | 16.3438 | 16.3438 | 16.3438 | 30.6988
#CAN - CNNB RPS v4.12 | 9 | 2317 | Generation Constraint in GWh | FALSE | G | Annual | Heat Rate | MMBtu/MWh | 2.6027 | 2.6027 | 2.6027 | 2.0133 | 2.0133 | 1.8388 | 2.7004
#CAN - CNNB RPS v4.12 | 9 | 2317 | Generation Constraint in GWh | FALSE | G | Annual | Generation | TWh | 6.2797 | 6.2797 | 6.2797 | 8.118 | 8.118 | 8.8881 | 11.3684
#CAN - CNNB RPS v4.12 | 9 | 2317 | Generation Constraint in GWh | FALSE | G | Annual | Qualifying Generation | TWh | 6.2797 | 6.2797 | 6.2797 | 8.118 | 8.118 | 8.8881 | 11.3684
#CAN - CNNB RPS v4.12 | 9 | 2317 | Generation Constraint in GWh | FALSE | G | Annual | Rate | lb/MWh | 0 | 0 | 0 | 0 | 0 | 0 | 0
#CAN - CNNB RPS v4.12 | 9 | 2317 | Generation Constraint in GWh | FALSE | G | Annual | Constraint Shadow Price | US$/MWh | 0 | 0 | 0 | 0 | 0 | 0 | 0
#CAN - CNNS RPS v4.12 | 10 | 2318 | Generation Constraint in GWh | FALSE | G | Annual | Seasons Included | Seasons | Winter, Summer | Winter, Summer | Winter, Summer | Winter, Summer | Winter, Summer | Winter, Summer | Winter, Summer
#CAN - CNNS RPS v4.12 | 10 | 2318 | Generation Constraint in GWh | FALSE | G | Annual | Standard | GWh | 3038.8452 | 3053.5612 | 3090.3511 | 3138.9137 | 3200.7207 | 3309.6301 | 3442.7514
#CAN - CNNS RPS v4.12 | 10 | 2318 | Generation Constraint in GWh | FALSE | G | Annual | Emissions at Affected Plants | GWh | 3082.5525 | 3533.5991 | 3626.141 | 3626.141 | 3626.141 | 4596.2047 | 5044.7462
#CAN - CNNS RPS v4.12 | 10 | 2318 | Generation Constraint in GWh | FALSE | G | Annual | Allowances Purchased | GWh | 0 | 0 | 0 | 0 | 0 | 0 | 0
#CAN - CNNS RPS v4.12 | 10 | 2318 | Generation Constraint in GWh | FALSE | G | Annual | Allowances Sold | GWh | 0 | 0 | 0 | 0 | 0 | 0 | 0
#CAN - CNNS RPS v4.12 | 10 | 2318 | Generation Constraint in GWh | FALSE | G | Annual | Allowances Banked | GWh | 0 | 0 | 0 | 0 | 0 | 0 | 0
#CAN - CNNS RPS v4.12 | 10 | 2318 | Generation Constraint in GWh | FALSE | G | Annual | Allowances Withdrawn (1:1) | GWh | 0 | 0 | 0 | 0 | 0 | 0 | 0
#CAN - CNNS RPS v4.12 | 10 | 2318 | Generation Constraint in GWh | FALSE | G | Annual | Allowances Withdrawn (n:1) | GWh | 0 | 0 | 0 | 0 | 0 | 0 | 0
#CAN - CNNS RPS v4.12 | 10 | 2318 | Generation Constraint in GWh | FALSE | G | Annual | Net Emissions Allowance Position | GWh | 3082.5525 | 3533.5991 | 3626.141 | 3626.141 | 3626.141 | 4596.2047 | 5044.7462
#CAN - CNNS RPS v4.12 | 10 | 2318 | Generation Constraint in GWh | FALSE | G | Annual | Fuel Consumed | TBtu | 3.0832 | 3.0832 | 3.0832 | 3.0832 | 3.0832 | 7.3403 | 11.7162
#CAN - CNNS RPS v4.12 | 10 | 2318 | Generation Constraint in GWh | FALSE | G | Annual | Heat Rate | MMBtu/MWh | 1.0002 | 0.87253 | 0.85026 | 0.85026 | 0.85026 | 1.597 | 2.3225
#CAN - CNNS RPS v4.12 | 10 | 2318 | Generation Constraint in GWh | FALSE | G | Annual | Generation | TWh | 3.0826 | 3.5336 | 3.6261 | 3.6261 | 3.6261 | 4.5962 | 5.0447
#CAN - CNNS RPS v4.12 | 10 | 2318 | Generation Constraint in GWh | FALSE | G | Annual | Qualifying Generation | TWh | 3.0826 | 3.5336 | 3.6261 | 3.6261 | 3.6261 | 4.5962 | 5.0447
#CAN - CNNS RPS v4.12 | 10 | 2318 | Generation Constraint in GWh | FALSE | G | Annual | Rate | lb/MWh | 0 | 0 | 0 | 0 | 0 | 0 | 0
#CAN - CNNS RPS v4.12 | 10 | 2318 | Generation Constraint in GWh | FALSE | G | Annual | Constraint Shadow Price | US$/MWh | 0 | 0 | 0 | 0 | 0 | 0 | 0
#CAN - CNPE RPS v4.12 | 11 | 2316 | Generation Constraint in GWh | FALSE | G | Annual | Seasons Included | Seasons | Winter, Summer | Winter, Summer | Winter, Summer | Winter, Summer | Winter, Summer | Winter, Summer | Winter, Summer
#CAN - CNPE RPS v4.12 | 11 | 2316 | Generation Constraint in GWh | FALSE | G | Annual | Standard | GWh | 459.1379 | 459.1379 | 467.9674 | 478.5629 | 494.4562 | 527.4094 | 568.9678
#CAN - CNPE RPS v4.12 | 11 | 2316 | Generation Constraint in GWh | FALSE | G | Annual | Emissions at Affected Plants | GWh | 464.6592 | 467.9674 | 467.9674 | 478.5629 | 494.4562 | 527.4094 | 584.2365
#CAN - CNPE RPS v4.12 | 11 | 2316 | Generation Constraint in GWh | FALSE | G | Annual | Allowances Purchased | GWh | 0 | 0 | 0 | 0 | 0 | 0 | 0
#CAN - CNPE RPS v4.12 | 11 | 2316 | Generation Constraint in GWh | FALSE | G | Annual | Allowances Sold | GWh | 0 | 0 | 0 | 0 | 0 | 0 | 0
#CAN - CNPE RPS v4.12 | 11 | 2316 | Generation Constraint in GWh | FALSE | G | Annual | Allowances Banked | GWh | 0 | 0 | 0 | 0 | 0 | 0 | 0
#CAN - CNPE RPS v4.12 | 11 | 2316 | Generation Constraint in GWh | FALSE | G | Annual | Allowances Withdrawn (1:1) | GWh | 0 | 0 | 0 | 0 | 0 | 0 | 0
#CAN - CNPE RPS v4.12 | 11 | 2316 | Generation Constraint in GWh | FALSE | G | Annual | Allowances Withdrawn (n:1) | GWh | 0 | 0 | 0 | 0 | 0 | 0 | 0
#CAN - CNPE RPS v4.12 | 11 | 2316 | Generation Constraint in GWh | FALSE | G | Annual | Net Emissions Allowance Position | GWh | 464.6592 | 467.9674 | 467.9674 | 478.5629 | 494.4562 | 527.4094 | 584.2365
#CAN - CNPE RPS v4.12 | 11 | 2316 | Generation Constraint in GWh | FALSE | G | Annual | Fuel Consumed | TBtu | 0.13214 | 0.16441 | 0.16441 | 0.26778 | 0.42283 | 0.74433 | 1.2987
#CAN - CNPE RPS v4.12 | 11 | 2316 | Generation Constraint in GWh | FALSE | G | Annual | Heat Rate | MMBtu/MWh | 0.28437 | 0.35133 | 0.35133 | 0.55955 | 0.85515 | 1.4113 | 2.223
#CAN - CNPE RPS v4.12 | 11 | 2316 | Generation Constraint in GWh | FALSE | G | Annual | Generation | TWh | 0.46466 | 0.46797 | 0.46797 | 0.47856 | 0.49446 | 0.52741 | 0.58424
#CAN - CNPE RPS v4.12 | 11 | 2316 | Generation Constraint in GWh | FALSE | G | Annual | Qualifying Generation | TWh | 0.46466 | 0.46797 | 0.46797 | 0.47856 | 0.49446 | 0.52741 | 0.58424
#CAN - CNPE RPS v4.12 | 11 | 2316 | Generation Constraint in GWh | FALSE | G | Annual | Rate | lb/MWh | 0 | 0 | 0 | 0 | 0 | 0 | 0
#CAN - CNPE RPS v4.12 | 11 | 2316 | Generation Constraint in GWh | FALSE | G | Annual | Constraint Shadow Price | US$/MWh | 0 | 0 | 8.2756 | 8.5672 | 10.8437 | 8.1793 | 0
#CAN - MB - Acid Rain - SO2 Cap Annual v3.1 | 12 | 1732 | Rate Constraint in MTons | FALSE | L | Annual | Seasons Included | Seasons | Winter, Summer | Winter, Summer | Winter, Summer | Winter, Summer | Winter, Summer | Winter, Summer | Winter, Summer
#CAN - MB - Acid Rain - SO2 Cap Annual v3.1 | 12 | 1732 | Rate Constraint in MTons | FALSE | L | Annual | Standard | MTons | 4.41 | 4.41 | 4.41 | 4.41 | 4.41 | 4.41 | 4.41
#CAN - MB - Acid Rain - SO2 Cap Annual v3.1 | 12 | 1732 | Rate Constraint in MTons | FALSE | L | Annual | Standard SO2 | MTons | 4.41 | 4.41 | 4.41 | 4.41 | 4.41 | 4.41 | 4.41
#CAN - MB - Acid Rain - SO2 Cap Annual v3.1 | 12 | 1732 | Rate Constraint in MTons | FALSE | L | Annual | Emissions at Affected Plants SO2 | MTons | 0 | 0 | 0 | 0 | 0 | 0 | 0
#CAN - MB - Acid Rain - SO2 Cap Annual v3.1 | 12 | 1732 | Rate Constraint in MTons | FALSE | L | Annual | Allowances Purchased SO2 | MTons | 0 | 0 | 0 | 0 | 0 | 0 | 0
#CAN - MB - Acid Rain - SO2 Cap Annual v3.1 | 12 | 1732 | Rate Constraint in MTons | FALSE | L | Annual | Allowances Sold SO2 | MTons | 0 | 0 | 0 | 0 | 0 | 0 | 0
#CAN - MB - Acid Rain - SO2 Cap Annual v3.1 | 12 | 1732 | Rate Constraint in MTons | FALSE | L | Annual | Allowances Banked | MTons | 0 | 0 | 0 | 0 | 0 | 0 | 0
#CAN - MB - Acid Rain - SO2 Cap Annual v3.1 | 12 | 1732 | Rate Constraint in MTons | FALSE | L | Annual | Allowances Withdrawn (1:1) | MTons | 0 | 0 | 0 | 0 | 0 | 0 | 0
#CAN - MB - Acid Rain - SO2 Cap Annual v3.1 | 12 | 1732 | Rate Constraint in MTons | FALSE | L | Annual | Allowances Withdrawn (n:1) | MTons | 0 | 0 | 0 | 0 | 0 | 0 | 0
#CAN - MB - Acid Rain - SO2 Cap Annual v3.1 | 12 | 1732 | Rate Constraint in MTons | FALSE | L | Annual | Net Emissions Allowance Position | MTons | 0 | 0 | 0 | 0 | 0 | 0 | 0
#CAN - MB - Acid Rain - SO2 Cap Annual v3.1 | 12 | 1732 | Rate Constraint in MTons | FALSE | L | Annual | Fuel Consumed | TBtu | 0 | 0 | 0 | 0 | 0 | 0.22215 | 0.78108
#CAN - MB - Acid Rain - SO2 Cap Annual v3.1 | 12 | 1732 | Rate Constraint in MTons | FALSE | L | Annual | Rate | lb/MMBtu | 0 | 0 | 0 | 0 | 0 | 0 | 0
#CAN - MB - Acid Rain - SO2 Cap Annual v3.1 | 12 | 1732 | Rate Constraint in MTons | FALSE | L | Annual | Generation | TWh | 0 | 0 | 0 | 0 | 0 | 0.017237 | 0.060605
#CAN - MB - Acid Rain - SO2 Cap Annual v3.1 | 12 | 1732 | Rate Constraint in MTons | FALSE | L | Annual | Qualifying Generation | TWh | 0 | 0 | 0 | 0 | 0 | 0.017237 | 0.060605
#CAN - MB - Acid Rain - SO2 Cap Annual v3.1 | 12 | 1732 | Rate Constraint in MTons | FALSE | L | Annual | Rate | lb/MWh | 0 | 0 | 0 | 0 | 0 | 0 | 0
#CAN - MB - Acid Rain - SO2 Cap Annual v3.1 | 12 | 1732 | Rate Constraint in MTons | FALSE | L | Annual | Constraint Shadow Price | US$/Ton | 0 | 0 | 0 | 0 | 0 | 0 | 0
#CAN - NB - Acid Rain - SO2 Cap Annual v3.1 | 13 | 1733 | Rate Constraint in MTons | FALSE | L | Annual | Seasons Included | Seasons | Winter, Summer | Winter, Summer | Winter, Summer | Winter, Summer | Winter, Summer | Winter, Summer | Winter, Summer
#CAN - NB - Acid Rain - SO2 Cap Annual v3.1 | 13 | 1733 | Rate Constraint in MTons | FALSE | L | Annual | Standard | MTons | 135.58 | 135.58 | 135.58 | 135.58 | 135.58 | 135.58 | 135.58
#CAN - NB - Acid Rain - SO2 Cap Annual v3.1 | 13 | 1733 | Rate Constraint in MTons | FALSE | L | Annual | Standard SO2 | MTons | 135.58 | 135.58 | 135.58 | 135.58 | 135.58 | 135.58 | 135.58
#CAN - NB - Acid Rain - SO2 Cap Annual v3.1 | 13 | 1733 | Rate Constraint in MTons | FALSE | L | Annual | Emissions at Affected Plants SO2 | MTons | 0 | 0 | 0 | 0 | 0 | 0 | 0
#CAN - NB - Acid Rain - SO2 Cap Annual v3.1 | 13 | 1733 | Rate Constraint in MTons | FALSE | L | Annual | Allowances Purchased SO2 | MTons | 0 | 0 | 0 | 0 | 0 | 0 | 0
#CAN - NB - Acid Rain - SO2 Cap Annual v3.1 | 13 | 1733 | Rate Constraint in MTons | FALSE | L | Annual | Allowances Sold SO2 | MTons | 0 | 0 | 0 | 0 | 0 | 0 | 0
#CAN - NB - Acid Rain - SO2 Cap Annual v3.1 | 13 | 1733 | Rate Constraint in MTons | FALSE | L | Annual | Allowances Banked | MTons | 0 | 0 | 0 | 0 | 0 | 0 | 0
#CAN - NB - Acid Rain - SO2 Cap Annual v3.1 | 13 | 1733 | Rate Constraint in MTons | FALSE | L | Annual | Allowances Withdrawn (1:1) | MTons | 0 | 0 | 0 | 0 | 0 | 0 | 0
#CAN - NB - Acid Rain - SO2 Cap Annual v3.1 | 13 | 1733 | Rate Constraint in MTons | FALSE | L | Annual | Allowances Withdrawn (n:1) | MTons | 0 | 0 | 0 | 0 | 0 | 0 | 0
#CAN - NB - Acid Rain - SO2 Cap Annual v3.1 | 13 | 1733 | Rate Constraint in MTons | FALSE | L | Annual | Net Emissions Allowance Position | MTons | 0 | 0 | 0 | 0 | 0 | 0 | 0
#CAN - NB - Acid Rain - SO2 Cap Annual v3.1 | 13 | 1733 | Rate Constraint in MTons | FALSE | L | Annual | Fuel Consumed | TBtu | 1.0492 | 0.47832 | 5.0733 | 0 | 3.7583 | 8.6579 | 7.3486
#CAN - NB - Acid Rain - SO2 Cap Annual v3.1 | 13 | 1733 | Rate Constraint in MTons | FALSE | L | Annual | Rate | lb/MMBtu | 0 | 0 | 0 | 0 | 0 | 0 | 0
#CAN - NB - Acid Rain - SO2 Cap Annual v3.1 | 13 | 1733 | Rate Constraint in MTons | FALSE | L | Annual | Generation | TWh | 0.13805 | 0.062936 | 0.66753 | 0 | 0.49452 | 1.1392 | 1.1305
#CAN - NB - Acid Rain - SO2 Cap Annual v3.1 | 13 | 1733 | Rate Constraint in MTons | FALSE | L | Annual | Qualifying Generation | TWh | 0.13805 | 0.062936 | 0.66753 | 0 | 0.49452 | 1.1392 | 1.1305
#CAN - NB - Acid Rain - SO2 Cap Annual v3.1 | 13 | 1733 | Rate Constraint in MTons | FALSE | L | Annual | Rate | lb/MWh | 0 | 0 | 0 | 0 | 0 | 0 | 0
#CAN - NB - Acid Rain - SO2 Cap Annual v3.1 | 13 | 1733 | Rate Constraint in MTons | FALSE | L | Annual | Constraint Shadow Price | US$/Ton | 0 | 0 | 0 | 0 | 0 | 0 | 0
#CAN - NB - MER Cap Annual v4.12 | 14 | 2319 | Rate Constraint in MTons | FALSE | L | Annual | Seasons Included | Seasons | Winter, Summer | Winter, Summer | Winter, Summer | Winter, Summer | Winter, Summer | Winter, Summer | Winter, Summer
#CAN - NB - MER Cap Annual v4.12 | 14 | 2319 | Rate Constraint in MTons | FALSE | L | Annual | Standard | Lb | 55.1156 | 55.1156 | 55.1156 | 55.1156 | 55.1156 | 55.1156 | 55.1156
#CAN - NB - MER Cap Annual v4.12 | 14 | 2319 | Rate Constraint in MTons | FALSE | L | Annual | Standard MER | lbs | 55.1156 | 55.1156 | 55.1156 | 55.1156 | 55.1156 | 55.1156 | 55.1156
#CAN - NB - MER Cap Annual v4.12 | 14 | 2319 | Rate Constraint in MTons | FALSE | L | Annual | Emissions at Affected Plants MER | lbs | 0 | 0 | 0 | 0 | 0 | 0 | 0
#CAN - NB - MER Cap Annual v4.12 | 14 | 2319 | Rate Constraint in MTons | FALSE | L | Annual | Allowances Purchased MER | lbs | 0 | 0 | 0 | 0 | 0 | 0 | 0
#CAN - NB - MER Cap Annual v4.12 | 14 | 2319 | Rate Constraint in MTons | FALSE | L | Annual | Allowances Sold MER | lbs | 0 | 0 | 0 | 0 | 0 | 0 | 0
#CAN - NB - MER Cap Annual v4.12 | 14 | 2319 | Rate Constraint in MTons | FALSE | L | Annual | Allowances Banked | lbs | 0 | 0 | 0 | 0 | 0 | 0 | 0
#CAN - NB - MER Cap Annual v4.12 | 14 | 2319 | Rate Constraint in MTons | FALSE | L | Annual | Allowances Withdrawn (1:1) | lbs | 0 | 0 | 0 | 0 | 0 | 0 | 0
#CAN - NB - MER Cap Annual v4.12 | 14 | 2319 | Rate Constraint in MTons | FALSE | L | Annual | Allowances Withdrawn (n:1) | lbs | 0 | 0 | 0 | 0 | 0 | 0 | 0
#CAN - NB - MER Cap Annual v4.12 | 14 | 2319 | Rate Constraint in MTons | FALSE | L | Annual | Net Emissions Allowance Position | lbs | 0 | 0 | 0 | 0 | 0 | 0 | 0
#CAN - NB - MER Cap Annual v4.12 | 14 | 2319 | Rate Constraint in MTons | FALSE | L | Annual | Fuel Consumed | TBtu | 0 | 0 | 0 | 0 | 0 | 0 | 0
#CAN - NB - MER Cap Annual v4.12 | 14 | 2319 | Rate Constraint in MTons | FALSE | L | Annual | Rate | lb/MMBtu | 0 | 0 | 0 | 0 | 0 | 0 | 0
#CAN - NB - MER Cap Annual v4.12 | 14 | 2319 | Rate Constraint in MTons | FALSE | L | Annual | Generation | TWh | 0 | 0 | 0 | 0 | 0 | 0 | 0
#CAN - NB - MER Cap Annual v4.12 | 14 | 2319 | Rate Constraint in MTons | FALSE | L | Annual | Qualifying Generation | TWh | 0 | 0 | 0 | 0 | 0 | 0 | 0
#CAN - NB - MER Cap Annual v4.12 | 14 | 2319 | Rate Constraint in MTons | FALSE | L | Annual | Rate | lb/MWh | 0 | 0 | 0 | 0 | 0 | 0 | 0
#CAN - NB - MER Cap Annual v4.12 | 14 | 2319 | Rate Constraint in MTons | FALSE | L | Annual | Constraint Shadow Price | US$/Lb | 0 | 0 | 0 | 0 | 0 | 0 | 0
#CAN - NL&NF - SO2 Cap Annual v3.1 | 15 | 1734 | Rate Constraint in MTons | FALSE | L | Annual | Seasons Included | Seasons | Winter, Summer | Winter, Summer | Winter, Summer | Winter, Summer | Winter, Summer | Winter, Summer | Winter, Summer
#CAN - NL&NF - SO2 Cap Annual v3.1 | 15 | 1734 | Rate Constraint in MTons | FALSE | L | Annual | Standard | MTons | 16.53 | 16.53 | 16.53 | 16.53 | 16.53 | 16.53 | 16.53
#CAN - NL&NF - SO2 Cap Annual v3.1 | 15 | 1734 | Rate Constraint in MTons | FALSE | L | Annual | Standard SO2 | MTons | 16.53 | 16.53 | 16.53 | 16.53 | 16.53 | 16.53 | 16.53
#CAN - NL&NF - SO2 Cap Annual v3.1 | 15 | 1734 | Rate Constraint in MTons | FALSE | L | Annual | Emissions at Affected Plants SO2 | MTons | 0 | 0 | 0 | 0 | 0 | 0 | 0
#CAN - NL&NF - SO2 Cap Annual v3.1 | 15 | 1734 | Rate Constraint in MTons | FALSE | L | Annual | Allowances Purchased SO2 | MTons | 0 | 0 | 0 | 0 | 0 | 0 | 0
#CAN - NL&NF - SO2 Cap Annual v3.1 | 15 | 1734 | Rate Constraint in MTons | FALSE | L | Annual | Allowances Sold SO2 | MTons | 0 | 0 | 0 | 0 | 0 | 0 | 0
#CAN - NL&NF - SO2 Cap Annual v3.1 | 15 | 1734 | Rate Constraint in MTons | FALSE | L | Annual | Allowances Banked | MTons | 0 | 0 | 0 | 0 | 0 | 0 | 0
#CAN - NL&NF - SO2 Cap Annual v3.1 | 15 | 1734 | Rate Constraint in MTons | FALSE | L | Annual | Allowances Withdrawn (1:1) | MTons | 0 | 0 | 0 | 0 | 0 | 0 | 0
#CAN - NL&NF - SO2 Cap Annual v3.1 | 15 | 1734 | Rate Constraint in MTons | FALSE | L | Annual | Allowances Withdrawn (n:1) | MTons | 0 | 0 | 0 | 0 | 0 | 0 | 0
#CAN - NL&NF - SO2 Cap Annual v3.1 | 15 | 1734 | Rate Constraint in MTons | FALSE | L | Annual | Net Emissions Allowance Position | MTons | 0 | 0 | 0 | 0 | 0 | 0 | 0
#CAN - NL&NF - SO2 Cap Annual v3.1 | 15 | 1734 | Rate Constraint in MTons | FALSE | L | Annual | Fuel Consumed | TBtu | 0 | 0 | 0 | 0 | 0 | 0 | 0
#CAN - NL&NF - SO2 Cap Annual v3.1 | 15 | 1734 | Rate Constraint in MTons | FALSE | L | Annual | Rate | lb/MMBtu | 0 | 0 | 0 | 0 | 0 | 0 | 0
#CAN - NL&NF - SO2 Cap Annual v3.1 | 15 | 1734 | Rate Constraint in MTons | FALSE | L | Annual | Generation | TWh | 0 | 0 | 0 | 0 | 0 | 0 | 0
#CAN - NL&NF - SO2 Cap Annual v3.1 | 15 | 1734 | Rate Constraint in MTons | FALSE | L | Annual | Qualifying Generation | TWh | 0 | 0 | 0 | 0 | 0 | 0 | 0
#CAN - NL&NF - SO2 Cap Annual v3.1 | 15 | 1734 | Rate Constraint in MTons | FALSE | L | Annual | Rate | lb/MWh | 0 | 0 | 0 | 0 | 0 | 0 | 0
#CAN - NL&NF - SO2 Cap Annual v3.1 | 15 | 1734 | Rate Constraint in MTons | FALSE | L | Annual | Constraint Shadow Price | US$/Ton | 0 | 0 | 0 | 0 | 0 | 0 | 0
#CAN - NS - MER Cap Annual v4.12 | 16 | 2320 | Rate Constraint in MTons | FALSE | L | Annual | Seasons Included | Seasons | Winter, Summer | Winter, Summer | Winter, Summer | Winter, Summer | Winter, Summer | Winter, Summer | Winter, Summer
#CAN - NS - MER Cap Annual v4.12 | 16 | 2320 | Rate Constraint in MTons | FALSE | L | Annual | Standard | Lb | 143.3005 | 143.3005 | 93.6965 | 77.1618 | 77.1618 | 77.1618 | 77.1618
#CAN - NS - MER Cap Annual v4.12 | 16 | 2320 | Rate Constraint in MTons | FALSE | L | Annual | Standard MER | lbs | 143.3005 | 143.3005 | 93.6965 | 77.1618 | 77.1618 | 77.1618 | 77.1618
#CAN - NS - MER Cap Annual v4.12 | 16 | 2320 | Rate Constraint in MTons | FALSE | L | Annual | Emissions at Affected Plants MER | lbs | 93.0784 | 0 | 0 | 77.1618 | 34.0075 | 33.6439 | 0
#CAN - NS - MER Cap Annual v4.12 | 16 | 2320 | Rate Constraint in MTons | FALSE | L | Annual | Allowances Purchased MER | lbs | 0 | 0 | 0 | 0 | 0 | 0 | 0
#CAN - NS - MER Cap Annual v4.12 | 16 | 2320 | Rate Constraint in MTons | FALSE | L | Annual | Allowances Sold MER | lbs | 0 | 0 | 0 | 0 | 0 | 0 | 0
#CAN - NS - MER Cap Annual v4.12 | 16 | 2320 | Rate Constraint in MTons | FALSE | L | Annual | Allowances Banked | lbs | 0 | 0 | 0 | 0 | 0 | 0 | 0
#CAN - NS - MER Cap Annual v4.12 | 16 | 2320 | Rate Constraint in MTons | FALSE | L | Annual | Allowances Withdrawn (1:1) | lbs | 0 | 0 | 0 | 0 | 0 | 0 | 0
#CAN - NS - MER Cap Annual v4.12 | 16 | 2320 | Rate Constraint in MTons | FALSE | L | Annual | Allowances Withdrawn (n:1) | lbs | 0 | 0 | 0 | 0 | 0 | 0 | 0
#CAN - NS - MER Cap Annual v4.12 | 16 | 2320 | Rate Constraint in MTons | FALSE | L | Annual | Net Emissions Allowance Position | lbs | 93.0784 | 0 | 0 | 77.1618 | 34.0075 | 33.6439 | 0
#CAN - NS - MER Cap Annual v4.12 | 16 | 2320 | Rate Constraint in MTons | FALSE | L | Annual | Fuel Consumed | TBtu | 35.55 | 0 | 0 | 41.5444 | 25.2636 | 25.1247 | 0
#CAN - NS - MER Cap Annual v4.12 | 16 | 2320 | Rate Constraint in MTons | FALSE | L | Annual | Rate | lb/MMBtu | 2.6182e-06 | 0 | 0 | 1.8573e-06 | 1.3461e-06 | 1.3391e-06 | 0
#CAN - NS - MER Cap Annual v4.12 | 16 | 2320 | Rate Constraint in MTons | FALSE | L | Annual | Generation | TWh | 3.4229 | 0 | 0 | 3.9082 | 2.3155 | 2.3021 | 0
#CAN - NS - MER Cap Annual v4.12 | 16 | 2320 | Rate Constraint in MTons | FALSE | L | Annual | Qualifying Generation | TWh | 3.4229 | 0 | 0 | 3.9082 | 2.3155 | 2.3021 | 0
#CAN - NS - MER Cap Annual v4.12 | 16 | 2320 | Rate Constraint in MTons | FALSE | L | Annual | Rate | lb/MWh | 27.193 | 0 | 0 | 19.7437 | 14.6871 | 14.6145 | 0
#CAN - NS - MER Cap Annual v4.12 | 16 | 2320 | Rate Constraint in MTons | FALSE | L | Annual | Constraint Shadow Price | US$/Lb | 0 | 0 | 0 | 192578.6642 | 0 | 0 | 0
#CAN - NS - NS Power - NOX Cap Annual v3.1 | 17 | 2311 | Rate Constraint in MTons | FALSE | L | Annual | Seasons Included | Seasons | Winter, Summer | Winter, Summer | Winter, Summer | Winter, Summer | Winter, Summer | Winter, Summer | Winter, Summer
#CAN - NS - NS Power - NOX Cap Annual v3.1 | 17 | 2311 | Rate Constraint in MTons | FALSE | L | Annual | Standard | MTons | 21.1952 | 21.1952 | 17.6626 | 16.485 | 16.485 | 16.485 | 16.485
#CAN - NS - NS Power - NOX Cap Annual v3.1 | 17 | 2311 | Rate Constraint in MTons | FALSE | L | Annual | Standard NOX | MTons | 21.1952 | 21.1952 | 17.6626 | 16.485 | 16.485 | 16.485 | 16.485
#CAN - NS - NS Power - NOX Cap Annual v3.1 | 17 | 2311 | Rate Constraint in MTons | FALSE | L | Annual | Emissions at Affected Plants NOX | MTons | 5.2658 | 1.1344 | 1.1458 | 6.2352 | 4.6696 | 4.6694 | 1.3168
#CAN - NS - NS Power - NOX Cap Annual v3.1 | 17 | 2311 | Rate Constraint in MTons | FALSE | L | Annual | Allowances Purchased NOX | MTons | 0 | 0 | 0 | 0 | 0 | 0 | 0
#CAN - NS - NS Power - NOX Cap Annual v3.1 | 17 | 2311 | Rate Constraint in MTons | FALSE | L | Annual | Allowances Sold NOX | MTons | 0 | 0 | 0 | 0 | 0 | 0 | 0
#CAN - NS - NS Power - NOX Cap Annual v3.1 | 17 | 2311 | Rate Constraint in MTons | FALSE | L | Annual | Allowances Banked | MTons | 0 | 0 | 0 | 0 | 0 | 0 | 0
#CAN - NS - NS Power - NOX Cap Annual v3.1 | 17 | 2311 | Rate Constraint in MTons | FALSE | L | Annual | Allowances Withdrawn (1:1) | MTons | 0 | 0 | 0 | 0 | 0 | 0 | 0
#CAN - NS - NS Power - NOX Cap Annual v3.1 | 17 | 2311 | Rate Constraint in MTons | FALSE | L | Annual | Allowances Withdrawn (n:1) | MTons | 0 | 0 | 0 | 0 | 0 | 0 | 0
#CAN - NS - NS Power - NOX Cap Annual v3.1 | 17 | 2311 | Rate Constraint in MTons | FALSE | L | Annual | Net Emissions Allowance Position | MTons | 5.2658 | 1.1344 | 1.1458 | 6.2352 | 4.6696 | 4.6694 | 1.3168
#CAN - NS - NS Power - NOX Cap Annual v3.1 | 17 | 2311 | Rate Constraint in MTons | FALSE | L | Annual | Fuel Consumed | TBtu | 45.7237 | 27.7379 | 27.8206 | 65.4659 | 54.6521 | 55.032 | 51.9985
#CAN - NS - NS Power - NOX Cap Annual v3.1 | 17 | 2311 | Rate Constraint in MTons | FALSE | L | Annual | Rate | lb/MMBtu | 0.23033 | 0.081796 | 0.082371 | 0.19049 | 0.17089 | 0.1697 | 0.050648
#CAN - NS - NS Power - NOX Cap Annual v3.1 | 17 | 2311 | Rate Constraint in MTons | FALSE | L | Annual | Generation | TWh | 4.9973 | 4.0902 | 4.0984 | 7.6195 | 6.8751 | 6.9029 | 8.0346
#CAN - NS - NS Power - NOX Cap Annual v3.1 | 17 | 2311 | Rate Constraint in MTons | FALSE | L | Annual | Qualifying Generation | TWh | 4.9973 | 4.0902 | 4.0984 | 7.6195 | 6.8751 | 6.9029 | 8.0346
#CAN - NS - NS Power - NOX Cap Annual v3.1 | 17 | 2311 | Rate Constraint in MTons | FALSE | L | Annual | Rate | lb/MWh | 1.0537 | 0.27735 | 0.27957 | 0.81832 | 0.67921 | 0.67644 | 0.16389
#CAN - NS - NS Power - NOX Cap Annual v3.1 | 17 | 2311 | Rate Constraint in MTons | FALSE | L | Annual | Constraint Shadow Price | US$/Ton | 0 | 0 | 0 | 0 | 0 | 0 | 0
#CAN - NS - NS Power - SO2 Cap Annual v3.1 | 18 | 1737 | Rate Constraint in MTons | FALSE | L | Annual | Seasons Included | Seasons | Winter, Summer | Winter, Summer | Winter, Summer | Winter, Summer | Winter, Summer | Winter, Summer | Winter, Summer
#CAN - NS - NS Power - SO2 Cap Annual v3.1 | 18 | 1737 | Rate Constraint in MTons | FALSE | L | Annual | Standard | MTons | 67.1307 | 67.1307 | 46.7517 | 39.9587 | 39.9587 | 39.9587 | 39.9587
#CAN - NS - NS Power - SO2 Cap Annual v3.1 | 18 | 1737 | Rate Constraint in MTons | FALSE | L | Annual | Standard SO2 | MTons | 67.1307 | 67.1307 | 46.7517 | 39.9587 | 39.9587 | 39.9587 | 39.9587
#CAN - NS - NS Power - SO2 Cap Annual v3.1 | 18 | 1737 | Rate Constraint in MTons | FALSE | L | Annual | Emissions at Affected Plants SO2 | MTons | 17.348 | 0.019218 | 0.019552 | 15.6193 | 6.3923 | 6.4024 | 0.10202
#CAN - NS - NS Power - SO2 Cap Annual v3.1 | 18 | 1737 | Rate Constraint in MTons | FALSE | L | Annual | Allowances Purchased SO2 | MTons | 0 | 0 | 0 | 0 | 0 | 0 | 0
#CAN - NS - NS Power - SO2 Cap Annual v3.1 | 18 | 1737 | Rate Constraint in MTons | FALSE | L | Annual | Allowances Sold SO2 | MTons | 0 | 0 | 0 | 0 | 0 | 0 | 0
#CAN - NS - NS Power - SO2 Cap Annual v3.1 | 18 | 1737 | Rate Constraint in MTons | FALSE | L | Annual | Allowances Banked | MTons | 0 | 0 | 0 | 0 | 0 | 0 | 0
#CAN - NS - NS Power - SO2 Cap Annual v3.1 | 18 | 1737 | Rate Constraint in MTons | FALSE | L | Annual | Allowances Withdrawn (1:1) | MTons | 0 | 0 | 0 | 0 | 0 | 0 | 0
#CAN - NS - NS Power - SO2 Cap Annual v3.1 | 18 | 1737 | Rate Constraint in MTons | FALSE | L | Annual | Allowances Withdrawn (n:1) | MTons | 0 | 0 | 0 | 0 | 0 | 0 | 0
#CAN - NS - NS Power - SO2 Cap Annual v3.1 | 18 | 1737 | Rate Constraint in MTons | FALSE | L | Annual | Net Emissions Allowance Position | MTons | 17.348 | 0.019218 | 0.019552 | 15.6193 | 6.3923 | 6.4024 | 0.10202
#CAN - NS - NS Power - SO2 Cap Annual v3.1 | 18 | 1737 | Rate Constraint in MTons | FALSE | L | Annual | Fuel Consumed | TBtu | 45.7237 | 27.7379 | 27.8206 | 65.4659 | 54.6521 | 55.032 | 51.9985
#CAN - NS - NS Power - SO2 Cap Annual v3.1 | 18 | 1737 | Rate Constraint in MTons | FALSE | L | Annual | Rate | lb/MMBtu | 0.75882 | 0.0013857 | 0.0014056 | 0.47717 | 0.23393 | 0.23268 | 0.0039241
#CAN - NS - NS Power - SO2 Cap Annual v3.1 | 18 | 1737 | Rate Constraint in MTons | FALSE | L | Annual | Generation | TWh | 4.9973 | 4.0902 | 4.0984 | 7.6195 | 6.8751 | 6.9029 | 8.0346
#CAN - NS - NS Power - SO2 Cap Annual v3.1 | 18 | 1737 | Rate Constraint in MTons | FALSE | L | Annual | Qualifying Generation | TWh | 4.9973 | 4.0902 | 4.0984 | 7.6195 | 6.8751 | 6.9029 | 8.0346
#CAN - NS - NS Power - SO2 Cap Annual v3.1 | 18 | 1737 | Rate Constraint in MTons | FALSE | L | Annual | Rate | lb/MWh | 3.4715 | 0.0046986 | 0.0047707 | 2.0499 | 0.92978 | 0.9275 | 0.012698
#CAN - NS - NS Power - SO2 Cap Annual v3.1 | 18 | 1737 | Rate Constraint in MTons | FALSE | L | Annual | Constraint Shadow Price | US$/Ton | 0 | 0 | 0 | 0 | 0 | 0 | 0
#CAN - NS - SO2 Cap Annual v3.1 | 19 | 1735 | Rate Constraint in MTons | FALSE | L | Annual | Seasons Included | Seasons | Winter, Summer | Winter, Summer | Winter, Summer | Winter, Summer | Winter, Summer | Winter, Summer | Winter, Summer
#CAN - NS - SO2 Cap Annual v3.1 | 19 | 1735 | Rate Constraint in MTons | FALSE | L | Annual | Standard | MTons | 131.2522 | 131.2522 | 131.2522 | 131.2522 | 131.2522 | 131.2522 | 131.2522
#CAN - NS - SO2 Cap Annual v3.1 | 19 | 1735 | Rate Constraint in MTons | FALSE | L | Annual | Standard SO2 | MTons | 131.2522 | 131.2522 | 131.2522 | 131.2522 | 131.2522 | 131.2522 | 131.2522
#CAN - NS - SO2 Cap Annual v3.1 | 19 | 1735 | Rate Constraint in MTons | FALSE | L | Annual | Emissions at Affected Plants SO2 | MTons | 17.348 | 0.019218 | 0.019552 | 15.6193 | 6.3923 | 6.4024 | 0.10202
#CAN - NS - SO2 Cap Annual v3.1 | 19 | 1735 | Rate Constraint in MTons | FALSE | L | Annual | Allowances Purchased SO2 | MTons | 0 | 0 | 0 | 0 | 0 | 0 | 0
#CAN - NS - SO2 Cap Annual v3.1 | 19 | 1735 | Rate Constraint in MTons | FALSE | L | Annual | Allowances Sold SO2 | MTons | 0 | 0 | 0 | 0 | 0 | 0 | 0
#CAN - NS - SO2 Cap Annual v3.1 | 19 | 1735 | Rate Constraint in MTons | FALSE | L | Annual | Allowances Banked | MTons | 0 | 0 | 0 | 0 | 0 | 0 | 0
#CAN - NS - SO2 Cap Annual v3.1 | 19 | 1735 | Rate Constraint in MTons | FALSE | L | Annual | Allowances Withdrawn (1:1) | MTons | 0 | 0 | 0 | 0 | 0 | 0 | 0
#CAN - NS - SO2 Cap Annual v3.1 | 19 | 1735 | Rate Constraint in MTons | FALSE | L | Annual | Allowances Withdrawn (n:1) | MTons | 0 | 0 | 0 | 0 | 0 | 0 | 0
#CAN - NS - SO2 Cap Annual v3.1 | 19 | 1735 | Rate Constraint in MTons | FALSE | L | Annual | Net Emissions Allowance Position | MTons | 17.348 | 0.019218 | 0.019552 | 15.6193 | 6.3923 | 6.4024 | 0.10202
#CAN - NS - SO2 Cap Annual v3.1 | 19 | 1735 | Rate Constraint in MTons | FALSE | L | Annual | Fuel Consumed | TBtu | 48.17 | 30.1842 | 30.2668 | 67.9122 | 57.0984 | 57.4783 | 54.4447
#CAN - NS - SO2 Cap Annual v3.1 | 19 | 1735 | Rate Constraint in MTons | FALSE | L | Annual | Rate | lb/MMBtu | 0.72028 | 0.0012734 | 0.001292 | 0.45998 | 0.2239 | 0.22278 | 0.0037478
#CAN - NS - SO2 Cap Annual v3.1 | 19 | 1735 | Rate Constraint in MTons | FALSE | L | Annual | Generation | TWh | 5.3777 | 4.4707 | 4.4788 | 8 | 7.2555 | 7.2833 | 8.4151
#CAN - NS - SO2 Cap Annual v3.1 | 19 | 1735 | Rate Constraint in MTons | FALSE | L | Annual | Qualifying Generation | TWh | 5.3777 | 4.4707 | 4.4788 | 8 | 7.2555 | 7.2833 | 8.4151
#CAN - NS - SO2 Cap Annual v3.1 | 19 | 1735 | Rate Constraint in MTons | FALSE | L | Annual | Rate | lb/MWh | 3.2259 | 0.0042987 | 0.0043655 | 1.9524 | 0.88102 | 0.87905 | 0.012124
#CAN - NS - SO2 Cap Annual v3.1 | 19 | 1735 | Rate Constraint in MTons | FALSE | L | Annual | Constraint Shadow Price | US$/Ton | 0 | 0 | 0 | 0 | 0 | 0 | 0
#CAN - ON - NOX Cap Annual v3.1 | 20 | 1738 | Rate Constraint in MTons | FALSE | L | Annual | Seasons Included | Seasons | Winter, Summer | Winter, Summer | Winter, Summer | Winter, Summer | Winter, Summer | Winter, Summer | Winter, Summer
#CAN - ON - NOX Cap Annual v3.1 | 20 | 1738 | Rate Constraint in MTons | FALSE | L | Annual | Standard | MTons | 47.2891 | 47.2891 | 47.2891 | 47.2891 | 47.2891 | 47.2891 | 47.2891
#CAN - ON - NOX Cap Annual v3.1 | 20 | 1738 | Rate Constraint in MTons | FALSE | L | Annual | Standard NOX | MTons | 47.2891 | 47.2891 | 47.2891 | 47.2891 | 47.2891 | 47.2891 | 47.2891
#CAN - ON - NOX Cap Annual v3.1 | 20 | 1738 | Rate Constraint in MTons | FALSE | L | Annual | Emissions at Affected Plants NOX | MTons | 2.6801 | 2.65 | 3.5692 | 4.0563 | 4.2753 | 5.0167 | 10.1144
#CAN - ON - NOX Cap Annual v3.1 | 20 | 1738 | Rate Constraint in MTons | FALSE | L | Annual | Allowances Purchased NOX | MTons | 0 | 0 | 0 | 0 | 0 | 0 | 0
#CAN - ON - NOX Cap Annual v3.1 | 20 | 1738 | Rate Constraint in MTons | FALSE | L | Annual | Allowances Sold NOX | MTons | 0 | 0 | 0 | 0 | 0 | 0 | 0
#CAN - ON - NOX Cap Annual v3.1 | 20 | 1738 | Rate Constraint in MTons | FALSE | L | Annual | Allowances Banked | MTons | 23.6445 | 0 | 16.8927 | 43.2328 | 0 | 0 | 0
#CAN - ON - NOX Cap Annual v3.1 | 20 | 1738 | Rate Constraint in MTons | FALSE | L | Annual | Allowances Withdrawn (1:1) | MTons | 0 | -47.2891 | 0 | 0 | -47.2891 | 0 | 0
#CAN - ON - NOX Cap Annual v3.1 | 20 | 1738 | Rate Constraint in MTons | FALSE | L | Annual | Allowances Withdrawn (n:1) | MTons | 0 | 0 | 0 | 0 | 0 | 0 | 0
#CAN - ON - NOX Cap Annual v3.1 | 20 | 1738 | Rate Constraint in MTons | FALSE | L | Annual | Net Emissions Allowance Position | MTons | 26.3246 | -44.6391 | 20.4619 | 47.2891 | -43.0138 | 5.0167 | 10.1144
#CAN - ON - NOX Cap Annual v3.1 | 20 | 1738 | Rate Constraint in MTons | FALSE | L | Annual | Fuel Consumed | TBtu | 78.8386 | 78.3052 | 97.6386 | 106.1387 | 137.1081 | 258.8981 | 474.0113
#CAN - ON - NOX Cap Annual v3.1 | 20 | 1738 | Rate Constraint in MTons | FALSE | L | Annual | Rate | lb/MMBtu | 0.067988 | 0.067683 | 0.07311 | 0.076435 | 0.062365 | 0.038754 | 0.042676
#CAN - ON - NOX Cap Annual v3.1 | 20 | 1738 | Rate Constraint in MTons | FALSE | L | Annual | Generation | TWh | 11.1408 | 11.0702 | 13.8872 | 15.1216 | 19.4852 | 36.732 | 69.9438
#CAN - ON - NOX Cap Annual v3.1 | 20 | 1738 | Rate Constraint in MTons | FALSE | L | Annual | Qualifying Generation | TWh | 11.1408 | 11.0702 | 13.8872 | 15.1216 | 19.4852 | 36.732 | 69.9438
#CAN - ON - NOX Cap Annual v3.1 | 20 | 1738 | Rate Constraint in MTons | FALSE | L | Annual | Rate | lb/MWh | 0.24056 | 0.23938 | 0.25701 | 0.26825 | 0.21942 | 0.13658 | 0.14461
#CAN - ON - NOX Cap Annual v3.1 | 20 | 1738 | Rate Constraint in MTons | FALSE | L | Annual | Constraint Shadow Price | US$/Ton | 0 | 0 | 0 | 0 | 0 | 0 | 0
#CAN - ON - O3 Annex - NOX Cap Annual v3.1 | 21 | 1739 | Rate Constraint in MTons | FALSE | L | Annual | Seasons Included | Seasons | Winter, Summer | Winter, Summer | Winter, Summer | Winter, Summer | Winter, Summer | Winter, Summer | Winter, Summer
#CAN - ON - O3 Annex - NOX Cap Annual v3.1 | 21 | 1739 | Rate Constraint in MTons | FALSE | L | Annual | Standard | MTons | 42.9901 | 42.9901 | 42.9901 | 42.9901 | 42.9901 | 42.9901 | 42.9901
#CAN - ON - O3 Annex - NOX Cap Annual v3.1 | 21 | 1739 | Rate Constraint in MTons | FALSE | L | Annual | Standard NOX | MTons | 42.9901 | 42.9901 | 42.9901 | 42.9901 | 42.9901 | 42.9901 | 42.9901
#CAN - ON - O3 Annex - NOX Cap Annual v3.1 | 21 | 1739 | Rate Constraint in MTons | FALSE | L | Annual | Emissions at Affected Plants NOX | MTons | 2.6801 | 2.65 | 3.5692 | 4.0563 | 4.2753 | 5.0167 | 10.1144
#CAN - ON - O3 Annex - NOX Cap Annual v3.1 | 21 | 1739 | Rate Constraint in MTons | FALSE | L | Annual | Allowances Purchased NOX | MTons | 0 | 0 | 0 | 0 | 0 | 0 | 0
#CAN - ON - O3 Annex - NOX Cap Annual v3.1 | 21 | 1739 | Rate Constraint in MTons | FALSE | L | Annual | Allowances Sold NOX | MTons | 0 | 0 | 0 | 0 | 0 | 0 | 0
#CAN - ON - O3 Annex - NOX Cap Annual v3.1 | 21 | 1739 | Rate Constraint in MTons | FALSE | L | Annual | Allowances Banked | MTons | 0 | 0 | 0 | 0 | 0 | 0 | 0
#CAN - ON - O3 Annex - NOX Cap Annual v3.1 | 21 | 1739 | Rate Constraint in MTons | FALSE | L | Annual | Allowances Withdrawn (1:1) | MTons | 0 | 0 | 0 | 0 | 0 | 0 | 0
#CAN - ON - O3 Annex - NOX Cap Annual v3.1 | 21 | 1739 | Rate Constraint in MTons | FALSE | L | Annual | Allowances Withdrawn (n:1) | MTons | 0 | 0 | 0 | 0 | 0 | 0 | 0
#CAN - ON - O3 Annex - NOX Cap Annual v3.1 | 21 | 1739 | Rate Constraint in MTons | FALSE | L | Annual | Net Emissions Allowance Position | MTons | 2.6801 | 2.65 | 3.5692 | 4.0563 | 4.2753 | 5.0167 | 10.1144
#CAN - ON - O3 Annex - NOX Cap Annual v3.1 | 21 | 1739 | Rate Constraint in MTons | FALSE | L | Annual | Fuel Consumed | TBtu | 78.8386 | 78.3052 | 97.6386 | 106.1387 | 137.1081 | 258.8981 | 474.0113
#CAN - ON - O3 Annex - NOX Cap Annual v3.1 | 21 | 1739 | Rate Constraint in MTons | FALSE | L | Annual | Rate | lb/MMBtu | 0.067988 | 0.067683 | 0.07311 | 0.076435 | 0.062365 | 0.038754 | 0.042676
#CAN - ON - O3 Annex - NOX Cap Annual v3.1 | 21 | 1739 | Rate Constraint in MTons | FALSE | L | Annual | Generation | TWh | 11.1408 | 11.0702 | 13.8872 | 15.1216 | 19.4852 | 36.732 | 69.9438
#CAN - ON - O3 Annex - NOX Cap Annual v3.1 | 21 | 1739 | Rate Constraint in MTons | FALSE | L | Annual | Qualifying Generation | TWh | 11.1408 | 11.0702 | 13.8872 | 15.1216 | 19.4852 | 36.732 | 69.9438
#CAN - ON - O3 Annex - NOX Cap Annual v3.1 | 21 | 1739 | Rate Constraint in MTons | FALSE | L | Annual | Rate | lb/MWh | 0.24056 | 0.23938 | 0.25701 | 0.26825 | 0.21942 | 0.13658 | 0.14461
#CAN - ON - O3 Annex - NOX Cap Annual v3.1 | 21 | 1739 | Rate Constraint in MTons | FALSE | L | Annual | Constraint Shadow Price | US$/Ton | 0 | 0 | 0 | 0 | 0 | 0 | 0
#CAN - ON - SO2 Cap Annual v3.1 | 22 | 1740 | Rate Constraint in MTons | FALSE | L | Annual | Seasons Included | Seasons | Winter, Summer | Winter, Summer | Winter, Summer | Winter, Summer | Winter, Summer | Winter, Summer | Winter, Summer
#CAN - ON - SO2 Cap Annual v3.1 | 22 | 1740 | Rate Constraint in MTons | FALSE | L | Annual | Standard | MTons | 144.4026 | 144.4026 | 144.4026 | 144.4026 | 144.4026 | 144.4026 | 144.4026
#CAN - ON - SO2 Cap Annual v3.1 | 22 | 1740 | Rate Constraint in MTons | FALSE | L | Annual | Standard SO2 | MTons | 144.4026 | 144.4026 | 144.4026 | 144.4026 | 144.4026 | 144.4026 | 144.4026
#CAN - ON - SO2 Cap Annual v3.1 | 22 | 1740 | Rate Constraint in MTons | FALSE | L | Annual | Emissions at Affected Plants SO2 | MTons | 0.27116 | 0.27116 | 0.27116 | 0.27116 | 0.27116 | 0.27116 | 0.27116
#CAN - ON - SO2 Cap Annual v3.1 | 22 | 1740 | Rate Constraint in MTons | FALSE | L | Annual | Allowances Purchased SO2 | MTons | 0 | 0 | 0 | 0 | 0 | 0 | 0
#CAN - ON - SO2 Cap Annual v3.1 | 22 | 1740 | Rate Constraint in MTons | FALSE | L | Annual | Allowances Sold SO2 | MTons | 0 | 0 | 0 | 0 | 0 | 0 | 0
#CAN - ON - SO2 Cap Annual v3.1 | 22 | 1740 | Rate Constraint in MTons | FALSE | L | Annual | Allowances Banked | MTons | 0 | 0 | 0 | 144.1314 | 0 | 0 | 0
#CAN - ON - SO2 Cap Annual v3.1 | 22 | 1740 | Rate Constraint in MTons | FALSE | L | Annual | Allowances Withdrawn (1:1) | MTons | 0 | 0 | 0 | 0 | 0 | 0 | 0
#CAN - ON - SO2 Cap Annual v3.1 | 22 | 1740 | Rate Constraint in MTons | FALSE | L | Annual | Allowances Withdrawn (n:1) | MTons | 0 | 0 | 0 | 0 | 0 | 0 | 0
#CAN - ON - SO2 Cap Annual v3.1 | 22 | 1740 | Rate Constraint in MTons | FALSE | L | Annual | Net Emissions Allowance Position | MTons | 0.27116 | 0.27116 | 0.27116 | 144.4026 | 0.27116 | 0.27116 | 0.27116
#CAN - ON - SO2 Cap Annual v3.1 | 22 | 1740 | Rate Constraint in MTons | FALSE | L | Annual | Fuel Consumed | TBtu | 78.8386 | 78.3052 | 97.6386 | 106.1387 | 137.1081 | 258.8981 | 474.0113
#CAN - ON - SO2 Cap Annual v3.1 | 22 | 1740 | Rate Constraint in MTons | FALSE | L | Annual | Rate | lb/MMBtu | 0.0068789 | 0.0069258 | 0.0055544 | 0.0051096 | 0.0039555 | 0.0020947 | 0.0011441
#CAN - ON - SO2 Cap Annual v3.1 | 22 | 1740 | Rate Constraint in MTons | FALSE | L | Annual | Generation | TWh | 11.1408 | 11.0702 | 13.8872 | 15.1216 | 19.4852 | 36.732 | 69.9438
#CAN - ON - SO2 Cap Annual v3.1 | 22 | 1740 | Rate Constraint in MTons | FALSE | L | Annual | Qualifying Generation | TWh | 11.1408 | 11.0702 | 13.8872 | 15.1216 | 19.4852 | 36.732 | 69.9438
#CAN - ON - SO2 Cap Annual v3.1 | 22 | 1740 | Rate Constraint in MTons | FALSE | L | Annual | Rate | lb/MWh | 0.02434 | 0.024495 | 0.019526 | 0.017932 | 0.013916 | 0.0073822 | 0.0038769
#CAN - ON - SO2 Cap Annual v3.1 | 22 | 1740 | Rate Constraint in MTons | FALSE | L | Annual | Constraint Shadow Price | US$/Ton | 0 | 0 | 0 | 0 | 0 | 0 | 0
#CAN - PE - Acid Rain - SO2 Cap Annual v3.1 | 23 | 1741 | Rate Constraint in MTons | FALSE | L | Annual | Seasons Included | Seasons | Winter, Summer | Winter, Summer | Winter, Summer | Winter, Summer | Winter, Summer | Winter, Summer | Winter, Summer
#CAN - PE - Acid Rain - SO2 Cap Annual v3.1 | 23 | 1741 | Rate Constraint in MTons | FALSE | L | Annual | Standard | MTons | 3.31 | 3.31 | 3.31 | 3.31 | 3.31 | 3.31 | 3.31
#CAN - PE - Acid Rain - SO2 Cap Annual v3.1 | 23 | 1741 | Rate Constraint in MTons | FALSE | L | Annual | Standard SO2 | MTons | 3.31 | 3.31 | 3.31 | 3.31 | 3.31 | 3.31 | 3.31
#CAN - PE - Acid Rain - SO2 Cap Annual v3.1 | 23 | 1741 | Rate Constraint in MTons | FALSE | L | Annual | Emissions at Affected Plants SO2 | MTons | 0 | 0 | 0 | 0 | 0 | 0 | 0
#CAN - PE - Acid Rain - SO2 Cap Annual v3.1 | 23 | 1741 | Rate Constraint in MTons | FALSE | L | Annual | Allowances Purchased SO2 | MTons | 0 | 0 | 0 | 0 | 0 | 0 | 0
#CAN - PE - Acid Rain - SO2 Cap Annual v3.1 | 23 | 1741 | Rate Constraint in MTons | FALSE | L | Annual | Allowances Sold SO2 | MTons | 0 | 0 | 0 | 0 | 0 | 0 | 0
#CAN - PE - Acid Rain - SO2 Cap Annual v3.1 | 23 | 1741 | Rate Constraint in MTons | FALSE | L | Annual | Allowances Banked | MTons | 0 | 0 | 0 | 0 | 0 | 0 | 0
#CAN - PE - Acid Rain - SO2 Cap Annual v3.1 | 23 | 1741 | Rate Constraint in MTons | FALSE | L | Annual | Allowances Withdrawn (1:1) | MTons | 0 | 0 | 0 | 0 | 0 | 0 | 0
#CAN - PE - Acid Rain - SO2 Cap Annual v3.1 | 23 | 1741 | Rate Constraint in MTons | FALSE | L | Annual | Allowances Withdrawn (n:1) | MTons | 0 | 0 | 0 | 0 | 0 | 0 | 0
#CAN - PE - Acid Rain - SO2 Cap Annual v3.1 | 23 | 1741 | Rate Constraint in MTons | FALSE | L | Annual | Net Emissions Allowance Position | MTons | 0 | 0 | 0 | 0 | 0 | 0 | 0
#CAN - PE - Acid Rain - SO2 Cap Annual v3.1 | 23 | 1741 | Rate Constraint in MTons | FALSE | L | Annual | Fuel Consumed | TBtu | 2.7949 | 2.7949 | 2.7949 | 2.7949 | 4.2153 | 6.794 | 10.3264
#CAN - PE - Acid Rain - SO2 Cap Annual v3.1 | 23 | 1741 | Rate Constraint in MTons | FALSE | L | Annual | Rate | lb/MMBtu | 0 | 0 | 0 | 0 | 0 | 0 | 0
#CAN - PE - Acid Rain - SO2 Cap Annual v3.1 | 23 | 1741 | Rate Constraint in MTons | FALSE | L | Annual | Generation | TWh | 0.43467 | 0.43467 | 0.43467 | 0.43467 | 0.65557 | 1.0566 | 1.606
#CAN - PE - Acid Rain - SO2 Cap Annual v3.1 | 23 | 1741 | Rate Constraint in MTons | FALSE | L | Annual | Qualifying Generation | TWh | 0.43467 | 0.43467 | 0.43467 | 0.43467 | 0.65557 | 1.0566 | 1.606
#CAN - PE - Acid Rain - SO2 Cap Annual v3.1 | 23 | 1741 | Rate Constraint in MTons | FALSE | L | Annual | Rate | lb/MWh | 0 | 0 | 0 | 0 | 0 | 0 | 0
#CAN - PE - Acid Rain - SO2 Cap Annual v3.1 | 23 | 1741 | Rate Constraint in MTons | FALSE | L | Annual | Constraint Shadow Price | US$/Ton | 0 | 0 | 0 | 0 | 0 | 0 | 0
#CAN - PQ - Acid Rain - SO2 Cap Annual v3.1 | 24 | 1742 | Rate Constraint in MTons | FALSE | L | Annual | Seasons Included | Seasons | Winter, Summer | Winter, Summer | Winter, Summer | Winter, Summer | Winter, Summer | Winter, Summer | Winter, Summer
#CAN - PQ - Acid Rain - SO2 Cap Annual v3.1 | 24 | 1742 | Rate Constraint in MTons | FALSE | L | Annual | Standard | MTons | 6.61 | 6.61 | 6.61 | 6.61 | 6.61 | 6.61 | 6.61
#CAN - PQ - Acid Rain - SO2 Cap Annual v3.1 | 24 | 1742 | Rate Constraint in MTons | FALSE | L | Annual | Standard SO2 | MTons | 6.61 | 6.61 | 6.61 | 6.61 | 6.61 | 6.61 | 6.61
#CAN - PQ - Acid Rain - SO2 Cap Annual v3.1 | 24 | 1742 | Rate Constraint in MTons | FALSE | L | Annual | Emissions at Affected Plants SO2 | MTons | 0 | 0 | 0 | 0 | 0 | 0 | 0
#CAN - PQ - Acid Rain - SO2 Cap Annual v3.1 | 24 | 1742 | Rate Constraint in MTons | FALSE | L | Annual | Allowances Purchased SO2 | MTons | 0 | 0 | 0 | 0 | 0 | 0 | 0
#CAN - PQ - Acid Rain - SO2 Cap Annual v3.1 | 24 | 1742 | Rate Constraint in MTons | FALSE | L | Annual | Allowances Sold SO2 | MTons | 0 | 0 | 0 | 0 | 0 | 0 | 0
#CAN - PQ - Acid Rain - SO2 Cap Annual v3.1 | 24 | 1742 | Rate Constraint in MTons | FALSE | L | Annual | Allowances Banked | MTons | 0 | 0 | 0 | 0 | 0 | 0 | 0
#CAN - PQ - Acid Rain - SO2 Cap Annual v3.1 | 24 | 1742 | Rate Constraint in MTons | FALSE | L | Annual | Allowances Withdrawn (1:1) | MTons | 0 | 0 | 0 | 0 | 0 | 0 | 0
#CAN - PQ - Acid Rain - SO2 Cap Annual v3.1 | 24 | 1742 | Rate Constraint in MTons | FALSE | L | Annual | Allowances Withdrawn (n:1) | MTons | 0 | 0 | 0 | 0 | 0 | 0 | 0
#CAN - PQ - Acid Rain - SO2 Cap Annual v3.1 | 24 | 1742 | Rate Constraint in MTons | FALSE | L | Annual | Net Emissions Allowance Position | MTons | 0 | 0 | 0 | 0 | 0 | 0 | 0
#CAN - PQ - Acid Rain - SO2 Cap Annual v3.1 | 24 | 1742 | Rate Constraint in MTons | FALSE | L | Annual | Fuel Consumed | TBtu | 0 | 0 | 0 | 0 | 1.8855 | 65.6309 | 94.5599
#CAN - PQ - Acid Rain - SO2 Cap Annual v3.1 | 24 | 1742 | Rate Constraint in MTons | FALSE | L | Annual | Rate | lb/MMBtu | 0 | 0 | 0 | 0 | 0 | 0 | 0
#CAN - PQ - Acid Rain - SO2 Cap Annual v3.1 | 24 | 1742 | Rate Constraint in MTons | FALSE | L | Annual | Generation | TWh | 0 | 0 | 0 | 0 | 0.27233 | 9.9471 | 14.4354
#CAN - PQ - Acid Rain - SO2 Cap Annual v3.1 | 24 | 1742 | Rate Constraint in MTons | FALSE | L | Annual | Qualifying Generation | TWh | 0 | 0 | 0 | 0 | 0.27233 | 9.9471 | 14.4354
#CAN - PQ - Acid Rain - SO2 Cap Annual v3.1 | 24 | 1742 | Rate Constraint in MTons | FALSE | L | Annual | Rate | lb/MWh | 0 | 0 | 0 | 0 | 0 | 0 | 0
#CAN - PQ - Acid Rain - SO2 Cap Annual v3.1 | 24 | 1742 | Rate Constraint in MTons | FALSE | L | Annual | Constraint Shadow Price | US$/Ton | 0 | 0 | 0 | 0 | 0 | 0 | 0
#CAN - PQ - O3 Annex - NOX Cap Annual v3.1 | 25 | 1743 | Rate Constraint in MTons | FALSE | L | Annual | Seasons Included | Seasons | Winter, Summer | Winter, Summer | Winter, Summer | Winter, Summer | Winter, Summer | Winter, Summer | Winter, Summer
#CAN - PQ - O3 Annex - NOX Cap Annual v3.1 | 25 | 1743 | Rate Constraint in MTons | FALSE | L | Annual | Standard | MTons | 5.5115 | 5.5115 | 5.5115 | 5.5115 | 5.5115 | 5.5115 | 5.5115
#CAN - PQ - O3 Annex - NOX Cap Annual v3.1 | 25 | 1743 | Rate Constraint in MTons | FALSE | L | Annual | Standard NOX | MTons | 5.5115 | 5.5115 | 5.5115 | 5.5115 | 5.5115 | 5.5115 | 5.5115
#CAN - PQ - O3 Annex - NOX Cap Annual v3.1 | 25 | 1743 | Rate Constraint in MTons | FALSE | L | Annual | Emissions at Affected Plants NOX | MTons | 0 | 0 | 0 | 0 | 0.01037 | 1.0804 | 1.7997
#CAN - PQ - O3 Annex - NOX Cap Annual v3.1 | 25 | 1743 | Rate Constraint in MTons | FALSE | L | Annual | Allowances Purchased NOX | MTons | 0 | 0 | 0 | 0 | 0 | 0 | 0
#CAN - PQ - O3 Annex - NOX Cap Annual v3.1 | 25 | 1743 | Rate Constraint in MTons | FALSE | L | Annual | Allowances Sold NOX | MTons | 0 | 0 | 0 | 0 | 0 | 0 | 0
#CAN - PQ - O3 Annex - NOX Cap Annual v3.1 | 25 | 1743 | Rate Constraint in MTons | FALSE | L | Annual | Allowances Banked | MTons | 0 | 0 | 0 | 0 | 0 | 0 | 0
#CAN - PQ - O3 Annex - NOX Cap Annual v3.1 | 25 | 1743 | Rate Constraint in MTons | FALSE | L | Annual | Allowances Withdrawn (1:1) | MTons | 0 | 0 | 0 | 0 | 0 | 0 | 0
#CAN - PQ - O3 Annex - NOX Cap Annual v3.1 | 25 | 1743 | Rate Constraint in MTons | FALSE | L | Annual | Allowances Withdrawn (n:1) | MTons | 0 | 0 | 0 | 0 | 0 | 0 | 0
#CAN - PQ - O3 Annex - NOX Cap Annual v3.1 | 25 | 1743 | Rate Constraint in MTons | FALSE | L | Annual | Net Emissions Allowance Position | MTons | 0 | 0 | 0 | 0 | 0.01037 | 1.0804 | 1.7997
#CAN - PQ - O3 Annex - NOX Cap Annual v3.1 | 25 | 1743 | Rate Constraint in MTons | FALSE | L | Annual | Fuel Consumed | TBtu | 0 | 0 | 0 | 0 | 1.8855 | 65.6309 | 94.5599
#CAN - PQ - O3 Annex - NOX Cap Annual v3.1 | 25 | 1743 | Rate Constraint in MTons | FALSE | L | Annual | Rate | lb/MMBtu | 0 | 0 | 0 | 0 | 0.011 | 0.032923 | 0.038064
#CAN - PQ - O3 Annex - NOX Cap Annual v3.1 | 25 | 1743 | Rate Constraint in MTons | FALSE | L | Annual | Generation | TWh | 0 | 0 | 0 | 0 | 0.27233 | 9.9471 | 14.4354
#CAN - PQ - O3 Annex - NOX Cap Annual v3.1 | 25 | 1743 | Rate Constraint in MTons | FALSE | L | Annual | Qualifying Generation | TWh | 0 | 0 | 0 | 0 | 0.27233 | 9.9471 | 14.4354
#CAN - PQ - O3 Annex - NOX Cap Annual v3.1 | 25 | 1743 | Rate Constraint in MTons | FALSE | L | Annual | Rate | lb/MWh | 0 | 0 | 0 | 0 | 0.03808 | 0.10861 | 0.12467
#CAN - PQ - O3 Annex - NOX Cap Annual v3.1 | 25 | 1743 | Rate Constraint in MTons | FALSE | L | Annual | Constraint Shadow Price | US$/Ton | 0 | 0 | 0 | 0 | 0 | 0 | 0
#CAN - SK - MER Cap Annual v4.12 | 26 | 2322 | Rate Constraint in MTons | FALSE | L | Annual | Seasons Included | Seasons | Winter, Summer | Winter, Summer | Winter, Summer | Winter, Summer | Winter, Summer | Winter, Summer | Winter, Summer
#CAN - SK - MER Cap Annual v4.12 | 26 | 2322 | Rate Constraint in MTons | FALSE | L | Annual | Standard | Lb | 947.9877 | 947.9877 | 947.9877 | 947.9877 | 947.9877 | 947.9877 | 947.9877
#CAN - SK - MER Cap Annual v4.12 | 26 | 2322 | Rate Constraint in MTons | FALSE | L | Annual | Standard MER | lbs | 947.9877 | 947.9877 | 947.9877 | 947.9877 | 947.9877 | 947.9877 | 947.9877
#CAN - SK - MER Cap Annual v4.12 | 26 | 2322 | Rate Constraint in MTons | FALSE | L | Annual | Emissions at Affected Plants MER | lbs | 931.8246 | 931.8246 | 667.1017 | 667.1017 | 164.1282 | 164.1282 | 0
#CAN - SK - MER Cap Annual v4.12 | 26 | 2322 | Rate Constraint in MTons | FALSE | L | Annual | Allowances Purchased MER | lbs | 0 | 0 | 0 | 0 | 0 | 0 | 0
#CAN - SK - MER Cap Annual v4.12 | 26 | 2322 | Rate Constraint in MTons | FALSE | L | Annual | Allowances Sold MER | lbs | 0 | 0 | 0 | 0 | 0 | 0 | 0
#CAN - SK - MER Cap Annual v4.12 | 26 | 2322 | Rate Constraint in MTons | FALSE | L | Annual | Allowances Banked | lbs | 0 | 0 | 0 | 0 | 0 | 0 | 0
#CAN - SK - MER Cap Annual v4.12 | 26 | 2322 | Rate Constraint in MTons | FALSE | L | Annual | Allowances Withdrawn (1:1) | lbs | 0 | 0 | 0 | 0 | 0 | 0 | 0
#CAN - SK - MER Cap Annual v4.12 | 26 | 2322 | Rate Constraint in MTons | FALSE | L | Annual | Allowances Withdrawn (n:1) | lbs | 0 | 0 | 0 | 0 | 0 | 0 | 0
#CAN - SK - MER Cap Annual v4.12 | 26 | 2322 | Rate Constraint in MTons | FALSE | L | Annual | Net Emissions Allowance Position | lbs | 931.8246 | 931.8246 | 667.1017 | 667.1017 | 164.1282 | 164.1282 | 0
#CAN - SK - MER Cap Annual v4.12 | 26 | 2322 | Rate Constraint in MTons | FALSE | L | Annual | Fuel Consumed | TBtu | 123.7697 | 123.7697 | 88.6078 | 88.6078 | 21.8003 | 21.8003 | 0
#CAN - SK - MER Cap Annual v4.12 | 26 | 2322 | Rate Constraint in MTons | FALSE | L | Annual | Rate | lb/MMBtu | 7.5287e-06 | 7.5287e-06 | 7.5287e-06 | 7.5287e-06 | 7.5287e-06 | 7.5287e-06 | 0
#CAN - SK - MER Cap Annual v4.12 | 26 | 2322 | Rate Constraint in MTons | FALSE | L | Annual | Generation | TWh | 11.917 | 11.917 | 8.5315 | 8.5315 | 2.099 | 2.099 | 0
#CAN - SK - MER Cap Annual v4.12 | 26 | 2322 | Rate Constraint in MTons | FALSE | L | Annual | Qualifying Generation | TWh | 11.917 | 11.917 | 8.5315 | 8.5315 | 2.099 | 2.099 | 0
#CAN - SK - MER Cap Annual v4.12 | 26 | 2322 | Rate Constraint in MTons | FALSE | L | Annual | Rate | lb/MWh | 78.1931 | 78.1931 | 78.1931 | 78.1931 | 78.1931 | 78.1931 | 0
#CAN - SK - MER Cap Annual v4.12 | 26 | 2322 | Rate Constraint in MTons | FALSE | L | Annual | Constraint Shadow Price | US$/Lb | 0 | 0 | 0 | 0 | 0 | 0 | 0
#CAN Aconi 1 - SO2 Rate Annual v3.1, Unit 3659 and retrofits | 27 | 1744 | Rate Constraint in lbs/MMBtu | FALSE | L | Annual | Seasons Included | Seasons | Winter, Summer | Winter, Summer | Winter, Summer | Winter, Summer | Winter, Summer | Winter, Summer | Winter, Summer
#CAN Aconi 1 - SO2 Rate Annual v3.1, Unit 3659 and retrofits | 27 | 1744 | Rate Constraint in lbs/MMBtu | FALSE | L | Annual | Standard | lb/MMBtu | 0.58146 | 0.58146 | 0.58146 | 0.58146 | 0.58146 | 0.58146 | 0.58146
#CAN Aconi 1 - SO2 Rate Annual v3.1, Unit 3659 and retrofits | 27 | 1744 | Rate Constraint in lbs/MMBtu | FALSE | L | Annual | Emissions at Affected Plants SO2 | MTons | 0 | 0 | 0 | 0.42674 | 0.54531 | 0.54531 | 0
#CAN Aconi 1 - SO2 Rate Annual v3.1, Unit 3659 and retrofits | 27 | 1744 | Rate Constraint in lbs/MMBtu | FALSE | L | Annual | Allowances Purchased SO2 | MTons | 0 | 0 | 0 | 0 | 0 | 0 | 0
#CAN Aconi 1 - SO2 Rate Annual v3.1, Unit 3659 and retrofits | 27 | 1744 | Rate Constraint in lbs/MMBtu | FALSE | L | Annual | Allowances Sold SO2 | MTons | 0 | 0 | 0 | 0 | 0 | 0 | 0
#CAN Aconi 1 - SO2 Rate Annual v3.1, Unit 3659 and retrofits | 27 | 1744 | Rate Constraint in lbs/MMBtu | FALSE | L | Annual | Allowances Banked | MTons | 0 | 0 | 0 | 0 | 0 | 0 | 0
#CAN Aconi 1 - SO2 Rate Annual v3.1, Unit 3659 and retrofits | 27 | 1744 | Rate Constraint in lbs/MMBtu | FALSE | L | Annual | Allowances Withdrawn (1:1) | MTons | 0 | 0 | 0 | 0 | 0 | 0 | 0
#CAN Aconi 1 - SO2 Rate Annual v3.1, Unit 3659 and retrofits | 27 | 1744 | Rate Constraint in lbs/MMBtu | FALSE | L | Annual | Allowances Withdrawn (n:1) | MTons | 0 | 0 | 0 | 0 | 0 | 0 | 0
#CAN Aconi 1 - SO2 Rate Annual v3.1, Unit 3659 and retrofits | 27 | 1744 | Rate Constraint in lbs/MMBtu | FALSE | L | Annual | Net Emissions Allowance Position | MTons | 0 | 0 | 0 | 0.42674 | 0.54531 | 0.54531 | 0
#CAN Aconi 1 - SO2 Rate Annual v3.1, Unit 3659 and retrofits | 27 | 1744 | Rate Constraint in lbs/MMBtu | FALSE | L | Annual | Fuel Consumed | TBtu | 0 | 0 | 0 | 10.4198 | 13.3151 | 13.3151 | 0
#CAN Aconi 1 - SO2 Rate Annual v3.1, Unit 3659 and retrofits | 27 | 1744 | Rate Constraint in lbs/MMBtu | FALSE | L | Annual | Rate | lb/MMBtu | 0 | 0 | 0 | 0.081908 | 0.081908 | 0.081908 | 0
#CAN Aconi 1 - SO2 Rate Annual v3.1, Unit 3659 and retrofits | 27 | 1744 | Rate Constraint in lbs/MMBtu | FALSE | L | Annual | Generation | TWh | 0 | 0 | 0 | 0.9117 | 1.165 | 1.165 | 0
#CAN Aconi 1 - SO2 Rate Annual v3.1, Unit 3659 and retrofits | 27 | 1744 | Rate Constraint in lbs/MMBtu | FALSE | L | Annual | Qualifying Generation | TWh | 0 | 0 | 0 | 0.9117 | 1.165 | 1.165 | 0
#CAN Aconi 1 - SO2 Rate Annual v3.1, Unit 3659 and retrofits | 27 | 1744 | Rate Constraint in lbs/MMBtu | FALSE | L | Annual | Rate | lb/MWh | 0 | 0 | 0 | 0.46807 | 0.46807 | 0.46807 | 0
#CAN Aconi 1 - SO2 Rate Annual v3.1, Unit 3659 and retrofits | 27 | 1744 | Rate Constraint in lbs/MMBtu | FALSE | L | Annual | Constraint Shadow Price | US$/Ton | 0 | 0 | 0 | 0 | 0 | 0 | 0
#CAN Lingan 1-4 - SO2 Rate Annual v3.1, Unit 3364 and retrofits | 28 | 1748 | Rate Constraint in lbs/MMBtu | FALSE | L | Annual | Seasons Included | Seasons | Winter, Summer | Winter, Summer | Winter, Summer | Winter, Summer | Winter, Summer | Winter, Summer | Winter, Summer
#CAN Lingan 1-4 - SO2 Rate Annual v3.1, Unit 3364 and retrofits | 28 | 1748 | Rate Constraint in lbs/MMBtu | FALSE | L | Annual | Standard | lb/MMBtu | 3.7214 | 3.7214 | 3.7214 | 3.7214 | 3.7214 | 3.7214 | 3.7214
#CAN Lingan 1-4 - SO2 Rate Annual v3.1, Unit 3364 and retrofits | 28 | 1748 | Rate Constraint in lbs/MMBtu | FALSE | L | Annual | Emissions at Affected Plants SO2 | MTons | 4.9178 | 0 | 0 | 0 | 0 | 0 | 0
#CAN Lingan 1-4 - SO2 Rate Annual v3.1, Unit 3364 and retrofits | 28 | 1748 | Rate Constraint in lbs/MMBtu | FALSE | L | Annual | Allowances Purchased SO2 | MTons | 0 | 0 | 0 | 0 | 0 | 0 | 0
#CAN Lingan 1-4 - SO2 Rate Annual v3.1, Unit 3364 and retrofits | 28 | 1748 | Rate Constraint in lbs/MMBtu | FALSE | L | Annual | Allowances Sold SO2 | MTons | 0 | 0 | 0 | 0 | 0 | 0 | 0
#CAN Lingan 1-4 - SO2 Rate Annual v3.1, Unit 3364 and retrofits | 28 | 1748 | Rate Constraint in lbs/MMBtu | FALSE | L | Annual | Allowances Banked | MTons | 0 | 0 | 0 | 0 | 0 | 0 | 0
#CAN Lingan 1-4 - SO2 Rate Annual v3.1, Unit 3364 and retrofits | 28 | 1748 | Rate Constraint in lbs/MMBtu | FALSE | L | Annual | Allowances Withdrawn (1:1) | MTons | 0 | 0 | 0 | 0 | 0 | 0 | 0
#CAN Lingan 1-4 - SO2 Rate Annual v3.1, Unit 3364 and retrofits | 28 | 1748 | Rate Constraint in lbs/MMBtu | FALSE | L | Annual | Allowances Withdrawn (n:1) | MTons | 0 | 0 | 0 | 0 | 0 | 0 | 0
#CAN Lingan 1-4 - SO2 Rate Annual v3.1, Unit 3364 and retrofits | 28 | 1748 | Rate Constraint in lbs/MMBtu | FALSE | L | Annual | Net Emissions Allowance Position | MTons | 4.9178 | 0 | 0 | 0 | 0 | 0 | 0
#CAN Lingan 1-4 - SO2 Rate Annual v3.1, Unit 3364 and retrofits | 28 | 1748 | Rate Constraint in lbs/MMBtu | FALSE | L | Annual | Fuel Consumed | TBtu | 10.0868 | 0 | 0 | 0 | 0 | 0 | 0
#CAN Lingan 1-4 - SO2 Rate Annual v3.1, Unit 3364 and retrofits | 28 | 1748 | Rate Constraint in lbs/MMBtu | FALSE | L | Annual | Rate | lb/MMBtu | 0.9751 | 0 | 0 | 0 | 0 | 0 | 0
#CAN Lingan 1-4 - SO2 Rate Annual v3.1, Unit 3364 and retrofits | 28 | 1748 | Rate Constraint in lbs/MMBtu | FALSE | L | Annual | Generation | TWh | 0.97119 | 0 | 0 | 0 | 0 | 0 | 0
#CAN Lingan 1-4 - SO2 Rate Annual v3.1, Unit 3364 and retrofits | 28 | 1748 | Rate Constraint in lbs/MMBtu | FALSE | L | Annual | Qualifying Generation | TWh | 0.97119 | 0 | 0 | 0 | 0 | 0 | 0
#CAN Lingan 1-4 - SO2 Rate Annual v3.1, Unit 3364 and retrofits | 28 | 1748 | Rate Constraint in lbs/MMBtu | FALSE | L | Annual | Rate | lb/MWh | 5.0637 | 0 | 0 | 0 | 0 | 0 | 0
#CAN Lingan 1-4 - SO2 Rate Annual v3.1, Unit 3364 and retrofits | 28 | 1748 | Rate Constraint in lbs/MMBtu | FALSE | L | Annual | Constraint Shadow Price | US$/Ton | 0 | 0 | 0 | 0 | 0 | 0 | 0
#CAN Lingan 1-4 - SO2 Rate Annual v3.1, Unit 3365 and retrofits | 29 | 1748 | Rate Constraint in lbs/MMBtu | FALSE | L | Annual | Seasons Included | Seasons | Winter, Summer | Winter, Summer | Winter, Summer | Winter, Summer | Winter, Summer | Winter, Summer | Winter, Summer
#CAN Lingan 1-4 - SO2 Rate Annual v3.1, Unit 3365 and retrofits | 29 | 1748 | Rate Constraint in lbs/MMBtu | FALSE | L | Annual | Standard | lb/MMBtu | 3.7214 | 3.7214 | 3.7214 | 3.7214 | 3.7214 | 3.7214 | 3.7214
#CAN Lingan 1-4 - SO2 Rate Annual v3.1, Unit 3365 and retrofits | 29 | 1748 | Rate Constraint in lbs/MMBtu | FALSE | L | Annual | Emissions at Affected Plants SO2 | MTons | 4.4988 | 0 | 0 | 2.7097 | 0 | 0 | 0
#CAN Lingan 1-4 - SO2 Rate Annual v3.1, Unit 3365 and retrofits | 29 | 1748 | Rate Constraint in lbs/MMBtu | FALSE | L | Annual | Allowances Purchased SO2 | MTons | 0 | 0 | 0 | 0 | 0 | 0 | 0
#CAN Lingan 1-4 - SO2 Rate Annual v3.1, Unit 3365 and retrofits | 29 | 1748 | Rate Constraint in lbs/MMBtu | FALSE | L | Annual | Allowances Sold SO2 | MTons | 0 | 0 | 0 | 0 | 0 | 0 | 0
#CAN Lingan 1-4 - SO2 Rate Annual v3.1, Unit 3365 and retrofits | 29 | 1748 | Rate Constraint in lbs/MMBtu | FALSE | L | Annual | Allowances Banked | MTons | 0 | 0 | 0 | 0 | 0 | 0 | 0
#CAN Lingan 1-4 - SO2 Rate Annual v3.1, Unit 3365 and retrofits | 29 | 1748 | Rate Constraint in lbs/MMBtu | FALSE | L | Annual | Allowances Withdrawn (1:1) | MTons | 0 | 0 | 0 | 0 | 0 | 0 | 0
#CAN Lingan 1-4 - SO2 Rate Annual v3.1, Unit 3365 and retrofits | 29 | 1748 | Rate Constraint in lbs/MMBtu | FALSE | L | Annual | Allowances Withdrawn (n:1) | MTons | 0 | 0 | 0 | 0 | 0 | 0 | 0
#CAN Lingan 1-4 - SO2 Rate Annual v3.1, Unit 3365 and retrofits | 29 | 1748 | Rate Constraint in lbs/MMBtu | FALSE | L | Annual | Net Emissions Allowance Position | MTons | 4.4988 | 0 | 0 | 2.7097 | 0 | 0 | 0
#CAN Lingan 1-4 - SO2 Rate Annual v3.1, Unit 3365 and retrofits | 29 | 1748 | Rate Constraint in lbs/MMBtu | FALSE | L | Annual | Fuel Consumed | TBtu | 9.2274 | 0 | 0 | 5.5577 | 0 | 0 | 0
#CAN Lingan 1-4 - SO2 Rate Annual v3.1, Unit 3365 and retrofits | 29 | 1748 | Rate Constraint in lbs/MMBtu | FALSE | L | Annual | Rate | lb/MMBtu | 0.9751 | 0 | 0 | 0.9751 | 0 | 0 | 0
#CAN Lingan 1-4 - SO2 Rate Annual v3.1, Unit 3365 and retrofits | 29 | 1748 | Rate Constraint in lbs/MMBtu | FALSE | L | Annual | Generation | TWh | 0.88845 | 0 | 0 | 0.53511 | 0 | 0 | 0
#CAN Lingan 1-4 - SO2 Rate Annual v3.1, Unit 3365 and retrofits | 29 | 1748 | Rate Constraint in lbs/MMBtu | FALSE | L | Annual | Qualifying Generation | TWh | 0.88845 | 0 | 0 | 0.53511 | 0 | 0 | 0
#CAN Lingan 1-4 - SO2 Rate Annual v3.1, Unit 3365 and retrofits | 29 | 1748 | Rate Constraint in lbs/MMBtu | FALSE | L | Annual | Rate | lb/MWh | 5.0637 | 0 | 0 | 5.0637 | 0 | 0 | 0
#CAN Lingan 1-4 - SO2 Rate Annual v3.1, Unit 3365 and retrofits | 29 | 1748 | Rate Constraint in lbs/MMBtu | FALSE | L | Annual | Constraint Shadow Price | US$/Ton | 0 | 0 | 0 | 0 | 0 | 0 | 0
#CAN Lingan 1-4 - SO2 Rate Annual v3.1, Unit 3366 and retrofits | 30 | 1748 | Rate Constraint in lbs/MMBtu | FALSE | L | Annual | Seasons Included | Seasons | Winter, Summer | Winter, Summer | Winter, Summer | Winter, Summer | Winter, Summer | Winter, Summer | Winter, Summer
#CAN Lingan 1-4 - SO2 Rate Annual v3.1, Unit 3366 and retrofits | 30 | 1748 | Rate Constraint in lbs/MMBtu | FALSE | L | Annual | Standard | lb/MMBtu | 3.7214 | 3.7214 | 3.7214 | 3.7214 | 3.7214 | 3.7214 | 3.7214
#CAN Lingan 1-4 - SO2 Rate Annual v3.1, Unit 3366 and retrofits | 30 | 1748 | Rate Constraint in lbs/MMBtu | FALSE | L | Annual | Emissions at Affected Plants SO2 | MTons | 3.3475 | 0 | 0 | 5.1622 | 0 | 0 | 0
#CAN Lingan 1-4 - SO2 Rate Annual v3.1, Unit 3366 and retrofits | 30 | 1748 | Rate Constraint in lbs/MMBtu | FALSE | L | Annual | Allowances Purchased SO2 | MTons | 0 | 0 | 0 | 0 | 0 | 0 | 0
#CAN Lingan 1-4 - SO2 Rate Annual v3.1, Unit 3366 and retrofits | 30 | 1748 | Rate Constraint in lbs/MMBtu | FALSE | L | Annual | Allowances Sold SO2 | MTons | 0 | 0 | 0 | 0 | 0 | 0 | 0
#CAN Lingan 1-4 - SO2 Rate Annual v3.1, Unit 3366 and retrofits | 30 | 1748 | Rate Constraint in lbs/MMBtu | FALSE | L | Annual | Allowances Banked | MTons | 0 | 0 | 0 | 0 | 0 | 0 | 0
#CAN Lingan 1-4 - SO2 Rate Annual v3.1, Unit 3366 and retrofits | 30 | 1748 | Rate Constraint in lbs/MMBtu | FALSE | L | Annual | Allowances Withdrawn (1:1) | MTons | 0 | 0 | 0 | 0 | 0 | 0 | 0
#CAN Lingan 1-4 - SO2 Rate Annual v3.1, Unit 3366 and retrofits | 30 | 1748 | Rate Constraint in lbs/MMBtu | FALSE | L | Annual | Allowances Withdrawn (n:1) | MTons | 0 | 0 | 0 | 0 | 0 | 0 | 0
#CAN Lingan 1-4 - SO2 Rate Annual v3.1, Unit 3366 and retrofits | 30 | 1748 | Rate Constraint in lbs/MMBtu | FALSE | L | Annual | Net Emissions Allowance Position | MTons | 3.3475 | 0 | 0 | 5.1622 | 0 | 0 | 0
#CAN Lingan 1-4 - SO2 Rate Annual v3.1, Unit 3366 and retrofits | 30 | 1748 | Rate Constraint in lbs/MMBtu | FALSE | L | Annual | Fuel Consumed | TBtu | 6.866 | 0 | 0 | 10.5881 | 0 | 0 | 0
#CAN Lingan 1-4 - SO2 Rate Annual v3.1, Unit 3366 and retrofits | 30 | 1748 | Rate Constraint in lbs/MMBtu | FALSE | L | Annual | Rate | lb/MMBtu | 0.9751 | 0 | 0 | 0.9751 | 0 | 0 | 0
#CAN Lingan 1-4 - SO2 Rate Annual v3.1, Unit 3366 and retrofits | 30 | 1748 | Rate Constraint in lbs/MMBtu | FALSE | L | Annual | Generation | TWh | 0.66108 | 0 | 0 | 1.0195 | 0 | 0 | 0
#CAN Lingan 1-4 - SO2 Rate Annual v3.1, Unit 3366 and retrofits | 30 | 1748 | Rate Constraint in lbs/MMBtu | FALSE | L | Annual | Qualifying Generation | TWh | 0.66108 | 0 | 0 | 1.0195 | 0 | 0 | 0
#CAN Lingan 1-4 - SO2 Rate Annual v3.1, Unit 3366 and retrofits | 30 | 1748 | Rate Constraint in lbs/MMBtu | FALSE | L | Annual | Rate | lb/MWh | 5.0637 | 0 | 0 | 5.0637 | 0 | 0 | 0
#CAN Lingan 1-4 - SO2 Rate Annual v3.1, Unit 3366 and retrofits | 30 | 1748 | Rate Constraint in lbs/MMBtu | FALSE | L | Annual | Constraint Shadow Price | US$/Ton | 0 | 0 | 0 | 0 | 0 | 0 | 0
#CAN Lingan 1-4 - SO2 Rate Annual v3.1, Unit 3367 and retrofits | 31 | 1748 | Rate Constraint in lbs/MMBtu | FALSE | L | Annual | Seasons Included | Seasons | Winter, Summer | Winter, Summer | Winter, Summer | Winter, Summer | Winter, Summer | Winter, Summer | Winter, Summer
#CAN Lingan 1-4 - SO2 Rate Annual v3.1, Unit 3367 and retrofits | 31 | 1748 | Rate Constraint in lbs/MMBtu | FALSE | L | Annual | Standard | lb/MMBtu | 3.7214 | 3.7214 | 3.7214 | 3.7214 | 3.7214 | 3.7214 | 3.7214
#CAN Lingan 1-4 - SO2 Rate Annual v3.1, Unit 3367 and retrofits | 31 | 1748 | Rate Constraint in lbs/MMBtu | FALSE | L | Annual | Emissions at Affected Plants SO2 | MTons | 2.933 | 0 | 0 | 5.5067 | 0 | 0 | 0
#CAN Lingan 1-4 - SO2 Rate Annual v3.1, Unit 3367 and retrofits | 31 | 1748 | Rate Constraint in lbs/MMBtu | FALSE | L | Annual | Allowances Purchased SO2 | MTons | 0 | 0 | 0 | 0 | 0 | 0 | 0
#CAN Lingan 1-4 - SO2 Rate Annual v3.1, Unit 3367 and retrofits | 31 | 1748 | Rate Constraint in lbs/MMBtu | FALSE | L | Annual | Allowances Sold SO2 | MTons | 0 | 0 | 0 | 0 | 0 | 0 | 0
#CAN Lingan 1-4 - SO2 Rate Annual v3.1, Unit 3367 and retrofits | 31 | 1748 | Rate Constraint in lbs/MMBtu | FALSE | L | Annual | Allowances Banked | MTons | 0 | 0 | 0 | 0 | 0 | 0 | 0
#CAN Lingan 1-4 - SO2 Rate Annual v3.1, Unit 3367 and retrofits | 31 | 1748 | Rate Constraint in lbs/MMBtu | FALSE | L | Annual | Allowances Withdrawn (1:1) | MTons | 0 | 0 | 0 | 0 | 0 | 0 | 0
#CAN Lingan 1-4 - SO2 Rate Annual v3.1, Unit 3367 and retrofits | 31 | 1748 | Rate Constraint in lbs/MMBtu | FALSE | L | Annual | Allowances Withdrawn (n:1) | MTons | 0 | 0 | 0 | 0 | 0 | 0 | 0
#CAN Lingan 1-4 - SO2 Rate Annual v3.1, Unit 3367 and retrofits | 31 | 1748 | Rate Constraint in lbs/MMBtu | FALSE | L | Annual | Net Emissions Allowance Position | MTons | 2.933 | 0 | 0 | 5.5067 | 0 | 0 | 0
#CAN Lingan 1-4 - SO2 Rate Annual v3.1, Unit 3367 and retrofits | 31 | 1748 | Rate Constraint in lbs/MMBtu | FALSE | L | Annual | Fuel Consumed | TBtu | 6.0158 | 0 | 0 | 11.2947 | 0 | 0 | 0
#CAN Lingan 1-4 - SO2 Rate Annual v3.1, Unit 3367 and retrofits | 31 | 1748 | Rate Constraint in lbs/MMBtu | FALSE | L | Annual | Rate | lb/MMBtu | 0.9751 | 0 | 0 | 0.9751 | 0 | 0 | 0
#CAN Lingan 1-4 - SO2 Rate Annual v3.1, Unit 3367 and retrofits | 31 | 1748 | Rate Constraint in lbs/MMBtu | FALSE | L | Annual | Generation | TWh | 0.57922 | 0 | 0 | 1.0872 | 0 | 0 | 0
#CAN Lingan 1-4 - SO2 Rate Annual v3.1, Unit 3367 and retrofits | 31 | 1748 | Rate Constraint in lbs/MMBtu | FALSE | L | Annual | Qualifying Generation | TWh | 0.57922 | 0 | 0 | 1.0872 | 0 | 0 | 0
#CAN Lingan 1-4 - SO2 Rate Annual v3.1, Unit 3367 and retrofits | 31 | 1748 | Rate Constraint in lbs/MMBtu | FALSE | L | Annual | Rate | lb/MWh | 5.0637 | 0 | 0 | 5.0652 | 0 | 0 | 0
#CAN Lingan 1-4 - SO2 Rate Annual v3.1, Unit 3367 and retrofits | 31 | 1748 | Rate Constraint in lbs/MMBtu | FALSE | L | Annual | Constraint Shadow Price | US$/Ton | 0 | 0 | 0 | 0 | 0 | 0 | 0
#CAN -National CO2 Rate Limit- 2016- v5.12 | 32 | 5804 | Rate Constraint in lbs/MWh | FALSE | L | Annual | Seasons Included | Seasons | Winter, Summer | Winter, Summer | Winter, Summer | Winter, Summer | Winter, Summer | Winter, Summer | Winter, Summer
#CAN -National CO2 Rate Limit- 2016- v5.12 | 32 | 5804 | Rate Constraint in lbs/MWh | FALSE | L | Annual | Standard | lb/MWh | 925.94 | 925.94 | 925.94 | 925.94 | 925.94 | 925.94 | 925.94
#CAN -National CO2 Rate Limit- 2016- v5.12 | 32 | 5804 | Rate Constraint in lbs/MWh | FALSE | L | Annual | Emissions at Affected Plants CO2 | MTons | 0 | 0 | 0 | 0 | 0 | 0 | 0
#CAN -National CO2 Rate Limit- 2016- v5.12 | 32 | 5804 | Rate Constraint in lbs/MWh | FALSE | L | Annual | Allowances Purchased CO2 | MTons | 0 | 0 | 0 | 0 | 0 | 0 | 0
#CAN -National CO2 Rate Limit- 2016- v5.12 | 32 | 5804 | Rate Constraint in lbs/MWh | FALSE | L | Annual | Allowances Sold CO2 | MTons | 0 | 0 | 0 | 0 | 0 | 0 | 0
#CAN -National CO2 Rate Limit- 2016- v5.12 | 32 | 5804 | Rate Constraint in lbs/MWh | FALSE | L | Annual | Allowances Banked | MTons | 0 | 0 | 0 | 0 | 0 | 0 | 0
#CAN -National CO2 Rate Limit- 2016- v5.12 | 32 | 5804 | Rate Constraint in lbs/MWh | FALSE | L | Annual | Allowances Withdrawn (1:1) | MTons | 0 | 0 | 0 | 0 | 0 | 0 | 0
#CAN -National CO2 Rate Limit- 2016- v5.12 | 32 | 5804 | Rate Constraint in lbs/MWh | FALSE | L | Annual | Allowances Withdrawn (n:1) | MTons | 0 | 0 | 0 | 0 | 0 | 0 | 0
#CAN -National CO2 Rate Limit- 2016- v5.12 | 32 | 5804 | Rate Constraint in lbs/MWh | FALSE | L | Annual | Net Emissions Allowance Position | MTons | 0 | 0 | 0 | 0 | 0 | 0 | 0
#CAN -National CO2 Rate Limit- 2016- v5.12 | 32 | 5804 | Rate Constraint in lbs/MWh | FALSE | L | Annual | Fuel Consumed | TBtu | 0 | 0 | 0 | 0 | 0 | 0 | 0
#CAN -National CO2 Rate Limit- 2016- v5.12 | 32 | 5804 | Rate Constraint in lbs/MWh | FALSE | L | Annual | Rate | lb/MMBtu | 0 | 0 | 0 | 0 | 0 | 0 | 0
#CAN -National CO2 Rate Limit- 2016- v5.12 | 32 | 5804 | Rate Constraint in lbs/MWh | FALSE | L | Annual | Generation | TWh | 0 | 0 | 0 | 0 | 0 | 0 | 0
#CAN -National CO2 Rate Limit- 2016- v5.12 | 32 | 5804 | Rate Constraint in lbs/MWh | FALSE | L | Annual | Qualifying Generation | TWh | 0 | 0 | 0 | 0 | 0 | 0 | 0
#CAN -National CO2 Rate Limit- 2016- v5.12 | 32 | 5804 | Rate Constraint in lbs/MWh | FALSE | L | Annual | Constraint Shadow Price | US$/Ton | 200.161 | 268.2894 | 465.1226 | 162.7284 | 660.6243 | 306.0651 | 243.0121
#CAN -National CO2 Rate Limit- 2020- v5.12 | 33 | 5805 | Rate Constraint in lbs/MWh | FALSE | L | Annual | Seasons Included | Seasons |  |  | Winter, Summer | Winter, Summer | Winter, Summer | Winter, Summer | Winter, Summer
#CAN -National CO2 Rate Limit- 2020- v5.12 | 33 | 5805 | Rate Constraint in lbs/MWh | FALSE | L | Annual | Standard | lb/MWh | 925.94 | 925.94 | 925.94 | 925.94 | 925.94 | 925.94 | 925.94
#CAN -National CO2 Rate Limit- 2020- v5.12 | 33 | 5805 | Rate Constraint in lbs/MWh | FALSE | L | Annual | Emissions at Affected Plants CO2 | MTons | 0 | 0 | 0 | 0 | 0 | 0 | 0
#CAN -National CO2 Rate Limit- 2020- v5.12 | 33 | 5805 | Rate Constraint in lbs/MWh | FALSE | L | Annual | Allowances Purchased CO2 | MTons | 0 | 0 | 0 | 0 | 0 | 0 | 0
#CAN -National CO2 Rate Limit- 2020- v5.12 | 33 | 5805 | Rate Constraint in lbs/MWh | FALSE | L | Annual | Allowances Sold CO2 | MTons | 0 | 0 | 0 | 0 | 0 | 0 | 0
#CAN -National CO2 Rate Limit- 2020- v5.12 | 33 | 5805 | Rate Constraint in lbs/MWh | FALSE | L | Annual | Allowances Banked | MTons | 0 | 0 | 0 | 0 | 0 | 0 | 0
#CAN -National CO2 Rate Limit- 2020- v5.12 | 33 | 5805 | Rate Constraint in lbs/MWh | FALSE | L | Annual | Allowances Withdrawn (1:1) | MTons | 0 | 0 | 0 | 0 | 0 | 0 | 0
#CAN -National CO2 Rate Limit- 2020- v5.12 | 33 | 5805 | Rate Constraint in lbs/MWh | FALSE | L | Annual | Allowances Withdrawn (n:1) | MTons | 0 | 0 | 0 | 0 | 0 | 0 | 0
#CAN -National CO2 Rate Limit- 2020- v5.12 | 33 | 5805 | Rate Constraint in lbs/MWh | FALSE | L | Annual | Net Emissions Allowance Position | MTons | 0 | 0 | 0 | 0 | 0 | 0 | 0
#CAN -National CO2 Rate Limit- 2020- v5.12 | 33 | 5805 | Rate Constraint in lbs/MWh | FALSE | L | Annual | Fuel Consumed | TBtu | 0 | 0 | 0 | 0 | 0 | 0 | 0
#CAN -National CO2 Rate Limit- 2020- v5.12 | 33 | 5805 | Rate Constraint in lbs/MWh | FALSE | L | Annual | Rate | lb/MMBtu | 0 | 0 | 0 | 0 | 0 | 0 | 0
#CAN -National CO2 Rate Limit- 2020- v5.12 | 33 | 5805 | Rate Constraint in lbs/MWh | FALSE | L | Annual | Generation | TWh | 0 | 0 | 0 | 0 | 0 | 0 | 0
#CAN -National CO2 Rate Limit- 2020- v5.12 | 33 | 5805 | Rate Constraint in lbs/MWh | FALSE | L | Annual | Qualifying Generation | TWh | 0 | 0 | 0 | 0 | 0 | 0 | 0
#CAN -National CO2 Rate Limit- 2020- v5.12 | 33 | 5805 | Rate Constraint in lbs/MWh | FALSE | L | Annual | Constraint Shadow Price | US$/Ton | 0 | 0 | 575.3425 | 269.7761 | 3796.3753 | 1094.7499 | 806.5838
#CAN -National CO2 Rate Limit- 2030- v5.12 | 34 | 5807 | Rate Constraint in lbs/MWh | FALSE | L | Annual | Seasons Included | Seasons |  |  |  |  | Winter, Summer | Winter, Summer | Winter, Summer
#CAN -National CO2 Rate Limit- 2030- v5.12 | 34 | 5807 | Rate Constraint in lbs/MWh | FALSE | L | Annual | Standard | lb/MWh | 925.94 | 925.94 | 925.94 | 925.94 | 925.94 | 925.94 | 925.94
#CAN -National CO2 Rate Limit- 2030- v5.12 | 34 | 5807 | Rate Constraint in lbs/MWh | FALSE | L | Annual | Emissions at Affected Plants CO2 | MTons | 0 | 0 | 0 | 0 | 0 | 0 | 0
#CAN -National CO2 Rate Limit- 2030- v5.12 | 34 | 5807 | Rate Constraint in lbs/MWh | FALSE | L | Annual | Allowances Purchased CO2 | MTons | 0 | 0 | 0 | 0 | 0 | 0 | 0
#CAN -National CO2 Rate Limit- 2030- v5.12 | 34 | 5807 | Rate Constraint in lbs/MWh | FALSE | L | Annual | Allowances Sold CO2 | MTons | 0 | 0 | 0 | 0 | 0 | 0 | 0
#CAN -National CO2 Rate Limit- 2030- v5.12 | 34 | 5807 | Rate Constraint in lbs/MWh | FALSE | L | Annual | Allowances Banked | MTons | 0 | 0 | 0 | 0 | 0 | 0 | 0
#CAN -National CO2 Rate Limit- 2030- v5.12 | 34 | 5807 | Rate Constraint in lbs/MWh | FALSE | L | Annual | Allowances Withdrawn (1:1) | MTons | 0 | 0 | 0 | 0 | 0 | 0 | 0
#CAN -National CO2 Rate Limit- 2030- v5.12 | 34 | 5807 | Rate Constraint in lbs/MWh | FALSE | L | Annual | Allowances Withdrawn (n:1) | MTons | 0 | 0 | 0 | 0 | 0 | 0 | 0
#CAN -National CO2 Rate Limit- 2030- v5.12 | 34 | 5807 | Rate Constraint in lbs/MWh | FALSE | L | Annual | Net Emissions Allowance Position | MTons | 0 | 0 | 0 | 0 | 0 | 0 | 0
#CAN -National CO2 Rate Limit- 2030- v5.12 | 34 | 5807 | Rate Constraint in lbs/MWh | FALSE | L | Annual | Fuel Consumed | TBtu | 0 | 0 | 0 | 0 | 0 | 0 | 0
#CAN -National CO2 Rate Limit- 2030- v5.12 | 34 | 5807 | Rate Constraint in lbs/MWh | FALSE | L | Annual | Rate | lb/MMBtu | 0 | 0 | 0 | 0 | 0 | 0 | 0
#CAN -National CO2 Rate Limit- 2030- v5.12 | 34 | 5807 | Rate Constraint in lbs/MWh | FALSE | L | Annual | Generation | TWh | 0 | 0 | 0 | 0 | 0 | 0 | 0
#CAN -National CO2 Rate Limit- 2030- v5.12 | 34 | 5807 | Rate Constraint in lbs/MWh | FALSE | L | Annual | Qualifying Generation | TWh | 0 | 0 | 0 | 0 | 0 | 0 | 0
#CAN -National CO2 Rate Limit- 2030- v5.12 | 34 | 5807 | Rate Constraint in lbs/MWh | FALSE | L | Annual | Constraint Shadow Price | US$/Ton | 0 | 0 | 0 | 0 | 3796.3753 | 1094.7499 | 806.5838
#CAN -National CO2 Rate Limit- 2040- v5.12 | 35 | 5808 | Rate Constraint in lbs/MWh | FALSE | L | Annual | Seasons Included | Seasons | [5 empty] | Winter, Summer | Winter, Summer
#CAN -National CO2 Rate Limit- 2040- v5.12 | 35 | 5808 | Rate Constraint in lbs/MWh | FALSE | L | Annual | Standard | lb/MWh | 925.94 | 925.94 | 925.94 | 925.94 | 925.94 | 925.94 | 925.94
#CAN -National CO2 Rate Limit- 2040- v5.12 | 35 | 5808 | Rate Constraint in lbs/MWh | FALSE | L | Annual | Emissions at Affected Plants CO2 | MTons | 0 | 0 | 0 | 0 | 0 | 0 | 0
#CAN -National CO2 Rate Limit- 2040- v5.12 | 35 | 5808 | Rate Constraint in lbs/MWh | FALSE | L | Annual | Allowances Purchased CO2 | MTons | 0 | 0 | 0 | 0 | 0 | 0 | 0
#CAN -National CO2 Rate Limit- 2040- v5.12 | 35 | 5808 | Rate Constraint in lbs/MWh | FALSE | L | Annual | Allowances Sold CO2 | MTons | 0 | 0 | 0 | 0 | 0 | 0 | 0
#CAN -National CO2 Rate Limit- 2040- v5.12 | 35 | 5808 | Rate Constraint in lbs/MWh | FALSE | L | Annual | Allowances Banked | MTons | 0 | 0 | 0 | 0 | 0 | 0 | 0
#CAN -National CO2 Rate Limit- 2040- v5.12 | 35 | 5808 | Rate Constraint in lbs/MWh | FALSE | L | Annual | Allowances Withdrawn (1:1) | MTons | 0 | 0 | 0 | 0 | 0 | 0 | 0
#CAN -National CO2 Rate Limit- 2040- v5.12 | 35 | 5808 | Rate Constraint in lbs/MWh | FALSE | L | Annual | Allowances Withdrawn (n:1) | MTons | 0 | 0 | 0 | 0 | 0 | 0 | 0
#CAN -National CO2 Rate Limit- 2040- v5.12 | 35 | 5808 | Rate Constraint in lbs/MWh | FALSE | L | Annual | Net Emissions Allowance Position | MTons | 0 | 0 | 0 | 0 | 0 | 0 | 0
#CAN -National CO2 Rate Limit- 2040- v5.12 | 35 | 5808 | Rate Constraint in lbs/MWh | FALSE | L | Annual | Fuel Consumed | TBtu | 0 | 0 | 0 | 0 | 0 | 0 | 0
#CAN -National CO2 Rate Limit- 2040- v5.12 | 35 | 5808 | Rate Constraint in lbs/MWh | FALSE | L | Annual | Rate | lb/MMBtu | 0 | 0 | 0 | 0 | 0 | 0 | 0
#CAN -National CO2 Rate Limit- 2040- v5.12 | 35 | 5808 | Rate Constraint in lbs/MWh | FALSE | L | Annual | Generation | TWh | 0 | 0 | 0 | 0 | 0 | 0 | 0
#CAN -National CO2 Rate Limit- 2040- v5.12 | 35 | 5808 | Rate Constraint in lbs/MWh | FALSE | L | Annual | Qualifying Generation | TWh | 0 | 0 | 0 | 0 | 0 | 0 | 0
#CAN -National CO2 Rate Limit- 2040- v5.12 | 35 | 5808 | Rate Constraint in lbs/MWh | FALSE | L | Annual | Constraint Shadow Price | US$/Ton | 0 | 0 | 0 | 0 | 0 | 1094.7499 | 806.5838
#CAN -National CO2 Rate Limit- 2050- v5.12 | 36 | 5809 | Rate Constraint in lbs/MWh | FALSE | L | Annual | Seasons Included | Seasons | [6 empty] | Winter, Summer
#CAN -National CO2 Rate Limit- 2050- v5.12 | 36 | 5809 | Rate Constraint in lbs/MWh | FALSE | L | Annual | Standard | lb/MWh | 925.94 | 925.94 | 925.94 | 925.94 | 925.94 | 925.94 | 925.94
#CAN -National CO2 Rate Limit- 2050- v5.12 | 36 | 5809 | Rate Constraint in lbs/MWh | FALSE | L | Annual | Emissions at Affected Plants CO2 | MTons | 0 | 0 | 0 | 0 | 0 | 0 | 0
#CAN -National CO2 Rate Limit- 2050- v5.12 | 36 | 5809 | Rate Constraint in lbs/MWh | FALSE | L | Annual | Allowances Purchased CO2 | MTons | 0 | 0 | 0 | 0 | 0 | 0 | 0
#CAN -National CO2 Rate Limit- 2050- v5.12 | 36 | 5809 | Rate Constraint in lbs/MWh | FALSE | L | Annual | Allowances Sold CO2 | MTons | 0 | 0 | 0 | 0 | 0 | 0 | 0
#CAN -National CO2 Rate Limit- 2050- v5.12 | 36 | 5809 | Rate Constraint in lbs/MWh | FALSE | L | Annual | Allowances Banked | MTons | 0 | 0 | 0 | 0 | 0 | 0 | 0
#CAN -National CO2 Rate Limit- 2050- v5.12 | 36 | 5809 | Rate Constraint in lbs/MWh | FALSE | L | Annual | Allowances Withdrawn (1:1) | MTons | 0 | 0 | 0 | 0 | 0 | 0 | 0
#CAN -National CO2 Rate Limit- 2050- v5.12 | 36 | 5809 | Rate Constraint in lbs/MWh | FALSE | L | Annual | Allowances Withdrawn (n:1) | MTons | 0 | 0 | 0 | 0 | 0 | 0 | 0
#CAN -National CO2 Rate Limit- 2050- v5.12 | 36 | 5809 | Rate Constraint in lbs/MWh | FALSE | L | Annual | Net Emissions Allowance Position | MTons | 0 | 0 | 0 | 0 | 0 | 0 | 0
#CAN -National CO2 Rate Limit- 2050- v5.12 | 36 | 5809 | Rate Constraint in lbs/MWh | FALSE | L | Annual | Fuel Consumed | TBtu | 0 | 0 | 0 | 0 | 0 | 0 | 0
#CAN -National CO2 Rate Limit- 2050- v5.12 | 36 | 5809 | Rate Constraint in lbs/MWh | FALSE | L | Annual | Rate | lb/MMBtu | 0 | 0 | 0 | 0 | 0 | 0 | 0
#CAN -National CO2 Rate Limit- 2050- v5.12 | 36 | 5809 | Rate Constraint in lbs/MWh | FALSE | L | Annual | Generation | TWh | 0 | 0 | 0 | 0 | 0 | 0 | 0
#CAN -National CO2 Rate Limit- 2050- v5.12 | 36 | 5809 | Rate Constraint in lbs/MWh | FALSE | L | Annual | Qualifying Generation | TWh | 0 | 0 | 0 | 0 | 0 | 0 | 0
#CAN -National CO2 Rate Limit- 2050- v5.12 | 36 | 5809 | Rate Constraint in lbs/MWh | FALSE | L | Annual | Constraint Shadow Price | US$/Ton | 0 | 0 | 0 | 0 | 0 | 0 | 308.2462
#CAN -National CO2 Rate Limit- New Units- v5.12 | 37 | 5899 | Rate Constraint in lbs/MWh | FALSE | L | Annual | Seasons Included | Seasons | Winter, Summer | Winter, Summer | Winter, Summer | Winter, Summer | Winter, Summer | Winter, Summer | Winter, Summer
#CAN -National CO2 Rate Limit- New Units- v5.12 | 37 | 5899 | Rate Constraint in lbs/MWh | FALSE | L | Annual | Standard | lb/MWh | 925.94 | 925.94 | 925.94 | 925.94 | 925.94 | 925.94 | 925.94
#CAN -National CO2 Rate Limit- New Units- v5.12 | 37 | 5899 | Rate Constraint in lbs/MWh | FALSE | L | Annual | Emissions at Affected Plants CO2 | MTons | 0 | 0 | 0 | 0 | 0 | 0 | 0
#CAN -National CO2 Rate Limit- New Units- v5.12 | 37 | 5899 | Rate Constraint in lbs/MWh | FALSE | L | Annual | Allowances Purchased CO2 | MTons | 0 | 0 | 0 | 0 | 0 | 0 | 0
#CAN -National CO2 Rate Limit- New Units- v5.12 | 37 | 5899 | Rate Constraint in lbs/MWh | FALSE | L | Annual | Allowances Sold CO2 | MTons | 0 | 0 | 0 | 0 | 0 | 0 | 0
#CAN -National CO2 Rate Limit- New Units- v5.12 | 37 | 5899 | Rate Constraint in lbs/MWh | FALSE | L | Annual | Allowances Banked | MTons | 0 | 0 | 0 | 0 | 0 | 0 | 0
#CAN -National CO2 Rate Limit- New Units- v5.12 | 37 | 5899 | Rate Constraint in lbs/MWh | FALSE | L | Annual | Allowances Withdrawn (1:1) | MTons | 0 | 0 | 0 | 0 | 0 | 0 | 0
#CAN -National CO2 Rate Limit- New Units- v5.12 | 37 | 5899 | Rate Constraint in lbs/MWh | FALSE | L | Annual | Allowances Withdrawn (n:1) | MTons | 0 | 0 | 0 | 0 | 0 | 0 | 0
#CAN -National CO2 Rate Limit- New Units- v5.12 | 37 | 5899 | Rate Constraint in lbs/MWh | FALSE | L | Annual | Net Emissions Allowance Position | MTons | 0 | 0 | 0 | 0 | 0 | 0 | 0
#CAN -National CO2 Rate Limit- New Units- v5.12 | 37 | 5899 | Rate Constraint in lbs/MWh | FALSE | L | Annual | Fuel Consumed | TBtu | 0 | 0 | 0 | 0 | 0 | 0 | 0
#CAN -National CO2 Rate Limit- New Units- v5.12 | 37 | 5899 | Rate Constraint in lbs/MWh | FALSE | L | Annual | Rate | lb/MMBtu | 0 | 0 | 0 | 0 | 0 | 0 | 0
#CAN -National CO2 Rate Limit- New Units- v5.12 | 37 | 5899 | Rate Constraint in lbs/MWh | FALSE | L | Annual | Generation | TWh | 0 | 0 | 0 | 0 | 0 | 0 | 0
#CAN -National CO2 Rate Limit- New Units- v5.12 | 37 | 5899 | Rate Constraint in lbs/MWh | FALSE | L | Annual | Qualifying Generation | TWh | 0 | 0 | 0 | 0 | 0 | 0 | 0
#CAN -National CO2 Rate Limit- New Units- v5.12 | 37 | 5899 | Rate Constraint in lbs/MWh | FALSE | L | Annual | Constraint Shadow Price | US$/Ton | 171.1762 | 213.0939 | 137.6709 | 116.5161 | 105.562 | 68.2598 | 63.5651
#CAN -National NOx Rate Limit v4.12 | 38 | 2313 | Rate Constraint in lbs/MWh | FALSE | L | Annual | Seasons Included | Seasons | Winter, Summer | Winter, Summer | Winter, Summer | Winter, Summer | Winter, Summer | Winter, Summer | Winter, Summer
#CAN -National NOx Rate Limit v4.12 | 38 | 2313 | Rate Constraint in lbs/MWh | FALSE | L | Annual | Standard | lb/MWh | 1.5212 | 1.5212 | 1.5212 | 1.5212 | 1.5212 | 1.5212 | 1.5212
#CAN -National NOx Rate Limit v4.12 | 38 | 2313 | Rate Constraint in lbs/MWh | FALSE | L | Annual | Emissions at Affected Plants NOX | MTons | 16.4341 | 16.3009 | 19.0042 | 20.1148 | 24.0781 | 28.4588 | 38.174
#CAN -National NOx Rate Limit v4.12 | 38 | 2313 | Rate Constraint in lbs/MWh | FALSE | L | Annual | Allowances Purchased NOX | MTons | 0 | 0 | 0 | 0 | 0 | 0 | 0
#CAN -National NOx Rate Limit v4.12 | 38 | 2313 | Rate Constraint in lbs/MWh | FALSE | L | Annual | Allowances Sold NOX | MTons | 0 | 0 | 0 | 0 | 0 | 0 | 0
#CAN -National NOx Rate Limit v4.12 | 38 | 2313 | Rate Constraint in lbs/MWh | FALSE | L | Annual | Allowances Banked | MTons | 0 | 0 | 0 | 0 | 0 | 0 | 0
#CAN -National NOx Rate Limit v4.12 | 38 | 2313 | Rate Constraint in lbs/MWh | FALSE | L | Annual | Allowances Withdrawn (1:1) | MTons | 0 | 0 | 0 | 0 | 0 | 0 | 0
#CAN -National NOx Rate Limit v4.12 | 38 | 2313 | Rate Constraint in lbs/MWh | FALSE | L | Annual | Allowances Withdrawn (n:1) | MTons | 0 | 0 | 0 | 0 | 0 | 0 | 0
#CAN -National NOx Rate Limit v4.12 | 38 | 2313 | Rate Constraint in lbs/MWh | FALSE | L | Annual | Net Emissions Allowance Position | MTons | 16.4341 | 16.3009 | 19.0042 | 20.1148 | 24.0781 | 28.4588 | 38.174
#CAN -National NOx Rate Limit v4.12 | 38 | 2313 | Rate Constraint in lbs/MWh | FALSE | L | Annual | Fuel Consumed | TBtu | 264.597 | 269.461 | 333.8435 | 373.3177 | 650.9307 | 1100.4971 | 1618.4346
#CAN -National NOx Rate Limit v4.12 | 38 | 2313 | Rate Constraint in lbs/MWh | FALSE | L | Annual | Rate | lb/MMBtu | 0.12422 | 0.12099 | 0.11385 | 0.10776 | 0.073981 | 0.05172 | 0.047174
#CAN -National NOx Rate Limit v4.12 | 38 | 2313 | Rate Constraint in lbs/MWh | FALSE | L | Annual | Generation | TWh | 34.8089 | 35.836 | 43.3381 | 47.5277 | 80.2111 | 137.3192 | 210.2373
#CAN -National NOx Rate Limit v4.12 | 38 | 2313 | Rate Constraint in lbs/MWh | FALSE | L | Annual | Qualifying Generation | TWh | 34.8089 | 35.836 | 43.3381 | 47.5277 | 80.2111 | 137.3192 | 210.2373
#CAN -National NOx Rate Limit v4.12 | 38 | 2313 | Rate Constraint in lbs/MWh | FALSE | L | Annual | Constraint Shadow Price | US$/Ton | 0 | 0 | 0 | 0 | 0 | 0 | 0
#CAN -National SO2 Rate Limit v4.12 | 39 | 2314 | Rate Constraint in lbs/MWh | FALSE | L | Annual | Seasons Included | Seasons | Winter, Summer | Winter, Summer | Winter, Summer | Winter, Summer | Winter, Summer | Winter, Summer | Winter, Summer
#CAN -National SO2 Rate Limit v4.12 | 39 | 2314 | Rate Constraint in lbs/MWh | FALSE | L | Annual | Standard | lb/MWh | 9.3476 | 9.3476 | 9.3476 | 9.3476 | 9.3476 | 9.3476 | 9.3476
#CAN -National SO2 Rate Limit v4.12 | 39 | 2314 | Rate Constraint in lbs/MWh | FALSE | L | Annual | Emissions at Affected Plants SO2 | MTons | 4.1941 | 4.1941 | 3.5595 | 3.5595 | 3.2879 | 3.0246 | 3.2644
#CAN -National SO2 Rate Limit v4.12 | 39 | 2314 | Rate Constraint in lbs/MWh | FALSE | L | Annual | Allowances Purchased SO2 | MTons | 0 | 0 | 0 | 0 | 0 | 0 | 0
#CAN -National SO2 Rate Limit v4.12 | 39 | 2314 | Rate Constraint in lbs/MWh | FALSE | L | Annual | Allowances Sold SO2 | MTons | 0 | 0 | 0 | 0 | 0 | 0 | 0
#CAN -National SO2 Rate Limit v4.12 | 39 | 2314 | Rate Constraint in lbs/MWh | FALSE | L | Annual | Allowances Banked | MTons | 0 | 0 | 0 | 0 | 0 | 0 | 0
#CAN -National SO2 Rate Limit v4.12 | 39 | 2314 | Rate Constraint in lbs/MWh | FALSE | L | Annual | Allowances Withdrawn (1:1) | MTons | 0 | 0 | 0 | 0 | 0 | 0 | 0
#CAN -National SO2 Rate Limit v4.12 | 39 | 2314 | Rate Constraint in lbs/MWh | FALSE | L | Annual | Allowances Withdrawn (n:1) | MTons | 0 | 0 | 0 | 0 | 0 | 0 | 0
#CAN -National SO2 Rate Limit v4.12 | 39 | 2314 | Rate Constraint in lbs/MWh | FALSE | L | Annual | Net Emissions Allowance Position | MTons | 4.1941 | 4.1941 | 3.5595 | 3.5595 | 3.2879 | 3.0246 | 3.2644
#CAN -National SO2 Rate Limit v4.12 | 39 | 2314 | Rate Constraint in lbs/MWh | FALSE | L | Annual | Fuel Consumed | TBtu | 264.597 | 269.461 | 333.8435 | 373.3177 | 650.9307 | 1100.4971 | 1618.4346
#CAN -National SO2 Rate Limit v4.12 | 39 | 2314 | Rate Constraint in lbs/MWh | FALSE | L | Annual | Rate | lb/MMBtu | 0.031701 | 0.031129 | 0.021324 | 0.01907 | 0.010102 | 0.0054968 | 0.004034
#CAN -National SO2 Rate Limit v4.12 | 39 | 2314 | Rate Constraint in lbs/MWh | FALSE | L | Annual | Generation | TWh | 34.8089 | 35.836 | 43.3381 | 47.5277 | 80.2111 | 137.3192 | 210.2373
#CAN -National SO2 Rate Limit v4.12 | 39 | 2314 | Rate Constraint in lbs/MWh | FALSE | L | Annual | Qualifying Generation | TWh | 34.8089 | 35.836 | 43.3381 | 47.5277 | 80.2111 | 137.3192 | 210.2373
#CAN -National SO2 Rate Limit v4.12 | 39 | 2314 | Rate Constraint in lbs/MWh | FALSE | L | Annual | Constraint Shadow Price | US$/Ton | 0 | 0 | 0 | 0 | 0 | 0 | 0
#CAN Trenton 1-2 - SO2 Rate Annual v3.1, Unit 3369 and retrofits | 40 | 1751 | Rate Constraint in lbs/MMBtu | FALSE | L | Annual | Seasons Included | Seasons | Winter, Summer | Winter, Summer | Winter, Summer | Winter, Summer | Winter, Summer | Winter, Summer | Winter, Summer
#CAN Trenton 1-2 - SO2 Rate Annual v3.1, Unit 3369 and retrofits | 40 | 1751 | Rate Constraint in lbs/MMBtu | FALSE | L | Annual | Standard | lb/MMBtu | 3.2097 | 3.2097 | 3.2097 | 3.2097 | 3.2097 | 3.2097 | 3.2097
#CAN Trenton 1-2 - SO2 Rate Annual v3.1, Unit 3369 and retrofits | 40 | 1751 | Rate Constraint in lbs/MMBtu | FALSE | L | Annual | Emissions at Affected Plants SO2 | MTons | 0 | 0 | 0 | 0 | 0 | 0 | 0
#CAN Trenton 1-2 - SO2 Rate Annual v3.1, Unit 3369 and retrofits | 40 | 1751 | Rate Constraint in lbs/MMBtu | FALSE | L | Annual | Allowances Purchased SO2 | MTons | 0 | 0 | 0 | 0 | 0 | 0 | 0
#CAN Trenton 1-2 - SO2 Rate Annual v3.1, Unit 3369 and retrofits | 40 | 1751 | Rate Constraint in lbs/MMBtu | FALSE | L | Annual | Allowances Sold SO2 | MTons | 0 | 0 | 0 | 0 | 0 | 0 | 0
#CAN Trenton 1-2 - SO2 Rate Annual v3.1, Unit 3369 and retrofits | 40 | 1751 | Rate Constraint in lbs/MMBtu | FALSE | L | Annual | Allowances Banked | MTons | 0 | 0 | 0 | 0 | 0 | 0 | 0
#CAN Trenton 1-2 - SO2 Rate Annual v3.1, Unit 3369 and retrofits | 40 | 1751 | Rate Constraint in lbs/MMBtu | FALSE | L | Annual | Allowances Withdrawn (1:1) | MTons | 0 | 0 | 0 | 0 | 0 | 0 | 0
#CAN Trenton 1-2 - SO2 Rate Annual v3.1, Unit 3369 and retrofits | 40 | 1751 | Rate Constraint in lbs/MMBtu | FALSE | L | Annual | Allowances Withdrawn (n:1) | MTons | 0 | 0 | 0 | 0 | 0 | 0 | 0
#CAN Trenton 1-2 - SO2 Rate Annual v3.1, Unit 3369 and retrofits | 40 | 1751 | Rate Constraint in lbs/MMBtu | FALSE | L | Annual | Net Emissions Allowance Position | MTons | 0 | 0 | 0 | 0 | 0 | 0 | 0
#CAN Trenton 1-2 - SO2 Rate Annual v3.1, Unit 3369 and retrofits | 40 | 1751 | Rate Constraint in lbs/MMBtu | FALSE | L | Annual | Fuel Consumed | TBtu | 0 | 0 | 0 | 0 | 0 | 0 | 0
#CAN Trenton 1-2 - SO2 Rate Annual v3.1, Unit 3369 and retrofits | 40 | 1751 | Rate Constraint in lbs/MMBtu | FALSE | L | Annual | Rate | lb/MMBtu | 0 | 0 | 0 | 0 | 0 | 0 | 0
#CAN Trenton 1-2 - SO2 Rate Annual v3.1, Unit 3369 and retrofits | 40 | 1751 | Rate Constraint in lbs/MMBtu | FALSE | L | Annual | Generation | TWh | 0 | 0 | 0 | 0 | 0 | 0 | 0
#CAN Trenton 1-2 - SO2 Rate Annual v3.1, Unit 3369 and retrofits | 40 | 1751 | Rate Constraint in lbs/MMBtu | FALSE | L | Annual | Qualifying Generation | TWh | 0 | 0 | 0 | 0 | 0 | 0 | 0
#CAN Trenton 1-2 - SO2 Rate Annual v3.1, Unit 3369 and retrofits | 40 | 1751 | Rate Constraint in lbs/MMBtu | FALSE | L | Annual | Rate | lb/MWh | 0 | 0 | 0 | 0 | 0 | 0 | 0
#CAN Trenton 1-2 - SO2 Rate Annual v3.1, Unit 3369 and retrofits | 40 | 1751 | Rate Constraint in lbs/MMBtu | FALSE | L | Annual | Constraint Shadow Price | US$/Ton | 0 | 0 | 0 | 0 | 0 | 0 | 0
#CAN Trenton 1-2 - SO2 Rate Annual v3.1, Unit 3370 and retrofits | 41 | 1751 | Rate Constraint in lbs/MMBtu | FALSE | L | Annual | Seasons Included | Seasons | Winter, Summer | Winter, Summer | Winter, Summer | Winter, Summer | Winter, Summer | Winter, Summer | Winter, Summer
#CAN Trenton 1-2 - SO2 Rate Annual v3.1, Unit 3370 and retrofits | 41 | 1751 | Rate Constraint in lbs/MMBtu | FALSE | L | Annual | Standard | lb/MMBtu | 3.2097 | 3.2097 | 3.2097 | 3.2097 | 3.2097 | 3.2097 | 3.2097
#CAN Trenton 1-2 - SO2 Rate Annual v3.1, Unit 3370 and retrofits | 41 | 1751 | Rate Constraint in lbs/MMBtu | FALSE | L | Annual | Emissions at Affected Plants SO2 | MTons | 1.6352 | 0 | 0 | 1.7962 | 5.8255 | 5.7578 | 0
#CAN Trenton 1-2 - SO2 Rate Annual v3.1, Unit 3370 and retrofits | 41 | 1751 | Rate Constraint in lbs/MMBtu | FALSE | L | Annual | Allowances Purchased SO2 | MTons | 0 | 0 | 0 | 0 | 0 | 0 | 0
#CAN Trenton 1-2 - SO2 Rate Annual v3.1, Unit 3370 and retrofits | 41 | 1751 | Rate Constraint in lbs/MMBtu | FALSE | L | Annual | Allowances Sold SO2 | MTons | 0 | 0 | 0 | 0 | 0 | 0 | 0
#CAN Trenton 1-2 - SO2 Rate Annual v3.1, Unit 3370 and retrofits | 41 | 1751 | Rate Constraint in lbs/MMBtu | FALSE | L | Annual | Allowances Banked | MTons | 0 | 0 | 0 | 0 | 0 | 0 | 0
#CAN Trenton 1-2 - SO2 Rate Annual v3.1, Unit 3370 and retrofits | 41 | 1751 | Rate Constraint in lbs/MMBtu | FALSE | L | Annual | Allowances Withdrawn (1:1) | MTons | 0 | 0 | 0 | 0 | 0 | 0 | 0
#CAN Trenton 1-2 - SO2 Rate Annual v3.1, Unit 3370 and retrofits | 41 | 1751 | Rate Constraint in lbs/MMBtu | FALSE | L | Annual | Allowances Withdrawn (n:1) | MTons | 0 | 0 | 0 | 0 | 0 | 0 | 0
#CAN Trenton 1-2 - SO2 Rate Annual v3.1, Unit 3370 and retrofits | 41 | 1751 | Rate Constraint in lbs/MMBtu | FALSE | L | Annual | Net Emissions Allowance Position | MTons | 1.6352 | 0 | 0 | 1.7962 | 5.8255 | 5.7578 | 0
#CAN Trenton 1-2 - SO2 Rate Annual v3.1, Unit 3370 and retrofits | 41 | 1751 | Rate Constraint in lbs/MMBtu | FALSE | L | Annual | Fuel Consumed | TBtu | 3.354 | 0 | 0 | 3.6841 | 11.9484 | 11.8096 | 0
#CAN Trenton 1-2 - SO2 Rate Annual v3.1, Unit 3370 and retrofits | 41 | 1751 | Rate Constraint in lbs/MMBtu | FALSE | L | Annual | Rate | lb/MMBtu | 0.9751 | 0 | 0 | 0.9751 | 0.9751 | 0.9751 | 0
#CAN Trenton 1-2 - SO2 Rate Annual v3.1, Unit 3370 and retrofits | 41 | 1751 | Rate Constraint in lbs/MMBtu | FALSE | L | Annual | Generation | TWh | 0.32294 | 0 | 0 | 0.35472 | 1.1504 | 1.1371 | 0
#CAN Trenton 1-2 - SO2 Rate Annual v3.1, Unit 3370 and retrofits | 41 | 1751 | Rate Constraint in lbs/MMBtu | FALSE | L | Annual | Qualifying Generation | TWh | 0.32294 | 0 | 0 | 0.35472 | 1.1504 | 1.1371 | 0
#CAN Trenton 1-2 - SO2 Rate Annual v3.1, Unit 3370 and retrofits | 41 | 1751 | Rate Constraint in lbs/MMBtu | FALSE | L | Annual | Rate | lb/MWh | 5.0637 | 0 | 0 | 5.0637 | 5.0637 | 5.0637 | 0
#CAN Trenton 1-2 - SO2 Rate Annual v3.1, Unit 3370 and retrofits | 41 | 1751 | Rate Constraint in lbs/MMBtu | FALSE | L | Annual | Constraint Shadow Price | US$/Ton | 0 | 0 | 0 | 0 | 0 | 0 | 0
#CAN Tupper 1 - SO2 Rate Annual v3.1, Unit 3368 and retrofits | 42 | 1752 | Rate Constraint in lbs/MMBtu | FALSE | L | Annual | Seasons Included | Seasons | Winter, Summer | Winter, Summer | Winter, Summer | Winter, Summer | Winter, Summer | Winter, Summer | Winter, Summer
#CAN Tupper 1 - SO2 Rate Annual v3.1, Unit 3368 and retrofits | 42 | 1752 | Rate Constraint in lbs/MMBtu | FALSE | L | Annual | Standard | lb/MMBtu | 2.2096 | 2.2096 | 2.2096 | 2.2096 | 2.2096 | 2.2096 | 2.2096
#CAN Tupper 1 - SO2 Rate Annual v3.1, Unit 3368 and retrofits | 42 | 1752 | Rate Constraint in lbs/MMBtu | FALSE | L | Annual | Emissions at Affected Plants SO2 | MTons | 0 | 0 | 0 | 0 | 0 | 0 | 0
#CAN Tupper 1 - SO2 Rate Annual v3.1, Unit 3368 and retrofits | 42 | 1752 | Rate Constraint in lbs/MMBtu | FALSE | L | Annual | Allowances Purchased SO2 | MTons | 0 | 0 | 0 | 0 | 0 | 0 | 0
#CAN Tupper 1 - SO2 Rate Annual v3.1, Unit 3368 and retrofits | 42 | 1752 | Rate Constraint in lbs/MMBtu | FALSE | L | Annual | Allowances Sold SO2 | MTons | 0 | 0 | 0 | 0 | 0 | 0 | 0
#CAN Tupper 1 - SO2 Rate Annual v3.1, Unit 3368 and retrofits | 42 | 1752 | Rate Constraint in lbs/MMBtu | FALSE | L | Annual | Allowances Banked | MTons | 0 | 0 | 0 | 0 | 0 | 0 | 0
#CAN Tupper 1 - SO2 Rate Annual v3.1, Unit 3368 and retrofits | 42 | 1752 | Rate Constraint in lbs/MMBtu | FALSE | L | Annual | Allowances Withdrawn (1:1) | MTons | 0 | 0 | 0 | 0 | 0 | 0 | 0
#CAN Tupper 1 - SO2 Rate Annual v3.1, Unit 3368 and retrofits | 42 | 1752 | Rate Constraint in lbs/MMBtu | FALSE | L | Annual | Allowances Withdrawn (n:1) | MTons | 0 | 0 | 0 | 0 | 0 | 0 | 0
#CAN Tupper 1 - SO2 Rate Annual v3.1, Unit 3368 and retrofits | 42 | 1752 | Rate Constraint in lbs/MMBtu | FALSE | L | Annual | Net Emissions Allowance Position | MTons | 0 | 0 | 0 | 0 | 0 | 0 | 0
#CAN Tupper 1 - SO2 Rate Annual v3.1, Unit 3368 and retrofits | 42 | 1752 | Rate Constraint in lbs/MMBtu | FALSE | L | Annual | Fuel Consumed | TBtu | 0 | 0 | 0 | 0 | 0 | 0 | 0
#CAN Tupper 1 - SO2 Rate Annual v3.1, Unit 3368 and retrofits | 42 | 1752 | Rate Constraint in lbs/MMBtu | FALSE | L | Annual | Rate | lb/MMBtu | 0 | 0 | 0 | 0 | 0 | 0 | 0
#CAN Tupper 1 - SO2 Rate Annual v3.1, Unit 3368 and retrofits | 42 | 1752 | Rate Constraint in lbs/MMBtu | FALSE | L | Annual | Generation | TWh | 0 | 0 | 0 | 0 | 0 | 0 | 0
#CAN Tupper 1 - SO2 Rate Annual v3.1, Unit 3368 and retrofits | 42 | 1752 | Rate Constraint in lbs/MMBtu | FALSE | L | Annual | Qualifying Generation | TWh | 0 | 0 | 0 | 0 | 0 | 0 | 0
#CAN Tupper 1 - SO2 Rate Annual v3.1, Unit 3368 and retrofits | 42 | 1752 | Rate Constraint in lbs/MMBtu | FALSE | L | Annual | Rate | lb/MWh | 0 | 0 | 0 | 0 | 0 | 0 | 0
#CAN Tupper 1 - SO2 Rate Annual v3.1, Unit 3368 and retrofits | 42 | 1752 | Rate Constraint in lbs/MMBtu | FALSE | L | Annual | Constraint Shadow Price | US$/Ton | 0 | 0 | 0 | 0 | 0 | 0 | 0
#MATS - HCL Rate in 2015 | 43 | 2407 | MACT Fuel Choice Floor in lbs/MMBtu | FALSE | L | Annual | Seasons Included | Seasons | Winter, Summer | Winter, Summer | Winter, Summer | Winter, Summer | Winter, Summer | Winter, Summer | Winter, Summer
#MATS - HCL Rate in 2015 | 43 | 2407 | MACT Fuel Choice Floor in lbs/MMBtu | FALSE | L | Annual | Emission Floor | lb/MMBtu | 0.002 | 0.002 | 0.002 | 0.002 | 0.002 | 0.002 | 0.002
#MATS - HCL Rate in 2015 | 43 | 2407 | MACT Fuel Choice Floor in lbs/MMBtu | FALSE | L | Annual | Emissions at Affected Plants HCL | MTons | 3.7832 | 4.1021 | 4.1858 | 4.2642 | 4.087 | 3.9203 | 3.9899
#MATS - HCL Rate in 2015 | 43 | 2407 | MACT Fuel Choice Floor in lbs/MMBtu | FALSE | L | Annual | Allowances Purchased HCL | MTons | 0 | 0 | 0 | 0 | 0 | 0 | 0
#MATS - HCL Rate in 2015 | 43 | 2407 | MACT Fuel Choice Floor in lbs/MMBtu | FALSE | L | Annual | Allowances Sold HCL | MTons | 0 | 0 | 0 | 0 | 0 | 0 | 0
#MATS - HCL Rate in 2015 | 43 | 2407 | MACT Fuel Choice Floor in lbs/MMBtu | FALSE | L | Annual | Allowances Banked | MTons | 0 | 0 | 0 | 0 | 0 | 0 | 0
#MATS - HCL Rate in 2015 | 43 | 2407 | MACT Fuel Choice Floor in lbs/MMBtu | FALSE | L | Annual | Allowances Withdrawn (1:1) | MTons | 0 | 0 | 0 | 0 | 0 | 0 | 0
#MATS - HCL Rate in 2015 | 43 | 2407 | MACT Fuel Choice Floor in lbs/MMBtu | FALSE | L | Annual | Allowances Withdrawn (n:1) | MTons | 0 | 0 | 0 | 0 | 0 | 0 | 0
#MATS - HCL Rate in 2015 | 43 | 2407 | MACT Fuel Choice Floor in lbs/MMBtu | FALSE | L | Annual | Net Emissions Allowance Position | MTons | 3.7832 | 4.1021 | 4.1858 | 4.2642 | 4.087 | 3.9203 | 3.9899
#MATS - HCL Rate in 2015 | 43 | 2407 | MACT Fuel Choice Floor in lbs/MMBtu | FALSE | L | Annual | Fuel Consumed | TBtu | 16146.3543 | 16501.9998 | 16584.5338 | 16842.4663 | 16080.2182 | 15926.8985 | 16756.0567
#MATS - HCL Rate in 2015 | 43 | 2407 | MACT Fuel Choice Floor in lbs/MMBtu | FALSE | L | Annual | Rate | lb/MMBtu | 0.00046861 | 0.00049717 | 0.00050478 | 0.00050636 | 0.00050833 | 0.00049229 | 0.00047623
#MATS - HCL Rate in 2015 | 43 | 2407 | MACT Fuel Choice Floor in lbs/MMBtu | FALSE | L | Annual | Generation | TWh | 1580.9042 | 1616.3934 | 1623.87 | 1649.4567 | 1574.4029 | 1558.2364 | 1637.7993
#MATS - HCL Rate in 2015 | 43 | 2407 | MACT Fuel Choice Floor in lbs/MMBtu | FALSE | L | Annual | Qualifying Generation | TWh | 1580.9042 | 1616.3934 | 1623.87 | 1649.4567 | 1574.4029 | 1558.2364 | 1637.7993
#MATS - HCL Rate in 2015 | 43 | 2407 | MACT Fuel Choice Floor in lbs/MMBtu | FALSE | L | Annual | Constraint Shadow Price | US$/Ton | 0 | 0 | 0 | 0 | 0 | 0 | 0
#MATS - HCL Rate in 2015 (IGCC) | 44 | 2409 | MACT Fuel Choice Floor in lbs/MMBtu | FALSE | L | Annual | Seasons Included | Seasons | Winter, Summer | Winter, Summer | Winter, Summer | Winter, Summer | Winter, Summer | Winter, Summer | Winter, Summer
#MATS - HCL Rate in 2015 (IGCC) | 44 | 2409 | MACT Fuel Choice Floor in lbs/MMBtu | FALSE | L | Annual | Emission Floor | lb/MMBtu | 0.0005 | 0.0005 | 0.0005 | 0.0005 | 0.0005 | 0.0005 | 0.0005
#MATS - HCL Rate in 2015 (IGCC) | 44 | 2409 | MACT Fuel Choice Floor in lbs/MMBtu | FALSE | L | Annual | Emissions at Affected Plants HCL | MTons | 0.010289 | 0.010136 | 0.010465 | 0.0085668 | 0.0095012 | 0.0094017 | 0.0086564
#MATS - HCL Rate in 2015 (IGCC) | 44 | 2409 | MACT Fuel Choice Floor in lbs/MMBtu | FALSE | L | Annual | Allowances Purchased HCL | MTons | 0 | 0 | 0 | 0 | 0 | 0 | 0
#MATS - HCL Rate in 2015 (IGCC) | 44 | 2409 | MACT Fuel Choice Floor in lbs/MMBtu | FALSE | L | Annual | Allowances Sold HCL | MTons | 0 | 0 | 0 | 0 | 0 | 0 | 0
#MATS - HCL Rate in 2015 (IGCC) | 44 | 2409 | MACT Fuel Choice Floor in lbs/MMBtu | FALSE | L | Annual | Allowances Banked | MTons | 0 | 0 | 0 | 0 | 0 | 0 | 0
#MATS - HCL Rate in 2015 (IGCC) | 44 | 2409 | MACT Fuel Choice Floor in lbs/MMBtu | FALSE | L | Annual | Allowances Withdrawn (1:1) | MTons | 0 | 0 | 0 | 0 | 0 | 0 | 0
#MATS - HCL Rate in 2015 (IGCC) | 44 | 2409 | MACT Fuel Choice Floor in lbs/MMBtu | FALSE | L | Annual | Allowances Withdrawn (n:1) | MTons | 0 | 0 | 0 | 0 | 0 | 0 | 0
#MATS - HCL Rate in 2015 (IGCC) | 44 | 2409 | MACT Fuel Choice Floor in lbs/MMBtu | FALSE | L | Annual | Net Emissions Allowance Position | MTons | 0.010289 | 0.010136 | 0.010465 | 0.0085668 | 0.0095012 | 0.0094017 | 0.0086564
#MATS - HCL Rate in 2015 (IGCC) | 44 | 2409 | MACT Fuel Choice Floor in lbs/MMBtu | FALSE | L | Annual | Fuel Consumed | TBtu | 107.4073 | 108.8619 | 135.1537 | 138.6547 | 137.7252 | 139.8672 | 139.8672
#MATS - HCL Rate in 2015 (IGCC) | 44 | 2409 | MACT Fuel Choice Floor in lbs/MMBtu | FALSE | L | Annual | Rate | lb/MMBtu | 0.00019158 | 0.00018622 | 0.00015486 | 0.00012357 | 0.00013797 | 0.00013444 | 0.00012378
#MATS - HCL Rate in 2015 (IGCC) | 44 | 2409 | MACT Fuel Choice Floor in lbs/MMBtu | FALSE | L | Annual | Generation | TWh | 11.5595 | 11.6997 | 14.1569 | 14.4945 | 14.4049 | 14.6114 | 14.6114
#MATS - HCL Rate in 2015 (IGCC) | 44 | 2409 | MACT Fuel Choice Floor in lbs/MMBtu | FALSE | L | Annual | Qualifying Generation | TWh | 11.5595 | 11.6997 | 14.1569 | 14.4945 | 14.4049 | 14.6114 | 14.6114
#MATS - HCL Rate in 2015 (IGCC) | 44 | 2409 | MACT Fuel Choice Floor in lbs/MMBtu | FALSE | L | Annual | Constraint Shadow Price | US$/Ton | 0 | 0 | 0 | 0 | 0 | 0 | 0
#MATS - HCL Rate in 2015 (PK) | 45 | 2408 | MACT Fuel Choice Floor in lbs/MMBtu | FALSE | L | Annual | Seasons Included | Seasons | Winter, Summer | Winter, Summer | Winter, Summer | Winter, Summer | Winter, Summer | Winter, Summer | Winter, Summer
#MATS - HCL Rate in 2015 (PK) | 45 | 2408 | MACT Fuel Choice Floor in lbs/MMBtu | FALSE | L | Annual | Emission Floor | lb/MMBtu | 0.005 | 0.005 | 0.005 | 0.005 | 0.005 | 0.005 | 0.005
#MATS - HCL Rate in 2015 (PK) | 45 | 2408 | MACT Fuel Choice Floor in lbs/MMBtu | FALSE | L | Annual | Emissions at Affected Plants HCL | MTons | 0.018405 | 0.019959 | 0.012642 | 0.015524 | 0.015685 | 0.017417 | 0.017569
#MATS - HCL Rate in 2015 (PK) | 45 | 2408 | MACT Fuel Choice Floor in lbs/MMBtu | FALSE | L | Annual | Allowances Purchased HCL | MTons | 0 | 0 | 0 | 0 | 0 | 0 | 0
#MATS - HCL Rate in 2015 (PK) | 45 | 2408 | MACT Fuel Choice Floor in lbs/MMBtu | FALSE | L | Annual | Allowances Sold HCL | MTons | 0 | 0 | 0 | 0 | 0 | 0 | 0
#MATS - HCL Rate in 2015 (PK) | 45 | 2408 | MACT Fuel Choice Floor in lbs/MMBtu | FALSE | L | Annual | Allowances Banked | MTons | 0 | 0 | 0 | 0 | 0 | 0 | 0
#MATS - HCL Rate in 2015 (PK) | 45 | 2408 | MACT Fuel Choice Floor in lbs/MMBtu | FALSE | L | Annual | Allowances Withdrawn (1:1) | MTons | 0 | 0 | 0 | 0 | 0 | 0 | 0
#MATS - HCL Rate in 2015 (PK) | 45 | 2408 | MACT Fuel Choice Floor in lbs/MMBtu | FALSE | L | Annual | Allowances Withdrawn (n:1) | MTons | 0 | 0 | 0 | 0 | 0 | 0 | 0
#MATS - HCL Rate in 2015 (PK) | 45 | 2408 | MACT Fuel Choice Floor in lbs/MMBtu | FALSE | L | Annual | Net Emissions Allowance Position | MTons | 0.018405 | 0.019959 | 0.012642 | 0.015524 | 0.015685 | 0.017417 | 0.017569
#MATS - HCL Rate in 2015 (PK) | 45 | 2408 | MACT Fuel Choice Floor in lbs/MMBtu | FALSE | L | Annual | Fuel Consumed | TBtu | 110.3055 | 109.4278 | 109.476 | 131.2813 | 132.3387 | 148.597 | 151.1718
#MATS - HCL Rate in 2015 (PK) | 45 | 2408 | MACT Fuel Choice Floor in lbs/MMBtu | FALSE | L | Annual | Rate | lb/MMBtu | 0.0003337 | 0.00036479 | 0.00023096 | 0.0002365 | 0.00023704 | 0.00023441 | 0.00023244
#MATS - HCL Rate in 2015 (PK) | 45 | 2408 | MACT Fuel Choice Floor in lbs/MMBtu | FALSE | L | Annual | Generation | TWh | 10.2002 | 9.9824 | 9.9824 | 11.8643 | 11.9545 | 13.3796 | 13.6058
#MATS - HCL Rate in 2015 (PK) | 45 | 2408 | MACT Fuel Choice Floor in lbs/MMBtu | FALSE | L | Annual | Qualifying Generation | TWh | 10.2002 | 9.9824 | 9.9824 | 11.8643 | 11.9545 | 13.3796 | 13.6058
#MATS - HCL Rate in 2015 (PK) | 45 | 2408 | MACT Fuel Choice Floor in lbs/MMBtu | FALSE | L | Annual | Constraint Shadow Price | US$/Ton | 0 | 0 | 0 | 0 | 0 | 0 | 0
#MATS - MER Rate in 2015 (Bit and Subbit) | 46 | 2403 | MACT Fuel Choice Floor in lbs/MMBtu | FALSE | L | Annual | Seasons Included | Seasons | Winter, Summer | Winter, Summer | Winter, Summer | Winter, Summer | Winter, Summer | Winter, Summer | Winter, Summer
#MATS - MER Rate in 2015 (Bit and Subbit) | 46 | 2403 | MACT Fuel Choice Floor in lbs/MMBtu | FALSE | L | Annual | Emission Floor | lbs/MMBtu | 1.2e-06 | 1.2e-06 | 1.2e-06 | 1.2e-06 | 1.2e-06 | 1.2e-06 | 1.2e-06
#MATS - MER Rate in 2015 (Bit and Subbit) | 46 | 2403 | MACT Fuel Choice Floor in lbs/MMBtu | FALSE | L | Annual | Emissions at Affected Plants MER | lbs | 9499.2528 | 9748.57 | 9622.4027 | 9794.6989 | 9370.0515 | 9104.0428 | 9618.2598
#MATS - MER Rate in 2015 (Bit and Subbit) | 46 | 2403 | MACT Fuel Choice Floor in lbs/MMBtu | FALSE | L | Annual | Allowances Purchased MER | lbs | 0 | 0 | 0 | 0 | 0 | 0 | 0
#MATS - MER Rate in 2015 (Bit and Subbit) | 46 | 2403 | MACT Fuel Choice Floor in lbs/MMBtu | FALSE | L | Annual | Allowances Sold MER | lbs | 0 | 0 | 0 | 0 | 0 | 0 | 0
#MATS - MER Rate in 2015 (Bit and Subbit) | 46 | 2403 | MACT Fuel Choice Floor in lbs/MMBtu | FALSE | L | Annual | Allowances Banked | lbs | 0 | 0 | 0 | 0 | 0 | 0 | 0
#MATS - MER Rate in 2015 (Bit and Subbit) | 46 | 2403 | MACT Fuel Choice Floor in lbs/MMBtu | FALSE | L | Annual | Allowances Withdrawn (1:1) | lbs | 0 | 0 | 0 | 0 | 0 | 0 | 0
#MATS - MER Rate in 2015 (Bit and Subbit) | 46 | 2403 | MACT Fuel Choice Floor in lbs/MMBtu | FALSE | L | Annual | Allowances Withdrawn (n:1) | lbs | 0 | 0 | 0 | 0 | 0 | 0 | 0
#MATS - MER Rate in 2015 (Bit and Subbit) | 46 | 2403 | MACT Fuel Choice Floor in lbs/MMBtu | FALSE | L | Annual | Net Emissions Allowance Position | lbs | 9499.2528 | 9748.57 | 9622.4027 | 9794.6989 | 9370.0515 | 9104.0428 | 9618.2598
#MATS - MER Rate in 2015 (Bit and Subbit) | 46 | 2403 | MACT Fuel Choice Floor in lbs/MMBtu | FALSE | L | Annual | Fuel Consumed | TBtu | 14728.2897 | 15056.4566 | 15138.9907 | 15392.7944 | 14654.5109 | 14489.2615 | 15296.8468
#MATS - MER Rate in 2015 (Bit and Subbit) | 46 | 2403 | MACT Fuel Choice Floor in lbs/MMBtu | FALSE | L | Annual | Rate | lb/MMBtu | 6.4497e-07 | 6.4747e-07 | 6.356e-07 | 6.3632e-07 | 6.394e-07 | 6.2833e-07 | 6.2877e-07
#MATS - MER Rate in 2015 (Bit and Subbit) | 46 | 2403 | MACT Fuel Choice Floor in lbs/MMBtu | FALSE | L | Annual | Generation | TWh | 1451.6688 | 1484.7366 | 1492.2131 | 1517.4347 | 1444.5435 | 1427.3114 | 1504.9395
#MATS - MER Rate in 2015 (Bit and Subbit) | 46 | 2403 | MACT Fuel Choice Floor in lbs/MMBtu | FALSE | L | Annual | Qualifying Generation | TWh | 1451.6688 | 1484.7366 | 1492.2131 | 1517.4347 | 1444.5435 | 1427.3114 | 1504.9395
#MATS - MER Rate in 2015 (Bit and Subbit) | 46 | 2403 | MACT Fuel Choice Floor in lbs/MMBtu | FALSE | L | Annual | Constraint Shadow Price | US$/Lb | 0 | 0 | 0 | 0 | 0 | 0 | 0
#MATS - MER Rate in 2015 (IGCC) | 47 | 2406 | MACT Fuel Choice Floor in lbs/MMBtu | FALSE | L | Annual | Seasons Included | Seasons | Winter, Summer | Winter, Summer | Winter, Summer | Winter, Summer | Winter, Summer | Winter, Summer | Winter, Summer
#MATS - MER Rate in 2015 (IGCC) | 47 | 2406 | MACT Fuel Choice Floor in lbs/MMBtu | FALSE | L | Annual | Emission Floor | lbs/MMBtu | 3e-06 | 3e-06 | 3e-06 | 3e-06 | 3e-06 | 3e-06 | 3e-06
#MATS - MER Rate in 2015 (IGCC) | 47 | 2406 | MACT Fuel Choice Floor in lbs/MMBtu | FALSE | L | Annual | Emissions at Affected Plants MER | lbs | 99.5536 | 100.7407 | 115.4904 | 111.1439 | 111.6903 | 112.5825 | 112.4335
#MATS - MER Rate in 2015 (IGCC) | 47 | 2406 | MACT Fuel Choice Floor in lbs/MMBtu | FALSE | L | Annual | Allowances Purchased MER | lbs | 0 | 0 | 0 | 0 | 0 | 0 | 0
#MATS - MER Rate in 2015 (IGCC) | 47 | 2406 | MACT Fuel Choice Floor in lbs/MMBtu | FALSE | L | Annual | Allowances Sold MER | lbs | 0 | 0 | 0 | 0 | 0 | 0 | 0
#MATS - MER Rate in 2015 (IGCC) | 47 | 2406 | MACT Fuel Choice Floor in lbs/MMBtu | FALSE | L | Annual | Allowances Banked | lbs | 0 | 0 | 0 | 0 | 0 | 0 | 0
#MATS - MER Rate in 2015 (IGCC) | 47 | 2406 | MACT Fuel Choice Floor in lbs/MMBtu | FALSE | L | Annual | Allowances Withdrawn (1:1) | lbs | 0 | 0 | 0 | 0 | 0 | 0 | 0
#MATS - MER Rate in 2015 (IGCC) | 47 | 2406 | MACT Fuel Choice Floor in lbs/MMBtu | FALSE | L | Annual | Allowances Withdrawn (n:1) | lbs | 0 | 0 | 0 | 0 | 0 | 0 | 0
#MATS - MER Rate in 2015 (IGCC) | 47 | 2406 | MACT Fuel Choice Floor in lbs/MMBtu | FALSE | L | Annual | Net Emissions Allowance Position | lbs | 99.5536 | 100.7407 | 115.4904 | 111.1439 | 111.6903 | 112.5825 | 112.4335
#MATS - MER Rate in 2015 (IGCC) | 47 | 2406 | MACT Fuel Choice Floor in lbs/MMBtu | FALSE | L | Annual | Fuel Consumed | TBtu | 107.4073 | 108.8619 | 135.1537 | 138.6547 | 137.7252 | 139.8672 | 139.8672
#MATS - MER Rate in 2015 (IGCC) | 47 | 2406 | MACT Fuel Choice Floor in lbs/MMBtu | FALSE | L | Annual | Rate | lb/MMBtu | 9.2688e-07 | 9.254e-07 | 8.5451e-07 | 8.0159e-07 | 8.1097e-07 | 8.0492e-07 | 8.0386e-07
#MATS - MER Rate in 2015 (IGCC) | 47 | 2406 | MACT Fuel Choice Floor in lbs/MMBtu | FALSE | L | Annual | Generation | TWh | 11.5595 | 11.6997 | 14.1569 | 14.4945 | 14.4049 | 14.6114 | 14.6114
#MATS - MER Rate in 2015 (IGCC) | 47 | 2406 | MACT Fuel Choice Floor in lbs/MMBtu | FALSE | L | Annual | Qualifying Generation | TWh | 11.5595 | 11.6997 | 14.1569 | 14.4945 | 14.4049 | 14.6114 | 14.6114
#MATS - MER Rate in 2015 (IGCC) | 47 | 2406 | MACT Fuel Choice Floor in lbs/MMBtu | FALSE | L | Annual | Constraint Shadow Price | US$/Lb | 0 | 0 | 0 | 0 | 0 | 0 | 0
#MATS - MER Rate in 2015 (Lig) | 48 | 2404 | MACT Fuel Choice Floor in lbs/MMBtu | FALSE | L | Annual | Seasons Included | Seasons | Winter, Summer | Winter, Summer | Winter, Summer | Winter, Summer | Winter, Summer | Winter, Summer | Winter, Summer
#MATS - MER Rate in 2015 (Lig) | 48 | 2404 | MACT Fuel Choice Floor in lbs/MMBtu | FALSE | L | Annual | Emission Floor | lbs/MMBtu | 4e-06 | 4e-06 | 4e-06 | 4e-06 | 4e-06 | 4e-06 | 4e-06
#MATS - MER Rate in 2015 (Lig) | 48 | 2404 | MACT Fuel Choice Floor in lbs/MMBtu | FALSE | L | Annual | Emissions at Affected Plants MER | lbs | 2717.1531 | 2750.8331 | 2736.4175 | 2743.5234 | 2713.1694 | 2737.3734 | 2763.6579
#MATS - MER Rate in 2015 (Lig) | 48 | 2404 | MACT Fuel Choice Floor in lbs/MMBtu | FALSE | L | Annual | Allowances Purchased MER | lbs | 0 | 0 | 0 | 0 | 0 | 0 | 0
#MATS - MER Rate in 2015 (Lig) | 48 | 2404 | MACT Fuel Choice Floor in lbs/MMBtu | FALSE | L | Annual | Allowances Sold MER | lbs | 0 | 0 | 0 | 0 | 0 | 0 | 0
#MATS - MER Rate in 2015 (Lig) | 48 | 2404 | MACT Fuel Choice Floor in lbs/MMBtu | FALSE | L | Annual | Allowances Banked | lbs | 0 | 0 | 0 | 0 | 0 | 0 | 0
#MATS - MER Rate in 2015 (Lig) | 48 | 2404 | MACT Fuel Choice Floor in lbs/MMBtu | FALSE | L | Annual | Allowances Withdrawn (1:1) | lbs | 0 | 0 | 0 | 0 | 0 | 0 | 0
#MATS - MER Rate in 2015 (Lig) | 48 | 2404 | MACT Fuel Choice Floor in lbs/MMBtu | FALSE | L | Annual | Allowances Withdrawn (n:1) | lbs | 0 | 0 | 0 | 0 | 0 | 0 | 0
#MATS - MER Rate in 2015 (Lig) | 48 | 2404 | MACT Fuel Choice Floor in lbs/MMBtu | FALSE | L | Annual | Net Emissions Allowance Position | lbs | 2717.1531 | 2750.8331 | 2736.4175 | 2743.5234 | 2713.1694 | 2737.3734 | 2763.6579
#MATS - MER Rate in 2015 (Lig) | 48 | 2404 | MACT Fuel Choice Floor in lbs/MMBtu | FALSE | L | Annual | Fuel Consumed | TBtu | 1418.0645 | 1445.5431 | 1445.5431 | 1449.6718 | 1425.7073 | 1437.637 | 1459.2099
#MATS - MER Rate in 2015 (Lig) | 48 | 2404 | MACT Fuel Choice Floor in lbs/MMBtu | FALSE | L | Annual | Rate | lb/MMBtu | 1.9161e-06 | 1.903e-06 | 1.893e-06 | 1.8925e-06 | 1.903e-06 | 1.9041e-06 | 1.8939e-06
#MATS - MER Rate in 2015 (Lig) | 48 | 2404 | MACT Fuel Choice Floor in lbs/MMBtu | FALSE | L | Annual | Generation | TWh | 129.2354 | 131.6569 | 131.6569 | 132.0221 | 129.8594 | 130.9251 | 132.8598
#MATS - MER Rate in 2015 (Lig) | 48 | 2404 | MACT Fuel Choice Floor in lbs/MMBtu | FALSE | L | Annual | Qualifying Generation | TWh | 129.2354 | 131.6569 | 131.6569 | 132.0221 | 129.8594 | 130.9251 | 132.8598
#MATS - MER Rate in 2015 (Lig) | 48 | 2404 | MACT Fuel Choice Floor in lbs/MMBtu | FALSE | L | Annual | Constraint Shadow Price | US$/Lb | 0 | 0 | 0 | 0 | 0 | 0 | 0
#MATS - MER Rate in 2015 (PK) | 49 | 2405 | MACT Fuel Choice Floor in lbs/MMBtu | FALSE | L | Annual | Seasons Included | Seasons | Winter, Summer | Winter, Summer | Winter, Summer | Winter, Summer | Winter, Summer | Winter, Summer | Winter, Summer
#MATS - MER Rate in 2015 (PK) | 49 | 2405 | MACT Fuel Choice Floor in lbs/MMBtu | FALSE | L | Annual | Emission Floor | lbs/MMBtu | 2e-07 | 2e-07 | 2e-07 | 2e-07 | 2e-07 | 2e-07 | 2e-07
#MATS - MER Rate in 2015 (PK) | 49 | 2405 | MACT Fuel Choice Floor in lbs/MMBtu | FALSE | L | Annual | Emissions at Affected Plants MER | lbs | 23.687 | 24.3821 | 21.6131 | 23.6277 | 23.9604 | 26.9876 | 27.1244
#MATS - MER Rate in 2015 (PK) | 49 | 2405 | MACT Fuel Choice Floor in lbs/MMBtu | FALSE | L | Annual | Allowances Purchased MER | lbs | 0 | 0 | 0 | 0 | 0 | 0 | 0
#MATS - MER Rate in 2015 (PK) | 49 | 2405 | MACT Fuel Choice Floor in lbs/MMBtu | FALSE | L | Annual | Allowances Sold MER | lbs | 0 | 0 | 0 | 0 | 0 | 0 | 0
#MATS - MER Rate in 2015 (PK) | 49 | 2405 | MACT Fuel Choice Floor in lbs/MMBtu | FALSE | L | Annual | Allowances Banked | lbs | 0 | 0 | 0 | 0 | 0 | 0 | 0
#MATS - MER Rate in 2015 (PK) | 49 | 2405 | MACT Fuel Choice Floor in lbs/MMBtu | FALSE | L | Annual | Allowances Withdrawn (1:1) | lbs | 0 | 0 | 0 | 0 | 0 | 0 | 0
#MATS - MER Rate in 2015 (PK) | 49 | 2405 | MACT Fuel Choice Floor in lbs/MMBtu | FALSE | L | Annual | Allowances Withdrawn (n:1) | lbs | 0 | 0 | 0 | 0 | 0 | 0 | 0
#MATS - MER Rate in 2015 (PK) | 49 | 2405 | MACT Fuel Choice Floor in lbs/MMBtu | FALSE | L | Annual | Net Emissions Allowance Position | lbs | 23.687 | 24.3821 | 21.6131 | 23.6277 | 23.9604 | 26.9876 | 27.1244
#MATS - MER Rate in 2015 (PK) | 49 | 2405 | MACT Fuel Choice Floor in lbs/MMBtu | FALSE | L | Annual | Fuel Consumed | TBtu | 110.3055 | 109.4278 | 109.476 | 131.2813 | 132.3387 | 148.597 | 151.1718
#MATS - MER Rate in 2015 (PK) | 49 | 2405 | MACT Fuel Choice Floor in lbs/MMBtu | FALSE | L | Annual | Rate | lb/MMBtu | 2.1474e-07 | 2.2281e-07 | 1.9742e-07 | 1.7998e-07 | 1.8105e-07 | 1.8162e-07 | 1.7943e-07
#MATS - MER Rate in 2015 (PK) | 49 | 2405 | MACT Fuel Choice Floor in lbs/MMBtu | FALSE | L | Annual | Generation | TWh | 10.2002 | 9.9824 | 9.9824 | 11.8643 | 11.9545 | 13.3796 | 13.6058
#MATS - MER Rate in 2015 (PK) | 49 | 2405 | MACT Fuel Choice Floor in lbs/MMBtu | FALSE | L | Annual | Qualifying Generation | TWh | 10.2002 | 9.9824 | 9.9824 | 11.8643 | 11.9545 | 13.3796 | 13.6058
#MATS - MER Rate in 2015 (PK) | 49 | 2405 | MACT Fuel Choice Floor in lbs/MMBtu | FALSE | L | Annual | Constraint Shadow Price | US$/Lb | 0 | 0 | 0 | 0 | 0 | 0 | 0
AES Cayuga MER Rate Limit v3.1 | 50 | 2036 | Rate Constraint in lbs/MMBtu | FALSE | L | Annual | Seasons Included | Seasons | Winter, Summer | Winter, Summer | Winter, Summer | Winter, Summer | Winter, Summer | Winter, Summer | Winter, Summer
AES Cayuga MER Rate Limit v3.1 | 50 | 2036 | Rate Constraint in lbs/MMBtu | FALSE | L | Annual | Standard | lb/MMBtu | 6e-07 | 6e-07 | 6e-07 | 6e-07 | 6e-07 | 6e-07 | 6e-07
AES Cayuga MER Rate Limit v3.1 | 50 | 2036 | Rate Constraint in lbs/MMBtu | FALSE | L | Annual | Emissions at Affected Plants MER | lbs | 0 | 0 | 0 | 0 | 0 | 0 | 0
AES Cayuga MER Rate Limit v3.1 | 50 | 2036 | Rate Constraint in lbs/MMBtu | FALSE | L | Annual | Allowances Purchased MER | lbs | 0 | 0 | 0 | 0 | 0 | 0 | 0
AES Cayuga MER Rate Limit v3.1 | 50 | 2036 | Rate Constraint in lbs/MMBtu | FALSE | L | Annual | Allowances Sold MER | lbs | 0 | 0 | 0 | 0 | 0 | 0 | 0
AES Cayuga MER Rate Limit v3.1 | 50 | 2036 | Rate Constraint in lbs/MMBtu | FALSE | L | Annual | Allowances Banked | lbs | 0 | 0 | 0 | 0 | 0 | 0 | 0
AES Cayuga MER Rate Limit v3.1 | 50 | 2036 | Rate Constraint in lbs/MMBtu | FALSE | L | Annual | Allowances Withdrawn (1:1) | lbs | 0 | 0 | 0 | 0 | 0 | 0 | 0
AES Cayuga MER Rate Limit v3.1 | 50 | 2036 | Rate Constraint in lbs/MMBtu | FALSE | L | Annual | Allowances Withdrawn (n:1) | lbs | 0 | 0 | 0 | 0 | 0 | 0 | 0
AES Cayuga MER Rate Limit v3.1 | 50 | 2036 | Rate Constraint in lbs/MMBtu | FALSE | L | Annual | Net Emissions Allowance Position | lbs | 0 | 0 | 0 | 0 | 0 | 0 | 0
AES Cayuga MER Rate Limit v3.1 | 50 | 2036 | Rate Constraint in lbs/MMBtu | FALSE | L | Annual | Fuel Consumed | TBtu | 0 | 0 | 0 | 0 | 0 | 0 | 0
AES Cayuga MER Rate Limit v3.1 | 50 | 2036 | Rate Constraint in lbs/MMBtu | FALSE | L | Annual | Rate | lb/MMBtu | 0 | 0 | 0 | 0 | 0 | 0 | 0
AES Cayuga MER Rate Limit v3.1 | 50 | 2036 | Rate Constraint in lbs/MMBtu | FALSE | L | Annual | Generation | TWh | 0 | 0 | 0 | 0 | 0 | 0 | 0
AES Cayuga MER Rate Limit v3.1 | 50 | 2036 | Rate Constraint in lbs/MMBtu | FALSE | L | Annual | Qualifying Generation | TWh | 0 | 0 | 0 | 0 | 0 | 0 | 0
AES Cayuga MER Rate Limit v3.1 | 50 | 2036 | Rate Constraint in lbs/MMBtu | FALSE | L | Annual | Rate | lb/MWh | 0 | 0 | 0 | 0 | 0 | 0 | 0
AES Cayuga MER Rate Limit v3.1 | 50 | 2036 | Rate Constraint in lbs/MMBtu | FALSE | L | Annual | Constraint Shadow Price | US$/Lb | 1089024.7232 | 1579794.5882 | 1069269.156 | 1056202.6406 | 1072611.1514 | 1185494.0161 | 1122424.789
AES Greenidge MER Rate Limit v3.1 | 51 | 2037 | Rate Constraint in lbs/MMBtu | FALSE | L | Annual | Seasons Included | Seasons | Winter, Summer | Winter, Summer | Winter, Summer | Winter, Summer | Winter, Summer | Winter, Summer | Winter, Summer
AES Greenidge MER Rate Limit v3.1 | 51 | 2037 | Rate Constraint in lbs/MMBtu | FALSE | L | Annual | Standard | lb/MMBtu | 6e-07 | 6e-07 | 6e-07 | 6e-07 | 6e-07 | 6e-07 | 6e-07
AES Greenidge MER Rate Limit v3.1 | 51 | 2037 | Rate Constraint in lbs/MMBtu | FALSE | L | Annual | Emissions at Affected Plants MER | lbs | 0 | 0 | 0 | 0 | 0 | 0 | 0
AES Greenidge MER Rate Limit v3.1 | 51 | 2037 | Rate Constraint in lbs/MMBtu | FALSE | L | Annual | Allowances Purchased MER | lbs | 0 | 0 | 0 | 0 | 0 | 0 | 0
AES Greenidge MER Rate Limit v3.1 | 51 | 2037 | Rate Constraint in lbs/MMBtu | FALSE | L | Annual | Allowances Sold MER | lbs | 0 | 0 | 0 | 0 | 0 | 0 | 0
AES Greenidge MER Rate Limit v3.1 | 51 | 2037 | Rate Constraint in lbs/MMBtu | FALSE | L | Annual | Allowances Banked | lbs | 0 | 0 | 0 | 0 | 0 | 0 | 0
AES Greenidge MER Rate Limit v3.1 | 51 | 2037 | Rate Constraint in lbs/MMBtu | FALSE | L | Annual | Allowances Withdrawn (1:1) | lbs | 0 | 0 | 0 | 0 | 0 | 0 | 0
AES Greenidge MER Rate Limit v3.1 | 51 | 2037 | Rate Constraint in lbs/MMBtu | FALSE | L | Annual | Allowances Withdrawn (n:1) | lbs | 0 | 0 | 0 | 0 | 0 | 0 | 0
AES Greenidge MER Rate Limit v3.1 | 51 | 2037 | Rate Constraint in lbs/MMBtu | FALSE | L | Annual | Net Emissions Allowance Position | lbs | 0 | 0 | 0 | 0 | 0 | 0 | 0
AES Greenidge MER Rate Limit v3.1 | 51 | 2037 | Rate Constraint in lbs/MMBtu | FALSE | L | Annual | Fuel Consumed | TBtu | 0 | 0 | 0 | 0 | 0 | 0 | 0
AES Greenidge MER Rate Limit v3.1 | 51 | 2037 | Rate Constraint in lbs/MMBtu | FALSE | L | Annual | Rate | lb/MMBtu | 0 | 0 | 0 | 0 | 0 | 0 | 0
AES Greenidge MER Rate Limit v3.1 | 51 | 2037 | Rate Constraint in lbs/MMBtu | FALSE | L | Annual | Generation | TWh | 0 | 0 | 0 | 0 | 0 | 0 | 0
AES Greenidge MER Rate Limit v3.1 | 51 | 2037 | Rate Constraint in lbs/MMBtu | FALSE | L | Annual | Qualifying Generation | TWh | 0 | 0 | 0 | 0 | 0 | 0 | 0
AES Greenidge MER Rate Limit v3.1 | 51 | 2037 | Rate Constraint in lbs/MMBtu | FALSE | L | Annual | Rate | lb/MWh | 0 | 0 | 0 | 0 | 0 | 0 | 0
AES Greenidge MER Rate Limit v3.1 | 51 | 2037 | Rate Constraint in lbs/MMBtu | FALSE | L | Annual | Constraint Shadow Price | US$/Lb | 374434.2911 | 1345035.3551 | 988701.5579 | 0 | 38902.6311 | 0 | 0
AES Somerset MER Rate Limit v3.1 | 52 | 2038 | Rate Constraint in lbs/MMBtu | FALSE | L | Annual | Seasons Included | Seasons | Winter, Summer | Winter, Summer | Winter, Summer | Winter, Summer | Winter, Summer | Winter, Summer | Winter, Summer
AES Somerset MER Rate Limit v3.1 | 52 | 2038 | Rate Constraint in lbs/MMBtu | FALSE | L | Annual | Standard | lb/MMBtu | 6e-07 | 6e-07 | 6e-07 | 6e-07 | 6e-07 | 6e-07 | 6e-07
AES Somerset MER Rate Limit v3.1 | 52 | 2038 | Rate Constraint in lbs/MMBtu | FALSE | L | Annual | Emissions at Affected Plants MER | lbs | 12.9895 | 15.2564 | 15.2564 | 15.2564 | 11.0097 | 3.3808 | 4.8411
AES Somerset MER Rate Limit v3.1 | 52 | 2038 | Rate Constraint in lbs/MMBtu | FALSE | L | Annual | Allowances Purchased MER | lbs | 0 | 0 | 0 | 0 | 0 | 0 | 0
AES Somerset MER Rate Limit v3.1 | 52 | 2038 | Rate Constraint in lbs/MMBtu | FALSE | L | Annual | Allowances Sold MER | lbs | 0 | 0 | 0 | 0 | 0 | 0 | 0
AES Somerset MER Rate Limit v3.1 | 52 | 2038 | Rate Constraint in lbs/MMBtu | FALSE | L | Annual | Allowances Banked | lbs | 0 | 0 | 0 | 0 | 0 | 0 | 0
AES Somerset MER Rate Limit v3.1 | 52 | 2038 | Rate Constraint in lbs/MMBtu | FALSE | L | Annual | Allowances Withdrawn (1:1) | lbs | 0 | 0 | 0 | 0 | 0 | 0 | 0
AES Somerset MER Rate Limit v3.1 | 52 | 2038 | Rate Constraint in lbs/MMBtu | FALSE | L | Annual | Allowances Withdrawn (n:1) | lbs | 0 | 0 | 0 | 0 | 0 | 0 | 0
AES Somerset MER Rate Limit v3.1 | 52 | 2038 | Rate Constraint in lbs/MMBtu | FALSE | L | Annual | Net Emissions Allowance Position | lbs | 12.9895 | 15.2564 | 15.2564 | 15.2564 | 11.0097 | 3.3808 | 4.8411
AES Somerset MER Rate Limit v3.1 | 52 | 2038 | Rate Constraint in lbs/MMBtu | FALSE | L | Annual | Fuel Consumed | TBtu | 21.6492 | 25.4273 | 25.4273 | 25.4273 | 18.3494 | 5.6347 | 8.0685
AES Somerset MER Rate Limit v3.1 | 52 | 2038 | Rate Constraint in lbs/MMBtu | FALSE | L | Annual | Rate | lb/MMBtu | 6e-07 | 6e-07 | 6e-07 | 6e-07 | 6e-07 | 6e-07 | 6e-07
AES Somerset MER Rate Limit v3.1 | 52 | 2038 | Rate Constraint in lbs/MMBtu | FALSE | L | Annual | Generation | TWh | 2.2386 | 2.6293 | 2.6293 | 2.6293 | 1.8974 | 0.58265 | 0.83431
AES Somerset MER Rate Limit v3.1 | 52 | 2038 | Rate Constraint in lbs/MMBtu | FALSE | L | Annual | Qualifying Generation | TWh | 2.2386 | 2.6293 | 2.6293 | 2.6293 | 1.8974 | 0.58265 | 0.83431
AES Somerset MER Rate Limit v3.1 | 52 | 2038 | Rate Constraint in lbs/MMBtu | FALSE | L | Annual | Rate | lb/MWh | 5.8025 | 5.8025 | 5.8025 | 5.8025 | 5.8025 | 5.8025 | 5.8025
AES Somerset MER Rate Limit v3.1 | 52 | 2038 | Rate Constraint in lbs/MMBtu | FALSE | L | Annual | Constraint Shadow Price | US$/Lb | 435873.9262 | 501490.8435 | 485002.7117 | 467934.4668 | 444914.083 | 682580.9271 | 479326.5721
AES Westover MER Rate Limit v3.1 | 53 | 2039 | Rate Constraint in lbs/MMBtu | FALSE | L | Annual | Seasons Included | Seasons | Winter, Summer | Winter, Summer | Winter, Summer | Winter, Summer | Winter, Summer | Winter, Summer | Winter, Summer
AES Westover MER Rate Limit v3.1 | 53 | 2039 | Rate Constraint in lbs/MMBtu | FALSE | L | Annual | Standard | lb/MMBtu | 6e-07 | 6e-07 | 6e-07 | 6e-07 | 6e-07 | 6e-07 | 6e-07
AES Westover MER Rate Limit v3.1 | 53 | 2039 | Rate Constraint in lbs/MMBtu | FALSE | L | Annual | Emissions at Affected Plants MER | lbs | 0 | 0 | 0 | 0 | 0 | 0 | 0
AES Westover MER Rate Limit v3.1 | 53 | 2039 | Rate Constraint in lbs/MMBtu | FALSE | L | Annual | Allowances Purchased MER | lbs | 0 | 0 | 0 | 0 | 0 | 0 | 0
AES Westover MER Rate Limit v3.1 | 53 | 2039 | Rate Constraint in lbs/MMBtu | FALSE | L | Annual | Allowances Sold MER | lbs | 0 | 0 | 0 | 0 | 0 | 0 | 0
AES Westover MER Rate Limit v3.1 | 53 | 2039 | Rate Constraint in lbs/MMBtu | FALSE | L | Annual | Allowances Banked | lbs | 0 | 0 | 0 | 0 | 0 | 0 | 0
AES Westover MER Rate Limit v3.1 | 53 | 2039 | Rate Constraint in lbs/MMBtu | FALSE | L | Annual | Allowances Withdrawn (1:1) | lbs | 0 | 0 | 0 | 0 | 0 | 0 | 0
AES Westover MER Rate Limit v3.1 | 53 | 2039 | Rate Constraint in lbs/MMBtu | FALSE | L | Annual | Allowances Withdrawn (n:1) | lbs | 0 | 0 | 0 | 0 | 0 | 0 | 0
AES Westover MER Rate Limit v3.1 | 53 | 2039 | Rate Constraint in lbs/MMBtu | FALSE | L | Annual | Net Emissions Allowance Position | lbs | 0 | 0 | 0 | 0 | 0 | 0 | 0
AES Westover MER Rate Limit v3.1 | 53 | 2039 | Rate Constraint in lbs/MMBtu | FALSE | L | Annual | Fuel Consumed | TBtu | 0 | 0 | 0 | 0 | 0 | 0 | 0
AES Westover MER Rate Limit v3.1 | 53 | 2039 | Rate Constraint in lbs/MMBtu | FALSE | L | Annual | Rate | lb/MMBtu | 0 | 0 | 0 | 0 | 0 | 0 | 0
AES Westover MER Rate Limit v3.1 | 53 | 2039 | Rate Constraint in lbs/MMBtu | FALSE | L | Annual | Generation | TWh | 0 | 0 | 0 | 0 | 0 | 0 | 0
AES Westover MER Rate Limit v3.1 | 53 | 2039 | Rate Constraint in lbs/MMBtu | FALSE | L | Annual | Qualifying Generation | TWh | 0 | 0 | 0 | 0 | 0 | 0 | 0
AES Westover MER Rate Limit v3.1 | 53 | 2039 | Rate Constraint in lbs/MMBtu | FALSE | L | Annual | Rate | lb/MWh | 0 | 0 | 0 | 0 | 0 | 0 | 0
AES Westover MER Rate Limit v3.1 | 53 | 2039 | Rate Constraint in lbs/MMBtu | FALSE | L | Annual | Constraint Shadow Price | US$/Lb | 47742.9846 | 55417.1965 | 0 | 0 | 0 | 0 | 0
AZ Hg Rule - MER Removal Annual v3.1 | 54 | 1513 | MACT Fuel Choice Floor in lbs/MMBtu | FALSE | L | Annual | Seasons Included | Seasons |  | Winter, Summer | Winter, Summer | Winter, Summer | Winter, Summer | Winter, Summer | Winter, Summer
AZ Hg Rule - MER Removal Annual v3.1 | 54 | 1513 | MACT Fuel Choice Floor in lbs/MMBtu | FALSE | L | Annual | Emission Floor | lbs/MMBtu | 4.22e-07 | 8.44e-07 | 8.44e-07 | 8.44e-07 | 8.44e-07 | 8.44e-07 | 8.44e-07
AZ Hg Rule - MER Removal Annual v3.1 | 54 | 1513 | MACT Fuel Choice Floor in lbs/MMBtu | FALSE | L | Annual | Emissions at Affected Plants MER | lbs | 0 | 180.9215 | 180.9215 | 180.9215 | 180.9215 | 178.3219 | 171.2956
AZ Hg Rule - MER Removal Annual v3.1 | 54 | 1513 | MACT Fuel Choice Floor in lbs/MMBtu | FALSE | L | Annual | Allowances Purchased MER | lbs | 0 | 0 | 0 | 0 | 0 | 0 | 0
AZ Hg Rule - MER Removal Annual v3.1 | 54 | 1513 | MACT Fuel Choice Floor in lbs/MMBtu | FALSE | L | Annual | Allowances Sold MER | lbs | 0 | 0 | 0 | 0 | 0 | 0 | 0
AZ Hg Rule - MER Removal Annual v3.1 | 54 | 1513 | MACT Fuel Choice Floor in lbs/MMBtu | FALSE | L | Annual | Allowances Banked | lbs | 0 | 0 | 0 | 0 | 0 | 0 | 0
AZ Hg Rule - MER Removal Annual v3.1 | 54 | 1513 | MACT Fuel Choice Floor in lbs/MMBtu | FALSE | L | Annual | Allowances Withdrawn (1:1) | lbs | 0 | 0 | 0 | 0 | 0 | 0 | 0
AZ Hg Rule - MER Removal Annual v3.1 | 54 | 1513 | MACT Fuel Choice Floor in lbs/MMBtu | FALSE | L | Annual | Allowances Withdrawn (n:1) | lbs | 0 | 0 | 0 | 0 | 0 | 0 | 0
AZ Hg Rule - MER Removal Annual v3.1 | 54 | 1513 | MACT Fuel Choice Floor in lbs/MMBtu | FALSE | L | Annual | Net Emissions Allowance Position | lbs | 0 | 180.9215 | 180.9215 | 180.9215 | 180.9215 | 178.3219 | 171.2956
AZ Hg Rule - MER Removal Annual v3.1 | 54 | 1513 | MACT Fuel Choice Floor in lbs/MMBtu | FALSE | L | Annual | Fuel Consumed | TBtu | 0 | 272.6556 | 272.6556 | 272.6556 | 272.6556 | 269.2855 | 272.9143
AZ Hg Rule - MER Removal Annual v3.1 | 54 | 1513 | MACT Fuel Choice Floor in lbs/MMBtu | FALSE | L | Annual | Rate | lb/MMBtu | 0 | 6.6355e-07 | 6.6355e-07 | 6.6355e-07 | 6.6355e-07 | 6.622e-07 | 6.2765e-07
AZ Hg Rule - MER Removal Annual v3.1 | 54 | 1513 | MACT Fuel Choice Floor in lbs/MMBtu | FALSE | L | Annual | Generation | TWh | 0 | 27.3017 | 27.3017 | 27.3017 | 27.3017 | 26.975 | 27.312
AZ Hg Rule - MER Removal Annual v3.1 | 54 | 1513 | MACT Fuel Choice Floor in lbs/MMBtu | FALSE | L | Annual | Qualifying Generation | TWh | 0 | 27.3017 | 27.3017 | 27.3017 | 27.3017 | 26.975 | 27.312
AZ Hg Rule - MER Removal Annual v3.1 | 54 | 1513 | MACT Fuel Choice Floor in lbs/MMBtu | FALSE | L | Annual | Constraint Shadow Price | US$/Lb | 0 | 0 | 0 | 0 | 0 | 0 | 0
BART NOx Annual Cap-Lansing Smith 1&2 -v5.13 | 55 | 6031 | Rate Constraint in MTons | FALSE | L | Annual | Seasons Included | Seasons |  | Winter, Summer | Winter, Summer | Winter, Summer | Winter, Summer | Winter, Summer | Winter, Summer
BART NOx Annual Cap-Lansing Smith 1&2 -v5.13 | 55 | 6031 | Rate Constraint in MTons | FALSE | L | Annual | Standard | MTons | 0 | 4.7 | 4.7 | 4.7 | 4.7 | 4.7 | 4.7
BART NOx Annual Cap-Lansing Smith 1&2 -v5.13 | 55 | 6031 | Rate Constraint in MTons | FALSE | L | Annual | Standard NOX | MTons | 0 | 4.7 | 4.7 | 4.7 | 4.7 | 4.7 | 4.7
BART NOx Annual Cap-Lansing Smith 1&2 -v5.13 | 55 | 6031 | Rate Constraint in MTons | FALSE | L | Annual | Emissions at Affected Plants NOX | MTons | 0 | 0 | 0 | 0 | 0 | 0 | 0
BART NOx Annual Cap-Lansing Smith 1&2 -v5.13 | 55 | 6031 | Rate Constraint in MTons | FALSE | L | Annual | Allowances Purchased NOX | MTons | 0 | 0 | 0 | 0 | 0 | 0 | 0
BART NOx Annual Cap-Lansing Smith 1&2 -v5.13 | 55 | 6031 | Rate Constraint in MTons | FALSE | L | Annual | Allowances Sold NOX | MTons | 0 | 0 | 0 | 0 | 0 | 0 | 0
BART NOx Annual Cap-Lansing Smith 1&2 -v5.13 | 55 | 6031 | Rate Constraint in MTons | FALSE | L | Annual | Allowances Banked | MTons | 0 | 0 | 0 | 0 | 0 | 0 | 0
BART NOx Annual Cap-Lansing Smith 1&2 -v5.13 | 55 | 6031 | Rate Constraint in MTons | FALSE | L | Annual | Allowances Withdrawn (1:1) | MTons | 0 | 0 | 0 | 0 | 0 | 0 | 0
BART NOx Annual Cap-Lansing Smith 1&2 -v5.13 | 55 | 6031 | Rate Constraint in MTons | FALSE | L | Annual | Allowances Withdrawn (n:1) | MTons | 0 | 0 | 0 | 0 | 0 | 0 | 0
BART NOx Annual Cap-Lansing Smith 1&2 -v5.13 | 55 | 6031 | Rate Constraint in MTons | FALSE | L | Annual | Net Emissions Allowance Position | MTons | 0 | 0 | 0 | 0 | 0 | 0 | 0
BART NOx Annual Cap-Lansing Smith 1&2 -v5.13 | 55 | 6031 | Rate Constraint in MTons | FALSE | L | Annual | Fuel Consumed | TBtu | 0 | 0 | 0 | 0 | 0 | 0 | 0
BART NOx Annual Cap-Lansing Smith 1&2 -v5.13 | 55 | 6031 | Rate Constraint in MTons | FALSE | L | Annual | Rate | lb/MMBtu | 0 | 0 | 0 | 0 | 0 | 0 | 0
BART NOx Annual Cap-Lansing Smith 1&2 -v5.13 | 55 | 6031 | Rate Constraint in MTons | FALSE | L | Annual | Generation | TWh | 0 | 0 | 0 | 0 | 0 | 0 | 0
BART NOx Annual Cap-Lansing Smith 1&2 -v5.13 | 55 | 6031 | Rate Constraint in MTons | FALSE | L | Annual | Qualifying Generation | TWh | 0 | 0 | 0 | 0 | 0 | 0 | 0
BART NOx Annual Cap-Lansing Smith 1&2 -v5.13 | 55 | 6031 | Rate Constraint in MTons | FALSE | L | Annual | Rate | lb/MWh | 0 | 0 | 0 | 0 | 0 | 0 | 0
BART NOx Annual Cap-Lansing Smith 1&2 -v5.13 | 55 | 6031 | Rate Constraint in MTons | FALSE | L | Annual | Constraint Shadow Price | US$/Ton | 0 | 0 | 0 | 0 | 0 | 0 | 0
BART NOX Annual-Apache Station 2 & 3 -v5.13 | 56 | 5816 | Rate Constraint in lbs/MMBtu | FALSE | L | Annual | Seasons Included | Seasons |  | Winter, Summer | Winter, Summer | Winter, Summer | Winter, Summer | Winter, Summer | Winter, Summer
BART NOX Annual-Apache Station 2 & 3 -v5.13 | 56 | 5816 | Rate Constraint in lbs/MMBtu | FALSE | L | Annual | Standard | lb/MMBtu | 0 | 0.07 | 0.07 | 0.07 | 0.07 | 0.07 | 0.07
BART NOX Annual-Apache Station 2 & 3 -v5.13 | 56 | 5816 | Rate Constraint in lbs/MMBtu | FALSE | L | Annual | Emissions at Affected Plants NOX | MTons | 0 | 0.93245 | 0.93245 | 0.93245 | 0.93245 | 0.8145 | 0.94481
BART NOX Annual-Apache Station 2 & 3 -v5.13 | 56 | 5816 | Rate Constraint in lbs/MMBtu | FALSE | L | Annual | Allowances Purchased NOX | MTons | 0 | 0 | 0 | 0 | 0 | 0 | 0
BART NOX Annual-Apache Station 2 & 3 -v5.13 | 56 | 5816 | Rate Constraint in lbs/MMBtu | FALSE | L | Annual | Allowances Sold NOX | MTons | 0 | 0 | 0 | 0 | 0 | 0 | 0
BART NOX Annual-Apache Station 2 & 3 -v5.13 | 56 | 5816 | Rate Constraint in lbs/MMBtu | FALSE | L | Annual | Allowances Banked | MTons | 0 | 0 | 0 | 0 | 0 | 0 | 0
BART NOX Annual-Apache Station 2 & 3 -v5.13 | 56 | 5816 | Rate Constraint in lbs/MMBtu | FALSE | L | Annual | Allowances Withdrawn (1:1) | MTons | 0 | 0 | 0 | 0 | 0 | 0 | 0
BART NOX Annual-Apache Station 2 & 3 -v5.13 | 56 | 5816 | Rate Constraint in lbs/MMBtu | FALSE | L | Annual | Allowances Withdrawn (n:1) | MTons | 0 | 0 | 0 | 0 | 0 | 0 | 0
BART NOX Annual-Apache Station 2 & 3 -v5.13 | 56 | 5816 | Rate Constraint in lbs/MMBtu | FALSE | L | Annual | Net Emissions Allowance Position | MTons | 0 | 0.93245 | 0.93245 | 0.93245 | 0.93245 | 0.8145 | 0.94481
BART NOX Annual-Apache Station 2 & 3 -v5.13 | 56 | 5816 | Rate Constraint in lbs/MMBtu | FALSE | L | Annual | Fuel Consumed | TBtu | 0 | 26.6415 | 26.6415 | 26.6415 | 26.6415 | 23.2713 | 26.9001
BART NOX Annual-Apache Station 2 & 3 -v5.13 | 56 | 5816 | Rate Constraint in lbs/MMBtu | FALSE | L | Annual | Rate | lb/MMBtu | 0 | 0.07 | 0.07 | 0.07 | 0.07 | 0.07 | 0.070246
BART NOX Annual-Apache Station 2 & 3 -v5.13 | 56 | 5816 | Rate Constraint in lbs/MMBtu | FALSE | L | Annual | Generation | TWh | 0 | 2.582 | 2.582 | 2.582 | 2.582 | 2.2554 | 2.5923
BART NOX Annual-Apache Station 2 & 3 -v5.13 | 56 | 5816 | Rate Constraint in lbs/MMBtu | FALSE | L | Annual | Qualifying Generation | TWh | 0 | 2.582 | 2.582 | 2.582 | 2.582 | 2.2554 | 2.5923
BART NOX Annual-Apache Station 2 & 3 -v5.13 | 56 | 5816 | Rate Constraint in lbs/MMBtu | FALSE | L | Annual | Rate | lb/MWh | 0 | 0.36113 | 0.36113 | 0.36113 | 0.36113 | 0.36113 | 0.36447
BART NOX Annual-Apache Station 2 & 3 -v5.13 | 56 | 5816 | Rate Constraint in lbs/MMBtu | FALSE | L | Annual | Constraint Shadow Price | US$/Ton | 0 | 7629.8389 | 6207.8926 | 9783.6819 | 1724.1691 | 5829.3589 | 4096.7596
BART NOX Annual-Boardman 1SG -v5.13 | 57 | 5866 | Rate Constraint in lbs/MMBtu | FALSE | L | Annual | Seasons Included | Seasons |  | Winter, Summer | Winter, Summer | Winter, Summer | Winter, Summer | Winter, Summer | Winter, Summer
BART NOX Annual-Boardman 1SG -v5.13 | 57 | 5866 | Rate Constraint in lbs/MMBtu | FALSE | L | Annual | Standard | lb/MMBtu | 0 | 0.7 | 0.7 | 0.7 | 0.7 | 0.7 | 0.7
BART NOX Annual-Boardman 1SG -v5.13 | 57 | 5866 | Rate Constraint in lbs/MMBtu | FALSE | L | Annual | Emissions at Affected Plants NOX | MTons | 0 | 0 | 0 | 0 | 0 | 0 | 0
BART NOX Annual-Boardman 1SG -v5.13 | 57 | 5866 | Rate Constraint in lbs/MMBtu | FALSE | L | Annual | Allowances Purchased NOX | MTons | 0 | 0 | 0 | 0 | 0 | 0 | 0
BART NOX Annual-Boardman 1SG -v5.13 | 57 | 5866 | Rate Constraint in lbs/MMBtu | FALSE | L | Annual | Allowances Sold NOX | MTons | 0 | 0 | 0 | 0 | 0 | 0 | 0
BART NOX Annual-Boardman 1SG -v5.13 | 57 | 5866 | Rate Constraint in lbs/MMBtu | FALSE | L | Annual | Allowances Banked | MTons | 0 | 0 | 0 | 0 | 0 | 0 | 0
BART NOX Annual-Boardman 1SG -v5.13 | 57 | 5866 | Rate Constraint in lbs/MMBtu | FALSE | L | Annual | Allowances Withdrawn (1:1) | MTons | 0 | 0 | 0 | 0 | 0 | 0 | 0
BART NOX Annual-Boardman 1SG -v5.13 | 57 | 5866 | Rate Constraint in lbs/MMBtu | FALSE | L | Annual | Allowances Withdrawn (n:1) | MTons | 0 | 0 | 0 | 0 | 0 | 0 | 0
BART NOX Annual-Boardman 1SG -v5.13 | 57 | 5866 | Rate Constraint in lbs/MMBtu | FALSE | L | Annual | Net Emissions Allowance Position | MTons | 0 | 0 | 0 | 0 | 0 | 0 | 0
BART NOX Annual-Boardman 1SG -v5.13 | 57 | 5866 | Rate Constraint in lbs/MMBtu | FALSE | L | Annual | Fuel Consumed | TBtu | 0 | 0 | 0 | 0 | 0 | 0 | 0
BART NOX Annual-Boardman 1SG -v5.13 | 57 | 5866 | Rate Constraint in lbs/MMBtu | FALSE | L | Annual | Rate | lb/MMBtu | 0 | 0 | 0 | 0 | 0 | 0 | 0
BART NOX Annual-Boardman 1SG -v5.13 | 57 | 5866 | Rate Constraint in lbs/MMBtu | FALSE | L | Annual | Generation | TWh | 0 | 0 | 0 | 0 | 0 | 0 | 0
BART NOX Annual-Boardman 1SG -v5.13 | 57 | 5866 | Rate Constraint in lbs/MMBtu | FALSE | L | Annual | Qualifying Generation | TWh | 0 | 0 | 0 | 0 | 0 | 0 | 0
BART NOX Annual-Boardman 1SG -v5.13 | 57 | 5866 | Rate Constraint in lbs/MMBtu | FALSE | L | Annual | Rate | lb/MWh | 0 | 0 | 0 | 0 | 0 | 0 | 0
BART NOX Annual-Boardman 1SG -v5.13 | 57 | 5866 | Rate Constraint in lbs/MMBtu | FALSE | L | Annual | Constraint Shadow Price | US$/Ton | 0 | 0 | 0 | 0 | 0 | 0 | 0
BART NOX Annual-Cherokee 4 -v5.13 | 58 | 5819 | Rate Constraint in lbs/MMBtu | FALSE | L | Annual | Seasons Included | Seasons |  | Winter, Summer | Winter, Summer | Winter, Summer | Winter, Summer | Winter, Summer | Winter, Summer
BART NOX Annual-Cherokee 4 -v5.13 | 58 | 5819 | Rate Constraint in lbs/MMBtu | FALSE | L | Annual | Standard | lb/MMBtu | 0 | 0.12 | 0.12 | 0.12 | 0.12 | 0.12 | 0.12
BART NOX Annual-Cherokee 4 -v5.13 | 58 | 5819 | Rate Constraint in lbs/MMBtu | FALSE | L | Annual | Emissions at Affected Plants NOX | MTons | 0 | 0 | 0 | 0 | 0 | 0 | 0
BART NOX Annual-Cherokee 4 -v5.13 | 58 | 5819 | Rate Constraint in lbs/MMBtu | FALSE | L | Annual | Allowances Purchased NOX | MTons | 0 | 0 | 0 | 0 | 0 | 0 | 0
BART NOX Annual-Cherokee 4 -v5.13 | 58 | 5819 | Rate Constraint in lbs/MMBtu | FALSE | L | Annual | Allowances Sold NOX | MTons | 0 | 0 | 0 | 0 | 0 | 0 | 0
BART NOX Annual-Cherokee 4 -v5.13 | 58 | 5819 | Rate Constraint in lbs/MMBtu | FALSE | L | Annual | Allowances Banked | MTons | 0 | 0 | 0 | 0 | 0 | 0 | 0
BART NOX Annual-Cherokee 4 -v5.13 | 58 | 5819 | Rate Constraint in lbs/MMBtu | FALSE | L | Annual | Allowances Withdrawn (1:1) | MTons | 0 | 0 | 0 | 0 | 0 | 0 | 0
BART NOX Annual-Cherokee 4 -v5.13 | 58 | 5819 | Rate Constraint in lbs/MMBtu | FALSE | L | Annual | Allowances Withdrawn (n:1) | MTons | 0 | 0 | 0 | 0 | 0 | 0 | 0
BART NOX Annual-Cherokee 4 -v5.13 | 58 | 5819 | Rate Constraint in lbs/MMBtu | FALSE | L | Annual | Net Emissions Allowance Position | MTons | 0 | 0 | 0 | 0 | 0 | 0 | 0
BART NOX Annual-Cherokee 4 -v5.13 | 58 | 5819 | Rate Constraint in lbs/MMBtu | FALSE | L | Annual | Fuel Consumed | TBtu | 0 | 0 | 0 | 0 | 0 | 0 | 0
BART NOX Annual-Cherokee 4 -v5.13 | 58 | 5819 | Rate Constraint in lbs/MMBtu | FALSE | L | Annual | Rate | lb/MMBtu | 0 | 0 | 0 | 0 | 0 | 0 | 0
BART NOX Annual-Cherokee 4 -v5.13 | 58 | 5819 | Rate Constraint in lbs/MMBtu | FALSE | L | Annual | Generation | TWh | 0 | 0 | 0 | 0 | 0 | 0 | 0
BART NOX Annual-Cherokee 4 -v5.13 | 58 | 5819 | Rate Constraint in lbs/MMBtu | FALSE | L | Annual | Qualifying Generation | TWh | 0 | 0 | 0 | 0 | 0 | 0 | 0
BART NOX Annual-Cherokee 4 -v5.13 | 58 | 5819 | Rate Constraint in lbs/MMBtu | FALSE | L | Annual | Rate | lb/MWh | 0 | 0 | 0 | 0 | 0 | 0 | 0
BART NOX Annual-Cherokee 4 -v5.13 | 58 | 5819 | Rate Constraint in lbs/MMBtu | FALSE | L | Annual | Constraint Shadow Price | US$/Ton | 0 | 60491.6811 | 14377.6764 | 5631.5241 | 5539.2994 | 3802.5293 | 2607.2229
BART NOX Annual-Cholla 2-4 -v5.13 | 59 | 5817 | Rate Constraint in lbs/MMBtu | FALSE | L | Annual | Seasons Included | Seasons |  | Winter, Summer | Winter, Summer | Winter, Summer | Winter, Summer | Winter, Summer | Winter, Summer
BART NOX Annual-Cholla 2-4 -v5.13 | 59 | 5817 | Rate Constraint in lbs/MMBtu | FALSE | L | Annual | Standard | lb/MMBtu | 0 | 0.055 | 0.055 | 0.055 | 0.055 | 0.055 | 0.055
BART NOX Annual-Cholla 2-4 -v5.13 | 59 | 5817 | Rate Constraint in lbs/MMBtu | FALSE | L | Annual | Emissions at Affected Plants NOX | MTons | 0 | 1.8177 | 1.8177 | 1.8177 | 1.8177 | 1.8177 | 1.8177
BART NOX Annual-Cholla 2-4 -v5.13 | 59 | 5817 | Rate Constraint in lbs/MMBtu | FALSE | L | Annual | Allowances Purchased NOX | MTons | 0 | 0 | 0 | 0 | 0 | 0 | 0
BART NOX Annual-Cholla 2-4 -v5.13 | 59 | 5817 | Rate Constraint in lbs/MMBtu | FALSE | L | Annual | Allowances Sold NOX | MTons | 0 | 0 | 0 | 0 | 0 | 0 | 0
BART NOX Annual-Cholla 2-4 -v5.13 | 59 | 5817 | Rate Constraint in lbs/MMBtu | FALSE | L | Annual | Allowances Banked | MTons | 0 | 0 | 0 | 0 | 0 | 0 | 0
BART NOX Annual-Cholla 2-4 -v5.13 | 59 | 5817 | Rate Constraint in lbs/MMBtu | FALSE | L | Annual | Allowances Withdrawn (1:1) | MTons | 0 | 0 | 0 | 0 | 0 | 0 | 0
BART NOX Annual-Cholla 2-4 -v5.13 | 59 | 5817 | Rate Constraint in lbs/MMBtu | FALSE | L | Annual | Allowances Withdrawn (n:1) | MTons | 0 | 0 | 0 | 0 | 0 | 0 | 0
BART NOX Annual-Cholla 2-4 -v5.13 | 59 | 5817 | Rate Constraint in lbs/MMBtu | FALSE | L | Annual | Net Emissions Allowance Position | MTons | 0 | 1.8177 | 1.8177 | 1.8177 | 1.8177 | 1.8177 | 1.8177
BART NOX Annual-Cholla 2-4 -v5.13 | 59 | 5817 | Rate Constraint in lbs/MMBtu | FALSE | L | Annual | Fuel Consumed | TBtu | 0 | 66.0985 | 66.0985 | 66.0985 | 66.0985 | 66.0985 | 66.0985
BART NOX Annual-Cholla 2-4 -v5.13 | 59 | 5817 | Rate Constraint in lbs/MMBtu | FALSE | L | Annual | Rate | lb/MMBtu | 0 | 0.055 | 0.055 | 0.055 | 0.055 | 0.055 | 0.055
BART NOX Annual-Cholla 2-4 -v5.13 | 59 | 5817 | Rate Constraint in lbs/MMBtu | FALSE | L | Annual | Generation | TWh | 0 | 6.6112 | 6.6112 | 6.6112 | 6.6112 | 6.6112 | 6.6112
BART NOX Annual-Cholla 2-4 -v5.13 | 59 | 5817 | Rate Constraint in lbs/MMBtu | FALSE | L | Annual | Qualifying Generation | TWh | 0 | 6.6112 | 6.6112 | 6.6112 | 6.6112 | 6.6112 | 6.6112
BART NOX Annual-Cholla 2-4 -v5.13 | 59 | 5817 | Rate Constraint in lbs/MMBtu | FALSE | L | Annual | Rate | lb/MWh | 0 | 0.27494 | 0.27494 | 0.27494 | 0.27494 | 0.27494 | 0.27494
BART NOX Annual-Cholla 2-4 -v5.13 | 59 | 5817 | Rate Constraint in lbs/MMBtu | FALSE | L | Annual | Constraint Shadow Price | US$/Ton | 0 | 4650.4781 | 3596.7602 | 9397.9992 | 2608.3551 | 4128.1512 | 1573.8969
BART NOX Annual-Coal Creek 1 & 2 -v5.13 | 60 | 5854 | Rate Constraint in lbs/MMBtu | FALSE | L | Annual | Seasons Included | Seasons |  | Winter, Summer | Winter, Summer | Winter, Summer | Winter, Summer | Winter, Summer | Winter, Summer
BART NOX Annual-Coal Creek 1 & 2 -v5.13 | 60 | 5854 | Rate Constraint in lbs/MMBtu | FALSE | L | Annual | Standard | lb/MMBtu | 0 | 0.13 | 0.13 | 0.13 | 0.13 | 0.13 | 0.13
BART NOX Annual-Coal Creek 1 & 2 -v5.13 | 60 | 5854 | Rate Constraint in lbs/MMBtu | FALSE | L | Annual | Emissions at Affected Plants NOX | MTons | 0 | 5.7624 | 5.7624 | 5.7624 | 5.7624 | 5.7624 | 5.7624
BART NOX Annual-Coal Creek 1 & 2 -v5.13 | 60 | 5854 | Rate Constraint in lbs/MMBtu | FALSE | L | Annual | Allowances Purchased NOX | MTons | 0 | 0 | 0 | 0 | 0 | 0 | 0
BART NOX Annual-Coal Creek 1 & 2 -v5.13 | 60 | 5854 | Rate Constraint in lbs/MMBtu | FALSE | L | Annual | Allowances Sold NOX | MTons | 0 | 0 | 0 | 0 | 0 | 0 | 0
BART NOX Annual-Coal Creek 1 & 2 -v5.13 | 60 | 5854 | Rate Constraint in lbs/MMBtu | FALSE | L | Annual | Allowances Banked | MTons | 0 | 0 | 0 | 0 | 0 | 0 | 0
BART NOX Annual-Coal Creek 1 & 2 -v5.13 | 60 | 5854 | Rate Constraint in lbs/MMBtu | FALSE | L | Annual | Allowances Withdrawn (1:1) | MTons | 0 | 0 | 0 | 0 | 0 | 0 | 0
BART NOX Annual-Coal Creek 1 & 2 -v5.13 | 60 | 5854 | Rate Constraint in lbs/MMBtu | FALSE | L | Annual | Allowances Withdrawn (n:1) | MTons | 0 | 0 | 0 | 0 | 0 | 0 | 0
BART NOX Annual-Coal Creek 1 & 2 -v5.13 | 60 | 5854 | Rate Constraint in lbs/MMBtu | FALSE | L | Annual | Net Emissions Allowance Position | MTons | 0 | 5.7624 | 5.7624 | 5.7624 | 5.7624 | 5.7624 | 5.7624
BART NOX Annual-Coal Creek 1 & 2 -v5.13 | 60 | 5854 | Rate Constraint in lbs/MMBtu | FALSE | L | Annual | Fuel Consumed | TBtu | 0 | 88.6524 | 88.6524 | 88.6524 | 88.6524 | 88.6524 | 88.6524
BART NOX Annual-Coal Creek 1 & 2 -v5.13 | 60 | 5854 | Rate Constraint in lbs/MMBtu | FALSE | L | Annual | Rate | lb/MMBtu | 0 | 0.13 | 0.13 | 0.13 | 0.13 | 0.13 | 0.13
BART NOX Annual-Coal Creek 1 & 2 -v5.13 | 60 | 5854 | Rate Constraint in lbs/MMBtu | FALSE | L | Annual | Generation | TWh | 0 | 8.1066 | 8.1066 | 8.1066 | 8.1066 | 8.1066 | 8.1066
BART NOX Annual-Coal Creek 1 & 2 -v5.13 | 60 | 5854 | Rate Constraint in lbs/MMBtu | FALSE | L | Annual | Qualifying Generation | TWh | 0 | 8.1066 | 8.1066 | 8.1066 | 8.1066 | 8.1066 | 8.1066
BART NOX Annual-Coal Creek 1 & 2 -v5.13 | 60 | 5854 | Rate Constraint in lbs/MMBtu | FALSE | L | Annual | Rate | lb/MWh | 0 | 0.71083 | 0.71083 | 0.71083 | 0.71083 | 0.71083 | 0.71083
BART NOX Annual-Coal Creek 1 & 2 -v5.13 | 60 | 5854 | Rate Constraint in lbs/MMBtu | FALSE | L | Annual | Constraint Shadow Price | US$/Ton | 0 | 1496.8592 | 9552.3928 | 1289.0246 | 14690.8921 | 0 | 0
BART NOX Annual-Colstrip 1 -v5.13 | 61 | 5835 | Rate Constraint in lbs/MMBtu | FALSE | L | Annual | Seasons Included | Seasons |  | Winter, Summer | Winter, Summer | Winter, Summer | Winter, Summer | Winter, Summer | Winter, Summer
BART NOX Annual-Colstrip 1 -v5.13 | 61 | 5835 | Rate Constraint in lbs/MMBtu | FALSE | L | Annual | Standard | lb/MMBtu | 0 | 0.15 | 0.15 | 0.15 | 0.15 | 0.15 | 0.15
BART NOX Annual-Colstrip 1 -v5.13 | 61 | 5835 | Rate Constraint in lbs/MMBtu | FALSE | L | Annual | Emissions at Affected Plants NOX | MTons | 0 | 1.8499 | 1.8499 | 1.8499 | 1.8499 | 1.8499 | 1.8499
BART NOX Annual-Colstrip 1 -v5.13 | 61 | 5835 | Rate Constraint in lbs/MMBtu | FALSE | L | Annual | Allowances Purchased NOX | MTons | 0 | 0 | 0 | 0 | 0 | 0 | 0
BART NOX Annual-Colstrip 1 -v5.13 | 61 | 5835 | Rate Constraint in lbs/MMBtu | FALSE | L | Annual | Allowances Sold NOX | MTons | 0 | 0 | 0 | 0 | 0 | 0 | 0
BART NOX Annual-Colstrip 1 -v5.13 | 61 | 5835 | Rate Constraint in lbs/MMBtu | FALSE | L | Annual | Allowances Banked | MTons | 0 | 0 | 0 | 0 | 0 | 0 | 0
BART NOX Annual-Colstrip 1 -v5.13 | 61 | 5835 | Rate Constraint in lbs/MMBtu | FALSE | L | Annual | Allowances Withdrawn (1:1) | MTons | 0 | 0 | 0 | 0 | 0 | 0 | 0
BART NOX Annual-Colstrip 1 -v5.13 | 61 | 5835 | Rate Constraint in lbs/MMBtu | FALSE | L | Annual | Allowances Withdrawn (n:1) | MTons | 0 | 0 | 0 | 0 | 0 | 0 | 0
BART NOX Annual-Colstrip 1 -v5.13 | 61 | 5835 | Rate Constraint in lbs/MMBtu | FALSE | L | Annual | Net Emissions Allowance Position | MTons | 0 | 1.8499 | 1.8499 | 1.8499 | 1.8499 | 1.8499 | 1.8499
BART NOX Annual-Colstrip 1 -v5.13 | 61 | 5835 | Rate Constraint in lbs/MMBtu | FALSE | L | Annual | Fuel Consumed | TBtu | 0 | 24.6653 | 24.6653 | 24.6653 | 24.6653 | 24.6653 | 24.6653
BART NOX Annual-Colstrip 1 -v5.13 | 61 | 5835 | Rate Constraint in lbs/MMBtu | FALSE | L | Annual | Rate | lb/MMBtu | 0 | 0.15 | 0.15 | 0.15 | 0.15 | 0.15 | 0.15
BART NOX Annual-Colstrip 1 -v5.13 | 61 | 5835 | Rate Constraint in lbs/MMBtu | FALSE | L | Annual | Generation | TWh | 0 | 2.2648 | 2.2648 | 2.2648 | 2.2648 | 2.2648 | 2.2648
BART NOX Annual-Colstrip 1 -v5.13 | 61 | 5835 | Rate Constraint in lbs/MMBtu | FALSE | L | Annual | Qualifying Generation | TWh | 0 | 2.2648 | 2.2648 | 2.2648 | 2.2648 | 2.2648 | 2.2648
BART NOX Annual-Colstrip 1 -v5.13 | 61 | 5835 | Rate Constraint in lbs/MMBtu | FALSE | L | Annual | Rate | lb/MWh | 0 | 0.8168 | 0.8168 | 0.8168 | 0.8168 | 0.8168 | 0.8168
BART NOX Annual-Colstrip 1 -v5.13 | 61 | 5835 | Rate Constraint in lbs/MMBtu | FALSE | L | Annual | Constraint Shadow Price | US$/Ton | 0 | 1350.6258 | 21963.3551 | 0 | 0 | 1051.4282 | 266.2991
BART NOX Annual-Colstrip 2 -v5.13 | 62 | 5836 | Rate Constraint in lbs/MMBtu | FALSE | L | Annual | Seasons Included | Seasons |  | Winter, Summer | Winter, Summer | Winter, Summer | Winter, Summer | Winter, Summer | Winter, Summer
BART NOX Annual-Colstrip 2 -v5.13 | 62 | 5836 | Rate Constraint in lbs/MMBtu | FALSE | L | Annual | Standard | lb/MMBtu | 0 | 0.15 | 0.15 | 0.15 | 0.15 | 0.15 | 0.15
BART NOX Annual-Colstrip 2 -v5.13 | 62 | 5836 | Rate Constraint in lbs/MMBtu | FALSE | L | Annual | Emissions at Affected Plants NOX | MTons | 0 | 1.8278 | 1.8278 | 1.8278 | 1.8278 | 1.8278 | 1.8278
BART NOX Annual-Colstrip 2 -v5.13 | 62 | 5836 | Rate Constraint in lbs/MMBtu | FALSE | L | Annual | Allowances Purchased NOX | MTons | 0 | 0 | 0 | 0 | 0 | 0 | 0
BART NOX Annual-Colstrip 2 -v5.13 | 62 | 5836 | Rate Constraint in lbs/MMBtu | FALSE | L | Annual | Allowances Sold NOX | MTons | 0 | 0 | 0 | 0 | 0 | 0 | 0
BART NOX Annual-Colstrip 2 -v5.13 | 62 | 5836 | Rate Constraint in lbs/MMBtu | FALSE | L | Annual | Allowances Banked | MTons | 0 | 0 | 0 | 0 | 0 | 0 | 0
BART NOX Annual-Colstrip 2 -v5.13 | 62 | 5836 | Rate Constraint in lbs/MMBtu | FALSE | L | Annual | Allowances Withdrawn (1:1) | MTons | 0 | 0 | 0 | 0 | 0 | 0 | 0
BART NOX Annual-Colstrip 2 -v5.13 | 62 | 5836 | Rate Constraint in lbs/MMBtu | FALSE | L | Annual | Allowances Withdrawn (n:1) | MTons | 0 | 0 | 0 | 0 | 0 | 0 | 0
BART NOX Annual-Colstrip 2 -v5.13 | 62 | 5836 | Rate Constraint in lbs/MMBtu | FALSE | L | Annual | Net Emissions Allowance Position | MTons | 0 | 1.8278 | 1.8278 | 1.8278 | 1.8278 | 1.8278 | 1.8278
BART NOX Annual-Colstrip 2 -v5.13 | 62 | 5836 | Rate Constraint in lbs/MMBtu | FALSE | L | Annual | Fuel Consumed | TBtu | 0 | 24.3701 | 24.3701 | 24.3701 | 24.3701 | 24.3701 | 24.3701
BART NOX Annual-Colstrip 2 -v5.13 | 62 | 5836 | Rate Constraint in lbs/MMBtu | FALSE | L | Annual | Rate | lb/MMBtu | 0 | 0.15 | 0.15 | 0.15 | 0.15 | 0.15 | 0.15
BART NOX Annual-Colstrip 2 -v5.13 | 62 | 5836 | Rate Constraint in lbs/MMBtu | FALSE | L | Annual | Generation | TWh | 0 | 2.2649 | 2.2649 | 2.2649 | 2.2649 | 2.2649 | 2.2649
BART NOX Annual-Colstrip 2 -v5.13 | 62 | 5836 | Rate Constraint in lbs/MMBtu | FALSE | L | Annual | Qualifying Generation | TWh | 0 | 2.2649 | 2.2649 | 2.2649 | 2.2649 | 2.2649 | 2.2649
BART NOX Annual-Colstrip 2 -v5.13 | 62 | 5836 | Rate Constraint in lbs/MMBtu | FALSE | L | Annual | Rate | lb/MWh | 0 | 0.80698 | 0.80698 | 0.80698 | 0.80698 | 0.80698 | 0.80698
BART NOX Annual-Colstrip 2 -v5.13 | 62 | 5836 | Rate Constraint in lbs/MMBtu | FALSE | L | Annual | Constraint Shadow Price | US$/Ton | 0 | 1366.9965 | 10850.6291 | 0 | 0 | 10271.2588 | 0
BART NOX Annual-Comanche 1 -v5.13 | 63 | 5820 | Rate Constraint in lbs/MMBtu | FALSE | L | Annual | Seasons Included | Seasons |  | Winter, Summer | Winter, Summer | Winter, Summer | Winter, Summer | Winter, Summer | Winter, Summer
BART NOX Annual-Comanche 1 -v5.13 | 63 | 5820 | Rate Constraint in lbs/MMBtu | FALSE | L | Annual | Standard | lb/MMBtu | 0 | 0.2 | 0.2 | 0.2 | 0.2 | 0.2 | 0.2
BART NOX Annual-Comanche 1 -v5.13 | 63 | 5820 | Rate Constraint in lbs/MMBtu | FALSE | L | Annual | Emissions at Affected Plants NOX | MTons | 0 | 1.5511 | 1.5511 | 1.5511 | 1.5511 | 1.5511 | 1.5511
BART NOX Annual-Comanche 1 -v5.13 | 63 | 5820 | Rate Constraint in lbs/MMBtu | FALSE | L | Annual | Allowances Purchased NOX | MTons | 0 | 0 | 0 | 0 | 0 | 0 | 0
BART NOX Annual-Comanche 1 -v5.13 | 63 | 5820 | Rate Constraint in lbs/MMBtu | FALSE | L | Annual | Allowances Sold NOX | MTons | 0 | 0 | 0 | 0 | 0 | 0 | 0
BART NOX Annual-Comanche 1 -v5.13 | 63 | 5820 | Rate Constraint in lbs/MMBtu | FALSE | L | Annual | Allowances Banked | MTons | 0 | 0 | 0 | 0 | 0 | 0 | 0
BART NOX Annual-Comanche 1 -v5.13 | 63 | 5820 | Rate Constraint in lbs/MMBtu | FALSE | L | Annual | Allowances Withdrawn (1:1) | MTons | 0 | 0 | 0 | 0 | 0 | 0 | 0
BART NOX Annual-Comanche 1 -v5.13 | 63 | 5820 | Rate Constraint in lbs/MMBtu | FALSE | L | Annual | Allowances Withdrawn (n:1) | MTons | 0 | 0 | 0 | 0 | 0 | 0 | 0
BART NOX Annual-Comanche 1 -v5.13 | 63 | 5820 | Rate Constraint in lbs/MMBtu | FALSE | L | Annual | Net Emissions Allowance Position | MTons | 0 | 1.5511 | 1.5511 | 1.5511 | 1.5511 | 1.5511 | 1.5511
BART NOX Annual-Comanche 1 -v5.13 | 63 | 5820 | Rate Constraint in lbs/MMBtu | FALSE | L | Annual | Fuel Consumed | TBtu | 0 | 25.2366 | 25.2366 | 25.2366 | 25.2366 | 25.2366 | 25.2366
BART NOX Annual-Comanche 1 -v5.13 | 63 | 5820 | Rate Constraint in lbs/MMBtu | FALSE | L | Annual | Rate | lb/MMBtu | 0 | 0.12292 | 0.12292 | 0.12292 | 0.12292 | 0.12292 | 0.12292
BART NOX Annual-Comanche 1 -v5.13 | 63 | 5820 | Rate Constraint in lbs/MMBtu | FALSE | L | Annual | Generation | TWh | 0 | 2.4033 | 2.4033 | 2.4033 | 2.4033 | 2.4033 | 2.4033
BART NOX Annual-Comanche 1 -v5.13 | 63 | 5820 | Rate Constraint in lbs/MMBtu | FALSE | L | Annual | Qualifying Generation | TWh | 0 | 2.4033 | 2.4033 | 2.4033 | 2.4033 | 2.4033 | 2.4033
BART NOX Annual-Comanche 1 -v5.13 | 63 | 5820 | Rate Constraint in lbs/MMBtu | FALSE | L | Annual | Rate | lb/MWh | 0 | 0.64541 | 0.64541 | 0.64541 | 0.64541 | 0.64541 | 0.64541
BART NOX Annual-Comanche 1 -v5.13 | 63 | 5820 | Rate Constraint in lbs/MMBtu | FALSE | L | Annual | Constraint Shadow Price | US$/Ton | 0 | 0 | 0 | 0 | 0 | 0 | 0
BART NOX Annual-Comanche 2 -v5.13 | 64 | 5821 | Rate Constraint in lbs/MMBtu | FALSE | L | Annual | Seasons Included | Seasons |  | Winter, Summer | Winter, Summer | Winter, Summer | Winter, Summer | Winter, Summer | Winter, Summer
BART NOX Annual-Comanche 2 -v5.13 | 64 | 5821 | Rate Constraint in lbs/MMBtu | FALSE | L | Annual | Standard | lb/MMBtu | 0 | 0.2 | 0.2 | 0.2 | 0.2 | 0.2 | 0.2
BART NOX Annual-Comanche 2 -v5.13 | 64 | 5821 | Rate Constraint in lbs/MMBtu | FALSE | L | Annual | Emissions at Affected Plants NOX | MTons | 0 | 1.9385 | 1.9385 | 1.9385 | 1.9385 | 1.9385 | 1.9385
BART NOX Annual-Comanche 2 -v5.13 | 64 | 5821 | Rate Constraint in lbs/MMBtu | FALSE | L | Annual | Allowances Purchased NOX | MTons | 0 | 0 | 0 | 0 | 0 | 0 | 0
BART NOX Annual-Comanche 2 -v5.13 | 64 | 5821 | Rate Constraint in lbs/MMBtu | FALSE | L | Annual | Allowances Sold NOX | MTons | 0 | 0 | 0 | 0 | 0 | 0 | 0
BART NOX Annual-Comanche 2 -v5.13 | 64 | 5821 | Rate Constraint in lbs/MMBtu | FALSE | L | Annual | Allowances Banked | MTons | 0 | 0 | 0 | 0 | 0 | 0 | 0
BART NOX Annual-Comanche 2 -v5.13 | 64 | 5821 | Rate Constraint in lbs/MMBtu | FALSE | L | Annual | Allowances Withdrawn (1:1) | MTons | 0 | 0 | 0 | 0 | 0 | 0 | 0
BART NOX Annual-Comanche 2 -v5.13 | 64 | 5821 | Rate Constraint in lbs/MMBtu | FALSE | L | Annual | Allowances Withdrawn (n:1) | MTons | 0 | 0 | 0 | 0 | 0 | 0 | 0
BART NOX Annual-Comanche 2 -v5.13 | 64 | 5821 | Rate Constraint in lbs/MMBtu | FALSE | L | Annual | Net Emissions Allowance Position | MTons | 0 | 1.9385 | 1.9385 | 1.9385 | 1.9385 | 1.9385 | 1.9385
BART NOX Annual-Comanche 2 -v5.13 | 64 | 5821 | Rate Constraint in lbs/MMBtu | FALSE | L | Annual | Fuel Consumed | TBtu | 0 | 25.8472 | 25.8472 | 25.8472 | 25.8472 | 25.8472 | 25.8472
BART NOX Annual-Comanche 2 -v5.13 | 64 | 5821 | Rate Constraint in lbs/MMBtu | FALSE | L | Annual | Rate | lb/MMBtu | 0 | 0.15 | 0.15 | 0.15 | 0.15 | 0.15 | 0.15
BART NOX Annual-Comanche 2 -v5.13 | 64 | 5821 | Rate Constraint in lbs/MMBtu | FALSE | L | Annual | Generation | TWh | 0 | 2.4756 | 2.4756 | 2.4756 | 2.4756 | 2.4756 | 2.4756
BART NOX Annual-Comanche 2 -v5.13 | 64 | 5821 | Rate Constraint in lbs/MMBtu | FALSE | L | Annual | Qualifying Generation | TWh | 0 | 2.4756 | 2.4756 | 2.4756 | 2.4756 | 2.4756 | 2.4756
BART NOX Annual-Comanche 2 -v5.13 | 64 | 5821 | Rate Constraint in lbs/MMBtu | FALSE | L | Annual | Rate | lb/MWh | 0 | 0.78306 | 0.78306 | 0.78306 | 0.78306 | 0.78306 | 0.78306
BART NOX Annual-Comanche 2 -v5.13 | 64 | 5821 | Rate Constraint in lbs/MMBtu | FALSE | L | Annual | Constraint Shadow Price | US$/Ton | 0 | 0 | 0 | 0 | 0 | 0 | 0
BART NOX Annual-Coronado U1B & U2B -v5.13 | 65 | 5818 | Rate Constraint in lbs/MMBtu | FALSE | L | Annual | Seasons Included | Seasons |  | Winter, Summer | Winter, Summer | Winter, Summer | Winter, Summer | Winter, Summer | Winter, Summer
BART NOX Annual-Coronado U1B & U2B -v5.13 | 65 | 5818 | Rate Constraint in lbs/MMBtu | FALSE | L | Annual | Standard | lb/MMBtu | 0 | 0.065 | 0.065 | 0.065 | 0.065 | 0.065 | 0.065
BART NOX Annual-Coronado U1B & U2B -v5.13 | 65 | 5818 | Rate Constraint in lbs/MMBtu | FALSE | L | Annual | Emissions at Affected Plants NOX | MTons | 0 | 1.7893 | 1.7893 | 1.7893 | 1.7893 | 1.7893 | 1.7893
BART NOX Annual-Coronado U1B & U2B -v5.13 | 65 | 5818 | Rate Constraint in lbs/MMBtu | FALSE | L | Annual | Allowances Purchased NOX | MTons | 0 | 0 | 0 | 0 | 0 | 0 | 0
BART NOX Annual-Coronado U1B & U2B -v5.13 | 65 | 5818 | Rate Constraint in lbs/MMBtu | FALSE | L | Annual | Allowances Sold NOX | MTons | 0 | 0 | 0 | 0 | 0 | 0 | 0
BART NOX Annual-Coronado U1B & U2B -v5.13 | 65 | 5818 | Rate Constraint in lbs/MMBtu | FALSE | L | Annual | Allowances Banked | MTons | 0 | 0 | 0 | 0 | 0 | 0 | 0
BART NOX Annual-Coronado U1B & U2B -v5.13 | 65 | 5818 | Rate Constraint in lbs/MMBtu | FALSE | L | Annual | Allowances Withdrawn (1:1) | MTons | 0 | 0 | 0 | 0 | 0 | 0 | 0
BART NOX Annual-Coronado U1B & U2B -v5.13 | 65 | 5818 | Rate Constraint in lbs/MMBtu | FALSE | L | Annual | Allowances Withdrawn (n:1) | MTons | 0 | 0 | 0 | 0 | 0 | 0 | 0
BART NOX Annual-Coronado U1B & U2B -v5.13 | 65 | 5818 | Rate Constraint in lbs/MMBtu | FALSE | L | Annual | Net Emissions Allowance Position | MTons | 0 | 1.7893 | 1.7893 | 1.7893 | 1.7893 | 1.7893 | 1.7893
BART NOX Annual-Coronado U1B & U2B -v5.13 | 65 | 5818 | Rate Constraint in lbs/MMBtu | FALSE | L | Annual | Fuel Consumed | TBtu | 0 | 55.0559 | 55.0559 | 55.0559 | 55.0559 | 55.0559 | 55.0559
BART NOX Annual-Coronado U1B & U2B -v5.13 | 65 | 5818 | Rate Constraint in lbs/MMBtu | FALSE | L | Annual | Rate | lb/MMBtu | 0 | 0.065 | 0.065 | 0.065 | 0.065 | 0.065 | 0.065
BART NOX Annual-Coronado U1B & U2B -v5.13 | 65 | 5818 | Rate Constraint in lbs/MMBtu | FALSE | L | Annual | Generation | TWh | 0 | 5.5318 | 5.5318 | 5.5318 | 5.5318 | 5.5318 | 5.5318
BART NOX Annual-Coronado U1B & U2B -v5.13 | 65 | 5818 | Rate Constraint in lbs/MMBtu | FALSE | L | Annual | Qualifying Generation | TWh | 0 | 5.5318 | 5.5318 | 5.5318 | 5.5318 | 5.5318 | 5.5318
BART NOX Annual-Coronado U1B & U2B -v5.13 | 65 | 5818 | Rate Constraint in lbs/MMBtu | FALSE | L | Annual | Rate | lb/MWh | 0 | 0.32346 | 0.32346 | 0.32346 | 0.32346 | 0.32346 | 0.32346
BART NOX Annual-Coronado U1B & U2B -v5.13 | 65 | 5818 | Rate Constraint in lbs/MMBtu | FALSE | L | Annual | Constraint Shadow Price | US$/Ton | 0 | 0 | 0 | 0 | 0 | 0 | 0
BART NOX Annual-Craig C1 -v5.13 | 66 | 5822 | Rate Constraint in lbs/MMBtu | FALSE | L | Annual | Seasons Included | Seasons |  | Winter, Summer | Winter, Summer | Winter, Summer | Winter, Summer | Winter, Summer | Winter, Summer
BART NOX Annual-Craig C1 -v5.13 | 66 | 5822 | Rate Constraint in lbs/MMBtu | FALSE | L | Annual | Standard | lb/MMBtu | 0 | 0.27 | 0.27 | 0.27 | 0.27 | 0.27 | 0.27
BART NOX Annual-Craig C1 -v5.13 | 66 | 5822 | Rate Constraint in lbs/MMBtu | FALSE | L | Annual | Emissions at Affected Plants NOX | MTons | 0 | 3.9635 | 3.9635 | 3.9635 | 3.9635 | 3.9635 | 3.9551
BART NOX Annual-Craig C1 -v5.13 | 66 | 5822 | Rate Constraint in lbs/MMBtu | FALSE | L | Annual | Allowances Purchased NOX | MTons | 0 | 0 | 0 | 0 | 0 | 0 | 0
BART NOX Annual-Craig C1 -v5.13 | 66 | 5822 | Rate Constraint in lbs/MMBtu | FALSE | L | Annual | Allowances Sold NOX | MTons | 0 | 0 | 0 | 0 | 0 | 0 | 0
BART NOX Annual-Craig C1 -v5.13 | 66 | 5822 | Rate Constraint in lbs/MMBtu | FALSE | L | Annual | Allowances Banked | MTons | 0 | 0 | 0 | 0 | 0 | 0 | 0
BART NOX Annual-Craig C1 -v5.13 | 66 | 5822 | Rate Constraint in lbs/MMBtu | FALSE | L | Annual | Allowances Withdrawn (1:1) | MTons | 0 | 0 | 0 | 0 | 0 | 0 | 0
BART NOX Annual-Craig C1 -v5.13 | 66 | 5822 | Rate Constraint in lbs/MMBtu | FALSE | L | Annual | Allowances Withdrawn (n:1) | MTons | 0 | 0 | 0 | 0 | 0 | 0 | 0
BART NOX Annual-Craig C1 -v5.13 | 66 | 5822 | Rate Constraint in lbs/MMBtu | FALSE | L | Annual | Net Emissions Allowance Position | MTons | 0 | 3.9635 | 3.9635 | 3.9635 | 3.9635 | 3.9635 | 3.9551
BART NOX Annual-Craig C1 -v5.13 | 66 | 5822 | Rate Constraint in lbs/MMBtu | FALSE | L | Annual | Fuel Consumed | TBtu | 0 | 29.3596 | 29.3596 | 29.3596 | 29.3596 | 29.3596 | 29.4235
BART NOX Annual-Craig C1 -v5.13 | 66 | 5822 | Rate Constraint in lbs/MMBtu | FALSE | L | Annual | Rate | lb/MMBtu | 0 | 0.27 | 0.27 | 0.27 | 0.27 | 0.27 | 0.26884
BART NOX Annual-Craig C1 -v5.13 | 66 | 5822 | Rate Constraint in lbs/MMBtu | FALSE | L | Annual | Generation | TWh | 0 | 3.07 | 3.07 | 3.07 | 3.07 | 3.07 | 3.07
BART NOX Annual-Craig C1 -v5.13 | 66 | 5822 | Rate Constraint in lbs/MMBtu | FALSE | L | Annual | Qualifying Generation | TWh | 0 | 3.07 | 3.07 | 3.07 | 3.07 | 3.07 | 3.07
BART NOX Annual-Craig C1 -v5.13 | 66 | 5822 | Rate Constraint in lbs/MMBtu | FALSE | L | Annual | Rate | lb/MWh | 0 | 1.2911 | 1.2911 | 1.2911 | 1.2911 | 1.2911 | 1.2883
BART NOX Annual-Craig C1 -v5.13 | 66 | 5822 | Rate Constraint in lbs/MMBtu | FALSE | L | Annual | Constraint Shadow Price | US$/Ton | 0 | 17431.2483 | 7269.4828 | 480.497 | 6894.9107 | 2107.2765 | 0
BART NOX Annual-Craig C2 -v5.13 | 67 | 5823 | Rate Constraint in lbs/MMBtu | FALSE | L | Annual | Seasons Included | Seasons |  | Winter, Summer | Winter, Summer | Winter, Summer | Winter, Summer | Winter, Summer | Winter, Summer
BART NOX Annual-Craig C2 -v5.13 | 67 | 5823 | Rate Constraint in lbs/MMBtu | FALSE | L | Annual | Standard | lb/MMBtu | 0 | 0.08 | 0.08 | 0.08 | 0.08 | 0.08 | 0.08
BART NOX Annual-Craig C2 -v5.13 | 67 | 5823 | Rate Constraint in lbs/MMBtu | FALSE | L | Annual | Emissions at Affected Plants NOX | MTons | 0 | 1.221 | 1.221 | 1.221 | 1.221 | 1.221 | 1.2116
BART NOX Annual-Craig C2 -v5.13 | 67 | 5823 | Rate Constraint in lbs/MMBtu | FALSE | L | Annual | Allowances Purchased NOX | MTons | 0 | 0 | 0 | 0 | 0 | 0 | 0
BART NOX Annual-Craig C2 -v5.13 | 67 | 5823 | Rate Constraint in lbs/MMBtu | FALSE | L | Annual | Allowances Sold NOX | MTons | 0 | 0 | 0 | 0 | 0 | 0 | 0
BART NOX Annual-Craig C2 -v5.13 | 67 | 5823 | Rate Constraint in lbs/MMBtu | FALSE | L | Annual | Allowances Banked | MTons | 0 | 0 | 0 | 0 | 0 | 0 | 0
BART NOX Annual-Craig C2 -v5.13 | 67 | 5823 | Rate Constraint in lbs/MMBtu | FALSE | L | Annual | Allowances Withdrawn (1:1) | MTons | 0 | 0 | 0 | 0 | 0 | 0 | 0
BART NOX Annual-Craig C2 -v5.13 | 67 | 5823 | Rate Constraint in lbs/MMBtu | FALSE | L | Annual | Allowances Withdrawn (n:1) | MTons | 0 | 0 | 0 | 0 | 0 | 0 | 0
BART NOX Annual-Craig C2 -v5.13 | 67 | 5823 | Rate Constraint in lbs/MMBtu | FALSE | L | Annual | Net Emissions Allowance Position | MTons | 0 | 1.221 | 1.221 | 1.221 | 1.221 | 1.221 | 1.2116
BART NOX Annual-Craig C2 -v5.13 | 67 | 5823 | Rate Constraint in lbs/MMBtu | FALSE | L | Annual | Fuel Consumed | TBtu | 0 | 30.5247 | 30.5247 | 30.5247 | 30.5247 | 30.5247 | 30.5911
BART NOX Annual-Craig C2 -v5.13 | 67 | 5823 | Rate Constraint in lbs/MMBtu | FALSE | L | Annual | Rate | lb/MMBtu | 0 | 0.08 | 0.08 | 0.08 | 0.08 | 0.08 | 0.079213
BART NOX Annual-Craig C2 -v5.13 | 67 | 5823 | Rate Constraint in lbs/MMBtu | FALSE | L | Annual | Generation | TWh | 0 | 3.0538 | 3.0538 | 3.0538 | 3.0538 | 3.0538 | 3.0538
BART NOX Annual-Craig C2 -v5.13 | 67 | 5823 | Rate Constraint in lbs/MMBtu | FALSE | L | Annual | Qualifying Generation | TWh | 0 | 3.0538 | 3.0538 | 3.0538 | 3.0538 | 3.0538 | 3.0538
BART NOX Annual-Craig C2 -v5.13 | 67 | 5823 | Rate Constraint in lbs/MMBtu | FALSE | L | Annual | Rate | lb/MWh | 0 | 0.39983 | 0.39983 | 0.39983 | 0.39983 | 0.39983 | 0.39676
BART NOX Annual-Craig C2 -v5.13 | 67 | 5823 | Rate Constraint in lbs/MMBtu | FALSE | L | Annual | Constraint Shadow Price | US$/Ton | 0 | 1155.2956 | 7195.6659 | 6307.5998 | 3708.7614 | 3171.5189 | 0
BART NOX Annual-Four Corners 1-5 -v5.13 | 68 | 5845 | Rate Constraint in lbs/MMBtu | FALSE | L | Annual | Seasons Included | Seasons |  | Winter, Summer | Winter, Summer | Winter, Summer | Winter, Summer | Winter, Summer | Winter, Summer
BART NOX Annual-Four Corners 1-5 -v5.13 | 68 | 5845 | Rate Constraint in lbs/MMBtu | FALSE | L | Annual | Standard | lb/MMBtu | 0 | 0.11 | 0.11 | 0.11 | 0.11 | 0.11 | 0.11
BART NOX Annual-Four Corners 1-5 -v5.13 | 68 | 5845 | Rate Constraint in lbs/MMBtu | FALSE | L | Annual | Emissions at Affected Plants NOX | MTons | 0 | 8.4946 | 8.4946 | 8.4946 | 8.4946 | 8.4946 | 8.4946
BART NOX Annual-Four Corners 1-5 -v5.13 | 68 | 5845 | Rate Constraint in lbs/MMBtu | FALSE | L | Annual | Allowances Purchased NOX | MTons | 0 | 0 | 0 | 0 | 0 | 0 | 0
BART NOX Annual-Four Corners 1-5 -v5.13 | 68 | 5845 | Rate Constraint in lbs/MMBtu | FALSE | L | Annual | Allowances Sold NOX | MTons | 0 | 0 | 0 | 0 | 0 | 0 | 0
BART NOX Annual-Four Corners 1-5 -v5.13 | 68 | 5845 | Rate Constraint in lbs/MMBtu | FALSE | L | Annual | Allowances Banked | MTons | 0 | 0 | 0 | 0 | 0 | 0 | 0
BART NOX Annual-Four Corners 1-5 -v5.13 | 68 | 5845 | Rate Constraint in lbs/MMBtu | FALSE | L | Annual | Allowances Withdrawn (1:1) | MTons | 0 | 0 | 0 | 0 | 0 | 0 | 0
BART NOX Annual-Four Corners 1-5 -v5.13 | 68 | 5845 | Rate Constraint in lbs/MMBtu | FALSE | L | Annual | Allowances Withdrawn (n:1) | MTons | 0 | 0 | 0 | 0 | 0 | 0 | 0
BART NOX Annual-Four Corners 1-5 -v5.13 | 68 | 5845 | Rate Constraint in lbs/MMBtu | FALSE | L | Annual | Net Emissions Allowance Position | MTons | 0 | 8.4946 | 8.4946 | 8.4946 | 8.4946 | 8.4946 | 8.4946
BART NOX Annual-Four Corners 1-5 -v5.13 | 68 | 5845 | Rate Constraint in lbs/MMBtu | FALSE | L | Annual | Fuel Consumed | TBtu | 0 | 154.4481 | 154.4481 | 154.4481 | 154.4481 | 154.4481 | 154.4481
BART NOX Annual-Four Corners 1-5 -v5.13 | 68 | 5845 | Rate Constraint in lbs/MMBtu | FALSE | L | Annual | Rate | lb/MMBtu | 0 | 0.11 | 0.11 | 0.11 | 0.11 | 0.11 | 0.11
BART NOX Annual-Four Corners 1-5 -v5.13 | 68 | 5845 | Rate Constraint in lbs/MMBtu | FALSE | L | Annual | Generation | TWh | 0 | 15.2697 | 15.2697 | 15.2697 | 15.2697 | 15.2697 | 15.2697
BART NOX Annual-Four Corners 1-5 -v5.13 | 68 | 5845 | Rate Constraint in lbs/MMBtu | FALSE | L | Annual | Qualifying Generation | TWh | 0 | 15.2697 | 15.2697 | 15.2697 | 15.2697 | 15.2697 | 15.2697
BART NOX Annual-Four Corners 1-5 -v5.13 | 68 | 5845 | Rate Constraint in lbs/MMBtu | FALSE | L | Annual | Rate | lb/MWh | 0 | 0.55631 | 0.55631 | 0.55631 | 0.55631 | 0.55631 | 0.55631
BART NOX Annual-Four Corners 1-5 -v5.13 | 68 | 5845 | Rate Constraint in lbs/MMBtu | FALSE | L | Annual | Constraint Shadow Price | US$/Ton | 0 | 3663.5154 | 1970.5806 | 3659.9707 | 2767.5774 | 2939.0071 | 0
BART NOX Annual-Gerald Gentleman 1 -v5.13 | 69 | 5838 | Rate Constraint in lbs/MMBtu | FALSE | L | Annual | Seasons Included | Seasons |  | Winter, Summer | Winter, Summer | Winter, Summer | Winter, Summer | Winter, Summer | Winter, Summer
BART NOX Annual-Gerald Gentleman 1 -v5.13 | 69 | 5838 | Rate Constraint in lbs/MMBtu | FALSE | L | Annual | Standard | lb/MMBtu | 0 | 0.23 | 0.23 | 0.23 | 0.23 | 0.23 | 0.23
BART NOX Annual-Gerald Gentleman 1 -v5.13 | 69 | 5838 | Rate Constraint in lbs/MMBtu | FALSE | L | Annual | Emissions at Affected Plants NOX | MTons | 0 | 4.9063 | 4.9063 | 4.9063 | 4.9063 | 4.9063 | 4.9063
BART NOX Annual-Gerald Gentleman 1 -v5.13 | 69 | 5838 | Rate Constraint in lbs/MMBtu | FALSE | L | Annual | Allowances Purchased NOX | MTons | 0 | 0 | 0 | 0 | 0 | 0 | 0
BART NOX Annual-Gerald Gentleman 1 -v5.13 | 69 | 5838 | Rate Constraint in lbs/MMBtu | FALSE | L | Annual | Allowances Sold NOX | MTons | 0 | 0 | 0 | 0 | 0 | 0 | 0
BART NOX Annual-Gerald Gentleman 1 -v5.13 | 69 | 5838 | Rate Constraint in lbs/MMBtu | FALSE | L | Annual | Allowances Banked | MTons | 0 | 0 | 0 | 0 | 0 | 0 | 0
BART NOX Annual-Gerald Gentleman 1 -v5.13 | 69 | 5838 | Rate Constraint in lbs/MMBtu | FALSE | L | Annual | Allowances Withdrawn (1:1) | MTons | 0 | 0 | 0 | 0 | 0 | 0 | 0
BART NOX Annual-Gerald Gentleman 1 -v5.13 | 69 | 5838 | Rate Constraint in lbs/MMBtu | FALSE | L | Annual | Allowances Withdrawn (n:1) | MTons | 0 | 0 | 0 | 0 | 0 | 0 | 0
BART NOX Annual-Gerald Gentleman 1 -v5.13 | 69 | 5838 | Rate Constraint in lbs/MMBtu | FALSE | L | Annual | Net Emissions Allowance Position | MTons | 0 | 4.9063 | 4.9063 | 4.9063 | 4.9063 | 4.9063 | 4.9063
BART NOX Annual-Gerald Gentleman 1 -v5.13 | 69 | 5838 | Rate Constraint in lbs/MMBtu | FALSE | L | Annual | Fuel Consumed | TBtu | 0 | 49.7033 | 49.7033 | 49.7033 | 49.7033 | 49.7033 | 49.7033
BART NOX Annual-Gerald Gentleman 1 -v5.13 | 69 | 5838 | Rate Constraint in lbs/MMBtu | FALSE | L | Annual | Rate | lb/MMBtu | 0 | 0.19743 | 0.19743 | 0.19743 | 0.19743 | 0.19743 | 0.19743
BART NOX Annual-Gerald Gentleman 1 -v5.13 | 69 | 5838 | Rate Constraint in lbs/MMBtu | FALSE | L | Annual | Generation | TWh | 0 | 4.8296 | 4.8296 | 4.8296 | 4.8296 | 4.8296 | 4.8296
BART NOX Annual-Gerald Gentleman 1 -v5.13 | 69 | 5838 | Rate Constraint in lbs/MMBtu | FALSE | L | Annual | Qualifying Generation | TWh | 0 | 4.8296 | 4.8296 | 4.8296 | 4.8296 | 4.8296 | 4.8296
BART NOX Annual-Gerald Gentleman 1 -v5.13 | 69 | 5838 | Rate Constraint in lbs/MMBtu | FALSE | L | Annual | Rate | lb/MWh | 0 | 1.0159 | 1.0159 | 1.0159 | 1.0159 | 1.0159 | 1.0159
BART NOX Annual-Gerald Gentleman 1 -v5.13 | 69 | 5838 | Rate Constraint in lbs/MMBtu | FALSE | L | Annual | Constraint Shadow Price | US$/Ton | 0 | 0 | 0 | 0 | 0 | 0 | 0
BART NOX Annual-Gerald Gentleman 2 -v5.13 | 70 | 5839 | Rate Constraint in lbs/MMBtu | FALSE | L | Annual | Seasons Included | Seasons |  | Winter, Summer | Winter, Summer | Winter, Summer | Winter, Summer | Winter, Summer | Winter, Summer
BART NOX Annual-Gerald Gentleman 2 -v5.13 | 70 | 5839 | Rate Constraint in lbs/MMBtu | FALSE | L | Annual | Standard | lb/MMBtu | 0 | 0.23 | 0.23 | 0.23 | 0.23 | 0.23 | 0.23
BART NOX Annual-Gerald Gentleman 2 -v5.13 | 70 | 5839 | Rate Constraint in lbs/MMBtu | FALSE | L | Annual | Emissions at Affected Plants NOX | MTons | 0 | 4.7363 | 4.7363 | 4.7363 | 4.7363 | 4.7363 | 4.7363
BART NOX Annual-Gerald Gentleman 2 -v5.13 | 70 | 5839 | Rate Constraint in lbs/MMBtu | FALSE | L | Annual | Allowances Purchased NOX | MTons | 0 | 0 | 0 | 0 | 0 | 0 | 0
BART NOX Annual-Gerald Gentleman 2 -v5.13 | 70 | 5839 | Rate Constraint in lbs/MMBtu | FALSE | L | Annual | Allowances Sold NOX | MTons | 0 | 0 | 0 | 0 | 0 | 0 | 0
BART NOX Annual-Gerald Gentleman 2 -v5.13 | 70 | 5839 | Rate Constraint in lbs/MMBtu | FALSE | L | Annual | Allowances Banked | MTons | 0 | 0 | 0 | 0 | 0 | 0 | 0
BART NOX Annual-Gerald Gentleman 2 -v5.13 | 70 | 5839 | Rate Constraint in lbs/MMBtu | FALSE | L | Annual | Allowances Withdrawn (1:1) | MTons | 0 | 0 | 0 | 0 | 0 | 0 | 0
BART NOX Annual-Gerald Gentleman 2 -v5.13 | 70 | 5839 | Rate Constraint in lbs/MMBtu | FALSE | L | Annual | Allowances Withdrawn (n:1) | MTons | 0 | 0 | 0 | 0 | 0 | 0 | 0
BART NOX Annual-Gerald Gentleman 2 -v5.13 | 70 | 5839 | Rate Constraint in lbs/MMBtu | FALSE | L | Annual | Net Emissions Allowance Position | MTons | 0 | 4.7363 | 4.7363 | 4.7363 | 4.7363 | 4.7363 | 4.7363
BART NOX Annual-Gerald Gentleman 2 -v5.13 | 70 | 5839 | Rate Constraint in lbs/MMBtu | FALSE | L | Annual | Fuel Consumed | TBtu | 0 | 52.6255 | 52.6255 | 52.6255 | 52.6255 | 52.6255 | 52.6255
BART NOX Annual-Gerald Gentleman 2 -v5.13 | 70 | 5839 | Rate Constraint in lbs/MMBtu | FALSE | L | Annual | Rate | lb/MMBtu | 0 | 0.18 | 0.18 | 0.18 | 0.18 | 0.18 | 0.18
BART NOX Annual-Gerald Gentleman 2 -v5.13 | 70 | 5839 | Rate Constraint in lbs/MMBtu | FALSE | L | Annual | Generation | TWh | 0 | 5.0836 | 5.0836 | 5.0836 | 5.0836 | 5.0836 | 5.0836
BART NOX Annual-Gerald Gentleman 2 -v5.13 | 70 | 5839 | Rate Constraint in lbs/MMBtu | FALSE | L | Annual | Qualifying Generation | TWh | 0 | 5.0836 | 5.0836 | 5.0836 | 5.0836 | 5.0836 | 5.0836
BART NOX Annual-Gerald Gentleman 2 -v5.13 | 70 | 5839 | Rate Constraint in lbs/MMBtu | FALSE | L | Annual | Rate | lb/MWh | 0 | 0.93168 | 0.93168 | 0.93168 | 0.93168 | 0.93168 | 0.93168
BART NOX Annual-Gerald Gentleman 2 -v5.13 | 70 | 5839 | Rate Constraint in lbs/MMBtu | FALSE | L | Annual | Constraint Shadow Price | US$/Ton | 0 | 0 | 0 | 0 | 0 | 0 | 0
BART NOX Annual-Hayden H1 -v5.13 | 71 | 5824 | Rate Constraint in lbs/MMBtu | FALSE | L | Annual | Seasons Included | Seasons |  | Winter, Summer | Winter, Summer | Winter, Summer | Winter, Summer | Winter, Summer | Winter, Summer
BART NOX Annual-Hayden H1 -v5.13 | 71 | 5824 | Rate Constraint in lbs/MMBtu | FALSE | L | Annual | Standard | lb/MMBtu | 0 | 0.08 | 0.08 | 0.08 | 0.08 | 0.08 | 0.08
BART NOX Annual-Hayden H1 -v5.13 | 71 | 5824 | Rate Constraint in lbs/MMBtu | FALSE | L | Annual | Emissions at Affected Plants NOX | MTons | 0 | 0.53772 | 0.53772 | 0.53772 | 0.53772 | 0.47199 | 0.52565
BART NOX Annual-Hayden H1 -v5.13 | 71 | 5824 | Rate Constraint in lbs/MMBtu | FALSE | L | Annual | Allowances Purchased NOX | MTons | 0 | 0 | 0 | 0 | 0 | 0 | 0
BART NOX Annual-Hayden H1 -v5.13 | 71 | 5824 | Rate Constraint in lbs/MMBtu | FALSE | L | Annual | Allowances Sold NOX | MTons | 0 | 0 | 0 | 0 | 0 | 0 | 0
BART NOX Annual-Hayden H1 -v5.13 | 71 | 5824 | Rate Constraint in lbs/MMBtu | FALSE | L | Annual | Allowances Banked | MTons | 0 | 0 | 0 | 0 | 0 | 0 | 0
BART NOX Annual-Hayden H1 -v5.13 | 71 | 5824 | Rate Constraint in lbs/MMBtu | FALSE | L | Annual | Allowances Withdrawn (1:1) | MTons | 0 | 0 | 0 | 0 | 0 | 0 | 0
BART NOX Annual-Hayden H1 -v5.13 | 71 | 5824 | Rate Constraint in lbs/MMBtu | FALSE | L | Annual | Allowances Withdrawn (n:1) | MTons | 0 | 0 | 0 | 0 | 0 | 0 | 0
BART NOX Annual-Hayden H1 -v5.13 | 71 | 5824 | Rate Constraint in lbs/MMBtu | FALSE | L | Annual | Net Emissions Allowance Position | MTons | 0 | 0.53772 | 0.53772 | 0.53772 | 0.53772 | 0.47199 | 0.52565
BART NOX Annual-Hayden H1 -v5.13 | 71 | 5824 | Rate Constraint in lbs/MMBtu | FALSE | L | Annual | Fuel Consumed | TBtu | 0 | 14.9286 | 14.9286 | 14.9286 | 14.9286 | 13.0504 | 15.0136
BART NOX Annual-Hayden H1 -v5.13 | 71 | 5824 | Rate Constraint in lbs/MMBtu | FALSE | L | Annual | Rate | lb/MMBtu | 0 | 0.072039 | 0.072039 | 0.072039 | 0.072039 | 0.072333 | 0.070024
BART NOX Annual-Hayden H1 -v5.13 | 71 | 5824 | Rate Constraint in lbs/MMBtu | FALSE | L | Annual | Generation | TWh | 0 | 1.3618 | 1.3618 | 1.3618 | 1.3618 | 1.1904 | 1.3618
BART NOX Annual-Hayden H1 -v5.13 | 71 | 5824 | Rate Constraint in lbs/MMBtu | FALSE | L | Annual | Qualifying Generation | TWh | 0 | 1.3618 | 1.3618 | 1.3618 | 1.3618 | 1.1904 | 1.3618
BART NOX Annual-Hayden H1 -v5.13 | 71 | 5824 | Rate Constraint in lbs/MMBtu | FALSE | L | Annual | Rate | lb/MWh | 0 | 0.39487 | 0.39487 | 0.39487 | 0.39487 | 0.39648 | 0.38601
BART NOX Annual-Hayden H1 -v5.13 | 71 | 5824 | Rate Constraint in lbs/MMBtu | FALSE | L | Annual | Constraint Shadow Price | US$/Ton | 0 | 0 | 0 | 0 | 0 | 0 | 0
BART NOX Annual-Hayden H2 -v5.13 | 72 | 5825 | Rate Constraint in lbs/MMBtu | FALSE | L | Annual | Seasons Included | Seasons |  | Winter, Summer | Winter, Summer | Winter, Summer | Winter, Summer | Winter, Summer | Winter, Summer
BART NOX Annual-Hayden H2 -v5.13 | 72 | 5825 | Rate Constraint in lbs/MMBtu | FALSE | L | Annual | Standard | lb/MMBtu | 0 | 0.07 | 0.07 | 0.07 | 0.07 | 0.07 | 0.07
BART NOX Annual-Hayden H2 -v5.13 | 72 | 5825 | Rate Constraint in lbs/MMBtu | FALSE | L | Annual | Emissions at Affected Plants NOX | MTons | 0 | 0.71883 | 0.71883 | 0.71883 | 0.71883 | 0.6279 | 0.70227
BART NOX Annual-Hayden H2 -v5.13 | 72 | 5825 | Rate Constraint in lbs/MMBtu | FALSE | L | Annual | Allowances Purchased NOX | MTons | 0 | 0 | 0 | 0 | 0 | 0 | 0
BART NOX Annual-Hayden H2 -v5.13 | 72 | 5825 | Rate Constraint in lbs/MMBtu | FALSE | L | Annual | Allowances Sold NOX | MTons | 0 | 0 | 0 | 0 | 0 | 0 | 0
BART NOX Annual-Hayden H2 -v5.13 | 72 | 5825 | Rate Constraint in lbs/MMBtu | FALSE | L | Annual | Allowances Banked | MTons | 0 | 0 | 0 | 0 | 0 | 0 | 0
BART NOX Annual-Hayden H2 -v5.13 | 72 | 5825 | Rate Constraint in lbs/MMBtu | FALSE | L | Annual | Allowances Withdrawn (1:1) | MTons | 0 | 0 | 0 | 0 | 0 | 0 | 0
BART NOX Annual-Hayden H2 -v5.13 | 72 | 5825 | Rate Constraint in lbs/MMBtu | FALSE | L | Annual | Allowances Withdrawn (n:1) | MTons | 0 | 0 | 0 | 0 | 0 | 0 | 0
BART NOX Annual-Hayden H2 -v5.13 | 72 | 5825 | Rate Constraint in lbs/MMBtu | FALSE | L | Annual | Net Emissions Allowance Position | MTons | 0 | 0.71883 | 0.71883 | 0.71883 | 0.71883 | 0.6279 | 0.70227
BART NOX Annual-Hayden H2 -v5.13 | 72 | 5825 | Rate Constraint in lbs/MMBtu | FALSE | L | Annual | Fuel Consumed | TBtu | 0 | 20.538 | 20.538 | 20.538 | 20.538 | 17.94 | 20.6549
BART NOX Annual-Hayden H2 -v5.13 | 72 | 5825 | Rate Constraint in lbs/MMBtu | FALSE | L | Annual | Rate | lb/MMBtu | 0 | 0.07 | 0.07 | 0.07 | 0.07 | 0.07 | 0.068
BART NOX Annual-Hayden H2 -v5.13 | 72 | 5825 | Rate Constraint in lbs/MMBtu | FALSE | L | Annual | Generation | TWh | 0 | 1.8847 | 1.8847 | 1.8847 | 1.8847 | 1.6462 | 1.8847
BART NOX Annual-Hayden H2 -v5.13 | 72 | 5825 | Rate Constraint in lbs/MMBtu | FALSE | L | Annual | Qualifying Generation | TWh | 0 | 1.8847 | 1.8847 | 1.8847 | 1.8847 | 1.6462 | 1.8847
BART NOX Annual-Hayden H2 -v5.13 | 72 | 5825 | Rate Constraint in lbs/MMBtu | FALSE | L | Annual | Rate | lb/MWh | 0 | 0.38141 | 0.38141 | 0.38141 | 0.38141 | 0.38141 | 0.37262
BART NOX Annual-Hayden H2 -v5.13 | 72 | 5825 | Rate Constraint in lbs/MMBtu | FALSE | L | Annual | Constraint Shadow Price | US$/Ton | 0 | 142475.2922 | 15080.052 | 16704.3147 | 13109.907 | 21481.036 | 0
BART NOX Annual-J E Corette Plant 2 -v5.13 | 73 | 5837 | Rate Constraint in lbs/MMBtu | FALSE | L | Annual | Seasons Included | Seasons |  | Winter, Summer | Winter, Summer | Winter, Summer | Winter, Summer | Winter, Summer | Winter, Summer
BART NOX Annual-J E Corette Plant 2 -v5.13 | 73 | 5837 | Rate Constraint in lbs/MMBtu | FALSE | L | Annual | Standard | lb/MMBtu | 0 | 0.35 | 0.35 | 0.35 | 0.35 | 0.35 | 0.35
BART NOX Annual-J E Corette Plant 2 -v5.13 | 73 | 5837 | Rate Constraint in lbs/MMBtu | FALSE | L | Annual | Emissions at Affected Plants NOX | MTons | 0 | 1.084 | 1.084 | 1.084 | 1.084 | 1.084 | 1.084
BART NOX Annual-J E Corette Plant 2 -v5.13 | 73 | 5837 | Rate Constraint in lbs/MMBtu | FALSE | L | Annual | Allowances Purchased NOX | MTons | 0 | 0 | 0 | 0 | 0 | 0 | 0
BART NOX Annual-J E Corette Plant 2 -v5.13 | 73 | 5837 | Rate Constraint in lbs/MMBtu | FALSE | L | Annual | Allowances Sold NOX | MTons | 0 | 0 | 0 | 0 | 0 | 0 | 0
BART NOX Annual-J E Corette Plant 2 -v5.13 | 73 | 5837 | Rate Constraint in lbs/MMBtu | FALSE | L | Annual | Allowances Banked | MTons | 0 | 0 | 0 | 0 | 0 | 0 | 0
BART NOX Annual-J E Corette Plant 2 -v5.13 | 73 | 5837 | Rate Constraint in lbs/MMBtu | FALSE | L | Annual | Allowances Withdrawn (1:1) | MTons | 0 | 0 | 0 | 0 | 0 | 0 | 0
BART NOX Annual-J E Corette Plant 2 -v5.13 | 73 | 5837 | Rate Constraint in lbs/MMBtu | FALSE | L | Annual | Allowances Withdrawn (n:1) | MTons | 0 | 0 | 0 | 0 | 0 | 0 | 0
BART NOX Annual-J E Corette Plant 2 -v5.13 | 73 | 5837 | Rate Constraint in lbs/MMBtu | FALSE | L | Annual | Net Emissions Allowance Position | MTons | 0 | 1.084 | 1.084 | 1.084 | 1.084 | 1.084 | 1.084
BART NOX Annual-J E Corette Plant 2 -v5.13 | 73 | 5837 | Rate Constraint in lbs/MMBtu | FALSE | L | Annual | Fuel Consumed | TBtu | 0 | 12.6367 | 12.6367 | 12.6367 | 12.6367 | 12.6367 | 12.6367
BART NOX Annual-J E Corette Plant 2 -v5.13 | 73 | 5837 | Rate Constraint in lbs/MMBtu | FALSE | L | Annual | Rate | lb/MMBtu | 0 | 0.17156 | 0.17156 | 0.17156 | 0.17156 | 0.17156 | 0.17156
BART NOX Annual-J E Corette Plant 2 -v5.13 | 73 | 5837 | Rate Constraint in lbs/MMBtu | FALSE | L | Annual | Generation | TWh | 0 | 1.1465 | 1.1465 | 1.1465 | 1.1465 | 1.1465 | 1.1465
BART NOX Annual-J E Corette Plant 2 -v5.13 | 73 | 5837 | Rate Constraint in lbs/MMBtu | FALSE | L | Annual | Qualifying Generation | TWh | 0 | 1.1465 | 1.1465 | 1.1465 | 1.1465 | 1.1465 | 1.1465
BART NOX Annual-J E Corette Plant 2 -v5.13 | 73 | 5837 | Rate Constraint in lbs/MMBtu | FALSE | L | Annual | Rate | lb/MWh | 0 | 0.94549 | 0.94549 | 0.94549 | 0.94549 | 0.94549 | 0.94549
BART NOX Annual-J E Corette Plant 2 -v5.13 | 73 | 5837 | Rate Constraint in lbs/MMBtu | FALSE | L | Annual | Constraint Shadow Price | US$/Ton | 0 | 0 | 0 | 0 | 0 | 0 | 0
BART NOX Annual-Jeffrey Energy Center 1 -v5.13 | 74 | 5831 | Rate Constraint in lbs/MMBtu | FALSE | L | Annual | Seasons Included | Seasons |  | Winter, Summer | Winter, Summer | Winter, Summer | Winter, Summer | Winter, Summer | Winter, Summer
BART NOX Annual-Jeffrey Energy Center 1 -v5.13 | 74 | 5831 | Rate Constraint in lbs/MMBtu | FALSE | L | Annual | Standard | lb/MMBtu | 0 | 0.15 | 0.15 | 0.15 | 0.15 | 0.15 | 0.15
BART NOX Annual-Jeffrey Energy Center 1 -v5.13 | 74 | 5831 | Rate Constraint in lbs/MMBtu | FALSE | L | Annual | Emissions at Affected Plants NOX | MTons | 0 | 2.9447 | 2.9447 | 2.9447 | 2.5722 | 2.736 | 2.9447
BART NOX Annual-Jeffrey Energy Center 1 -v5.13 | 74 | 5831 | Rate Constraint in lbs/MMBtu | FALSE | L | Annual | Allowances Purchased NOX | MTons | 0 | 0 | 0 | 0 | 0 | 0 | 0
BART NOX Annual-Jeffrey Energy Center 1 -v5.13 | 74 | 5831 | Rate Constraint in lbs/MMBtu | FALSE | L | Annual | Allowances Sold NOX | MTons | 0 | 0 | 0 | 0 | 0 | 0 | 0
BART NOX Annual-Jeffrey Energy Center 1 -v5.13 | 74 | 5831 | Rate Constraint in lbs/MMBtu | FALSE | L | Annual | Allowances Banked | MTons | 0 | 0 | 0 | 0 | 0 | 0 | 0
BART NOX Annual-Jeffrey Energy Center 1 -v5.13 | 74 | 5831 | Rate Constraint in lbs/MMBtu | FALSE | L | Annual | Allowances Withdrawn (1:1) | MTons | 0 | 0 | 0 | 0 | 0 | 0 | 0
BART NOX Annual-Jeffrey Energy Center 1 -v5.13 | 74 | 5831 | Rate Constraint in lbs/MMBtu | FALSE | L | Annual | Allowances Withdrawn (n:1) | MTons | 0 | 0 | 0 | 0 | 0 | 0 | 0
BART NOX Annual-Jeffrey Energy Center 1 -v5.13 | 74 | 5831 | Rate Constraint in lbs/MMBtu | FALSE | L | Annual | Net Emissions Allowance Position | MTons | 0 | 2.9447 | 2.9447 | 2.9447 | 2.5722 | 2.736 | 2.9447
BART NOX Annual-Jeffrey Energy Center 1 -v5.13 | 74 | 5831 | Rate Constraint in lbs/MMBtu | FALSE | L | Annual | Fuel Consumed | TBtu | 0 | 58.8934 | 58.8934 | 58.8934 | 51.4434 | 54.7193 | 58.8934
BART NOX Annual-Jeffrey Energy Center 1 -v5.13 | 74 | 5831 | Rate Constraint in lbs/MMBtu | FALSE | L | Annual | Rate | lb/MMBtu | 0 | 0.1 | 0.1 | 0.1 | 0.1 | 0.1 | 0.1
BART NOX Annual-Jeffrey Energy Center 1 -v5.13 | 74 | 5831 | Rate Constraint in lbs/MMBtu | FALSE | L | Annual | Generation | TWh | 0 | 5.2687 | 5.2687 | 5.2687 | 4.6022 | 4.8953 | 5.2687
BART NOX Annual-Jeffrey Energy Center 1 -v5.13 | 74 | 5831 | Rate Constraint in lbs/MMBtu | FALSE | L | Annual | Qualifying Generation | TWh | 0 | 5.2687 | 5.2687 | 5.2687 | 4.6022 | 4.8953 | 5.2687
BART NOX Annual-Jeffrey Energy Center 1 -v5.13 | 74 | 5831 | Rate Constraint in lbs/MMBtu | FALSE | L | Annual | Rate | lb/MWh | 0 | 0.5589 | 0.5589 | 0.5589 | 0.5589 | 0.5589 | 0.5589
BART NOX Annual-Jeffrey Energy Center 1 -v5.13 | 74 | 5831 | Rate Constraint in lbs/MMBtu | FALSE | L | Annual | Constraint Shadow Price | US$/Ton | 0 | 0 | 0 | 0 | 0 | 0 | 0
BART NOX Annual-Jeffrey Energy Center 2 -v5.13 | 75 | 5832 | Rate Constraint in lbs/MMBtu | FALSE | L | Annual | Seasons Included | Seasons |  | Winter, Summer | Winter, Summer | Winter, Summer | Winter, Summer | Winter, Summer | Winter, Summer
BART NOX Annual-Jeffrey Energy Center 2 -v5.13 | 75 | 5832 | Rate Constraint in lbs/MMBtu | FALSE | L | Annual | Standard | lb/MMBtu | 0 | 0.15 | 0.15 | 0.15 | 0.15 | 0.15 | 0.15
BART NOX Annual-Jeffrey Energy Center 2 -v5.13 | 75 | 5832 | Rate Constraint in lbs/MMBtu | FALSE | L | Annual | Emissions at Affected Plants NOX | MTons | 0 | 2.9441 | 2.9441 | 2.9441 | 2.5717 | 2.688 | 2.9441
BART NOX Annual-Jeffrey Energy Center 2 -v5.13 | 75 | 5832 | Rate Constraint in lbs/MMBtu | FALSE | L | Annual | Allowances Purchased NOX | MTons | 0 | 0 | 0 | 0 | 0 | 0 | 0
BART NOX Annual-Jeffrey Energy Center 2 -v5.13 | 75 | 5832 | Rate Constraint in lbs/MMBtu | FALSE | L | Annual | Allowances Sold NOX | MTons | 0 | 0 | 0 | 0 | 0 | 0 | 0
BART NOX Annual-Jeffrey Energy Center 2 -v5.13 | 75 | 5832 | Rate Constraint in lbs/MMBtu | FALSE | L | Annual | Allowances Banked | MTons | 0 | 0 | 0 | 0 | 0 | 0 | 0
BART NOX Annual-Jeffrey Energy Center 2 -v5.13 | 75 | 5832 | Rate Constraint in lbs/MMBtu | FALSE | L | Annual | Allowances Withdrawn (1:1) | MTons | 0 | 0 | 0 | 0 | 0 | 0 | 0
BART NOX Annual-Jeffrey Energy Center 2 -v5.13 | 75 | 5832 | Rate Constraint in lbs/MMBtu | FALSE | L | Annual | Allowances Withdrawn (n:1) | MTons | 0 | 0 | 0 | 0 | 0 | 0 | 0
BART NOX Annual-Jeffrey Energy Center 2 -v5.13 | 75 | 5832 | Rate Constraint in lbs/MMBtu | FALSE | L | Annual | Net Emissions Allowance Position | MTons | 0 | 2.9441 | 2.9441 | 2.9441 | 2.5717 | 2.688 | 2.9441
BART NOX Annual-Jeffrey Energy Center 2 -v5.13 | 75 | 5832 | Rate Constraint in lbs/MMBtu | FALSE | L | Annual | Fuel Consumed | TBtu | 0 | 58.8819 | 58.8819 | 58.8819 | 51.4334 | 53.7603 | 58.8819
BART NOX Annual-Jeffrey Energy Center 2 -v5.13 | 75 | 5832 | Rate Constraint in lbs/MMBtu | FALSE | L | Annual | Rate | lb/MMBtu | 0 | 0.1 | 0.1 | 0.1 | 0.1 | 0.1 | 0.1
BART NOX Annual-Jeffrey Energy Center 2 -v5.13 | 75 | 5832 | Rate Constraint in lbs/MMBtu | FALSE | L | Annual | Generation | TWh | 0 | 5.279 | 5.279 | 5.279 | 4.6112 | 4.8199 | 5.279
BART NOX Annual-Jeffrey Energy Center 2 -v5.13 | 75 | 5832 | Rate Constraint in lbs/MMBtu | FALSE | L | Annual | Qualifying Generation | TWh | 0 | 5.279 | 5.279 | 5.279 | 4.6112 | 4.8199 | 5.279
BART NOX Annual-Jeffrey Energy Center 2 -v5.13 | 75 | 5832 | Rate Constraint in lbs/MMBtu | FALSE | L | Annual | Rate | lb/MWh | 0 | 0.5577 | 0.5577 | 0.5577 | 0.5577 | 0.5577 | 0.5577
BART NOX Annual-Jeffrey Energy Center 2 -v5.13 | 75 | 5832 | Rate Constraint in lbs/MMBtu | FALSE | L | Annual | Constraint Shadow Price | US$/Ton | 0 | 0 | 0 | 0 | 0 | 0 | 0
BART NOX Annual-La Cygne 1 & 2 -v5.13 | 76 | 5833 | Rate Constraint in lbs/MMBtu | FALSE | L | Annual | Seasons Included | Seasons | Winter, Summer | Winter, Summer | Winter, Summer | Winter, Summer | Winter, Summer | Winter, Summer | Winter, Summer
BART NOX Annual-La Cygne 1 & 2 -v5.13 | 76 | 5833 | Rate Constraint in lbs/MMBtu | FALSE | L | Annual | Standard | lb/MMBtu | 0.13 | 0.13 | 0.13 | 0.13 | 0.13 | 0.13 | 0.13
BART NOX Annual-La Cygne 1 & 2 -v5.13 | 76 | 5833 | Rate Constraint in lbs/MMBtu | FALSE | L | Annual | Emissions at Affected Plants NOX | MTons | 4.0026 | 4.0026 | 4.0026 | 4.0026 | 3.5182 | 3.8394 | 4.0026
BART NOX Annual-La Cygne 1 & 2 -v5.13 | 76 | 5833 | Rate Constraint in lbs/MMBtu | FALSE | L | Annual | Allowances Purchased NOX | MTons | 0 | 0 | 0 | 0 | 0 | 0 | 0
BART NOX Annual-La Cygne 1 & 2 -v5.13 | 76 | 5833 | Rate Constraint in lbs/MMBtu | FALSE | L | Annual | Allowances Sold NOX | MTons | 0 | 0 | 0 | 0 | 0 | 0 | 0
BART NOX Annual-La Cygne 1 & 2 -v5.13 | 76 | 5833 | Rate Constraint in lbs/MMBtu | FALSE | L | Annual | Allowances Banked | MTons | 0 | 0 | 0 | 0 | 0 | 0 | 0
BART NOX Annual-La Cygne 1 & 2 -v5.13 | 76 | 5833 | Rate Constraint in lbs/MMBtu | FALSE | L | Annual | Allowances Withdrawn (1:1) | MTons | 0 | 0 | 0 | 0 | 0 | 0 | 0
BART NOX Annual-La Cygne 1 & 2 -v5.13 | 76 | 5833 | Rate Constraint in lbs/MMBtu | FALSE | L | Annual | Allowances Withdrawn (n:1) | MTons | 0 | 0 | 0 | 0 | 0 | 0 | 0
BART NOX Annual-La Cygne 1 & 2 -v5.13 | 76 | 5833 | Rate Constraint in lbs/MMBtu | FALSE | L | Annual | Net Emissions Allowance Position | MTons | 4.0026 | 4.0026 | 4.0026 | 4.0026 | 3.5182 | 3.8394 | 4.0026
BART NOX Annual-La Cygne 1 & 2 -v5.13 | 76 | 5833 | Rate Constraint in lbs/MMBtu | FALSE | L | Annual | Fuel Consumed | TBtu | 103.6847 | 103.6847 | 103.6847 | 103.6847 | 91.1939 | 99.7786 | 103.6847
BART NOX Annual-La Cygne 1 & 2 -v5.13 | 76 | 5833 | Rate Constraint in lbs/MMBtu | FALSE | L | Annual | Rate | lb/MMBtu | 0.077207 | 0.077207 | 0.077207 | 0.077207 | 0.077158 | 0.076959 | 0.077207
BART NOX Annual-La Cygne 1 & 2 -v5.13 | 76 | 5833 | Rate Constraint in lbs/MMBtu | FALSE | L | Annual | Generation | TWh | 10.3389 | 10.3389 | 10.3389 | 10.3389 | 9.095 | 9.9585 | 10.3389
BART NOX Annual-La Cygne 1 & 2 -v5.13 | 76 | 5833 | Rate Constraint in lbs/MMBtu | FALSE | L | Annual | Qualifying Generation | TWh | 10.3389 | 10.3389 | 10.3389 | 10.3389 | 9.095 | 9.9585 | 10.3389
BART NOX Annual-La Cygne 1 & 2 -v5.13 | 76 | 5833 | Rate Constraint in lbs/MMBtu | FALSE | L | Annual | Rate | lb/MWh | 0.38714 | 0.38714 | 0.38714 | 0.38714 | 0.38682 | 0.38554 | 0.38714
BART NOX Annual-La Cygne 1 & 2 -v5.13 | 76 | 5833 | Rate Constraint in lbs/MMBtu | FALSE | L | Annual | Constraint Shadow Price | US$/Ton | 0 | 0 | 0 | 0 | 0 | 0 | 0
BART NOX Annual-Leland Olds 1 -v5.13 | 77 | 5855 | Rate Constraint in lbs/MMBtu | FALSE | L | Annual | Seasons Included | Seasons |  | Winter, Summer | Winter, Summer | Winter, Summer | Winter, Summer | Winter, Summer | Winter, Summer
BART NOX Annual-Leland Olds 1 -v5.13 | 77 | 5855 | Rate Constraint in lbs/MMBtu | FALSE | L | Annual | Standard | lb/MMBtu | 0 | 0.19 | 0.19 | 0.19 | 0.19 | 0.19 | 0.19
BART NOX Annual-Leland Olds 1 -v5.13 | 77 | 5855 | Rate Constraint in lbs/MMBtu | FALSE | L | Annual | Emissions at Affected Plants NOX | MTons | 0 | 1.7327 | 1.7327 | 1.7327 | 1.7327 | 1.7327 | 1.7327
BART NOX Annual-Leland Olds 1 -v5.13 | 77 | 5855 | Rate Constraint in lbs/MMBtu | FALSE | L | Annual | Allowances Purchased NOX | MTons | 0 | 0 | 0 | 0 | 0 | 0 | 0
BART NOX Annual-Leland Olds 1 -v5.13 | 77 | 5855 | Rate Constraint in lbs/MMBtu | FALSE | L | Annual | Allowances Sold NOX | MTons | 0 | 0 | 0 | 0 | 0 | 0 | 0
BART NOX Annual-Leland Olds 1 -v5.13 | 77 | 5855 | Rate Constraint in lbs/MMBtu | FALSE | L | Annual | Allowances Banked | MTons | 0 | 0 | 0 | 0 | 0 | 0 | 0
BART NOX Annual-Leland Olds 1 -v5.13 | 77 | 5855 | Rate Constraint in lbs/MMBtu | FALSE | L | Annual | Allowances Withdrawn (1:1) | MTons | 0 | 0 | 0 | 0 | 0 | 0 | 0
BART NOX Annual-Leland Olds 1 -v5.13 | 77 | 5855 | Rate Constraint in lbs/MMBtu | FALSE | L | Annual | Allowances Withdrawn (n:1) | MTons | 0 | 0 | 0 | 0 | 0 | 0 | 0
BART NOX Annual-Leland Olds 1 -v5.13 | 77 | 5855 | Rate Constraint in lbs/MMBtu | FALSE | L | Annual | Net Emissions Allowance Position | MTons | 0 | 1.7327 | 1.7327 | 1.7327 | 1.7327 | 1.7327 | 1.7327
BART NOX Annual-Leland Olds 1 -v5.13 | 77 | 5855 | Rate Constraint in lbs/MMBtu | FALSE | L | Annual | Fuel Consumed | TBtu | 0 | 18.2394 | 18.2394 | 18.2394 | 18.2394 | 18.2394 | 18.2394
BART NOX Annual-Leland Olds 1 -v5.13 | 77 | 5855 | Rate Constraint in lbs/MMBtu | FALSE | L | Annual | Rate | lb/MMBtu | 0 | 0.19 | 0.19 | 0.19 | 0.19 | 0.19 | 0.19
BART NOX Annual-Leland Olds 1 -v5.13 | 77 | 5855 | Rate Constraint in lbs/MMBtu | FALSE | L | Annual | Generation | TWh | 0 | 1.6035 | 1.6035 | 1.6035 | 1.6035 | 1.6035 | 1.6035
BART NOX Annual-Leland Olds 1 -v5.13 | 77 | 5855 | Rate Constraint in lbs/MMBtu | FALSE | L | Annual | Qualifying Generation | TWh | 0 | 1.6035 | 1.6035 | 1.6035 | 1.6035 | 1.6035 | 1.6035
BART NOX Annual-Leland Olds 1 -v5.13 | 77 | 5855 | Rate Constraint in lbs/MMBtu | FALSE | L | Annual | Rate | lb/MWh | 0 | 1.0806 | 1.0806 | 1.0806 | 1.0806 | 1.0806 | 1.0806
BART NOX Annual-Leland Olds 1 -v5.13 | 77 | 5855 | Rate Constraint in lbs/MMBtu | FALSE | L | Annual | Constraint Shadow Price | US$/Ton | 0 | 251.2996 | 2220.224 | 12262.4456 | 1746.6883 | 0 | 0
BART NOX Annual-Leland Olds 2 -v5.13 | 78 | 5856 | Rate Constraint in lbs/MMBtu | FALSE | L | Annual | Seasons Included | Seasons |  | Winter, Summer | Winter, Summer | Winter, Summer | Winter, Summer | Winter, Summer | Winter, Summer
BART NOX Annual-Leland Olds 2 -v5.13 | 78 | 5856 | Rate Constraint in lbs/MMBtu | FALSE | L | Annual | Standard | lb/MMBtu | 0 | 0.35 | 0.35 | 0.35 | 0.35 | 0.35 | 0.35
BART NOX Annual-Leland Olds 2 -v5.13 | 78 | 5856 | Rate Constraint in lbs/MMBtu | FALSE | L | Annual | Emissions at Affected Plants NOX | MTons | 0 | 4.0521 | 4.0521 | 4.0521 | 4.0521 | 4.0521 | 4.0521
BART NOX Annual-Leland Olds 2 -v5.13 | 78 | 5856 | Rate Constraint in lbs/MMBtu | FALSE | L | Annual | Allowances Purchased NOX | MTons | 0 | 0 | 0 | 0 | 0 | 0 | 0
BART NOX Annual-Leland Olds 2 -v5.13 | 78 | 5856 | Rate Constraint in lbs/MMBtu | FALSE | L | Annual | Allowances Sold NOX | MTons | 0 | 0 | 0 | 0 | 0 | 0 | 0
BART NOX Annual-Leland Olds 2 -v5.13 | 78 | 5856 | Rate Constraint in lbs/MMBtu | FALSE | L | Annual | Allowances Banked | MTons | 0 | 0 | 0 | 0 | 0 | 0 | 0
BART NOX Annual-Leland Olds 2 -v5.13 | 78 | 5856 | Rate Constraint in lbs/MMBtu | FALSE | L | Annual | Allowances Withdrawn (1:1) | MTons | 0 | 0 | 0 | 0 | 0 | 0 | 0
BART NOX Annual-Leland Olds 2 -v5.13 | 78 | 5856 | Rate Constraint in lbs/MMBtu | FALSE | L | Annual | Allowances Withdrawn (n:1) | MTons | 0 | 0 | 0 | 0 | 0 | 0 | 0
BART NOX Annual-Leland Olds 2 -v5.13 | 78 | 5856 | Rate Constraint in lbs/MMBtu | FALSE | L | Annual | Net Emissions Allowance Position | MTons | 0 | 4.0521 | 4.0521 | 4.0521 | 4.0521 | 4.0521 | 4.0521
BART NOX Annual-Leland Olds 2 -v5.13 | 78 | 5856 | Rate Constraint in lbs/MMBtu | FALSE | L | Annual | Fuel Consumed | TBtu | 0 | 36.3596 | 36.3596 | 36.3596 | 36.3596 | 36.3596 | 36.3596
BART NOX Annual-Leland Olds 2 -v5.13 | 78 | 5856 | Rate Constraint in lbs/MMBtu | FALSE | L | Annual | Rate | lb/MMBtu | 0 | 0.22289 | 0.22289 | 0.22289 | 0.22289 | 0.22289 | 0.22289
BART NOX Annual-Leland Olds 2 -v5.13 | 78 | 5856 | Rate Constraint in lbs/MMBtu | FALSE | L | Annual | Generation | TWh | 0 | 3.2143 | 3.2143 | 3.2143 | 3.2143 | 3.2143 | 3.2143
BART NOX Annual-Leland Olds 2 -v5.13 | 78 | 5856 | Rate Constraint in lbs/MMBtu | FALSE | L | Annual | Qualifying Generation | TWh | 0 | 3.2143 | 3.2143 | 3.2143 | 3.2143 | 3.2143 | 3.2143
BART NOX Annual-Leland Olds 2 -v5.13 | 78 | 5856 | Rate Constraint in lbs/MMBtu | FALSE | L | Annual | Rate | lb/MWh | 0 | 1.2607 | 1.2607 | 1.2607 | 1.2607 | 1.2607 | 1.2607
BART NOX Annual-Leland Olds 2 -v5.13 | 78 | 5856 | Rate Constraint in lbs/MMBtu | FALSE | L | Annual | Constraint Shadow Price | US$/Ton | 0 | 0 | 0 | 0 | 0 | 0 | 0
BART NOX Annual-Martin Drake 5 -v5.13 | 79 | 5826 | Rate Constraint in lbs/MMBtu | FALSE | L | Annual | Seasons Included | Seasons |  | Winter, Summer | Winter, Summer | Winter, Summer | Winter, Summer | Winter, Summer | Winter, Summer
BART NOX Annual-Martin Drake 5 -v5.13 | 79 | 5826 | Rate Constraint in lbs/MMBtu | FALSE | L | Annual | Standard | lb/MMBtu | 0 | 0.31 | 0.31 | 0.31 | 0.31 | 0.31 | 0.31
BART NOX Annual-Martin Drake 5 -v5.13 | 79 | 5826 | Rate Constraint in lbs/MMBtu | FALSE | L | Annual | Emissions at Affected Plants NOX | MTons | 0 | 0.57448 | 0.57448 | 0.57448 | 0.57448 | 0.57448 | 0.57222
BART NOX Annual-Martin Drake 5 -v5.13 | 79 | 5826 | Rate Constraint in lbs/MMBtu | FALSE | L | Annual | Allowances Purchased NOX | MTons | 0 | 0 | 0 | 0 | 0 | 0 | 0
BART NOX Annual-Martin Drake 5 -v5.13 | 79 | 5826 | Rate Constraint in lbs/MMBtu | FALSE | L | Annual | Allowances Sold NOX | MTons | 0 | 0 | 0 | 0 | 0 | 0 | 0
BART NOX Annual-Martin Drake 5 -v5.13 | 79 | 5826 | Rate Constraint in lbs/MMBtu | FALSE | L | Annual | Allowances Banked | MTons | 0 | 0 | 0 | 0 | 0 | 0 | 0
BART NOX Annual-Martin Drake 5 -v5.13 | 79 | 5826 | Rate Constraint in lbs/MMBtu | FALSE | L | Annual | Allowances Withdrawn (1:1) | MTons | 0 | 0 | 0 | 0 | 0 | 0 | 0
BART NOX Annual-Martin Drake 5 -v5.13 | 79 | 5826 | Rate Constraint in lbs/MMBtu | FALSE | L | Annual | Allowances Withdrawn (n:1) | MTons | 0 | 0 | 0 | 0 | 0 | 0 | 0
BART NOX Annual-Martin Drake 5 -v5.13 | 79 | 5826 | Rate Constraint in lbs/MMBtu | FALSE | L | Annual | Net Emissions Allowance Position | MTons | 0 | 0.57448 | 0.57448 | 0.57448 | 0.57448 | 0.57448 | 0.57222
BART NOX Annual-Martin Drake 5 -v5.13 | 79 | 5826 | Rate Constraint in lbs/MMBtu | FALSE | L | Annual | Fuel Consumed | TBtu | 0 | 3.7063 | 3.7063 | 3.7063 | 3.7063 | 3.7063 | 3.7213
BART NOX Annual-Martin Drake 5 -v5.13 | 79 | 5826 | Rate Constraint in lbs/MMBtu | FALSE | L | Annual | Rate | lb/MMBtu | 0 | 0.31 | 0.31 | 0.31 | 0.31 | 0.31 | 0.30754
BART NOX Annual-Martin Drake 5 -v5.13 | 79 | 5826 | Rate Constraint in lbs/MMBtu | FALSE | L | Annual | Generation | TWh | 0 | 0.33701 | 0.33701 | 0.33701 | 0.33701 | 0.33701 | 0.33701
BART NOX Annual-Martin Drake 5 -v5.13 | 79 | 5826 | Rate Constraint in lbs/MMBtu | FALSE | L | Annual | Qualifying Generation | TWh | 0 | 0.33701 | 0.33701 | 0.33701 | 0.33701 | 0.33701 | 0.33701
BART NOX Annual-Martin Drake 5 -v5.13 | 79 | 5826 | Rate Constraint in lbs/MMBtu | FALSE | L | Annual | Rate | lb/MWh | 0 | 1.7047 | 1.7047 | 1.7047 | 1.7047 | 1.7047 | 1.6979
BART NOX Annual-Martin Drake 5 -v5.13 | 79 | 5826 | Rate Constraint in lbs/MMBtu | FALSE | L | Annual | Constraint Shadow Price | US$/Ton | 0 | 37626.5911 | 3702.7045 | 804.906 | 3085.4923 | 839.723 | 0
BART NOX Annual-Martin Drake 6 -v5.13 | 80 | 5827 | Rate Constraint in lbs/MMBtu | FALSE | L | Annual | Seasons Included | Seasons |  | Winter, Summer | Winter, Summer | Winter, Summer | Winter, Summer | Winter, Summer | Winter, Summer
BART NOX Annual-Martin Drake 6 -v5.13 | 80 | 5827 | Rate Constraint in lbs/MMBtu | FALSE | L | Annual | Standard | lb/MMBtu | 0 | 0.32 | 0.32 | 0.32 | 0.32 | 0.32 | 0.32
BART NOX Annual-Martin Drake 6 -v5.13 | 80 | 5827 | Rate Constraint in lbs/MMBtu | FALSE | L | Annual | Emissions at Affected Plants NOX | MTons | 0 | 0.98686 | 0.98686 | 0.98686 | 0.98686 | 0.98686 | 0.98156
BART NOX Annual-Martin Drake 6 -v5.13 | 80 | 5827 | Rate Constraint in lbs/MMBtu | FALSE | L | Annual | Allowances Purchased NOX | MTons | 0 | 0 | 0 | 0 | 0 | 0 | 0
BART NOX Annual-Martin Drake 6 -v5.13 | 80 | 5827 | Rate Constraint in lbs/MMBtu | FALSE | L | Annual | Allowances Sold NOX | MTons | 0 | 0 | 0 | 0 | 0 | 0 | 0
BART NOX Annual-Martin Drake 6 -v5.13 | 80 | 5827 | Rate Constraint in lbs/MMBtu | FALSE | L | Annual | Allowances Banked | MTons | 0 | 0 | 0 | 0 | 0 | 0 | 0
BART NOX Annual-Martin Drake 6 -v5.13 | 80 | 5827 | Rate Constraint in lbs/MMBtu | FALSE | L | Annual | Allowances Withdrawn (1:1) | MTons | 0 | 0 | 0 | 0 | 0 | 0 | 0
BART NOX Annual-Martin Drake 6 -v5.13 | 80 | 5827 | Rate Constraint in lbs/MMBtu | FALSE | L | Annual | Allowances Withdrawn (n:1) | MTons | 0 | 0 | 0 | 0 | 0 | 0 | 0
BART NOX Annual-Martin Drake 6 -v5.13 | 80 | 5827 | Rate Constraint in lbs/MMBtu | FALSE | L | Annual | Net Emissions Allowance Position | MTons | 0 | 0.98686 | 0.98686 | 0.98686 | 0.98686 | 0.98686 | 0.98156
BART NOX Annual-Martin Drake 6 -v5.13 | 80 | 5827 | Rate Constraint in lbs/MMBtu | FALSE | L | Annual | Fuel Consumed | TBtu | 0 | 6.1679 | 6.1679 | 6.1679 | 6.1679 | 6.1679 | 6.203
BART NOX Annual-Martin Drake 6 -v5.13 | 80 | 5827 | Rate Constraint in lbs/MMBtu | FALSE | L | Annual | Rate | lb/MMBtu | 0 | 0.32 | 0.32 | 0.32 | 0.32 | 0.32 | 0.31648
BART NOX Annual-Martin Drake 6 -v5.13 | 80 | 5827 | Rate Constraint in lbs/MMBtu | FALSE | L | Annual | Generation | TWh | 0 | 0.56649 | 0.56649 | 0.56649 | 0.56649 | 0.56649 | 0.56649
BART NOX Annual-Martin Drake 6 -v5.13 | 80 | 5827 | Rate Constraint in lbs/MMBtu | FALSE | L | Annual | Qualifying Generation | TWh | 0 | 0.56649 | 0.56649 | 0.56649 | 0.56649 | 0.56649 | 0.56649
BART NOX Annual-Martin Drake 6 -v5.13 | 80 | 5827 | Rate Constraint in lbs/MMBtu | FALSE | L | Annual | Rate | lb/MWh | 0 | 1.7421 | 1.7421 | 1.7421 | 1.7421 | 1.7421 | 1.7327
BART NOX Annual-Martin Drake 6 -v5.13 | 80 | 5827 | Rate Constraint in lbs/MMBtu | FALSE | L | Annual | Constraint Shadow Price | US$/Ton | 0 | 0 | 0 | 0 | 0 | 0 | 0
BART NOX Annual-Martin Drake 7 -v5.13 | 81 | 5828 | Rate Constraint in lbs/MMBtu | FALSE | L | Annual | Seasons Included | Seasons |  | Winter, Summer | Winter, Summer | Winter, Summer | Winter, Summer | Winter, Summer | Winter, Summer
BART NOX Annual-Martin Drake 7 -v5.13 | 81 | 5828 | Rate Constraint in lbs/MMBtu | FALSE | L | Annual | Standard | lb/MMBtu | 0 | 0.32 | 0.32 | 0.32 | 0.32 | 0.32 | 0.32
BART NOX Annual-Martin Drake 7 -v5.13 | 81 | 5828 | Rate Constraint in lbs/MMBtu | FALSE | L | Annual | Emissions at Affected Plants NOX | MTons | 0 | 1.6799 | 1.6799 | 1.6799 | 1.6799 | 1.6799 | 1.6708
BART NOX Annual-Martin Drake 7 -v5.13 | 81 | 5828 | Rate Constraint in lbs/MMBtu | FALSE | L | Annual | Allowances Purchased NOX | MTons | 0 | 0 | 0 | 0 | 0 | 0 | 0
BART NOX Annual-Martin Drake 7 -v5.13 | 81 | 5828 | Rate Constraint in lbs/MMBtu | FALSE | L | Annual | Allowances Sold NOX | MTons | 0 | 0 | 0 | 0 | 0 | 0 | 0
BART NOX Annual-Martin Drake 7 -v5.13 | 81 | 5828 | Rate Constraint in lbs/MMBtu | FALSE | L | Annual | Allowances Banked | MTons | 0 | 0 | 0 | 0 | 0 | 0 | 0
BART NOX Annual-Martin Drake 7 -v5.13 | 81 | 5828 | Rate Constraint in lbs/MMBtu | FALSE | L | Annual | Allowances Withdrawn (1:1) | MTons | 0 | 0 | 0 | 0 | 0 | 0 | 0
BART NOX Annual-Martin Drake 7 -v5.13 | 81 | 5828 | Rate Constraint in lbs/MMBtu | FALSE | L | Annual | Allowances Withdrawn (n:1) | MTons | 0 | 0 | 0 | 0 | 0 | 0 | 0
BART NOX Annual-Martin Drake 7 -v5.13 | 81 | 5828 | Rate Constraint in lbs/MMBtu | FALSE | L | Annual | Net Emissions Allowance Position | MTons | 0 | 1.6799 | 1.6799 | 1.6799 | 1.6799 | 1.6799 | 1.6708
BART NOX Annual-Martin Drake 7 -v5.13 | 81 | 5828 | Rate Constraint in lbs/MMBtu | FALSE | L | Annual | Fuel Consumed | TBtu | 0 | 10.4991 | 10.4991 | 10.4991 | 10.4991 | 10.4991 | 10.5589
BART NOX Annual-Martin Drake 7 -v5.13 | 81 | 5828 | Rate Constraint in lbs/MMBtu | FALSE | L | Annual | Rate | lb/MMBtu | 0 | 0.32 | 0.32 | 0.32 | 0.32 | 0.32 | 0.31648
BART NOX Annual-Martin Drake 7 -v5.13 | 81 | 5828 | Rate Constraint in lbs/MMBtu | FALSE | L | Annual | Generation | TWh | 0 | 0.97476 | 0.97476 | 0.97476 | 0.97476 | 0.97476 | 0.97476
BART NOX Annual-Martin Drake 7 -v5.13 | 81 | 5828 | Rate Constraint in lbs/MMBtu | FALSE | L | Annual | Qualifying Generation | TWh | 0 | 0.97476 | 0.97476 | 0.97476 | 0.97476 | 0.97476 | 0.97476
BART NOX Annual-Martin Drake 7 -v5.13 | 81 | 5828 | Rate Constraint in lbs/MMBtu | FALSE | L | Annual | Rate | lb/MWh | 0 | 1.7234 | 1.7234 | 1.7234 | 1.7234 | 1.7234 | 1.7141
BART NOX Annual-Martin Drake 7 -v5.13 | 81 | 5828 | Rate Constraint in lbs/MMBtu | FALSE | L | Annual | Constraint Shadow Price | US$/Ton | 0 | 0 | 0 | 0 | 0 | 0 | 0
BART NOX Annual-Merrimack 2 -v5.13 | 82 | 5844 | Rate Constraint in lbs/MMBtu | FALSE | L | Annual | Seasons Included | Seasons |  | Winter, Summer | Winter, Summer | Winter, Summer | Winter, Summer | Winter, Summer | Winter, Summer
BART NOX Annual-Merrimack 2 -v5.13 | 82 | 5844 | Rate Constraint in lbs/MMBtu | FALSE | L | Annual | Standard | lb/MMBtu | 0 | 0.3 | 0.3 | 0.3 | 0.3 | 0.3 | 0.3
BART NOX Annual-Merrimack 2 -v5.13 | 82 | 5844 | Rate Constraint in lbs/MMBtu | FALSE | L | Annual | Emissions at Affected Plants NOX | MTons | 0 | 0 | 0 | 0 | 0 | 0 | 0
BART NOX Annual-Merrimack 2 -v5.13 | 82 | 5844 | Rate Constraint in lbs/MMBtu | FALSE | L | Annual | Allowances Purchased NOX | MTons | 0 | 0 | 0 | 0 | 0 | 0 | 0
BART NOX Annual-Merrimack 2 -v5.13 | 82 | 5844 | Rate Constraint in lbs/MMBtu | FALSE | L | Annual | Allowances Sold NOX | MTons | 0 | 0 | 0 | 0 | 0 | 0 | 0
BART NOX Annual-Merrimack 2 -v5.13 | 82 | 5844 | Rate Constraint in lbs/MMBtu | FALSE | L | Annual | Allowances Banked | MTons | 0 | 0 | 0 | 0 | 0 | 0 | 0
BART NOX Annual-Merrimack 2 -v5.13 | 82 | 5844 | Rate Constraint in lbs/MMBtu | FALSE | L | Annual | Allowances Withdrawn (1:1) | MTons | 0 | 0 | 0 | 0 | 0 | 0 | 0
BART NOX Annual-Merrimack 2 -v5.13 | 82 | 5844 | Rate Constraint in lbs/MMBtu | FALSE | L | Annual | Allowances Withdrawn (n:1) | MTons | 0 | 0 | 0 | 0 | 0 | 0 | 0
BART NOX Annual-Merrimack 2 -v5.13 | 82 | 5844 | Rate Constraint in lbs/MMBtu | FALSE | L | Annual | Net Emissions Allowance Position | MTons | 0 | 0 | 0 | 0 | 0 | 0 | 0
BART NOX Annual-Merrimack 2 -v5.13 | 82 | 5844 | Rate Constraint in lbs/MMBtu | FALSE | L | Annual | Fuel Consumed | TBtu | 0 | 0 | 0 | 0 | 0 | 0 | 0
BART NOX Annual-Merrimack 2 -v5.13 | 82 | 5844 | Rate Constraint in lbs/MMBtu | FALSE | L | Annual | Rate | lb/MMBtu | 0 | 0 | 0 | 0 | 0 | 0 | 0
BART NOX Annual-Merrimack 2 -v5.13 | 82 | 5844 | Rate Constraint in lbs/MMBtu | FALSE | L | Annual | Generation | TWh | 0 | 0 | 0 | 0 | 0 | 0 | 0
BART NOX Annual-Merrimack 2 -v5.13 | 82 | 5844 | Rate Constraint in lbs/MMBtu | FALSE | L | Annual | Qualifying Generation | TWh | 0 | 0 | 0 | 0 | 0 | 0 | 0
BART NOX Annual-Merrimack 2 -v5.13 | 82 | 5844 | Rate Constraint in lbs/MMBtu | FALSE | L | Annual | Rate | lb/MWh | 0 | 0 | 0 | 0 | 0 | 0 | 0
BART NOX Annual-Merrimack 2 -v5.13 | 82 | 5844 | Rate Constraint in lbs/MMBtu | FALSE | L | Annual | Constraint Shadow Price | US$/Ton | 0 | 0 | 0 | 0 | 0 | 0 | 0
BART NOX Annual-Milton R Young B1 -v5.13 | 83 | 5857 | Rate Constraint in lbs/MMBtu | FALSE | L | Annual | Seasons Included | Seasons |  | Winter, Summer | Winter, Summer | Winter, Summer | Winter, Summer | Winter, Summer | Winter, Summer
BART NOX Annual-Milton R Young B1 -v5.13 | 83 | 5857 | Rate Constraint in lbs/MMBtu | FALSE | L | Annual | Standard | lb/MMBtu | 0 | 0.36 | 0.36 | 0.36 | 0.36 | 0.36 | 0.36
BART NOX Annual-Milton R Young B1 -v5.13 | 83 | 5857 | Rate Constraint in lbs/MMBtu | FALSE | L | Annual | Emissions at Affected Plants NOX | MTons | 0 | 3.6109 | 3.6109 | 3.6109 | 3.6109 | 3.6109 | 3.6109
BART NOX Annual-Milton R Young B1 -v5.13 | 83 | 5857 | Rate Constraint in lbs/MMBtu | FALSE | L | Annual | Allowances Purchased NOX | MTons | 0 | 0 | 0 | 0 | 0 | 0 | 0
BART NOX Annual-Milton R Young B1 -v5.13 | 83 | 5857 | Rate Constraint in lbs/MMBtu | FALSE | L | Annual | Allowances Sold NOX | MTons | 0 | 0 | 0 | 0 | 0 | 0 | 0
BART NOX Annual-Milton R Young B1 -v5.13 | 83 | 5857 | Rate Constraint in lbs/MMBtu | FALSE | L | Annual | Allowances Banked | MTons | 0 | 0 | 0 | 0 | 0 | 0 | 0
BART NOX Annual-Milton R Young B1 -v5.13 | 83 | 5857 | Rate Constraint in lbs/MMBtu | FALSE | L | Annual | Allowances Withdrawn (1:1) | MTons | 0 | 0 | 0 | 0 | 0 | 0 | 0
BART NOX Annual-Milton R Young B1 -v5.13 | 83 | 5857 | Rate Constraint in lbs/MMBtu | FALSE | L | Annual | Allowances Withdrawn (n:1) | MTons | 0 | 0 | 0 | 0 | 0 | 0 | 0
BART NOX Annual-Milton R Young B1 -v5.13 | 83 | 5857 | Rate Constraint in lbs/MMBtu | FALSE | L | Annual | Net Emissions Allowance Position | MTons | 0 | 3.6109 | 3.6109 | 3.6109 | 3.6109 | 3.6109 | 3.6109
BART NOX Annual-Milton R Young B1 -v5.13 | 83 | 5857 | Rate Constraint in lbs/MMBtu | FALSE | L | Annual | Fuel Consumed | TBtu | 0 | 20.0605 | 20.0605 | 20.0605 | 20.0605 | 20.0605 | 20.0605
BART NOX Annual-Milton R Young B1 -v5.13 | 83 | 5857 | Rate Constraint in lbs/MMBtu | FALSE | L | Annual | Rate | lb/MMBtu | 0 | 0.36 | 0.36 | 0.36 | 0.36 | 0.36 | 0.36
BART NOX Annual-Milton R Young B1 -v5.13 | 83 | 5857 | Rate Constraint in lbs/MMBtu | FALSE | L | Annual | Generation | TWh | 0 | 1.809 | 1.809 | 1.809 | 1.809 | 1.809 | 1.809
BART NOX Annual-Milton R Young B1 -v5.13 | 83 | 5857 | Rate Constraint in lbs/MMBtu | FALSE | L | Annual | Qualifying Generation | TWh | 0 | 1.809 | 1.809 | 1.809 | 1.809 | 1.809 | 1.809
BART NOX Annual-Milton R Young B1 -v5.13 | 83 | 5857 | Rate Constraint in lbs/MMBtu | FALSE | L | Annual | Rate | lb/MWh | 0 | 1.996 | 1.996 | 1.996 | 1.996 | 1.996 | 1.996
BART NOX Annual-Milton R Young B1 -v5.13 | 83 | 5857 | Rate Constraint in lbs/MMBtu | FALSE | L | Annual | Constraint Shadow Price | US$/Ton | 0 | 0 | 0 | 0 | 0 | 0 | 0
BART NOX Annual-Milton R Young B2 -v5.13 | 84 | 5858 | Rate Constraint in lbs/MMBtu | FALSE | L | Annual | Seasons Included | Seasons |  | Winter, Summer | Winter, Summer | Winter, Summer | Winter, Summer | Winter, Summer | Winter, Summer
BART NOX Annual-Milton R Young B2 -v5.13 | 84 | 5858 | Rate Constraint in lbs/MMBtu | FALSE | L | Annual | Standard | lb/MMBtu | 0 | 0.35 | 0.35 | 0.35 | 0.35 | 0.35 | 0.35
BART NOX Annual-Milton R Young B2 -v5.13 | 84 | 5858 | Rate Constraint in lbs/MMBtu | FALSE | L | Annual | Emissions at Affected Plants NOX | MTons | 0 | 5.7166 | 5.7166 | 5.7166 | 5.7166 | 5.7166 | 5.7166
BART NOX Annual-Milton R Young B2 -v5.13 | 84 | 5858 | Rate Constraint in lbs/MMBtu | FALSE | L | Annual | Allowances Purchased NOX | MTons | 0 | 0 | 0 | 0 | 0 | 0 | 0
BART NOX Annual-Milton R Young B2 -v5.13 | 84 | 5858 | Rate Constraint in lbs/MMBtu | FALSE | L | Annual | Allowances Sold NOX | MTons | 0 | 0 | 0 | 0 | 0 | 0 | 0
BART NOX Annual-Milton R Young B2 -v5.13 | 84 | 5858 | Rate Constraint in lbs/MMBtu | FALSE | L | Annual | Allowances Banked | MTons | 0 | 0 | 0 | 0 | 0 | 0 | 0
BART NOX Annual-Milton R Young B2 -v5.13 | 84 | 5858 | Rate Constraint in lbs/MMBtu | FALSE | L | Annual | Allowances Withdrawn (1:1) | MTons | 0 | 0 | 0 | 0 | 0 | 0 | 0
BART NOX Annual-Milton R Young B2 -v5.13 | 84 | 5858 | Rate Constraint in lbs/MMBtu | FALSE | L | Annual | Allowances Withdrawn (n:1) | MTons | 0 | 0 | 0 | 0 | 0 | 0 | 0
BART NOX Annual-Milton R Young B2 -v5.13 | 84 | 5858 | Rate Constraint in lbs/MMBtu | FALSE | L | Annual | Net Emissions Allowance Position | MTons | 0 | 5.7166 | 5.7166 | 5.7166 | 5.7166 | 5.7166 | 5.7166
BART NOX Annual-Milton R Young B2 -v5.13 | 84 | 5858 | Rate Constraint in lbs/MMBtu | FALSE | L | Annual | Fuel Consumed | TBtu | 0 | 35.5184 | 35.5184 | 35.5184 | 35.5184 | 35.5184 | 35.5184
BART NOX Annual-Milton R Young B2 -v5.13 | 84 | 5858 | Rate Constraint in lbs/MMBtu | FALSE | L | Annual | Rate | lb/MMBtu | 0 | 0.3219 | 0.3219 | 0.3219 | 0.3219 | 0.3219 | 0.3219
BART NOX Annual-Milton R Young B2 -v5.13 | 84 | 5858 | Rate Constraint in lbs/MMBtu | FALSE | L | Annual | Generation | TWh | 0 | 3.2071 | 3.2071 | 3.2071 | 3.2071 | 3.2071 | 3.2071
BART NOX Annual-Milton R Young B2 -v5.13 | 84 | 5858 | Rate Constraint in lbs/MMBtu | FALSE | L | Annual | Qualifying Generation | TWh | 0 | 3.2071 | 3.2071 | 3.2071 | 3.2071 | 3.2071 | 3.2071
BART NOX Annual-Milton R Young B2 -v5.13 | 84 | 5858 | Rate Constraint in lbs/MMBtu | FALSE | L | Annual | Rate | lb/MWh | 0 | 1.7825 | 1.7825 | 1.7825 | 1.7825 | 1.7825 | 1.7825
BART NOX Annual-Milton R Young B2 -v5.13 | 84 | 5858 | Rate Constraint in lbs/MMBtu | FALSE | L | Annual | Constraint Shadow Price | US$/Ton | 0 | 0 | 0 | 0 | 0 | 0 | 0
BART NOX Annual-Muskogee 4 -v5.13 | 85 | 5860 | Rate Constraint in lbs/MMBtu | FALSE | L | Annual | Seasons Included | Seasons |  | Winter, Summer | Winter, Summer | Winter, Summer | Winter, Summer | Winter, Summer | Winter, Summer
BART NOX Annual-Muskogee 4 -v5.13 | 85 | 5860 | Rate Constraint in lbs/MMBtu | FALSE | L | Annual | Standard | lb/MMBtu | 0 | 0.15 | 0.15 | 0.15 | 0.15 | 0.15 | 0.15
BART NOX Annual-Muskogee 4 -v5.13 | 85 | 5860 | Rate Constraint in lbs/MMBtu | FALSE | L | Annual | Emissions at Affected Plants NOX | MTons | 0 | 2.7771 | 2.7771 | 2.7771 | 2.7771 | 2.7771 | 2.7771
BART NOX Annual-Muskogee 4 -v5.13 | 85 | 5860 | Rate Constraint in lbs/MMBtu | FALSE | L | Annual | Allowances Purchased NOX | MTons | 0 | 0 | 0 | 0 | 0 | 0 | 0
BART NOX Annual-Muskogee 4 -v5.13 | 85 | 5860 | Rate Constraint in lbs/MMBtu | FALSE | L | Annual | Allowances Sold NOX | MTons | 0 | 0 | 0 | 0 | 0 | 0 | 0
BART NOX Annual-Muskogee 4 -v5.13 | 85 | 5860 | Rate Constraint in lbs/MMBtu | FALSE | L | Annual | Allowances Banked | MTons | 0 | 0 | 0 | 0 | 0 | 0 | 0
BART NOX Annual-Muskogee 4 -v5.13 | 85 | 5860 | Rate Constraint in lbs/MMBtu | FALSE | L | Annual | Allowances Withdrawn (1:1) | MTons | 0 | 0 | 0 | 0 | 0 | 0 | 0
BART NOX Annual-Muskogee 4 -v5.13 | 85 | 5860 | Rate Constraint in lbs/MMBtu | FALSE | L | Annual | Allowances Withdrawn (n:1) | MTons | 0 | 0 | 0 | 0 | 0 | 0 | 0
BART NOX Annual-Muskogee 4 -v5.13 | 85 | 5860 | Rate Constraint in lbs/MMBtu | FALSE | L | Annual | Net Emissions Allowance Position | MTons | 0 | 2.7771 | 2.7771 | 2.7771 | 2.7771 | 2.7771 | 2.7771
BART NOX Annual-Muskogee 4 -v5.13 | 85 | 5860 | Rate Constraint in lbs/MMBtu | FALSE | L | Annual | Fuel Consumed | TBtu | 0 | 38.3807 | 38.3807 | 38.3807 | 38.3807 | 38.3807 | 38.3807
BART NOX Annual-Muskogee 4 -v5.13 | 85 | 5860 | Rate Constraint in lbs/MMBtu | FALSE | L | Annual | Rate | lb/MMBtu | 0 | 0.14471 | 0.14471 | 0.14471 | 0.14471 | 0.14471 | 0.14471
BART NOX Annual-Muskogee 4 -v5.13 | 85 | 5860 | Rate Constraint in lbs/MMBtu | FALSE | L | Annual | Generation | TWh | 0 | 3.5678 | 3.5678 | 3.5678 | 3.5678 | 3.5678 | 3.5678
BART NOX Annual-Muskogee 4 -v5.13 | 85 | 5860 | Rate Constraint in lbs/MMBtu | FALSE | L | Annual | Qualifying Generation | TWh | 0 | 3.5678 | 3.5678 | 3.5678 | 3.5678 | 3.5678 | 3.5678
BART NOX Annual-Muskogee 4 -v5.13 | 85 | 5860 | Rate Constraint in lbs/MMBtu | FALSE | L | Annual | Rate | lb/MWh | 0 | 0.77837 | 0.77837 | 0.77837 | 0.77837 | 0.77837 | 0.77837
BART NOX Annual-Muskogee 4 -v5.13 | 85 | 5860 | Rate Constraint in lbs/MMBtu | FALSE | L | Annual | Constraint Shadow Price | US$/Ton | 0 | 0 | 0 | 0 | 0 | 0 | 0
BART NOX Annual-Muskogee 5 -v5.13 | 86 | 5861 | Rate Constraint in lbs/MMBtu | FALSE | L | Annual | Seasons Included | Seasons |  | Winter, Summer | Winter, Summer | Winter, Summer | Winter, Summer | Winter, Summer | Winter, Summer
BART NOX Annual-Muskogee 5 -v5.13 | 86 | 5861 | Rate Constraint in lbs/MMBtu | FALSE | L | Annual | Standard | lb/MMBtu | 0 | 0.15 | 0.15 | 0.15 | 0.15 | 0.15 | 0.15
BART NOX Annual-Muskogee 5 -v5.13 | 86 | 5861 | Rate Constraint in lbs/MMBtu | FALSE | L | Annual | Emissions at Affected Plants NOX | MTons | 0 | 2.8887 | 2.8887 | 2.8887 | 2.8887 | 2.8887 | 2.8887
BART NOX Annual-Muskogee 5 -v5.13 | 86 | 5861 | Rate Constraint in lbs/MMBtu | FALSE | L | Annual | Allowances Purchased NOX | MTons | 0 | 0 | 0 | 0 | 0 | 0 | 0
BART NOX Annual-Muskogee 5 -v5.13 | 86 | 5861 | Rate Constraint in lbs/MMBtu | FALSE | L | Annual | Allowances Sold NOX | MTons | 0 | 0 | 0 | 0 | 0 | 0 | 0
BART NOX Annual-Muskogee 5 -v5.13 | 86 | 5861 | Rate Constraint in lbs/MMBtu | FALSE | L | Annual | Allowances Banked | MTons | 0 | 0 | 0 | 0 | 0 | 0 | 0
BART NOX Annual-Muskogee 5 -v5.13 | 86 | 5861 | Rate Constraint in lbs/MMBtu | FALSE | L | Annual | Allowances Withdrawn (1:1) | MTons | 0 | 0 | 0 | 0 | 0 | 0 | 0
BART NOX Annual-Muskogee 5 -v5.13 | 86 | 5861 | Rate Constraint in lbs/MMBtu | FALSE | L | Annual | Allowances Withdrawn (n:1) | MTons | 0 | 0 | 0 | 0 | 0 | 0 | 0
BART NOX Annual-Muskogee 5 -v5.13 | 86 | 5861 | Rate Constraint in lbs/MMBtu | FALSE | L | Annual | Net Emissions Allowance Position | MTons | 0 | 2.8887 | 2.8887 | 2.8887 | 2.8887 | 2.8887 | 2.8887
BART NOX Annual-Muskogee 5 -v5.13 | 86 | 5861 | Rate Constraint in lbs/MMBtu | FALSE | L | Annual | Fuel Consumed | TBtu | 0 | 39.5115 | 39.5115 | 39.5115 | 39.5115 | 39.5115 | 39.5115
BART NOX Annual-Muskogee 5 -v5.13 | 86 | 5861 | Rate Constraint in lbs/MMBtu | FALSE | L | Annual | Rate | lb/MMBtu | 0 | 0.14622 | 0.14622 | 0.14622 | 0.14622 | 0.14622 | 0.14622
BART NOX Annual-Muskogee 5 -v5.13 | 86 | 5861 | Rate Constraint in lbs/MMBtu | FALSE | L | Annual | Generation | TWh | 0 | 3.6523 | 3.6523 | 3.6523 | 3.6523 | 3.6523 | 3.6523
BART NOX Annual-Muskogee 5 -v5.13 | 86 | 5861 | Rate Constraint in lbs/MMBtu | FALSE | L | Annual | Qualifying Generation | TWh | 0 | 3.6523 | 3.6523 | 3.6523 | 3.6523 | 3.6523 | 3.6523
BART NOX Annual-Muskogee 5 -v5.13 | 86 | 5861 | Rate Constraint in lbs/MMBtu | FALSE | L | Annual | Rate | lb/MWh | 0 | 0.79093 | 0.79093 | 0.79093 | 0.79093 | 0.79093 | 0.79093
BART NOX Annual-Muskogee 5 -v5.13 | 86 | 5861 | Rate Constraint in lbs/MMBtu | FALSE | L | Annual | Constraint Shadow Price | US$/Ton | 0 | 0 | 0 | 0 | 0 | 0 | 0
BART NOX Annual-Nebraska City 1 -v5.13 | 87 | 5840 | Rate Constraint in lbs/MMBtu | FALSE | L | Annual | Seasons Included | Seasons |  | Winter, Summer | Winter, Summer | Winter, Summer | Winter, Summer | Winter, Summer | Winter, Summer
BART NOX Annual-Nebraska City 1 -v5.13 | 87 | 5840 | Rate Constraint in lbs/MMBtu | FALSE | L | Annual | Standard | lb/MMBtu | 0 | 0.23 | 0.23 | 0.23 | 0.23 | 0.23 | 0.23
BART NOX Annual-Nebraska City 1 -v5.13 | 87 | 5840 | Rate Constraint in lbs/MMBtu | FALSE | L | Annual | Emissions at Affected Plants NOX | MTons | 0 | 4.8898 | 4.8898 | 4.8898 | 4.8898 | 4.8898 | 4.8898
BART NOX Annual-Nebraska City 1 -v5.13 | 87 | 5840 | Rate Constraint in lbs/MMBtu | FALSE | L | Annual | Allowances Purchased NOX | MTons | 0 | 0 | 0 | 0 | 0 | 0 | 0
BART NOX Annual-Nebraska City 1 -v5.13 | 87 | 5840 | Rate Constraint in lbs/MMBtu | FALSE | L | Annual | Allowances Sold NOX | MTons | 0 | 0 | 0 | 0 | 0 | 0 | 0
BART NOX Annual-Nebraska City 1 -v5.13 | 87 | 5840 | Rate Constraint in lbs/MMBtu | FALSE | L | Annual | Allowances Banked | MTons | 0 | 0 | 0 | 0 | 0 | 0 | 0
BART NOX Annual-Nebraska City 1 -v5.13 | 87 | 5840 | Rate Constraint in lbs/MMBtu | FALSE | L | Annual | Allowances Withdrawn (1:1) | MTons | 0 | 0 | 0 | 0 | 0 | 0 | 0
BART NOX Annual-Nebraska City 1 -v5.13 | 87 | 5840 | Rate Constraint in lbs/MMBtu | FALSE | L | Annual | Allowances Withdrawn (n:1) | MTons | 0 | 0 | 0 | 0 | 0 | 0 | 0
BART NOX Annual-Nebraska City 1 -v5.13 | 87 | 5840 | Rate Constraint in lbs/MMBtu | FALSE | L | Annual | Net Emissions Allowance Position | MTons | 0 | 4.8898 | 4.8898 | 4.8898 | 4.8898 | 4.8898 | 4.8898
BART NOX Annual-Nebraska City 1 -v5.13 | 87 | 5840 | Rate Constraint in lbs/MMBtu | FALSE | L | Annual | Fuel Consumed | TBtu | 0 | 47.3744 | 47.3744 | 47.3744 | 47.3744 | 47.3744 | 47.3744
BART NOX Annual-Nebraska City 1 -v5.13 | 87 | 5840 | Rate Constraint in lbs/MMBtu | FALSE | L | Annual | Rate | lb/MMBtu | 0 | 0.20643 | 0.20643 | 0.20643 | 0.20643 | 0.20643 | 0.20643
BART NOX Annual-Nebraska City 1 -v5.13 | 87 | 5840 | Rate Constraint in lbs/MMBtu | FALSE | L | Annual | Generation | TWh | 0 | 4.6783 | 4.6783 | 4.6783 | 4.6783 | 4.6783 | 4.6783
BART NOX Annual-Nebraska City 1 -v5.13 | 87 | 5840 | Rate Constraint in lbs/MMBtu | FALSE | L | Annual | Qualifying Generation | TWh | 0 | 4.6783 | 4.6783 | 4.6783 | 4.6783 | 4.6783 | 4.6783
BART NOX Annual-Nebraska City 1 -v5.13 | 87 | 5840 | Rate Constraint in lbs/MMBtu | FALSE | L | Annual | Rate | lb/MWh | 0 | 1.0452 | 1.0452 | 1.0452 | 1.0452 | 1.0452 | 1.0452
BART NOX Annual-Nebraska City 1 -v5.13 | 87 | 5840 | Rate Constraint in lbs/MMBtu | FALSE | L | Annual | Constraint Shadow Price | US$/Ton | 0 | 0 | 0 | 0 | 0 | 0 | 0
BART NOX Annual-Northeastern 3313 -v5.13 | 88 | 5862 | Rate Constraint in lbs/MMBtu | FALSE | L | Annual | Seasons Included | Seasons |  | Winter, Summer | Winter, Summer | Winter, Summer | Winter, Summer | Winter, Summer | Winter, Summer
BART NOX Annual-Northeastern 3313 -v5.13 | 88 | 5862 | Rate Constraint in lbs/MMBtu | FALSE | L | Annual | Standard | lb/MMBtu | 0 | 0.23 | 0.23 | 0.23 | 0.23 | 0.23 | 0.23
BART NOX Annual-Northeastern 3313 -v5.13 | 88 | 5862 | Rate Constraint in lbs/MMBtu | FALSE | L | Annual | Emissions at Affected Plants NOX | MTons | 0 | 3.722 | 3.722 | 3.722 | 0 | 0 | 0
BART NOX Annual-Northeastern 3313 -v5.13 | 88 | 5862 | Rate Constraint in lbs/MMBtu | FALSE | L | Annual | Allowances Purchased NOX | MTons | 0 | 0 | 0 | 0 | 0 | 0 | 0
BART NOX Annual-Northeastern 3313 -v5.13 | 88 | 5862 | Rate Constraint in lbs/MMBtu | FALSE | L | Annual | Allowances Sold NOX | MTons | 0 | 0 | 0 | 0 | 0 | 0 | 0
BART NOX Annual-Northeastern 3313 -v5.13 | 88 | 5862 | Rate Constraint in lbs/MMBtu | FALSE | L | Annual | Allowances Banked | MTons | 0 | 0 | 0 | 0 | 0 | 0 | 0
BART NOX Annual-Northeastern 3313 -v5.13 | 88 | 5862 | Rate Constraint in lbs/MMBtu | FALSE | L | Annual | Allowances Withdrawn (1:1) | MTons | 0 | 0 | 0 | 0 | 0 | 0 | 0
BART NOX Annual-Northeastern 3313 -v5.13 | 88 | 5862 | Rate Constraint in lbs/MMBtu | FALSE | L | Annual | Allowances Withdrawn (n:1) | MTons | 0 | 0 | 0 | 0 | 0 | 0 | 0
BART NOX Annual-Northeastern 3313 -v5.13 | 88 | 5862 | Rate Constraint in lbs/MMBtu | FALSE | L | Annual | Net Emissions Allowance Position | MTons | 0 | 3.722 | 3.722 | 3.722 | 0 | 0 | 0
BART NOX Annual-Northeastern 3313 -v5.13 | 88 | 5862 | Rate Constraint in lbs/MMBtu | FALSE | L | Annual | Fuel Consumed | TBtu | 0 | 32.3654 | 32.3654 | 32.3654 | 0 | 0 | 0
BART NOX Annual-Northeastern 3313 -v5.13 | 88 | 5862 | Rate Constraint in lbs/MMBtu | FALSE | L | Annual | Rate | lb/MMBtu | 0 | 0.23 | 0.23 | 0.23 | 0 | 0 | 0
BART NOX Annual-Northeastern 3313 -v5.13 | 88 | 5862 | Rate Constraint in lbs/MMBtu | FALSE | L | Annual | Generation | TWh | 0 | 3.2647 | 3.2647 | 3.2647 | 0 | 0 | 0
BART NOX Annual-Northeastern 3313 -v5.13 | 88 | 5862 | Rate Constraint in lbs/MMBtu | FALSE | L | Annual | Qualifying Generation | TWh | 0 | 3.2647 | 3.2647 | 3.2647 | 0 | 0 | 0
BART NOX Annual-Northeastern 3313 -v5.13 | 88 | 5862 | Rate Constraint in lbs/MMBtu | FALSE | L | Annual | Rate | lb/MWh | 0 | 1.1401 | 1.1401 | 1.1401 | 0 | 0 | 0
BART NOX Annual-Northeastern 3313 -v5.13 | 88 | 5862 | Rate Constraint in lbs/MMBtu | FALSE | L | Annual | Constraint Shadow Price | US$/Ton | 0 | 38452.8541 | 5527.0363 | 2355.0772 | 0 | 0 | 0
BART NOX Annual-Northeastern 3314 -v5.13 | 89 | 5863 | Rate Constraint in lbs/MMBtu | FALSE | L | Annual | Seasons Included | Seasons |  | Winter, Summer | Winter, Summer | Winter, Summer | Winter, Summer | Winter, Summer | Winter, Summer
BART NOX Annual-Northeastern 3314 -v5.13 | 89 | 5863 | Rate Constraint in lbs/MMBtu | FALSE | L | Annual | Standard | lb/MMBtu | 0 | 0.15 | 0.15 | 0.15 | 0.15 | 0.15 | 0.15
BART NOX Annual-Northeastern 3314 -v5.13 | 89 | 5863 | Rate Constraint in lbs/MMBtu | FALSE | L | Annual | Emissions at Affected Plants NOX | MTons | 0 | 0 | 0 | 0 | 0 | 0 | 0
BART NOX Annual-Northeastern 3314 -v5.13 | 89 | 5863 | Rate Constraint in lbs/MMBtu | FALSE | L | Annual | Allowances Purchased NOX | MTons | 0 | 0 | 0 | 0 | 0 | 0 | 0
BART NOX Annual-Northeastern 3314 -v5.13 | 89 | 5863 | Rate Constraint in lbs/MMBtu | FALSE | L | Annual | Allowances Sold NOX | MTons | 0 | 0 | 0 | 0 | 0 | 0 | 0
BART NOX Annual-Northeastern 3314 -v5.13 | 89 | 5863 | Rate Constraint in lbs/MMBtu | FALSE | L | Annual | Allowances Banked | MTons | 0 | 0 | 0 | 0 | 0 | 0 | 0
BART NOX Annual-Northeastern 3314 -v5.13 | 89 | 5863 | Rate Constraint in lbs/MMBtu | FALSE | L | Annual | Allowances Withdrawn (1:1) | MTons | 0 | 0 | 0 | 0 | 0 | 0 | 0
BART NOX Annual-Northeastern 3314 -v5.13 | 89 | 5863 | Rate Constraint in lbs/MMBtu | FALSE | L | Annual | Allowances Withdrawn (n:1) | MTons | 0 | 0 | 0 | 0 | 0 | 0 | 0
BART NOX Annual-Northeastern 3314 -v5.13 | 89 | 5863 | Rate Constraint in lbs/MMBtu | FALSE | L | Annual | Net Emissions Allowance Position | MTons | 0 | 0 | 0 | 0 | 0 | 0 | 0
BART NOX Annual-Northeastern 3314 -v5.13 | 89 | 5863 | Rate Constraint in lbs/MMBtu | FALSE | L | Annual | Fuel Consumed | TBtu | 0 | 0 | 0 | 0 | 0 | 0 | 0
BART NOX Annual-Northeastern 3314 -v5.13 | 89 | 5863 | Rate Constraint in lbs/MMBtu | FALSE | L | Annual | Rate | lb/MMBtu | 0 | 0 | 0 | 0 | 0 | 0 | 0
BART NOX Annual-Northeastern 3314 -v5.13 | 89 | 5863 | Rate Constraint in lbs/MMBtu | FALSE | L | Annual | Generation | TWh | 0 | 0 | 0 | 0 | 0 | 0 | 0
BART NOX Annual-Northeastern 3314 -v5.13 | 89 | 5863 | Rate Constraint in lbs/MMBtu | FALSE | L | Annual | Qualifying Generation | TWh | 0 | 0 | 0 | 0 | 0 | 0 | 0
BART NOX Annual-Northeastern 3314 -v5.13 | 89 | 5863 | Rate Constraint in lbs/MMBtu | FALSE | L | Annual | Rate | lb/MWh | 0 | 0 | 0 | 0 | 0 | 0 | 0
BART NOX Annual-Northeastern 3314 -v5.13 | 89 | 5863 | Rate Constraint in lbs/MMBtu | FALSE | L | Annual | Constraint Shadow Price | US$/Ton | 0 | 8776.1565 | 1095.5019 | 1463.9669 | 223.3529 | 0 | 0
BART NOX Annual-Pawnee 1 -v5.13 | 90 | 5829 | Rate Constraint in lbs/MMBtu | FALSE | L | Annual | Seasons Included | Seasons |  | Winter, Summer | Winter, Summer | Winter, Summer | Winter, Summer | Winter, Summer | Winter, Summer
BART NOX Annual-Pawnee 1 -v5.13 | 90 | 5829 | Rate Constraint in lbs/MMBtu | FALSE | L | Annual | Standard | lb/MMBtu | 0 | 0.07 | 0.07 | 0.07 | 0.07 | 0.07 | 0.07
BART NOX Annual-Pawnee 1 -v5.13 | 90 | 5829 | Rate Constraint in lbs/MMBtu | FALSE | L | Annual | Emissions at Affected Plants NOX | MTons | 0 | 1.3479 | 1.3479 | 1.3479 | 1.3479 | 1.3479 | 1.3479
BART NOX Annual-Pawnee 1 -v5.13 | 90 | 5829 | Rate Constraint in lbs/MMBtu | FALSE | L | Annual | Allowances Purchased NOX | MTons | 0 | 0 | 0 | 0 | 0 | 0 | 0
BART NOX Annual-Pawnee 1 -v5.13 | 90 | 5829 | Rate Constraint in lbs/MMBtu | FALSE | L | Annual | Allowances Sold NOX | MTons | 0 | 0 | 0 | 0 | 0 | 0 | 0
BART NOX Annual-Pawnee 1 -v5.13 | 90 | 5829 | Rate Constraint in lbs/MMBtu | FALSE | L | Annual | Allowances Banked | MTons | 0 | 0 | 0 | 0 | 0 | 0 | 0
BART NOX Annual-Pawnee 1 -v5.13 | 90 | 5829 | Rate Constraint in lbs/MMBtu | FALSE | L | Annual | Allowances Withdrawn (1:1) | MTons | 0 | 0 | 0 | 0 | 0 | 0 | 0
BART NOX Annual-Pawnee 1 -v5.13 | 90 | 5829 | Rate Constraint in lbs/MMBtu | FALSE | L | Annual | Allowances Withdrawn (n:1) | MTons | 0 | 0 | 0 | 0 | 0 | 0 | 0
BART NOX Annual-Pawnee 1 -v5.13 | 90 | 5829 | Rate Constraint in lbs/MMBtu | FALSE | L | Annual | Net Emissions Allowance Position | MTons | 0 | 1.3479 | 1.3479 | 1.3479 | 1.3479 | 1.3479 | 1.3479
BART NOX Annual-Pawnee 1 -v5.13 | 90 | 5829 | Rate Constraint in lbs/MMBtu | FALSE | L | Annual | Fuel Consumed | TBtu | 0 | 38.5111 | 38.5111 | 38.5111 | 38.5111 | 38.5111 | 38.5111
BART NOX Annual-Pawnee 1 -v5.13 | 90 | 5829 | Rate Constraint in lbs/MMBtu | FALSE | L | Annual | Rate | lb/MMBtu | 0 | 0.07 | 0.07 | 0.07 | 0.07 | 0.07 | 0.07
BART NOX Annual-Pawnee 1 -v5.13 | 90 | 5829 | Rate Constraint in lbs/MMBtu | FALSE | L | Annual | Generation | TWh | 0 | 3.6214 | 3.6214 | 3.6214 | 3.6214 | 3.6214 | 3.6214
BART NOX Annual-Pawnee 1 -v5.13 | 90 | 5829 | Rate Constraint in lbs/MMBtu | FALSE | L | Annual | Qualifying Generation | TWh | 0 | 3.6214 | 3.6214 | 3.6214 | 3.6214 | 3.6214 | 3.6214
BART NOX Annual-Pawnee 1 -v5.13 | 90 | 5829 | Rate Constraint in lbs/MMBtu | FALSE | L | Annual | Rate | lb/MWh | 0 | 0.3722 | 0.3722 | 0.3722 | 0.3722 | 0.3722 | 0.3722
BART NOX Annual-Pawnee 1 -v5.13 | 90 | 5829 | Rate Constraint in lbs/MMBtu | FALSE | L | Annual | Constraint Shadow Price | US$/Ton | 0 | 0 | 0 | 0 | 0 | 0 | 0
BART NOX Annual-Ray D Nixon 1 -v5.13 | 91 | 5830 | Rate Constraint in lbs/MMBtu | FALSE | L | Annual | Seasons Included | Seasons |  | Winter, Summer | Winter, Summer | Winter, Summer | Winter, Summer | Winter, Summer | Winter, Summer
BART NOX Annual-Ray D Nixon 1 -v5.13 | 91 | 5830 | Rate Constraint in lbs/MMBtu | FALSE | L | Annual | Standard | lb/MMBtu | 0 | 0.21 | 0.21 | 0.21 | 0.21 | 0.21 | 0.21
BART NOX Annual-Ray D Nixon 1 -v5.13 | 91 | 5830 | Rate Constraint in lbs/MMBtu | FALSE | L | Annual | Emissions at Affected Plants NOX | MTons | 0 | 1.3855 | 1.3855 | 1.3855 | 1.3855 | 1.3855 | 1.3781
BART NOX Annual-Ray D Nixon 1 -v5.13 | 91 | 5830 | Rate Constraint in lbs/MMBtu | FALSE | L | Annual | Allowances Purchased NOX | MTons | 0 | 0 | 0 | 0 | 0 | 0 | 0
BART NOX Annual-Ray D Nixon 1 -v5.13 | 91 | 5830 | Rate Constraint in lbs/MMBtu | FALSE | L | Annual | Allowances Sold NOX | MTons | 0 | 0 | 0 | 0 | 0 | 0 | 0
BART NOX Annual-Ray D Nixon 1 -v5.13 | 91 | 5830 | Rate Constraint in lbs/MMBtu | FALSE | L | Annual | Allowances Banked | MTons | 0 | 0 | 0 | 0 | 0 | 0 | 0
BART NOX Annual-Ray D Nixon 1 -v5.13 | 91 | 5830 | Rate Constraint in lbs/MMBtu | FALSE | L | Annual | Allowances Withdrawn (1:1) | MTons | 0 | 0 | 0 | 0 | 0 | 0 | 0
BART NOX Annual-Ray D Nixon 1 -v5.13 | 91 | 5830 | Rate Constraint in lbs/MMBtu | FALSE | L | Annual | Allowances Withdrawn (n:1) | MTons | 0 | 0 | 0 | 0 | 0 | 0 | 0
BART NOX Annual-Ray D Nixon 1 -v5.13 | 91 | 5830 | Rate Constraint in lbs/MMBtu | FALSE | L | Annual | Net Emissions Allowance Position | MTons | 0 | 1.3855 | 1.3855 | 1.3855 | 1.3855 | 1.3855 | 1.3781
BART NOX Annual-Ray D Nixon 1 -v5.13 | 91 | 5830 | Rate Constraint in lbs/MMBtu | FALSE | L | Annual | Fuel Consumed | TBtu | 0 | 15.1413 | 15.1413 | 15.1413 | 15.1413 | 15.1413 | 15.2275
BART NOX Annual-Ray D Nixon 1 -v5.13 | 91 | 5830 | Rate Constraint in lbs/MMBtu | FALSE | L | Annual | Rate | lb/MMBtu | 0 | 0.18301 | 0.18301 | 0.18301 | 0.18301 | 0.18301 | 0.181
BART NOX Annual-Ray D Nixon 1 -v5.13 | 91 | 5830 | Rate Constraint in lbs/MMBtu | FALSE | L | Annual | Generation | TWh | 0 | 1.4897 | 1.4897 | 1.4897 | 1.4897 | 1.4897 | 1.4897
BART NOX Annual-Ray D Nixon 1 -v5.13 | 91 | 5830 | Rate Constraint in lbs/MMBtu | FALSE | L | Annual | Qualifying Generation | TWh | 0 | 1.4897 | 1.4897 | 1.4897 | 1.4897 | 1.4897 | 1.4897
BART NOX Annual-Ray D Nixon 1 -v5.13 | 91 | 5830 | Rate Constraint in lbs/MMBtu | FALSE | L | Annual | Rate | lb/MWh | 0 | 0.93007 | 0.93007 | 0.93007 | 0.93007 | 0.93007 | 0.92507
BART NOX Annual-Ray D Nixon 1 -v5.13 | 91 | 5830 | Rate Constraint in lbs/MMBtu | FALSE | L | Annual | Constraint Shadow Price | US$/Ton | 0 | 0 | 0 | 0 | 0 | 0 | 0
BART NOX Annual-San Juan 1 & 4 -v5.13 | 92 | 5850 | Rate Constraint in lbs/MMBtu | FALSE | L | Annual | Seasons Included | Seasons | Winter, Summer | Winter, Summer | Winter, Summer | Winter, Summer | Winter, Summer | Winter, Summer | Winter, Summer
BART NOX Annual-San Juan 1 & 4 -v5.13 | 92 | 5850 | Rate Constraint in lbs/MMBtu | FALSE | L | Annual | Standard | lb/MMBtu | 0.23 | 0.23 | 0.23 | 0.23 | 0.23 | 0.23 | 0.23
BART NOX Annual-San Juan 1 & 4 -v5.13 | 92 | 5850 | Rate Constraint in lbs/MMBtu | FALSE | L | Annual | Emissions at Affected Plants NOX | MTons | 1.6315 | 1.6315 | 1.6315 | 1.6315 | 1.6315 | 1.3862 | 1.4821
BART NOX Annual-San Juan 1 & 4 -v5.13 | 92 | 5850 | Rate Constraint in lbs/MMBtu | FALSE | L | Annual | Allowances Purchased NOX | MTons | 0 | 0 | 0 | 0 | 0 | 0 | 0
BART NOX Annual-San Juan 1 & 4 -v5.13 | 92 | 5850 | Rate Constraint in lbs/MMBtu | FALSE | L | Annual | Allowances Sold NOX | MTons | 0 | 0 | 0 | 0 | 0 | 0 | 0
BART NOX Annual-San Juan 1 & 4 -v5.13 | 92 | 5850 | Rate Constraint in lbs/MMBtu | FALSE | L | Annual | Allowances Banked | MTons | 0 | 0 | 0 | 0 | 0 | 0 | 0
BART NOX Annual-San Juan 1 & 4 -v5.13 | 92 | 5850 | Rate Constraint in lbs/MMBtu | FALSE | L | Annual | Allowances Withdrawn (1:1) | MTons | 0 | 0 | 0 | 0 | 0 | 0 | 0
BART NOX Annual-San Juan 1 & 4 -v5.13 | 92 | 5850 | Rate Constraint in lbs/MMBtu | FALSE | L | Annual | Allowances Withdrawn (n:1) | MTons | 0 | 0 | 0 | 0 | 0 | 0 | 0
BART NOX Annual-San Juan 1 & 4 -v5.13 | 92 | 5850 | Rate Constraint in lbs/MMBtu | FALSE | L | Annual | Net Emissions Allowance Position | MTons | 1.6315 | 1.6315 | 1.6315 | 1.6315 | 1.6315 | 1.3862 | 1.4821
BART NOX Annual-San Juan 1 & 4 -v5.13 | 92 | 5850 | Rate Constraint in lbs/MMBtu | FALSE | L | Annual | Fuel Consumed | TBtu | 64.8825 | 64.8825 | 64.8825 | 64.8825 | 64.8825 | 55.0997 | 58.9357
BART NOX Annual-San Juan 1 & 4 -v5.13 | 92 | 5850 | Rate Constraint in lbs/MMBtu | FALSE | L | Annual | Rate | lb/MMBtu | 0.050291 | 0.050291 | 0.050291 | 0.050291 | 0.050291 | 0.050318 | 0.050297
BART NOX Annual-San Juan 1 & 4 -v5.13 | 92 | 5850 | Rate Constraint in lbs/MMBtu | FALSE | L | Annual | Generation | TWh | 5.976 | 5.976 | 5.976 | 5.976 | 5.976 | 5.0786 | 5.4209
BART NOX Annual-San Juan 1 & 4 -v5.13 | 92 | 5850 | Rate Constraint in lbs/MMBtu | FALSE | L | Annual | Qualifying Generation | TWh | 5.976 | 5.976 | 5.976 | 5.976 | 5.976 | 5.0786 | 5.4209
BART NOX Annual-San Juan 1 & 4 -v5.13 | 92 | 5850 | Rate Constraint in lbs/MMBtu | FALSE | L | Annual | Rate | lb/MWh | 0.27301 | 0.27301 | 0.27301 | 0.27301 | 0.27301 | 0.27296 | 0.27341
BART NOX Annual-San Juan 1 & 4 -v5.13 | 92 | 5850 | Rate Constraint in lbs/MMBtu | FALSE | L | Annual | Constraint Shadow Price | US$/Ton | 0 | 0 | 0 | 0 | 0 | 0 | 0
BART NOX Annual-Sooner 1 -v5.13 | 95 | 5864 | Rate Constraint in lbs/MMBtu | FALSE | L | Annual | Seasons Included | Seasons |  | Winter, Summer | Winter, Summer | Winter, Summer | Winter, Summer | Winter, Summer | Winter, Summer
BART NOX Annual-Sooner 1 -v5.13 | 95 | 5864 | Rate Constraint in lbs/MMBtu | FALSE | L | Annual | Standard | lb/MMBtu | 0 | 0.15 | 0.15 | 0.15 | 0.15 | 0.15 | 0.15
BART NOX Annual-Sooner 1 -v5.13 | 95 | 5864 | Rate Constraint in lbs/MMBtu | FALSE | L | Annual | Emissions at Affected Plants NOX | MTons | 0 | 2.7503 | 2.7503 | 2.7503 | 2.7503 | 2.7503 | 2.7503
BART NOX Annual-Sooner 1 -v5.13 | 95 | 5864 | Rate Constraint in lbs/MMBtu | FALSE | L | Annual | Allowances Purchased NOX | MTons | 0 | 0 | 0 | 0 | 0 | 0 | 0
BART NOX Annual-Sooner 1 -v5.13 | 95 | 5864 | Rate Constraint in lbs/MMBtu | FALSE | L | Annual | Allowances Sold NOX | MTons | 0 | 0 | 0 | 0 | 0 | 0 | 0
BART NOX Annual-Sooner 1 -v5.13 | 95 | 5864 | Rate Constraint in lbs/MMBtu | FALSE | L | Annual | Allowances Banked | MTons | 0 | 0 | 0 | 0 | 0 | 0 | 0
BART NOX Annual-Sooner 1 -v5.13 | 95 | 5864 | Rate Constraint in lbs/MMBtu | FALSE | L | Annual | Allowances Withdrawn (1:1) | MTons | 0 | 0 | 0 | 0 | 0 | 0 | 0
BART NOX Annual-Sooner 1 -v5.13 | 95 | 5864 | Rate Constraint in lbs/MMBtu | FALSE | L | Annual | Allowances Withdrawn (n:1) | MTons | 0 | 0 | 0 | 0 | 0 | 0 | 0
BART NOX Annual-Sooner 1 -v5.13 | 95 | 5864 | Rate Constraint in lbs/MMBtu | FALSE | L | Annual | Net Emissions Allowance Position | MTons | 0 | 2.7503 | 2.7503 | 2.7503 | 2.7503 | 2.7503 | 2.7503
BART NOX Annual-Sooner 1 -v5.13 | 95 | 5864 | Rate Constraint in lbs/MMBtu | FALSE | L | Annual | Fuel Consumed | TBtu | 0 | 38.4555 | 38.4555 | 38.4555 | 38.4555 | 38.4555 | 38.4555
BART NOX Annual-Sooner 1 -v5.13 | 95 | 5864 | Rate Constraint in lbs/MMBtu | FALSE | L | Annual | Rate | lb/MMBtu | 0 | 0.14304 | 0.14304 | 0.14304 | 0.14304 | 0.14304 | 0.14304
BART NOX Annual-Sooner 1 -v5.13 | 95 | 5864 | Rate Constraint in lbs/MMBtu | FALSE | L | Annual | Generation | TWh | 0 | 3.6897 | 3.6897 | 3.6897 | 3.6897 | 3.6897 | 3.6897
BART NOX Annual-Sooner 1 -v5.13 | 95 | 5864 | Rate Constraint in lbs/MMBtu | FALSE | L | Annual | Qualifying Generation | TWh | 0 | 3.6897 | 3.6897 | 3.6897 | 3.6897 | 3.6897 | 3.6897
BART NOX Annual-Sooner 1 -v5.13 | 95 | 5864 | Rate Constraint in lbs/MMBtu | FALSE | L | Annual | Rate | lb/MWh | 0 | 0.74541 | 0.74541 | 0.74541 | 0.74541 | 0.74541 | 0.74541
BART NOX Annual-Sooner 1 -v5.13 | 95 | 5864 | Rate Constraint in lbs/MMBtu | FALSE | L | Annual | Constraint Shadow Price | US$/Ton | 0 | 0 | 0 | 0 | 0 | 0 | 0
BART NOX Annual-Sooner 2 -v5.13 | 96 | 5865 | Rate Constraint in lbs/MMBtu | FALSE | L | Annual | Seasons Included | Seasons |  | Winter, Summer | Winter, Summer | Winter, Summer | Winter, Summer | Winter, Summer | Winter, Summer
BART NOX Annual-Sooner 2 -v5.13 | 96 | 5865 | Rate Constraint in lbs/MMBtu | FALSE | L | Annual | Standard | lb/MMBtu | 0 | 0.15 | 0.15 | 0.15 | 0.15 | 0.15 | 0.15
BART NOX Annual-Sooner 2 -v5.13 | 96 | 5865 | Rate Constraint in lbs/MMBtu | FALSE | L | Annual | Emissions at Affected Plants NOX | MTons | 0 | 2.7609 | 2.7609 | 2.7609 | 2.7609 | 2.7609 | 2.761
BART NOX Annual-Sooner 2 -v5.13 | 96 | 5865 | Rate Constraint in lbs/MMBtu | FALSE | L | Annual | Allowances Purchased NOX | MTons | 0 | 0 | 0 | 0 | 0 | 0 | 0
BART NOX Annual-Sooner 2 -v5.13 | 96 | 5865 | Rate Constraint in lbs/MMBtu | FALSE | L | Annual | Allowances Sold NOX | MTons | 0 | 0 | 0 | 0 | 0 | 0 | 0
BART NOX Annual-Sooner 2 -v5.13 | 96 | 5865 | Rate Constraint in lbs/MMBtu | FALSE | L | Annual | Allowances Banked | MTons | 0 | 0 | 0 | 0 | 0 | 0 | 0
BART NOX Annual-Sooner 2 -v5.13 | 96 | 5865 | Rate Constraint in lbs/MMBtu | FALSE | L | Annual | Allowances Withdrawn (1:1) | MTons | 0 | 0 | 0 | 0 | 0 | 0 | 0
BART NOX Annual-Sooner 2 -v5.13 | 96 | 5865 | Rate Constraint in lbs/MMBtu | FALSE | L | Annual | Allowances Withdrawn (n:1) | MTons | 0 | 0 | 0 | 0 | 0 | 0 | 0
BART NOX Annual-Sooner 2 -v5.13 | 96 | 5865 | Rate Constraint in lbs/MMBtu | FALSE | L | Annual | Net Emissions Allowance Position | MTons | 0 | 2.7609 | 2.7609 | 2.7609 | 2.7609 | 2.7609 | 2.761
BART NOX Annual-Sooner 2 -v5.13 | 96 | 5865 | Rate Constraint in lbs/MMBtu | FALSE | L | Annual | Fuel Consumed | TBtu | 0 | 38.6535 | 38.6535 | 38.6535 | 38.6535 | 38.6535 | 38.6556
BART NOX Annual-Sooner 2 -v5.13 | 96 | 5865 | Rate Constraint in lbs/MMBtu | FALSE | L | Annual | Rate | lb/MMBtu | 0 | 0.14285 | 0.14285 | 0.14285 | 0.14285 | 0.14285 | 0.14285
BART NOX Annual-Sooner 2 -v5.13 | 96 | 5865 | Rate Constraint in lbs/MMBtu | FALSE | L | Annual | Generation | TWh | 0 | 3.7063 | 3.7063 | 3.7063 | 3.7063 | 3.7063 | 3.7065
BART NOX Annual-Sooner 2 -v5.13 | 96 | 5865 | Rate Constraint in lbs/MMBtu | FALSE | L | Annual | Qualifying Generation | TWh | 0 | 3.7063 | 3.7063 | 3.7063 | 3.7063 | 3.7063 | 3.7065
BART NOX Annual-Sooner 2 -v5.13 | 96 | 5865 | Rate Constraint in lbs/MMBtu | FALSE | L | Annual | Rate | lb/MWh | 0 | 0.74491 | 0.74491 | 0.74491 | 0.74491 | 0.74491 | 0.7449
BART NOX Annual-Sooner 2 -v5.13 | 96 | 5865 | Rate Constraint in lbs/MMBtu | FALSE | L | Annual | Constraint Shadow Price | US$/Ton | 0 | 0 | 0 | 0 | 0 | 0 | 0
BART NOX Annual-Stanton 1 -v5.13 | 97 | 5859 | Rate Constraint in lbs/MMBtu | FALSE | L | Annual | Seasons Included | Seasons |  | Winter, Summer | Winter, Summer | Winter, Summer | Winter, Summer | Winter, Summer | Winter, Summer
BART NOX Annual-Stanton 1 -v5.13 | 97 | 5859 | Rate Constraint in lbs/MMBtu | FALSE | L | Annual | Standard | lb/MMBtu | 0 | 0.29 | 0.29 | 0.29 | 0.29 | 0.29 | 0.29
BART NOX Annual-Stanton 1 -v5.13 | 97 | 5859 | Rate Constraint in lbs/MMBtu | FALSE | L | Annual | Emissions at Affected Plants NOX | MTons | 0 | 1.0352 | 1.0352 | 1.0352 | 1.0352 | 1.0352 | 1.0352
BART NOX Annual-Stanton 1 -v5.13 | 97 | 5859 | Rate Constraint in lbs/MMBtu | FALSE | L | Annual | Allowances Purchased NOX | MTons | 0 | 0 | 0 | 0 | 0 | 0 | 0
BART NOX Annual-Stanton 1 -v5.13 | 97 | 5859 | Rate Constraint in lbs/MMBtu | FALSE | L | Annual | Allowances Sold NOX | MTons | 0 | 0 | 0 | 0 | 0 | 0 | 0
BART NOX Annual-Stanton 1 -v5.13 | 97 | 5859 | Rate Constraint in lbs/MMBtu | FALSE | L | Annual | Allowances Banked | MTons | 0 | 0 | 0 | 0 | 0 | 0 | 0
BART NOX Annual-Stanton 1 -v5.13 | 97 | 5859 | Rate Constraint in lbs/MMBtu | FALSE | L | Annual | Allowances Withdrawn (1:1) | MTons | 0 | 0 | 0 | 0 | 0 | 0 | 0
BART NOX Annual-Stanton 1 -v5.13 | 97 | 5859 | Rate Constraint in lbs/MMBtu | FALSE | L | Annual | Allowances Withdrawn (n:1) | MTons | 0 | 0 | 0 | 0 | 0 | 0 | 0
BART NOX Annual-Stanton 1 -v5.13 | 97 | 5859 | Rate Constraint in lbs/MMBtu | FALSE | L | Annual | Net Emissions Allowance Position | MTons | 0 | 1.0352 | 1.0352 | 1.0352 | 1.0352 | 1.0352 | 1.0352
BART NOX Annual-Stanton 1 -v5.13 | 97 | 5859 | Rate Constraint in lbs/MMBtu | FALSE | L | Annual | Fuel Consumed | TBtu | 0 | 10.9929 | 10.9929 | 10.9929 | 10.9929 | 10.9929 | 10.9929
BART NOX Annual-Stanton 1 -v5.13 | 97 | 5859 | Rate Constraint in lbs/MMBtu | FALSE | L | Annual | Rate | lb/MMBtu | 0 | 0.18833 | 0.18833 | 0.18833 | 0.18833 | 0.18833 | 0.18833
BART NOX Annual-Stanton 1 -v5.13 | 97 | 5859 | Rate Constraint in lbs/MMBtu | FALSE | L | Annual | Generation | TWh | 0 | 1.0313 | 1.0313 | 1.0313 | 1.0313 | 1.0313 | 1.0313
BART NOX Annual-Stanton 1 -v5.13 | 97 | 5859 | Rate Constraint in lbs/MMBtu | FALSE | L | Annual | Qualifying Generation | TWh | 0 | 1.0313 | 1.0313 | 1.0313 | 1.0313 | 1.0313 | 1.0313
BART NOX Annual-Stanton 1 -v5.13 | 97 | 5859 | Rate Constraint in lbs/MMBtu | FALSE | L | Annual | Rate | lb/MWh | 0 | 1.0038 | 1.0038 | 1.0038 | 1.0038 | 1.0038 | 1.0038
BART NOX Annual-Stanton 1 -v5.13 | 97 | 5859 | Rate Constraint in lbs/MMBtu | FALSE | L | Annual | Constraint Shadow Price | US$/Ton | 0 | 0 | 0 | 0 | 0 | 0 | 0
BART NOX Annual-Tecumseh Energy Center 10 -v5.13 | 98 | 5834 | Rate Constraint in lbs/MMBtu | FALSE | L | Annual | Seasons Included | Seasons |  | Winter, Summer | Winter, Summer | Winter, Summer | Winter, Summer | Winter, Summer | Winter, Summer
BART NOX Annual-Tecumseh Energy Center 10 -v5.13 | 98 | 5834 | Rate Constraint in lbs/MMBtu | FALSE | L | Annual | Standard | lb/MMBtu | 0 | 0.18 | 0.18 | 0.18 | 0.18 | 0.18 | 0.18
BART NOX Annual-Tecumseh Energy Center 10 -v5.13 | 98 | 5834 | Rate Constraint in lbs/MMBtu | FALSE | L | Annual | Emissions at Affected Plants NOX | MTons | 0 | 0.73507 | 0.73507 | 0.73507 | 0.57902 | 0.57902 | 0.73354
BART NOX Annual-Tecumseh Energy Center 10 -v5.13 | 98 | 5834 | Rate Constraint in lbs/MMBtu | FALSE | L | Annual | Allowances Purchased NOX | MTons | 0 | 0 | 0 | 0 | 0 | 0 | 0
BART NOX Annual-Tecumseh Energy Center 10 -v5.13 | 98 | 5834 | Rate Constraint in lbs/MMBtu | FALSE | L | Annual | Allowances Sold NOX | MTons | 0 | 0 | 0 | 0 | 0 | 0 | 0
BART NOX Annual-Tecumseh Energy Center 10 -v5.13 | 98 | 5834 | Rate Constraint in lbs/MMBtu | FALSE | L | Annual | Allowances Banked | MTons | 0 | 0 | 0 | 0 | 0 | 0 | 0
BART NOX Annual-Tecumseh Energy Center 10 -v5.13 | 98 | 5834 | Rate Constraint in lbs/MMBtu | FALSE | L | Annual | Allowances Withdrawn (1:1) | MTons | 0 | 0 | 0 | 0 | 0 | 0 | 0
BART NOX Annual-Tecumseh Energy Center 10 -v5.13 | 98 | 5834 | Rate Constraint in lbs/MMBtu | FALSE | L | Annual | Allowances Withdrawn (n:1) | MTons | 0 | 0 | 0 | 0 | 0 | 0 | 0
BART NOX Annual-Tecumseh Energy Center 10 -v5.13 | 98 | 5834 | Rate Constraint in lbs/MMBtu | FALSE | L | Annual | Net Emissions Allowance Position | MTons | 0 | 0.73507 | 0.73507 | 0.73507 | 0.57902 | 0.57902 | 0.73354
BART NOX Annual-Tecumseh Energy Center 10 -v5.13 | 98 | 5834 | Rate Constraint in lbs/MMBtu | FALSE | L | Annual | Fuel Consumed | TBtu | 0 | 10.2724 | 10.2724 | 10.2724 | 8.0917 | 8.0917 | 10.2951
BART NOX Annual-Tecumseh Energy Center 10 -v5.13 | 98 | 5834 | Rate Constraint in lbs/MMBtu | FALSE | L | Annual | Rate | lb/MMBtu | 0 | 0.14312 | 0.14312 | 0.14312 | 0.14312 | 0.14312 | 0.1425
BART NOX Annual-Tecumseh Energy Center 10 -v5.13 | 98 | 5834 | Rate Constraint in lbs/MMBtu | FALSE | L | Annual | Generation | TWh | 0 | 0.95603 | 0.95603 | 0.95603 | 0.75308 | 0.75308 | 0.95603
BART NOX Annual-Tecumseh Energy Center 10 -v5.13 | 98 | 5834 | Rate Constraint in lbs/MMBtu | FALSE | L | Annual | Qualifying Generation | TWh | 0 | 0.95603 | 0.95603 | 0.95603 | 0.75308 | 0.75308 | 0.95603
BART NOX Annual-Tecumseh Energy Center 10 -v5.13 | 98 | 5834 | Rate Constraint in lbs/MMBtu | FALSE | L | Annual | Rate | lb/MWh | 0 | 0.76888 | 0.76888 | 0.76888 | 0.76888 | 0.76888 | 0.76728
BART NOX Annual-Tecumseh Energy Center 10 -v5.13 | 98 | 5834 | Rate Constraint in lbs/MMBtu | FALSE | L | Annual | Constraint Shadow Price | US$/Ton | 0 | 0 | 0 | 0 | 0 | 0 | 0
BART SO2 Annual Cap-Deerhaven B2 -v5.13 | 99 | 6033 | Rate Constraint in MTons | FALSE | L | Annual | Seasons Included | Seasons |  | Winter, Summer | Winter, Summer | Winter, Summer | Winter, Summer | Winter, Summer | Winter, Summer
BART SO2 Annual Cap-Deerhaven B2 -v5.13 | 99 | 6033 | Rate Constraint in MTons | FALSE | L | Annual | Standard | MTons | 0 | 5.5 | 5.5 | 5.5 | 5.5 | 5.5 | 5.5
BART SO2 Annual Cap-Deerhaven B2 -v5.13 | 99 | 6033 | Rate Constraint in MTons | FALSE | L | Annual | Standard SO2 | MTons | 0 | 5.5 | 5.5 | 5.5 | 5.5 | 5.5 | 5.5
BART SO2 Annual Cap-Deerhaven B2 -v5.13 | 99 | 6033 | Rate Constraint in MTons | FALSE | L | Annual | Emissions at Affected Plants SO2 | MTons | 0 | 0 | 0 | 0 | 0 | 0 | 0
BART SO2 Annual Cap-Deerhaven B2 -v5.13 | 99 | 6033 | Rate Constraint in MTons | FALSE | L | Annual | Allowances Purchased SO2 | MTons | 0 | 0 | 0 | 0 | 0 | 0 | 0
BART SO2 Annual Cap-Deerhaven B2 -v5.13 | 99 | 6033 | Rate Constraint in MTons | FALSE | L | Annual | Allowances Sold SO2 | MTons | 0 | 0 | 0 | 0 | 0 | 0 | 0
BART SO2 Annual Cap-Deerhaven B2 -v5.13 | 99 | 6033 | Rate Constraint in MTons | FALSE | L | Annual | Allowances Banked | MTons | 0 | 0 | 0 | 0 | 0 | 0 | 0
BART SO2 Annual Cap-Deerhaven B2 -v5.13 | 99 | 6033 | Rate Constraint in MTons | FALSE | L | Annual | Allowances Withdrawn (1:1) | MTons | 0 | 0 | 0 | 0 | 0 | 0 | 0
BART SO2 Annual Cap-Deerhaven B2 -v5.13 | 99 | 6033 | Rate Constraint in MTons | FALSE | L | Annual | Allowances Withdrawn (n:1) | MTons | 0 | 0 | 0 | 0 | 0 | 0 | 0
BART SO2 Annual Cap-Deerhaven B2 -v5.13 | 99 | 6033 | Rate Constraint in MTons | FALSE | L | Annual | Net Emissions Allowance Position | MTons | 0 | 0 | 0 | 0 | 0 | 0 | 0
BART SO2 Annual Cap-Deerhaven B2 -v5.13 | 99 | 6033 | Rate Constraint in MTons | FALSE | L | Annual | Fuel Consumed | TBtu | 0 | 0 | 0 | 0 | 0 | 0 | 0
BART SO2 Annual Cap-Deerhaven B2 -v5.13 | 99 | 6033 | Rate Constraint in MTons | FALSE | L | Annual | Rate | lb/MMBtu | 0 | 0 | 0 | 0 | 0 | 0 | 0
BART SO2 Annual Cap-Deerhaven B2 -v5.13 | 99 | 6033 | Rate Constraint in MTons | FALSE | L | Annual | Generation | TWh | 0 | 0 | 0 | 0 | 0 | 0 | 0
BART SO2 Annual Cap-Deerhaven B2 -v5.13 | 99 | 6033 | Rate Constraint in MTons | FALSE | L | Annual | Qualifying Generation | TWh | 0 | 0 | 0 | 0 | 0 | 0 | 0
BART SO2 Annual Cap-Deerhaven B2 -v5.13 | 99 | 6033 | Rate Constraint in MTons | FALSE | L | Annual | Rate | lb/MWh | 0 | 0 | 0 | 0 | 0 | 0 | 0
BART SO2 Annual Cap-Deerhaven B2 -v5.13 | 99 | 6033 | Rate Constraint in MTons | FALSE | L | Annual | Constraint Shadow Price | US$/Ton | 0 | 0 | 0 | 0 | 0 | 0 | 0
BART SO2 Annual Cap-Northside 1-3 -v5.13 | 100 | 6034 | Rate Constraint in MTons | FALSE | L | Annual | Seasons Included | Seasons |  | Winter, Summer | Winter, Summer | Winter, Summer | Winter, Summer | Winter, Summer | Winter, Summer
BART SO2 Annual Cap-Northside 1-3 -v5.13 | 100 | 6034 | Rate Constraint in MTons | FALSE | L | Annual | Standard | MTons | 0 | 3.6 | 3.6 | 3.6 | 3.6 | 3.6 | 3.6
BART SO2 Annual Cap-Northside 1-3 -v5.13 | 100 | 6034 | Rate Constraint in MTons | FALSE | L | Annual | Standard SO2 | MTons | 0 | 3.6 | 3.6 | 3.6 | 3.6 | 3.6 | 3.6
BART SO2 Annual Cap-Northside 1-3 -v5.13 | 100 | 6034 | Rate Constraint in MTons | FALSE | L | Annual | Emissions at Affected Plants SO2 | MTons | 0 | 3.6 | 3.6 | 3.6 | 3.6 | 3.6 | 3.6049
BART SO2 Annual Cap-Northside 1-3 -v5.13 | 100 | 6034 | Rate Constraint in MTons | FALSE | L | Annual | Allowances Purchased SO2 | MTons | 0 | 0 | 0 | 0 | 0 | 0 | 0
BART SO2 Annual Cap-Northside 1-3 -v5.13 | 100 | 6034 | Rate Constraint in MTons | FALSE | L | Annual | Allowances Sold SO2 | MTons | 0 | 0 | 0 | 0 | 0 | 0 | 0
BART SO2 Annual Cap-Northside 1-3 -v5.13 | 100 | 6034 | Rate Constraint in MTons | FALSE | L | Annual | Allowances Banked | MTons | 0 | 0 | 0 | 0 | 0 | 0 | 0
BART SO2 Annual Cap-Northside 1-3 -v5.13 | 100 | 6034 | Rate Constraint in MTons | FALSE | L | Annual | Allowances Withdrawn (1:1) | MTons | 0 | 0 | 0 | 0 | 0 | 0 | 0
BART SO2 Annual Cap-Northside 1-3 -v5.13 | 100 | 6034 | Rate Constraint in MTons | FALSE | L | Annual | Allowances Withdrawn (n:1) | MTons | 0 | 0 | 0 | 0 | 0 | 0 | 0
BART SO2 Annual Cap-Northside 1-3 -v5.13 | 100 | 6034 | Rate Constraint in MTons | FALSE | L | Annual | Net Emissions Allowance Position | MTons | 0 | 3.6 | 3.6 | 3.6 | 3.6 | 3.6 | 3.6049
BART SO2 Annual Cap-Northside 1-3 -v5.13 | 100 | 6034 | Rate Constraint in MTons | FALSE | L | Annual | Fuel Consumed | TBtu | 0 | 30.3445 | 34.0849 | 28.0295 | 28.0295 | 22.0083 | 23.6638
BART SO2 Annual Cap-Northside 1-3 -v5.13 | 100 | 6034 | Rate Constraint in MTons | FALSE | L | Annual | Rate | lb/MMBtu | 0 | 0.23727 | 0.21124 | 0.25687 | 0.25687 | 0.32715 | 0.30467
BART SO2 Annual Cap-Northside 1-3 -v5.13 | 100 | 6034 | Rate Constraint in MTons | FALSE | L | Annual | Generation | TWh | 0 | 3.0177 | 3.3883 | 2.7884 | 2.7884 | 2.1918 | 2.3446
BART SO2 Annual Cap-Northside 1-3 -v5.13 | 100 | 6034 | Rate Constraint in MTons | FALSE | L | Annual | Qualifying Generation | TWh | 0 | 3.0177 | 3.3883 | 2.7884 | 2.7884 | 2.1918 | 2.3446
BART SO2 Annual Cap-Northside 1-3 -v5.13 | 100 | 6034 | Rate Constraint in MTons | FALSE | L | Annual | Rate | lb/MWh | 0 | 1.193 | 1.0625 | 1.2911 | 1.2911 | 1.6425 | 1.5375
BART SO2 Annual Cap-Northside 1-3 -v5.13 | 100 | 6034 | Rate Constraint in MTons | FALSE | L | Annual | Constraint Shadow Price | US$/Ton | 0 | 7231.082 | 7492.1838 | 9046.2711 | 8854.1882 | 10687.0738 | 18050.9927
BART SO2 Annual Rate-Lansing Smith 1&2 -v5.13 | 101 | 6030 | Rate Constraint in lbs/MMBtu | FALSE | L | Annual | Seasons Included | Seasons |  | Winter, Summer | Winter, Summer | Winter, Summer | Winter, Summer | Winter, Summer | Winter, Summer
BART SO2 Annual Rate-Lansing Smith 1&2 -v5.13 | 101 | 6030 | Rate Constraint in lbs/MMBtu | FALSE | L | Annual | Standard | lb/MMBtu | 0 | 0.74 | 0.74 | 0.74 | 0.74 | 0.74 | 0.74
BART SO2 Annual Rate-Lansing Smith 1&2 -v5.13 | 101 | 6030 | Rate Constraint in lbs/MMBtu | FALSE | L | Annual | Emissions at Affected Plants SO2 | MTons | 0 | 0 | 0 | 0 | 0 | 0 | 0
BART SO2 Annual Rate-Lansing Smith 1&2 -v5.13 | 101 | 6030 | Rate Constraint in lbs/MMBtu | FALSE | L | Annual | Allowances Purchased SO2 | MTons | 0 | 0 | 0 | 0 | 0 | 0 | 0
BART SO2 Annual Rate-Lansing Smith 1&2 -v5.13 | 101 | 6030 | Rate Constraint in lbs/MMBtu | FALSE | L | Annual | Allowances Sold SO2 | MTons | 0 | 0 | 0 | 0 | 0 | 0 | 0
BART SO2 Annual Rate-Lansing Smith 1&2 -v5.13 | 101 | 6030 | Rate Constraint in lbs/MMBtu | FALSE | L | Annual | Allowances Banked | MTons | 0 | 0 | 0 | 0 | 0 | 0 | 0
BART SO2 Annual Rate-Lansing Smith 1&2 -v5.13 | 101 | 6030 | Rate Constraint in lbs/MMBtu | FALSE | L | Annual | Allowances Withdrawn (1:1) | MTons | 0 | 0 | 0 | 0 | 0 | 0 | 0
BART SO2 Annual Rate-Lansing Smith 1&2 -v5.13 | 101 | 6030 | Rate Constraint in lbs/MMBtu | FALSE | L | Annual | Allowances Withdrawn (n:1) | MTons | 0 | 0 | 0 | 0 | 0 | 0 | 0
BART SO2 Annual Rate-Lansing Smith 1&2 -v5.13 | 101 | 6030 | Rate Constraint in lbs/MMBtu | FALSE | L | Annual | Net Emissions Allowance Position | MTons | 0 | 0 | 0 | 0 | 0 | 0 | 0
BART SO2 Annual Rate-Lansing Smith 1&2 -v5.13 | 101 | 6030 | Rate Constraint in lbs/MMBtu | FALSE | L | Annual | Fuel Consumed | TBtu | 0 | 0 | 0 | 0 | 0 | 0 | 0
BART SO2 Annual Rate-Lansing Smith 1&2 -v5.13 | 101 | 6030 | Rate Constraint in lbs/MMBtu | FALSE | L | Annual | Rate | lb/MMBtu | 0 | 0 | 0 | 0 | 0 | 0 | 0
BART SO2 Annual Rate-Lansing Smith 1&2 -v5.13 | 101 | 6030 | Rate Constraint in lbs/MMBtu | FALSE | L | Annual | Generation | TWh | 0 | 0 | 0 | 0 | 0 | 0 | 0
BART SO2 Annual Rate-Lansing Smith 1&2 -v5.13 | 101 | 6030 | Rate Constraint in lbs/MMBtu | FALSE | L | Annual | Qualifying Generation | TWh | 0 | 0 | 0 | 0 | 0 | 0 | 0
BART SO2 Annual Rate-Lansing Smith 1&2 -v5.13 | 101 | 6030 | Rate Constraint in lbs/MMBtu | FALSE | L | Annual | Rate | lb/MWh | 0 | 0 | 0 | 0 | 0 | 0 | 0
BART SO2 Annual Rate-Lansing Smith 1&2 -v5.13 | 101 | 6030 | Rate Constraint in lbs/MMBtu | FALSE | L | Annual | Constraint Shadow Price | US$/Ton | 0 | 0 | 0 | 0 | 0 | 0 | 0
BART SO2 Annual Rate-Seminole 1&2 -v5.13 | 102 | 6032 | Rate Constraint in lbs/MMBtu | FALSE | L | Annual | Seasons Included | Seasons |  | Winter, Summer | Winter, Summer | Winter, Summer | Winter, Summer | Winter, Summer | Winter, Summer
BART SO2 Annual Rate-Seminole 1&2 -v5.13 | 102 | 6032 | Rate Constraint in lbs/MMBtu | FALSE | L | Annual | Standard | lb/MMBtu | 0 | 0.25 | 0.25 | 0.25 | 0.25 | 0.25 | 0.25
BART SO2 Annual Rate-Seminole 1&2 -v5.13 | 102 | 6032 | Rate Constraint in lbs/MMBtu | FALSE | L | Annual | Emissions at Affected Plants SO2 | MTons | 0 | 7.6281 | 7.677 | 9.2334 | 9.2334 | 8.1189 | 8.1189
BART SO2 Annual Rate-Seminole 1&2 -v5.13 | 102 | 6032 | Rate Constraint in lbs/MMBtu | FALSE | L | Annual | Allowances Purchased SO2 | MTons | 0 | 0 | 0 | 0 | 0 | 0 | 0
BART SO2 Annual Rate-Seminole 1&2 -v5.13 | 102 | 6032 | Rate Constraint in lbs/MMBtu | FALSE | L | Annual | Allowances Sold SO2 | MTons | 0 | 0 | 0 | 0 | 0 | 0 | 0
BART SO2 Annual Rate-Seminole 1&2 -v5.13 | 102 | 6032 | Rate Constraint in lbs/MMBtu | FALSE | L | Annual | Allowances Banked | MTons | 0 | 0 | 0 | 0 | 0 | 0 | 0
BART SO2 Annual Rate-Seminole 1&2 -v5.13 | 102 | 6032 | Rate Constraint in lbs/MMBtu | FALSE | L | Annual | Allowances Withdrawn (1:1) | MTons | 0 | 0 | 0 | 0 | 0 | 0 | 0
BART SO2 Annual Rate-Seminole 1&2 -v5.13 | 102 | 6032 | Rate Constraint in lbs/MMBtu | FALSE | L | Annual | Allowances Withdrawn (n:1) | MTons | 0 | 0 | 0 | 0 | 0 | 0 | 0
BART SO2 Annual Rate-Seminole 1&2 -v5.13 | 102 | 6032 | Rate Constraint in lbs/MMBtu | FALSE | L | Annual | Net Emissions Allowance Position | MTons | 0 | 7.6281 | 7.677 | 9.2334 | 9.2334 | 8.1189 | 8.1189
BART SO2 Annual Rate-Seminole 1&2 -v5.13 | 102 | 6032 | Rate Constraint in lbs/MMBtu | FALSE | L | Annual | Fuel Consumed | TBtu | 0 | 68.4138 | 68.8519 | 82.8104 | 82.8104 | 74.9059 | 74.9059
BART SO2 Annual Rate-Seminole 1&2 -v5.13 | 102 | 6032 | Rate Constraint in lbs/MMBtu | FALSE | L | Annual | Rate | lb/MMBtu | 0 | 0.223 | 0.223 | 0.223 | 0.223 | 0.21677 | 0.21677
BART SO2 Annual Rate-Seminole 1&2 -v5.13 | 102 | 6032 | Rate Constraint in lbs/MMBtu | FALSE | L | Annual | Generation | TWh | 0 | 6.8927 | 6.9369 | 8.3432 | 8.3432 | 7.5305 | 7.5305
BART SO2 Annual Rate-Seminole 1&2 -v5.13 | 102 | 6032 | Rate Constraint in lbs/MMBtu | FALSE | L | Annual | Qualifying Generation | TWh | 0 | 6.8927 | 6.9369 | 8.3432 | 8.3432 | 7.5305 | 7.5305
BART SO2 Annual Rate-Seminole 1&2 -v5.13 | 102 | 6032 | Rate Constraint in lbs/MMBtu | FALSE | L | Annual | Rate | lb/MWh | 0 | 1.1067 | 1.1067 | 1.1067 | 1.1067 | 1.0781 | 1.0781
BART SO2 Annual Rate-Seminole 1&2 -v5.13 | 102 | 6032 | Rate Constraint in lbs/MMBtu | FALSE | L | Annual | Constraint Shadow Price | US$/Ton | 0 | 0 | 0 | 0 | 0 | 0 | 0
BART SO2 Annual-Apache Station 2 -v5.13 | 103 | 5867 | Rate Constraint in lbs/MMBtu | FALSE | L | Annual | Seasons Included | Seasons |  | Winter, Summer | Winter, Summer | Winter, Summer | Winter, Summer | Winter, Summer | Winter, Summer
BART SO2 Annual-Apache Station 2 -v5.13 | 103 | 5867 | Rate Constraint in lbs/MMBtu | FALSE | L | Annual | Standard | lb/MMBtu | 0.15 | 0.15 | 0.15 | 0.15 | 0.15 | 0.15 | 0.15
BART SO2 Annual-Apache Station 2 -v5.13 | 103 | 5867 | Rate Constraint in lbs/MMBtu | FALSE | L | Annual | Emissions at Affected Plants SO2 | MTons | 0 | 1.0009 | 1.0009 | 1.0009 | 1.0009 | 0.87428 | 1.0169
BART SO2 Annual-Apache Station 2 -v5.13 | 103 | 5867 | Rate Constraint in lbs/MMBtu | FALSE | L | Annual | Allowances Purchased SO2 | MTons | 0 | 0 | 0 | 0 | 0 | 0 | 0
BART SO2 Annual-Apache Station 2 -v5.13 | 103 | 5867 | Rate Constraint in lbs/MMBtu | FALSE | L | Annual | Allowances Sold SO2 | MTons | 0 | 0 | 0 | 0 | 0 | 0 | 0
BART SO2 Annual-Apache Station 2 -v5.13 | 103 | 5867 | Rate Constraint in lbs/MMBtu | FALSE | L | Annual | Allowances Banked | MTons | 0 | 0 | 0 | 0 | 0 | 0 | 0
BART SO2 Annual-Apache Station 2 -v5.13 | 103 | 5867 | Rate Constraint in lbs/MMBtu | FALSE | L | Annual | Allowances Withdrawn (1:1) | MTons | 0 | 0 | 0 | 0 | 0 | 0 | 0
BART SO2 Annual-Apache Station 2 -v5.13 | 103 | 5867 | Rate Constraint in lbs/MMBtu | FALSE | L | Annual | Allowances Withdrawn (n:1) | MTons | 0 | 0 | 0 | 0 | 0 | 0 | 0
BART SO2 Annual-Apache Station 2 -v5.13 | 103 | 5867 | Rate Constraint in lbs/MMBtu | FALSE | L | Annual | Net Emissions Allowance Position | MTons | 0 | 1.0009 | 1.0009 | 1.0009 | 1.0009 | 0.87428 | 1.0169
BART SO2 Annual-Apache Station 2 -v5.13 | 103 | 5867 | Rate Constraint in lbs/MMBtu | FALSE | L | Annual | Fuel Consumed | TBtu | 0 | 13.3452 | 13.3452 | 13.3452 | 13.3452 | 11.657 | 13.5282
BART SO2 Annual-Apache Station 2 -v5.13 | 103 | 5867 | Rate Constraint in lbs/MMBtu | FALSE | L | Annual | Rate | lb/MMBtu | 0 | 0.15 | 0.15 | 0.15 | 0.15 | 0.15 | 0.15034
BART SO2 Annual-Apache Station 2 -v5.13 | 103 | 5867 | Rate Constraint in lbs/MMBtu | FALSE | L | Annual | Generation | TWh | 0 | 1.2868 | 1.2868 | 1.2868 | 1.2868 | 1.1241 | 1.2971
BART SO2 Annual-Apache Station 2 -v5.13 | 103 | 5867 | Rate Constraint in lbs/MMBtu | FALSE | L | Annual | Qualifying Generation | TWh | 0 | 1.2868 | 1.2868 | 1.2868 | 1.2868 | 1.1241 | 1.2971
BART SO2 Annual-Apache Station 2 -v5.13 | 103 | 5867 | Rate Constraint in lbs/MMBtu | FALSE | L | Annual | Rate | lb/MWh | 0 | 0.77779 | 0.77779 | 0.77779 | 0.77779 | 0.77779 | 0.78396
BART SO2 Annual-Apache Station 2 -v5.13 | 103 | 5867 | Rate Constraint in lbs/MMBtu | FALSE | L | Annual | Constraint Shadow Price | US$/Ton | 0 | 10230.551 | 10102.3686 | 9946.5262 | 8611.308 | 7116.7451 | 3394.3811
BART SO2 Annual-Apache Station 3 -v5.13 | 104 | 5868 | Rate Constraint in lbs/MMBtu | FALSE | L | Annual | Seasons Included | Seasons |  | Winter, Summer | Winter, Summer | Winter, Summer | Winter, Summer | Winter, Summer | Winter, Summer
BART SO2 Annual-Apache Station 3 -v5.13 | 104 | 5868 | Rate Constraint in lbs/MMBtu | FALSE | L | Annual | Standard | lb/MMBtu | 0.15 | 0.15 | 0.15 | 0.15 | 0.15 | 0.15 | 0.15
BART SO2 Annual-Apache Station 3 -v5.13 | 104 | 5868 | Rate Constraint in lbs/MMBtu | FALSE | L | Annual | Emissions at Affected Plants SO2 | MTons | 0 | 0.99722 | 0.99722 | 0.99722 | 0.99722 | 0.87107 | 1.0052
BART SO2 Annual-Apache Station 3 -v5.13 | 104 | 5868 | Rate Constraint in lbs/MMBtu | FALSE | L | Annual | Allowances Purchased SO2 | MTons | 0 | 0 | 0 | 0 | 0 | 0 | 0
BART SO2 Annual-Apache Station 3 -v5.13 | 104 | 5868 | Rate Constraint in lbs/MMBtu | FALSE | L | Annual | Allowances Sold SO2 | MTons | 0 | 0 | 0 | 0 | 0 | 0 | 0
BART SO2 Annual-Apache Station 3 -v5.13 | 104 | 5868 | Rate Constraint in lbs/MMBtu | FALSE | L | Annual | Allowances Banked | MTons | 0 | 0 | 0 | 0 | 0 | 0 | 0
BART SO2 Annual-Apache Station 3 -v5.13 | 104 | 5868 | Rate Constraint in lbs/MMBtu | FALSE | L | Annual | Allowances Withdrawn (1:1) | MTons | 0 | 0 | 0 | 0 | 0 | 0 | 0
BART SO2 Annual-Apache Station 3 -v5.13 | 104 | 5868 | Rate Constraint in lbs/MMBtu | FALSE | L | Annual | Allowances Withdrawn (n:1) | MTons | 0 | 0 | 0 | 0 | 0 | 0 | 0
BART SO2 Annual-Apache Station 3 -v5.13 | 104 | 5868 | Rate Constraint in lbs/MMBtu | FALSE | L | Annual | Net Emissions Allowance Position | MTons | 0 | 0.99722 | 0.99722 | 0.99722 | 0.99722 | 0.87107 | 1.0052
BART SO2 Annual-Apache Station 3 -v5.13 | 104 | 5868 | Rate Constraint in lbs/MMBtu | FALSE | L | Annual | Fuel Consumed | TBtu | 0 | 13.2963 | 13.2963 | 13.2963 | 13.2963 | 11.6143 | 13.372
BART SO2 Annual-Apache Station 3 -v5.13 | 104 | 5868 | Rate Constraint in lbs/MMBtu | FALSE | L | Annual | Rate | lb/MMBtu | 0 | 0.15 | 0.15 | 0.15 | 0.15 | 0.15 | 0.15034
BART SO2 Annual-Apache Station 3 -v5.13 | 104 | 5868 | Rate Constraint in lbs/MMBtu | FALSE | L | Annual | Generation | TWh | 0 | 1.2952 | 1.2952 | 1.2952 | 1.2952 | 1.1313 | 1.2952
BART SO2 Annual-Apache Station 3 -v5.13 | 104 | 5868 | Rate Constraint in lbs/MMBtu | FALSE | L | Annual | Qualifying Generation | TWh | 0 | 1.2952 | 1.2952 | 1.2952 | 1.2952 | 1.1313 | 1.2952
BART SO2 Annual-Apache Station 3 -v5.13 | 104 | 5868 | Rate Constraint in lbs/MMBtu | FALSE | L | Annual | Rate | lb/MWh | 0 | 0.76995 | 0.76995 | 0.76995 | 0.76995 | 0.76995 | 0.77609
BART SO2 Annual-Apache Station 3 -v5.13 | 104 | 5868 | Rate Constraint in lbs/MMBtu | FALSE | L | Annual | Constraint Shadow Price | US$/Ton | 0 | 10230.551 | 10102.3686 | 9946.5262 | 8611.308 | 7116.7451 | 3394.3811
BART SO2 Annual-Boardman 1SG -v5.13 | 105 | 5894 | Rate Constraint in lbs/MMBtu | FALSE | L | Annual | Seasons Included | Seasons |  | Winter, Summer | Winter, Summer | Winter, Summer | Winter, Summer | Winter, Summer | Winter, Summer
BART SO2 Annual-Boardman 1SG -v5.13 | 105 | 5894 | Rate Constraint in lbs/MMBtu | FALSE | L | Annual | Standard | lb/MMBtu | 0 | 1.2 | 1.2 | 1.2 | 1.2 | 1.2 | 1.2
BART SO2 Annual-Boardman 1SG -v5.13 | 105 | 5894 | Rate Constraint in lbs/MMBtu | FALSE | L | Annual | Emissions at Affected Plants SO2 | MTons | 0 | 0 | 0 | 0 | 0 | 0 | 0
BART SO2 Annual-Boardman 1SG -v5.13 | 105 | 5894 | Rate Constraint in lbs/MMBtu | FALSE | L | Annual | Allowances Purchased SO2 | MTons | 0 | 0 | 0 | 0 | 0 | 0 | 0
BART SO2 Annual-Boardman 1SG -v5.13 | 105 | 5894 | Rate Constraint in lbs/MMBtu | FALSE | L | Annual | Allowances Sold SO2 | MTons | 0 | 0 | 0 | 0 | 0 | 0 | 0
BART SO2 Annual-Boardman 1SG -v5.13 | 105 | 5894 | Rate Constraint in lbs/MMBtu | FALSE | L | Annual | Allowances Banked | MTons | 0 | 0 | 0 | 0 | 0 | 0 | 0
BART SO2 Annual-Boardman 1SG -v5.13 | 105 | 5894 | Rate Constraint in lbs/MMBtu | FALSE | L | Annual | Allowances Withdrawn (1:1) | MTons | 0 | 0 | 0 | 0 | 0 | 0 | 0
BART SO2 Annual-Boardman 1SG -v5.13 | 105 | 5894 | Rate Constraint in lbs/MMBtu | FALSE | L | Annual | Allowances Withdrawn (n:1) | MTons | 0 | 0 | 0 | 0 | 0 | 0 | 0
BART SO2 Annual-Boardman 1SG -v5.13 | 105 | 5894 | Rate Constraint in lbs/MMBtu | FALSE | L | Annual | Net Emissions Allowance Position | MTons | 0 | 0 | 0 | 0 | 0 | 0 | 0
BART SO2 Annual-Boardman 1SG -v5.13 | 105 | 5894 | Rate Constraint in lbs/MMBtu | FALSE | L | Annual | Fuel Consumed | TBtu | 0 | 0 | 0 | 0 | 0 | 0 | 0
BART SO2 Annual-Boardman 1SG -v5.13 | 105 | 5894 | Rate Constraint in lbs/MMBtu | FALSE | L | Annual | Rate | lb/MMBtu | 0 | 0 | 0 | 0 | 0 | 0 | 0
BART SO2 Annual-Boardman 1SG -v5.13 | 105 | 5894 | Rate Constraint in lbs/MMBtu | FALSE | L | Annual | Generation | TWh | 0 | 0 | 0 | 0 | 0 | 0 | 0
BART SO2 Annual-Boardman 1SG -v5.13 | 105 | 5894 | Rate Constraint in lbs/MMBtu | FALSE | L | Annual | Qualifying Generation | TWh | 0 | 0 | 0 | 0 | 0 | 0 | 0
BART SO2 Annual-Boardman 1SG -v5.13 | 105 | 5894 | Rate Constraint in lbs/MMBtu | FALSE | L | Annual | Rate | lb/MWh | 0 | 0 | 0 | 0 | 0 | 0 | 0
BART SO2 Annual-Boardman 1SG -v5.13 | 105 | 5894 | Rate Constraint in lbs/MMBtu | FALSE | L | Annual | Constraint Shadow Price | US$/Ton | 0 | 0 | 0 | 0 | 0 | 0 | 0
BART SO2 Annual-Cherokee 4 -v5.13 | 106 | 5874 | Rate Constraint in MTons | FALSE | L | Annual | Seasons Included | Seasons |  | Winter, Summer | Winter, Summer | Winter, Summer | Winter, Summer | Winter, Summer | Winter, Summer
BART SO2 Annual-Cherokee 4 -v5.13 | 106 | 5874 | Rate Constraint in MTons | FALSE | L | Annual | Standard | MTons | 0.00781 | 0.00781 | 0.00781 | 0.00781 | 0.00781 | 0.00781 | 0.00781
BART SO2 Annual-Cherokee 4 -v5.13 | 106 | 5874 | Rate Constraint in MTons | FALSE | L | Annual | Standard SO2 | MTons | 0.00781 | 0.00781 | 0.00781 | 0.00781 | 0.00781 | 0.00781 | 0.00781
BART SO2 Annual-Cherokee 4 -v5.13 | 106 | 5874 | Rate Constraint in MTons | FALSE | L | Annual | Emissions at Affected Plants SO2 | MTons | 0 | 0 | 0 | 0 | 0 | 0 | 0
BART SO2 Annual-Cherokee 4 -v5.13 | 106 | 5874 | Rate Constraint in MTons | FALSE | L | Annual | Allowances Purchased SO2 | MTons | 0 | 0 | 0 | 0 | 0 | 0 | 0
BART SO2 Annual-Cherokee 4 -v5.13 | 106 | 5874 | Rate Constraint in MTons | FALSE | L | Annual | Allowances Sold SO2 | MTons | 0 | 0 | 0 | 0 | 0 | 0 | 0
BART SO2 Annual-Cherokee 4 -v5.13 | 106 | 5874 | Rate Constraint in MTons | FALSE | L | Annual | Allowances Banked | MTons | 0 | 0 | 0 | 0 | 0 | 0 | 0
BART SO2 Annual-Cherokee 4 -v5.13 | 106 | 5874 | Rate Constraint in MTons | FALSE | L | Annual | Allowances Withdrawn (1:1) | MTons | 0 | 0 | 0 | 0 | 0 | 0 | 0
BART SO2 Annual-Cherokee 4 -v5.13 | 106 | 5874 | Rate Constraint in MTons | FALSE | L | Annual | Allowances Withdrawn (n:1) | MTons | 0 | 0 | 0 | 0 | 0 | 0 | 0
BART SO2 Annual-Cherokee 4 -v5.13 | 106 | 5874 | Rate Constraint in MTons | FALSE | L | Annual | Net Emissions Allowance Position | MTons | 0 | 0 | 0 | 0 | 0 | 0 | 0
BART SO2 Annual-Cherokee 4 -v5.13 | 106 | 5874 | Rate Constraint in MTons | FALSE | L | Annual | Fuel Consumed | TBtu | 0 | 0 | 0 | 0 | 0 | 0 | 0
BART SO2 Annual-Cherokee 4 -v5.13 | 106 | 5874 | Rate Constraint in MTons | FALSE | L | Annual | Rate | lb/MMBtu | 0 | 0 | 0 | 0 | 0 | 0 | 0
BART SO2 Annual-Cherokee 4 -v5.13 | 106 | 5874 | Rate Constraint in MTons | FALSE | L | Annual | Generation | TWh | 0 | 0 | 0 | 0 | 0 | 0 | 0
BART SO2 Annual-Cherokee 4 -v5.13 | 106 | 5874 | Rate Constraint in MTons | FALSE | L | Annual | Qualifying Generation | TWh | 0 | 0 | 0 | 0 | 0 | 0 | 0
BART SO2 Annual-Cherokee 4 -v5.13 | 106 | 5874 | Rate Constraint in MTons | FALSE | L | Annual | Rate | lb/MWh | 0 | 0 | 0 | 0 | 0 | 0 | 0
BART SO2 Annual-Cherokee 4 -v5.13 | 106 | 5874 | Rate Constraint in MTons | FALSE | L | Annual | Constraint Shadow Price | US$/Ton | 0 | 0 | 0 | 0 | 0 | 0 | 0
BART SO2 Annual-Cholla 2 -v5.13 | 107 | 5869 | Rate Constraint in lbs/MMBtu | FALSE | L | Annual | Seasons Included | Seasons | Winter, Summer | Winter, Summer | Winter, Summer | Winter, Summer | Winter, Summer | Winter, Summer | Winter, Summer
BART SO2 Annual-Cholla 2 -v5.13 | 107 | 5869 | Rate Constraint in lbs/MMBtu | FALSE | L | Annual | Standard | lb/MMBtu | 0.15 | 0.15 | 0.15 | 0.15 | 0.15 | 0.15 | 0.15
BART SO2 Annual-Cholla 2 -v5.13 | 107 | 5869 | Rate Constraint in lbs/MMBtu | FALSE | L | Annual | Emissions at Affected Plants SO2 | MTons | 1.4223 | 1.4223 | 1.4223 | 1.4223 | 1.4223 | 1.4223 | 1.4223
BART SO2 Annual-Cholla 2 -v5.13 | 107 | 5869 | Rate Constraint in lbs/MMBtu | FALSE | L | Annual | Allowances Purchased SO2 | MTons | 0 | 0 | 0 | 0 | 0 | 0 | 0
BART SO2 Annual-Cholla 2 -v5.13 | 107 | 5869 | Rate Constraint in lbs/MMBtu | FALSE | L | Annual | Allowances Sold SO2 | MTons | 0 | 0 | 0 | 0 | 0 | 0 | 0
BART SO2 Annual-Cholla 2 -v5.13 | 107 | 5869 | Rate Constraint in lbs/MMBtu | FALSE | L | Annual | Allowances Banked | MTons | 0 | 0 | 0 | 0 | 0 | 0 | 0
BART SO2 Annual-Cholla 2 -v5.13 | 107 | 5869 | Rate Constraint in lbs/MMBtu | FALSE | L | Annual | Allowances Withdrawn (1:1) | MTons | 0 | 0 | 0 | 0 | 0 | 0 | 0
BART SO2 Annual-Cholla 2 -v5.13 | 107 | 5869 | Rate Constraint in lbs/MMBtu | FALSE | L | Annual | Allowances Withdrawn (n:1) | MTons | 0 | 0 | 0 | 0 | 0 | 0 | 0
BART SO2 Annual-Cholla 2 -v5.13 | 107 | 5869 | Rate Constraint in lbs/MMBtu | FALSE | L | Annual | Net Emissions Allowance Position | MTons | 1.4223 | 1.4223 | 1.4223 | 1.4223 | 1.4223 | 1.4223 | 1.4223
BART SO2 Annual-Cholla 2 -v5.13 | 107 | 5869 | Rate Constraint in lbs/MMBtu | FALSE | L | Annual | Fuel Consumed | TBtu | 18.9634 | 18.9634 | 18.9634 | 18.9634 | 18.9634 | 18.9634 | 18.9634
BART SO2 Annual-Cholla 2 -v5.13 | 107 | 5869 | Rate Constraint in lbs/MMBtu | FALSE | L | Annual | Rate | lb/MMBtu | 0.15 | 0.15 | 0.15 | 0.15 | 0.15 | 0.15 | 0.15
BART SO2 Annual-Cholla 2 -v5.13 | 107 | 5869 | Rate Constraint in lbs/MMBtu | FALSE | L | Annual | Generation | TWh | 1.8761 | 1.8703 | 1.8703 | 1.8703 | 1.8703 | 1.8703 | 1.8703
BART SO2 Annual-Cholla 2 -v5.13 | 107 | 5869 | Rate Constraint in lbs/MMBtu | FALSE | L | Annual | Qualifying Generation | TWh | 1.8761 | 1.8703 | 1.8703 | 1.8703 | 1.8703 | 1.8703 | 1.8703
BART SO2 Annual-Cholla 2 -v5.13 | 107 | 5869 | Rate Constraint in lbs/MMBtu | FALSE | L | Annual | Rate | lb/MWh | 0.75809 | 0.76045 | 0.76045 | 0.76045 | 0.76045 | 0.76045 | 0.76045
BART SO2 Annual-Cholla 2 -v5.13 | 107 | 5869 | Rate Constraint in lbs/MMBtu | FALSE | L | Annual | Constraint Shadow Price | US$/Ton | 91.0737 | 0 | 7395.3443 | 8857.0037 | 3936.5772 | 2260.1504 | 0
BART SO2 Annual-Cholla 3 -v5.13 | 108 | 5870 | Rate Constraint in lbs/MMBtu | FALSE | L | Annual | Seasons Included | Seasons | Winter, Summer | Winter, Summer | Winter, Summer | Winter, Summer | Winter, Summer | Winter, Summer | Winter, Summer
BART SO2 Annual-Cholla 3 -v5.13 | 108 | 5870 | Rate Constraint in lbs/MMBtu | FALSE | L | Annual | Standard | lb/MMBtu | 0.15 | 0.15 | 0.15 | 0.15 | 0.15 | 0.15 | 0.15
BART SO2 Annual-Cholla 3 -v5.13 | 108 | 5870 | Rate Constraint in lbs/MMBtu | FALSE | L | Annual | Emissions at Affected Plants SO2 | MTons | 1.1092 | 1.1092 | 1.1092 | 1.1092 | 1.1092 | 1.1092 | 1.1092
BART SO2 Annual-Cholla 3 -v5.13 | 108 | 5870 | Rate Constraint in lbs/MMBtu | FALSE | L | Annual | Allowances Purchased SO2 | MTons | 0 | 0 | 0 | 0 | 0 | 0 | 0
BART SO2 Annual-Cholla 3 -v5.13 | 108 | 5870 | Rate Constraint in lbs/MMBtu | FALSE | L | Annual | Allowances Sold SO2 | MTons | 0 | 0 | 0 | 0 | 0 | 0 | 0
BART SO2 Annual-Cholla 3 -v5.13 | 108 | 5870 | Rate Constraint in lbs/MMBtu | FALSE | L | Annual | Allowances Banked | MTons | 0 | 0 | 0 | 0 | 0 | 0 | 0
BART SO2 Annual-Cholla 3 -v5.13 | 108 | 5870 | Rate Constraint in lbs/MMBtu | FALSE | L | Annual | Allowances Withdrawn (1:1) | MTons | 0 | 0 | 0 | 0 | 0 | 0 | 0
BART SO2 Annual-Cholla 3 -v5.13 | 108 | 5870 | Rate Constraint in lbs/MMBtu | FALSE | L | Annual | Allowances Withdrawn (n:1) | MTons | 0 | 0 | 0 | 0 | 0 | 0 | 0
BART SO2 Annual-Cholla 3 -v5.13 | 108 | 5870 | Rate Constraint in lbs/MMBtu | FALSE | L | Annual | Net Emissions Allowance Position | MTons | 1.1092 | 1.1092 | 1.1092 | 1.1092 | 1.1092 | 1.1092 | 1.1092
BART SO2 Annual-Cholla 3 -v5.13 | 108 | 5870 | Rate Constraint in lbs/MMBtu | FALSE | L | Annual | Fuel Consumed | TBtu | 19.4498 | 19.4498 | 19.4498 | 19.4498 | 19.4498 | 19.4498 | 19.4498
BART SO2 Annual-Cholla 3 -v5.13 | 108 | 5870 | Rate Constraint in lbs/MMBtu | FALSE | L | Annual | Rate | lb/MMBtu | 0.11406 | 0.11406 | 0.11406 | 0.11406 | 0.11406 | 0.11406 | 0.11406
BART SO2 Annual-Cholla 3 -v5.13 | 108 | 5870 | Rate Constraint in lbs/MMBtu | FALSE | L | Annual | Generation | TWh | 1.96 | 1.9486 | 1.9486 | 1.9486 | 1.9486 | 1.9486 | 1.9486
BART SO2 Annual-Cholla 3 -v5.13 | 108 | 5870 | Rate Constraint in lbs/MMBtu | FALSE | L | Annual | Qualifying Generation | TWh | 1.96 | 1.9486 | 1.9486 | 1.9486 | 1.9486 | 1.9486 | 1.9486
BART SO2 Annual-Cholla 3 -v5.13 | 108 | 5870 | Rate Constraint in lbs/MMBtu | FALSE | L | Annual | Rate | lb/MWh | 0.56592 | 0.56924 | 0.56924 | 0.56924 | 0.56924 | 0.56924 | 0.56924
BART SO2 Annual-Cholla 3 -v5.13 | 108 | 5870 | Rate Constraint in lbs/MMBtu | FALSE | L | Annual | Constraint Shadow Price | US$/Ton | 0 | 0 | 0 | 0 | 0 | 0 | 0
BART SO2 Annual-Cholla 4 -v5.13 | 109 | 5871 | Rate Constraint in lbs/MMBtu | FALSE | L | Annual | Seasons Included | Seasons | Winter, Summer | Winter, Summer | Winter, Summer | Winter, Summer | Winter, Summer | Winter, Summer | Winter, Summer
BART SO2 Annual-Cholla 4 -v5.13 | 109 | 5871 | Rate Constraint in lbs/MMBtu | FALSE | L | Annual | Standard | lb/MMBtu | 0.15 | 0.15 | 0.15 | 0.15 | 0.15 | 0.15 | 0.15
BART SO2 Annual-Cholla 4 -v5.13 | 109 | 5871 | Rate Constraint in lbs/MMBtu | FALSE | L | Annual | Emissions at Affected Plants SO2 | MTons | 1.5789 | 1.5789 | 1.5789 | 1.5789 | 1.5789 | 1.5789 | 1.5789
BART SO2 Annual-Cholla 4 -v5.13 | 109 | 5871 | Rate Constraint in lbs/MMBtu | FALSE | L | Annual | Allowances Purchased SO2 | MTons | 0 | 0 | 0 | 0 | 0 | 0 | 0
BART SO2 Annual-Cholla 4 -v5.13 | 109 | 5871 | Rate Constraint in lbs/MMBtu | FALSE | L | Annual | Allowances Sold SO2 | MTons | 0 | 0 | 0 | 0 | 0 | 0 | 0
BART SO2 Annual-Cholla 4 -v5.13 | 109 | 5871 | Rate Constraint in lbs/MMBtu | FALSE | L | Annual | Allowances Banked | MTons | 0 | 0 | 0 | 0 | 0 | 0 | 0
BART SO2 Annual-Cholla 4 -v5.13 | 109 | 5871 | Rate Constraint in lbs/MMBtu | FALSE | L | Annual | Allowances Withdrawn (1:1) | MTons | 0 | 0 | 0 | 0 | 0 | 0 | 0
BART SO2 Annual-Cholla 4 -v5.13 | 109 | 5871 | Rate Constraint in lbs/MMBtu | FALSE | L | Annual | Allowances Withdrawn (n:1) | MTons | 0 | 0 | 0 | 0 | 0 | 0 | 0
BART SO2 Annual-Cholla 4 -v5.13 | 109 | 5871 | Rate Constraint in lbs/MMBtu | FALSE | L | Annual | Net Emissions Allowance Position | MTons | 1.5789 | 1.5789 | 1.5789 | 1.5789 | 1.5789 | 1.5789 | 1.5789
BART SO2 Annual-Cholla 4 -v5.13 | 109 | 5871 | Rate Constraint in lbs/MMBtu | FALSE | L | Annual | Fuel Consumed | TBtu | 27.6853 | 27.6853 | 27.6853 | 27.6853 | 27.6853 | 27.6853 | 27.6853
BART SO2 Annual-Cholla 4 -v5.13 | 109 | 5871 | Rate Constraint in lbs/MMBtu | FALSE | L | Annual | Rate | lb/MMBtu | 0.11406 | 0.11406 | 0.11406 | 0.11406 | 0.11406 | 0.11406 | 0.11406
BART SO2 Annual-Cholla 4 -v5.13 | 109 | 5871 | Rate Constraint in lbs/MMBtu | FALSE | L | Annual | Generation | TWh | 2.8086 | 2.7923 | 2.7923 | 2.7923 | 2.7923 | 2.7923 | 2.7923
BART SO2 Annual-Cholla 4 -v5.13 | 109 | 5871 | Rate Constraint in lbs/MMBtu | FALSE | L | Annual | Qualifying Generation | TWh | 2.8086 | 2.7923 | 2.7923 | 2.7923 | 2.7923 | 2.7923 | 2.7923
BART SO2 Annual-Cholla 4 -v5.13 | 109 | 5871 | Rate Constraint in lbs/MMBtu | FALSE | L | Annual | Rate | lb/MWh | 0.56217 | 0.56545 | 0.56545 | 0.56545 | 0.56545 | 0.56545 | 0.56545
BART SO2 Annual-Cholla 4 -v5.13 | 109 | 5871 | Rate Constraint in lbs/MMBtu | FALSE | L | Annual | Constraint Shadow Price | US$/Ton | 0 | 0 | 0 | 0 | 0 | 0 | 0
BART SO2 Annual-Coal Creek 1 -v5.13 | 110 | 5881 | Rate Constraint in lbs/MMBtu | FALSE | L | Annual | Seasons Included | Seasons |  | Winter, Summer | Winter, Summer | Winter, Summer | Winter, Summer | Winter, Summer | Winter, Summer
BART SO2 Annual-Coal Creek 1 -v5.13 | 110 | 5881 | Rate Constraint in lbs/MMBtu | FALSE | L | Annual | Standard | lb/MMBtu | 0 | 0.15 | 0.15 | 0.15 | 0.15 | 0.15 | 0.15
BART SO2 Annual-Coal Creek 1 -v5.13 | 110 | 5881 | Rate Constraint in lbs/MMBtu | FALSE | L | Annual | Emissions at Affected Plants SO2 | MTons | 0 | 1.3551 | 1.3551 | 1.3551 | 1.3551 | 1.3551 | 3.2567
BART SO2 Annual-Coal Creek 1 -v5.13 | 110 | 5881 | Rate Constraint in lbs/MMBtu | FALSE | L | Annual | Allowances Purchased SO2 | MTons | 0 | 0 | 0 | 0 | 0 | 0 | 0
BART SO2 Annual-Coal Creek 1 -v5.13 | 110 | 5881 | Rate Constraint in lbs/MMBtu | FALSE | L | Annual | Allowances Sold SO2 | MTons | 0 | 0 | 0 | 0 | 0 | 0 | 0
BART SO2 Annual-Coal Creek 1 -v5.13 | 110 | 5881 | Rate Constraint in lbs/MMBtu | FALSE | L | Annual | Allowances Banked | MTons | 0 | 0 | 0 | 0 | 0 | 0 | 0
BART SO2 Annual-Coal Creek 1 -v5.13 | 110 | 5881 | Rate Constraint in lbs/MMBtu | FALSE | L | Annual | Allowances Withdrawn (1:1) | MTons | 0 | 0 | 0 | 0 | 0 | 0 | 0
BART SO2 Annual-Coal Creek 1 -v5.13 | 110 | 5881 | Rate Constraint in lbs/MMBtu | FALSE | L | Annual | Allowances Withdrawn (n:1) | MTons | 0 | 0 | 0 | 0 | 0 | 0 | 0
BART SO2 Annual-Coal Creek 1 -v5.13 | 110 | 5881 | Rate Constraint in lbs/MMBtu | FALSE | L | Annual | Net Emissions Allowance Position | MTons | 0 | 1.3551 | 1.3551 | 1.3551 | 1.3551 | 1.3551 | 3.2567
BART SO2 Annual-Coal Creek 1 -v5.13 | 110 | 5881 | Rate Constraint in lbs/MMBtu | FALSE | L | Annual | Fuel Consumed | TBtu | 0 | 43.7139 | 43.7139 | 43.7139 | 43.7139 | 43.7139 | 43.7139
BART SO2 Annual-Coal Creek 1 -v5.13 | 110 | 5881 | Rate Constraint in lbs/MMBtu | FALSE | L | Annual | Rate | lb/MMBtu | 0 | 0.062 | 0.062 | 0.062 | 0.062 | 0.062 | 0.149
BART SO2 Annual-Coal Creek 1 -v5.13 | 110 | 5881 | Rate Constraint in lbs/MMBtu | FALSE | L | Annual | Generation | TWh | 0 | 3.9883 | 3.9883 | 3.9883 | 3.9883 | 3.9883 | 3.9883
BART SO2 Annual-Coal Creek 1 -v5.13 | 110 | 5881 | Rate Constraint in lbs/MMBtu | FALSE | L | Annual | Qualifying Generation | TWh | 0 | 3.9883 | 3.9883 | 3.9883 | 3.9883 | 3.9883 | 3.9883
BART SO2 Annual-Coal Creek 1 -v5.13 | 110 | 5881 | Rate Constraint in lbs/MMBtu | FALSE | L | Annual | Rate | lb/MWh | 0 | 0.33977 | 0.33977 | 0.33977 | 0.33977 | 0.33977 | 0.81656
BART SO2 Annual-Coal Creek 1 -v5.13 | 110 | 5881 | Rate Constraint in lbs/MMBtu | FALSE | L | Annual | Constraint Shadow Price | US$/Ton | 0 | 0 | 0 | 0 | 0 | 0 | 0
BART SO2 Annual-Coal Creek 2 -v5.13 | 111 | 5882 | Rate Constraint in lbs/MMBtu | FALSE | L | Annual | Seasons Included | Seasons |  | Winter, Summer | Winter, Summer | Winter, Summer | Winter, Summer | Winter, Summer | Winter, Summer
BART SO2 Annual-Coal Creek 2 -v5.13 | 111 | 5882 | Rate Constraint in lbs/MMBtu | FALSE | L | Annual | Standard | lb/MMBtu | 0 | 0.15 | 0.15 | 0.15 | 0.15 | 0.15 | 0.15
BART SO2 Annual-Coal Creek 2 -v5.13 | 111 | 5882 | Rate Constraint in lbs/MMBtu | FALSE | L | Annual | Emissions at Affected Plants SO2 | MTons | 0 | 1.3931 | 1.3931 | 1.3931 | 1.3931 | 1.3931 | 3.3479
BART SO2 Annual-Coal Creek 2 -v5.13 | 111 | 5882 | Rate Constraint in lbs/MMBtu | FALSE | L | Annual | Allowances Purchased SO2 | MTons | 0 | 0 | 0 | 0 | 0 | 0 | 0
BART SO2 Annual-Coal Creek 2 -v5.13 | 111 | 5882 | Rate Constraint in lbs/MMBtu | FALSE | L | Annual | Allowances Sold SO2 | MTons | 0 | 0 | 0 | 0 | 0 | 0 | 0
BART SO2 Annual-Coal Creek 2 -v5.13 | 111 | 5882 | Rate Constraint in lbs/MMBtu | FALSE | L | Annual | Allowances Banked | MTons | 0 | 0 | 0 | 0 | 0 | 0 | 0
BART SO2 Annual-Coal Creek 2 -v5.13 | 111 | 5882 | Rate Constraint in lbs/MMBtu | FALSE | L | Annual | Allowances Withdrawn (1:1) | MTons | 0 | 0 | 0 | 0 | 0 | 0 | 0
BART SO2 Annual-Coal Creek 2 -v5.13 | 111 | 5882 | Rate Constraint in lbs/MMBtu | FALSE | L | Annual | Allowances Withdrawn (n:1) | MTons | 0 | 0 | 0 | 0 | 0 | 0 | 0
BART SO2 Annual-Coal Creek 2 -v5.13 | 111 | 5882 | Rate Constraint in lbs/MMBtu | FALSE | L | Annual | Net Emissions Allowance Position | MTons | 0 | 1.3931 | 1.3931 | 1.3931 | 1.3931 | 1.3931 | 3.3479
BART SO2 Annual-Coal Creek 2 -v5.13 | 111 | 5882 | Rate Constraint in lbs/MMBtu | FALSE | L | Annual | Fuel Consumed | TBtu | 0 | 44.9385 | 44.9385 | 44.9385 | 44.9385 | 44.9385 | 44.9385
BART SO2 Annual-Coal Creek 2 -v5.13 | 111 | 5882 | Rate Constraint in lbs/MMBtu | FALSE | L | Annual | Rate | lb/MMBtu | 0 | 0.062 | 0.062 | 0.062 | 0.062 | 0.062 | 0.149
BART SO2 Annual-Coal Creek 2 -v5.13 | 111 | 5882 | Rate Constraint in lbs/MMBtu | FALSE | L | Annual | Generation | TWh | 0 | 4.1183 | 4.1183 | 4.1183 | 4.1183 | 4.1183 | 4.1183
BART SO2 Annual-Coal Creek 2 -v5.13 | 111 | 5882 | Rate Constraint in lbs/MMBtu | FALSE | L | Annual | Qualifying Generation | TWh | 0 | 4.1183 | 4.1183 | 4.1183 | 4.1183 | 4.1183 | 4.1183
BART SO2 Annual-Coal Creek 2 -v5.13 | 111 | 5882 | Rate Constraint in lbs/MMBtu | FALSE | L | Annual | Rate | lb/MWh | 0 | 0.33827 | 0.33827 | 0.33827 | 0.33827 | 0.33827 | 0.81294
BART SO2 Annual-Coal Creek 2 -v5.13 | 111 | 5882 | Rate Constraint in lbs/MMBtu | FALSE | L | Annual | Constraint Shadow Price | US$/Ton | 0 | 0 | 0 | 0 | 0 | 0 | 0
BART SO2 Annual-Coronado U1B -v5.13 | 112 | 5872 | Rate Constraint in lbs/MMBtu | FALSE | L | Annual | Seasons Included | Seasons | Winter, Summer | Winter, Summer | Winter, Summer | Winter, Summer | Winter, Summer | Winter, Summer | Winter, Summer
BART SO2 Annual-Coronado U1B -v5.13 | 112 | 5872 | Rate Constraint in lbs/MMBtu | FALSE | L | Annual | Standard | lb/MMBtu | 0.08 | 0.08 | 0.08 | 0.08 | 0.08 | 0.08 | 0.08
BART SO2 Annual-Coronado U1B -v5.13 | 112 | 5872 | Rate Constraint in lbs/MMBtu | FALSE | L | Annual | Emissions at Affected Plants SO2 | MTons | 0.81979 | 0.81979 | 0.81979 | 0.81979 | 0.81979 | 0.81979 | 0.81979
BART SO2 Annual-Coronado U1B -v5.13 | 112 | 5872 | Rate Constraint in lbs/MMBtu | FALSE | L | Annual | Allowances Purchased SO2 | MTons | 0 | 0 | 0 | 0 | 0 | 0 | 0
BART SO2 Annual-Coronado U1B -v5.13 | 112 | 5872 | Rate Constraint in lbs/MMBtu | FALSE | L | Annual | Allowances Sold SO2 | MTons | 0 | 0 | 0 | 0 | 0 | 0 | 0
BART SO2 Annual-Coronado U1B -v5.13 | 112 | 5872 | Rate Constraint in lbs/MMBtu | FALSE | L | Annual | Allowances Banked | MTons | 0 | 0 | 0 | 0 | 0 | 0 | 0
BART SO2 Annual-Coronado U1B -v5.13 | 112 | 5872 | Rate Constraint in lbs/MMBtu | FALSE | L | Annual | Allowances Withdrawn (1:1) | MTons | 0 | 0 | 0 | 0 | 0 | 0 | 0
BART SO2 Annual-Coronado U1B -v5.13 | 112 | 5872 | Rate Constraint in lbs/MMBtu | FALSE | L | Annual | Allowances Withdrawn (n:1) | MTons | 0 | 0 | 0 | 0 | 0 | 0 | 0
BART SO2 Annual-Coronado U1B -v5.13 | 112 | 5872 | Rate Constraint in lbs/MMBtu | FALSE | L | Annual | Net Emissions Allowance Position | MTons | 0.81979 | 0.81979 | 0.81979 | 0.81979 | 0.81979 | 0.81979 | 0.81979
BART SO2 Annual-Coronado U1B -v5.13 | 112 | 5872 | Rate Constraint in lbs/MMBtu | FALSE | L | Annual | Fuel Consumed | TBtu | 27.3719 | 27.3719 | 27.3719 | 27.3719 | 27.3719 | 27.3719 | 27.3719
BART SO2 Annual-Coronado U1B -v5.13 | 112 | 5872 | Rate Constraint in lbs/MMBtu | FALSE | L | Annual | Rate | lb/MMBtu | 0.0599 | 0.0599 | 0.0599 | 0.0599 | 0.0599 | 0.0599 | 0.0599
BART SO2 Annual-Coronado U1B -v5.13 | 112 | 5872 | Rate Constraint in lbs/MMBtu | FALSE | L | Annual | Generation | TWh | 2.7508 | 2.7508 | 2.7508 | 2.7508 | 2.7508 | 2.7508 | 2.7508
BART SO2 Annual-Coronado U1B -v5.13 | 112 | 5872 | Rate Constraint in lbs/MMBtu | FALSE | L | Annual | Qualifying Generation | TWh | 2.7508 | 2.7508 | 2.7508 | 2.7508 | 2.7508 | 2.7508 | 2.7508
BART SO2 Annual-Coronado U1B -v5.13 | 112 | 5872 | Rate Constraint in lbs/MMBtu | FALSE | L | Annual | Rate | lb/MWh | 0.29802 | 0.29802 | 0.29802 | 0.29802 | 0.29802 | 0.29802 | 0.29802
BART SO2 Annual-Coronado U1B -v5.13 | 112 | 5872 | Rate Constraint in lbs/MMBtu | FALSE | L | Annual | Constraint Shadow Price | US$/Ton | 0 | 0 | 0 | 0 | 0 | 0 | 0
BART SO2 Annual-Coronado U2B -v5.13 | 113 | 5873 | Rate Constraint in lbs/MMBtu | FALSE | L | Annual | Seasons Included | Seasons | Winter, Summer | Winter, Summer | Winter, Summer | Winter, Summer | Winter, Summer | Winter, Summer | Winter, Summer
BART SO2 Annual-Coronado U2B -v5.13 | 113 | 5873 | Rate Constraint in lbs/MMBtu | FALSE | L | Annual | Standard | lb/MMBtu | 0.08 | 0.08 | 0.08 | 0.08 | 0.08 | 0.08 | 0.08
BART SO2 Annual-Coronado U2B -v5.13 | 113 | 5873 | Rate Constraint in lbs/MMBtu | FALSE | L | Annual | Emissions at Affected Plants SO2 | MTons | 1.0117 | 1.0117 | 1.0117 | 1.0117 | 1.0117 | 1.0117 | 1.0117
BART SO2 Annual-Coronado U2B -v5.13 | 113 | 5873 | Rate Constraint in lbs/MMBtu | FALSE | L | Annual | Allowances Purchased SO2 | MTons | 0 | 0 | 0 | 0 | 0 | 0 | 0
BART SO2 Annual-Coronado U2B -v5.13 | 113 | 5873 | Rate Constraint in lbs/MMBtu | FALSE | L | Annual | Allowances Sold SO2 | MTons | 0 | 0 | 0 | 0 | 0 | 0 | 0
BART SO2 Annual-Coronado U2B -v5.13 | 113 | 5873 | Rate Constraint in lbs/MMBtu | FALSE | L | Annual | Allowances Banked | MTons | 0 | 0 | 0 | 0 | 0 | 0 | 0
BART SO2 Annual-Coronado U2B -v5.13 | 113 | 5873 | Rate Constraint in lbs/MMBtu | FALSE | L | Annual | Allowances Withdrawn (1:1) | MTons | 0 | 0 | 0 | 0 | 0 | 0 | 0
BART SO2 Annual-Coronado U2B -v5.13 | 113 | 5873 | Rate Constraint in lbs/MMBtu | FALSE | L | Annual | Allowances Withdrawn (n:1) | MTons | 0 | 0 | 0 | 0 | 0 | 0 | 0
BART SO2 Annual-Coronado U2B -v5.13 | 113 | 5873 | Rate Constraint in lbs/MMBtu | FALSE | L | Annual | Net Emissions Allowance Position | MTons | 1.0117 | 1.0117 | 1.0117 | 1.0117 | 1.0117 | 1.0117 | 1.0117
BART SO2 Annual-Coronado U2B -v5.13 | 113 | 5873 | Rate Constraint in lbs/MMBtu | FALSE | L | Annual | Fuel Consumed | TBtu | 27.684 | 27.684 | 27.684 | 27.684 | 27.684 | 27.684 | 27.684
BART SO2 Annual-Coronado U2B -v5.13 | 113 | 5873 | Rate Constraint in lbs/MMBtu | FALSE | L | Annual | Rate | lb/MMBtu | 0.07309 | 0.07309 | 0.07309 | 0.07309 | 0.07309 | 0.07309 | 0.07309
BART SO2 Annual-Coronado U2B -v5.13 | 113 | 5873 | Rate Constraint in lbs/MMBtu | FALSE | L | Annual | Generation | TWh | 2.781 | 2.781 | 2.781 | 2.781 | 2.781 | 2.781 | 2.781
BART SO2 Annual-Coronado U2B -v5.13 | 113 | 5873 | Rate Constraint in lbs/MMBtu | FALSE | L | Annual | Qualifying Generation | TWh | 2.781 | 2.781 | 2.781 | 2.781 | 2.781 | 2.781 | 2.781
BART SO2 Annual-Coronado U2B -v5.13 | 113 | 5873 | Rate Constraint in lbs/MMBtu | FALSE | L | Annual | Rate | lb/MWh | 0.3638 | 0.3638 | 0.3638 | 0.3638 | 0.3638 | 0.3638 | 0.3638
BART SO2 Annual-Coronado U2B -v5.13 | 113 | 5873 | Rate Constraint in lbs/MMBtu | FALSE | L | Annual | Constraint Shadow Price | US$/Ton | 0 | 0 | 0 | 0 | 0 | 0 | 0
BART SO2 Annual-Jeffrey Energy Center 1 -v5.13 | 114 | 5877 | Rate Constraint in lbs/MMBtu | FALSE | L | Annual | Seasons Included | Seasons |  | Winter, Summer | Winter, Summer | Winter, Summer | Winter, Summer | Winter, Summer | Winter, Summer
BART SO2 Annual-Jeffrey Energy Center 1 -v5.13 | 114 | 5877 | Rate Constraint in lbs/MMBtu | FALSE | L | Annual | Standard | lb/MMBtu | 0 | 0.15 | 0.15 | 0.15 | 0.15 | 0.15 | 0.15
BART SO2 Annual-Jeffrey Energy Center 1 -v5.13 | 114 | 5877 | Rate Constraint in lbs/MMBtu | FALSE | L | Annual | Emissions at Affected Plants SO2 | MTons | 0 | 1.7639 | 1.7639 | 1.7639 | 1.5407 | 1.6388 | 1.7639
BART SO2 Annual-Jeffrey Energy Center 1 -v5.13 | 114 | 5877 | Rate Constraint in lbs/MMBtu | FALSE | L | Annual | Allowances Purchased SO2 | MTons | 0 | 0 | 0 | 0 | 0 | 0 | 0
BART SO2 Annual-Jeffrey Energy Center 1 -v5.13 | 114 | 5877 | Rate Constraint in lbs/MMBtu | FALSE | L | Annual | Allowances Sold SO2 | MTons | 0 | 0 | 0 | 0 | 0 | 0 | 0
BART SO2 Annual-Jeffrey Energy Center 1 -v5.13 | 114 | 5877 | Rate Constraint in lbs/MMBtu | FALSE | L | Annual | Allowances Banked | MTons | 0 | 0 | 0 | 0 | 0 | 0 | 0
BART SO2 Annual-Jeffrey Energy Center 1 -v5.13 | 114 | 5877 | Rate Constraint in lbs/MMBtu | FALSE | L | Annual | Allowances Withdrawn (1:1) | MTons | 0 | 0 | 0 | 0 | 0 | 0 | 0
BART SO2 Annual-Jeffrey Energy Center 1 -v5.13 | 114 | 5877 | Rate Constraint in lbs/MMBtu | FALSE | L | Annual | Allowances Withdrawn (n:1) | MTons | 0 | 0 | 0 | 0 | 0 | 0 | 0
BART SO2 Annual-Jeffrey Energy Center 1 -v5.13 | 114 | 5877 | Rate Constraint in lbs/MMBtu | FALSE | L | Annual | Net Emissions Allowance Position | MTons | 0 | 1.7639 | 1.7639 | 1.7639 | 1.5407 | 1.6388 | 1.7639
BART SO2 Annual-Jeffrey Energy Center 1 -v5.13 | 114 | 5877 | Rate Constraint in lbs/MMBtu | FALSE | L | Annual | Fuel Consumed | TBtu | 0 | 58.8934 | 58.8934 | 58.8934 | 51.4434 | 54.7193 | 58.8934
BART SO2 Annual-Jeffrey Energy Center 1 -v5.13 | 114 | 5877 | Rate Constraint in lbs/MMBtu | FALSE | L | Annual | Rate | lb/MMBtu | 0 | 0.0599 | 0.0599 | 0.0599 | 0.0599 | 0.0599 | 0.0599
BART SO2 Annual-Jeffrey Energy Center 1 -v5.13 | 114 | 5877 | Rate Constraint in lbs/MMBtu | FALSE | L | Annual | Generation | TWh | 0 | 5.2687 | 5.2687 | 5.2687 | 4.6022 | 4.8953 | 5.2687
BART SO2 Annual-Jeffrey Energy Center 1 -v5.13 | 114 | 5877 | Rate Constraint in lbs/MMBtu | FALSE | L | Annual | Qualifying Generation | TWh | 0 | 5.2687 | 5.2687 | 5.2687 | 4.6022 | 4.8953 | 5.2687
BART SO2 Annual-Jeffrey Energy Center 1 -v5.13 | 114 | 5877 | Rate Constraint in lbs/MMBtu | FALSE | L | Annual | Rate | lb/MWh | 0 | 0.33478 | 0.33478 | 0.33478 | 0.33478 | 0.33478 | 0.33478
BART SO2 Annual-Jeffrey Energy Center 1 -v5.13 | 114 | 5877 | Rate Constraint in lbs/MMBtu | FALSE | L | Annual | Constraint Shadow Price | US$/Ton | 0 | 0 | 0 | 0 | 0 | 0 | 0
BART SO2 Annual-Jeffrey Energy Center 2 -v5.13 | 115 | 5878 | Rate Constraint in lbs/MMBtu | FALSE | L | Annual | Seasons Included | Seasons |  | Winter, Summer | Winter, Summer | Winter, Summer | Winter, Summer | Winter, Summer | Winter, Summer
BART SO2 Annual-Jeffrey Energy Center 2 -v5.13 | 115 | 5878 | Rate Constraint in lbs/MMBtu | FALSE | L | Annual | Standard | lb/MMBtu | 0 | 0.15 | 0.15 | 0.15 | 0.15 | 0.15 | 0.15
BART SO2 Annual-Jeffrey Energy Center 2 -v5.13 | 115 | 5878 | Rate Constraint in lbs/MMBtu | FALSE | L | Annual | Emissions at Affected Plants SO2 | MTons | 0 | 1.7635 | 1.7635 | 1.7635 | 1.5404 | 1.6101 | 1.7635
BART SO2 Annual-Jeffrey Energy Center 2 -v5.13 | 115 | 5878 | Rate Constraint in lbs/MMBtu | FALSE | L | Annual | Allowances Purchased SO2 | MTons | 0 | 0 | 0 | 0 | 0 | 0 | 0
BART SO2 Annual-Jeffrey Energy Center 2 -v5.13 | 115 | 5878 | Rate Constraint in lbs/MMBtu | FALSE | L | Annual | Allowances Sold SO2 | MTons | 0 | 0 | 0 | 0 | 0 | 0 | 0
BART SO2 Annual-Jeffrey Energy Center 2 -v5.13 | 115 | 5878 | Rate Constraint in lbs/MMBtu | FALSE | L | Annual | Allowances Banked | MTons | 0 | 0 | 0 | 0 | 0 | 0 | 0
BART SO2 Annual-Jeffrey Energy Center 2 -v5.13 | 115 | 5878 | Rate Constraint in lbs/MMBtu | FALSE | L | Annual | Allowances Withdrawn (1:1) | MTons | 0 | 0 | 0 | 0 | 0 | 0 | 0
BART SO2 Annual-Jeffrey Energy Center 2 -v5.13 | 115 | 5878 | Rate Constraint in lbs/MMBtu | FALSE | L | Annual | Allowances Withdrawn (n:1) | MTons | 0 | 0 | 0 | 0 | 0 | 0 | 0
BART SO2 Annual-Jeffrey Energy Center 2 -v5.13 | 115 | 5878 | Rate Constraint in lbs/MMBtu | FALSE | L | Annual | Net Emissions Allowance Position | MTons | 0 | 1.7635 | 1.7635 | 1.7635 | 1.5404 | 1.6101 | 1.7635
BART SO2 Annual-Jeffrey Energy Center 2 -v5.13 | 115 | 5878 | Rate Constraint in lbs/MMBtu | FALSE | L | Annual | Fuel Consumed | TBtu | 0 | 58.8819 | 58.8819 | 58.8819 | 51.4334 | 53.7603 | 58.8819
BART SO2 Annual-Jeffrey Energy Center 2 -v5.13 | 115 | 5878 | Rate Constraint in lbs/MMBtu | FALSE | L | Annual | Rate | lb/MMBtu | 0 | 0.0599 | 0.0599 | 0.0599 | 0.0599 | 0.0599 | 0.0599
BART SO2 Annual-Jeffrey Energy Center 2 -v5.13 | 115 | 5878 | Rate Constraint in lbs/MMBtu | FALSE | L | Annual | Generation | TWh | 0 | 5.279 | 5.279 | 5.279 | 4.6112 | 4.8199 | 5.279
BART SO2 Annual-Jeffrey Energy Center 2 -v5.13 | 115 | 5878 | Rate Constraint in lbs/MMBtu | FALSE | L | Annual | Qualifying Generation | TWh | 0 | 5.279 | 5.279 | 5.279 | 4.6112 | 4.8199 | 5.279
BART SO2 Annual-Jeffrey Energy Center 2 -v5.13 | 115 | 5878 | Rate Constraint in lbs/MMBtu | FALSE | L | Annual | Rate | lb/MWh | 0 | 0.33406 | 0.33406 | 0.33406 | 0.33406 | 0.33406 | 0.33406
BART SO2 Annual-Jeffrey Energy Center 2 -v5.13 | 115 | 5878 | Rate Constraint in lbs/MMBtu | FALSE | L | Annual | Constraint Shadow Price | US$/Ton | 0 | 0 | 0 | 0 | 0 | 0 | 0
BART SO2 Annual-La Cygne 1 -v5.13 | 116 | 5879 | Rate Constraint in lbs/MMBtu | FALSE | L | Annual | Seasons Included | Seasons | Winter, Summer | Winter, Summer | Winter, Summer | Winter, Summer | Winter, Summer | Winter, Summer | Winter, Summer
BART SO2 Annual-La Cygne 1 -v5.13 | 116 | 5879 | Rate Constraint in lbs/MMBtu | FALSE | L | Annual | Standard | lb/MMBtu | 0.15 | 0.15 | 0.15 | 0.15 | 0.15 | 0.15 | 0.15
BART SO2 Annual-La Cygne 1 -v5.13 | 116 | 5879 | Rate Constraint in lbs/MMBtu | FALSE | L | Annual | Emissions at Affected Plants SO2 | MTons | 2.5902 | 2.5902 | 2.5902 | 2.5902 | 2.2625 | 2.4066 | 2.5902
BART SO2 Annual-La Cygne 1 -v5.13 | 116 | 5879 | Rate Constraint in lbs/MMBtu | FALSE | L | Annual | Allowances Purchased SO2 | MTons | 0 | 0 | 0 | 0 | 0 | 0 | 0
BART SO2 Annual-La Cygne 1 -v5.13 | 116 | 5879 | Rate Constraint in lbs/MMBtu | FALSE | L | Annual | Allowances Sold SO2 | MTons | 0 | 0 | 0 | 0 | 0 | 0 | 0
BART SO2 Annual-La Cygne 1 -v5.13 | 116 | 5879 | Rate Constraint in lbs/MMBtu | FALSE | L | Annual | Allowances Banked | MTons | 0 | 0 | 0 | 0 | 0 | 0 | 0
BART SO2 Annual-La Cygne 1 -v5.13 | 116 | 5879 | Rate Constraint in lbs/MMBtu | FALSE | L | Annual | Allowances Withdrawn (1:1) | MTons | 0 | 0 | 0 | 0 | 0 | 0 | 0
BART SO2 Annual-La Cygne 1 -v5.13 | 116 | 5879 | Rate Constraint in lbs/MMBtu | FALSE | L | Annual | Allowances Withdrawn (n:1) | MTons | 0 | 0 | 0 | 0 | 0 | 0 | 0
BART SO2 Annual-La Cygne 1 -v5.13 | 116 | 5879 | Rate Constraint in lbs/MMBtu | FALSE | L | Annual | Net Emissions Allowance Position | MTons | 2.5902 | 2.5902 | 2.5902 | 2.5902 | 2.2625 | 2.4066 | 2.5902
BART SO2 Annual-La Cygne 1 -v5.13 | 116 | 5879 | Rate Constraint in lbs/MMBtu | FALSE | L | Annual | Fuel Consumed | TBtu | 55.1107 | 55.1107 | 55.1107 | 55.1107 | 48.1392 | 51.2047 | 55.1107
BART SO2 Annual-La Cygne 1 -v5.13 | 116 | 5879 | Rate Constraint in lbs/MMBtu | FALSE | L | Annual | Rate | lb/MMBtu | 0.094 | 0.094 | 0.094 | 0.094 | 0.094 | 0.094 | 0.094
BART SO2 Annual-La Cygne 1 -v5.13 | 116 | 5879 | Rate Constraint in lbs/MMBtu | FALSE | L | Annual | Generation | TWh | 5.3663 | 5.3663 | 5.3663 | 5.3663 | 4.6875 | 4.986 | 5.3663
BART SO2 Annual-La Cygne 1 -v5.13 | 116 | 5879 | Rate Constraint in lbs/MMBtu | FALSE | L | Annual | Qualifying Generation | TWh | 5.3663 | 5.3663 | 5.3663 | 5.3663 | 4.6875 | 4.986 | 5.3663
BART SO2 Annual-La Cygne 1 -v5.13 | 116 | 5879 | Rate Constraint in lbs/MMBtu | FALSE | L | Annual | Rate | lb/MWh | 0.48268 | 0.48268 | 0.48268 | 0.48268 | 0.48268 | 0.48268 | 0.48268
BART SO2 Annual-La Cygne 1 -v5.13 | 116 | 5879 | Rate Constraint in lbs/MMBtu | FALSE | L | Annual | Constraint Shadow Price | US$/Ton | 0 | 0 | 0 | 0 | 0 | 0 | 0
BART SO2 Annual-La Cygne 2 -v5.13 | 117 | 5880 | Rate Constraint in lbs/MMBtu | FALSE | L | Annual | Seasons Included | Seasons |  | Winter, Summer | Winter, Summer | Winter, Summer | Winter, Summer | Winter, Summer | Winter, Summer
BART SO2 Annual-La Cygne 2 -v5.13 | 117 | 5880 | Rate Constraint in lbs/MMBtu | FALSE | L | Annual | Standard | lb/MMBtu | 0 | 0.15 | 0.15 | 0.15 | 0.15 | 0.15 | 0.15
BART SO2 Annual-La Cygne 2 -v5.13 | 117 | 5880 | Rate Constraint in lbs/MMBtu | FALSE | L | Annual | Emissions at Affected Plants SO2 | MTons | 0 | 1.4548 | 1.4548 | 1.4548 | 1.2895 | 1.4548 | 1.4548
BART SO2 Annual-La Cygne 2 -v5.13 | 117 | 5880 | Rate Constraint in lbs/MMBtu | FALSE | L | Annual | Allowances Purchased SO2 | MTons | 0 | 0 | 0 | 0 | 0 | 0 | 0
BART SO2 Annual-La Cygne 2 -v5.13 | 117 | 5880 | Rate Constraint in lbs/MMBtu | FALSE | L | Annual | Allowances Sold SO2 | MTons | 0 | 0 | 0 | 0 | 0 | 0 | 0
BART SO2 Annual-La Cygne 2 -v5.13 | 117 | 5880 | Rate Constraint in lbs/MMBtu | FALSE | L | Annual | Allowances Banked | MTons | 0 | 0 | 0 | 0 | 0 | 0 | 0
BART SO2 Annual-La Cygne 2 -v5.13 | 117 | 5880 | Rate Constraint in lbs/MMBtu | FALSE | L | Annual | Allowances Withdrawn (1:1) | MTons | 0 | 0 | 0 | 0 | 0 | 0 | 0
BART SO2 Annual-La Cygne 2 -v5.13 | 117 | 5880 | Rate Constraint in lbs/MMBtu | FALSE | L | Annual | Allowances Withdrawn (n:1) | MTons | 0 | 0 | 0 | 0 | 0 | 0 | 0
BART SO2 Annual-La Cygne 2 -v5.13 | 117 | 5880 | Rate Constraint in lbs/MMBtu | FALSE | L | Annual | Net Emissions Allowance Position | MTons | 0 | 1.4548 | 1.4548 | 1.4548 | 1.2895 | 1.4548 | 1.4548
BART SO2 Annual-La Cygne 2 -v5.13 | 117 | 5880 | Rate Constraint in lbs/MMBtu | FALSE | L | Annual | Fuel Consumed | TBtu | 0 | 48.574 | 48.574 | 48.574 | 43.0547 | 48.574 | 48.574
BART SO2 Annual-La Cygne 2 -v5.13 | 117 | 5880 | Rate Constraint in lbs/MMBtu | FALSE | L | Annual | Rate | lb/MMBtu | 0 | 0.0599 | 0.0599 | 0.0599 | 0.0599 | 0.0599 | 0.0599
BART SO2 Annual-La Cygne 2 -v5.13 | 117 | 5880 | Rate Constraint in lbs/MMBtu | FALSE | L | Annual | Generation | TWh | 0 | 4.9726 | 4.9726 | 4.9726 | 4.4076 | 4.9726 | 4.9726
BART SO2 Annual-La Cygne 2 -v5.13 | 117 | 5880 | Rate Constraint in lbs/MMBtu | FALSE | L | Annual | Qualifying Generation | TWh | 0 | 4.9726 | 4.9726 | 4.9726 | 4.4076 | 4.9726 | 4.9726
BART SO2 Annual-La Cygne 2 -v5.13 | 117 | 5880 | Rate Constraint in lbs/MMBtu | FALSE | L | Annual | Rate | lb/MWh | 0 | 0.29256 | 0.29256 | 0.29256 | 0.29256 | 0.29256 | 0.29256
BART SO2 Annual-La Cygne 2 -v5.13 | 117 | 5880 | Rate Constraint in lbs/MMBtu | FALSE | L | Annual | Constraint Shadow Price | US$/Ton | 0 | 0 | 0 | 0 | 0 | 0 | 0
BART SO2 Annual-Leland Olds 1 -v5.13 | 118 | 5883 | Rate Constraint in lbs/MMBtu | FALSE | L | Annual | Seasons Included | Seasons |  | Winter, Summer | Winter, Summer | Winter, Summer | Winter, Summer | Winter, Summer | Winter, Summer
BART SO2 Annual-Leland Olds 1 -v5.13 | 118 | 5883 | Rate Constraint in lbs/MMBtu | FALSE | L | Annual | Standard | lb/MMBtu | 0 | 0.15 | 0.15 | 0.15 | 0.15 | 0.15 | 0.15
BART SO2 Annual-Leland Olds 1 -v5.13 | 118 | 5883 | Rate Constraint in lbs/MMBtu | FALSE | L | Annual | Emissions at Affected Plants SO2 | MTons | 0 | 0.54627 | 0.54627 | 0.54627 | 0.54627 | 0.54627 | 0.54627
BART SO2 Annual-Leland Olds 1 -v5.13 | 118 | 5883 | Rate Constraint in lbs/MMBtu | FALSE | L | Annual | Allowances Purchased SO2 | MTons | 0 | 0 | 0 | 0 | 0 | 0 | 0
BART SO2 Annual-Leland Olds 1 -v5.13 | 118 | 5883 | Rate Constraint in lbs/MMBtu | FALSE | L | Annual | Allowances Sold SO2 | MTons | 0 | 0 | 0 | 0 | 0 | 0 | 0
BART SO2 Annual-Leland Olds 1 -v5.13 | 118 | 5883 | Rate Constraint in lbs/MMBtu | FALSE | L | Annual | Allowances Banked | MTons | 0 | 0 | 0 | 0 | 0 | 0 | 0
BART SO2 Annual-Leland Olds 1 -v5.13 | 118 | 5883 | Rate Constraint in lbs/MMBtu | FALSE | L | Annual | Allowances Withdrawn (1:1) | MTons | 0 | 0 | 0 | 0 | 0 | 0 | 0
BART SO2 Annual-Leland Olds 1 -v5.13 | 118 | 5883 | Rate Constraint in lbs/MMBtu | FALSE | L | Annual | Allowances Withdrawn (n:1) | MTons | 0 | 0 | 0 | 0 | 0 | 0 | 0
BART SO2 Annual-Leland Olds 1 -v5.13 | 118 | 5883 | Rate Constraint in lbs/MMBtu | FALSE | L | Annual | Net Emissions Allowance Position | MTons | 0 | 0.54627 | 0.54627 | 0.54627 | 0.54627 | 0.54627 | 0.54627
BART SO2 Annual-Leland Olds 1 -v5.13 | 118 | 5883 | Rate Constraint in lbs/MMBtu | FALSE | L | Annual | Fuel Consumed | TBtu | 0 | 18.2394 | 18.2394 | 18.2394 | 18.2394 | 18.2394 | 18.2394
BART SO2 Annual-Leland Olds 1 -v5.13 | 118 | 5883 | Rate Constraint in lbs/MMBtu | FALSE | L | Annual | Rate | lb/MMBtu | 0 | 0.0599 | 0.0599 | 0.0599 | 0.0599 | 0.0599 | 0.0599
BART SO2 Annual-Leland Olds 1 -v5.13 | 118 | 5883 | Rate Constraint in lbs/MMBtu | FALSE | L | Annual | Generation | TWh | 0 | 1.6035 | 1.6035 | 1.6035 | 1.6035 | 1.6035 | 1.6035
BART SO2 Annual-Leland Olds 1 -v5.13 | 118 | 5883 | Rate Constraint in lbs/MMBtu | FALSE | L | Annual | Qualifying Generation | TWh | 0 | 1.6035 | 1.6035 | 1.6035 | 1.6035 | 1.6035 | 1.6035
BART SO2 Annual-Leland Olds 1 -v5.13 | 118 | 5883 | Rate Constraint in lbs/MMBtu | FALSE | L | Annual | Rate | lb/MWh | 0 | 0.34067 | 0.34067 | 0.34067 | 0.34067 | 0.34067 | 0.34067
BART SO2 Annual-Leland Olds 1 -v5.13 | 118 | 5883 | Rate Constraint in lbs/MMBtu | FALSE | L | Annual | Constraint Shadow Price | US$/Ton | 0 | 0 | 0 | 0 | 0 | 0 | 0
BART SO2 Annual-Leland Olds 2 -v5.13 | 119 | 5884 | Rate Constraint in lbs/MMBtu | FALSE | L | Annual | Seasons Included | Seasons |  | Winter, Summer | Winter, Summer | Winter, Summer | Winter, Summer | Winter, Summer | Winter, Summer
BART SO2 Annual-Leland Olds 2 -v5.13 | 119 | 5884 | Rate Constraint in lbs/MMBtu | FALSE | L | Annual | Standard | lb/MMBtu | 0 | 0.15 | 0.15 | 0.15 | 0.15 | 0.15 | 0.15
BART SO2 Annual-Leland Olds 2 -v5.13 | 119 | 5884 | Rate Constraint in lbs/MMBtu | FALSE | L | Annual | Emissions at Affected Plants SO2 | MTons | 0 | 1.089 | 1.089 | 1.089 | 1.089 | 1.089 | 1.089
BART SO2 Annual-Leland Olds 2 -v5.13 | 119 | 5884 | Rate Constraint in lbs/MMBtu | FALSE | L | Annual | Allowances Purchased SO2 | MTons | 0 | 0 | 0 | 0 | 0 | 0 | 0
BART SO2 Annual-Leland Olds 2 -v5.13 | 119 | 5884 | Rate Constraint in lbs/MMBtu | FALSE | L | Annual | Allowances Sold SO2 | MTons | 0 | 0 | 0 | 0 | 0 | 0 | 0
BART SO2 Annual-Leland Olds 2 -v5.13 | 119 | 5884 | Rate Constraint in lbs/MMBtu | FALSE | L | Annual | Allowances Banked | MTons | 0 | 0 | 0 | 0 | 0 | 0 | 0
BART SO2 Annual-Leland Olds 2 -v5.13 | 119 | 5884 | Rate Constraint in lbs/MMBtu | FALSE | L | Annual | Allowances Withdrawn (1:1) | MTons | 0 | 0 | 0 | 0 | 0 | 0 | 0
BART SO2 Annual-Leland Olds 2 -v5.13 | 119 | 5884 | Rate Constraint in lbs/MMBtu | FALSE | L | Annual | Allowances Withdrawn (n:1) | MTons | 0 | 0 | 0 | 0 | 0 | 0 | 0
BART SO2 Annual-Leland Olds 2 -v5.13 | 119 | 5884 | Rate Constraint in lbs/MMBtu | FALSE | L | Annual | Net Emissions Allowance Position | MTons | 0 | 1.089 | 1.089 | 1.089 | 1.089 | 1.089 | 1.089
BART SO2 Annual-Leland Olds 2 -v5.13 | 119 | 5884 | Rate Constraint in lbs/MMBtu | FALSE | L | Annual | Fuel Consumed | TBtu | 0 | 36.3596 | 36.3596 | 36.3596 | 36.3596 | 36.3596 | 36.3596
BART SO2 Annual-Leland Olds 2 -v5.13 | 119 | 5884 | Rate Constraint in lbs/MMBtu | FALSE | L | Annual | Rate | lb/MMBtu | 0 | 0.0599 | 0.0599 | 0.0599 | 0.0599 | 0.0599 | 0.0599
BART SO2 Annual-Leland Olds 2 -v5.13 | 119 | 5884 | Rate Constraint in lbs/MMBtu | FALSE | L | Annual | Generation | TWh | 0 | 3.2143 | 3.2143 | 3.2143 | 3.2143 | 3.2143 | 3.2143
BART SO2 Annual-Leland Olds 2 -v5.13 | 119 | 5884 | Rate Constraint in lbs/MMBtu | FALSE | L | Annual | Qualifying Generation | TWh | 0 | 3.2143 | 3.2143 | 3.2143 | 3.2143 | 3.2143 | 3.2143
BART SO2 Annual-Leland Olds 2 -v5.13 | 119 | 5884 | Rate Constraint in lbs/MMBtu | FALSE | L | Annual | Rate | lb/MWh | 0 | 0.33879 | 0.33879 | 0.33879 | 0.33879 | 0.33879 | 0.33879
BART SO2 Annual-Leland Olds 2 -v5.13 | 119 | 5884 | Rate Constraint in lbs/MMBtu | FALSE | L | Annual | Constraint Shadow Price | US$/Ton | 0 | 0 | 0 | 0 | 0 | 0 | 0
BART SO2 Annual-Milton R Young B1 -v5.13 | 120 | 5885 | Rate Constraint in lbs/MMBtu | FALSE | L | Annual | Seasons Included | Seasons |  | Winter, Summer | Winter, Summer | Winter, Summer | Winter, Summer | Winter, Summer | Winter, Summer
BART SO2 Annual-Milton R Young B1 -v5.13 | 120 | 5885 | Rate Constraint in lbs/MMBtu | FALSE | L | Annual | Standard | lb/MMBtu | 0 | 0.15 | 0.15 | 0.15 | 0.15 | 0.15 | 0.15
BART SO2 Annual-Milton R Young B1 -v5.13 | 120 | 5885 | Rate Constraint in lbs/MMBtu | FALSE | L | Annual | Emissions at Affected Plants SO2 | MTons | 0 | 0.60081 | 0.60081 | 0.60081 | 0.60081 | 0.60081 | 0.60081
BART SO2 Annual-Milton R Young B1 -v5.13 | 120 | 5885 | Rate Constraint in lbs/MMBtu | FALSE | L | Annual | Allowances Purchased SO2 | MTons | 0 | 0 | 0 | 0 | 0 | 0 | 0
BART SO2 Annual-Milton R Young B1 -v5.13 | 120 | 5885 | Rate Constraint in lbs/MMBtu | FALSE | L | Annual | Allowances Sold SO2 | MTons | 0 | 0 | 0 | 0 | 0 | 0 | 0
BART SO2 Annual-Milton R Young B1 -v5.13 | 120 | 5885 | Rate Constraint in lbs/MMBtu | FALSE | L | Annual | Allowances Banked | MTons | 0 | 0 | 0 | 0 | 0 | 0 | 0
BART SO2 Annual-Milton R Young B1 -v5.13 | 120 | 5885 | Rate Constraint in lbs/MMBtu | FALSE | L | Annual | Allowances Withdrawn (1:1) | MTons | 0 | 0 | 0 | 0 | 0 | 0 | 0
BART SO2 Annual-Milton R Young B1 -v5.13 | 120 | 5885 | Rate Constraint in lbs/MMBtu | FALSE | L | Annual | Allowances Withdrawn (n:1) | MTons | 0 | 0 | 0 | 0 | 0 | 0 | 0
BART SO2 Annual-Milton R Young B1 -v5.13 | 120 | 5885 | Rate Constraint in lbs/MMBtu | FALSE | L | Annual | Net Emissions Allowance Position | MTons | 0 | 0.60081 | 0.60081 | 0.60081 | 0.60081 | 0.60081 | 0.60081
BART SO2 Annual-Milton R Young B1 -v5.13 | 120 | 5885 | Rate Constraint in lbs/MMBtu | FALSE | L | Annual | Fuel Consumed | TBtu | 0 | 20.0605 | 20.0605 | 20.0605 | 20.0605 | 20.0605 | 20.0605
BART SO2 Annual-Milton R Young B1 -v5.13 | 120 | 5885 | Rate Constraint in lbs/MMBtu | FALSE | L | Annual | Rate | lb/MMBtu | 0 | 0.0599 | 0.0599 | 0.0599 | 0.0599 | 0.0599 | 0.0599
BART SO2 Annual-Milton R Young B1 -v5.13 | 120 | 5885 | Rate Constraint in lbs/MMBtu | FALSE | L | Annual | Generation | TWh | 0 | 1.809 | 1.809 | 1.809 | 1.809 | 1.809 | 1.809
BART SO2 Annual-Milton R Young B1 -v5.13 | 120 | 5885 | Rate Constraint in lbs/MMBtu | FALSE | L | Annual | Qualifying Generation | TWh | 0 | 1.809 | 1.809 | 1.809 | 1.809 | 1.809 | 1.809
BART SO2 Annual-Milton R Young B1 -v5.13 | 120 | 5885 | Rate Constraint in lbs/MMBtu | FALSE | L | Annual | Rate | lb/MWh | 0 | 0.33212 | 0.33212 | 0.33212 | 0.33212 | 0.33212 | 0.33212
BART SO2 Annual-Milton R Young B1 -v5.13 | 120 | 5885 | Rate Constraint in lbs/MMBtu | FALSE | L | Annual | Constraint Shadow Price | US$/Ton | 0 | 0 | 0 | 0 | 0 | 0 | 0
BART SO2 Annual-Milton R Young B2 -v5.13 | 121 | 5886 | Rate Constraint in lbs/MMBtu | FALSE | L | Annual | Seasons Included | Seasons |  | Winter, Summer | Winter, Summer | Winter, Summer | Winter, Summer | Winter, Summer | Winter, Summer
BART SO2 Annual-Milton R Young B2 -v5.13 | 121 | 5886 | Rate Constraint in lbs/MMBtu | FALSE | L | Annual | Standard | lb/MMBtu | 0 | 0.15 | 0.15 | 0.15 | 0.15 | 0.15 | 0.15
BART SO2 Annual-Milton R Young B2 -v5.13 | 121 | 5886 | Rate Constraint in lbs/MMBtu | FALSE | L | Annual | Emissions at Affected Plants SO2 | MTons | 0 | 1.1011 | 1.1011 | 1.1011 | 1.1011 | 2.6461 | 2.6461
BART SO2 Annual-Milton R Young B2 -v5.13 | 121 | 5886 | Rate Constraint in lbs/MMBtu | FALSE | L | Annual | Allowances Purchased SO2 | MTons | 0 | 0 | 0 | 0 | 0 | 0 | 0
BART SO2 Annual-Milton R Young B2 -v5.13 | 121 | 5886 | Rate Constraint in lbs/MMBtu | FALSE | L | Annual | Allowances Sold SO2 | MTons | 0 | 0 | 0 | 0 | 0 | 0 | 0
BART SO2 Annual-Milton R Young B2 -v5.13 | 121 | 5886 | Rate Constraint in lbs/MMBtu | FALSE | L | Annual | Allowances Banked | MTons | 0 | 0 | 0 | 0 | 0 | 0 | 0
BART SO2 Annual-Milton R Young B2 -v5.13 | 121 | 5886 | Rate Constraint in lbs/MMBtu | FALSE | L | Annual | Allowances Withdrawn (1:1) | MTons | 0 | 0 | 0 | 0 | 0 | 0 | 0
BART SO2 Annual-Milton R Young B2 -v5.13 | 121 | 5886 | Rate Constraint in lbs/MMBtu | FALSE | L | Annual | Allowances Withdrawn (n:1) | MTons | 0 | 0 | 0 | 0 | 0 | 0 | 0
BART SO2 Annual-Milton R Young B2 -v5.13 | 121 | 5886 | Rate Constraint in lbs/MMBtu | FALSE | L | Annual | Net Emissions Allowance Position | MTons | 0 | 1.1011 | 1.1011 | 1.1011 | 1.1011 | 2.6461 | 2.6461
BART SO2 Annual-Milton R Young B2 -v5.13 | 121 | 5886 | Rate Constraint in lbs/MMBtu | FALSE | L | Annual | Fuel Consumed | TBtu | 0 | 35.5184 | 35.5184 | 35.5184 | 35.5184 | 35.5184 | 35.5184
BART SO2 Annual-Milton R Young B2 -v5.13 | 121 | 5886 | Rate Constraint in lbs/MMBtu | FALSE | L | Annual | Rate | lb/MMBtu | 0 | 0.062 | 0.062 | 0.062 | 0.062 | 0.149 | 0.149
BART SO2 Annual-Milton R Young B2 -v5.13 | 121 | 5886 | Rate Constraint in lbs/MMBtu | FALSE | L | Annual | Generation | TWh | 0 | 3.2071 | 3.2071 | 3.2071 | 3.2071 | 3.2071 | 3.2071
BART SO2 Annual-Milton R Young B2 -v5.13 | 121 | 5886 | Rate Constraint in lbs/MMBtu | FALSE | L | Annual | Qualifying Generation | TWh | 0 | 3.2071 | 3.2071 | 3.2071 | 3.2071 | 3.2071 | 3.2071
BART SO2 Annual-Milton R Young B2 -v5.13 | 121 | 5886 | Rate Constraint in lbs/MMBtu | FALSE | L | Annual | Rate | lb/MWh | 0 | 0.34332 | 0.34332 | 0.34332 | 0.34332 | 0.82509 | 0.82509
BART SO2 Annual-Milton R Young B2 -v5.13 | 121 | 5886 | Rate Constraint in lbs/MMBtu | FALSE | L | Annual | Constraint Shadow Price | US$/Ton | 0 | 0 | 0 | 0 | 0 | 0 | 0
BART SO2 Annual-Muskogee 4 -v5.13 | 122 | 5888 | Rate Constraint in lbs/MMBtu | FALSE | L | Annual | Seasons Included | Seasons |  | Winter, Summer | Winter, Summer | Winter, Summer | Winter, Summer | Winter, Summer | Winter, Summer
BART SO2 Annual-Muskogee 4 -v5.13 | 122 | 5888 | Rate Constraint in lbs/MMBtu | FALSE | L | Annual | Standard | lb/MMBtu | 0 | 0.06 | 0.06 | 0.06 | 0.06 | 0.06 | 0.06
BART SO2 Annual-Muskogee 4 -v5.13 | 122 | 5888 | Rate Constraint in lbs/MMBtu | FALSE | L | Annual | Emissions at Affected Plants SO2 | MTons | 0 | 1.1514 | 1.1514 | 1.1514 | 1.1514 | 1.1514 | 1.1514
BART SO2 Annual-Muskogee 4 -v5.13 | 122 | 5888 | Rate Constraint in lbs/MMBtu | FALSE | L | Annual | Allowances Purchased SO2 | MTons | 0 | 0 | 0 | 0 | 0 | 0 | 0
BART SO2 Annual-Muskogee 4 -v5.13 | 122 | 5888 | Rate Constraint in lbs/MMBtu | FALSE | L | Annual | Allowances Sold SO2 | MTons | 0 | 0 | 0 | 0 | 0 | 0 | 0
BART SO2 Annual-Muskogee 4 -v5.13 | 122 | 5888 | Rate Constraint in lbs/MMBtu | FALSE | L | Annual | Allowances Banked | MTons | 0 | 0 | 0 | 0 | 0 | 0 | 0
BART SO2 Annual-Muskogee 4 -v5.13 | 122 | 5888 | Rate Constraint in lbs/MMBtu | FALSE | L | Annual | Allowances Withdrawn (1:1) | MTons | 0 | 0 | 0 | 0 | 0 | 0 | 0
BART SO2 Annual-Muskogee 4 -v5.13 | 122 | 5888 | Rate Constraint in lbs/MMBtu | FALSE | L | Annual | Allowances Withdrawn (n:1) | MTons | 0 | 0 | 0 | 0 | 0 | 0 | 0
BART SO2 Annual-Muskogee 4 -v5.13 | 122 | 5888 | Rate Constraint in lbs/MMBtu | FALSE | L | Annual | Net Emissions Allowance Position | MTons | 0 | 1.1514 | 1.1514 | 1.1514 | 1.1514 | 1.1514 | 1.1514
BART SO2 Annual-Muskogee 4 -v5.13 | 122 | 5888 | Rate Constraint in lbs/MMBtu | FALSE | L | Annual | Fuel Consumed | TBtu | 0 | 38.3807 | 38.3807 | 38.3807 | 38.3807 | 38.3807 | 38.3807
BART SO2 Annual-Muskogee 4 -v5.13 | 122 | 5888 | Rate Constraint in lbs/MMBtu | FALSE | L | Annual | Rate | lb/MMBtu | 0 | 0.06 | 0.06 | 0.06 | 0.06 | 0.06 | 0.06
BART SO2 Annual-Muskogee 4 -v5.13 | 122 | 5888 | Rate Constraint in lbs/MMBtu | FALSE | L | Annual | Generation | TWh | 0 | 3.5678 | 3.5678 | 3.5678 | 3.5678 | 3.5678 | 3.5678
BART SO2 Annual-Muskogee 4 -v5.13 | 122 | 5888 | Rate Constraint in lbs/MMBtu | FALSE | L | Annual | Qualifying Generation | TWh | 0 | 3.5678 | 3.5678 | 3.5678 | 3.5678 | 3.5678 | 3.5678
BART SO2 Annual-Muskogee 4 -v5.13 | 122 | 5888 | Rate Constraint in lbs/MMBtu | FALSE | L | Annual | Rate | lb/MWh | 0 | 0.32272 | 0.32272 | 0.32272 | 0.32272 | 0.32272 | 0.32272
BART SO2 Annual-Muskogee 4 -v5.13 | 122 | 5888 | Rate Constraint in lbs/MMBtu | FALSE | L | Annual | Constraint Shadow Price | US$/Ton | 0 | 16897.71 | 13774.6921 | 8836.9094 | 5562.8216 | 7515.9073 | 19002.629
BART SO2 Annual-Muskogee 5 -v5.13 | 123 | 5889 | Rate Constraint in lbs/MMBtu | FALSE | L | Annual | Seasons Included | Seasons |  | Winter, Summer | Winter, Summer | Winter, Summer | Winter, Summer | Winter, Summer | Winter, Summer
BART SO2 Annual-Muskogee 5 -v5.13 | 123 | 5889 | Rate Constraint in lbs/MMBtu | FALSE | L | Annual | Standard | lb/MMBtu | 0 | 0.06 | 0.06 | 0.06 | 0.06 | 0.06 | 0.06
BART SO2 Annual-Muskogee 5 -v5.13 | 123 | 5889 | Rate Constraint in lbs/MMBtu | FALSE | L | Annual | Emissions at Affected Plants SO2 | MTons | 0 | 1.1853 | 1.1853 | 1.1853 | 1.1853 | 1.1853 | 1.1853
BART SO2 Annual-Muskogee 5 -v5.13 | 123 | 5889 | Rate Constraint in lbs/MMBtu | FALSE | L | Annual | Allowances Purchased SO2 | MTons | 0 | 0 | 0 | 0 | 0 | 0 | 0
BART SO2 Annual-Muskogee 5 -v5.13 | 123 | 5889 | Rate Constraint in lbs/MMBtu | FALSE | L | Annual | Allowances Sold SO2 | MTons | 0 | 0 | 0 | 0 | 0 | 0 | 0
BART SO2 Annual-Muskogee 5 -v5.13 | 123 | 5889 | Rate Constraint in lbs/MMBtu | FALSE | L | Annual | Allowances Banked | MTons | 0 | 0 | 0 | 0 | 0 | 0 | 0
BART SO2 Annual-Muskogee 5 -v5.13 | 123 | 5889 | Rate Constraint in lbs/MMBtu | FALSE | L | Annual | Allowances Withdrawn (1:1) | MTons | 0 | 0 | 0 | 0 | 0 | 0 | 0
BART SO2 Annual-Muskogee 5 -v5.13 | 123 | 5889 | Rate Constraint in lbs/MMBtu | FALSE | L | Annual | Allowances Withdrawn (n:1) | MTons | 0 | 0 | 0 | 0 | 0 | 0 | 0
BART SO2 Annual-Muskogee 5 -v5.13 | 123 | 5889 | Rate Constraint in lbs/MMBtu | FALSE | L | Annual | Net Emissions Allowance Position | MTons | 0 | 1.1853 | 1.1853 | 1.1853 | 1.1853 | 1.1853 | 1.1853
BART SO2 Annual-Muskogee 5 -v5.13 | 123 | 5889 | Rate Constraint in lbs/MMBtu | FALSE | L | Annual | Fuel Consumed | TBtu | 0 | 39.5115 | 39.5115 | 39.5115 | 39.5115 | 39.5115 | 39.5115
BART SO2 Annual-Muskogee 5 -v5.13 | 123 | 5889 | Rate Constraint in lbs/MMBtu | FALSE | L | Annual | Rate | lb/MMBtu | 0 | 0.06 | 0.06 | 0.06 | 0.06 | 0.06 | 0.06
BART SO2 Annual-Muskogee 5 -v5.13 | 123 | 5889 | Rate Constraint in lbs/MMBtu | FALSE | L | Annual | Generation | TWh | 0 | 3.6523 | 3.6523 | 3.6523 | 3.6523 | 3.6523 | 3.6523
BART SO2 Annual-Muskogee 5 -v5.13 | 123 | 5889 | Rate Constraint in lbs/MMBtu | FALSE | L | Annual | Qualifying Generation | TWh | 0 | 3.6523 | 3.6523 | 3.6523 | 3.6523 | 3.6523 | 3.6523
BART SO2 Annual-Muskogee 5 -v5.13 | 123 | 5889 | Rate Constraint in lbs/MMBtu | FALSE | L | Annual | Rate | lb/MWh | 0 | 0.32455 | 0.32455 | 0.32455 | 0.32455 | 0.32455 | 0.32455
BART SO2 Annual-Muskogee 5 -v5.13 | 123 | 5889 | Rate Constraint in lbs/MMBtu | FALSE | L | Annual | Constraint Shadow Price | US$/Ton | 0 | 18719.3878 | 13252.5171 | 11722.1879 | 7520.809 | 7097.3804 | 10306.9877
BART SO2 Annual-Northeastern 3313 -v5.13 | 124 | 5890 | Rate Constraint in lbs/MMBtu | FALSE | L | Annual | Seasons Included | Seasons |  | Winter, Summer | Winter, Summer | Winter, Summer | Winter, Summer | Winter, Summer | Winter, Summer
BART SO2 Annual-Northeastern 3313 -v5.13 | 124 | 5890 | Rate Constraint in lbs/MMBtu | FALSE | L | Annual | Standard | lb/MMBtu | 0 | 0.6 | 0.6 | 0.6 | 0.6 | 0.6 | 0.6
BART SO2 Annual-Northeastern 3313 -v5.13 | 124 | 5890 | Rate Constraint in lbs/MMBtu | FALSE | L | Annual | Emissions at Affected Plants SO2 | MTons | 0 | 2.8158 | 2.8158 | 4.5635 | 0 | 0 | 0
BART SO2 Annual-Northeastern 3313 -v5.13 | 124 | 5890 | Rate Constraint in lbs/MMBtu | FALSE | L | Annual | Allowances Purchased SO2 | MTons | 0 | 0 | 0 | 0 | 0 | 0 | 0
BART SO2 Annual-Northeastern 3313 -v5.13 | 124 | 5890 | Rate Constraint in lbs/MMBtu | FALSE | L | Annual | Allowances Sold SO2 | MTons | 0 | 0 | 0 | 0 | 0 | 0 | 0
BART SO2 Annual-Northeastern 3313 -v5.13 | 124 | 5890 | Rate Constraint in lbs/MMBtu | FALSE | L | Annual | Allowances Banked | MTons | 0 | 0 | 0 | 0 | 0 | 0 | 0
BART SO2 Annual-Northeastern 3313 -v5.13 | 124 | 5890 | Rate Constraint in lbs/MMBtu | FALSE | L | Annual | Allowances Withdrawn (1:1) | MTons | 0 | 0 | 0 | 0 | 0 | 0 | 0
BART SO2 Annual-Northeastern 3313 -v5.13 | 124 | 5890 | Rate Constraint in lbs/MMBtu | FALSE | L | Annual | Allowances Withdrawn (n:1) | MTons | 0 | 0 | 0 | 0 | 0 | 0 | 0
BART SO2 Annual-Northeastern 3313 -v5.13 | 124 | 5890 | Rate Constraint in lbs/MMBtu | FALSE | L | Annual | Net Emissions Allowance Position | MTons | 0 | 2.8158 | 2.8158 | 4.5635 | 0 | 0 | 0
BART SO2 Annual-Northeastern 3313 -v5.13 | 124 | 5890 | Rate Constraint in lbs/MMBtu | FALSE | L | Annual | Fuel Consumed | TBtu | 0 | 32.3654 | 32.3654 | 32.3654 | 0 | 0 | 0
BART SO2 Annual-Northeastern 3313 -v5.13 | 124 | 5890 | Rate Constraint in lbs/MMBtu | FALSE | L | Annual | Rate | lb/MMBtu | 0 | 0.174 | 0.174 | 0.282 | 0 | 0 | 0
BART SO2 Annual-Northeastern 3313 -v5.13 | 124 | 5890 | Rate Constraint in lbs/MMBtu | FALSE | L | Annual | Generation | TWh | 0 | 3.2647 | 3.2647 | 3.2647 | 0 | 0 | 0
BART SO2 Annual-Northeastern 3313 -v5.13 | 124 | 5890 | Rate Constraint in lbs/MMBtu | FALSE | L | Annual | Qualifying Generation | TWh | 0 | 3.2647 | 3.2647 | 3.2647 | 0 | 0 | 0
BART SO2 Annual-Northeastern 3313 -v5.13 | 124 | 5890 | Rate Constraint in lbs/MMBtu | FALSE | L | Annual | Rate | lb/MWh | 0 | 0.86251 | 0.86251 | 1.3979 | 0 | 0 | 0
BART SO2 Annual-Northeastern 3313 -v5.13 | 124 | 5890 | Rate Constraint in lbs/MMBtu | FALSE | L | Annual | Constraint Shadow Price | US$/Ton | 0 | 0 | 0 | 0 | 0 | 0 | 0
BART SO2 Annual-Northeastern 3314 -v5.13 | 125 | 5891 | Rate Constraint in lbs/MMBtu | FALSE | L | Annual | Seasons Included | Seasons |  | Winter, Summer | Winter, Summer | Winter, Summer | Winter, Summer | Winter, Summer | Winter, Summer
BART SO2 Annual-Northeastern 3314 -v5.13 | 125 | 5891 | Rate Constraint in lbs/MMBtu | FALSE | L | Annual | Standard | lb/MMBtu | 0 | 0.4 | 0.4 | 0.4 | 0.4 | 0.4 | 0.4
BART SO2 Annual-Northeastern 3314 -v5.13 | 125 | 5891 | Rate Constraint in lbs/MMBtu | FALSE | L | Annual | Emissions at Affected Plants SO2 | MTons | 0 | 0 | 0 | 0 | 0 | 0 | 0
BART SO2 Annual-Northeastern 3314 -v5.13 | 125 | 5891 | Rate Constraint in lbs/MMBtu | FALSE | L | Annual | Allowances Purchased SO2 | MTons | 0 | 0 | 0 | 0 | 0 | 0 | 0
BART SO2 Annual-Northeastern 3314 -v5.13 | 125 | 5891 | Rate Constraint in lbs/MMBtu | FALSE | L | Annual | Allowances Sold SO2 | MTons | 0 | 0 | 0 | 0 | 0 | 0 | 0
BART SO2 Annual-Northeastern 3314 -v5.13 | 125 | 5891 | Rate Constraint in lbs/MMBtu | FALSE | L | Annual | Allowances Banked | MTons | 0 | 0 | 0 | 0 | 0 | 0 | 0
BART SO2 Annual-Northeastern 3314 -v5.13 | 125 | 5891 | Rate Constraint in lbs/MMBtu | FALSE | L | Annual | Allowances Withdrawn (1:1) | MTons | 0 | 0 | 0 | 0 | 0 | 0 | 0
BART SO2 Annual-Northeastern 3314 -v5.13 | 125 | 5891 | Rate Constraint in lbs/MMBtu | FALSE | L | Annual | Allowances Withdrawn (n:1) | MTons | 0 | 0 | 0 | 0 | 0 | 0 | 0
BART SO2 Annual-Northeastern 3314 -v5.13 | 125 | 5891 | Rate Constraint in lbs/MMBtu | FALSE | L | Annual | Net Emissions Allowance Position | MTons | 0 | 0 | 0 | 0 | 0 | 0 | 0
BART SO2 Annual-Northeastern 3314 -v5.13 | 125 | 5891 | Rate Constraint in lbs/MMBtu | FALSE | L | Annual | Fuel Consumed | TBtu | 0 | 0 | 0 | 0 | 0 | 0 | 0
BART SO2 Annual-Northeastern 3314 -v5.13 | 125 | 5891 | Rate Constraint in lbs/MMBtu | FALSE | L | Annual | Rate | lb/MMBtu | 0 | 0 | 0 | 0 | 0 | 0 | 0
BART SO2 Annual-Northeastern 3314 -v5.13 | 125 | 5891 | Rate Constraint in lbs/MMBtu | FALSE | L | Annual | Generation | TWh | 0 | 0 | 0 | 0 | 0 | 0 | 0
BART SO2 Annual-Northeastern 3314 -v5.13 | 125 | 5891 | Rate Constraint in lbs/MMBtu | FALSE | L | Annual | Qualifying Generation | TWh | 0 | 0 | 0 | 0 | 0 | 0 | 0
BART SO2 Annual-Northeastern 3314 -v5.13 | 125 | 5891 | Rate Constraint in lbs/MMBtu | FALSE | L | Annual | Rate | lb/MWh | 0 | 0 | 0 | 0 | 0 | 0 | 0
BART SO2 Annual-Northeastern 3314 -v5.13 | 125 | 5891 | Rate Constraint in lbs/MMBtu | FALSE | L | Annual | Constraint Shadow Price | US$/Ton | 0 | 0 | 0 | 0 | 0 | 0 | 0
BART SO2 Annual-Pawnee 1 -v5.13 | 126 | 5875 | Rate Constraint in lbs/MMBtu | FALSE | L | Annual | Seasons Included | Seasons |  | Winter, Summer | Winter, Summer | Winter, Summer | Winter, Summer | Winter, Summer | Winter, Summer
BART SO2 Annual-Pawnee 1 -v5.13 | 126 | 5875 | Rate Constraint in lbs/MMBtu | FALSE | L | Annual | Standard | lb/MMBtu | 0 | 0.12 | 0.12 | 0.12 | 0.12 | 0.12 | 0.12
BART SO2 Annual-Pawnee 1 -v5.13 | 126 | 5875 | Rate Constraint in lbs/MMBtu | FALSE | L | Annual | Emissions at Affected Plants SO2 | MTons | 0 | 1.5385 | 1.5385 | 1.5385 | 1.5385 | 1.5385 | 1.5385
BART SO2 Annual-Pawnee 1 -v5.13 | 126 | 5875 | Rate Constraint in lbs/MMBtu | FALSE | L | Annual | Allowances Purchased SO2 | MTons | 0 | 0 | 0 | 0 | 0 | 0 | 0
BART SO2 Annual-Pawnee 1 -v5.13 | 126 | 5875 | Rate Constraint in lbs/MMBtu | FALSE | L | Annual | Allowances Sold SO2 | MTons | 0 | 0 | 0 | 0 | 0 | 0 | 0
BART SO2 Annual-Pawnee 1 -v5.13 | 126 | 5875 | Rate Constraint in lbs/MMBtu | FALSE | L | Annual | Allowances Banked | MTons | 0 | 0 | 0 | 0 | 0 | 0 | 0
BART SO2 Annual-Pawnee 1 -v5.13 | 126 | 5875 | Rate Constraint in lbs/MMBtu | FALSE | L | Annual | Allowances Withdrawn (1:1) | MTons | 0 | 0 | 0 | 0 | 0 | 0 | 0
BART SO2 Annual-Pawnee 1 -v5.13 | 126 | 5875 | Rate Constraint in lbs/MMBtu | FALSE | L | Annual | Allowances Withdrawn (n:1) | MTons | 0 | 0 | 0 | 0 | 0 | 0 | 0
BART SO2 Annual-Pawnee 1 -v5.13 | 126 | 5875 | Rate Constraint in lbs/MMBtu | FALSE | L | Annual | Net Emissions Allowance Position | MTons | 0 | 1.5385 | 1.5385 | 1.5385 | 1.5385 | 1.5385 | 1.5385
BART SO2 Annual-Pawnee 1 -v5.13 | 126 | 5875 | Rate Constraint in lbs/MMBtu | FALSE | L | Annual | Fuel Consumed | TBtu | 0 | 38.5111 | 38.5111 | 38.5111 | 38.5111 | 38.5111 | 38.5111
BART SO2 Annual-Pawnee 1 -v5.13 | 126 | 5875 | Rate Constraint in lbs/MMBtu | FALSE | L | Annual | Rate | lb/MMBtu | 0 | 0.0799 | 0.0799 | 0.0799 | 0.0799 | 0.0799 | 0.0799
BART SO2 Annual-Pawnee 1 -v5.13 | 126 | 5875 | Rate Constraint in lbs/MMBtu | FALSE | L | Annual | Generation | TWh | 0 | 3.6214 | 3.6214 | 3.6214 | 3.6214 | 3.6214 | 3.6214
BART SO2 Annual-Pawnee 1 -v5.13 | 126 | 5875 | Rate Constraint in lbs/MMBtu | FALSE | L | Annual | Qualifying Generation | TWh | 0 | 3.6214 | 3.6214 | 3.6214 | 3.6214 | 3.6214 | 3.6214
BART SO2 Annual-Pawnee 1 -v5.13 | 126 | 5875 | Rate Constraint in lbs/MMBtu | FALSE | L | Annual | Rate | lb/MWh | 0 | 0.42485 | 0.42485 | 0.42485 | 0.42485 | 0.42485 | 0.42485
BART SO2 Annual-Pawnee 1 -v5.13 | 126 | 5875 | Rate Constraint in lbs/MMBtu | FALSE | L | Annual | Constraint Shadow Price | US$/Ton | 0 | 0 | 0 | 0 | 0 | 0 | 0
BART SO2 Annual-Ray D Nixon 1 -v5.13 | 127 | 5876 | Rate Constraint in lbs/MMBtu | FALSE | L | Annual | Seasons Included | Seasons |  | Winter, Summer | Winter, Summer | Winter, Summer | Winter, Summer | Winter, Summer | Winter, Summer
BART SO2 Annual-Ray D Nixon 1 -v5.13 | 127 | 5876 | Rate Constraint in lbs/MMBtu | FALSE | L | Annual | Standard | lb/MMBtu | 0 | 0.11 | 0.11 | 0.11 | 0.11 | 0.11 | 0.11
BART SO2 Annual-Ray D Nixon 1 -v5.13 | 127 | 5876 | Rate Constraint in lbs/MMBtu | FALSE | L | Annual | Emissions at Affected Plants SO2 | MTons | 0 | 0.83277 | 0.83277 | 0.83277 | 0.83277 | 0.83277 | 0.83896
BART SO2 Annual-Ray D Nixon 1 -v5.13 | 127 | 5876 | Rate Constraint in lbs/MMBtu | FALSE | L | Annual | Allowances Purchased SO2 | MTons | 0 | 0 | 0 | 0 | 0 | 0 | 0
BART SO2 Annual-Ray D Nixon 1 -v5.13 | 127 | 5876 | Rate Constraint in lbs/MMBtu | FALSE | L | Annual | Allowances Sold SO2 | MTons | 0 | 0 | 0 | 0 | 0 | 0 | 0
BART SO2 Annual-Ray D Nixon 1 -v5.13 | 127 | 5876 | Rate Constraint in lbs/MMBtu | FALSE | L | Annual | Allowances Banked | MTons | 0 | 0 | 0 | 0 | 0 | 0 | 0
BART SO2 Annual-Ray D Nixon 1 -v5.13 | 127 | 5876 | Rate Constraint in lbs/MMBtu | FALSE | L | Annual | Allowances Withdrawn (1:1) | MTons | 0 | 0 | 0 | 0 | 0 | 0 | 0
BART SO2 Annual-Ray D Nixon 1 -v5.13 | 127 | 5876 | Rate Constraint in lbs/MMBtu | FALSE | L | Annual | Allowances Withdrawn (n:1) | MTons | 0 | 0 | 0 | 0 | 0 | 0 | 0
BART SO2 Annual-Ray D Nixon 1 -v5.13 | 127 | 5876 | Rate Constraint in lbs/MMBtu | FALSE | L | Annual | Net Emissions Allowance Position | MTons | 0 | 0.83277 | 0.83277 | 0.83277 | 0.83277 | 0.83277 | 0.83896
BART SO2 Annual-Ray D Nixon 1 -v5.13 | 127 | 5876 | Rate Constraint in lbs/MMBtu | FALSE | L | Annual | Fuel Consumed | TBtu | 0 | 15.1413 | 15.1413 | 15.1413 | 15.1413 | 15.1413 | 15.2275
BART SO2 Annual-Ray D Nixon 1 -v5.13 | 127 | 5876 | Rate Constraint in lbs/MMBtu | FALSE | L | Annual | Rate | lb/MMBtu | 0 | 0.11 | 0.11 | 0.11 | 0.11 | 0.11 | 0.11019
BART SO2 Annual-Ray D Nixon 1 -v5.13 | 127 | 5876 | Rate Constraint in lbs/MMBtu | FALSE | L | Annual | Generation | TWh | 0 | 1.4897 | 1.4897 | 1.4897 | 1.4897 | 1.4897 | 1.4897
BART SO2 Annual-Ray D Nixon 1 -v5.13 | 127 | 5876 | Rate Constraint in lbs/MMBtu | FALSE | L | Annual | Qualifying Generation | TWh | 0 | 1.4897 | 1.4897 | 1.4897 | 1.4897 | 1.4897 | 1.4897
BART SO2 Annual-Ray D Nixon 1 -v5.13 | 127 | 5876 | Rate Constraint in lbs/MMBtu | FALSE | L | Annual | Rate | lb/MWh | 0 | 0.55903 | 0.55903 | 0.55903 | 0.55903 | 0.55903 | 0.56318
BART SO2 Annual-Ray D Nixon 1 -v5.13 | 127 | 5876 | Rate Constraint in lbs/MMBtu | FALSE | L | Annual | Constraint Shadow Price | US$/Ton | 0 | 15206.7182 | 11223.1116 | 5673.3128 | 7235.475 | 8049.754 | 457.6173
BART SO2 Annual-San Juan 1 & 4 -v5.13 | 128 | 5853 | Rate Constraint in lbs/MMBtu | FALSE | L | Annual | Seasons Included | Seasons | Winter, Summer | Winter, Summer | Winter, Summer | Winter, Summer | Winter, Summer | Winter, Summer | Winter, Summer
BART SO2 Annual-San Juan 1 & 4 -v5.13 | 128 | 5853 | Rate Constraint in lbs/MMBtu | FALSE | L | Annual | Standard | lb/MMBtu | 0.1 | 0.1 | 0.1 | 0.1 | 0.1 | 0.1 | 0.1
BART SO2 Annual-San Juan 1 & 4 -v5.13 | 128 | 5853 | Rate Constraint in lbs/MMBtu | FALSE | L | Annual | Emissions at Affected Plants SO2 | MTons | 3.2441 | 3.2441 | 3.2441 | 3.2441 | 3.2441 | 2.755 | 2.9498
BART SO2 Annual-San Juan 1 & 4 -v5.13 | 128 | 5853 | Rate Constraint in lbs/MMBtu | FALSE | L | Annual | Allowances Purchased SO2 | MTons | 0 | 0 | 0 | 0 | 0 | 0 | 0
BART SO2 Annual-San Juan 1 & 4 -v5.13 | 128 | 5853 | Rate Constraint in lbs/MMBtu | FALSE | L | Annual | Allowances Sold SO2 | MTons | 0 | 0 | 0 | 0 | 0 | 0 | 0
BART SO2 Annual-San Juan 1 & 4 -v5.13 | 128 | 5853 | Rate Constraint in lbs/MMBtu | FALSE | L | Annual | Allowances Banked | MTons | 0 | 0 | 0 | 0 | 0 | 0 | 0
BART SO2 Annual-San Juan 1 & 4 -v5.13 | 128 | 5853 | Rate Constraint in lbs/MMBtu | FALSE | L | Annual | Allowances Withdrawn (1:1) | MTons | 0 | 0 | 0 | 0 | 0 | 0 | 0
BART SO2 Annual-San Juan 1 & 4 -v5.13 | 128 | 5853 | Rate Constraint in lbs/MMBtu | FALSE | L | Annual | Allowances Withdrawn (n:1) | MTons | 0 | 0 | 0 | 0 | 0 | 0 | 0
BART SO2 Annual-San Juan 1 & 4 -v5.13 | 128 | 5853 | Rate Constraint in lbs/MMBtu | FALSE | L | Annual | Net Emissions Allowance Position | MTons | 3.2441 | 3.2441 | 3.2441 | 3.2441 | 3.2441 | 2.755 | 2.9498
BART SO2 Annual-San Juan 1 & 4 -v5.13 | 128 | 5853 | Rate Constraint in lbs/MMBtu | FALSE | L | Annual | Fuel Consumed | TBtu | 64.8825 | 64.8825 | 64.8825 | 64.8825 | 64.8825 | 55.0997 | 58.9357
BART SO2 Annual-San Juan 1 & 4 -v5.13 | 128 | 5853 | Rate Constraint in lbs/MMBtu | FALSE | L | Annual | Rate | lb/MMBtu | 0.1 | 0.1 | 0.1 | 0.1 | 0.1 | 0.1 | 0.1001
BART SO2 Annual-San Juan 1 & 4 -v5.13 | 128 | 5853 | Rate Constraint in lbs/MMBtu | FALSE | L | Annual | Generation | TWh | 5.976 | 5.976 | 5.976 | 5.976 | 5.976 | 5.0786 | 5.4209
BART SO2 Annual-San Juan 1 & 4 -v5.13 | 128 | 5853 | Rate Constraint in lbs/MMBtu | FALSE | L | Annual | Qualifying Generation | TWh | 5.976 | 5.976 | 5.976 | 5.976 | 5.976 | 5.0786 | 5.4209
BART SO2 Annual-San Juan 1 & 4 -v5.13 | 128 | 5853 | Rate Constraint in lbs/MMBtu | FALSE | L | Annual | Rate | lb/MWh | 0.54286 | 0.54286 | 0.54286 | 0.54286 | 0.54286 | 0.54247 | 0.54416
BART SO2 Annual-San Juan 1 & 4 -v5.13 | 128 | 5853 | Rate Constraint in lbs/MMBtu | FALSE | L | Annual | Constraint Shadow Price | US$/Ton | 12059.1339 | 12733.0125 | 13040.2085 | 13902.5526 | 13553.5645 | 14464.332 | 14127.1912
BART SO2 Annual-Sooner 1 -v5.13 | 129 | 5892 | Rate Constraint in lbs/MMBtu | FALSE | L | Annual | Seasons Included | Seasons |  | Winter, Summer | Winter, Summer | Winter, Summer | Winter, Summer | Winter, Summer | Winter, Summer
BART SO2 Annual-Sooner 1 -v5.13 | 129 | 5892 | Rate Constraint in lbs/MMBtu | FALSE | L | Annual | Standard | lb/MMBtu | 0 | 0.06 | 0.06 | 0.06 | 0.06 | 0.06 | 0.06
BART SO2 Annual-Sooner 1 -v5.13 | 129 | 5892 | Rate Constraint in lbs/MMBtu | FALSE | L | Annual | Emissions at Affected Plants SO2 | MTons | 0 | 1.1537 | 1.1537 | 1.1537 | 1.1537 | 1.1537 | 1.1537
BART SO2 Annual-Sooner 1 -v5.13 | 129 | 5892 | Rate Constraint in lbs/MMBtu | FALSE | L | Annual | Allowances Purchased SO2 | MTons | 0 | 0 | 0 | 0 | 0 | 0 | 0
BART SO2 Annual-Sooner 1 -v5.13 | 129 | 5892 | Rate Constraint in lbs/MMBtu | FALSE | L | Annual | Allowances Sold SO2 | MTons | 0 | 0 | 0 | 0 | 0 | 0 | 0
BART SO2 Annual-Sooner 1 -v5.13 | 129 | 5892 | Rate Constraint in lbs/MMBtu | FALSE | L | Annual | Allowances Banked | MTons | 0 | 0 | 0 | 0 | 0 | 0 | 0
BART SO2 Annual-Sooner 1 -v5.13 | 129 | 5892 | Rate Constraint in lbs/MMBtu | FALSE | L | Annual | Allowances Withdrawn (1:1) | MTons | 0 | 0 | 0 | 0 | 0 | 0 | 0
BART SO2 Annual-Sooner 1 -v5.13 | 129 | 5892 | Rate Constraint in lbs/MMBtu | FALSE | L | Annual | Allowances Withdrawn (n:1) | MTons | 0 | 0 | 0 | 0 | 0 | 0 | 0
BART SO2 Annual-Sooner 1 -v5.13 | 129 | 5892 | Rate Constraint in lbs/MMBtu | FALSE | L | Annual | Net Emissions Allowance Position | MTons | 0 | 1.1537 | 1.1537 | 1.1537 | 1.1537 | 1.1537 | 1.1537
BART SO2 Annual-Sooner 1 -v5.13 | 129 | 5892 | Rate Constraint in lbs/MMBtu | FALSE | L | Annual | Fuel Consumed | TBtu | 0 | 38.4555 | 38.4555 | 38.4555 | 38.4555 | 38.4555 | 38.4555
BART SO2 Annual-Sooner 1 -v5.13 | 129 | 5892 | Rate Constraint in lbs/MMBtu | FALSE | L | Annual | Rate | lb/MMBtu | 0 | 0.06 | 0.06 | 0.06 | 0.06 | 0.06 | 0.06
BART SO2 Annual-Sooner 1 -v5.13 | 129 | 5892 | Rate Constraint in lbs/MMBtu | FALSE | L | Annual | Generation | TWh | 0 | 3.6897 | 3.6897 | 3.6897 | 3.6897 | 3.6897 | 3.6897
BART SO2 Annual-Sooner 1 -v5.13 | 129 | 5892 | Rate Constraint in lbs/MMBtu | FALSE | L | Annual | Qualifying Generation | TWh | 0 | 3.6897 | 3.6897 | 3.6897 | 3.6897 | 3.6897 | 3.6897
BART SO2 Annual-Sooner 1 -v5.13 | 129 | 5892 | Rate Constraint in lbs/MMBtu | FALSE | L | Annual | Rate | lb/MWh | 0 | 0.31267 | 0.31267 | 0.31267 | 0.31267 | 0.31267 | 0.31267
BART SO2 Annual-Sooner 1 -v5.13 | 129 | 5892 | Rate Constraint in lbs/MMBtu | FALSE | L | Annual | Constraint Shadow Price | US$/Ton | 0 | 16498.9992 | 10430.8101 | 18462.4458 | 4362.0792 | 7014.6729 | 11182.5041
BART SO2 Annual-Sooner 2 -v5.13 | 130 | 5893 | Rate Constraint in lbs/MMBtu | FALSE | L | Annual | Seasons Included | Seasons |  | Winter, Summer | Winter, Summer | Winter, Summer | Winter, Summer | Winter, Summer | Winter, Summer
BART SO2 Annual-Sooner 2 -v5.13 | 130 | 5893 | Rate Constraint in lbs/MMBtu | FALSE | L | Annual | Standard | lb/MMBtu | 0 | 0.06 | 0.06 | 0.06 | 0.06 | 0.06 | 0.06
BART SO2 Annual-Sooner 2 -v5.13 | 130 | 5893 | Rate Constraint in lbs/MMBtu | FALSE | L | Annual | Emissions at Affected Plants SO2 | MTons | 0 | 1.1596 | 1.1596 | 1.1596 | 1.1596 | 1.1596 | 1.1597
BART SO2 Annual-Sooner 2 -v5.13 | 130 | 5893 | Rate Constraint in lbs/MMBtu | FALSE | L | Annual | Allowances Purchased SO2 | MTons | 0 | 0 | 0 | 0 | 0 | 0 | 0
BART SO2 Annual-Sooner 2 -v5.13 | 130 | 5893 | Rate Constraint in lbs/MMBtu | FALSE | L | Annual | Allowances Sold SO2 | MTons | 0 | 0 | 0 | 0 | 0 | 0 | 0
BART SO2 Annual-Sooner 2 -v5.13 | 130 | 5893 | Rate Constraint in lbs/MMBtu | FALSE | L | Annual | Allowances Banked | MTons | 0 | 0 | 0 | 0 | 0 | 0 | 0
BART SO2 Annual-Sooner 2 -v5.13 | 130 | 5893 | Rate Constraint in lbs/MMBtu | FALSE | L | Annual | Allowances Withdrawn (1:1) | MTons | 0 | 0 | 0 | 0 | 0 | 0 | 0
BART SO2 Annual-Sooner 2 -v5.13 | 130 | 5893 | Rate Constraint in lbs/MMBtu | FALSE | L | Annual | Allowances Withdrawn (n:1) | MTons | 0 | 0 | 0 | 0 | 0 | 0 | 0
BART SO2 Annual-Sooner 2 -v5.13 | 130 | 5893 | Rate Constraint in lbs/MMBtu | FALSE | L | Annual | Net Emissions Allowance Position | MTons | 0 | 1.1596 | 1.1596 | 1.1596 | 1.1596 | 1.1596 | 1.1597
BART SO2 Annual-Sooner 2 -v5.13 | 130 | 5893 | Rate Constraint in lbs/MMBtu | FALSE | L | Annual | Fuel Consumed | TBtu | 0 | 38.6535 | 38.6535 | 38.6535 | 38.6535 | 38.6535 | 38.6556
BART SO2 Annual-Sooner 2 -v5.13 | 130 | 5893 | Rate Constraint in lbs/MMBtu | FALSE | L | Annual | Rate | lb/MMBtu | 0 | 0.06 | 0.06 | 0.06 | 0.06 | 0.06 | 0.06
BART SO2 Annual-Sooner 2 -v5.13 | 130 | 5893 | Rate Constraint in lbs/MMBtu | FALSE | L | Annual | Generation | TWh | 0 | 3.7063 | 3.7063 | 3.7063 | 3.7063 | 3.7063 | 3.7065
BART SO2 Annual-Sooner 2 -v5.13 | 130 | 5893 | Rate Constraint in lbs/MMBtu | FALSE | L | Annual | Qualifying Generation | TWh | 0 | 3.7063 | 3.7063 | 3.7063 | 3.7063 | 3.7063 | 3.7065
BART SO2 Annual-Sooner 2 -v5.13 | 130 | 5893 | Rate Constraint in lbs/MMBtu | FALSE | L | Annual | Rate | lb/MWh | 0 | 0.31287 | 0.31287 | 0.31287 | 0.31287 | 0.31287 | 0.31287
BART SO2 Annual-Sooner 2 -v5.13 | 130 | 5893 | Rate Constraint in lbs/MMBtu | FALSE | L | Annual | Constraint Shadow Price | US$/Ton | 0 | 7483.4661 | 9327.8252 | 7115.6453 | 275.3497 | 1422.5004 | 5840.4052
BART SO2 Annual-Stanton 1 -v5.13 | 131 | 5887 | Rate Constraint in lbs/MMBtu | FALSE | L | Annual | Seasons Included | Seasons |  | Winter, Summer | Winter, Summer | Winter, Summer | Winter, Summer | Winter, Summer | Winter, Summer
BART SO2 Annual-Stanton 1 -v5.13 | 131 | 5887 | Rate Constraint in lbs/MMBtu | FALSE | L | Annual | Standard | lb/MMBtu | 0 | 0.24 | 0.24 | 0.24 | 0.24 | 0.24 | 0.24
BART SO2 Annual-Stanton 1 -v5.13 | 131 | 5887 | Rate Constraint in lbs/MMBtu | FALSE | L | Annual | Emissions at Affected Plants SO2 | MTons | 0 | 1.3191 | 1.3191 | 1.3191 | 1.3191 | 1.3191 | 1.3191
BART SO2 Annual-Stanton 1 -v5.13 | 131 | 5887 | Rate Constraint in lbs/MMBtu | FALSE | L | Annual | Allowances Purchased SO2 | MTons | 0 | 0 | 0 | 0 | 0 | 0 | 0
BART SO2 Annual-Stanton 1 -v5.13 | 131 | 5887 | Rate Constraint in lbs/MMBtu | FALSE | L | Annual | Allowances Sold SO2 | MTons | 0 | 0 | 0 | 0 | 0 | 0 | 0
BART SO2 Annual-Stanton 1 -v5.13 | 131 | 5887 | Rate Constraint in lbs/MMBtu | FALSE | L | Annual | Allowances Banked | MTons | 0 | 0 | 0 | 0 | 0 | 0 | 0
BART SO2 Annual-Stanton 1 -v5.13 | 131 | 5887 | Rate Constraint in lbs/MMBtu | FALSE | L | Annual | Allowances Withdrawn (1:1) | MTons | 0 | 0 | 0 | 0 | 0 | 0 | 0
BART SO2 Annual-Stanton 1 -v5.13 | 131 | 5887 | Rate Constraint in lbs/MMBtu | FALSE | L | Annual | Allowances Withdrawn (n:1) | MTons | 0 | 0 | 0 | 0 | 0 | 0 | 0
BART SO2 Annual-Stanton 1 -v5.13 | 131 | 5887 | Rate Constraint in lbs/MMBtu | FALSE | L | Annual | Net Emissions Allowance Position | MTons | 0 | 1.3191 | 1.3191 | 1.3191 | 1.3191 | 1.3191 | 1.3191
BART SO2 Annual-Stanton 1 -v5.13 | 131 | 5887 | Rate Constraint in lbs/MMBtu | FALSE | L | Annual | Fuel Consumed | TBtu | 0 | 10.9929 | 10.9929 | 10.9929 | 10.9929 | 10.9929 | 10.9929
BART SO2 Annual-Stanton 1 -v5.13 | 131 | 5887 | Rate Constraint in lbs/MMBtu | FALSE | L | Annual | Rate | lb/MMBtu | 0 | 0.24 | 0.24 | 0.24 | 0.24 | 0.24 | 0.24
BART SO2 Annual-Stanton 1 -v5.13 | 131 | 5887 | Rate Constraint in lbs/MMBtu | FALSE | L | Annual | Generation | TWh | 0 | 1.0313 | 1.0313 | 1.0313 | 1.0313 | 1.0313 | 1.0313
BART SO2 Annual-Stanton 1 -v5.13 | 131 | 5887 | Rate Constraint in lbs/MMBtu | FALSE | L | Annual | Qualifying Generation | TWh | 0 | 1.0313 | 1.0313 | 1.0313 | 1.0313 | 1.0313 | 1.0313
BART SO2 Annual-Stanton 1 -v5.13 | 131 | 5887 | Rate Constraint in lbs/MMBtu | FALSE | L | Annual | Rate | lb/MWh | 0 | 1.2792 | 1.2792 | 1.2792 | 1.2792 | 1.2792 | 1.2792
BART SO2 Annual-Stanton 1 -v5.13 | 131 | 5887 | Rate Constraint in lbs/MMBtu | FALSE | L | Annual | Constraint Shadow Price | US$/Ton | 0 | 3762.8232 | 5061.9799 | 4213.2516 | 3866.2996 | 1252.5051 | 1315.4367
Black RiverGen MER Rate Limit v3.1 | 132 | 2045 | Rate Constraint in lbs/MMBtu | FALSE | L | Annual | Seasons Included | Seasons | Winter, Summer | Winter, Summer | Winter, Summer | Winter, Summer | Winter, Summer | Winter, Summer | Winter, Summer
Black RiverGen MER Rate Limit v3.1 | 132 | 2045 | Rate Constraint in lbs/MMBtu | FALSE | L | Annual | Standard | lb/MMBtu | 6e-07 | 6e-07 | 6e-07 | 6e-07 | 6e-07 | 6e-07 | 6e-07
Black RiverGen MER Rate Limit v3.1 | 132 | 2045 | Rate Constraint in lbs/MMBtu | FALSE | L | Annual | Emissions at Affected Plants MER | lbs | 0 | 0 | 0 | 0 | 0 | 0 | 0
Black RiverGen MER Rate Limit v3.1 | 132 | 2045 | Rate Constraint in lbs/MMBtu | FALSE | L | Annual | Allowances Purchased MER | lbs | 0 | 0 | 0 | 0 | 0 | 0 | 0
Black RiverGen MER Rate Limit v3.1 | 132 | 2045 | Rate Constraint in lbs/MMBtu | FALSE | L | Annual | Allowances Sold MER | lbs | 0 | 0 | 0 | 0 | 0 | 0 | 0
Black RiverGen MER Rate Limit v3.1 | 132 | 2045 | Rate Constraint in lbs/MMBtu | FALSE | L | Annual | Allowances Banked | lbs | 0 | 0 | 0 | 0 | 0 | 0 | 0
Black RiverGen MER Rate Limit v3.1 | 132 | 2045 | Rate Constraint in lbs/MMBtu | FALSE | L | Annual | Allowances Withdrawn (1:1) | lbs | 0 | 0 | 0 | 0 | 0 | 0 | 0
Black RiverGen MER Rate Limit v3.1 | 132 | 2045 | Rate Constraint in lbs/MMBtu | FALSE | L | Annual | Allowances Withdrawn (n:1) | lbs | 0 | 0 | 0 | 0 | 0 | 0 | 0
Black RiverGen MER Rate Limit v3.1 | 132 | 2045 | Rate Constraint in lbs/MMBtu | FALSE | L | Annual | Net Emissions Allowance Position | lbs | 0 | 0 | 0 | 0 | 0 | 0 | 0
Black RiverGen MER Rate Limit v3.1 | 132 | 2045 | Rate Constraint in lbs/MMBtu | FALSE | L | Annual | Fuel Consumed | TBtu | 0 | 0 | 0 | 0 | 0 | 0 | 0
Black RiverGen MER Rate Limit v3.1 | 132 | 2045 | Rate Constraint in lbs/MMBtu | FALSE | L | Annual | Rate | lb/MMBtu | 0 | 0 | 0 | 0 | 0 | 0 | 0
Black RiverGen MER Rate Limit v3.1 | 132 | 2045 | Rate Constraint in lbs/MMBtu | FALSE | L | Annual | Generation | TWh | 0 | 0 | 0 | 0 | 0 | 0 | 0
Black RiverGen MER Rate Limit v3.1 | 132 | 2045 | Rate Constraint in lbs/MMBtu | FALSE | L | Annual | Qualifying Generation | TWh | 0 | 0 | 0 | 0 | 0 | 0 | 0
Black RiverGen MER Rate Limit v3.1 | 132 | 2045 | Rate Constraint in lbs/MMBtu | FALSE | L | Annual | Rate | lb/MWh | 0 | 0 | 0 | 0 | 0 | 0 | 0
Black RiverGen MER Rate Limit v3.1 | 132 | 2045 | Rate Constraint in lbs/MMBtu | FALSE | L | Annual | Constraint Shadow Price | US$/Lb | 0 | 0 | 0 | 0 | 0 | 0 | 0
CA AB 32- CO2 Constraint- v.5.13 | 133 | 5895 | Rate Constraint in MTons | FALSE | L | Annual | Seasons Included | Seasons | Winter, Summer | Winter, Summer | Winter, Summer | Winter, Summer | Winter, Summer | Winter, Summer | Winter, Summer
CA AB 32- CO2 Constraint- v.5.13 | 133 | 5895 | Rate Constraint in MTons | FALSE | L | Annual | Standard | MTons | 0 | 0 | 0 | 0 | 0 | 0 | 0
CA AB 32- CO2 Constraint- v.5.13 | 133 | 5895 | Rate Constraint in MTons | FALSE | L | Annual | Standard CO2 | MTons | 0 | 0 | 0 | 0 | 0 | 0 | 0
CA AB 32- CO2 Constraint- v.5.13 | 133 | 5895 | Rate Constraint in MTons | FALSE | L | Annual | Emissions at Affected Plants CO2 | MTons | 69390.5422 | 66771.5456 | 73908.8193 | 83306.1193 | 79143.8978 | 87137.9431 | 94937.5798
CA AB 32- CO2 Constraint- v.5.13 | 133 | 5895 | Rate Constraint in MTons | FALSE | L | Annual | Allowances Purchased CO2 | MTons | -69390.5422 | -66771.5456 | -73908.8193 | -83306.1193 | -79143.8978 | -87137.9431 | -94937.5798
CA AB 32- CO2 Constraint- v.5.13 | 133 | 5895 | Rate Constraint in MTons | FALSE | L | Annual | Allowances Sold CO2 | MTons | 0 | 0 | 0 | 0 | 0 | 0 | 0
CA AB 32- CO2 Constraint- v.5.13 | 133 | 5895 | Rate Constraint in MTons | FALSE | L | Annual | Allowances Banked | MTons | 0 | 0 | 0 | 0 | 0 | 0 | 0
CA AB 32- CO2 Constraint- v.5.13 | 133 | 5895 | Rate Constraint in MTons | FALSE | L | Annual | Allowances Withdrawn (1:1) | MTons | 0 | 0 | 0 | 0 | 0 | 0 | 0
CA AB 32- CO2 Constraint- v.5.13 | 133 | 5895 | Rate Constraint in MTons | FALSE | L | Annual | Allowances Withdrawn (n:1) | MTons | 0 | 0 | 0 | 0 | 0 | 0 | 0
CA AB 32- CO2 Constraint- v.5.13 | 133 | 5895 | Rate Constraint in MTons | FALSE | L | Annual | Net Emissions Allowance Position | MTons | -2.0577e-06 | 4.1402e-06 | 4.4238e-06 | -5.7738e-06 | -1.6429e-06 | -1.8148e-06 | -1.6119e-05
CA AB 32- CO2 Constraint- v.5.13 | 133 | 5895 | Rate Constraint in MTons | FALSE | L | Annual | Fuel Consumed | TBtu | 1071.4746 | 1063.5816 | 1183.4057 | 1314.9633 | 1274.4199 | 1382.7328 | 1515.5349
CA AB 32- CO2 Constraint- v.5.13 | 133 | 5895 | Rate Constraint in MTons | FALSE | L | Annual | Rate | lb/MMBtu | 129.5234 | 125.5598 | 124.9087 | 126.7049 | 124.2038 | 126.0373 | 125.2859
CA AB 32- CO2 Constraint- v.5.13 | 133 | 5895 | Rate Constraint in MTons | FALSE | L | Annual | Generation | TWh | 143.2381 | 147.1534 | 165.6108 | 181.9786 | 183.2773 | 198.107 | 220.9012
CA AB 32- CO2 Constraint- v.5.13 | 133 | 5895 | Rate Constraint in MTons | FALSE | L | Annual | Qualifying Generation | TWh | 143.2381 | 147.1534 | 165.6108 | 181.9786 | 183.2773 | 198.107 | 220.9012
CA AB 32- CO2 Constraint- v.5.13 | 133 | 5895 | Rate Constraint in MTons | FALSE | L | Annual | Rate | lb/MWh | 484.4421 | 453.7546 | 446.2803 | 457.7798 | 431.8261 | 439.8529 | 429.7739
CA AB 32- CO2 Constraint- v.5.13 | 133 | 5895 | Rate Constraint in MTons | FALSE | L | Annual | Constraint Shadow Price | US$/Ton | 10.147 | 11.1875 | 12.3338 | 12.3336 | 12.3333 | 12.3333 | 12.3338
CA NOx Annual v3.1 | 134 | 1960 | Rate Constraint in MTons | FALSE | L | Annual | Seasons Included | Seasons | Winter, Summer | Winter, Summer | Winter, Summer | Winter, Summer | Winter, Summer | Winter, Summer | Winter, Summer
CA NOx Annual v3.1 | 134 | 1960 | Rate Constraint in MTons | FALSE | L | Annual | Standard | MTons | 0 | 0 | 0 | 0 | 0 | 0 | 0
CA NOx Annual v3.1 | 134 | 1960 | Rate Constraint in MTons | FALSE | L | Annual | Standard NOX | MTons | 0 | 0 | 0 | 0 | 0 | 0 | 0
CA NOx Annual v3.1 | 134 | 1960 | Rate Constraint in MTons | FALSE | L | Annual | Emissions at Affected Plants NOX | MTons | 0.42535 | 0.37389 | 0.31283 | 0.421 | 0.1471 | 0.041013 | 0.032594
CA NOx Annual v3.1 | 134 | 1960 | Rate Constraint in MTons | FALSE | L | Annual | Allowances Purchased NOX | MTons | -0.42535 | -0.37389 | -0.31283 | -0.421 | -0.1471 | -0.041013 | -0.032594
CA NOx Annual v3.1 | 134 | 1960 | Rate Constraint in MTons | FALSE | L | Annual | Allowances Sold NOX | MTons | 0 | 0 | 0 | 0 | 0 | 0 | 0
CA NOx Annual v3.1 | 134 | 1960 | Rate Constraint in MTons | FALSE | L | Annual | Allowances Banked | MTons | 0 | 0 | 0 | 0 | 0 | 0 | 0
CA NOx Annual v3.1 | 134 | 1960 | Rate Constraint in MTons | FALSE | L | Annual | Allowances Withdrawn (1:1) | MTons | 0 | 0 | 0 | 0 | 0 | 0 | 0
CA NOx Annual v3.1 | 134 | 1960 | Rate Constraint in MTons | FALSE | L | Annual | Allowances Withdrawn (n:1) | MTons | 0 | 0 | 0 | 0 | 0 | 0 | 0
CA NOx Annual v3.1 | 134 | 1960 | Rate Constraint in MTons | FALSE | L | Annual | Net Emissions Allowance Position | MTons | -6.3037e-11 | -7.2661e-10 | -5.2567e-10 | -1.8507e-09 | 2.9534e-10 | -1.4296e-09 | -6.0255e-10
CA NOx Annual v3.1 | 134 | 1960 | Rate Constraint in MTons | FALSE | L | Annual | Fuel Consumed | TBtu | 73.6215 | 69.4253 | 66.78 | 59.0224 | 35.604 | 3.5371 | 3.139
CA NOx Annual v3.1 | 134 | 1960 | Rate Constraint in MTons | FALSE | L | Annual | Rate | lb/MMBtu | 0.011555 | 0.010771 | 0.0093689 | 0.014266 | 0.0082633 | 0.02319 | 0.020768
CA NOx Annual v3.1 | 134 | 1960 | Rate Constraint in MTons | FALSE | L | Annual | Generation | TWh | 8.9716 | 8.5497 | 8.3806 | 7.7365 | 4.6556 | 0.43136 | 0.39103
CA NOx Annual v3.1 | 134 | 1960 | Rate Constraint in MTons | FALSE | L | Annual | Qualifying Generation | TWh | 8.9716 | 8.5497 | 8.3806 | 7.7365 | 4.6556 | 0.43136 | 0.39103
CA NOx Annual v3.1 | 134 | 1960 | Rate Constraint in MTons | FALSE | L | Annual | Rate | lb/MWh | 0.047411 | 0.043732 | 0.037328 | 0.054418 | 0.031597 | 0.095079 | 0.083355
CA NOx Annual v3.1 | 134 | 1960 | Rate Constraint in MTons | FALSE | L | Annual | Constraint Shadow Price | US$/Ton | 12079.4233 | 12079.4237 | 12079.4234 | 12079.4232 | 12079.4233 | 12079.4232 | 12079.4237
CA SO2 Annual v3.1 | 135 | 1961 | Rate Constraint in MTons | FALSE | L | Annual | Seasons Included | Seasons | Winter, Summer | Winter, Summer | Winter, Summer | Winter, Summer | Winter, Summer | Winter, Summer | Winter, Summer
CA SO2 Annual v3.1 | 135 | 1961 | Rate Constraint in MTons | FALSE | L | Annual | Standard | MTons | 0 | 0 | 0 | 0 | 0 | 0 | 0
CA SO2 Annual v3.1 | 135 | 1961 | Rate Constraint in MTons | FALSE | L | Annual | Standard SO2 | MTons | 0 | 0 | 0 | 0 | 0 | 0 | 0
CA SO2 Annual v3.1 | 135 | 1961 | Rate Constraint in MTons | FALSE | L | Annual | Emissions at Affected Plants SO2 | MTons | 0 | 0 | 0 | 0 | 0 | 0 | 0
CA SO2 Annual v3.1 | 135 | 1961 | Rate Constraint in MTons | FALSE | L | Annual | Allowances Purchased SO2 | MTons | 0 | 0 | 0 | 0 | 0 | 0 | 0
CA SO2 Annual v3.1 | 135 | 1961 | Rate Constraint in MTons | FALSE | L | Annual | Allowances Sold SO2 | MTons | 0 | 0 | 0 | 0 | 0 | 0 | 0
CA SO2 Annual v3.1 | 135 | 1961 | Rate Constraint in MTons | FALSE | L | Annual | Allowances Banked | MTons | 0 | 0 | 0 | 0 | 0 | 0 | 0
CA SO2 Annual v3.1 | 135 | 1961 | Rate Constraint in MTons | FALSE | L | Annual | Allowances Withdrawn (1:1) | MTons | 0 | 0 | 0 | 0 | 0 | 0 | 0
CA SO2 Annual v3.1 | 135 | 1961 | Rate Constraint in MTons | FALSE | L | Annual | Allowances Withdrawn (n:1) | MTons | 0 | 0 | 0 | 0 | 0 | 0 | 0
CA SO2 Annual v3.1 | 135 | 1961 | Rate Constraint in MTons | FALSE | L | Annual | Net Emissions Allowance Position | MTons | 0 | 0 | 0 | 0 | 0 | 0 | 0
CA SO2 Annual v3.1 | 135 | 1961 | Rate Constraint in MTons | FALSE | L | Annual | Fuel Consumed | TBtu | 6.7762 | 6.3852 | 1.5678 | 0 | 0 | 0 | 0
CA SO2 Annual v3.1 | 135 | 1961 | Rate Constraint in MTons | FALSE | L | Annual | Rate | lb/MMBtu | 0 | 0 | 0 | 0 | 0 | 0 | 0
CA SO2 Annual v3.1 | 135 | 1961 | Rate Constraint in MTons | FALSE | L | Annual | Generation | TWh | 0.60768 | 0.57159 | 0.14469 | 0 | 0 | 0 | 0
CA SO2 Annual v3.1 | 135 | 1961 | Rate Constraint in MTons | FALSE | L | Annual | Qualifying Generation | TWh | 0.60768 | 0.57159 | 0.14469 | 0 | 0 | 0 | 0
CA SO2 Annual v3.1 | 135 | 1961 | Rate Constraint in MTons | FALSE | L | Annual | Rate | lb/MWh | 0 | 0 | 0 | 0 | 0 | 0 | 0
CA SO2 Annual v3.1 | 135 | 1961 | Rate Constraint in MTons | FALSE | L | Annual | Constraint Shadow Price | US$/Ton | 0 | 0 | 0 | 0 | 0 | 0 | 0
CO Hg Rule - MER Removal Annual v3.1 | 136 | 1515 | MACT Fuel Choice Floor in lbs/MMBtu | FALSE | L | Annual | Seasons Included | Seasons | Winter, Summer | Winter, Summer | Winter, Summer | Winter, Summer | Winter, Summer | Winter, Summer | Winter, Summer
CO Hg Rule - MER Removal Annual v3.1 | 136 | 1515 | MACT Fuel Choice Floor in lbs/MMBtu | FALSE | L | Annual | Emission Floor | lbs/MMBtu | 1.6496e-06 | 8.248e-07 | 8.248e-07 | 8.248e-07 | 8.248e-07 | 8.248e-07 | 8.248e-07
CO Hg Rule - MER Removal Annual v3.1 | 136 | 1515 | MACT Fuel Choice Floor in lbs/MMBtu | FALSE | L | Annual | Emissions at Affected Plants MER | lbs | 103.5442 | 92.7899 | 92.7899 | 92.7899 | 92.7959 | 97.2311 | 102.533
CO Hg Rule - MER Removal Annual v3.1 | 136 | 1515 | MACT Fuel Choice Floor in lbs/MMBtu | FALSE | L | Annual | Allowances Purchased MER | lbs | 0 | 0 | 0 | 0 | 0 | 0 | 0
CO Hg Rule - MER Removal Annual v3.1 | 136 | 1515 | MACT Fuel Choice Floor in lbs/MMBtu | FALSE | L | Annual | Allowances Sold MER | lbs | 0 | 0 | 0 | 0 | 0 | 0 | 0
CO Hg Rule - MER Removal Annual v3.1 | 136 | 1515 | MACT Fuel Choice Floor in lbs/MMBtu | FALSE | L | Annual | Allowances Banked | lbs | 0 | 0 | 0 | 0 | 0 | 0 | 0
CO Hg Rule - MER Removal Annual v3.1 | 136 | 1515 | MACT Fuel Choice Floor in lbs/MMBtu | FALSE | L | Annual | Allowances Withdrawn (1:1) | lbs | 0 | 0 | 0 | 0 | 0 | 0 | 0
CO Hg Rule - MER Removal Annual v3.1 | 136 | 1515 | MACT Fuel Choice Floor in lbs/MMBtu | FALSE | L | Annual | Allowances Withdrawn (n:1) | lbs | 0 | 0 | 0 | 0 | 0 | 0 | 0
CO Hg Rule - MER Removal Annual v3.1 | 136 | 1515 | MACT Fuel Choice Floor in lbs/MMBtu | FALSE | L | Annual | Net Emissions Allowance Position | lbs | 103.5442 | 92.7899 | 92.7899 | 92.7899 | 92.7959 | 97.2311 | 102.533
CO Hg Rule - MER Removal Annual v3.1 | 136 | 1515 | MACT Fuel Choice Floor in lbs/MMBtu | FALSE | L | Annual | Fuel Consumed | TBtu | 271.1478 | 229.5332 | 229.5332 | 229.5332 | 229.5332 | 223.8961 | 230.1807
CO Hg Rule - MER Removal Annual v3.1 | 136 | 1515 | MACT Fuel Choice Floor in lbs/MMBtu | FALSE | L | Annual | Rate | lb/MMBtu | 3.8187e-07 | 4.0425e-07 | 4.0425e-07 | 4.0425e-07 | 4.0428e-07 | 4.3427e-07 | 4.4545e-07
CO Hg Rule - MER Removal Annual v3.1 | 136 | 1515 | MACT Fuel Choice Floor in lbs/MMBtu | FALSE | L | Annual | Generation | TWh | 26.332 | 22.3373 | 22.3373 | 22.3373 | 22.3373 | 21.8334 | 22.3373
CO Hg Rule - MER Removal Annual v3.1 | 136 | 1515 | MACT Fuel Choice Floor in lbs/MMBtu | FALSE | L | Annual | Qualifying Generation | TWh | 26.332 | 22.3373 | 22.3373 | 22.3373 | 22.3373 | 21.8334 | 22.3373
CO Hg Rule - MER Removal Annual v3.1 | 136 | 1515 | MACT Fuel Choice Floor in lbs/MMBtu | FALSE | L | Annual | Constraint Shadow Price | US$/Lb | 0 | 0 | 0 | 0 | 0 | 0 | 0
CR Huntley MER Rate Limit v3.1 | 137 | 2040 | Rate Constraint in lbs/MMBtu | FALSE | L | Annual | Seasons Included | Seasons | Winter, Summer | Winter, Summer | Winter, Summer | Winter, Summer | Winter, Summer | Winter, Summer | Winter, Summer
CR Huntley MER Rate Limit v3.1 | 137 | 2040 | Rate Constraint in lbs/MMBtu | FALSE | L | Annual | Standard | lb/MMBtu | 6e-07 | 6e-07 | 6e-07 | 6e-07 | 6e-07 | 6e-07 | 6e-07
CR Huntley MER Rate Limit v3.1 | 137 | 2040 | Rate Constraint in lbs/MMBtu | FALSE | L | Annual | Emissions at Affected Plants MER | lbs | 0 | 0 | 0 | 0 | 0 | 0 | 0
CR Huntley MER Rate Limit v3.1 | 137 | 2040 | Rate Constraint in lbs/MMBtu | FALSE | L | Annual | Allowances Purchased MER | lbs | 0 | 0 | 0 | 0 | 0 | 0 | 0
CR Huntley MER Rate Limit v3.1 | 137 | 2040 | Rate Constraint in lbs/MMBtu | FALSE | L | Annual | Allowances Sold MER | lbs | 0 | 0 | 0 | 0 | 0 | 0 | 0
CR Huntley MER Rate Limit v3.1 | 137 | 2040 | Rate Constraint in lbs/MMBtu | FALSE | L | Annual | Allowances Banked | lbs | 0 | 0 | 0 | 0 | 0 | 0 | 0
CR Huntley MER Rate Limit v3.1 | 137 | 2040 | Rate Constraint in lbs/MMBtu | FALSE | L | Annual | Allowances Withdrawn (1:1) | lbs | 0 | 0 | 0 | 0 | 0 | 0 | 0
CR Huntley MER Rate Limit v3.1 | 137 | 2040 | Rate Constraint in lbs/MMBtu | FALSE | L | Annual | Allowances Withdrawn (n:1) | lbs | 0 | 0 | 0 | 0 | 0 | 0 | 0
CR Huntley MER Rate Limit v3.1 | 137 | 2040 | Rate Constraint in lbs/MMBtu | FALSE | L | Annual | Net Emissions Allowance Position | lbs | 0 | 0 | 0 | 0 | 0 | 0 | 0
CR Huntley MER Rate Limit v3.1 | 137 | 2040 | Rate Constraint in lbs/MMBtu | FALSE | L | Annual | Fuel Consumed | TBtu | 0 | 0 | 0 | 0 | 0 | 0 | 0
CR Huntley MER Rate Limit v3.1 | 137 | 2040 | Rate Constraint in lbs/MMBtu | FALSE | L | Annual | Rate | lb/MMBtu | 0 | 0 | 0 | 0 | 0 | 0 | 0
CR Huntley MER Rate Limit v3.1 | 137 | 2040 | Rate Constraint in lbs/MMBtu | FALSE | L | Annual | Generation | TWh | 0 | 0 | 0 | 0 | 0 | 0 | 0
CR Huntley MER Rate Limit v3.1 | 137 | 2040 | Rate Constraint in lbs/MMBtu | FALSE | L | Annual | Qualifying Generation | TWh | 0 | 0 | 0 | 0 | 0 | 0 | 0
CR Huntley MER Rate Limit v3.1 | 137 | 2040 | Rate Constraint in lbs/MMBtu | FALSE | L | Annual | Rate | lb/MWh | 0 | 0 | 0 | 0 | 0 | 0 | 0
CR Huntley MER Rate Limit v3.1 | 137 | 2040 | Rate Constraint in lbs/MMBtu | FALSE | L | Annual | Constraint Shadow Price | US$/Lb | 0 | 0 | 0 | 0 | 0 | 0 | 0
CT Fac. Spec. - MER Rate Annual v3.1 | 138 | 1767 | MACT Fuel Choice Floor in lbs/MMBtu | FALSE | L | Annual | Seasons Included | Seasons | Winter, Summer | Winter, Summer | Winter, Summer | Winter, Summer | Winter, Summer | Winter, Summer | Winter, Summer
CT Fac. Spec. - MER Rate Annual v3.1 | 138 | 1767 | MACT Fuel Choice Floor in lbs/MMBtu | FALSE | L | Annual | Emission Floor | lbs/MMBtu | 6e-07 | 6e-07 | 6e-07 | 6e-07 | 6e-07 | 6e-07 | 6e-07
CT Fac. Spec. - MER Rate Annual v3.1 | 138 | 1767 | MACT Fuel Choice Floor in lbs/MMBtu | FALSE | L | Annual | Emissions at Affected Plants MER | lbs | 0 | 0 | 0 | 0 | 0 | 0 | 0
CT Fac. Spec. - MER Rate Annual v3.1 | 138 | 1767 | MACT Fuel Choice Floor in lbs/MMBtu | FALSE | L | Annual | Allowances Purchased MER | lbs | 0 | 0 | 0 | 0 | 0 | 0 | 0
CT Fac. Spec. - MER Rate Annual v3.1 | 138 | 1767 | MACT Fuel Choice Floor in lbs/MMBtu | FALSE | L | Annual | Allowances Sold MER | lbs | 0 | 0 | 0 | 0 | 0 | 0 | 0
CT Fac. Spec. - MER Rate Annual v3.1 | 138 | 1767 | MACT Fuel Choice Floor in lbs/MMBtu | FALSE | L | Annual | Allowances Banked | lbs | 0 | 0 | 0 | 0 | 0 | 0 | 0
CT Fac. Spec. - MER Rate Annual v3.1 | 138 | 1767 | MACT Fuel Choice Floor in lbs/MMBtu | FALSE | L | Annual | Allowances Withdrawn (1:1) | lbs | 0 | 0 | 0 | 0 | 0 | 0 | 0
CT Fac. Spec. - MER Rate Annual v3.1 | 138 | 1767 | MACT Fuel Choice Floor in lbs/MMBtu | FALSE | L | Annual | Allowances Withdrawn (n:1) | lbs | 0 | 0 | 0 | 0 | 0 | 0 | 0
CT Fac. Spec. - MER Rate Annual v3.1 | 138 | 1767 | MACT Fuel Choice Floor in lbs/MMBtu | FALSE | L | Annual | Net Emissions Allowance Position | lbs | 0 | 0 | 0 | 0 | 0 | 0 | 0
CT Fac. Spec. - MER Rate Annual v3.1 | 138 | 1767 | MACT Fuel Choice Floor in lbs/MMBtu | FALSE | L | Annual | Fuel Consumed | TBtu | 0 | 0 | 0 | 0 | 0 | 0 | 0
CT Fac. Spec. - MER Rate Annual v3.1 | 138 | 1767 | MACT Fuel Choice Floor in lbs/MMBtu | FALSE | L | Annual | Rate | lb/MMBtu | 0 | 0 | 0 | 0 | 0 | 0 | 0
CT Fac. Spec. - MER Rate Annual v3.1 | 138 | 1767 | MACT Fuel Choice Floor in lbs/MMBtu | FALSE | L | Annual | Generation | TWh | 0 | 0 | 0 | 0 | 0 | 0 | 0
CT Fac. Spec. - MER Rate Annual v3.1 | 138 | 1767 | MACT Fuel Choice Floor in lbs/MMBtu | FALSE | L | Annual | Qualifying Generation | TWh | 0 | 0 | 0 | 0 | 0 | 0 | 0
CT Fac. Spec. - MER Rate Annual v3.1 | 138 | 1767 | MACT Fuel Choice Floor in lbs/MMBtu | FALSE | L | Annual | Constraint Shadow Price | US$/Lb | 0 | 0 | 0 | 0 | 0 | 0 | 0
CT Fac. Spec. - NOX Rate Winter v.4.10 Final, Unit 1139 and retrofits | 139 | 2270 | Rate Constraint in lbs/MMBtu | FALSE | L | Annual | Seasons Included | Seasons | Winter | Winter | Winter | Winter | Winter | Winter | Winter
CT Fac. Spec. - NOX Rate Winter v.4.10 Final, Unit 1139 and retrofits | 139 | 2270 | Rate Constraint in lbs/MMBtu | FALSE | L | Annual | Standard | lb/MMBtu | 0.15 | 0.15 | 0.15 | 0.15 | 0.15 | 0.15 | 0.15
CT Fac. Spec. - NOX Rate Winter v.4.10 Final, Unit 1139 and retrofits | 139 | 2270 | Rate Constraint in lbs/MMBtu | FALSE | L | Annual | Emissions at Affected Plants NOX | MTons | 0 | 0 | 0 | 0 | 0 | 0 | 0
CT Fac. Spec. - NOX Rate Winter v.4.10 Final, Unit 1139 and retrofits | 139 | 2270 | Rate Constraint in lbs/MMBtu | FALSE | L | Annual | Allowances Purchased NOX | MTons | 0 | 0 | 0 | 0 | 0 | 0 | 0
CT Fac. Spec. - NOX Rate Winter v.4.10 Final, Unit 1139 and retrofits | 139 | 2270 | Rate Constraint in lbs/MMBtu | FALSE | L | Annual | Allowances Sold NOX | MTons | 0 | 0 | 0 | 0 | 0 | 0 | 0
CT Fac. Spec. - NOX Rate Winter v.4.10 Final, Unit 1139 and retrofits | 139 | 2270 | Rate Constraint in lbs/MMBtu | FALSE | L | Annual | Allowances Banked | MTons | 0 | 0 | 0 | 0 | 0 | 0 | 0
CT Fac. Spec. - NOX Rate Winter v.4.10 Final, Unit 1139 and retrofits | 139 | 2270 | Rate Constraint in lbs/MMBtu | FALSE | L | Annual | Allowances Withdrawn (1:1) | MTons | 0 | 0 | 0 | 0 | 0 | 0 | 0
CT Fac. Spec. - NOX Rate Winter v.4.10 Final, Unit 1139 and retrofits | 139 | 2270 | Rate Constraint in lbs/MMBtu | FALSE | L | Annual | Allowances Withdrawn (n:1) | MTons | 0 | 0 | 0 | 0 | 0 | 0 | 0
CT Fac. Spec. - NOX Rate Winter v.4.10 Final, Unit 1139 and retrofits | 139 | 2270 | Rate Constraint in lbs/MMBtu | FALSE | L | Annual | Net Emissions Allowance Position | MTons | 0 | 0 | 0 | 0 | 0 | 0 | 0
CT Fac. Spec. - NOX Rate Winter v.4.10 Final, Unit 1139 and retrofits | 139 | 2270 | Rate Constraint in lbs/MMBtu | FALSE | L | Annual | Fuel Consumed | TBtu | 0 | 0 | 0 | 0 | 0 | 0 | 0
CT Fac. Spec. - NOX Rate Winter v.4.10 Final, Unit 1139 and retrofits | 139 | 2270 | Rate Constraint in lbs/MMBtu | FALSE | L | Annual | Rate | lb/MMBtu | 0 | 0 | 0 | 0 | 0 | 0 | 0
CT Fac. Spec. - NOX Rate Winter v.4.10 Final, Unit 1139 and retrofits | 139 | 2270 | Rate Constraint in lbs/MMBtu | FALSE | L | Annual | Generation | TWh | 0 | 0 | 0 | 0 | 0 | 0 | 0
CT Fac. Spec. - NOX Rate Winter v.4.10 Final, Unit 1139 and retrofits | 139 | 2270 | Rate Constraint in lbs/MMBtu | FALSE | L | Annual | Qualifying Generation | TWh | 0 | 0 | 0 | 0 | 0 | 0 | 0
CT Fac. Spec. - NOX Rate Winter v.4.10 Final, Unit 1139 and retrofits | 139 | 2270 | Rate Constraint in lbs/MMBtu | FALSE | L | Annual | Rate | lb/MWh | 0 | 0 | 0 | 0 | 0 | 0 | 0
CT Fac. Spec. - NOX Rate Winter v.4.10 Final, Unit 1139 and retrofits | 139 | 2270 | Rate Constraint in lbs/MMBtu | FALSE | L | Annual | Constraint Shadow Price | US$/Ton | 19066.8286 | 0 | 0 | 0 | 0 | 0 | 0
CT Fac. Spec. - NOX Rate Winter v.4.10 Final, Unit 1112 and retrofits | 140 | 2270 | Rate Constraint in lbs/MMBtu | FALSE | L | Annual | Seasons Included | Seasons | Winter | Winter | Winter | Winter | Winter | Winter | Winter
CT Fac. Spec. - NOX Rate Winter v.4.10 Final, Unit 1112 and retrofits | 140 | 2270 | Rate Constraint in lbs/MMBtu | FALSE | L | Annual | Standard | lb/MMBtu | 0.15 | 0.15 | 0.15 | 0.15 | 0.15 | 0.15 | 0.15
CT Fac. Spec. - NOX Rate Winter v.4.10 Final, Unit 1112 and retrofits | 140 | 2270 | Rate Constraint in lbs/MMBtu | FALSE | L | Annual | Emissions at Affected Plants NOX | MTons | 0 | 0 | 0 | 0 | 0 | 0 | 0
CT Fac. Spec. - NOX Rate Winter v.4.10 Final, Unit 1112 and retrofits | 140 | 2270 | Rate Constraint in lbs/MMBtu | FALSE | L | Annual | Allowances Purchased NOX | MTons | 0 | 0 | 0 | 0 | 0 | 0 | 0
CT Fac. Spec. - NOX Rate Winter v.4.10 Final, Unit 1112 and retrofits | 140 | 2270 | Rate Constraint in lbs/MMBtu | FALSE | L | Annual | Allowances Sold NOX | MTons | 0 | 0 | 0 | 0 | 0 | 0 | 0
CT Fac. Spec. - NOX Rate Winter v.4.10 Final, Unit 1112 and retrofits | 140 | 2270 | Rate Constraint in lbs/MMBtu | FALSE | L | Annual | Allowances Banked | MTons | 0 | 0 | 0 | 0 | 0 | 0 | 0
CT Fac. Spec. - NOX Rate Winter v.4.10 Final, Unit 1112 and retrofits | 140 | 2270 | Rate Constraint in lbs/MMBtu | FALSE | L | Annual | Allowances Withdrawn (1:1) | MTons | 0 | 0 | 0 | 0 | 0 | 0 | 0
CT Fac. Spec. - NOX Rate Winter v.4.10 Final, Unit 1112 and retrofits | 140 | 2270 | Rate Constraint in lbs/MMBtu | FALSE | L | Annual | Allowances Withdrawn (n:1) | MTons | 0 | 0 | 0 | 0 | 0 | 0 | 0
CT Fac. Spec. - NOX Rate Winter v.4.10 Final, Unit 1112 and retrofits | 140 | 2270 | Rate Constraint in lbs/MMBtu | FALSE | L | Annual | Net Emissions Allowance Position | MTons | 0 | 0 | 0 | 0 | 0 | 0 | 0
CT Fac. Spec. - NOX Rate Winter v.4.10 Final, Unit 1112 and retrofits | 140 | 2270 | Rate Constraint in lbs/MMBtu | FALSE | L | Annual | Fuel Consumed | TBtu | 0 | 0 | 0 | 0 | 0 | 0 | 0
CT Fac. Spec. - NOX Rate Winter v.4.10 Final, Unit 1112 and retrofits | 140 | 2270 | Rate Constraint in lbs/MMBtu | FALSE | L | Annual | Rate | lb/MMBtu | 0 | 0 | 0 | 0 | 0 | 0 | 0
CT Fac. Spec. - NOX Rate Winter v.4.10 Final, Unit 1112 and retrofits | 140 | 2270 | Rate Constraint in lbs/MMBtu | FALSE | L | Annual | Generation | TWh | 0 | 0 | 0 | 0 | 0 | 0 | 0
CT Fac. Spec. - NOX Rate Winter v.4.10 Final, Unit 1112 and retrofits | 140 | 2270 | Rate Constraint in lbs/MMBtu | FALSE | L | Annual | Qualifying Generation | TWh | 0 | 0 | 0 | 0 | 0 | 0 | 0
CT Fac. Spec. - NOX Rate Winter v.4.10 Final, Unit 1112 and retrofits | 140 | 2270 | Rate Constraint in lbs/MMBtu | FALSE | L | Annual | Rate | lb/MWh | 0 | 0 | 0 | 0 | 0 | 0 | 0
CT Fac. Spec. - NOX Rate Winter v.4.10 Final, Unit 1112 and retrofits | 140 | 2270 | Rate Constraint in lbs/MMBtu | FALSE | L | Annual | Constraint Shadow Price | US$/Ton | 0 | 0 | 0 | 0 | 0 | 0 | 0
CT Fac. Spec. - NOX Rate Winter v.4.10 Final, Unit 1113 and retrofits | 141 | 2270 | Rate Constraint in lbs/MMBtu | FALSE | L | Annual | Seasons Included | Seasons | Winter | Winter | Winter | Winter | Winter | Winter | Winter
CT Fac. Spec. - NOX Rate Winter v.4.10 Final, Unit 1113 and retrofits | 141 | 2270 | Rate Constraint in lbs/MMBtu | FALSE | L | Annual | Standard | lb/MMBtu | 0.15 | 0.15 | 0.15 | 0.15 | 0.15 | 0.15 | 0.15
CT Fac. Spec. - NOX Rate Winter v.4.10 Final, Unit 1113 and retrofits | 141 | 2270 | Rate Constraint in lbs/MMBtu | FALSE | L | Annual | Emissions at Affected Plants NOX | MTons | 0 | 0 | 0 | 0 | 0 | 0 | 0
CT Fac. Spec. - NOX Rate Winter v.4.10 Final, Unit 1113 and retrofits | 141 | 2270 | Rate Constraint in lbs/MMBtu | FALSE | L | Annual | Allowances Purchased NOX | MTons | 0 | 0 | 0 | 0 | 0 | 0 | 0
CT Fac. Spec. - NOX Rate Winter v.4.10 Final, Unit 1113 and retrofits | 141 | 2270 | Rate Constraint in lbs/MMBtu | FALSE | L | Annual | Allowances Sold NOX | MTons | 0 | 0 | 0 | 0 | 0 | 0 | 0
CT Fac. Spec. - NOX Rate Winter v.4.10 Final, Unit 1113 and retrofits | 141 | 2270 | Rate Constraint in lbs/MMBtu | FALSE | L | Annual | Allowances Banked | MTons | 0 | 0 | 0 | 0 | 0 | 0 | 0
CT Fac. Spec. - NOX Rate Winter v.4.10 Final, Unit 1113 and retrofits | 141 | 2270 | Rate Constraint in lbs/MMBtu | FALSE | L | Annual | Allowances Withdrawn (1:1) | MTons | 0 | 0 | 0 | 0 | 0 | 0 | 0
CT Fac. Spec. - NOX Rate Winter v.4.10 Final, Unit 1113 and retrofits | 141 | 2270 | Rate Constraint in lbs/MMBtu | FALSE | L | Annual | Allowances Withdrawn (n:1) | MTons | 0 | 0 | 0 | 0 | 0 | 0 | 0
CT Fac. Spec. - NOX Rate Winter v.4.10 Final, Unit 1113 and retrofits | 141 | 2270 | Rate Constraint in lbs/MMBtu | FALSE | L | Annual | Net Emissions Allowance Position | MTons | 0 | 0 | 0 | 0 | 0 | 0 | 0
CT Fac. Spec. - NOX Rate Winter v.4.10 Final, Unit 1113 and retrofits | 141 | 2270 | Rate Constraint in lbs/MMBtu | FALSE | L | Annual | Fuel Consumed | TBtu | 0 | 0 | 0 | 0 | 0 | 0 | 0
CT Fac. Spec. - NOX Rate Winter v.4.10 Final, Unit 1113 and retrofits | 141 | 2270 | Rate Constraint in lbs/MMBtu | FALSE | L | Annual | Rate | lb/MMBtu | 0 | 0 | 0 | 0 | 0 | 0 | 0
CT Fac. Spec. - NOX Rate Winter v.4.10 Final, Unit 1113 and retrofits | 141 | 2270 | Rate Constraint in lbs/MMBtu | FALSE | L | Annual | Generation | TWh | 0 | 0 | 0 | 0 | 0 | 0 | 0
CT Fac. Spec. - NOX Rate Winter v.4.10 Final, Unit 1113 and retrofits | 141 | 2270 | Rate Constraint in lbs/MMBtu | FALSE | L | Annual | Qualifying Generation | TWh | 0 | 0 | 0 | 0 | 0 | 0 | 0
CT Fac. Spec. - NOX Rate Winter v.4.10 Final, Unit 1113 and retrofits | 141 | 2270 | Rate Constraint in lbs/MMBtu | FALSE | L | Annual | Rate | lb/MWh | 0 | 0 | 0 | 0 | 0 | 0 | 0
CT Fac. Spec. - NOX Rate Winter v.4.10 Final, Unit 1113 and retrofits | 141 | 2270 | Rate Constraint in lbs/MMBtu | FALSE | L | Annual | Constraint Shadow Price | US$/Ton | 0 | 0 | 0 | 0 | 0 | 0 | 0
CT Fac. Spec. - NOX Rate Winter v.4.10 Final, Unit 1114 and retrofits | 142 | 2270 | Rate Constraint in lbs/MMBtu | FALSE | L | Annual | Seasons Included | Seasons | Winter | Winter | Winter | Winter | Winter | Winter | Winter
CT Fac. Spec. - NOX Rate Winter v.4.10 Final, Unit 1114 and retrofits | 142 | 2270 | Rate Constraint in lbs/MMBtu | FALSE | L | Annual | Standard | lb/MMBtu | 0.15 | 0.15 | 0.15 | 0.15 | 0.15 | 0.15 | 0.15
CT Fac. Spec. - NOX Rate Winter v.4.10 Final, Unit 1114 and retrofits | 142 | 2270 | Rate Constraint in lbs/MMBtu | FALSE | L | Annual | Emissions at Affected Plants NOX | MTons | 0 | 0 | 0 | 0 | 0 | 0 | 0
CT Fac. Spec. - NOX Rate Winter v.4.10 Final, Unit 1114 and retrofits | 142 | 2270 | Rate Constraint in lbs/MMBtu | FALSE | L | Annual | Allowances Purchased NOX | MTons | 0 | 0 | 0 | 0 | 0 | 0 | 0
CT Fac. Spec. - NOX Rate Winter v.4.10 Final, Unit 1114 and retrofits | 142 | 2270 | Rate Constraint in lbs/MMBtu | FALSE | L | Annual | Allowances Sold NOX | MTons | 0 | 0 | 0 | 0 | 0 | 0 | 0
CT Fac. Spec. - NOX Rate Winter v.4.10 Final, Unit 1114 and retrofits | 142 | 2270 | Rate Constraint in lbs/MMBtu | FALSE | L | Annual | Allowances Banked | MTons | 0 | 0 | 0 | 0 | 0 | 0 | 0
CT Fac. Spec. - NOX Rate Winter v.4.10 Final, Unit 1114 and retrofits | 142 | 2270 | Rate Constraint in lbs/MMBtu | FALSE | L | Annual | Allowances Withdrawn (1:1) | MTons | 0 | 0 | 0 | 0 | 0 | 0 | 0
CT Fac. Spec. - NOX Rate Winter v.4.10 Final, Unit 1114 and retrofits | 142 | 2270 | Rate Constraint in lbs/MMBtu | FALSE | L | Annual | Allowances Withdrawn (n:1) | MTons | 0 | 0 | 0 | 0 | 0 | 0 | 0
CT Fac. Spec. - NOX Rate Winter v.4.10 Final, Unit 1114 and retrofits | 142 | 2270 | Rate Constraint in lbs/MMBtu | FALSE | L | Annual | Net Emissions Allowance Position | MTons | 0 | 0 | 0 | 0 | 0 | 0 | 0
CT Fac. Spec. - NOX Rate Winter v.4.10 Final, Unit 1114 and retrofits | 142 | 2270 | Rate Constraint in lbs/MMBtu | FALSE | L | Annual | Fuel Consumed | TBtu | 0 | 0 | 0 | 0 | 0 | 0 | 0
CT Fac. Spec. - NOX Rate Winter v.4.10 Final, Unit 1114 and retrofits | 142 | 2270 | Rate Constraint in lbs/MMBtu | FALSE | L | Annual | Rate | lb/MMBtu | 0 | 0 | 0 | 0 | 0 | 0 | 0
CT Fac. Spec. - NOX Rate Winter v.4.10 Final, Unit 1114 and retrofits | 142 | 2270 | Rate Constraint in lbs/MMBtu | FALSE | L | Annual | Generation | TWh | 0 | 0 | 0 | 0 | 0 | 0 | 0
CT Fac. Spec. - NOX Rate Winter v.4.10 Final, Unit 1114 and retrofits | 142 | 2270 | Rate Constraint in lbs/MMBtu | FALSE | L | Annual | Qualifying Generation | TWh | 0 | 0 | 0 | 0 | 0 | 0 | 0
CT Fac. Spec. - NOX Rate Winter v.4.10 Final, Unit 1114 and retrofits | 142 | 2270 | Rate Constraint in lbs/MMBtu | FALSE | L | Annual | Rate | lb/MWh | 0 | 0 | 0 | 0 | 0 | 0 | 0
CT Fac. Spec. - NOX Rate Winter v.4.10 Final, Unit 1114 and retrofits | 142 | 2270 | Rate Constraint in lbs/MMBtu | FALSE | L | Annual | Constraint Shadow Price | US$/Ton | 0 | 0 | 0 | 0 | 0 | 0 | 0
CT Fac. Spec. - NOX Rate Winter v.4.10 Final, Unit 1115 and retrofits | 143 | 2270 | Rate Constraint in lbs/MMBtu | FALSE | L | Annual | Seasons Included | Seasons | Winter | Winter | Winter | Winter | Winter | Winter | Winter
CT Fac. Spec. - NOX Rate Winter v.4.10 Final, Unit 1115 and retrofits | 143 | 2270 | Rate Constraint in lbs/MMBtu | FALSE | L | Annual | Standard | lb/MMBtu | 0.15 | 0.15 | 0.15 | 0.15 | 0.15 | 0.15 | 0.15
CT Fac. Spec. - NOX Rate Winter v.4.10 Final, Unit 1115 and retrofits | 143 | 2270 | Rate Constraint in lbs/MMBtu | FALSE | L | Annual | Emissions at Affected Plants NOX | MTons | 0 | 0 | 0 | 0 | 0 | 0 | 0
CT Fac. Spec. - NOX Rate Winter v.4.10 Final, Unit 1115 and retrofits | 143 | 2270 | Rate Constraint in lbs/MMBtu | FALSE | L | Annual | Allowances Purchased NOX | MTons | 0 | 0 | 0 | 0 | 0 | 0 | 0
CT Fac. Spec. - NOX Rate Winter v.4.10 Final, Unit 1115 and retrofits | 143 | 2270 | Rate Constraint in lbs/MMBtu | FALSE | L | Annual | Allowances Sold NOX | MTons | 0 | 0 | 0 | 0 | 0 | 0 | 0
CT Fac. Spec. - NOX Rate Winter v.4.10 Final, Unit 1115 and retrofits | 143 | 2270 | Rate Constraint in lbs/MMBtu | FALSE | L | Annual | Allowances Banked | MTons | 0 | 0 | 0 | 0 | 0 | 0 | 0
CT Fac. Spec. - NOX Rate Winter v.4.10 Final, Unit 1115 and retrofits | 143 | 2270 | Rate Constraint in lbs/MMBtu | FALSE | L | Annual | Allowances Withdrawn (1:1) | MTons | 0 | 0 | 0 | 0 | 0 | 0 | 0
CT Fac. Spec. - NOX Rate Winter v.4.10 Final, Unit 1115 and retrofits | 143 | 2270 | Rate Constraint in lbs/MMBtu | FALSE | L | Annual | Allowances Withdrawn (n:1) | MTons | 0 | 0 | 0 | 0 | 0 | 0 | 0
CT Fac. Spec. - NOX Rate Winter v.4.10 Final, Unit 1115 and retrofits | 143 | 2270 | Rate Constraint in lbs/MMBtu | FALSE | L | Annual | Net Emissions Allowance Position | MTons | 0 | 0 | 0 | 0 | 0 | 0 | 0
CT Fac. Spec. - NOX Rate Winter v.4.10 Final, Unit 1115 and retrofits | 143 | 2270 | Rate Constraint in lbs/MMBtu | FALSE | L | Annual | Fuel Consumed | TBtu | 0 | 0 | 0 | 0 | 0 | 0 | 0
CT Fac. Spec. - NOX Rate Winter v.4.10 Final, Unit 1115 and retrofits | 143 | 2270 | Rate Constraint in lbs/MMBtu | FALSE | L | Annual | Rate | lb/MMBtu | 0 | 0 | 0 | 0 | 0 | 0 | 0
CT Fac. Spec. - NOX Rate Winter v.4.10 Final, Unit 1115 and retrofits | 143 | 2270 | Rate Constraint in lbs/MMBtu | FALSE | L | Annual | Generation | TWh | 0 | 0 | 0 | 0 | 0 | 0 | 0
CT Fac. Spec. - NOX Rate Winter v.4.10 Final, Unit 1115 and retrofits | 143 | 2270 | Rate Constraint in lbs/MMBtu | FALSE | L | Annual | Qualifying Generation | TWh | 0 | 0 | 0 | 0 | 0 | 0 | 0
CT Fac. Spec. - NOX Rate Winter v.4.10 Final, Unit 1115 and retrofits | 143 | 2270 | Rate Constraint in lbs/MMBtu | FALSE | L | Annual | Rate | lb/MWh | 0 | 0 | 0 | 0 | 0 | 0 | 0
CT Fac. Spec. - NOX Rate Winter v.4.10 Final, Unit 1115 and retrofits | 143 | 2270 | Rate Constraint in lbs/MMBtu | FALSE | L | Annual | Constraint Shadow Price | US$/Ton | 0 | 0 | 0 | 0 | 0 | 0 | 0
CT Fac. Spec. - NOX Rate Winter v.4.10 Final, Unit 1116 and retrofits | 144 | 2270 | Rate Constraint in lbs/MMBtu | FALSE | L | Annual | Seasons Included | Seasons | Winter | Winter | Winter | Winter | Winter | Winter | Winter
CT Fac. Spec. - NOX Rate Winter v.4.10 Final, Unit 1116 and retrofits | 144 | 2270 | Rate Constraint in lbs/MMBtu | FALSE | L | Annual | Standard | lb/MMBtu | 0.15 | 0.15 | 0.15 | 0.15 | 0.15 | 0.15 | 0.15
CT Fac. Spec. - NOX Rate Winter v.4.10 Final, Unit 1116 and retrofits | 144 | 2270 | Rate Constraint in lbs/MMBtu | FALSE | L | Annual | Emissions at Affected Plants NOX | MTons | 0 | 0 | 0 | 0 | 0 | 0 | 0
CT Fac. Spec. - NOX Rate Winter v.4.10 Final, Unit 1116 and retrofits | 144 | 2270 | Rate Constraint in lbs/MMBtu | FALSE | L | Annual | Allowances Purchased NOX | MTons | 0 | 0 | 0 | 0 | 0 | 0 | 0
CT Fac. Spec. - NOX Rate Winter v.4.10 Final, Unit 1116 and retrofits | 144 | 2270 | Rate Constraint in lbs/MMBtu | FALSE | L | Annual | Allowances Sold NOX | MTons | 0 | 0 | 0 | 0 | 0 | 0 | 0
CT Fac. Spec. - NOX Rate Winter v.4.10 Final, Unit 1116 and retrofits | 144 | 2270 | Rate Constraint in lbs/MMBtu | FALSE | L | Annual | Allowances Banked | MTons | 0 | 0 | 0 | 0 | 0 | 0 | 0
CT Fac. Spec. - NOX Rate Winter v.4.10 Final, Unit 1116 and retrofits | 144 | 2270 | Rate Constraint in lbs/MMBtu | FALSE | L | Annual | Allowances Withdrawn (1:1) | MTons | 0 | 0 | 0 | 0 | 0 | 0 | 0
CT Fac. Spec. - NOX Rate Winter v.4.10 Final, Unit 1116 and retrofits | 144 | 2270 | Rate Constraint in lbs/MMBtu | FALSE | L | Annual | Allowances Withdrawn (n:1) | MTons | 0 | 0 | 0 | 0 | 0 | 0 | 0
CT Fac. Spec. - NOX Rate Winter v.4.10 Final, Unit 1116 and retrofits | 144 | 2270 | Rate Constraint in lbs/MMBtu | FALSE | L | Annual | Net Emissions Allowance Position | MTons | 0 | 0 | 0 | 0 | 0 | 0 | 0
CT Fac. Spec. - NOX Rate Winter v.4.10 Final, Unit 1116 and retrofits | 144 | 2270 | Rate Constraint in lbs/MMBtu | FALSE | L | Annual | Fuel Consumed | TBtu | 0 | 0 | 0 | 0 | 0 | 0 | 0
CT Fac. Spec. - NOX Rate Winter v.4.10 Final, Unit 1116 and retrofits | 144 | 2270 | Rate Constraint in lbs/MMBtu | FALSE | L | Annual | Rate | lb/MMBtu | 0 | 0 | 0 | 0 | 0 | 0 | 0
CT Fac. Spec. - NOX Rate Winter v.4.10 Final, Unit 1116 and retrofits | 144 | 2270 | Rate Constraint in lbs/MMBtu | FALSE | L | Annual | Generation | TWh | 0 | 0 | 0 | 0 | 0 | 0 | 0
CT Fac. Spec. - NOX Rate Winter v.4.10 Final, Unit 1116 and retrofits | 144 | 2270 | Rate Constraint in lbs/MMBtu | FALSE | L | Annual | Qualifying Generation | TWh | 0 | 0 | 0 | 0 | 0 | 0 | 0
CT Fac. Spec. - NOX Rate Winter v.4.10 Final, Unit 1116 and retrofits | 144 | 2270 | Rate Constraint in lbs/MMBtu | FALSE | L | Annual | Rate | lb/MWh | 0 | 0 | 0 | 0 | 0 | 0 | 0
CT Fac. Spec. - NOX Rate Winter v.4.10 Final, Unit 1116 and retrofits | 144 | 2270 | Rate Constraint in lbs/MMBtu | FALSE | L | Annual | Constraint Shadow Price | US$/Ton | 0 | 0 | 0 | 0 | 0 | 0 | 0
CT Fac. Spec. - NOX Rate Winter v.4.10 Final, Unit 1117 and retrofits | 145 | 2270 | Rate Constraint in lbs/MMBtu | FALSE | L | Annual | Seasons Included | Seasons | Winter | Winter | Winter | Winter | Winter | Winter | Winter
CT Fac. Spec. - NOX Rate Winter v.4.10 Final, Unit 1117 and retrofits | 145 | 2270 | Rate Constraint in lbs/MMBtu | FALSE | L | Annual | Standard | lb/MMBtu | 0.15 | 0.15 | 0.15 | 0.15 | 0.15 | 0.15 | 0.15
CT Fac. Spec. - NOX Rate Winter v.4.10 Final, Unit 1117 and retrofits | 145 | 2270 | Rate Constraint in lbs/MMBtu | FALSE | L | Annual | Emissions at Affected Plants NOX | MTons | 0 | 0 | 0 | 0 | 0 | 0 | 0
CT Fac. Spec. - NOX Rate Winter v.4.10 Final, Unit 1117 and retrofits | 145 | 2270 | Rate Constraint in lbs/MMBtu | FALSE | L | Annual | Allowances Purchased NOX | MTons | 0 | 0 | 0 | 0 | 0 | 0 | 0
CT Fac. Spec. - NOX Rate Winter v.4.10 Final, Unit 1117 and retrofits | 145 | 2270 | Rate Constraint in lbs/MMBtu | FALSE | L | Annual | Allowances Sold NOX | MTons | 0 | 0 | 0 | 0 | 0 | 0 | 0
CT Fac. Spec. - NOX Rate Winter v.4.10 Final, Unit 1117 and retrofits | 145 | 2270 | Rate Constraint in lbs/MMBtu | FALSE | L | Annual | Allowances Banked | MTons | 0 | 0 | 0 | 0 | 0 | 0 | 0
CT Fac. Spec. - NOX Rate Winter v.4.10 Final, Unit 1117 and retrofits | 145 | 2270 | Rate Constraint in lbs/MMBtu | FALSE | L | Annual | Allowances Withdrawn (1:1) | MTons | 0 | 0 | 0 | 0 | 0 | 0 | 0
CT Fac. Spec. - NOX Rate Winter v.4.10 Final, Unit 1117 and retrofits | 145 | 2270 | Rate Constraint in lbs/MMBtu | FALSE | L | Annual | Allowances Withdrawn (n:1) | MTons | 0 | 0 | 0 | 0 | 0 | 0 | 0
CT Fac. Spec. - NOX Rate Winter v.4.10 Final, Unit 1117 and retrofits | 145 | 2270 | Rate Constraint in lbs/MMBtu | FALSE | L | Annual | Net Emissions Allowance Position | MTons | 0 | 0 | 0 | 0 | 0 | 0 | 0
CT Fac. Spec. - NOX Rate Winter v.4.10 Final, Unit 1117 and retrofits | 145 | 2270 | Rate Constraint in lbs/MMBtu | FALSE | L | Annual | Fuel Consumed | TBtu | 0 | 0 | 0 | 0 | 0 | 0 | 0
CT Fac. Spec. - NOX Rate Winter v.4.10 Final, Unit 1117 and retrofits | 145 | 2270 | Rate Constraint in lbs/MMBtu | FALSE | L | Annual | Rate | lb/MMBtu | 0 | 0 | 0 | 0 | 0 | 0 | 0
CT Fac. Spec. - NOX Rate Winter v.4.10 Final, Unit 1117 and retrofits | 145 | 2270 | Rate Constraint in lbs/MMBtu | FALSE | L | Annual | Generation | TWh | 0 | 0 | 0 | 0 | 0 | 0 | 0
CT Fac. Spec. - NOX Rate Winter v.4.10 Final, Unit 1117 and retrofits | 145 | 2270 | Rate Constraint in lbs/MMBtu | FALSE | L | Annual | Qualifying Generation | TWh | 0 | 0 | 0 | 0 | 0 | 0 | 0
CT Fac. Spec. - NOX Rate Winter v.4.10 Final, Unit 1117 and retrofits | 145 | 2270 | Rate Constraint in lbs/MMBtu | FALSE | L | Annual | Rate | lb/MWh | 0 | 0 | 0 | 0 | 0 | 0 | 0
CT Fac. Spec. - NOX Rate Winter v.4.10 Final, Unit 1117 and retrofits | 145 | 2270 | Rate Constraint in lbs/MMBtu | FALSE | L | Annual | Constraint Shadow Price | US$/Ton | 0 | 0 | 0 | 0 | 0 | 0 | 0
CT Fac. Spec. - NOX Rate Winter v.4.10 Final, Unit 1118 and retrofits | 146 | 2270 | Rate Constraint in lbs/MMBtu | FALSE | L | Annual | Seasons Included | Seasons | Winter | Winter | Winter | Winter | Winter | Winter | Winter
CT Fac. Spec. - NOX Rate Winter v.4.10 Final, Unit 1118 and retrofits | 146 | 2270 | Rate Constraint in lbs/MMBtu | FALSE | L | Annual | Standard | lb/MMBtu | 0.15 | 0.15 | 0.15 | 0.15 | 0.15 | 0.15 | 0.15
CT Fac. Spec. - NOX Rate Winter v.4.10 Final, Unit 1118 and retrofits | 146 | 2270 | Rate Constraint in lbs/MMBtu | FALSE | L | Annual | Emissions at Affected Plants NOX | MTons | 0 | 0 | 0 | 0 | 0 | 0 | 0
CT Fac. Spec. - NOX Rate Winter v.4.10 Final, Unit 1118 and retrofits | 146 | 2270 | Rate Constraint in lbs/MMBtu | FALSE | L | Annual | Allowances Purchased NOX | MTons | 0 | 0 | 0 | 0 | 0 | 0 | 0
CT Fac. Spec. - NOX Rate Winter v.4.10 Final, Unit 1118 and retrofits | 146 | 2270 | Rate Constraint in lbs/MMBtu | FALSE | L | Annual | Allowances Sold NOX | MTons | 0 | 0 | 0 | 0 | 0 | 0 | 0
CT Fac. Spec. - NOX Rate Winter v.4.10 Final, Unit 1118 and retrofits | 146 | 2270 | Rate Constraint in lbs/MMBtu | FALSE | L | Annual | Allowances Banked | MTons | 0 | 0 | 0 | 0 | 0 | 0 | 0
CT Fac. Spec. - NOX Rate Winter v.4.10 Final, Unit 1118 and retrofits | 146 | 2270 | Rate Constraint in lbs/MMBtu | FALSE | L | Annual | Allowances Withdrawn (1:1) | MTons | 0 | 0 | 0 | 0 | 0 | 0 | 0
CT Fac. Spec. - NOX Rate Winter v.4.10 Final, Unit 1118 and retrofits | 146 | 2270 | Rate Constraint in lbs/MMBtu | FALSE | L | Annual | Allowances Withdrawn (n:1) | MTons | 0 | 0 | 0 | 0 | 0 | 0 | 0
CT Fac. Spec. - NOX Rate Winter v.4.10 Final, Unit 1118 and retrofits | 146 | 2270 | Rate Constraint in lbs/MMBtu | FALSE | L | Annual | Net Emissions Allowance Position | MTons | 0 | 0 | 0 | 0 | 0 | 0 | 0
CT Fac. Spec. - NOX Rate Winter v.4.10 Final, Unit 1118 and retrofits | 146 | 2270 | Rate Constraint in lbs/MMBtu | FALSE | L | Annual | Fuel Consumed | TBtu | 0 | 0 | 0 | 0 | 0 | 0 | 0
CT Fac. Spec. - NOX Rate Winter v.4.10 Final, Unit 1118 and retrofits | 146 | 2270 | Rate Constraint in lbs/MMBtu | FALSE | L | Annual | Rate | lb/MMBtu | 0 | 0 | 0 | 0 | 0 | 0 | 0
CT Fac. Spec. - NOX Rate Winter v.4.10 Final, Unit 1118 and retrofits | 146 | 2270 | Rate Constraint in lbs/MMBtu | FALSE | L | Annual | Generation | TWh | 0 | 0 | 0 | 0 | 0 | 0 | 0
CT Fac. Spec. - NOX Rate Winter v.4.10 Final, Unit 1118 and retrofits | 146 | 2270 | Rate Constraint in lbs/MMBtu | FALSE | L | Annual | Qualifying Generation | TWh | 0 | 0 | 0 | 0 | 0 | 0 | 0
CT Fac. Spec. - NOX Rate Winter v.4.10 Final, Unit 1118 and retrofits | 146 | 2270 | Rate Constraint in lbs/MMBtu | FALSE | L | Annual | Rate | lb/MWh | 0 | 0 | 0 | 0 | 0 | 0 | 0
CT Fac. Spec. - NOX Rate Winter v.4.10 Final, Unit 1118 and retrofits | 146 | 2270 | Rate Constraint in lbs/MMBtu | FALSE | L | Annual | Constraint Shadow Price | US$/Ton | 0 | 0 | 0 | 0 | 0 | 0 | 0
CT Fac. Spec. - NOX Rate Winter v.4.10 Final, Unit 1119 and retrofits | 147 | 2270 | Rate Constraint in lbs/MMBtu | FALSE | L | Annual | Seasons Included | Seasons | Winter | Winter | Winter | Winter | Winter | Winter | Winter
CT Fac. Spec. - NOX Rate Winter v.4.10 Final, Unit 1119 and retrofits | 147 | 2270 | Rate Constraint in lbs/MMBtu | FALSE | L | Annual | Standard | lb/MMBtu | 0.15 | 0.15 | 0.15 | 0.15 | 0.15 | 0.15 | 0.15
CT Fac. Spec. - NOX Rate Winter v.4.10 Final, Unit 1119 and retrofits | 147 | 2270 | Rate Constraint in lbs/MMBtu | FALSE | L | Annual | Emissions at Affected Plants NOX | MTons | 0 | 0 | 0 | 0 | 0 | 0 | 0
CT Fac. Spec. - NOX Rate Winter v.4.10 Final, Unit 1119 and retrofits | 147 | 2270 | Rate Constraint in lbs/MMBtu | FALSE | L | Annual | Allowances Purchased NOX | MTons | 0 | 0 | 0 | 0 | 0 | 0 | 0
CT Fac. Spec. - NOX Rate Winter v.4.10 Final, Unit 1119 and retrofits | 147 | 2270 | Rate Constraint in lbs/MMBtu | FALSE | L | Annual | Allowances Sold NOX | MTons | 0 | 0 | 0 | 0 | 0 | 0 | 0
CT Fac. Spec. - NOX Rate Winter v.4.10 Final, Unit 1119 and retrofits | 147 | 2270 | Rate Constraint in lbs/MMBtu | FALSE | L | Annual | Allowances Banked | MTons | 0 | 0 | 0 | 0 | 0 | 0 | 0
CT Fac. Spec. - NOX Rate Winter v.4.10 Final, Unit 1119 and retrofits | 147 | 2270 | Rate Constraint in lbs/MMBtu | FALSE | L | Annual | Allowances Withdrawn (1:1) | MTons | 0 | 0 | 0 | 0 | 0 | 0 | 0
CT Fac. Spec. - NOX Rate Winter v.4.10 Final, Unit 1119 and retrofits | 147 | 2270 | Rate Constraint in lbs/MMBtu | FALSE | L | Annual | Allowances Withdrawn (n:1) | MTons | 0 | 0 | 0 | 0 | 0 | 0 | 0
CT Fac. Spec. - NOX Rate Winter v.4.10 Final, Unit 1119 and retrofits | 147 | 2270 | Rate Constraint in lbs/MMBtu | FALSE | L | Annual | Net Emissions Allowance Position | MTons | 0 | 0 | 0 | 0 | 0 | 0 | 0
CT Fac. Spec. - NOX Rate Winter v.4.10 Final, Unit 1119 and retrofits | 147 | 2270 | Rate Constraint in lbs/MMBtu | FALSE | L | Annual | Fuel Consumed | TBtu | 0 | 0 | 0 | 0 | 0 | 0 | 0
CT Fac. Spec. - NOX Rate Winter v.4.10 Final, Unit 1119 and retrofits | 147 | 2270 | Rate Constraint in lbs/MMBtu | FALSE | L | Annual | Rate | lb/MMBtu | 0 | 0 | 0 | 0 | 0 | 0 | 0
CT Fac. Spec. - NOX Rate Winter v.4.10 Final, Unit 1119 and retrofits | 147 | 2270 | Rate Constraint in lbs/MMBtu | FALSE | L | Annual | Generation | TWh | 0 | 0 | 0 | 0 | 0 | 0 | 0
CT Fac. Spec. - NOX Rate Winter v.4.10 Final, Unit 1119 and retrofits | 147 | 2270 | Rate Constraint in lbs/MMBtu | FALSE | L | Annual | Qualifying Generation | TWh | 0 | 0 | 0 | 0 | 0 | 0 | 0
CT Fac. Spec. - NOX Rate Winter v.4.10 Final, Unit 1119 and retrofits | 147 | 2270 | Rate Constraint in lbs/MMBtu | FALSE | L | Annual | Rate | lb/MWh | 0 | 0 | 0 | 0 | 0 | 0 | 0
CT Fac. Spec. - NOX Rate Winter v.4.10 Final, Unit 1119 and retrofits | 147 | 2270 | Rate Constraint in lbs/MMBtu | FALSE | L | Annual | Constraint Shadow Price | US$/Ton | 0 | 0 | 0 | 0 | 0 | 0 | 0
CT Fac. Spec. - NOX Rate Winter v.4.10 Final, Unit 1120 and retrofits | 148 | 2270 | Rate Constraint in lbs/MMBtu | FALSE | L | Annual | Seasons Included | Seasons | Winter | Winter | Winter | Winter | Winter | Winter | Winter
CT Fac. Spec. - NOX Rate Winter v.4.10 Final, Unit 1120 and retrofits | 148 | 2270 | Rate Constraint in lbs/MMBtu | FALSE | L | Annual | Standard | lb/MMBtu | 0.15 | 0.15 | 0.15 | 0.15 | 0.15 | 0.15 | 0.15
CT Fac. Spec. - NOX Rate Winter v.4.10 Final, Unit 1120 and retrofits | 148 | 2270 | Rate Constraint in lbs/MMBtu | FALSE | L | Annual | Emissions at Affected Plants NOX | MTons | 0 | 0 | 0 | 0 | 0 | 0 | 0
CT Fac. Spec. - NOX Rate Winter v.4.10 Final, Unit 1120 and retrofits | 148 | 2270 | Rate Constraint in lbs/MMBtu | FALSE | L | Annual | Allowances Purchased NOX | MTons | 0 | 0 | 0 | 0 | 0 | 0 | 0
CT Fac. Spec. - NOX Rate Winter v.4.10 Final, Unit 1120 and retrofits | 148 | 2270 | Rate Constraint in lbs/MMBtu | FALSE | L | Annual | Allowances Sold NOX | MTons | 0 | 0 | 0 | 0 | 0 | 0 | 0
CT Fac. Spec. - NOX Rate Winter v.4.10 Final, Unit 1120 and retrofits | 148 | 2270 | Rate Constraint in lbs/MMBtu | FALSE | L | Annual | Allowances Banked | MTons | 0 | 0 | 0 | 0 | 0 | 0 | 0
CT Fac. Spec. - NOX Rate Winter v.4.10 Final, Unit 1120 and retrofits | 148 | 2270 | Rate Constraint in lbs/MMBtu | FALSE | L | Annual | Allowances Withdrawn (1:1) | MTons | 0 | 0 | 0 | 0 | 0 | 0 | 0
CT Fac. Spec. - NOX Rate Winter v.4.10 Final, Unit 1120 and retrofits | 148 | 2270 | Rate Constraint in lbs/MMBtu | FALSE | L | Annual | Allowances Withdrawn (n:1) | MTons | 0 | 0 | 0 | 0 | 0 | 0 | 0
CT Fac. Spec. - NOX Rate Winter v.4.10 Final, Unit 1120 and retrofits | 148 | 2270 | Rate Constraint in lbs/MMBtu | FALSE | L | Annual | Net Emissions Allowance Position | MTons | 0 | 0 | 0 | 0 | 0 | 0 | 0
CT Fac. Spec. - NOX Rate Winter v.4.10 Final, Unit 1120 and retrofits | 148 | 2270 | Rate Constraint in lbs/MMBtu | FALSE | L | Annual | Fuel Consumed | TBtu | 0 | 0 | 0 | 0 | 0 | 0 | 0
CT Fac. Spec. - NOX Rate Winter v.4.10 Final, Unit 1120 and retrofits | 148 | 2270 | Rate Constraint in lbs/MMBtu | FALSE | L | Annual | Rate | lb/MMBtu | 0 | 0 | 0 | 0 | 0 | 0 | 0
CT Fac. Spec. - NOX Rate Winter v.4.10 Final, Unit 1120 and retrofits | 148 | 2270 | Rate Constraint in lbs/MMBtu | FALSE | L | Annual | Generation | TWh | 0 | 0 | 0 | 0 | 0 | 0 | 0
CT Fac. Spec. - NOX Rate Winter v.4.10 Final, Unit 1120 and retrofits | 148 | 2270 | Rate Constraint in lbs/MMBtu | FALSE | L | Annual | Qualifying Generation | TWh | 0 | 0 | 0 | 0 | 0 | 0 | 0
CT Fac. Spec. - NOX Rate Winter v.4.10 Final, Unit 1120 and retrofits | 148 | 2270 | Rate Constraint in lbs/MMBtu | FALSE | L | Annual | Rate | lb/MWh | 0 | 0 | 0 | 0 | 0 | 0 | 0
CT Fac. Spec. - NOX Rate Winter v.4.10 Final, Unit 1120 and retrofits | 148 | 2270 | Rate Constraint in lbs/MMBtu | FALSE | L | Annual | Constraint Shadow Price | US$/Ton | 0 | 0 | 0 | 0 | 0 | 0 | 0
CT Fac. Spec. - NOX Rate Winter v.4.10 Final, Unit 1121 and retrofits | 149 | 2270 | Rate Constraint in lbs/MMBtu | FALSE | L | Annual | Seasons Included | Seasons | Winter | Winter | Winter | Winter | Winter | Winter | Winter
CT Fac. Spec. - NOX Rate Winter v.4.10 Final, Unit 1121 and retrofits | 149 | 2270 | Rate Constraint in lbs/MMBtu | FALSE | L | Annual | Standard | lb/MMBtu | 0.15 | 0.15 | 0.15 | 0.15 | 0.15 | 0.15 | 0.15
CT Fac. Spec. - NOX Rate Winter v.4.10 Final, Unit 1121 and retrofits | 149 | 2270 | Rate Constraint in lbs/MMBtu | FALSE | L | Annual | Emissions at Affected Plants NOX | MTons | 0 | 0 | 0 | 0 | 0 | 0 | 0
CT Fac. Spec. - NOX Rate Winter v.4.10 Final, Unit 1121 and retrofits | 149 | 2270 | Rate Constraint in lbs/MMBtu | FALSE | L | Annual | Allowances Purchased NOX | MTons | 0 | 0 | 0 | 0 | 0 | 0 | 0
CT Fac. Spec. - NOX Rate Winter v.4.10 Final, Unit 1121 and retrofits | 149 | 2270 | Rate Constraint in lbs/MMBtu | FALSE | L | Annual | Allowances Sold NOX | MTons | 0 | 0 | 0 | 0 | 0 | 0 | 0
CT Fac. Spec. - NOX Rate Winter v.4.10 Final, Unit 1121 and retrofits | 149 | 2270 | Rate Constraint in lbs/MMBtu | FALSE | L | Annual | Allowances Banked | MTons | 0 | 0 | 0 | 0 | 0 | 0 | 0
CT Fac. Spec. - NOX Rate Winter v.4.10 Final, Unit 1121 and retrofits | 149 | 2270 | Rate Constraint in lbs/MMBtu | FALSE | L | Annual | Allowances Withdrawn (1:1) | MTons | 0 | 0 | 0 | 0 | 0 | 0 | 0
CT Fac. Spec. - NOX Rate Winter v.4.10 Final, Unit 1121 and retrofits | 149 | 2270 | Rate Constraint in lbs/MMBtu | FALSE | L | Annual | Allowances Withdrawn (n:1) | MTons | 0 | 0 | 0 | 0 | 0 | 0 | 0
CT Fac. Spec. - NOX Rate Winter v.4.10 Final, Unit 1121 and retrofits | 149 | 2270 | Rate Constraint in lbs/MMBtu | FALSE | L | Annual | Net Emissions Allowance Position | MTons | 0 | 0 | 0 | 0 | 0 | 0 | 0
CT Fac. Spec. - NOX Rate Winter v.4.10 Final, Unit 1121 and retrofits | 149 | 2270 | Rate Constraint in lbs/MMBtu | FALSE | L | Annual | Fuel Consumed | TBtu | 0 | 0 | 0 | 0 | 0 | 0 | 0
CT Fac. Spec. - NOX Rate Winter v.4.10 Final, Unit 1121 and retrofits | 149 | 2270 | Rate Constraint in lbs/MMBtu | FALSE | L | Annual | Rate | lb/MMBtu | 0 | 0 | 0 | 0 | 0 | 0 | 0
CT Fac. Spec. - NOX Rate Winter v.4.10 Final, Unit 1121 and retrofits | 149 | 2270 | Rate Constraint in lbs/MMBtu | FALSE | L | Annual | Generation | TWh | 0 | 0 | 0 | 0 | 0 | 0 | 0
CT Fac. Spec. - NOX Rate Winter v.4.10 Final, Unit 1121 and retrofits | 149 | 2270 | Rate Constraint in lbs/MMBtu | FALSE | L | Annual | Qualifying Generation | TWh | 0 | 0 | 0 | 0 | 0 | 0 | 0
CT Fac. Spec. - NOX Rate Winter v.4.10 Final, Unit 1121 and retrofits | 149 | 2270 | Rate Constraint in lbs/MMBtu | FALSE | L | Annual | Rate | lb/MWh | 0 | 0 | 0 | 0 | 0 | 0 | 0
CT Fac. Spec. - NOX Rate Winter v.4.10 Final, Unit 1121 and retrofits | 149 | 2270 | Rate Constraint in lbs/MMBtu | FALSE | L | Annual | Constraint Shadow Price | US$/Ton | 0 | 0 | 0 | 0 | 0 | 0 | 0
CT Fac. Spec. - NOX Rate Winter v.4.10 Final, Unit 1122 and retrofits | 150 | 2270 | Rate Constraint in lbs/MMBtu | FALSE | L | Annual | Seasons Included | Seasons | Winter | Winter | Winter | Winter | Winter | Winter | Winter
CT Fac. Spec. - NOX Rate Winter v.4.10 Final, Unit 1122 and retrofits | 150 | 2270 | Rate Constraint in lbs/MMBtu | FALSE | L | Annual | Standard | lb/MMBtu | 0.15 | 0.15 | 0.15 | 0.15 | 0.15 | 0.15 | 0.15
CT Fac. Spec. - NOX Rate Winter v.4.10 Final, Unit 1122 and retrofits | 150 | 2270 | Rate Constraint in lbs/MMBtu | FALSE | L | Annual | Emissions at Affected Plants NOX | MTons | 0 | 0 | 0 | 0 | 0 | 0 | 0
CT Fac. Spec. - NOX Rate Winter v.4.10 Final, Unit 1122 and retrofits | 150 | 2270 | Rate Constraint in lbs/MMBtu | FALSE | L | Annual | Allowances Purchased NOX | MTons | 0 | 0 | 0 | 0 | 0 | 0 | 0
CT Fac. Spec. - NOX Rate Winter v.4.10 Final, Unit 1122 and retrofits | 150 | 2270 | Rate Constraint in lbs/MMBtu | FALSE | L | Annual | Allowances Sold NOX | MTons | 0 | 0 | 0 | 0 | 0 | 0 | 0
CT Fac. Spec. - NOX Rate Winter v.4.10 Final, Unit 1122 and retrofits | 150 | 2270 | Rate Constraint in lbs/MMBtu | FALSE | L | Annual | Allowances Banked | MTons | 0 | 0 | 0 | 0 | 0 | 0 | 0
CT Fac. Spec. - NOX Rate Winter v.4.10 Final, Unit 1122 and retrofits | 150 | 2270 | Rate Constraint in lbs/MMBtu | FALSE | L | Annual | Allowances Withdrawn (1:1) | MTons | 0 | 0 | 0 | 0 | 0 | 0 | 0
CT Fac. Spec. - NOX Rate Winter v.4.10 Final, Unit 1122 and retrofits | 150 | 2270 | Rate Constraint in lbs/MMBtu | FALSE | L | Annual | Allowances Withdrawn (n:1) | MTons | 0 | 0 | 0 | 0 | 0 | 0 | 0
CT Fac. Spec. - NOX Rate Winter v.4.10 Final, Unit 1122 and retrofits | 150 | 2270 | Rate Constraint in lbs/MMBtu | FALSE | L | Annual | Net Emissions Allowance Position | MTons | 0 | 0 | 0 | 0 | 0 | 0 | 0
CT Fac. Spec. - NOX Rate Winter v.4.10 Final, Unit 1122 and retrofits | 150 | 2270 | Rate Constraint in lbs/MMBtu | FALSE | L | Annual | Fuel Consumed | TBtu | 0 | 0 | 0 | 0 | 0 | 0 | 0
CT Fac. Spec. - NOX Rate Winter v.4.10 Final, Unit 1122 and retrofits | 150 | 2270 | Rate Constraint in lbs/MMBtu | FALSE | L | Annual | Rate | lb/MMBtu | 0 | 0 | 0 | 0 | 0 | 0 | 0
CT Fac. Spec. - NOX Rate Winter v.4.10 Final, Unit 1122 and retrofits | 150 | 2270 | Rate Constraint in lbs/MMBtu | FALSE | L | Annual | Generation | TWh | 0 | 0 | 0 | 0 | 0 | 0 | 0
CT Fac. Spec. - NOX Rate Winter v.4.10 Final, Unit 1122 and retrofits | 150 | 2270 | Rate Constraint in lbs/MMBtu | FALSE | L | Annual | Qualifying Generation | TWh | 0 | 0 | 0 | 0 | 0 | 0 | 0
CT Fac. Spec. - NOX Rate Winter v.4.10 Final, Unit 1122 and retrofits | 150 | 2270 | Rate Constraint in lbs/MMBtu | FALSE | L | Annual | Rate | lb/MWh | 0 | 0 | 0 | 0 | 0 | 0 | 0
CT Fac. Spec. - NOX Rate Winter v.4.10 Final, Unit 1122 and retrofits | 150 | 2270 | Rate Constraint in lbs/MMBtu | FALSE | L | Annual | Constraint Shadow Price | US$/Ton | 0 | 0 | 0 | 0 | 0 | 0 | 0
CT Fac. Spec. - NOX Rate Winter v.4.10 Final, Unit 1123 and retrofits | 151 | 2270 | Rate Constraint in lbs/MMBtu | FALSE | L | Annual | Seasons Included | Seasons | Winter | Winter | Winter | Winter | Winter | Winter | Winter
CT Fac. Spec. - NOX Rate Winter v.4.10 Final, Unit 1123 and retrofits | 151 | 2270 | Rate Constraint in lbs/MMBtu | FALSE | L | Annual | Standard | lb/MMBtu | 0.15 | 0.15 | 0.15 | 0.15 | 0.15 | 0.15 | 0.15
CT Fac. Spec. - NOX Rate Winter v.4.10 Final, Unit 1123 and retrofits | 151 | 2270 | Rate Constraint in lbs/MMBtu | FALSE | L | Annual | Emissions at Affected Plants NOX | MTons | 0 | 0 | 0 | 0 | 0 | 0 | 0
CT Fac. Spec. - NOX Rate Winter v.4.10 Final, Unit 1123 and retrofits | 151 | 2270 | Rate Constraint in lbs/MMBtu | FALSE | L | Annual | Allowances Purchased NOX | MTons | 0 | 0 | 0 | 0 | 0 | 0 | 0
CT Fac. Spec. - NOX Rate Winter v.4.10 Final, Unit 1123 and retrofits | 151 | 2270 | Rate Constraint in lbs/MMBtu | FALSE | L | Annual | Allowances Sold NOX | MTons | 0 | 0 | 0 | 0 | 0 | 0 | 0
CT Fac. Spec. - NOX Rate Winter v.4.10 Final, Unit 1123 and retrofits | 151 | 2270 | Rate Constraint in lbs/MMBtu | FALSE | L | Annual | Allowances Banked | MTons | 0 | 0 | 0 | 0 | 0 | 0 | 0
CT Fac. Spec. - NOX Rate Winter v.4.10 Final, Unit 1123 and retrofits | 151 | 2270 | Rate Constraint in lbs/MMBtu | FALSE | L | Annual | Allowances Withdrawn (1:1) | MTons | 0 | 0 | 0 | 0 | 0 | 0 | 0
CT Fac. Spec. - NOX Rate Winter v.4.10 Final, Unit 1123 and retrofits | 151 | 2270 | Rate Constraint in lbs/MMBtu | FALSE | L | Annual | Allowances Withdrawn (n:1) | MTons | 0 | 0 | 0 | 0 | 0 | 0 | 0
CT Fac. Spec. - NOX Rate Winter v.4.10 Final, Unit 1123 and retrofits | 151 | 2270 | Rate Constraint in lbs/MMBtu | FALSE | L | Annual | Net Emissions Allowance Position | MTons | 0 | 0 | 0 | 0 | 0 | 0 | 0
CT Fac. Spec. - NOX Rate Winter v.4.10 Final, Unit 1123 and retrofits | 151 | 2270 | Rate Constraint in lbs/MMBtu | FALSE | L | Annual | Fuel Consumed | TBtu | 0 | 0 | 0 | 0 | 0 | 0 | 0
CT Fac. Spec. - NOX Rate Winter v.4.10 Final, Unit 1123 and retrofits | 151 | 2270 | Rate Constraint in lbs/MMBtu | FALSE | L | Annual | Rate | lb/MMBtu | 0 | 0 | 0 | 0 | 0 | 0 | 0
CT Fac. Spec. - NOX Rate Winter v.4.10 Final, Unit 1123 and retrofits | 151 | 2270 | Rate Constraint in lbs/MMBtu | FALSE | L | Annual | Generation | TWh | 0 | 0 | 0 | 0 | 0 | 0 | 0
CT Fac. Spec. - NOX Rate Winter v.4.10 Final, Unit 1123 and retrofits | 151 | 2270 | Rate Constraint in lbs/MMBtu | FALSE | L | Annual | Qualifying Generation | TWh | 0 | 0 | 0 | 0 | 0 | 0 | 0
CT Fac. Spec. - NOX Rate Winter v.4.10 Final, Unit 1123 and retrofits | 151 | 2270 | Rate Constraint in lbs/MMBtu | FALSE | L | Annual | Rate | lb/MWh | 0 | 0 | 0 | 0 | 0 | 0 | 0
CT Fac. Spec. - NOX Rate Winter v.4.10 Final, Unit 1123 and retrofits | 151 | 2270 | Rate Constraint in lbs/MMBtu | FALSE | L | Annual | Constraint Shadow Price | US$/Ton | 0 | 0 | 0 | 0 | 0 | 0 | 0
CT Fac. Spec. - NOX Rate Winter v.4.10 Final, Unit 1124 and retrofits | 152 | 2270 | Rate Constraint in lbs/MMBtu | FALSE | L | Annual | Seasons Included | Seasons | Winter | Winter | Winter | Winter | Winter | Winter | Winter
CT Fac. Spec. - NOX Rate Winter v.4.10 Final, Unit 1124 and retrofits | 152 | 2270 | Rate Constraint in lbs/MMBtu | FALSE | L | Annual | Standard | lb/MMBtu | 0.15 | 0.15 | 0.15 | 0.15 | 0.15 | 0.15 | 0.15
CT Fac. Spec. - NOX Rate Winter v.4.10 Final, Unit 1124 and retrofits | 152 | 2270 | Rate Constraint in lbs/MMBtu | FALSE | L | Annual | Emissions at Affected Plants NOX | MTons | 0 | 0 | 0 | 0 | 0 | 0 | 0
CT Fac. Spec. - NOX Rate Winter v.4.10 Final, Unit 1124 and retrofits | 152 | 2270 | Rate Constraint in lbs/MMBtu | FALSE | L | Annual | Allowances Purchased NOX | MTons | 0 | 0 | 0 | 0 | 0 | 0 | 0
CT Fac. Spec. - NOX Rate Winter v.4.10 Final, Unit 1124 and retrofits | 152 | 2270 | Rate Constraint in lbs/MMBtu | FALSE | L | Annual | Allowances Sold NOX | MTons | 0 | 0 | 0 | 0 | 0 | 0 | 0
CT Fac. Spec. - NOX Rate Winter v.4.10 Final, Unit 1124 and retrofits | 152 | 2270 | Rate Constraint in lbs/MMBtu | FALSE | L | Annual | Allowances Banked | MTons | 0 | 0 | 0 | 0 | 0 | 0 | 0
CT Fac. Spec. - NOX Rate Winter v.4.10 Final, Unit 1124 and retrofits | 152 | 2270 | Rate Constraint in lbs/MMBtu | FALSE | L | Annual | Allowances Withdrawn (1:1) | MTons | 0 | 0 | 0 | 0 | 0 | 0 | 0
CT Fac. Spec. - NOX Rate Winter v.4.10 Final, Unit 1124 and retrofits | 152 | 2270 | Rate Constraint in lbs/MMBtu | FALSE | L | Annual | Allowances Withdrawn (n:1) | MTons | 0 | 0 | 0 | 0 | 0 | 0 | 0
CT Fac. Spec. - NOX Rate Winter v.4.10 Final, Unit 1124 and retrofits | 152 | 2270 | Rate Constraint in lbs/MMBtu | FALSE | L | Annual | Net Emissions Allowance Position | MTons | 0 | 0 | 0 | 0 | 0 | 0 | 0
CT Fac. Spec. - NOX Rate Winter v.4.10 Final, Unit 1124 and retrofits | 152 | 2270 | Rate Constraint in lbs/MMBtu | FALSE | L | Annual | Fuel Consumed | TBtu | 0 | 0 | 0 | 0 | 0 | 0 | 0
CT Fac. Spec. - NOX Rate Winter v.4.10 Final, Unit 1124 and retrofits | 152 | 2270 | Rate Constraint in lbs/MMBtu | FALSE | L | Annual | Rate | lb/MMBtu | 0 | 0 | 0 | 0 | 0 | 0 | 0
CT Fac. Spec. - NOX Rate Winter v.4.10 Final, Unit 1124 and retrofits | 152 | 2270 | Rate Constraint in lbs/MMBtu | FALSE | L | Annual | Generation | TWh | 0 | 0 | 0 | 0 | 0 | 0 | 0
CT Fac. Spec. - NOX Rate Winter v.4.10 Final, Unit 1124 and retrofits | 152 | 2270 | Rate Constraint in lbs/MMBtu | FALSE | L | Annual | Qualifying Generation | TWh | 0 | 0 | 0 | 0 | 0 | 0 | 0
CT Fac. Spec. - NOX Rate Winter v.4.10 Final, Unit 1124 and retrofits | 152 | 2270 | Rate Constraint in lbs/MMBtu | FALSE | L | Annual | Rate | lb/MWh | 0 | 0 | 0 | 0 | 0 | 0 | 0
CT Fac. Spec. - NOX Rate Winter v.4.10 Final, Unit 1124 and retrofits | 152 | 2270 | Rate Constraint in lbs/MMBtu | FALSE | L | Annual | Constraint Shadow Price | US$/Ton | 0 | 0 | 0 | 0 | 0 | 0 | 0
CT Fac. Spec. - NOX Rate Winter v.4.10 Final, Unit 1125 and retrofits | 153 | 2270 | Rate Constraint in lbs/MMBtu | FALSE | L | Annual | Seasons Included | Seasons | Winter | Winter | Winter | Winter | Winter | Winter | Winter
CT Fac. Spec. - NOX Rate Winter v.4.10 Final, Unit 1125 and retrofits | 153 | 2270 | Rate Constraint in lbs/MMBtu | FALSE | L | Annual | Standard | lb/MMBtu | 0.15 | 0.15 | 0.15 | 0.15 | 0.15 | 0.15 | 0.15
CT Fac. Spec. - NOX Rate Winter v.4.10 Final, Unit 1125 and retrofits | 153 | 2270 | Rate Constraint in lbs/MMBtu | FALSE | L | Annual | Emissions at Affected Plants NOX | MTons | 0 | 0 | 0 | 0 | 0 | 0 | 0
CT Fac. Spec. - NOX Rate Winter v.4.10 Final, Unit 1125 and retrofits | 153 | 2270 | Rate Constraint in lbs/MMBtu | FALSE | L | Annual | Allowances Purchased NOX | MTons | 0 | 0 | 0 | 0 | 0 | 0 | 0
CT Fac. Spec. - NOX Rate Winter v.4.10 Final, Unit 1125 and retrofits | 153 | 2270 | Rate Constraint in lbs/MMBtu | FALSE | L | Annual | Allowances Sold NOX | MTons | 0 | 0 | 0 | 0 | 0 | 0 | 0
CT Fac. Spec. - NOX Rate Winter v.4.10 Final, Unit 1125 and retrofits | 153 | 2270 | Rate Constraint in lbs/MMBtu | FALSE | L | Annual | Allowances Banked | MTons | 0 | 0 | 0 | 0 | 0 | 0 | 0
CT Fac. Spec. - NOX Rate Winter v.4.10 Final, Unit 1125 and retrofits | 153 | 2270 | Rate Constraint in lbs/MMBtu | FALSE | L | Annual | Allowances Withdrawn (1:1) | MTons | 0 | 0 | 0 | 0 | 0 | 0 | 0
CT Fac. Spec. - NOX Rate Winter v.4.10 Final, Unit 1125 and retrofits | 153 | 2270 | Rate Constraint in lbs/MMBtu | FALSE | L | Annual | Allowances Withdrawn (n:1) | MTons | 0 | 0 | 0 | 0 | 0 | 0 | 0
CT Fac. Spec. - NOX Rate Winter v.4.10 Final, Unit 1125 and retrofits | 153 | 2270 | Rate Constraint in lbs/MMBtu | FALSE | L | Annual | Net Emissions Allowance Position | MTons | 0 | 0 | 0 | 0 | 0 | 0 | 0
CT Fac. Spec. - NOX Rate Winter v.4.10 Final, Unit 1125 and retrofits | 153 | 2270 | Rate Constraint in lbs/MMBtu | FALSE | L | Annual | Fuel Consumed | TBtu | 0 | 0 | 0 | 0 | 0 | 0 | 0
CT Fac. Spec. - NOX Rate Winter v.4.10 Final, Unit 1125 and retrofits | 153 | 2270 | Rate Constraint in lbs/MMBtu | FALSE | L | Annual | Rate | lb/MMBtu | 0 | 0 | 0 | 0 | 0 | 0 | 0
CT Fac. Spec. - NOX Rate Winter v.4.10 Final, Unit 1125 and retrofits | 153 | 2270 | Rate Constraint in lbs/MMBtu | FALSE | L | Annual | Generation | TWh | 0 | 0 | 0 | 0 | 0 | 0 | 0
CT Fac. Spec. - NOX Rate Winter v.4.10 Final, Unit 1125 and retrofits | 153 | 2270 | Rate Constraint in lbs/MMBtu | FALSE | L | Annual | Qualifying Generation | TWh | 0 | 0 | 0 | 0 | 0 | 0 | 0
CT Fac. Spec. - NOX Rate Winter v.4.10 Final, Unit 1125 and retrofits | 153 | 2270 | Rate Constraint in lbs/MMBtu | FALSE | L | Annual | Rate | lb/MWh | 0 | 0 | 0 | 0 | 0 | 0 | 0
CT Fac. Spec. - NOX Rate Winter v.4.10 Final, Unit 1125 and retrofits | 153 | 2270 | Rate Constraint in lbs/MMBtu | FALSE | L | Annual | Constraint Shadow Price | US$/Ton | 0 | 0 | 0 | 0 | 0 | 0 | 0
CT Fac. Spec. - NOX Rate Winter v.4.10 Final, Unit 1140 and retrofits | 154 | 2270 | Rate Constraint in lbs/MMBtu | FALSE | L | Annual | Seasons Included | Seasons | Winter | Winter | Winter | Winter | Winter | Winter | Winter
CT Fac. Spec. - NOX Rate Winter v.4.10 Final, Unit 1140 and retrofits | 154 | 2270 | Rate Constraint in lbs/MMBtu | FALSE | L | Annual | Standard | lb/MMBtu | 0.15 | 0.15 | 0.15 | 0.15 | 0.15 | 0.15 | 0.15
CT Fac. Spec. - NOX Rate Winter v.4.10 Final, Unit 1140 and retrofits | 154 | 2270 | Rate Constraint in lbs/MMBtu | FALSE | L | Annual | Emissions at Affected Plants NOX | MTons | 0 | 0 | 0 | 0 | 0 | 0 | 0
CT Fac. Spec. - NOX Rate Winter v.4.10 Final, Unit 1140 and retrofits | 154 | 2270 | Rate Constraint in lbs/MMBtu | FALSE | L | Annual | Allowances Purchased NOX | MTons | 0 | 0 | 0 | 0 | 0 | 0 | 0
CT Fac. Spec. - NOX Rate Winter v.4.10 Final, Unit 1140 and retrofits | 154 | 2270 | Rate Constraint in lbs/MMBtu | FALSE | L | Annual | Allowances Sold NOX | MTons | 0 | 0 | 0 | 0 | 0 | 0 | 0
CT Fac. Spec. - NOX Rate Winter v.4.10 Final, Unit 1140 and retrofits | 154 | 2270 | Rate Constraint in lbs/MMBtu | FALSE | L | Annual | Allowances Banked | MTons | 0 | 0 | 0 | 0 | 0 | 0 | 0
CT Fac. Spec. - NOX Rate Winter v.4.10 Final, Unit 1140 and retrofits | 154 | 2270 | Rate Constraint in lbs/MMBtu | FALSE | L | Annual | Allowances Withdrawn (1:1) | MTons | 0 | 0 | 0 | 0 | 0 | 0 | 0
CT Fac. Spec. - NOX Rate Winter v.4.10 Final, Unit 1140 and retrofits | 154 | 2270 | Rate Constraint in lbs/MMBtu | FALSE | L | Annual | Allowances Withdrawn (n:1) | MTons | 0 | 0 | 0 | 0 | 0 | 0 | 0
CT Fac. Spec. - NOX Rate Winter v.4.10 Final, Unit 1140 and retrofits | 154 | 2270 | Rate Constraint in lbs/MMBtu | FALSE | L | Annual | Net Emissions Allowance Position | MTons | 0 | 0 | 0 | 0 | 0 | 0 | 0
CT Fac. Spec. - NOX Rate Winter v.4.10 Final, Unit 1140 and retrofits | 154 | 2270 | Rate Constraint in lbs/MMBtu | FALSE | L | Annual | Fuel Consumed | TBtu | 0 | 0 | 0 | 0 | 0 | 0 | 0
CT Fac. Spec. - NOX Rate Winter v.4.10 Final, Unit 1140 and retrofits | 154 | 2270 | Rate Constraint in lbs/MMBtu | FALSE | L | Annual | Rate | lb/MMBtu | 0 | 0 | 0 | 0 | 0 | 0 | 0
CT Fac. Spec. - NOX Rate Winter v.4.10 Final, Unit 1140 and retrofits | 154 | 2270 | Rate Constraint in lbs/MMBtu | FALSE | L | Annual | Generation | TWh | 0 | 0 | 0 | 0 | 0 | 0 | 0
CT Fac. Spec. - NOX Rate Winter v.4.10 Final, Unit 1140 and retrofits | 154 | 2270 | Rate Constraint in lbs/MMBtu | FALSE | L | Annual | Qualifying Generation | TWh | 0 | 0 | 0 | 0 | 0 | 0 | 0
CT Fac. Spec. - NOX Rate Winter v.4.10 Final, Unit 1140 and retrofits | 154 | 2270 | Rate Constraint in lbs/MMBtu | FALSE | L | Annual | Rate | lb/MWh | 0 | 0 | 0 | 0 | 0 | 0 | 0
CT Fac. Spec. - NOX Rate Winter v.4.10 Final, Unit 1140 and retrofits | 154 | 2270 | Rate Constraint in lbs/MMBtu | FALSE | L | Annual | Constraint Shadow Price | US$/Ton | 0 | 0 | 0 | 0 | 0 | 0 | 0
CT Fac. Spec. - NOX Rate Winter v.4.10 Final, Unit 1141 and retrofits | 155 | 2270 | Rate Constraint in lbs/MMBtu | FALSE | L | Annual | Seasons Included | Seasons | Winter | Winter | Winter | Winter | Winter | Winter | Winter
CT Fac. Spec. - NOX Rate Winter v.4.10 Final, Unit 1141 and retrofits | 155 | 2270 | Rate Constraint in lbs/MMBtu | FALSE | L | Annual | Standard | lb/MMBtu | 0.15 | 0.15 | 0.15 | 0.15 | 0.15 | 0.15 | 0.15
CT Fac. Spec. - NOX Rate Winter v.4.10 Final, Unit 1141 and retrofits | 155 | 2270 | Rate Constraint in lbs/MMBtu | FALSE | L | Annual | Emissions at Affected Plants NOX | MTons | 0 | 0 | 0 | 0 | 0 | 0 | 0
CT Fac. Spec. - NOX Rate Winter v.4.10 Final, Unit 1141 and retrofits | 155 | 2270 | Rate Constraint in lbs/MMBtu | FALSE | L | Annual | Allowances Purchased NOX | MTons | 0 | 0 | 0 | 0 | 0 | 0 | 0
CT Fac. Spec. - NOX Rate Winter v.4.10 Final, Unit 1141 and retrofits | 155 | 2270 | Rate Constraint in lbs/MMBtu | FALSE | L | Annual | Allowances Sold NOX | MTons | 0 | 0 | 0 | 0 | 0 | 0 | 0
CT Fac. Spec. - NOX Rate Winter v.4.10 Final, Unit 1141 and retrofits | 155 | 2270 | Rate Constraint in lbs/MMBtu | FALSE | L | Annual | Allowances Banked | MTons | 0 | 0 | 0 | 0 | 0 | 0 | 0
CT Fac. Spec. - NOX Rate Winter v.4.10 Final, Unit 1141 and retrofits | 155 | 2270 | Rate Constraint in lbs/MMBtu | FALSE | L | Annual | Allowances Withdrawn (1:1) | MTons | 0 | 0 | 0 | 0 | 0 | 0 | 0
CT Fac. Spec. - NOX Rate Winter v.4.10 Final, Unit 1141 and retrofits | 155 | 2270 | Rate Constraint in lbs/MMBtu | FALSE | L | Annual | Allowances Withdrawn (n:1) | MTons | 0 | 0 | 0 | 0 | 0 | 0 | 0
CT Fac. Spec. - NOX Rate Winter v.4.10 Final, Unit 1141 and retrofits | 155 | 2270 | Rate Constraint in lbs/MMBtu | FALSE | L | Annual | Net Emissions Allowance Position | MTons | 0 | 0 | 0 | 0 | 0 | 0 | 0
CT Fac. Spec. - NOX Rate Winter v.4.10 Final, Unit 1141 and retrofits | 155 | 2270 | Rate Constraint in lbs/MMBtu | FALSE | L | Annual | Fuel Consumed | TBtu | 0 | 0 | 0 | 0 | 0 | 0 | 0
CT Fac. Spec. - NOX Rate Winter v.4.10 Final, Unit 1141 and retrofits | 155 | 2270 | Rate Constraint in lbs/MMBtu | FALSE | L | Annual | Rate | lb/MMBtu | 0 | 0 | 0 | 0 | 0 | 0 | 0
CT Fac. Spec. - NOX Rate Winter v.4.10 Final, Unit 1141 and retrofits | 155 | 2270 | Rate Constraint in lbs/MMBtu | FALSE | L | Annual | Generation | TWh | 0 | 0 | 0 | 0 | 0 | 0 | 0
CT Fac. Spec. - NOX Rate Winter v.4.10 Final, Unit 1141 and retrofits | 155 | 2270 | Rate Constraint in lbs/MMBtu | FALSE | L | Annual | Qualifying Generation | TWh | 0 | 0 | 0 | 0 | 0 | 0 | 0
CT Fac. Spec. - NOX Rate Winter v.4.10 Final, Unit 1141 and retrofits | 155 | 2270 | Rate Constraint in lbs/MMBtu | FALSE | L | Annual | Rate | lb/MWh | 0 | 0 | 0 | 0 | 0 | 0 | 0
CT Fac. Spec. - NOX Rate Winter v.4.10 Final, Unit 1141 and retrofits | 155 | 2270 | Rate Constraint in lbs/MMBtu | FALSE | L | Annual | Constraint Shadow Price | US$/Ton | 0 | 0 | 0 | 0 | 0 | 0 | 0
CT Fac. Spec. - NOX Rate Winter v.4.10 Final, Unit 1142 and retrofits | 156 | 2270 | Rate Constraint in lbs/MMBtu | FALSE | L | Annual | Seasons Included | Seasons | Winter | Winter | Winter | Winter | Winter | Winter | Winter
CT Fac. Spec. - NOX Rate Winter v.4.10 Final, Unit 1142 and retrofits | 156 | 2270 | Rate Constraint in lbs/MMBtu | FALSE | L | Annual | Standard | lb/MMBtu | 0.15 | 0.15 | 0.15 | 0.15 | 0.15 | 0.15 | 0.15
CT Fac. Spec. - NOX Rate Winter v.4.10 Final, Unit 1142 and retrofits | 156 | 2270 | Rate Constraint in lbs/MMBtu | FALSE | L | Annual | Emissions at Affected Plants NOX | MTons | 0 | 0 | 0 | 0 | 0 | 0 | 0
CT Fac. Spec. - NOX Rate Winter v.4.10 Final, Unit 1142 and retrofits | 156 | 2270 | Rate Constraint in lbs/MMBtu | FALSE | L | Annual | Allowances Purchased NOX | MTons | 0 | 0 | 0 | 0 | 0 | 0 | 0
CT Fac. Spec. - NOX Rate Winter v.4.10 Final, Unit 1142 and retrofits | 156 | 2270 | Rate Constraint in lbs/MMBtu | FALSE | L | Annual | Allowances Sold NOX | MTons | 0 | 0 | 0 | 0 | 0 | 0 | 0
CT Fac. Spec. - NOX Rate Winter v.4.10 Final, Unit 1142 and retrofits | 156 | 2270 | Rate Constraint in lbs/MMBtu | FALSE | L | Annual | Allowances Banked | MTons | 0 | 0 | 0 | 0 | 0 | 0 | 0
CT Fac. Spec. - NOX Rate Winter v.4.10 Final, Unit 1142 and retrofits | 156 | 2270 | Rate Constraint in lbs/MMBtu | FALSE | L | Annual | Allowances Withdrawn (1:1) | MTons | 0 | 0 | 0 | 0 | 0 | 0 | 0
CT Fac. Spec. - NOX Rate Winter v.4.10 Final, Unit 1142 and retrofits | 156 | 2270 | Rate Constraint in lbs/MMBtu | FALSE | L | Annual | Allowances Withdrawn (n:1) | MTons | 0 | 0 | 0 | 0 | 0 | 0 | 0
CT Fac. Spec. - NOX Rate Winter v.4.10 Final, Unit 1142 and retrofits | 156 | 2270 | Rate Constraint in lbs/MMBtu | FALSE | L | Annual | Net Emissions Allowance Position | MTons | 0 | 0 | 0 | 0 | 0 | 0 | 0
CT Fac. Spec. - NOX Rate Winter v.4.10 Final, Unit 1142 and retrofits | 156 | 2270 | Rate Constraint in lbs/MMBtu | FALSE | L | Annual | Fuel Consumed | TBtu | 0 | 0 | 0 | 0 | 0 | 0 | 0
CT Fac. Spec. - NOX Rate Winter v.4.10 Final, Unit 1142 and retrofits | 156 | 2270 | Rate Constraint in lbs/MMBtu | FALSE | L | Annual | Rate | lb/MMBtu | 0 | 0 | 0 | 0 | 0 | 0 | 0
CT Fac. Spec. - NOX Rate Winter v.4.10 Final, Unit 1142 and retrofits | 156 | 2270 | Rate Constraint in lbs/MMBtu | FALSE | L | Annual | Generation | TWh | 0 | 0 | 0 | 0 | 0 | 0 | 0
CT Fac. Spec. - NOX Rate Winter v.4.10 Final, Unit 1142 and retrofits | 156 | 2270 | Rate Constraint in lbs/MMBtu | FALSE | L | Annual | Qualifying Generation | TWh | 0 | 0 | 0 | 0 | 0 | 0 | 0
CT Fac. Spec. - NOX Rate Winter v.4.10 Final, Unit 1142 and retrofits | 156 | 2270 | Rate Constraint in lbs/MMBtu | FALSE | L | Annual | Rate | lb/MWh | 0 | 0 | 0 | 0 | 0 | 0 | 0
CT Fac. Spec. - NOX Rate Winter v.4.10 Final, Unit 1142 and retrofits | 156 | 2270 | Rate Constraint in lbs/MMBtu | FALSE | L | Annual | Constraint Shadow Price | US$/Ton | 0 | 0 | 0 | 0 | 0 | 0 | 0
CT Fac. Spec. - NOX Rate Winter v.4.10 Final, Unit 1143 and retrofits | 157 | 2270 | Rate Constraint in lbs/MMBtu | FALSE | L | Annual | Seasons Included | Seasons | Winter | Winter | Winter | Winter | Winter | Winter | Winter
CT Fac. Spec. - NOX Rate Winter v.4.10 Final, Unit 1143 and retrofits | 157 | 2270 | Rate Constraint in lbs/MMBtu | FALSE | L | Annual | Standard | lb/MMBtu | 0.15 | 0.15 | 0.15 | 0.15 | 0.15 | 0.15 | 0.15
CT Fac. Spec. - NOX Rate Winter v.4.10 Final, Unit 1143 and retrofits | 157 | 2270 | Rate Constraint in lbs/MMBtu | FALSE | L | Annual | Emissions at Affected Plants NOX | MTons | 0 | 0 | 0 | 0 | 0 | 0 | 0
CT Fac. Spec. - NOX Rate Winter v.4.10 Final, Unit 1143 and retrofits | 157 | 2270 | Rate Constraint in lbs/MMBtu | FALSE | L | Annual | Allowances Purchased NOX | MTons | 0 | 0 | 0 | 0 | 0 | 0 | 0
CT Fac. Spec. - NOX Rate Winter v.4.10 Final, Unit 1143 and retrofits | 157 | 2270 | Rate Constraint in lbs/MMBtu | FALSE | L | Annual | Allowances Sold NOX | MTons | 0 | 0 | 0 | 0 | 0 | 0 | 0
CT Fac. Spec. - NOX Rate Winter v.4.10 Final, Unit 1143 and retrofits | 157 | 2270 | Rate Constraint in lbs/MMBtu | FALSE | L | Annual | Allowances Banked | MTons | 0 | 0 | 0 | 0 | 0 | 0 | 0
CT Fac. Spec. - NOX Rate Winter v.4.10 Final, Unit 1143 and retrofits | 157 | 2270 | Rate Constraint in lbs/MMBtu | FALSE | L | Annual | Allowances Withdrawn (1:1) | MTons | 0 | 0 | 0 | 0 | 0 | 0 | 0
CT Fac. Spec. - NOX Rate Winter v.4.10 Final, Unit 1143 and retrofits | 157 | 2270 | Rate Constraint in lbs/MMBtu | FALSE | L | Annual | Allowances Withdrawn (n:1) | MTons | 0 | 0 | 0 | 0 | 0 | 0 | 0
CT Fac. Spec. - NOX Rate Winter v.4.10 Final, Unit 1143 and retrofits | 157 | 2270 | Rate Constraint in lbs/MMBtu | FALSE | L | Annual | Net Emissions Allowance Position | MTons | 0 | 0 | 0 | 0 | 0 | 0 | 0
CT Fac. Spec. - NOX Rate Winter v.4.10 Final, Unit 1143 and retrofits | 157 | 2270 | Rate Constraint in lbs/MMBtu | FALSE | L | Annual | Fuel Consumed | TBtu | 0 | 0 | 0 | 0 | 0 | 0 | 0
CT Fac. Spec. - NOX Rate Winter v.4.10 Final, Unit 1143 and retrofits | 157 | 2270 | Rate Constraint in lbs/MMBtu | FALSE | L | Annual | Rate | lb/MMBtu | 0 | 0 | 0 | 0 | 0 | 0 | 0
CT Fac. Spec. - NOX Rate Winter v.4.10 Final, Unit 1143 and retrofits | 157 | 2270 | Rate Constraint in lbs/MMBtu | FALSE | L | Annual | Generation | TWh | 0 | 0 | 0 | 0 | 0 | 0 | 0
CT Fac. Spec. - NOX Rate Winter v.4.10 Final, Unit 1143 and retrofits | 157 | 2270 | Rate Constraint in lbs/MMBtu | FALSE | L | Annual | Qualifying Generation | TWh | 0 | 0 | 0 | 0 | 0 | 0 | 0
CT Fac. Spec. - NOX Rate Winter v.4.10 Final, Unit 1143 and retrofits | 157 | 2270 | Rate Constraint in lbs/MMBtu | FALSE | L | Annual | Rate | lb/MWh | 0 | 0 | 0 | 0 | 0 | 0 | 0
CT Fac. Spec. - NOX Rate Winter v.4.10 Final, Unit 1143 and retrofits | 157 | 2270 | Rate Constraint in lbs/MMBtu | FALSE | L | Annual | Constraint Shadow Price | US$/Ton | 0 | 0 | 0 | 0 | 0 | 0 | 0
CT Fac. Spec. - NOX Rate Winter v.4.10 Final, Unit 1144 and retrofits | 158 | 2270 | Rate Constraint in lbs/MMBtu | FALSE | L | Annual | Seasons Included | Seasons | Winter | Winter | Winter | Winter | Winter | Winter | Winter
CT Fac. Spec. - NOX Rate Winter v.4.10 Final, Unit 1144 and retrofits | 158 | 2270 | Rate Constraint in lbs/MMBtu | FALSE | L | Annual | Standard | lb/MMBtu | 0.15 | 0.15 | 0.15 | 0.15 | 0.15 | 0.15 | 0.15
CT Fac. Spec. - NOX Rate Winter v.4.10 Final, Unit 1144 and retrofits | 158 | 2270 | Rate Constraint in lbs/MMBtu | FALSE | L | Annual | Emissions at Affected Plants NOX | MTons | 0 | 0 | 0 | 0 | 0 | 0 | 0
CT Fac. Spec. - NOX Rate Winter v.4.10 Final, Unit 1144 and retrofits | 158 | 2270 | Rate Constraint in lbs/MMBtu | FALSE | L | Annual | Allowances Purchased NOX | MTons | 0 | 0 | 0 | 0 | 0 | 0 | 0
CT Fac. Spec. - NOX Rate Winter v.4.10 Final, Unit 1144 and retrofits | 158 | 2270 | Rate Constraint in lbs/MMBtu | FALSE | L | Annual | Allowances Sold NOX | MTons | 0 | 0 | 0 | 0 | 0 | 0 | 0
CT Fac. Spec. - NOX Rate Winter v.4.10 Final, Unit 1144 and retrofits | 158 | 2270 | Rate Constraint in lbs/MMBtu | FALSE | L | Annual | Allowances Banked | MTons | 0 | 0 | 0 | 0 | 0 | 0 | 0
CT Fac. Spec. - NOX Rate Winter v.4.10 Final, Unit 1144 and retrofits | 158 | 2270 | Rate Constraint in lbs/MMBtu | FALSE | L | Annual | Allowances Withdrawn (1:1) | MTons | 0 | 0 | 0 | 0 | 0 | 0 | 0
CT Fac. Spec. - NOX Rate Winter v.4.10 Final, Unit 1144 and retrofits | 158 | 2270 | Rate Constraint in lbs/MMBtu | FALSE | L | Annual | Allowances Withdrawn (n:1) | MTons | 0 | 0 | 0 | 0 | 0 | 0 | 0
CT Fac. Spec. - NOX Rate Winter v.4.10 Final, Unit 1144 and retrofits | 158 | 2270 | Rate Constraint in lbs/MMBtu | FALSE | L | Annual | Net Emissions Allowance Position | MTons | 0 | 0 | 0 | 0 | 0 | 0 | 0
CT Fac. Spec. - NOX Rate Winter v.4.10 Final, Unit 1144 and retrofits | 158 | 2270 | Rate Constraint in lbs/MMBtu | FALSE | L | Annual | Fuel Consumed | TBtu | 0 | 0 | 0 | 0 | 0 | 0 | 0
CT Fac. Spec. - NOX Rate Winter v.4.10 Final, Unit 1144 and retrofits | 158 | 2270 | Rate Constraint in lbs/MMBtu | FALSE | L | Annual | Rate | lb/MMBtu | 0 | 0 | 0 | 0 | 0 | 0 | 0
CT Fac. Spec. - NOX Rate Winter v.4.10 Final, Unit 1144 and retrofits | 158 | 2270 | Rate Constraint in lbs/MMBtu | FALSE | L | Annual | Generation | TWh | 0 | 0 | 0 | 0 | 0 | 0 | 0
CT Fac. Spec. - NOX Rate Winter v.4.10 Final, Unit 1144 and retrofits | 158 | 2270 | Rate Constraint in lbs/MMBtu | FALSE | L | Annual | Qualifying Generation | TWh | 0 | 0 | 0 | 0 | 0 | 0 | 0
CT Fac. Spec. - NOX Rate Winter v.4.10 Final, Unit 1144 and retrofits | 158 | 2270 | Rate Constraint in lbs/MMBtu | FALSE | L | Annual | Rate | lb/MWh | 0 | 0 | 0 | 0 | 0 | 0 | 0
CT Fac. Spec. - NOX Rate Winter v.4.10 Final, Unit 1144 and retrofits | 158 | 2270 | Rate Constraint in lbs/MMBtu | FALSE | L | Annual | Constraint Shadow Price | US$/Ton | 0 | 0 | 0 | 0 | 0 | 0 | 0
CT Fac. Spec. - NOX Rate Winter v.4.10 Final, Unit 1149 and retrofits | 159 | 2270 | Rate Constraint in lbs/MMBtu | FALSE | L | Annual | Seasons Included | Seasons | Winter | Winter | Winter | Winter | Winter | Winter | Winter
CT Fac. Spec. - NOX Rate Winter v.4.10 Final, Unit 1149 and retrofits | 159 | 2270 | Rate Constraint in lbs/MMBtu | FALSE | L | Annual | Standard | lb/MMBtu | 0.15 | 0.15 | 0.15 | 0.15 | 0.15 | 0.15 | 0.15
CT Fac. Spec. - NOX Rate Winter v.4.10 Final, Unit 1149 and retrofits | 159 | 2270 | Rate Constraint in lbs/MMBtu | FALSE | L | Annual | Emissions at Affected Plants NOX | MTons | 0 | 0 | 0 | 0 | 0 | 0 | 0
CT Fac. Spec. - NOX Rate Winter v.4.10 Final, Unit 1149 and retrofits | 159 | 2270 | Rate Constraint in lbs/MMBtu | FALSE | L | Annual | Allowances Purchased NOX | MTons | 0 | 0 | 0 | 0 | 0 | 0 | 0
CT Fac. Spec. - NOX Rate Winter v.4.10 Final, Unit 1149 and retrofits | 159 | 2270 | Rate Constraint in lbs/MMBtu | FALSE | L | Annual | Allowances Sold NOX | MTons | 0 | 0 | 0 | 0 | 0 | 0 | 0
CT Fac. Spec. - NOX Rate Winter v.4.10 Final, Unit 1149 and retrofits | 159 | 2270 | Rate Constraint in lbs/MMBtu | FALSE | L | Annual | Allowances Banked | MTons | 0 | 0 | 0 | 0 | 0 | 0 | 0
CT Fac. Spec. - NOX Rate Winter v.4.10 Final, Unit 1149 and retrofits | 159 | 2270 | Rate Constraint in lbs/MMBtu | FALSE | L | Annual | Allowances Withdrawn (1:1) | MTons | 0 | 0 | 0 | 0 | 0 | 0 | 0
CT Fac. Spec. - NOX Rate Winter v.4.10 Final, Unit 1149 and retrofits | 159 | 2270 | Rate Constraint in lbs/MMBtu | FALSE | L | Annual | Allowances Withdrawn (n:1) | MTons | 0 | 0 | 0 | 0 | 0 | 0 | 0
CT Fac. Spec. - NOX Rate Winter v.4.10 Final, Unit 1149 and retrofits | 159 | 2270 | Rate Constraint in lbs/MMBtu | FALSE | L | Annual | Net Emissions Allowance Position | MTons | 0 | 0 | 0 | 0 | 0 | 0 | 0
CT Fac. Spec. - NOX Rate Winter v.4.10 Final, Unit 1149 and retrofits | 159 | 2270 | Rate Constraint in lbs/MMBtu | FALSE | L | Annual | Fuel Consumed | TBtu | 0 | 0 | 0 | 0 | 0 | 0 | 0
CT Fac. Spec. - NOX Rate Winter v.4.10 Final, Unit 1149 and retrofits | 159 | 2270 | Rate Constraint in lbs/MMBtu | FALSE | L | Annual | Rate | lb/MMBtu | 0 | 0 | 0 | 0 | 0 | 0 | 0
CT Fac. Spec. - NOX Rate Winter v.4.10 Final, Unit 1149 and retrofits | 159 | 2270 | Rate Constraint in lbs/MMBtu | FALSE | L | Annual | Generation | TWh | 0 | 0 | 0 | 0 | 0 | 0 | 0
CT Fac. Spec. - NOX Rate Winter v.4.10 Final, Unit 1149 and retrofits | 159 | 2270 | Rate Constraint in lbs/MMBtu | FALSE | L | Annual | Qualifying Generation | TWh | 0 | 0 | 0 | 0 | 0 | 0 | 0
CT Fac. Spec. - NOX Rate Winter v.4.10 Final, Unit 1149 and retrofits | 159 | 2270 | Rate Constraint in lbs/MMBtu | FALSE | L | Annual | Rate | lb/MWh | 0 | 0 | 0 | 0 | 0 | 0 | 0
CT Fac. Spec. - NOX Rate Winter v.4.10 Final, Unit 1149 and retrofits | 159 | 2270 | Rate Constraint in lbs/MMBtu | FALSE | L | Annual | Constraint Shadow Price | US$/Ton | 0 | 0 | 0 | 0 | 0 | 0 | 0
CT Fac. Spec. - NOX Rate Winter v.4.10 Final, Unit 1150 and retrofits | 160 | 2270 | Rate Constraint in lbs/MMBtu | FALSE | L | Annual | Seasons Included | Seasons | Winter | Winter | Winter | Winter | Winter | Winter | Winter
CT Fac. Spec. - NOX Rate Winter v.4.10 Final, Unit 1150 and retrofits | 160 | 2270 | Rate Constraint in lbs/MMBtu | FALSE | L | Annual | Standard | lb/MMBtu | 0.15 | 0.15 | 0.15 | 0.15 | 0.15 | 0.15 | 0.15
CT Fac. Spec. - NOX Rate Winter v.4.10 Final, Unit 1150 and retrofits | 160 | 2270 | Rate Constraint in lbs/MMBtu | FALSE | L | Annual | Emissions at Affected Plants NOX | MTons | 0 | 0 | 0 | 0 | 0 | 0 | 0
CT Fac. Spec. - NOX Rate Winter v.4.10 Final, Unit 1150 and retrofits | 160 | 2270 | Rate Constraint in lbs/MMBtu | FALSE | L | Annual | Allowances Purchased NOX | MTons | 0 | 0 | 0 | 0 | 0 | 0 | 0
CT Fac. Spec. - NOX Rate Winter v.4.10 Final, Unit 1150 and retrofits | 160 | 2270 | Rate Constraint in lbs/MMBtu | FALSE | L | Annual | Allowances Sold NOX | MTons | 0 | 0 | 0 | 0 | 0 | 0 | 0
CT Fac. Spec. - NOX Rate Winter v.4.10 Final, Unit 1150 and retrofits | 160 | 2270 | Rate Constraint in lbs/MMBtu | FALSE | L | Annual | Allowances Banked | MTons | 0 | 0 | 0 | 0 | 0 | 0 | 0
CT Fac. Spec. - NOX Rate Winter v.4.10 Final, Unit 1150 and retrofits | 160 | 2270 | Rate Constraint in lbs/MMBtu | FALSE | L | Annual | Allowances Withdrawn (1:1) | MTons | 0 | 0 | 0 | 0 | 0 | 0 | 0
CT Fac. Spec. - NOX Rate Winter v.4.10 Final, Unit 1150 and retrofits | 160 | 2270 | Rate Constraint in lbs/MMBtu | FALSE | L | Annual | Allowances Withdrawn (n:1) | MTons | 0 | 0 | 0 | 0 | 0 | 0 | 0
CT Fac. Spec. - NOX Rate Winter v.4.10 Final, Unit 1150 and retrofits | 160 | 2270 | Rate Constraint in lbs/MMBtu | FALSE | L | Annual | Net Emissions Allowance Position | MTons | 0 | 0 | 0 | 0 | 0 | 0 | 0
CT Fac. Spec. - NOX Rate Winter v.4.10 Final, Unit 1150 and retrofits | 160 | 2270 | Rate Constraint in lbs/MMBtu | FALSE | L | Annual | Fuel Consumed | TBtu | 0 | 0 | 0 | 0 | 0 | 0 | 0
CT Fac. Spec. - NOX Rate Winter v.4.10 Final, Unit 1150 and retrofits | 160 | 2270 | Rate Constraint in lbs/MMBtu | FALSE | L | Annual | Rate | lb/MMBtu | 0 | 0 | 0 | 0 | 0 | 0 | 0
CT Fac. Spec. - NOX Rate Winter v.4.10 Final, Unit 1150 and retrofits | 160 | 2270 | Rate Constraint in lbs/MMBtu | FALSE | L | Annual | Generation | TWh | 0 | 0 | 0 | 0 | 0 | 0 | 0
CT Fac. Spec. - NOX Rate Winter v.4.10 Final, Unit 1150 and retrofits | 160 | 2270 | Rate Constraint in lbs/MMBtu | FALSE | L | Annual | Qualifying Generation | TWh | 0 | 0 | 0 | 0 | 0 | 0 | 0
CT Fac. Spec. - NOX Rate Winter v.4.10 Final, Unit 1150 and retrofits | 160 | 2270 | Rate Constraint in lbs/MMBtu | FALSE | L | Annual | Rate | lb/MWh | 0 | 0 | 0 | 0 | 0 | 0 | 0
CT Fac. Spec. - NOX Rate Winter v.4.10 Final, Unit 1150 and retrofits | 160 | 2270 | Rate Constraint in lbs/MMBtu | FALSE | L | Annual | Constraint Shadow Price | US$/Ton | 0 | 0 | 0 | 0 | 0 | 0 | 0
CT Fac. Spec. - NOX Rate Winter v.4.10 Final, Unit 1151 and retrofits | 161 | 2270 | Rate Constraint in lbs/MMBtu | FALSE | L | Annual | Seasons Included | Seasons | Winter | Winter | Winter | Winter | Winter | Winter | Winter
CT Fac. Spec. - NOX Rate Winter v.4.10 Final, Unit 1151 and retrofits | 161 | 2270 | Rate Constraint in lbs/MMBtu | FALSE | L | Annual | Standard | lb/MMBtu | 0.15 | 0.15 | 0.15 | 0.15 | 0.15 | 0.15 | 0.15
CT Fac. Spec. - NOX Rate Winter v.4.10 Final, Unit 1151 and retrofits | 161 | 2270 | Rate Constraint in lbs/MMBtu | FALSE | L | Annual | Emissions at Affected Plants NOX | MTons | 0 | 0 | 0 | 0 | 0 | 0 | 0
CT Fac. Spec. - NOX Rate Winter v.4.10 Final, Unit 1151 and retrofits | 161 | 2270 | Rate Constraint in lbs/MMBtu | FALSE | L | Annual | Allowances Purchased NOX | MTons | 0 | 0 | 0 | 0 | 0 | 0 | 0
CT Fac. Spec. - NOX Rate Winter v.4.10 Final, Unit 1151 and retrofits | 161 | 2270 | Rate Constraint in lbs/MMBtu | FALSE | L | Annual | Allowances Sold NOX | MTons | 0 | 0 | 0 | 0 | 0 | 0 | 0
CT Fac. Spec. - NOX Rate Winter v.4.10 Final, Unit 1151 and retrofits | 161 | 2270 | Rate Constraint in lbs/MMBtu | FALSE | L | Annual | Allowances Banked | MTons | 0 | 0 | 0 | 0 | 0 | 0 | 0
CT Fac. Spec. - NOX Rate Winter v.4.10 Final, Unit 1151 and retrofits | 161 | 2270 | Rate Constraint in lbs/MMBtu | FALSE | L | Annual | Allowances Withdrawn (1:1) | MTons | 0 | 0 | 0 | 0 | 0 | 0 | 0
CT Fac. Spec. - NOX Rate Winter v.4.10 Final, Unit 1151 and retrofits | 161 | 2270 | Rate Constraint in lbs/MMBtu | FALSE | L | Annual | Allowances Withdrawn (n:1) | MTons | 0 | 0 | 0 | 0 | 0 | 0 | 0
CT Fac. Spec. - NOX Rate Winter v.4.10 Final, Unit 1151 and retrofits | 161 | 2270 | Rate Constraint in lbs/MMBtu | FALSE | L | Annual | Net Emissions Allowance Position | MTons | 0 | 0 | 0 | 0 | 0 | 0 | 0
CT Fac. Spec. - NOX Rate Winter v.4.10 Final, Unit 1151 and retrofits | 161 | 2270 | Rate Constraint in lbs/MMBtu | FALSE | L | Annual | Fuel Consumed | TBtu | 0 | 0 | 0 | 0 | 0 | 0 | 0
CT Fac. Spec. - NOX Rate Winter v.4.10 Final, Unit 1151 and retrofits | 161 | 2270 | Rate Constraint in lbs/MMBtu | FALSE | L | Annual | Rate | lb/MMBtu | 0 | 0 | 0 | 0 | 0 | 0 | 0
CT Fac. Spec. - NOX Rate Winter v.4.10 Final, Unit 1151 and retrofits | 161 | 2270 | Rate Constraint in lbs/MMBtu | FALSE | L | Annual | Generation | TWh | 0 | 0 | 0 | 0 | 0 | 0 | 0
CT Fac. Spec. - NOX Rate Winter v.4.10 Final, Unit 1151 and retrofits | 161 | 2270 | Rate Constraint in lbs/MMBtu | FALSE | L | Annual | Qualifying Generation | TWh | 0 | 0 | 0 | 0 | 0 | 0 | 0
CT Fac. Spec. - NOX Rate Winter v.4.10 Final, Unit 1151 and retrofits | 161 | 2270 | Rate Constraint in lbs/MMBtu | FALSE | L | Annual | Rate | lb/MWh | 0 | 0 | 0 | 0 | 0 | 0 | 0
CT Fac. Spec. - NOX Rate Winter v.4.10 Final, Unit 1151 and retrofits | 161 | 2270 | Rate Constraint in lbs/MMBtu | FALSE | L | Annual | Constraint Shadow Price | US$/Ton | 0 | 0 | 0 | 0 | 0 | 0 | 0
CT Fac. Spec. - NOX Rate Winter v.4.10 Final, Unit 1152 and retrofits | 162 | 2270 | Rate Constraint in lbs/MMBtu | FALSE | L | Annual | Seasons Included | Seasons | Winter | Winter | Winter | Winter | Winter | Winter | Winter
CT Fac. Spec. - NOX Rate Winter v.4.10 Final, Unit 1152 and retrofits | 162 | 2270 | Rate Constraint in lbs/MMBtu | FALSE | L | Annual | Standard | lb/MMBtu | 0.15 | 0.15 | 0.15 | 0.15 | 0.15 | 0.15 | 0.15
CT Fac. Spec. - NOX Rate Winter v.4.10 Final, Unit 1152 and retrofits | 162 | 2270 | Rate Constraint in lbs/MMBtu | FALSE | L | Annual | Emissions at Affected Plants NOX | MTons | 0 | 0 | 0 | 0 | 0 | 0 | 0
CT Fac. Spec. - NOX Rate Winter v.4.10 Final, Unit 1152 and retrofits | 162 | 2270 | Rate Constraint in lbs/MMBtu | FALSE | L | Annual | Allowances Purchased NOX | MTons | 0 | 0 | 0 | 0 | 0 | 0 | 0
CT Fac. Spec. - NOX Rate Winter v.4.10 Final, Unit 1152 and retrofits | 162 | 2270 | Rate Constraint in lbs/MMBtu | FALSE | L | Annual | Allowances Sold NOX | MTons | 0 | 0 | 0 | 0 | 0 | 0 | 0
CT Fac. Spec. - NOX Rate Winter v.4.10 Final, Unit 1152 and retrofits | 162 | 2270 | Rate Constraint in lbs/MMBtu | FALSE | L | Annual | Allowances Banked | MTons | 0 | 0 | 0 | 0 | 0 | 0 | 0
CT Fac. Spec. - NOX Rate Winter v.4.10 Final, Unit 1152 and retrofits | 162 | 2270 | Rate Constraint in lbs/MMBtu | FALSE | L | Annual | Allowances Withdrawn (1:1) | MTons | 0 | 0 | 0 | 0 | 0 | 0 | 0
CT Fac. Spec. - NOX Rate Winter v.4.10 Final, Unit 1152 and retrofits | 162 | 2270 | Rate Constraint in lbs/MMBtu | FALSE | L | Annual | Allowances Withdrawn (n:1) | MTons | 0 | 0 | 0 | 0 | 0 | 0 | 0
CT Fac. Spec. - NOX Rate Winter v.4.10 Final, Unit 1152 and retrofits | 162 | 2270 | Rate Constraint in lbs/MMBtu | FALSE | L | Annual | Net Emissions Allowance Position | MTons | 0 | 0 | 0 | 0 | 0 | 0 | 0
CT Fac. Spec. - NOX Rate Winter v.4.10 Final, Unit 1152 and retrofits | 162 | 2270 | Rate Constraint in lbs/MMBtu | FALSE | L | Annual | Fuel Consumed | TBtu | 0 | 0 | 0 | 0 | 0 | 0 | 0
CT Fac. Spec. - NOX Rate Winter v.4.10 Final, Unit 1152 and retrofits | 162 | 2270 | Rate Constraint in lbs/MMBtu | FALSE | L | Annual | Rate | lb/MMBtu | 0 | 0 | 0 | 0 | 0 | 0 | 0
CT Fac. Spec. - NOX Rate Winter v.4.10 Final, Unit 1152 and retrofits | 162 | 2270 | Rate Constraint in lbs/MMBtu | FALSE | L | Annual | Generation | TWh | 0 | 0 | 0 | 0 | 0 | 0 | 0
CT Fac. Spec. - NOX Rate Winter v.4.10 Final, Unit 1152 and retrofits | 162 | 2270 | Rate Constraint in lbs/MMBtu | FALSE | L | Annual | Qualifying Generation | TWh | 0 | 0 | 0 | 0 | 0 | 0 | 0
CT Fac. Spec. - NOX Rate Winter v.4.10 Final, Unit 1152 and retrofits | 162 | 2270 | Rate Constraint in lbs/MMBtu | FALSE | L | Annual | Rate | lb/MWh | 0 | 0 | 0 | 0 | 0 | 0 | 0
CT Fac. Spec. - NOX Rate Winter v.4.10 Final, Unit 1152 and retrofits | 162 | 2270 | Rate Constraint in lbs/MMBtu | FALSE | L | Annual | Constraint Shadow Price | US$/Ton | 0 | 0 | 0 | 0 | 0 | 0 | 0
CT Fac. Spec. - NOX Rate Winter v.4.10 Final, Unit 1153 and retrofits | 163 | 2270 | Rate Constraint in lbs/MMBtu | FALSE | L | Annual | Seasons Included | Seasons | Winter | Winter | Winter | Winter | Winter | Winter | Winter
CT Fac. Spec. - NOX Rate Winter v.4.10 Final, Unit 1153 and retrofits | 163 | 2270 | Rate Constraint in lbs/MMBtu | FALSE | L | Annual | Standard | lb/MMBtu | 0.15 | 0.15 | 0.15 | 0.15 | 0.15 | 0.15 | 0.15
CT Fac. Spec. - NOX Rate Winter v.4.10 Final, Unit 1153 and retrofits | 163 | 2270 | Rate Constraint in lbs/MMBtu | FALSE | L | Annual | Emissions at Affected Plants NOX | MTons | 0 | 0 | 0 | 0 | 0 | 0 | 0
CT Fac. Spec. - NOX Rate Winter v.4.10 Final, Unit 1153 and retrofits | 163 | 2270 | Rate Constraint in lbs/MMBtu | FALSE | L | Annual | Allowances Purchased NOX | MTons | 0 | 0 | 0 | 0 | 0 | 0 | 0
CT Fac. Spec. - NOX Rate Winter v.4.10 Final, Unit 1153 and retrofits | 163 | 2270 | Rate Constraint in lbs/MMBtu | FALSE | L | Annual | Allowances Sold NOX | MTons | 0 | 0 | 0 | 0 | 0 | 0 | 0
CT Fac. Spec. - NOX Rate Winter v.4.10 Final, Unit 1153 and retrofits | 163 | 2270 | Rate Constraint in lbs/MMBtu | FALSE | L | Annual | Allowances Banked | MTons | 0 | 0 | 0 | 0 | 0 | 0 | 0
CT Fac. Spec. - NOX Rate Winter v.4.10 Final, Unit 1153 and retrofits | 163 | 2270 | Rate Constraint in lbs/MMBtu | FALSE | L | Annual | Allowances Withdrawn (1:1) | MTons | 0 | 0 | 0 | 0 | 0 | 0 | 0
CT Fac. Spec. - NOX Rate Winter v.4.10 Final, Unit 1153 and retrofits | 163 | 2270 | Rate Constraint in lbs/MMBtu | FALSE | L | Annual | Allowances Withdrawn (n:1) | MTons | 0 | 0 | 0 | 0 | 0 | 0 | 0
CT Fac. Spec. - NOX Rate Winter v.4.10 Final, Unit 1153 and retrofits | 163 | 2270 | Rate Constraint in lbs/MMBtu | FALSE | L | Annual | Net Emissions Allowance Position | MTons | 0 | 0 | 0 | 0 | 0 | 0 | 0
CT Fac. Spec. - NOX Rate Winter v.4.10 Final, Unit 1153 and retrofits | 163 | 2270 | Rate Constraint in lbs/MMBtu | FALSE | L | Annual | Fuel Consumed | TBtu | 0 | 0 | 0 | 0 | 0 | 0 | 0
CT Fac. Spec. - NOX Rate Winter v.4.10 Final, Unit 1153 and retrofits | 163 | 2270 | Rate Constraint in lbs/MMBtu | FALSE | L | Annual | Rate | lb/MMBtu | 0 | 0 | 0 | 0 | 0 | 0 | 0
CT Fac. Spec. - NOX Rate Winter v.4.10 Final, Unit 1153 and retrofits | 163 | 2270 | Rate Constraint in lbs/MMBtu | FALSE | L | Annual | Generation | TWh | 0 | 0 | 0 | 0 | 0 | 0 | 0
CT Fac. Spec. - NOX Rate Winter v.4.10 Final, Unit 1153 and retrofits | 163 | 2270 | Rate Constraint in lbs/MMBtu | FALSE | L | Annual | Qualifying Generation | TWh | 0 | 0 | 0 | 0 | 0 | 0 | 0
CT Fac. Spec. - NOX Rate Winter v.4.10 Final, Unit 1153 and retrofits | 163 | 2270 | Rate Constraint in lbs/MMBtu | FALSE | L | Annual | Rate | lb/MWh | 0 | 0 | 0 | 0 | 0 | 0 | 0
CT Fac. Spec. - NOX Rate Winter v.4.10 Final, Unit 1153 and retrofits | 163 | 2270 | Rate Constraint in lbs/MMBtu | FALSE | L | Annual | Constraint Shadow Price | US$/Ton | 0 | 0 | 0 | 0 | 0 | 0 | 0
CT Fac. Spec. - NOX Rate Winter v.4.10 Final, Unit 1154 and retrofits | 164 | 2270 | Rate Constraint in lbs/MMBtu | FALSE | L | Annual | Seasons Included | Seasons | Winter | Winter | Winter | Winter | Winter | Winter | Winter
CT Fac. Spec. - NOX Rate Winter v.4.10 Final, Unit 1154 and retrofits | 164 | 2270 | Rate Constraint in lbs/MMBtu | FALSE | L | Annual | Standard | lb/MMBtu | 0.15 | 0.15 | 0.15 | 0.15 | 0.15 | 0.15 | 0.15
CT Fac. Spec. - NOX Rate Winter v.4.10 Final, Unit 1154 and retrofits | 164 | 2270 | Rate Constraint in lbs/MMBtu | FALSE | L | Annual | Emissions at Affected Plants NOX | MTons | 0 | 0 | 0 | 0 | 0 | 0 | 0
CT Fac. Spec. - NOX Rate Winter v.4.10 Final, Unit 1154 and retrofits | 164 | 2270 | Rate Constraint in lbs/MMBtu | FALSE | L | Annual | Allowances Purchased NOX | MTons | 0 | 0 | 0 | 0 | 0 | 0 | 0
CT Fac. Spec. - NOX Rate Winter v.4.10 Final, Unit 1154 and retrofits | 164 | 2270 | Rate Constraint in lbs/MMBtu | FALSE | L | Annual | Allowances Sold NOX | MTons | 0 | 0 | 0 | 0 | 0 | 0 | 0
CT Fac. Spec. - NOX Rate Winter v.4.10 Final, Unit 1154 and retrofits | 164 | 2270 | Rate Constraint in lbs/MMBtu | FALSE | L | Annual | Allowances Banked | MTons | 0 | 0 | 0 | 0 | 0 | 0 | 0
CT Fac. Spec. - NOX Rate Winter v.4.10 Final, Unit 1154 and retrofits | 164 | 2270 | Rate Constraint in lbs/MMBtu | FALSE | L | Annual | Allowances Withdrawn (1:1) | MTons | 0 | 0 | 0 | 0 | 0 | 0 | 0
CT Fac. Spec. - NOX Rate Winter v.4.10 Final, Unit 1154 and retrofits | 164 | 2270 | Rate Constraint in lbs/MMBtu | FALSE | L | Annual | Allowances Withdrawn (n:1) | MTons | 0 | 0 | 0 | 0 | 0 | 0 | 0
CT Fac. Spec. - NOX Rate Winter v.4.10 Final, Unit 1154 and retrofits | 164 | 2270 | Rate Constraint in lbs/MMBtu | FALSE | L | Annual | Net Emissions Allowance Position | MTons | 0 | 0 | 0 | 0 | 0 | 0 | 0
CT Fac. Spec. - NOX Rate Winter v.4.10 Final, Unit 1154 and retrofits | 164 | 2270 | Rate Constraint in lbs/MMBtu | FALSE | L | Annual | Fuel Consumed | TBtu | 0 | 0 | 0 | 0 | 0 | 0 | 0
CT Fac. Spec. - NOX Rate Winter v.4.10 Final, Unit 1154 and retrofits | 164 | 2270 | Rate Constraint in lbs/MMBtu | FALSE | L | Annual | Rate | lb/MMBtu | 0 | 0 | 0 | 0 | 0 | 0 | 0
CT Fac. Spec. - NOX Rate Winter v.4.10 Final, Unit 1154 and retrofits | 164 | 2270 | Rate Constraint in lbs/MMBtu | FALSE | L | Annual | Generation | TWh | 0 | 0 | 0 | 0 | 0 | 0 | 0
CT Fac. Spec. - NOX Rate Winter v.4.10 Final, Unit 1154 and retrofits | 164 | 2270 | Rate Constraint in lbs/MMBtu | FALSE | L | Annual | Qualifying Generation | TWh | 0 | 0 | 0 | 0 | 0 | 0 | 0
CT Fac. Spec. - NOX Rate Winter v.4.10 Final, Unit 1154 and retrofits | 164 | 2270 | Rate Constraint in lbs/MMBtu | FALSE | L | Annual | Rate | lb/MWh | 0 | 0 | 0 | 0 | 0 | 0 | 0
CT Fac. Spec. - NOX Rate Winter v.4.10 Final, Unit 1154 and retrofits | 164 | 2270 | Rate Constraint in lbs/MMBtu | FALSE | L | Annual | Constraint Shadow Price | US$/Ton | 0 | 0 | 0 | 0 | 0 | 0 | 0
CT Fac. Spec. - NOX Rate Winter v.4.10 Final, Unit 1155 and retrofits | 165 | 2270 | Rate Constraint in lbs/MMBtu | FALSE | L | Annual | Seasons Included | Seasons | Winter | Winter | Winter | Winter | Winter | Winter | Winter
CT Fac. Spec. - NOX Rate Winter v.4.10 Final, Unit 1155 and retrofits | 165 | 2270 | Rate Constraint in lbs/MMBtu | FALSE | L | Annual | Standard | lb/MMBtu | 0.15 | 0.15 | 0.15 | 0.15 | 0.15 | 0.15 | 0.15
CT Fac. Spec. - NOX Rate Winter v.4.10 Final, Unit 1155 and retrofits | 165 | 2270 | Rate Constraint in lbs/MMBtu | FALSE | L | Annual | Emissions at Affected Plants NOX | MTons | 0 | 0 | 0 | 0 | 0 | 0 | 0
CT Fac. Spec. - NOX Rate Winter v.4.10 Final, Unit 1155 and retrofits | 165 | 2270 | Rate Constraint in lbs/MMBtu | FALSE | L | Annual | Allowances Purchased NOX | MTons | 0 | 0 | 0 | 0 | 0 | 0 | 0
CT Fac. Spec. - NOX Rate Winter v.4.10 Final, Unit 1155 and retrofits | 165 | 2270 | Rate Constraint in lbs/MMBtu | FALSE | L | Annual | Allowances Sold NOX | MTons | 0 | 0 | 0 | 0 | 0 | 0 | 0
CT Fac. Spec. - NOX Rate Winter v.4.10 Final, Unit 1155 and retrofits | 165 | 2270 | Rate Constraint in lbs/MMBtu | FALSE | L | Annual | Allowances Banked | MTons | 0 | 0 | 0 | 0 | 0 | 0 | 0
CT Fac. Spec. - NOX Rate Winter v.4.10 Final, Unit 1155 and retrofits | 165 | 2270 | Rate Constraint in lbs/MMBtu | FALSE | L | Annual | Allowances Withdrawn (1:1) | MTons | 0 | 0 | 0 | 0 | 0 | 0 | 0
CT Fac. Spec. - NOX Rate Winter v.4.10 Final, Unit 1155 and retrofits | 165 | 2270 | Rate Constraint in lbs/MMBtu | FALSE | L | Annual | Allowances Withdrawn (n:1) | MTons | 0 | 0 | 0 | 0 | 0 | 0 | 0
CT Fac. Spec. - NOX Rate Winter v.4.10 Final, Unit 1155 and retrofits | 165 | 2270 | Rate Constraint in lbs/MMBtu | FALSE | L | Annual | Net Emissions Allowance Position | MTons | 0 | 0 | 0 | 0 | 0 | 0 | 0
CT Fac. Spec. - NOX Rate Winter v.4.10 Final, Unit 1155 and retrofits | 165 | 2270 | Rate Constraint in lbs/MMBtu | FALSE | L | Annual | Fuel Consumed | TBtu | 0 | 0 | 0 | 0 | 0 | 0 | 0
CT Fac. Spec. - NOX Rate Winter v.4.10 Final, Unit 1155 and retrofits | 165 | 2270 | Rate Constraint in lbs/MMBtu | FALSE | L | Annual | Rate | lb/MMBtu | 0 | 0 | 0 | 0 | 0 | 0 | 0
CT Fac. Spec. - NOX Rate Winter v.4.10 Final, Unit 1155 and retrofits | 165 | 2270 | Rate Constraint in lbs/MMBtu | FALSE | L | Annual | Generation | TWh | 0 | 0 | 0 | 0 | 0 | 0 | 0
CT Fac. Spec. - NOX Rate Winter v.4.10 Final, Unit 1155 and retrofits | 165 | 2270 | Rate Constraint in lbs/MMBtu | FALSE | L | Annual | Qualifying Generation | TWh | 0 | 0 | 0 | 0 | 0 | 0 | 0
CT Fac. Spec. - NOX Rate Winter v.4.10 Final, Unit 1155 and retrofits | 165 | 2270 | Rate Constraint in lbs/MMBtu | FALSE | L | Annual | Rate | lb/MWh | 0 | 0 | 0 | 0 | 0 | 0 | 0
CT Fac. Spec. - NOX Rate Winter v.4.10 Final, Unit 1155 and retrofits | 165 | 2270 | Rate Constraint in lbs/MMBtu | FALSE | L | Annual | Constraint Shadow Price | US$/Ton | 0 | 0 | 0 | 0 | 0 | 0 | 0
CT Fac. Spec. - NOX Rate Winter v.4.10 Final, Unit 1156 and retrofits | 166 | 2270 | Rate Constraint in lbs/MMBtu | FALSE | L | Annual | Seasons Included | Seasons | Winter | Winter | Winter | Winter | Winter | Winter | Winter
CT Fac. Spec. - NOX Rate Winter v.4.10 Final, Unit 1156 and retrofits | 166 | 2270 | Rate Constraint in lbs/MMBtu | FALSE | L | Annual | Standard | lb/MMBtu | 0.15 | 0.15 | 0.15 | 0.15 | 0.15 | 0.15 | 0.15
CT Fac. Spec. - NOX Rate Winter v.4.10 Final, Unit 1156 and retrofits | 166 | 2270 | Rate Constraint in lbs/MMBtu | FALSE | L | Annual | Emissions at Affected Plants NOX | MTons | 0 | 0 | 0 | 0 | 0 | 0 | 0
CT Fac. Spec. - NOX Rate Winter v.4.10 Final, Unit 1156 and retrofits | 166 | 2270 | Rate Constraint in lbs/MMBtu | FALSE | L | Annual | Allowances Purchased NOX | MTons | 0 | 0 | 0 | 0 | 0 | 0 | 0
CT Fac. Spec. - NOX Rate Winter v.4.10 Final, Unit 1156 and retrofits | 166 | 2270 | Rate Constraint in lbs/MMBtu | FALSE | L | Annual | Allowances Sold NOX | MTons | 0 | 0 | 0 | 0 | 0 | 0 | 0
CT Fac. Spec. - NOX Rate Winter v.4.10 Final, Unit 1156 and retrofits | 166 | 2270 | Rate Constraint in lbs/MMBtu | FALSE | L | Annual | Allowances Banked | MTons | 0 | 0 | 0 | 0 | 0 | 0 | 0
CT Fac. Spec. - NOX Rate Winter v.4.10 Final, Unit 1156 and retrofits | 166 | 2270 | Rate Constraint in lbs/MMBtu | FALSE | L | Annual | Allowances Withdrawn (1:1) | MTons | 0 | 0 | 0 | 0 | 0 | 0 | 0
CT Fac. Spec. - NOX Rate Winter v.4.10 Final, Unit 1156 and retrofits | 166 | 2270 | Rate Constraint in lbs/MMBtu | FALSE | L | Annual | Allowances Withdrawn (n:1) | MTons | 0 | 0 | 0 | 0 | 0 | 0 | 0
CT Fac. Spec. - NOX Rate Winter v.4.10 Final, Unit 1156 and retrofits | 166 | 2270 | Rate Constraint in lbs/MMBtu | FALSE | L | Annual | Net Emissions Allowance Position | MTons | 0 | 0 | 0 | 0 | 0 | 0 | 0
CT Fac. Spec. - NOX Rate Winter v.4.10 Final, Unit 1156 and retrofits | 166 | 2270 | Rate Constraint in lbs/MMBtu | FALSE | L | Annual | Fuel Consumed | TBtu | 0 | 0 | 0 | 0 | 0 | 0 | 0
CT Fac. Spec. - NOX Rate Winter v.4.10 Final, Unit 1156 and retrofits | 166 | 2270 | Rate Constraint in lbs/MMBtu | FALSE | L | Annual | Rate | lb/MMBtu | 0 | 0 | 0 | 0 | 0 | 0 | 0
CT Fac. Spec. - NOX Rate Winter v.4.10 Final, Unit 1156 and retrofits | 166 | 2270 | Rate Constraint in lbs/MMBtu | FALSE | L | Annual | Generation | TWh | 0 | 0 | 0 | 0 | 0 | 0 | 0
CT Fac. Spec. - NOX Rate Winter v.4.10 Final, Unit 1156 and retrofits | 166 | 2270 | Rate Constraint in lbs/MMBtu | FALSE | L | Annual | Qualifying Generation | TWh | 0 | 0 | 0 | 0 | 0 | 0 | 0
CT Fac. Spec. - NOX Rate Winter v.4.10 Final, Unit 1156 and retrofits | 166 | 2270 | Rate Constraint in lbs/MMBtu | FALSE | L | Annual | Rate | lb/MWh | 0 | 0 | 0 | 0 | 0 | 0 | 0
CT Fac. Spec. - NOX Rate Winter v.4.10 Final, Unit 1156 and retrofits | 166 | 2270 | Rate Constraint in lbs/MMBtu | FALSE | L | Annual | Constraint Shadow Price | US$/Ton | 0 | 0 | 0 | 0 | 0 | 0 | 0
CT Fac. Spec. - NOX Rate Winter v.4.10 Final, Unit 1157 and retrofits | 167 | 2270 | Rate Constraint in lbs/MMBtu | FALSE | L | Annual | Seasons Included | Seasons | Winter | Winter | Winter | Winter | Winter | Winter | Winter
CT Fac. Spec. - NOX Rate Winter v.4.10 Final, Unit 1157 and retrofits | 167 | 2270 | Rate Constraint in lbs/MMBtu | FALSE | L | Annual | Standard | lb/MMBtu | 0.15 | 0.15 | 0.15 | 0.15 | 0.15 | 0.15 | 0.15
CT Fac. Spec. - NOX Rate Winter v.4.10 Final, Unit 1157 and retrofits | 167 | 2270 | Rate Constraint in lbs/MMBtu | FALSE | L | Annual | Emissions at Affected Plants NOX | MTons | 0 | 0 | 0 | 0 | 0 | 0 | 0
CT Fac. Spec. - NOX Rate Winter v.4.10 Final, Unit 1157 and retrofits | 167 | 2270 | Rate Constraint in lbs/MMBtu | FALSE | L | Annual | Allowances Purchased NOX | MTons | 0 | 0 | 0 | 0 | 0 | 0 | 0
CT Fac. Spec. - NOX Rate Winter v.4.10 Final, Unit 1157 and retrofits | 167 | 2270 | Rate Constraint in lbs/MMBtu | FALSE | L | Annual | Allowances Sold NOX | MTons | 0 | 0 | 0 | 0 | 0 | 0 | 0
CT Fac. Spec. - NOX Rate Winter v.4.10 Final, Unit 1157 and retrofits | 167 | 2270 | Rate Constraint in lbs/MMBtu | FALSE | L | Annual | Allowances Banked | MTons | 0 | 0 | 0 | 0 | 0 | 0 | 0
CT Fac. Spec. - NOX Rate Winter v.4.10 Final, Unit 1157 and retrofits | 167 | 2270 | Rate Constraint in lbs/MMBtu | FALSE | L | Annual | Allowances Withdrawn (1:1) | MTons | 0 | 0 | 0 | 0 | 0 | 0 | 0
CT Fac. Spec. - NOX Rate Winter v.4.10 Final, Unit 1157 and retrofits | 167 | 2270 | Rate Constraint in lbs/MMBtu | FALSE | L | Annual | Allowances Withdrawn (n:1) | MTons | 0 | 0 | 0 | 0 | 0 | 0 | 0
CT Fac. Spec. - NOX Rate Winter v.4.10 Final, Unit 1157 and retrofits | 167 | 2270 | Rate Constraint in lbs/MMBtu | FALSE | L | Annual | Net Emissions Allowance Position | MTons | 0 | 0 | 0 | 0 | 0 | 0 | 0
CT Fac. Spec. - NOX Rate Winter v.4.10 Final, Unit 1157 and retrofits | 167 | 2270 | Rate Constraint in lbs/MMBtu | FALSE | L | Annual | Fuel Consumed | TBtu | 0 | 0 | 0 | 0 | 0 | 0 | 0
CT Fac. Spec. - NOX Rate Winter v.4.10 Final, Unit 1157 and retrofits | 167 | 2270 | Rate Constraint in lbs/MMBtu | FALSE | L | Annual | Rate | lb/MMBtu | 0 | 0 | 0 | 0 | 0 | 0 | 0
CT Fac. Spec. - NOX Rate Winter v.4.10 Final, Unit 1157 and retrofits | 167 | 2270 | Rate Constraint in lbs/MMBtu | FALSE | L | Annual | Generation | TWh | 0 | 0 | 0 | 0 | 0 | 0 | 0
CT Fac. Spec. - NOX Rate Winter v.4.10 Final, Unit 1157 and retrofits | 167 | 2270 | Rate Constraint in lbs/MMBtu | FALSE | L | Annual | Qualifying Generation | TWh | 0 | 0 | 0 | 0 | 0 | 0 | 0
CT Fac. Spec. - NOX Rate Winter v.4.10 Final, Unit 1157 and retrofits | 167 | 2270 | Rate Constraint in lbs/MMBtu | FALSE | L | Annual | Rate | lb/MWh | 0 | 0 | 0 | 0 | 0 | 0 | 0
CT Fac. Spec. - NOX Rate Winter v.4.10 Final, Unit 1157 and retrofits | 167 | 2270 | Rate Constraint in lbs/MMBtu | FALSE | L | Annual | Constraint Shadow Price | US$/Ton | 0 | 0 | 0 | 0 | 0 | 0 | 0
CT Fac. Spec. - NOX Rate Winter v.4.10 Final, Unit 1158 and retrofits | 168 | 2270 | Rate Constraint in lbs/MMBtu | FALSE | L | Annual | Seasons Included | Seasons | Winter | Winter | Winter | Winter | Winter | Winter | Winter
CT Fac. Spec. - NOX Rate Winter v.4.10 Final, Unit 1158 and retrofits | 168 | 2270 | Rate Constraint in lbs/MMBtu | FALSE | L | Annual | Standard | lb/MMBtu | 0.15 | 0.15 | 0.15 | 0.15 | 0.15 | 0.15 | 0.15
CT Fac. Spec. - NOX Rate Winter v.4.10 Final, Unit 1158 and retrofits | 168 | 2270 | Rate Constraint in lbs/MMBtu | FALSE | L | Annual | Emissions at Affected Plants NOX | MTons | 0 | 0 | 0 | 0 | 0 | 0 | 0
CT Fac. Spec. - NOX Rate Winter v.4.10 Final, Unit 1158 and retrofits | 168 | 2270 | Rate Constraint in lbs/MMBtu | FALSE | L | Annual | Allowances Purchased NOX | MTons | 0 | 0 | 0 | 0 | 0 | 0 | 0
CT Fac. Spec. - NOX Rate Winter v.4.10 Final, Unit 1158 and retrofits | 168 | 2270 | Rate Constraint in lbs/MMBtu | FALSE | L | Annual | Allowances Sold NOX | MTons | 0 | 0 | 0 | 0 | 0 | 0 | 0
CT Fac. Spec. - NOX Rate Winter v.4.10 Final, Unit 1158 and retrofits | 168 | 2270 | Rate Constraint in lbs/MMBtu | FALSE | L | Annual | Allowances Banked | MTons | 0 | 0 | 0 | 0 | 0 | 0 | 0
CT Fac. Spec. - NOX Rate Winter v.4.10 Final, Unit 1158 and retrofits | 168 | 2270 | Rate Constraint in lbs/MMBtu | FALSE | L | Annual | Allowances Withdrawn (1:1) | MTons | 0 | 0 | 0 | 0 | 0 | 0 | 0
CT Fac. Spec. - NOX Rate Winter v.4.10 Final, Unit 1158 and retrofits | 168 | 2270 | Rate Constraint in lbs/MMBtu | FALSE | L | Annual | Allowances Withdrawn (n:1) | MTons | 0 | 0 | 0 | 0 | 0 | 0 | 0
CT Fac. Spec. - NOX Rate Winter v.4.10 Final, Unit 1158 and retrofits | 168 | 2270 | Rate Constraint in lbs/MMBtu | FALSE | L | Annual | Net Emissions Allowance Position | MTons | 0 | 0 | 0 | 0 | 0 | 0 | 0
CT Fac. Spec. - NOX Rate Winter v.4.10 Final, Unit 1158 and retrofits | 168 | 2270 | Rate Constraint in lbs/MMBtu | FALSE | L | Annual | Fuel Consumed | TBtu | 0 | 0 | 0 | 0 | 0 | 0 | 0
CT Fac. Spec. - NOX Rate Winter v.4.10 Final, Unit 1158 and retrofits | 168 | 2270 | Rate Constraint in lbs/MMBtu | FALSE | L | Annual | Rate | lb/MMBtu | 0 | 0 | 0 | 0 | 0 | 0 | 0
CT Fac. Spec. - NOX Rate Winter v.4.10 Final, Unit 1158 and retrofits | 168 | 2270 | Rate Constraint in lbs/MMBtu | FALSE | L | Annual | Generation | TWh | 0 | 0 | 0 | 0 | 0 | 0 | 0
CT Fac. Spec. - NOX Rate Winter v.4.10 Final, Unit 1158 and retrofits | 168 | 2270 | Rate Constraint in lbs/MMBtu | FALSE | L | Annual | Qualifying Generation | TWh | 0 | 0 | 0 | 0 | 0 | 0 | 0
CT Fac. Spec. - NOX Rate Winter v.4.10 Final, Unit 1158 and retrofits | 168 | 2270 | Rate Constraint in lbs/MMBtu | FALSE | L | Annual | Rate | lb/MWh | 0 | 0 | 0 | 0 | 0 | 0 | 0
CT Fac. Spec. - NOX Rate Winter v.4.10 Final, Unit 1158 and retrofits | 168 | 2270 | Rate Constraint in lbs/MMBtu | FALSE | L | Annual | Constraint Shadow Price | US$/Ton | 0 | 0 | 0 | 0 | 0 | 0 | 0
CT Fac. Spec. - NOX Rate Winter v.4.10 Final, Unit 1159 and retrofits | 169 | 2270 | Rate Constraint in lbs/MMBtu | FALSE | L | Annual | Seasons Included | Seasons | Winter | Winter | Winter | Winter | Winter | Winter | Winter
CT Fac. Spec. - NOX Rate Winter v.4.10 Final, Unit 1159 and retrofits | 169 | 2270 | Rate Constraint in lbs/MMBtu | FALSE | L | Annual | Standard | lb/MMBtu | 0.15 | 0.15 | 0.15 | 0.15 | 0.15 | 0.15 | 0.15
CT Fac. Spec. - NOX Rate Winter v.4.10 Final, Unit 1159 and retrofits | 169 | 2270 | Rate Constraint in lbs/MMBtu | FALSE | L | Annual | Emissions at Affected Plants NOX | MTons | 0 | 0 | 0 | 0 | 0 | 0 | 0
CT Fac. Spec. - NOX Rate Winter v.4.10 Final, Unit 1159 and retrofits | 169 | 2270 | Rate Constraint in lbs/MMBtu | FALSE | L | Annual | Allowances Purchased NOX | MTons | 0 | 0 | 0 | 0 | 0 | 0 | 0
CT Fac. Spec. - NOX Rate Winter v.4.10 Final, Unit 1159 and retrofits | 169 | 2270 | Rate Constraint in lbs/MMBtu | FALSE | L | Annual | Allowances Sold NOX | MTons | 0 | 0 | 0 | 0 | 0 | 0 | 0
CT Fac. Spec. - NOX Rate Winter v.4.10 Final, Unit 1159 and retrofits | 169 | 2270 | Rate Constraint in lbs/MMBtu | FALSE | L | Annual | Allowances Banked | MTons | 0 | 0 | 0 | 0 | 0 | 0 | 0
CT Fac. Spec. - NOX Rate Winter v.4.10 Final, Unit 1159 and retrofits | 169 | 2270 | Rate Constraint in lbs/MMBtu | FALSE | L | Annual | Allowances Withdrawn (1:1) | MTons | 0 | 0 | 0 | 0 | 0 | 0 | 0
CT Fac. Spec. - NOX Rate Winter v.4.10 Final, Unit 1159 and retrofits | 169 | 2270 | Rate Constraint in lbs/MMBtu | FALSE | L | Annual | Allowances Withdrawn (n:1) | MTons | 0 | 0 | 0 | 0 | 0 | 0 | 0
CT Fac. Spec. - NOX Rate Winter v.4.10 Final, Unit 1159 and retrofits | 169 | 2270 | Rate Constraint in lbs/MMBtu | FALSE | L | Annual | Net Emissions Allowance Position | MTons | 0 | 0 | 0 | 0 | 0 | 0 | 0
CT Fac. Spec. - NOX Rate Winter v.4.10 Final, Unit 1159 and retrofits | 169 | 2270 | Rate Constraint in lbs/MMBtu | FALSE | L | Annual | Fuel Consumed | TBtu | 0 | 0 | 0 | 0 | 0 | 0 | 0
CT Fac. Spec. - NOX Rate Winter v.4.10 Final, Unit 1159 and retrofits | 169 | 2270 | Rate Constraint in lbs/MMBtu | FALSE | L | Annual | Rate | lb/MMBtu | 0 | 0 | 0 | 0 | 0 | 0 | 0
CT Fac. Spec. - NOX Rate Winter v.4.10 Final, Unit 1159 and retrofits | 169 | 2270 | Rate Constraint in lbs/MMBtu | FALSE | L | Annual | Generation | TWh | 0 | 0 | 0 | 0 | 0 | 0 | 0
CT Fac. Spec. - NOX Rate Winter v.4.10 Final, Unit 1159 and retrofits | 169 | 2270 | Rate Constraint in lbs/MMBtu | FALSE | L | Annual | Qualifying Generation | TWh | 0 | 0 | 0 | 0 | 0 | 0 | 0
CT Fac. Spec. - NOX Rate Winter v.4.10 Final, Unit 1159 and retrofits | 169 | 2270 | Rate Constraint in lbs/MMBtu | FALSE | L | Annual | Rate | lb/MWh | 0 | 0 | 0 | 0 | 0 | 0 | 0
CT Fac. Spec. - NOX Rate Winter v.4.10 Final, Unit 1159 and retrofits | 169 | 2270 | Rate Constraint in lbs/MMBtu | FALSE | L | Annual | Constraint Shadow Price | US$/Ton | 0 | 0 | 0 | 0 | 0 | 0 | 0
CT Fac. Spec. - NOX Rate Winter v.4.10 Final, Unit 1161 and retrofits | 170 | 2270 | Rate Constraint in lbs/MMBtu | FALSE | L | Annual | Seasons Included | Seasons | Winter | Winter | Winter | Winter | Winter | Winter | Winter
CT Fac. Spec. - NOX Rate Winter v.4.10 Final, Unit 1161 and retrofits | 170 | 2270 | Rate Constraint in lbs/MMBtu | FALSE | L | Annual | Standard | lb/MMBtu | 0.15 | 0.15 | 0.15 | 0.15 | 0.15 | 0.15 | 0.15
CT Fac. Spec. - NOX Rate Winter v.4.10 Final, Unit 1161 and retrofits | 170 | 2270 | Rate Constraint in lbs/MMBtu | FALSE | L | Annual | Emissions at Affected Plants NOX | MTons | 0 | 0 | 0 | 0 | 0 | 0 | 0
CT Fac. Spec. - NOX Rate Winter v.4.10 Final, Unit 1161 and retrofits | 170 | 2270 | Rate Constraint in lbs/MMBtu | FALSE | L | Annual | Allowances Purchased NOX | MTons | 0 | 0 | 0 | 0 | 0 | 0 | 0
CT Fac. Spec. - NOX Rate Winter v.4.10 Final, Unit 1161 and retrofits | 170 | 2270 | Rate Constraint in lbs/MMBtu | FALSE | L | Annual | Allowances Sold NOX | MTons | 0 | 0 | 0 | 0 | 0 | 0 | 0
CT Fac. Spec. - NOX Rate Winter v.4.10 Final, Unit 1161 and retrofits | 170 | 2270 | Rate Constraint in lbs/MMBtu | FALSE | L | Annual | Allowances Banked | MTons | 0 | 0 | 0 | 0 | 0 | 0 | 0
CT Fac. Spec. - NOX Rate Winter v.4.10 Final, Unit 1161 and retrofits | 170 | 2270 | Rate Constraint in lbs/MMBtu | FALSE | L | Annual | Allowances Withdrawn (1:1) | MTons | 0 | 0 | 0 | 0 | 0 | 0 | 0
CT Fac. Spec. - NOX Rate Winter v.4.10 Final, Unit 1161 and retrofits | 170 | 2270 | Rate Constraint in lbs/MMBtu | FALSE | L | Annual | Allowances Withdrawn (n:1) | MTons | 0 | 0 | 0 | 0 | 0 | 0 | 0
CT Fac. Spec. - NOX Rate Winter v.4.10 Final, Unit 1161 and retrofits | 170 | 2270 | Rate Constraint in lbs/MMBtu | FALSE | L | Annual | Net Emissions Allowance Position | MTons | 0 | 0 | 0 | 0 | 0 | 0 | 0
CT Fac. Spec. - NOX Rate Winter v.4.10 Final, Unit 1161 and retrofits | 170 | 2270 | Rate Constraint in lbs/MMBtu | FALSE | L | Annual | Fuel Consumed | TBtu | 0 | 0 | 0 | 0 | 0 | 0 | 0
CT Fac. Spec. - NOX Rate Winter v.4.10 Final, Unit 1161 and retrofits | 170 | 2270 | Rate Constraint in lbs/MMBtu | FALSE | L | Annual | Rate | lb/MMBtu | 0 | 0 | 0 | 0 | 0 | 0 | 0
CT Fac. Spec. - NOX Rate Winter v.4.10 Final, Unit 1161 and retrofits | 170 | 2270 | Rate Constraint in lbs/MMBtu | FALSE | L | Annual | Generation | TWh | 0 | 0 | 0 | 0 | 0 | 0 | 0
CT Fac. Spec. - NOX Rate Winter v.4.10 Final, Unit 1161 and retrofits | 170 | 2270 | Rate Constraint in lbs/MMBtu | FALSE | L | Annual | Qualifying Generation | TWh | 0 | 0 | 0 | 0 | 0 | 0 | 0
CT Fac. Spec. - NOX Rate Winter v.4.10 Final, Unit 1161 and retrofits | 170 | 2270 | Rate Constraint in lbs/MMBtu | FALSE | L | Annual | Rate | lb/MWh | 0 | 0 | 0 | 0 | 0 | 0 | 0
CT Fac. Spec. - NOX Rate Winter v.4.10 Final, Unit 1161 and retrofits | 170 | 2270 | Rate Constraint in lbs/MMBtu | FALSE | L | Annual | Constraint Shadow Price | US$/Ton | 0 | 0 | 0 | 0 | 0 | 0 | 0
CT Fac. Spec. - NOX Rate Winter v.4.10 Final, Unit 1162 and retrofits | 171 | 2270 | Rate Constraint in lbs/MMBtu | FALSE | L | Annual | Seasons Included | Seasons | Winter | Winter | Winter | Winter | Winter | Winter | Winter
CT Fac. Spec. - NOX Rate Winter v.4.10 Final, Unit 1162 and retrofits | 171 | 2270 | Rate Constraint in lbs/MMBtu | FALSE | L | Annual | Standard | lb/MMBtu | 0.15 | 0.15 | 0.15 | 0.15 | 0.15 | 0.15 | 0.15
CT Fac. Spec. - NOX Rate Winter v.4.10 Final, Unit 1162 and retrofits | 171 | 2270 | Rate Constraint in lbs/MMBtu | FALSE | L | Annual | Emissions at Affected Plants NOX | MTons | 0 | 0 | 0 | 0 | 0 | 0 | 0
CT Fac. Spec. - NOX Rate Winter v.4.10 Final, Unit 1162 and retrofits | 171 | 2270 | Rate Constraint in lbs/MMBtu | FALSE | L | Annual | Allowances Purchased NOX | MTons | 0 | 0 | 0 | 0 | 0 | 0 | 0
CT Fac. Spec. - NOX Rate Winter v.4.10 Final, Unit 1162 and retrofits | 171 | 2270 | Rate Constraint in lbs/MMBtu | FALSE | L | Annual | Allowances Sold NOX | MTons | 0 | 0 | 0 | 0 | 0 | 0 | 0
CT Fac. Spec. - NOX Rate Winter v.4.10 Final, Unit 1162 and retrofits | 171 | 2270 | Rate Constraint in lbs/MMBtu | FALSE | L | Annual | Allowances Banked | MTons | 0 | 0 | 0 | 0 | 0 | 0 | 0
CT Fac. Spec. - NOX Rate Winter v.4.10 Final, Unit 1162 and retrofits | 171 | 2270 | Rate Constraint in lbs/MMBtu | FALSE | L | Annual | Allowances Withdrawn (1:1) | MTons | 0 | 0 | 0 | 0 | 0 | 0 | 0
CT Fac. Spec. - NOX Rate Winter v.4.10 Final, Unit 1162 and retrofits | 171 | 2270 | Rate Constraint in lbs/MMBtu | FALSE | L | Annual | Allowances Withdrawn (n:1) | MTons | 0 | 0 | 0 | 0 | 0 | 0 | 0
CT Fac. Spec. - NOX Rate Winter v.4.10 Final, Unit 1162 and retrofits | 171 | 2270 | Rate Constraint in lbs/MMBtu | FALSE | L | Annual | Net Emissions Allowance Position | MTons | 0 | 0 | 0 | 0 | 0 | 0 | 0
CT Fac. Spec. - NOX Rate Winter v.4.10 Final, Unit 1162 and retrofits | 171 | 2270 | Rate Constraint in lbs/MMBtu | FALSE | L | Annual | Fuel Consumed | TBtu | 0 | 0 | 0 | 0 | 0 | 0 | 0
CT Fac. Spec. - NOX Rate Winter v.4.10 Final, Unit 1162 and retrofits | 171 | 2270 | Rate Constraint in lbs/MMBtu | FALSE | L | Annual | Rate | lb/MMBtu | 0 | 0 | 0 | 0 | 0 | 0 | 0
CT Fac. Spec. - NOX Rate Winter v.4.10 Final, Unit 1162 and retrofits | 171 | 2270 | Rate Constraint in lbs/MMBtu | FALSE | L | Annual | Generation | TWh | 0 | 0 | 0 | 0 | 0 | 0 | 0
CT Fac. Spec. - NOX Rate Winter v.4.10 Final, Unit 1162 and retrofits | 171 | 2270 | Rate Constraint in lbs/MMBtu | FALSE | L | Annual | Qualifying Generation | TWh | 0 | 0 | 0 | 0 | 0 | 0 | 0
CT Fac. Spec. - NOX Rate Winter v.4.10 Final, Unit 1162 and retrofits | 171 | 2270 | Rate Constraint in lbs/MMBtu | FALSE | L | Annual | Rate | lb/MWh | 0 | 0 | 0 | 0 | 0 | 0 | 0
CT Fac. Spec. - NOX Rate Winter v.4.10 Final, Unit 1162 and retrofits | 171 | 2270 | Rate Constraint in lbs/MMBtu | FALSE | L | Annual | Constraint Shadow Price | US$/Ton | 0 | 0 | 0 | 0 | 0 | 0 | 0
CT Fac. Spec. - NOX Rate Winter v.4.10 Final, Unit 1163 and retrofits | 172 | 2270 | Rate Constraint in lbs/MMBtu | FALSE | L | Annual | Seasons Included | Seasons | Winter | Winter | Winter | Winter | Winter | Winter | Winter
CT Fac. Spec. - NOX Rate Winter v.4.10 Final, Unit 1163 and retrofits | 172 | 2270 | Rate Constraint in lbs/MMBtu | FALSE | L | Annual | Standard | lb/MMBtu | 0.15 | 0.15 | 0.15 | 0.15 | 0.15 | 0.15 | 0.15
CT Fac. Spec. - NOX Rate Winter v.4.10 Final, Unit 1163 and retrofits | 172 | 2270 | Rate Constraint in lbs/MMBtu | FALSE | L | Annual | Emissions at Affected Plants NOX | MTons | 0 | 0 | 0 | 0 | 0 | 0 | 0
CT Fac. Spec. - NOX Rate Winter v.4.10 Final, Unit 1163 and retrofits | 172 | 2270 | Rate Constraint in lbs/MMBtu | FALSE | L | Annual | Allowances Purchased NOX | MTons | 0 | 0 | 0 | 0 | 0 | 0 | 0
CT Fac. Spec. - NOX Rate Winter v.4.10 Final, Unit 1163 and retrofits | 172 | 2270 | Rate Constraint in lbs/MMBtu | FALSE | L | Annual | Allowances Sold NOX | MTons | 0 | 0 | 0 | 0 | 0 | 0 | 0
CT Fac. Spec. - NOX Rate Winter v.4.10 Final, Unit 1163 and retrofits | 172 | 2270 | Rate Constraint in lbs/MMBtu | FALSE | L | Annual | Allowances Banked | MTons | 0 | 0 | 0 | 0 | 0 | 0 | 0
CT Fac. Spec. - NOX Rate Winter v.4.10 Final, Unit 1163 and retrofits | 172 | 2270 | Rate Constraint in lbs/MMBtu | FALSE | L | Annual | Allowances Withdrawn (1:1) | MTons | 0 | 0 | 0 | 0 | 0 | 0 | 0
CT Fac. Spec. - NOX Rate Winter v.4.10 Final, Unit 1163 and retrofits | 172 | 2270 | Rate Constraint in lbs/MMBtu | FALSE | L | Annual | Allowances Withdrawn (n:1) | MTons | 0 | 0 | 0 | 0 | 0 | 0 | 0
CT Fac. Spec. - NOX Rate Winter v.4.10 Final, Unit 1163 and retrofits | 172 | 2270 | Rate Constraint in lbs/MMBtu | FALSE | L | Annual | Net Emissions Allowance Position | MTons | 0 | 0 | 0 | 0 | 0 | 0 | 0
CT Fac. Spec. - NOX Rate Winter v.4.10 Final, Unit 1163 and retrofits | 172 | 2270 | Rate Constraint in lbs/MMBtu | FALSE | L | Annual | Fuel Consumed | TBtu | 0 | 0 | 0 | 0 | 0 | 0 | 0
CT Fac. Spec. - NOX Rate Winter v.4.10 Final, Unit 1163 and retrofits | 172 | 2270 | Rate Constraint in lbs/MMBtu | FALSE | L | Annual | Rate | lb/MMBtu | 0 | 0 | 0 | 0 | 0 | 0 | 0
CT Fac. Spec. - NOX Rate Winter v.4.10 Final, Unit 1163 and retrofits | 172 | 2270 | Rate Constraint in lbs/MMBtu | FALSE | L | Annual | Generation | TWh | 0 | 0 | 0 | 0 | 0 | 0 | 0
CT Fac. Spec. - NOX Rate Winter v.4.10 Final, Unit 1163 and retrofits | 172 | 2270 | Rate Constraint in lbs/MMBtu | FALSE | L | Annual | Qualifying Generation | TWh | 0 | 0 | 0 | 0 | 0 | 0 | 0
CT Fac. Spec. - NOX Rate Winter v.4.10 Final, Unit 1163 and retrofits | 172 | 2270 | Rate Constraint in lbs/MMBtu | FALSE | L | Annual | Rate | lb/MWh | 0 | 0 | 0 | 0 | 0 | 0 | 0
CT Fac. Spec. - NOX Rate Winter v.4.10 Final, Unit 1163 and retrofits | 172 | 2270 | Rate Constraint in lbs/MMBtu | FALSE | L | Annual | Constraint Shadow Price | US$/Ton | 0 | 0 | 0 | 0 | 0 | 0 | 0
CT Fac. Spec. - NOX Rate Winter v.4.10 Final, Unit 2919 and retrofits | 173 | 2270 | Rate Constraint in lbs/MMBtu | FALSE | L | Annual | Seasons Included | Seasons | Winter | Winter | Winter | Winter | Winter | Winter | Winter
CT Fac. Spec. - NOX Rate Winter v.4.10 Final, Unit 2919 and retrofits | 173 | 2270 | Rate Constraint in lbs/MMBtu | FALSE | L | Annual | Standard | lb/MMBtu | 0.15 | 0.15 | 0.15 | 0.15 | 0.15 | 0.15 | 0.15
CT Fac. Spec. - NOX Rate Winter v.4.10 Final, Unit 2919 and retrofits | 173 | 2270 | Rate Constraint in lbs/MMBtu | FALSE | L | Annual | Emissions at Affected Plants NOX | MTons | 0.022476 | 0.022476 | 0.022476 | 0.022476 | 0.022476 | 0.022476 | 0.022476
CT Fac. Spec. - NOX Rate Winter v.4.10 Final, Unit 2919 and retrofits | 173 | 2270 | Rate Constraint in lbs/MMBtu | FALSE | L | Annual | Allowances Purchased NOX | MTons | 0 | 0 | 0 | 0 | 0 | 0 | 0
CT Fac. Spec. - NOX Rate Winter v.4.10 Final, Unit 2919 and retrofits | 173 | 2270 | Rate Constraint in lbs/MMBtu | FALSE | L | Annual | Allowances Sold NOX | MTons | 0 | 0 | 0 | 0 | 0 | 0 | 0
CT Fac. Spec. - NOX Rate Winter v.4.10 Final, Unit 2919 and retrofits | 173 | 2270 | Rate Constraint in lbs/MMBtu | FALSE | L | Annual | Allowances Banked | MTons | 0 | 0 | 0 | 0 | 0 | 0 | 0
CT Fac. Spec. - NOX Rate Winter v.4.10 Final, Unit 2919 and retrofits | 173 | 2270 | Rate Constraint in lbs/MMBtu | FALSE | L | Annual | Allowances Withdrawn (1:1) | MTons | 0 | 0 | 0 | 0 | 0 | 0 | 0
CT Fac. Spec. - NOX Rate Winter v.4.10 Final, Unit 2919 and retrofits | 173 | 2270 | Rate Constraint in lbs/MMBtu | FALSE | L | Annual | Allowances Withdrawn (n:1) | MTons | 0 | 0 | 0 | 0 | 0 | 0 | 0
CT Fac. Spec. - NOX Rate Winter v.4.10 Final, Unit 2919 and retrofits | 173 | 2270 | Rate Constraint in lbs/MMBtu | FALSE | L | Annual | Net Emissions Allowance Position | MTons | 0.022476 | 0.022476 | 0.022476 | 0.022476 | 0.022476 | 0.022476 | 0.022476
CT Fac. Spec. - NOX Rate Winter v.4.10 Final, Unit 2919 and retrofits | 173 | 2270 | Rate Constraint in lbs/MMBtu | FALSE | L | Annual | Fuel Consumed | TBtu | 4.5471 | 4.5471 | 4.5471 | 4.5471 | 4.5471 | 4.5471 | 4.5471
CT Fac. Spec. - NOX Rate Winter v.4.10 Final, Unit 2919 and retrofits | 173 | 2270 | Rate Constraint in lbs/MMBtu | FALSE | L | Annual | Rate | lb/MMBtu | 0.009886 | 0.009886 | 0.009886 | 0.009886 | 0.009886 | 0.009886 | 0.009886
CT Fac. Spec. - NOX Rate Winter v.4.10 Final, Unit 2919 and retrofits | 173 | 2270 | Rate Constraint in lbs/MMBtu | FALSE | L | Annual | Generation | TWh | 0.63623 | 0.63623 | 0.63623 | 0.63623 | 0.63623 | 0.63623 | 0.63623
CT Fac. Spec. - NOX Rate Winter v.4.10 Final, Unit 2919 and retrofits | 173 | 2270 | Rate Constraint in lbs/MMBtu | FALSE | L | Annual | Qualifying Generation | TWh | 0.63623 | 0.63623 | 0.63623 | 0.63623 | 0.63623 | 0.63623 | 0.63623
CT Fac. Spec. - NOX Rate Winter v.4.10 Final, Unit 2919 and retrofits | 173 | 2270 | Rate Constraint in lbs/MMBtu | FALSE | L | Annual | Rate | lb/MWh | 0.035328 | 0.035328 | 0.035328 | 0.035328 | 0.035328 | 0.035328 | 0.035328
CT Fac. Spec. - NOX Rate Winter v.4.10 Final, Unit 2919 and retrofits | 173 | 2270 | Rate Constraint in lbs/MMBtu | FALSE | L | Annual | Constraint Shadow Price | US$/Ton | 0 | 0 | 0 | 0 | 0 | 0 | 0
CT Fac. Spec. - NOX Rate Winter v.4.10 Final, Unit 2920 and retrofits | 174 | 2270 | Rate Constraint in lbs/MMBtu | FALSE | L | Annual | Seasons Included | Seasons | Winter | Winter | Winter | Winter | Winter | Winter | Winter
CT Fac. Spec. - NOX Rate Winter v.4.10 Final, Unit 2920 and retrofits | 174 | 2270 | Rate Constraint in lbs/MMBtu | FALSE | L | Annual | Standard | lb/MMBtu | 0.15 | 0.15 | 0.15 | 0.15 | 0.15 | 0.15 | 0.15
CT Fac. Spec. - NOX Rate Winter v.4.10 Final, Unit 2920 and retrofits | 174 | 2270 | Rate Constraint in lbs/MMBtu | FALSE | L | Annual | Emissions at Affected Plants NOX | MTons | 0.022476 | 0.022476 | 0.022476 | 0.022476 | 0.022476 | 0.022476 | 0.022476
CT Fac. Spec. - NOX Rate Winter v.4.10 Final, Unit 2920 and retrofits | 174 | 2270 | Rate Constraint in lbs/MMBtu | FALSE | L | Annual | Allowances Purchased NOX | MTons | 0 | 0 | 0 | 0 | 0 | 0 | 0
CT Fac. Spec. - NOX Rate Winter v.4.10 Final, Unit 2920 and retrofits | 174 | 2270 | Rate Constraint in lbs/MMBtu | FALSE | L | Annual | Allowances Sold NOX | MTons | 0 | 0 | 0 | 0 | 0 | 0 | 0
CT Fac. Spec. - NOX Rate Winter v.4.10 Final, Unit 2920 and retrofits | 174 | 2270 | Rate Constraint in lbs/MMBtu | FALSE | L | Annual | Allowances Banked | MTons | 0 | 0 | 0 | 0 | 0 | 0 | 0
CT Fac. Spec. - NOX Rate Winter v.4.10 Final, Unit 2920 and retrofits | 174 | 2270 | Rate Constraint in lbs/MMBtu | FALSE | L | Annual | Allowances Withdrawn (1:1) | MTons | 0 | 0 | 0 | 0 | 0 | 0 | 0
CT Fac. Spec. - NOX Rate Winter v.4.10 Final, Unit 2920 and retrofits | 174 | 2270 | Rate Constraint in lbs/MMBtu | FALSE | L | Annual | Allowances Withdrawn (n:1) | MTons | 0 | 0 | 0 | 0 | 0 | 0 | 0
CT Fac. Spec. - NOX Rate Winter v.4.10 Final, Unit 2920 and retrofits | 174 | 2270 | Rate Constraint in lbs/MMBtu | FALSE | L | Annual | Net Emissions Allowance Position | MTons | 0.022476 | 0.022476 | 0.022476 | 0.022476 | 0.022476 | 0.022476 | 0.022476
CT Fac. Spec. - NOX Rate Winter v.4.10 Final, Unit 2920 and retrofits | 174 | 2270 | Rate Constraint in lbs/MMBtu | FALSE | L | Annual | Fuel Consumed | TBtu | 4.5471 | 4.5471 | 4.5471 | 4.5471 | 4.5471 | 4.5471 | 4.5471
CT Fac. Spec. - NOX Rate Winter v.4.10 Final, Unit 2920 and retrofits | 174 | 2270 | Rate Constraint in lbs/MMBtu | FALSE | L | Annual | Rate | lb/MMBtu | 0.009886 | 0.009886 | 0.009886 | 0.009886 | 0.009886 | 0.009886 | 0.009886
CT Fac. Spec. - NOX Rate Winter v.4.10 Final, Unit 2920 and retrofits | 174 | 2270 | Rate Constraint in lbs/MMBtu | FALSE | L | Annual | Generation | TWh | 0.63623 | 0.63623 | 0.63623 | 0.63623 | 0.63623 | 0.63623 | 0.63623
CT Fac. Spec. - NOX Rate Winter v.4.10 Final, Unit 2920 and retrofits | 174 | 2270 | Rate Constraint in lbs/MMBtu | FALSE | L | Annual | Qualifying Generation | TWh | 0.63623 | 0.63623 | 0.63623 | 0.63623 | 0.63623 | 0.63623 | 0.63623
CT Fac. Spec. - NOX Rate Winter v.4.10 Final, Unit 2920 and retrofits | 174 | 2270 | Rate Constraint in lbs/MMBtu | FALSE | L | Annual | Rate | lb/MWh | 0.035328 | 0.035328 | 0.035328 | 0.035328 | 0.035328 | 0.035328 | 0.035328
CT Fac. Spec. - NOX Rate Winter v.4.10 Final, Unit 2920 and retrofits | 174 | 2270 | Rate Constraint in lbs/MMBtu | FALSE | L | Annual | Constraint Shadow Price | US$/Ton | 0 | 0 | 0 | 0 | 0 | 0 | 0
CT Fac. Spec. - NOX Rate Winter v.4.10 Final, Unit 2921 and retrofits | 175 | 2270 | Rate Constraint in lbs/MMBtu | FALSE | L | Annual | Seasons Included | Seasons | Winter | Winter | Winter | Winter | Winter | Winter | Winter
CT Fac. Spec. - NOX Rate Winter v.4.10 Final, Unit 2921 and retrofits | 175 | 2270 | Rate Constraint in lbs/MMBtu | FALSE | L | Annual | Standard | lb/MMBtu | 0.15 | 0.15 | 0.15 | 0.15 | 0.15 | 0.15 | 0.15
CT Fac. Spec. - NOX Rate Winter v.4.10 Final, Unit 2921 and retrofits | 175 | 2270 | Rate Constraint in lbs/MMBtu | FALSE | L | Annual | Emissions at Affected Plants NOX | MTons | 0.023843 | 0.023843 | 0.023843 | 0.023843 | 0.023843 | 0.023843 | 0.023843
CT Fac. Spec. - NOX Rate Winter v.4.10 Final, Unit 2921 and retrofits | 175 | 2270 | Rate Constraint in lbs/MMBtu | FALSE | L | Annual | Allowances Purchased NOX | MTons | 0 | 0 | 0 | 0 | 0 | 0 | 0
CT Fac. Spec. - NOX Rate Winter v.4.10 Final, Unit 2921 and retrofits | 175 | 2270 | Rate Constraint in lbs/MMBtu | FALSE | L | Annual | Allowances Sold NOX | MTons | 0 | 0 | 0 | 0 | 0 | 0 | 0
CT Fac. Spec. - NOX Rate Winter v.4.10 Final, Unit 2921 and retrofits | 175 | 2270 | Rate Constraint in lbs/MMBtu | FALSE | L | Annual | Allowances Banked | MTons | 0 | 0 | 0 | 0 | 0 | 0 | 0
CT Fac. Spec. - NOX Rate Winter v.4.10 Final, Unit 2921 and retrofits | 175 | 2270 | Rate Constraint in lbs/MMBtu | FALSE | L | Annual | Allowances Withdrawn (1:1) | MTons | 0 | 0 | 0 | 0 | 0 | 0 | 0
CT Fac. Spec. - NOX Rate Winter v.4.10 Final, Unit 2921 and retrofits | 175 | 2270 | Rate Constraint in lbs/MMBtu | FALSE | L | Annual | Allowances Withdrawn (n:1) | MTons | 0 | 0 | 0 | 0 | 0 | 0 | 0
CT Fac. Spec. - NOX Rate Winter v.4.10 Final, Unit 2921 and retrofits | 175 | 2270 | Rate Constraint in lbs/MMBtu | FALSE | L | Annual | Net Emissions Allowance Position | MTons | 0.023843 | 0.023843 | 0.023843 | 0.023843 | 0.023843 | 0.023843 | 0.023843
CT Fac. Spec. - NOX Rate Winter v.4.10 Final, Unit 2921 and retrofits | 175 | 2270 | Rate Constraint in lbs/MMBtu | FALSE | L | Annual | Fuel Consumed | TBtu | 4.8237 | 4.8237 | 4.8237 | 4.8237 | 4.8237 | 4.8237 | 4.8237
CT Fac. Spec. - NOX Rate Winter v.4.10 Final, Unit 2921 and retrofits | 175 | 2270 | Rate Constraint in lbs/MMBtu | FALSE | L | Annual | Rate | lb/MMBtu | 0.009886 | 0.009886 | 0.009886 | 0.009886 | 0.009886 | 0.009886 | 0.009886
CT Fac. Spec. - NOX Rate Winter v.4.10 Final, Unit 2921 and retrofits | 175 | 2270 | Rate Constraint in lbs/MMBtu | FALSE | L | Annual | Generation | TWh | 0.67492 | 0.67492 | 0.67492 | 0.67492 | 0.67492 | 0.67492 | 0.67492
CT Fac. Spec. - NOX Rate Winter v.4.10 Final, Unit 2921 and retrofits | 175 | 2270 | Rate Constraint in lbs/MMBtu | FALSE | L | Annual | Qualifying Generation | TWh | 0.67492 | 0.67492 | 0.67492 | 0.67492 | 0.67492 | 0.67492 | 0.67492
CT Fac. Spec. - NOX Rate Winter v.4.10 Final, Unit 2921 and retrofits | 175 | 2270 | Rate Constraint in lbs/MMBtu | FALSE | L | Annual | Rate | lb/MWh | 0.035328 | 0.035328 | 0.035328 | 0.035328 | 0.035328 | 0.035328 | 0.035328
CT Fac. Spec. - NOX Rate Winter v.4.10 Final, Unit 2921 and retrofits | 175 | 2270 | Rate Constraint in lbs/MMBtu | FALSE | L | Annual | Constraint Shadow Price | US$/Ton | 0 | 0 | 0 | 0 | 0 | 0 | 0
CT Fac. Spec. - NOX Rate Winter v.4.10 Final, Unit 2922 and retrofits | 176 | 2270 | Rate Constraint in lbs/MMBtu | FALSE | L | Annual | Seasons Included | Seasons | Winter | Winter | Winter | Winter | Winter | Winter | Winter
CT Fac. Spec. - NOX Rate Winter v.4.10 Final, Unit 2922 and retrofits | 176 | 2270 | Rate Constraint in lbs/MMBtu | FALSE | L | Annual | Standard | lb/MMBtu | 0.15 | 0.15 | 0.15 | 0.15 | 0.15 | 0.15 | 0.15
CT Fac. Spec. - NOX Rate Winter v.4.10 Final, Unit 2922 and retrofits | 176 | 2270 | Rate Constraint in lbs/MMBtu | FALSE | L | Annual | Emissions at Affected Plants NOX | MTons | 0.0013843 | 0.00027249 | 0.0013843 | 0.00027249 | 0.0013843 | 0.0013843 | 0
CT Fac. Spec. - NOX Rate Winter v.4.10 Final, Unit 2922 and retrofits | 176 | 2270 | Rate Constraint in lbs/MMBtu | FALSE | L | Annual | Allowances Purchased NOX | MTons | 0 | 0 | 0 | 0 | 0 | 0 | 0
CT Fac. Spec. - NOX Rate Winter v.4.10 Final, Unit 2922 and retrofits | 176 | 2270 | Rate Constraint in lbs/MMBtu | FALSE | L | Annual | Allowances Sold NOX | MTons | 0 | 0 | 0 | 0 | 0 | 0 | 0
CT Fac. Spec. - NOX Rate Winter v.4.10 Final, Unit 2922 and retrofits | 176 | 2270 | Rate Constraint in lbs/MMBtu | FALSE | L | Annual | Allowances Banked | MTons | 0 | 0 | 0 | 0 | 0 | 0 | 0
CT Fac. Spec. - NOX Rate Winter v.4.10 Final, Unit 2922 and retrofits | 176 | 2270 | Rate Constraint in lbs/MMBtu | FALSE | L | Annual | Allowances Withdrawn (1:1) | MTons | 0 | 0 | 0 | 0 | 0 | 0 | 0
CT Fac. Spec. - NOX Rate Winter v.4.10 Final, Unit 2922 and retrofits | 176 | 2270 | Rate Constraint in lbs/MMBtu | FALSE | L | Annual | Allowances Withdrawn (n:1) | MTons | 0 | 0 | 0 | 0 | 0 | 0 | 0
CT Fac. Spec. - NOX Rate Winter v.4.10 Final, Unit 2922 and retrofits | 176 | 2270 | Rate Constraint in lbs/MMBtu | FALSE | L | Annual | Net Emissions Allowance Position | MTons | 0.0013843 | 0.00027249 | 0.0013843 | 0.00027249 | 0.0013843 | 0.0013843 | 0
CT Fac. Spec. - NOX Rate Winter v.4.10 Final, Unit 2922 and retrofits | 176 | 2270 | Rate Constraint in lbs/MMBtu | FALSE | L | Annual | Fuel Consumed | TBtu | 0.044372 | 0.0087347 | 0.044372 | 0.0087347 | 0.044372 | 0.044372 | 0
CT Fac. Spec. - NOX Rate Winter v.4.10 Final, Unit 2922 and retrofits | 176 | 2270 | Rate Constraint in lbs/MMBtu | FALSE | L | Annual | Rate | lb/MMBtu | 0.062393 | 0.062393 | 0.062393 | 0.062393 | 0.062393 | 0.062393 | 0
CT Fac. Spec. - NOX Rate Winter v.4.10 Final, Unit 2922 and retrofits | 176 | 2270 | Rate Constraint in lbs/MMBtu | FALSE | L | Annual | Generation | TWh | 0.0050002 | 0.0009843 | 0.0050002 | 0.0009843 | 0.0050002 | 0.0050002 | 0
CT Fac. Spec. - NOX Rate Winter v.4.10 Final, Unit 2922 and retrofits | 176 | 2270 | Rate Constraint in lbs/MMBtu | FALSE | L | Annual | Qualifying Generation | TWh | 0.0050002 | 0.0009843 | 0.0050002 | 0.0009843 | 0.0050002 | 0.0050002 | 0
CT Fac. Spec. - NOX Rate Winter v.4.10 Final, Unit 2922 and retrofits | 176 | 2270 | Rate Constraint in lbs/MMBtu | FALSE | L | Annual | Rate | lb/MWh | 0.27684 | 0.27684 | 0.27684 | 0.27684 | 0.27684 | 0.27684 | 0
CT Fac. Spec. - NOX Rate Winter v.4.10 Final, Unit 2922 and retrofits | 176 | 2270 | Rate Constraint in lbs/MMBtu | FALSE | L | Annual | Constraint Shadow Price | US$/Ton | 0 | 0 | 0 | 0 | 0 | 0 | 0
CT Fac. Spec. - NOX Rate Winter v.4.10 Final, Unit 2923 and retrofits | 177 | 2270 | Rate Constraint in lbs/MMBtu | FALSE | L | Annual | Seasons Included | Seasons | Winter | Winter | Winter | Winter | Winter | Winter | Winter
CT Fac. Spec. - NOX Rate Winter v.4.10 Final, Unit 2923 and retrofits | 177 | 2270 | Rate Constraint in lbs/MMBtu | FALSE | L | Annual | Standard | lb/MMBtu | 0.15 | 0.15 | 0.15 | 0.15 | 0.15 | 0.15 | 0.15
CT Fac. Spec. - NOX Rate Winter v.4.10 Final, Unit 2923 and retrofits | 177 | 2270 | Rate Constraint in lbs/MMBtu | FALSE | L | Annual | Emissions at Affected Plants NOX | MTons | 0.0019011 | 0.00037424 | 0.00037424 | 0.00037424 | 0.0019011 | 0 | 0
CT Fac. Spec. - NOX Rate Winter v.4.10 Final, Unit 2923 and retrofits | 177 | 2270 | Rate Constraint in lbs/MMBtu | FALSE | L | Annual | Allowances Purchased NOX | MTons | 0 | 0 | 0 | 0 | 0 | 0 | 0
CT Fac. Spec. - NOX Rate Winter v.4.10 Final, Unit 2923 and retrofits | 177 | 2270 | Rate Constraint in lbs/MMBtu | FALSE | L | Annual | Allowances Sold NOX | MTons | 0 | 0 | 0 | 0 | 0 | 0 | 0
CT Fac. Spec. - NOX Rate Winter v.4.10 Final, Unit 2923 and retrofits | 177 | 2270 | Rate Constraint in lbs/MMBtu | FALSE | L | Annual | Allowances Banked | MTons | 0 | 0 | 0 | 0 | 0 | 0 | 0
CT Fac. Spec. - NOX Rate Winter v.4.10 Final, Unit 2923 and retrofits | 177 | 2270 | Rate Constraint in lbs/MMBtu | FALSE | L | Annual | Allowances Withdrawn (1:1) | MTons | 0 | 0 | 0 | 0 | 0 | 0 | 0
CT Fac. Spec. - NOX Rate Winter v.4.10 Final, Unit 2923 and retrofits | 177 | 2270 | Rate Constraint in lbs/MMBtu | FALSE | L | Annual | Allowances Withdrawn (n:1) | MTons | 0 | 0 | 0 | 0 | 0 | 0 | 0
CT Fac. Spec. - NOX Rate Winter v.4.10 Final, Unit 2923 and retrofits | 177 | 2270 | Rate Constraint in lbs/MMBtu | FALSE | L | Annual | Net Emissions Allowance Position | MTons | 0.0019011 | 0.00037424 | 0.00037424 | 0.00037424 | 0.0019011 | 0 | 0
CT Fac. Spec. - NOX Rate Winter v.4.10 Final, Unit 2923 and retrofits | 177 | 2270 | Rate Constraint in lbs/MMBtu | FALSE | L | Annual | Fuel Consumed | TBtu | 0.06094 | 0.011996 | 0.011996 | 0.011996 | 0.06094 | 0 | 0
CT Fac. Spec. - NOX Rate Winter v.4.10 Final, Unit 2923 and retrofits | 177 | 2270 | Rate Constraint in lbs/MMBtu | FALSE | L | Annual | Rate | lb/MMBtu | 0.062393 | 0.062393 | 0.062393 | 0.062393 | 0.062393 | 0 | 0
CT Fac. Spec. - NOX Rate Winter v.4.10 Final, Unit 2923 and retrofits | 177 | 2270 | Rate Constraint in lbs/MMBtu | FALSE | L | Annual | Generation | TWh | 0.0068673 | 0.0013518 | 0.0013518 | 0.0013518 | 0.0068673 | 0 | 0
CT Fac. Spec. - NOX Rate Winter v.4.10 Final, Unit 2923 and retrofits | 177 | 2270 | Rate Constraint in lbs/MMBtu | FALSE | L | Annual | Qualifying Generation | TWh | 0.0068673 | 0.0013518 | 0.0013518 | 0.0013518 | 0.0068673 | 0 | 0
CT Fac. Spec. - NOX Rate Winter v.4.10 Final, Unit 2923 and retrofits | 177 | 2270 | Rate Constraint in lbs/MMBtu | FALSE | L | Annual | Rate | lb/MWh | 0.27684 | 0.27684 | 0.27684 | 0.27684 | 0.27684 | 0 | 0
CT Fac. Spec. - NOX Rate Winter v.4.10 Final, Unit 2923 and retrofits | 177 | 2270 | Rate Constraint in lbs/MMBtu | FALSE | L | Annual | Constraint Shadow Price | US$/Ton | 0 | 0 | 0 | 0 | 0 | 0 | 0
CT Fac. Spec. - NOX Rate Winter v.4.10 Final, Unit 2925 and retrofits | 178 | 2270 | Rate Constraint in lbs/MMBtu | FALSE | L | Annual | Seasons Included | Seasons | Winter | Winter | Winter | Winter | Winter | Winter | Winter
CT Fac. Spec. - NOX Rate Winter v.4.10 Final, Unit 2925 and retrofits | 178 | 2270 | Rate Constraint in lbs/MMBtu | FALSE | L | Annual | Standard | lb/MMBtu | 0.15 | 0.15 | 0.15 | 0.15 | 0.15 | 0.15 | 0.15
CT Fac. Spec. - NOX Rate Winter v.4.10 Final, Unit 2925 and retrofits | 178 | 2270 | Rate Constraint in lbs/MMBtu | FALSE | L | Annual | Emissions at Affected Plants NOX | MTons | 0.011006 | 0.011006 | 0.011006 | 0.011006 | 0.011006 | 0.011006 | 0.011006
CT Fac. Spec. - NOX Rate Winter v.4.10 Final, Unit 2925 and retrofits | 178 | 2270 | Rate Constraint in lbs/MMBtu | FALSE | L | Annual | Allowances Purchased NOX | MTons | 0 | 0 | 0 | 0 | 0 | 0 | 0
CT Fac. Spec. - NOX Rate Winter v.4.10 Final, Unit 2925 and retrofits | 178 | 2270 | Rate Constraint in lbs/MMBtu | FALSE | L | Annual | Allowances Sold NOX | MTons | 0 | 0 | 0 | 0 | 0 | 0 | 0
CT Fac. Spec. - NOX Rate Winter v.4.10 Final, Unit 2925 and retrofits | 178 | 2270 | Rate Constraint in lbs/MMBtu | FALSE | L | Annual | Allowances Banked | MTons | 0 | 0 | 0 | 0 | 0 | 0 | 0
CT Fac. Spec. - NOX Rate Winter v.4.10 Final, Unit 2925 and retrofits | 178 | 2270 | Rate Constraint in lbs/MMBtu | FALSE | L | Annual | Allowances Withdrawn (1:1) | MTons | 0 | 0 | 0 | 0 | 0 | 0 | 0
CT Fac. Spec. - NOX Rate Winter v.4.10 Final, Unit 2925 and retrofits | 178 | 2270 | Rate Constraint in lbs/MMBtu | FALSE | L | Annual | Allowances Withdrawn (n:1) | MTons | 0 | 0 | 0 | 0 | 0 | 0 | 0
CT Fac. Spec. - NOX Rate Winter v.4.10 Final, Unit 2925 and retrofits | 178 | 2270 | Rate Constraint in lbs/MMBtu | FALSE | L | Annual | Net Emissions Allowance Position | MTons | 0.011006 | 0.011006 | 0.011006 | 0.011006 | 0.011006 | 0.011006 | 0.011006
CT Fac. Spec. - NOX Rate Winter v.4.10 Final, Unit 2925 and retrofits | 178 | 2270 | Rate Constraint in lbs/MMBtu | FALSE | L | Annual | Fuel Consumed | TBtu | 5.3643 | 5.3643 | 5.3643 | 5.3643 | 5.3643 | 5.3643 | 5.3643
CT Fac. Spec. - NOX Rate Winter v.4.10 Final, Unit 2925 and retrofits | 178 | 2270 | Rate Constraint in lbs/MMBtu | FALSE | L | Annual | Rate | lb/MMBtu | 0.0041036 | 0.0041036 | 0.0041036 | 0.0041036 | 0.0041036 | 0.0041036 | 0.0041036
CT Fac. Spec. - NOX Rate Winter v.4.10 Final, Unit 2925 and retrofits | 178 | 2270 | Rate Constraint in lbs/MMBtu | FALSE | L | Annual | Generation | TWh | 0.7609 | 0.7609 | 0.7609 | 0.7609 | 0.7609 | 0.7609 | 0.7609
CT Fac. Spec. - NOX Rate Winter v.4.10 Final, Unit 2925 and retrofits | 178 | 2270 | Rate Constraint in lbs/MMBtu | FALSE | L | Annual | Qualifying Generation | TWh | 0.7609 | 0.7609 | 0.7609 | 0.7609 | 0.7609 | 0.7609 | 0.7609
CT Fac. Spec. - NOX Rate Winter v.4.10 Final, Unit 2925 and retrofits | 178 | 2270 | Rate Constraint in lbs/MMBtu | FALSE | L | Annual | Rate | lb/MWh | 0.014465 | 0.014465 | 0.014465 | 0.014465 | 0.014465 | 0.014465 | 0.014465
CT Fac. Spec. - NOX Rate Winter v.4.10 Final, Unit 2925 and retrofits | 178 | 2270 | Rate Constraint in lbs/MMBtu | FALSE | L | Annual | Constraint Shadow Price | US$/Ton | 0 | 0 | 0 | 0 | 0 | 0 | 0
CT Fac. Spec. - NOX Rate Winter v.4.10 Final, Unit 2926 and retrofits | 179 | 2270 | Rate Constraint in lbs/MMBtu | FALSE | L | Annual | Seasons Included | Seasons | Winter | Winter | Winter | Winter | Winter | Winter | Winter
CT Fac. Spec. - NOX Rate Winter v.4.10 Final, Unit 2926 and retrofits | 179 | 2270 | Rate Constraint in lbs/MMBtu | FALSE | L | Annual | Standard | lb/MMBtu | 0.15 | 0.15 | 0.15 | 0.15 | 0.15 | 0.15 | 0.15
CT Fac. Spec. - NOX Rate Winter v.4.10 Final, Unit 2926 and retrofits | 179 | 2270 | Rate Constraint in lbs/MMBtu | FALSE | L | Annual | Emissions at Affected Plants NOX | MTons | 0.011006 | 0.011006 | 0.011006 | 0.011006 | 0.011006 | 0.011006 | 0.011006
CT Fac. Spec. - NOX Rate Winter v.4.10 Final, Unit 2926 and retrofits | 179 | 2270 | Rate Constraint in lbs/MMBtu | FALSE | L | Annual | Allowances Purchased NOX | MTons | 0 | 0 | 0 | 0 | 0 | 0 | 0
CT Fac. Spec. - NOX Rate Winter v.4.10 Final, Unit 2926 and retrofits | 179 | 2270 | Rate Constraint in lbs/MMBtu | FALSE | L | Annual | Allowances Sold NOX | MTons | 0 | 0 | 0 | 0 | 0 | 0 | 0
CT Fac. Spec. - NOX Rate Winter v.4.10 Final, Unit 2926 and retrofits | 179 | 2270 | Rate Constraint in lbs/MMBtu | FALSE | L | Annual | Allowances Banked | MTons | 0 | 0 | 0 | 0 | 0 | 0 | 0
CT Fac. Spec. - NOX Rate Winter v.4.10 Final, Unit 2926 and retrofits | 179 | 2270 | Rate Constraint in lbs/MMBtu | FALSE | L | Annual | Allowances Withdrawn (1:1) | MTons | 0 | 0 | 0 | 0 | 0 | 0 | 0
CT Fac. Spec. - NOX Rate Winter v.4.10 Final, Unit 2926 and retrofits | 179 | 2270 | Rate Constraint in lbs/MMBtu | FALSE | L | Annual | Allowances Withdrawn (n:1) | MTons | 0 | 0 | 0 | 0 | 0 | 0 | 0
CT Fac. Spec. - NOX Rate Winter v.4.10 Final, Unit 2926 and retrofits | 179 | 2270 | Rate Constraint in lbs/MMBtu | FALSE | L | Annual | Net Emissions Allowance Position | MTons | 0.011006 | 0.011006 | 0.011006 | 0.011006 | 0.011006 | 0.011006 | 0.011006
CT Fac. Spec. - NOX Rate Winter v.4.10 Final, Unit 2926 and retrofits | 179 | 2270 | Rate Constraint in lbs/MMBtu | FALSE | L | Annual | Fuel Consumed | TBtu | 5.3643 | 5.3643 | 5.3643 | 5.3643 | 5.3643 | 5.3643 | 5.3643
CT Fac. Spec. - NOX Rate Winter v.4.10 Final, Unit 2926 and retrofits | 179 | 2270 | Rate Constraint in lbs/MMBtu | FALSE | L | Annual | Rate | lb/MMBtu | 0.0041036 | 0.0041036 | 0.0041036 | 0.0041036 | 0.0041036 | 0.0041036 | 0.0041036
CT Fac. Spec. - NOX Rate Winter v.4.10 Final, Unit 2926 and retrofits | 179 | 2270 | Rate Constraint in lbs/MMBtu | FALSE | L | Annual | Generation | TWh | 0.7609 | 0.7609 | 0.7609 | 0.7609 | 0.7609 | 0.7609 | 0.7609
CT Fac. Spec. - NOX Rate Winter v.4.10 Final, Unit 2926 and retrofits | 179 | 2270 | Rate Constraint in lbs/MMBtu | FALSE | L | Annual | Qualifying Generation | TWh | 0.7609 | 0.7609 | 0.7609 | 0.7609 | 0.7609 | 0.7609 | 0.7609
CT Fac. Spec. - NOX Rate Winter v.4.10 Final, Unit 2926 and retrofits | 179 | 2270 | Rate Constraint in lbs/MMBtu | FALSE | L | Annual | Rate | lb/MWh | 0.014465 | 0.014465 | 0.014465 | 0.014465 | 0.014465 | 0.014465 | 0.014465
CT Fac. Spec. - NOX Rate Winter v.4.10 Final, Unit 2926 and retrofits | 179 | 2270 | Rate Constraint in lbs/MMBtu | FALSE | L | Annual | Constraint Shadow Price | US$/Ton | 0 | 0 | 0 | 0 | 0 | 0 | 0
CT Fac. Spec. - NOX Rate Winter v.4.10 Final, Unit 2927 and retrofits | 180 | 2270 | Rate Constraint in lbs/MMBtu | FALSE | L | Annual | Seasons Included | Seasons | Winter | Winter | Winter | Winter | Winter | Winter | Winter
CT Fac. Spec. - NOX Rate Winter v.4.10 Final, Unit 2927 and retrofits | 180 | 2270 | Rate Constraint in lbs/MMBtu | FALSE | L | Annual | Standard | lb/MMBtu | 0.15 | 0.15 | 0.15 | 0.15 | 0.15 | 0.15 | 0.15
CT Fac. Spec. - NOX Rate Winter v.4.10 Final, Unit 2927 and retrofits | 180 | 2270 | Rate Constraint in lbs/MMBtu | FALSE | L | Annual | Emissions at Affected Plants NOX | MTons | 0.017038 | 0.017038 | 0.017038 | 0.017038 | 0.017038 | 0.017038 | 0.017038
CT Fac. Spec. - NOX Rate Winter v.4.10 Final, Unit 2927 and retrofits | 180 | 2270 | Rate Constraint in lbs/MMBtu | FALSE | L | Annual | Allowances Purchased NOX | MTons | 0 | 0 | 0 | 0 | 0 | 0 | 0
CT Fac. Spec. - NOX Rate Winter v.4.10 Final, Unit 2927 and retrofits | 180 | 2270 | Rate Constraint in lbs/MMBtu | FALSE | L | Annual | Allowances Sold NOX | MTons | 0 | 0 | 0 | 0 | 0 | 0 | 0
CT Fac. Spec. - NOX Rate Winter v.4.10 Final, Unit 2927 and retrofits | 180 | 2270 | Rate Constraint in lbs/MMBtu | FALSE | L | Annual | Allowances Banked | MTons | 0 | 0 | 0 | 0 | 0 | 0 | 0
CT Fac. Spec. - NOX Rate Winter v.4.10 Final, Unit 2927 and retrofits | 180 | 2270 | Rate Constraint in lbs/MMBtu | FALSE | L | Annual | Allowances Withdrawn (1:1) | MTons | 0 | 0 | 0 | 0 | 0 | 0 | 0
CT Fac. Spec. - NOX Rate Winter v.4.10 Final, Unit 2927 and retrofits | 180 | 2270 | Rate Constraint in lbs/MMBtu | FALSE | L | Annual | Allowances Withdrawn (n:1) | MTons | 0 | 0 | 0 | 0 | 0 | 0 | 0
CT Fac. Spec. - NOX Rate Winter v.4.10 Final, Unit 2927 and retrofits | 180 | 2270 | Rate Constraint in lbs/MMBtu | FALSE | L | Annual | Net Emissions Allowance Position | MTons | 0.017038 | 0.017038 | 0.017038 | 0.017038 | 0.017038 | 0.017038 | 0.017038
CT Fac. Spec. - NOX Rate Winter v.4.10 Final, Unit 2927 and retrofits | 180 | 2270 | Rate Constraint in lbs/MMBtu | FALSE | L | Annual | Fuel Consumed | TBtu | 8.3041 | 8.3041 | 8.3041 | 8.3041 | 8.3041 | 8.3041 | 8.3041
CT Fac. Spec. - NOX Rate Winter v.4.10 Final, Unit 2927 and retrofits | 180 | 2270 | Rate Constraint in lbs/MMBtu | FALSE | L | Annual | Rate | lb/MMBtu | 0.0041036 | 0.0041036 | 0.0041036 | 0.0041036 | 0.0041036 | 0.0041036 | 0.0041036
CT Fac. Spec. - NOX Rate Winter v.4.10 Final, Unit 2927 and retrofits | 180 | 2270 | Rate Constraint in lbs/MMBtu | FALSE | L | Annual | Generation | TWh | 1.1779 | 1.1779 | 1.1779 | 1.1779 | 1.1779 | 1.1779 | 1.1779
CT Fac. Spec. - NOX Rate Winter v.4.10 Final, Unit 2927 and retrofits | 180 | 2270 | Rate Constraint in lbs/MMBtu | FALSE | L | Annual | Qualifying Generation | TWh | 1.1779 | 1.1779 | 1.1779 | 1.1779 | 1.1779 | 1.1779 | 1.1779
CT Fac. Spec. - NOX Rate Winter v.4.10 Final, Unit 2927 and retrofits | 180 | 2270 | Rate Constraint in lbs/MMBtu | FALSE | L | Annual | Rate | lb/MWh | 0.014465 | 0.014465 | 0.014465 | 0.014465 | 0.014465 | 0.014465 | 0.014465
CT Fac. Spec. - NOX Rate Winter v.4.10 Final, Unit 2927 and retrofits | 180 | 2270 | Rate Constraint in lbs/MMBtu | FALSE | L | Annual | Constraint Shadow Price | US$/Ton | 0 | 0 | 0 | 0 | 0 | 0 | 0
CT Fac. Spec. - NOX Rate Winter v.4.10 Final, Unit 2929 and retrofits | 181 | 2270 | Rate Constraint in lbs/MMBtu | FALSE | L | Annual | Seasons Included | Seasons | Winter | Winter | Winter | Winter | Winter | Winter | Winter
CT Fac. Spec. - NOX Rate Winter v.4.10 Final, Unit 2929 and retrofits | 181 | 2270 | Rate Constraint in lbs/MMBtu | FALSE | L | Annual | Standard | lb/MMBtu | 0.15 | 0.15 | 0.15 | 0.15 | 0.15 | 0.15 | 0.15
CT Fac. Spec. - NOX Rate Winter v.4.10 Final, Unit 2929 and retrofits | 181 | 2270 | Rate Constraint in lbs/MMBtu | FALSE | L | Annual | Emissions at Affected Plants NOX | MTons | 0.016339 | 0.0073508 | 0.0073508 | 0.0076413 | 0.0073508 | 0.0073508 | 0.00081568
CT Fac. Spec. - NOX Rate Winter v.4.10 Final, Unit 2929 and retrofits | 181 | 2270 | Rate Constraint in lbs/MMBtu | FALSE | L | Annual | Allowances Purchased NOX | MTons | 0 | 0 | 0 | 0 | 0 | 0 | 0
CT Fac. Spec. - NOX Rate Winter v.4.10 Final, Unit 2929 and retrofits | 181 | 2270 | Rate Constraint in lbs/MMBtu | FALSE | L | Annual | Allowances Sold NOX | MTons | 0 | 0 | 0 | 0 | 0 | 0 | 0
CT Fac. Spec. - NOX Rate Winter v.4.10 Final, Unit 2929 and retrofits | 181 | 2270 | Rate Constraint in lbs/MMBtu | FALSE | L | Annual | Allowances Banked | MTons | 0 | 0 | 0 | 0 | 0 | 0 | 0
CT Fac. Spec. - NOX Rate Winter v.4.10 Final, Unit 2929 and retrofits | 181 | 2270 | Rate Constraint in lbs/MMBtu | FALSE | L | Annual | Allowances Withdrawn (1:1) | MTons | 0 | 0 | 0 | 0 | 0 | 0 | 0
CT Fac. Spec. - NOX Rate Winter v.4.10 Final, Unit 2929 and retrofits | 181 | 2270 | Rate Constraint in lbs/MMBtu | FALSE | L | Annual | Allowances Withdrawn (n:1) | MTons | 0 | 0 | 0 | 0 | 0 | 0 | 0
CT Fac. Spec. - NOX Rate Winter v.4.10 Final, Unit 2929 and retrofits | 181 | 2270 | Rate Constraint in lbs/MMBtu | FALSE | L | Annual | Net Emissions Allowance Position | MTons | 0.016339 | 0.0073508 | 0.0073508 | 0.0076413 | 0.0073508 | 0.0073508 | 0.00081568
CT Fac. Spec. - NOX Rate Winter v.4.10 Final, Unit 2929 and retrofits | 181 | 2270 | Rate Constraint in lbs/MMBtu | FALSE | L | Annual | Fuel Consumed | TBtu | 7.8827 | 3.5463 | 3.5463 | 3.6865 | 3.5463 | 3.5463 | 0.39352
CT Fac. Spec. - NOX Rate Winter v.4.10 Final, Unit 2929 and retrofits | 181 | 2270 | Rate Constraint in lbs/MMBtu | FALSE | L | Annual | Rate | lb/MMBtu | 0.0041456 | 0.0041456 | 0.0041456 | 0.0041456 | 0.0041456 | 0.0041456 | 0.0041456
CT Fac. Spec. - NOX Rate Winter v.4.10 Final, Unit 2929 and retrofits | 181 | 2270 | Rate Constraint in lbs/MMBtu | FALSE | L | Annual | Generation | TWh | 1.0575 | 0.47576 | 0.47576 | 0.49456 | 0.47576 | 0.47576 | 0.052793
CT Fac. Spec. - NOX Rate Winter v.4.10 Final, Unit 2929 and retrofits | 181 | 2270 | Rate Constraint in lbs/MMBtu | FALSE | L | Annual | Qualifying Generation | TWh | 1.0575 | 0.47576 | 0.47576 | 0.49456 | 0.47576 | 0.47576 | 0.052793
CT Fac. Spec. - NOX Rate Winter v.4.10 Final, Unit 2929 and retrofits | 181 | 2270 | Rate Constraint in lbs/MMBtu | FALSE | L | Annual | Rate | lb/MWh | 0.015451 | 0.015451 | 0.015451 | 0.015451 | 0.015451 | 0.015451 | 0.015451
CT Fac. Spec. - NOX Rate Winter v.4.10 Final, Unit 2929 and retrofits | 181 | 2270 | Rate Constraint in lbs/MMBtu | FALSE | L | Annual | Constraint Shadow Price | US$/Ton | 0 | 0 | 0 | 0 | 0 | 0 | 0
CT Fac. Spec. - NOX Rate Winter v.4.10 Final, Unit 2930 and retrofits | 182 | 2270 | Rate Constraint in lbs/MMBtu | FALSE | L | Annual | Seasons Included | Seasons | Winter | Winter | Winter | Winter | Winter | Winter | Winter
CT Fac. Spec. - NOX Rate Winter v.4.10 Final, Unit 2930 and retrofits | 182 | 2270 | Rate Constraint in lbs/MMBtu | FALSE | L | Annual | Standard | lb/MMBtu | 0.15 | 0.15 | 0.15 | 0.15 | 0.15 | 0.15 | 0.15
CT Fac. Spec. - NOX Rate Winter v.4.10 Final, Unit 2930 and retrofits | 182 | 2270 | Rate Constraint in lbs/MMBtu | FALSE | L | Annual | Emissions at Affected Plants NOX | MTons | 0.0089716 | 0.0047907 | 0.0073642 | 0.0043727 | 0.0040437 | 0.0040798 | 0.00081717
CT Fac. Spec. - NOX Rate Winter v.4.10 Final, Unit 2930 and retrofits | 182 | 2270 | Rate Constraint in lbs/MMBtu | FALSE | L | Annual | Allowances Purchased NOX | MTons | 0 | 0 | 0 | 0 | 0 | 0 | 0
CT Fac. Spec. - NOX Rate Winter v.4.10 Final, Unit 2930 and retrofits | 182 | 2270 | Rate Constraint in lbs/MMBtu | FALSE | L | Annual | Allowances Sold NOX | MTons | 0 | 0 | 0 | 0 | 0 | 0 | 0
CT Fac. Spec. - NOX Rate Winter v.4.10 Final, Unit 2930 and retrofits | 182 | 2270 | Rate Constraint in lbs/MMBtu | FALSE | L | Annual | Allowances Banked | MTons | 0 | 0 | 0 | 0 | 0 | 0 | 0
CT Fac. Spec. - NOX Rate Winter v.4.10 Final, Unit 2930 and retrofits | 182 | 2270 | Rate Constraint in lbs/MMBtu | FALSE | L | Annual | Allowances Withdrawn (1:1) | MTons | 0 | 0 | 0 | 0 | 0 | 0 | 0
CT Fac. Spec. - NOX Rate Winter v.4.10 Final, Unit 2930 and retrofits | 182 | 2270 | Rate Constraint in lbs/MMBtu | FALSE | L | Annual | Allowances Withdrawn (n:1) | MTons | 0 | 0 | 0 | 0 | 0 | 0 | 0
CT Fac. Spec. - NOX Rate Winter v.4.10 Final, Unit 2930 and retrofits | 182 | 2270 | Rate Constraint in lbs/MMBtu | FALSE | L | Annual | Net Emissions Allowance Position | MTons | 0.0089716 | 0.0047907 | 0.0073642 | 0.0043727 | 0.0040437 | 0.0040798 | 0.00081717
CT Fac. Spec. - NOX Rate Winter v.4.10 Final, Unit 2930 and retrofits | 182 | 2270 | Rate Constraint in lbs/MMBtu | FALSE | L | Annual | Fuel Consumed | TBtu | 4.4082 | 2.3539 | 3.6184 | 2.1485 | 1.9868 | 2.0046 | 0.40152
CT Fac. Spec. - NOX Rate Winter v.4.10 Final, Unit 2930 and retrofits | 182 | 2270 | Rate Constraint in lbs/MMBtu | FALSE | L | Annual | Rate | lb/MMBtu | 0.0040704 | 0.0040704 | 0.0040704 | 0.0040704 | 0.0040704 | 0.0040704 | 0.0040704
CT Fac. Spec. - NOX Rate Winter v.4.10 Final, Unit 2930 and retrofits | 182 | 2270 | Rate Constraint in lbs/MMBtu | FALSE | L | Annual | Generation | TWh | 0.59138 | 0.31579 | 0.48543 | 0.28824 | 0.26655 | 0.26893 | 0.053866
CT Fac. Spec. - NOX Rate Winter v.4.10 Final, Unit 2930 and retrofits | 182 | 2270 | Rate Constraint in lbs/MMBtu | FALSE | L | Annual | Qualifying Generation | TWh | 0.59138 | 0.31579 | 0.48543 | 0.28824 | 0.26655 | 0.26893 | 0.053866
CT Fac. Spec. - NOX Rate Winter v.4.10 Final, Unit 2930 and retrofits | 182 | 2270 | Rate Constraint in lbs/MMBtu | FALSE | L | Annual | Rate | lb/MWh | 0.015171 | 0.015171 | 0.015171 | 0.015171 | 0.015171 | 0.015171 | 0.015171
CT Fac. Spec. - NOX Rate Winter v.4.10 Final, Unit 2930 and retrofits | 182 | 2270 | Rate Constraint in lbs/MMBtu | FALSE | L | Annual | Constraint Shadow Price | US$/Ton | 0 | 0 | 0 | 0 | 0 | 0 | 0
CT Fac. Spec. - NOX Rate Winter v.4.10 Final, Unit 2931 and retrofits | 183 | 2270 | Rate Constraint in lbs/MMBtu | FALSE | L | Annual | Seasons Included | Seasons | Winter | Winter | Winter | Winter | Winter | Winter | Winter
CT Fac. Spec. - NOX Rate Winter v.4.10 Final, Unit 2931 and retrofits | 183 | 2270 | Rate Constraint in lbs/MMBtu | FALSE | L | Annual | Standard | lb/MMBtu | 0.15 | 0.15 | 0.15 | 0.15 | 0.15 | 0.15 | 0.15
CT Fac. Spec. - NOX Rate Winter v.4.10 Final, Unit 2931 and retrofits | 183 | 2270 | Rate Constraint in lbs/MMBtu | FALSE | L | Annual | Emissions at Affected Plants NOX | MTons | 0.016878 | 0.013023 | 0.016257 | 0.012659 | 0.012429 | 0.010505 | 0.0008426
CT Fac. Spec. - NOX Rate Winter v.4.10 Final, Unit 2931 and retrofits | 183 | 2270 | Rate Constraint in lbs/MMBtu | FALSE | L | Annual | Allowances Purchased NOX | MTons | 0 | 0 | 0 | 0 | 0 | 0 | 0
CT Fac. Spec. - NOX Rate Winter v.4.10 Final, Unit 2931 and retrofits | 183 | 2270 | Rate Constraint in lbs/MMBtu | FALSE | L | Annual | Allowances Sold NOX | MTons | 0 | 0 | 0 | 0 | 0 | 0 | 0
CT Fac. Spec. - NOX Rate Winter v.4.10 Final, Unit 2931 and retrofits | 183 | 2270 | Rate Constraint in lbs/MMBtu | FALSE | L | Annual | Allowances Banked | MTons | 0 | 0 | 0 | 0 | 0 | 0 | 0
CT Fac. Spec. - NOX Rate Winter v.4.10 Final, Unit 2931 and retrofits | 183 | 2270 | Rate Constraint in lbs/MMBtu | FALSE | L | Annual | Allowances Withdrawn (1:1) | MTons | 0 | 0 | 0 | 0 | 0 | 0 | 0
CT Fac. Spec. - NOX Rate Winter v.4.10 Final, Unit 2931 and retrofits | 183 | 2270 | Rate Constraint in lbs/MMBtu | FALSE | L | Annual | Allowances Withdrawn (n:1) | MTons | 0 | 0 | 0 | 0 | 0 | 0 | 0
CT Fac. Spec. - NOX Rate Winter v.4.10 Final, Unit 2931 and retrofits | 183 | 2270 | Rate Constraint in lbs/MMBtu | FALSE | L | Annual | Net Emissions Allowance Position | MTons | 0.016878 | 0.013023 | 0.016257 | 0.012659 | 0.012429 | 0.010505 | 0.0008426
CT Fac. Spec. - NOX Rate Winter v.4.10 Final, Unit 2931 and retrofits | 183 | 2270 | Rate Constraint in lbs/MMBtu | FALSE | L | Annual | Fuel Consumed | TBtu | 7.9468 | 6.1316 | 7.6541 | 5.9601 | 5.8518 | 4.9463 | 0.39672
CT Fac. Spec. - NOX Rate Winter v.4.10 Final, Unit 2931 and retrofits | 183 | 2270 | Rate Constraint in lbs/MMBtu | FALSE | L | Annual | Rate | lb/MMBtu | 0.0042479 | 0.0042479 | 0.0042479 | 0.0042479 | 0.0042479 | 0.0042479 | 0.0042479
CT Fac. Spec. - NOX Rate Winter v.4.10 Final, Unit 2931 and retrofits | 183 | 2270 | Rate Constraint in lbs/MMBtu | FALSE | L | Annual | Generation | TWh | 1.0661 | 0.82259 | 1.0268 | 0.79959 | 0.78506 | 0.66357 | 0.053222
CT Fac. Spec. - NOX Rate Winter v.4.10 Final, Unit 2931 and retrofits | 183 | 2270 | Rate Constraint in lbs/MMBtu | FALSE | L | Annual | Qualifying Generation | TWh | 1.0661 | 0.82259 | 1.0268 | 0.79959 | 0.78506 | 0.66357 | 0.053222
CT Fac. Spec. - NOX Rate Winter v.4.10 Final, Unit 2931 and retrofits | 183 | 2270 | Rate Constraint in lbs/MMBtu | FALSE | L | Annual | Rate | lb/MWh | 0.015832 | 0.015832 | 0.015832 | 0.015832 | 0.015832 | 0.015832 | 0.015832
CT Fac. Spec. - NOX Rate Winter v.4.10 Final, Unit 2931 and retrofits | 183 | 2270 | Rate Constraint in lbs/MMBtu | FALSE | L | Annual | Constraint Shadow Price | US$/Ton | 0 | 0 | 0 | 0 | 0 | 0 | 0
CT Fac. Spec. - NOX Rate Winter v.4.10 Final, Unit 2932 and retrofits | 184 | 2270 | Rate Constraint in lbs/MMBtu | FALSE | L | Annual | Seasons Included | Seasons | Winter | Winter | Winter | Winter | Winter | Winter | Winter
CT Fac. Spec. - NOX Rate Winter v.4.10 Final, Unit 2932 and retrofits | 184 | 2270 | Rate Constraint in lbs/MMBtu | FALSE | L | Annual | Standard | lb/MMBtu | 0.15 | 0.15 | 0.15 | 0.15 | 0.15 | 0.15 | 0.15
CT Fac. Spec. - NOX Rate Winter v.4.10 Final, Unit 2932 and retrofits | 184 | 2270 | Rate Constraint in lbs/MMBtu | FALSE | L | Annual | Emissions at Affected Plants NOX | MTons | 0.013249 | 0.013249 | 0.013249 | 0.0099369 | 0.0099369 | 0.0099369 | 0.00066142
CT Fac. Spec. - NOX Rate Winter v.4.10 Final, Unit 2932 and retrofits | 184 | 2270 | Rate Constraint in lbs/MMBtu | FALSE | L | Annual | Allowances Purchased NOX | MTons | 0 | 0 | 0 | 0 | 0 | 0 | 0
CT Fac. Spec. - NOX Rate Winter v.4.10 Final, Unit 2932 and retrofits | 184 | 2270 | Rate Constraint in lbs/MMBtu | FALSE | L | Annual | Allowances Sold NOX | MTons | 0 | 0 | 0 | 0 | 0 | 0 | 0
CT Fac. Spec. - NOX Rate Winter v.4.10 Final, Unit 2932 and retrofits | 184 | 2270 | Rate Constraint in lbs/MMBtu | FALSE | L | Annual | Allowances Banked | MTons | 0 | 0 | 0 | 0 | 0 | 0 | 0
CT Fac. Spec. - NOX Rate Winter v.4.10 Final, Unit 2932 and retrofits | 184 | 2270 | Rate Constraint in lbs/MMBtu | FALSE | L | Annual | Allowances Withdrawn (1:1) | MTons | 0 | 0 | 0 | 0 | 0 | 0 | 0
CT Fac. Spec. - NOX Rate Winter v.4.10 Final, Unit 2932 and retrofits | 184 | 2270 | Rate Constraint in lbs/MMBtu | FALSE | L | Annual | Allowances Withdrawn (n:1) | MTons | 0 | 0 | 0 | 0 | 0 | 0 | 0
CT Fac. Spec. - NOX Rate Winter v.4.10 Final, Unit 2932 and retrofits | 184 | 2270 | Rate Constraint in lbs/MMBtu | FALSE | L | Annual | Net Emissions Allowance Position | MTons | 0.013249 | 0.013249 | 0.013249 | 0.0099369 | 0.0099369 | 0.0099369 | 0.00066142
CT Fac. Spec. - NOX Rate Winter v.4.10 Final, Unit 2932 and retrofits | 184 | 2270 | Rate Constraint in lbs/MMBtu | FALSE | L | Annual | Fuel Consumed | TBtu | 8.0048 | 8.0048 | 8.0048 | 6.0036 | 6.0036 | 6.0036 | 0.39961
CT Fac. Spec. - NOX Rate Winter v.4.10 Final, Unit 2932 and retrofits | 184 | 2270 | Rate Constraint in lbs/MMBtu | FALSE | L | Annual | Rate | lb/MMBtu | 0.0033103 | 0.0033103 | 0.0033103 | 0.0033103 | 0.0033103 | 0.0033103 | 0.0033103
CT Fac. Spec. - NOX Rate Winter v.4.10 Final, Unit 2932 and retrofits | 184 | 2270 | Rate Constraint in lbs/MMBtu | FALSE | L | Annual | Generation | TWh | 1.0876 | 1.0876 | 1.0876 | 0.81571 | 0.81571 | 0.81571 | 0.054295
CT Fac. Spec. - NOX Rate Winter v.4.10 Final, Unit 2932 and retrofits | 184 | 2270 | Rate Constraint in lbs/MMBtu | FALSE | L | Annual | Qualifying Generation | TWh | 1.0876 | 1.0876 | 1.0876 | 0.81571 | 0.81571 | 0.81571 | 0.054295
CT Fac. Spec. - NOX Rate Winter v.4.10 Final, Unit 2932 and retrofits | 184 | 2270 | Rate Constraint in lbs/MMBtu | FALSE | L | Annual | Rate | lb/MWh | 0.012182 | 0.012182 | 0.012182 | 0.012182 | 0.012182 | 0.012182 | 0.012182
CT Fac. Spec. - NOX Rate Winter v.4.10 Final, Unit 2932 and retrofits | 184 | 2270 | Rate Constraint in lbs/MMBtu | FALSE | L | Annual | Constraint Shadow Price | US$/Ton | 0 | 0 | 0 | 0 | 0 | 0 | 0
CT Fac. Spec. - NOX Rate Winter v.4.10 Final, Unit 2933 and retrofits | 185 | 2270 | Rate Constraint in lbs/MMBtu | FALSE | L | Annual | Seasons Included | Seasons | Winter | Winter | Winter | Winter | Winter | Winter | Winter
CT Fac. Spec. - NOX Rate Winter v.4.10 Final, Unit 2933 and retrofits | 185 | 2270 | Rate Constraint in lbs/MMBtu | FALSE | L | Annual | Standard | lb/MMBtu | 0.15 | 0.15 | 0.15 | 0.15 | 0.15 | 0.15 | 0.15
CT Fac. Spec. - NOX Rate Winter v.4.10 Final, Unit 2933 and retrofits | 185 | 2270 | Rate Constraint in lbs/MMBtu | FALSE | L | Annual | Emissions at Affected Plants NOX | MTons | 0.014712 | 0.014712 | 0.014712 | 0.014336 | 0.014322 | 0.011943 | 0.00073447
CT Fac. Spec. - NOX Rate Winter v.4.10 Final, Unit 2933 and retrofits | 185 | 2270 | Rate Constraint in lbs/MMBtu | FALSE | L | Annual | Allowances Purchased NOX | MTons | 0 | 0 | 0 | 0 | 0 | 0 | 0
CT Fac. Spec. - NOX Rate Winter v.4.10 Final, Unit 2933 and retrofits | 185 | 2270 | Rate Constraint in lbs/MMBtu | FALSE | L | Annual | Allowances Sold NOX | MTons | 0 | 0 | 0 | 0 | 0 | 0 | 0
CT Fac. Spec. - NOX Rate Winter v.4.10 Final, Unit 2933 and retrofits | 185 | 2270 | Rate Constraint in lbs/MMBtu | FALSE | L | Annual | Allowances Banked | MTons | 0 | 0 | 0 | 0 | 0 | 0 | 0
CT Fac. Spec. - NOX Rate Winter v.4.10 Final, Unit 2933 and retrofits | 185 | 2270 | Rate Constraint in lbs/MMBtu | FALSE | L | Annual | Allowances Withdrawn (1:1) | MTons | 0 | 0 | 0 | 0 | 0 | 0 | 0
CT Fac. Spec. - NOX Rate Winter v.4.10 Final, Unit 2933 and retrofits | 185 | 2270 | Rate Constraint in lbs/MMBtu | FALSE | L | Annual | Allowances Withdrawn (n:1) | MTons | 0 | 0 | 0 | 0 | 0 | 0 | 0
CT Fac. Spec. - NOX Rate Winter v.4.10 Final, Unit 2933 and retrofits | 185 | 2270 | Rate Constraint in lbs/MMBtu | FALSE | L | Annual | Net Emissions Allowance Position | MTons | 0.014712 | 0.014712 | 0.014712 | 0.014336 | 0.014322 | 0.011943 | 0.00073447
CT Fac. Spec. - NOX Rate Winter v.4.10 Final, Unit 2933 and retrofits | 185 | 2270 | Rate Constraint in lbs/MMBtu | FALSE | L | Annual | Fuel Consumed | TBtu | 8.0354 | 8.0354 | 8.0354 | 7.8296 | 7.8224 | 6.5229 | 0.40114
CT Fac. Spec. - NOX Rate Winter v.4.10 Final, Unit 2933 and retrofits | 185 | 2270 | Rate Constraint in lbs/MMBtu | FALSE | L | Annual | Rate | lb/MMBtu | 0.0036619 | 0.0036619 | 0.0036619 | 0.0036619 | 0.0036619 | 0.0036619 | 0.0036619
CT Fac. Spec. - NOX Rate Winter v.4.10 Final, Unit 2933 and retrofits | 185 | 2270 | Rate Constraint in lbs/MMBtu | FALSE | L | Annual | Generation | TWh | 1.0919 | 1.0919 | 1.0919 | 1.0639 | 1.063 | 0.88638 | 0.05451
CT Fac. Spec. - NOX Rate Winter v.4.10 Final, Unit 2933 and retrofits | 185 | 2270 | Rate Constraint in lbs/MMBtu | FALSE | L | Annual | Qualifying Generation | TWh | 1.0919 | 1.0919 | 1.0919 | 1.0639 | 1.063 | 0.88638 | 0.05451
CT Fac. Spec. - NOX Rate Winter v.4.10 Final, Unit 2933 and retrofits | 185 | 2270 | Rate Constraint in lbs/MMBtu | FALSE | L | Annual | Rate | lb/MWh | 0.013474 | 0.013474 | 0.013474 | 0.013474 | 0.013474 | 0.013474 | 0.013474
CT Fac. Spec. - NOX Rate Winter v.4.10 Final, Unit 2933 and retrofits | 185 | 2270 | Rate Constraint in lbs/MMBtu | FALSE | L | Annual | Constraint Shadow Price | US$/Ton | 0 | 0 | 0 | 0 | 0 | 0 | 0
CT Fac. Spec. - NOX Rate Winter v.4.10 Final, Unit 2934 and retrofits | 186 | 2270 | Rate Constraint in lbs/MMBtu | FALSE | L | Annual | Seasons Included | Seasons | Winter | Winter | Winter | Winter | Winter | Winter | Winter
CT Fac. Spec. - NOX Rate Winter v.4.10 Final, Unit 2934 and retrofits | 186 | 2270 | Rate Constraint in lbs/MMBtu | FALSE | L | Annual | Standard | lb/MMBtu | 0.15 | 0.15 | 0.15 | 0.15 | 0.15 | 0.15 | 0.15
CT Fac. Spec. - NOX Rate Winter v.4.10 Final, Unit 2934 and retrofits | 186 | 2270 | Rate Constraint in lbs/MMBtu | FALSE | L | Annual | Emissions at Affected Plants NOX | MTons | 0.029403 | 0.029403 | 0.029403 | 0.029403 | 0.029403 | 0.029403 | 0.029403
CT Fac. Spec. - NOX Rate Winter v.4.10 Final, Unit 2934 and retrofits | 186 | 2270 | Rate Constraint in lbs/MMBtu | FALSE | L | Annual | Allowances Purchased NOX | MTons | 0 | 0 | 0 | 0 | 0 | 0 | 0
CT Fac. Spec. - NOX Rate Winter v.4.10 Final, Unit 2934 and retrofits | 186 | 2270 | Rate Constraint in lbs/MMBtu | FALSE | L | Annual | Allowances Sold NOX | MTons | 0 | 0 | 0 | 0 | 0 | 0 | 0
CT Fac. Spec. - NOX Rate Winter v.4.10 Final, Unit 2934 and retrofits | 186 | 2270 | Rate Constraint in lbs/MMBtu | FALSE | L | Annual | Allowances Banked | MTons | 0 | 0 | 0 | 0 | 0 | 0 | 0
CT Fac. Spec. - NOX Rate Winter v.4.10 Final, Unit 2934 and retrofits | 186 | 2270 | Rate Constraint in lbs/MMBtu | FALSE | L | Annual | Allowances Withdrawn (1:1) | MTons | 0 | 0 | 0 | 0 | 0 | 0 | 0
CT Fac. Spec. - NOX Rate Winter v.4.10 Final, Unit 2934 and retrofits | 186 | 2270 | Rate Constraint in lbs/MMBtu | FALSE | L | Annual | Allowances Withdrawn (n:1) | MTons | 0 | 0 | 0 | 0 | 0 | 0 | 0
CT Fac. Spec. - NOX Rate Winter v.4.10 Final, Unit 2934 and retrofits | 186 | 2270 | Rate Constraint in lbs/MMBtu | FALSE | L | Annual | Net Emissions Allowance Position | MTons | 0.029403 | 0.029403 | 0.029403 | 0.029403 | 0.029403 | 0.029403 | 0.029403
CT Fac. Spec. - NOX Rate Winter v.4.10 Final, Unit 2934 and retrofits | 186 | 2270 | Rate Constraint in lbs/MMBtu | FALSE | L | Annual | Fuel Consumed | TBtu | 0.49426 | 0.49426 | 0.49426 | 0.49426 | 0.49426 | 0.49426 | 0.49426
CT Fac. Spec. - NOX Rate Winter v.4.10 Final, Unit 2934 and retrofits | 186 | 2270 | Rate Constraint in lbs/MMBtu | FALSE | L | Annual | Rate | lb/MMBtu | 0.11898 | 0.11898 | 0.11898 | 0.11898 | 0.11898 | 0.11898 | 0.11898
CT Fac. Spec. - NOX Rate Winter v.4.10 Final, Unit 2934 and retrofits | 186 | 2270 | Rate Constraint in lbs/MMBtu | FALSE | L | Annual | Generation | TWh | 0.068781 | 0.068781 | 0.068781 | 0.068781 | 0.068781 | 0.068781 | 0.068781
CT Fac. Spec. - NOX Rate Winter v.4.10 Final, Unit 2934 and retrofits | 186 | 2270 | Rate Constraint in lbs/MMBtu | FALSE | L | Annual | Qualifying Generation | TWh | 0.068781 | 0.068781 | 0.068781 | 0.068781 | 0.068781 | 0.068781 | 0.068781
CT Fac. Spec. - NOX Rate Winter v.4.10 Final, Unit 2934 and retrofits | 186 | 2270 | Rate Constraint in lbs/MMBtu | FALSE | L | Annual | Rate | lb/MWh | 0.42749 | 0.42749 | 0.42749 | 0.42749 | 0.42749 | 0.42749 | 0.42749
CT Fac. Spec. - NOX Rate Winter v.4.10 Final, Unit 2934 and retrofits | 186 | 2270 | Rate Constraint in lbs/MMBtu | FALSE | L | Annual | Constraint Shadow Price | US$/Ton | 0 | 0 | 0 | 0 | 0 | 0 | 0
CT Fac. Spec. - NOX Rate Winter v.4.10 Final, Unit 2935 and retrofits | 187 | 2270 | Rate Constraint in lbs/MMBtu | FALSE | L | Annual | Seasons Included | Seasons | Winter | Winter | Winter | Winter | Winter | Winter | Winter
CT Fac. Spec. - NOX Rate Winter v.4.10 Final, Unit 2935 and retrofits | 187 | 2270 | Rate Constraint in lbs/MMBtu | FALSE | L | Annual | Standard | lb/MMBtu | 0.15 | 0.15 | 0.15 | 0.15 | 0.15 | 0.15 | 0.15
CT Fac. Spec. - NOX Rate Winter v.4.10 Final, Unit 2935 and retrofits | 187 | 2270 | Rate Constraint in lbs/MMBtu | FALSE | L | Annual | Emissions at Affected Plants NOX | MTons | 0.064319 | 0.064319 | 0.064319 | 0.064319 | 0.048239 | 0.048239 | 0.0032109
CT Fac. Spec. - NOX Rate Winter v.4.10 Final, Unit 2935 and retrofits | 187 | 2270 | Rate Constraint in lbs/MMBtu | FALSE | L | Annual | Allowances Purchased NOX | MTons | 0 | 0 | 0 | 0 | 0 | 0 | 0
CT Fac. Spec. - NOX Rate Winter v.4.10 Final, Unit 2935 and retrofits | 187 | 2270 | Rate Constraint in lbs/MMBtu | FALSE | L | Annual | Allowances Sold NOX | MTons | 0 | 0 | 0 | 0 | 0 | 0 | 0
CT Fac. Spec. - NOX Rate Winter v.4.10 Final, Unit 2935 and retrofits | 187 | 2270 | Rate Constraint in lbs/MMBtu | FALSE | L | Annual | Allowances Banked | MTons | 0 | 0 | 0 | 0 | 0 | 0 | 0
CT Fac. Spec. - NOX Rate Winter v.4.10 Final, Unit 2935 and retrofits | 187 | 2270 | Rate Constraint in lbs/MMBtu | FALSE | L | Annual | Allowances Withdrawn (1:1) | MTons | 0 | 0 | 0 | 0 | 0 | 0 | 0
CT Fac. Spec. - NOX Rate Winter v.4.10 Final, Unit 2935 and retrofits | 187 | 2270 | Rate Constraint in lbs/MMBtu | FALSE | L | Annual | Allowances Withdrawn (n:1) | MTons | 0 | 0 | 0 | 0 | 0 | 0 | 0
CT Fac. Spec. - NOX Rate Winter v.4.10 Final, Unit 2935 and retrofits | 187 | 2270 | Rate Constraint in lbs/MMBtu | FALSE | L | Annual | Net Emissions Allowance Position | MTons | 0.064319 | 0.064319 | 0.064319 | 0.064319 | 0.048239 | 0.048239 | 0.0032109
CT Fac. Spec. - NOX Rate Winter v.4.10 Final, Unit 2935 and retrofits | 187 | 2270 | Rate Constraint in lbs/MMBtu | FALSE | L | Annual | Fuel Consumed | TBtu | 1.0812 | 1.0812 | 1.0812 | 1.0812 | 0.8109 | 0.8109 | 0.053975
CT Fac. Spec. - NOX Rate Winter v.4.10 Final, Unit 2935 and retrofits | 187 | 2270 | Rate Constraint in lbs/MMBtu | FALSE | L | Annual | Rate | lb/MMBtu | 0.11898 | 0.11898 | 0.11898 | 0.11898 | 0.11898 | 0.11898 | 0.11898
CT Fac. Spec. - NOX Rate Winter v.4.10 Final, Unit 2935 and retrofits | 187 | 2270 | Rate Constraint in lbs/MMBtu | FALSE | L | Annual | Generation | TWh | 0.15046 | 0.15046 | 0.15046 | 0.15046 | 0.11284 | 0.11284 | 0.0075111
CT Fac. Spec. - NOX Rate Winter v.4.10 Final, Unit 2935 and retrofits | 187 | 2270 | Rate Constraint in lbs/MMBtu | FALSE | L | Annual | Qualifying Generation | TWh | 0.15046 | 0.15046 | 0.15046 | 0.15046 | 0.11284 | 0.11284 | 0.0075111
CT Fac. Spec. - NOX Rate Winter v.4.10 Final, Unit 2935 and retrofits | 187 | 2270 | Rate Constraint in lbs/MMBtu | FALSE | L | Annual | Rate | lb/MWh | 0.42749 | 0.42749 | 0.42749 | 0.42749 | 0.42749 | 0.42749 | 0.42749
CT Fac. Spec. - NOX Rate Winter v.4.10 Final, Unit 2935 and retrofits | 187 | 2270 | Rate Constraint in lbs/MMBtu | FALSE | L | Annual | Constraint Shadow Price | US$/Ton | 0 | 0 | 0 | 0 | 0 | 0 | 0
CT Fac. Spec. - NOX Rate Winter v.4.10 Final, Unit 3639 and retrofits | 188 | 2270 | Rate Constraint in lbs/MMBtu | FALSE | L | Annual | Seasons Included | Seasons | Winter | Winter | Winter | Winter | Winter | Winter | Winter
CT Fac. Spec. - NOX Rate Winter v.4.10 Final, Unit 3639 and retrofits | 188 | 2270 | Rate Constraint in lbs/MMBtu | FALSE | L | Annual | Standard | lb/MMBtu | 0.15 | 0.15 | 0.15 | 0.15 | 0.15 | 0.15 | 0.15
CT Fac. Spec. - NOX Rate Winter v.4.10 Final, Unit 3639 and retrofits | 188 | 2270 | Rate Constraint in lbs/MMBtu | FALSE | L | Annual | Emissions at Affected Plants NOX | MTons | 0.0069251 | 0 | 0 | 0 | 0 | 0 | 0
CT Fac. Spec. - NOX Rate Winter v.4.10 Final, Unit 3639 and retrofits | 188 | 2270 | Rate Constraint in lbs/MMBtu | FALSE | L | Annual | Allowances Purchased NOX | MTons | 0 | 0 | 0 | 0 | 0 | 0 | 0
CT Fac. Spec. - NOX Rate Winter v.4.10 Final, Unit 3639 and retrofits | 188 | 2270 | Rate Constraint in lbs/MMBtu | FALSE | L | Annual | Allowances Sold NOX | MTons | 0 | 0 | 0 | 0 | 0 | 0 | 0
CT Fac. Spec. - NOX Rate Winter v.4.10 Final, Unit 3639 and retrofits | 188 | 2270 | Rate Constraint in lbs/MMBtu | FALSE | L | Annual | Allowances Banked | MTons | 0 | 0 | 0 | 0 | 0 | 0 | 0
CT Fac. Spec. - NOX Rate Winter v.4.10 Final, Unit 3639 and retrofits | 188 | 2270 | Rate Constraint in lbs/MMBtu | FALSE | L | Annual | Allowances Withdrawn (1:1) | MTons | 0 | 0 | 0 | 0 | 0 | 0 | 0
CT Fac. Spec. - NOX Rate Winter v.4.10 Final, Unit 3639 and retrofits | 188 | 2270 | Rate Constraint in lbs/MMBtu | FALSE | L | Annual | Allowances Withdrawn (n:1) | MTons | 0 | 0 | 0 | 0 | 0 | 0 | 0
CT Fac. Spec. - NOX Rate Winter v.4.10 Final, Unit 3639 and retrofits | 188 | 2270 | Rate Constraint in lbs/MMBtu | FALSE | L | Annual | Net Emissions Allowance Position | MTons | 0.0069251 | 0 | 0 | 0 | 0 | 0 | 0
CT Fac. Spec. - NOX Rate Winter v.4.10 Final, Unit 3639 and retrofits | 188 | 2270 | Rate Constraint in lbs/MMBtu | FALSE | L | Annual | Fuel Consumed | TBtu | 0.1589 | 0 | 0 | 0 | 0 | 0 | 0
CT Fac. Spec. - NOX Rate Winter v.4.10 Final, Unit 3639 and retrofits | 188 | 2270 | Rate Constraint in lbs/MMBtu | FALSE | L | Annual | Rate | lb/MMBtu | 0.087162 | 0 | 0 | 0 | 0 | 0 | 0
CT Fac. Spec. - NOX Rate Winter v.4.10 Final, Unit 3639 and retrofits | 188 | 2270 | Rate Constraint in lbs/MMBtu | FALSE | L | Annual | Generation | TWh | 0.013127 | 0 | 0 | 0 | 0 | 0 | 0
CT Fac. Spec. - NOX Rate Winter v.4.10 Final, Unit 3639 and retrofits | 188 | 2270 | Rate Constraint in lbs/MMBtu | FALSE | L | Annual | Qualifying Generation | TWh | 0.013127 | 0 | 0 | 0 | 0 | 0 | 0
CT Fac. Spec. - NOX Rate Winter v.4.10 Final, Unit 3639 and retrofits | 188 | 2270 | Rate Constraint in lbs/MMBtu | FALSE | L | Annual | Rate | lb/MWh | 0.52755 | 0 | 0 | 0 | 0 | 0 | 0
CT Fac. Spec. - NOX Rate Winter v.4.10 Final, Unit 3639 and retrofits | 188 | 2270 | Rate Constraint in lbs/MMBtu | FALSE | L | Annual | Constraint Shadow Price | US$/Ton | 0 | 0 | 0 | 0 | 0 | 0 | 0
CT Fac. Spec. - NOX Rate Winter v.4.10 Final, Unit 3640 and retrofits | 189 | 2270 | Rate Constraint in lbs/MMBtu | FALSE | L | Annual | Seasons Included | Seasons | Winter | Winter | Winter | Winter | Winter | Winter | Winter
CT Fac. Spec. - NOX Rate Winter v.4.10 Final, Unit 3640 and retrofits | 189 | 2270 | Rate Constraint in lbs/MMBtu | FALSE | L | Annual | Standard | lb/MMBtu | 0.15 | 0.15 | 0.15 | 0.15 | 0.15 | 0.15 | 0.15
CT Fac. Spec. - NOX Rate Winter v.4.10 Final, Unit 3640 and retrofits | 189 | 2270 | Rate Constraint in lbs/MMBtu | FALSE | L | Annual | Emissions at Affected Plants NOX | MTons | 0.007907 | 0 | 0 | 0 | 0 | 0 | 0
CT Fac. Spec. - NOX Rate Winter v.4.10 Final, Unit 3640 and retrofits | 189 | 2270 | Rate Constraint in lbs/MMBtu | FALSE | L | Annual | Allowances Purchased NOX | MTons | 0 | 0 | 0 | 0 | 0 | 0 | 0
CT Fac. Spec. - NOX Rate Winter v.4.10 Final, Unit 3640 and retrofits | 189 | 2270 | Rate Constraint in lbs/MMBtu | FALSE | L | Annual | Allowances Sold NOX | MTons | 0 | 0 | 0 | 0 | 0 | 0 | 0
CT Fac. Spec. - NOX Rate Winter v.4.10 Final, Unit 3640 and retrofits | 189 | 2270 | Rate Constraint in lbs/MMBtu | FALSE | L | Annual | Allowances Banked | MTons | 0 | 0 | 0 | 0 | 0 | 0 | 0
CT Fac. Spec. - NOX Rate Winter v.4.10 Final, Unit 3640 and retrofits | 189 | 2270 | Rate Constraint in lbs/MMBtu | FALSE | L | Annual | Allowances Withdrawn (1:1) | MTons | 0 | 0 | 0 | 0 | 0 | 0 | 0
CT Fac. Spec. - NOX Rate Winter v.4.10 Final, Unit 3640 and retrofits | 189 | 2270 | Rate Constraint in lbs/MMBtu | FALSE | L | Annual | Allowances Withdrawn (n:1) | MTons | 0 | 0 | 0 | 0 | 0 | 0 | 0
CT Fac. Spec. - NOX Rate Winter v.4.10 Final, Unit 3640 and retrofits | 189 | 2270 | Rate Constraint in lbs/MMBtu | FALSE | L | Annual | Net Emissions Allowance Position | MTons | 0.007907 | 0 | 0 | 0 | 0 | 0 | 0
CT Fac. Spec. - NOX Rate Winter v.4.10 Final, Unit 3640 and retrofits | 189 | 2270 | Rate Constraint in lbs/MMBtu | FALSE | L | Annual | Fuel Consumed | TBtu | 0.091125 | 0 | 0 | 0 | 0 | 0 | 0
CT Fac. Spec. - NOX Rate Winter v.4.10 Final, Unit 3640 and retrofits | 189 | 2270 | Rate Constraint in lbs/MMBtu | FALSE | L | Annual | Rate | lb/MMBtu | 0.17354 | 0 | 0 | 0 | 0 | 0 | 0
CT Fac. Spec. - NOX Rate Winter v.4.10 Final, Unit 3640 and retrofits | 189 | 2270 | Rate Constraint in lbs/MMBtu | FALSE | L | Annual | Generation | TWh | 0.0075341 | 0 | 0 | 0 | 0 | 0 | 0
CT Fac. Spec. - NOX Rate Winter v.4.10 Final, Unit 3640 and retrofits | 189 | 2270 | Rate Constraint in lbs/MMBtu | FALSE | L | Annual | Qualifying Generation | TWh | 0.0075341 | 0 | 0 | 0 | 0 | 0 | 0
CT Fac. Spec. - NOX Rate Winter v.4.10 Final, Unit 3640 and retrofits | 189 | 2270 | Rate Constraint in lbs/MMBtu | FALSE | L | Annual | Rate | lb/MWh | 1.0495 | 0 | 0 | 0 | 0 | 0 | 0
CT Fac. Spec. - NOX Rate Winter v.4.10 Final, Unit 3640 and retrofits | 189 | 2270 | Rate Constraint in lbs/MMBtu | FALSE | L | Annual | Constraint Shadow Price | US$/Ton | 0 | 0 | 0 | 0 | 0 | 0 | 0
CT Fac. Spec. - NOX Rate Winter v.4.10 Final, Unit 3641 and retrofits | 190 | 2270 | Rate Constraint in lbs/MMBtu | FALSE | L | Annual | Seasons Included | Seasons | Winter | Winter | Winter | Winter | Winter | Winter | Winter
CT Fac. Spec. - NOX Rate Winter v.4.10 Final, Unit 3641 and retrofits | 190 | 2270 | Rate Constraint in lbs/MMBtu | FALSE | L | Annual | Standard | lb/MMBtu | 0.15 | 0.15 | 0.15 | 0.15 | 0.15 | 0.15 | 0.15
CT Fac. Spec. - NOX Rate Winter v.4.10 Final, Unit 3641 and retrofits | 190 | 2270 | Rate Constraint in lbs/MMBtu | FALSE | L | Annual | Emissions at Affected Plants NOX | MTons | 0 | 0 | 0 | 0 | 0 | 0 | 0
CT Fac. Spec. - NOX Rate Winter v.4.10 Final, Unit 3641 and retrofits | 190 | 2270 | Rate Constraint in lbs/MMBtu | FALSE | L | Annual | Allowances Purchased NOX | MTons | 0 | 0 | 0 | 0 | 0 | 0 | 0
CT Fac. Spec. - NOX Rate Winter v.4.10 Final, Unit 3641 and retrofits | 190 | 2270 | Rate Constraint in lbs/MMBtu | FALSE | L | Annual | Allowances Sold NOX | MTons | 0 | 0 | 0 | 0 | 0 | 0 | 0
CT Fac. Spec. - NOX Rate Winter v.4.10 Final, Unit 3641 and retrofits | 190 | 2270 | Rate Constraint in lbs/MMBtu | FALSE | L | Annual | Allowances Banked | MTons | 0 | 0 | 0 | 0 | 0 | 0 | 0
CT Fac. Spec. - NOX Rate Winter v.4.10 Final, Unit 3641 and retrofits | 190 | 2270 | Rate Constraint in lbs/MMBtu | FALSE | L | Annual | Allowances Withdrawn (1:1) | MTons | 0 | 0 | 0 | 0 | 0 | 0 | 0
CT Fac. Spec. - NOX Rate Winter v.4.10 Final, Unit 3641 and retrofits | 190 | 2270 | Rate Constraint in lbs/MMBtu | FALSE | L | Annual | Allowances Withdrawn (n:1) | MTons | 0 | 0 | 0 | 0 | 0 | 0 | 0
CT Fac. Spec. - NOX Rate Winter v.4.10 Final, Unit 3641 and retrofits | 190 | 2270 | Rate Constraint in lbs/MMBtu | FALSE | L | Annual | Net Emissions Allowance Position | MTons | 0 | 0 | 0 | 0 | 0 | 0 | 0
CT Fac. Spec. - NOX Rate Winter v.4.10 Final, Unit 3641 and retrofits | 190 | 2270 | Rate Constraint in lbs/MMBtu | FALSE | L | Annual | Fuel Consumed | TBtu | 0 | 0 | 0 | 0 | 0 | 0 | 0
CT Fac. Spec. - NOX Rate Winter v.4.10 Final, Unit 3641 and retrofits | 190 | 2270 | Rate Constraint in lbs/MMBtu | FALSE | L | Annual | Rate | lb/MMBtu | 0 | 0 | 0 | 0 | 0 | 0 | 0
CT Fac. Spec. - NOX Rate Winter v.4.10 Final, Unit 3641 and retrofits | 190 | 2270 | Rate Constraint in lbs/MMBtu | FALSE | L | Annual | Generation | TWh | 0 | 0 | 0 | 0 | 0 | 0 | 0
CT Fac. Spec. - NOX Rate Winter v.4.10 Final, Unit 3641 and retrofits | 190 | 2270 | Rate Constraint in lbs/MMBtu | FALSE | L | Annual | Qualifying Generation | TWh | 0 | 0 | 0 | 0 | 0 | 0 | 0
CT Fac. Spec. - NOX Rate Winter v.4.10 Final, Unit 3641 and retrofits | 190 | 2270 | Rate Constraint in lbs/MMBtu | FALSE | L | Annual | Rate | lb/MWh | 0 | 0 | 0 | 0 | 0 | 0 | 0
CT Fac. Spec. - NOX Rate Winter v.4.10 Final, Unit 3641 and retrofits | 190 | 2270 | Rate Constraint in lbs/MMBtu | FALSE | L | Annual | Constraint Shadow Price | US$/Ton | 0 | 0 | 0 | 0 | 0 | 0 | 0
CT Fac. Spec. - NOX Rate Winter v.4.10 Final, Unit 3642 and retrofits | 191 | 2270 | Rate Constraint in lbs/MMBtu | FALSE | L | Annual | Seasons Included | Seasons | Winter | Winter | Winter | Winter | Winter | Winter | Winter
CT Fac. Spec. - NOX Rate Winter v.4.10 Final, Unit 3642 and retrofits | 191 | 2270 | Rate Constraint in lbs/MMBtu | FALSE | L | Annual | Standard | lb/MMBtu | 0.15 | 0.15 | 0.15 | 0.15 | 0.15 | 0.15 | 0.15
CT Fac. Spec. - NOX Rate Winter v.4.10 Final, Unit 3642 and retrofits | 191 | 2270 | Rate Constraint in lbs/MMBtu | FALSE | L | Annual | Emissions at Affected Plants NOX | MTons | 0 | 0 | 0 | 0 | 0 | 0 | 0
CT Fac. Spec. - NOX Rate Winter v.4.10 Final, Unit 3642 and retrofits | 191 | 2270 | Rate Constraint in lbs/MMBtu | FALSE | L | Annual | Allowances Purchased NOX | MTons | 0 | 0 | 0 | 0 | 0 | 0 | 0
CT Fac. Spec. - NOX Rate Winter v.4.10 Final, Unit 3642 and retrofits | 191 | 2270 | Rate Constraint in lbs/MMBtu | FALSE | L | Annual | Allowances Sold NOX | MTons | 0 | 0 | 0 | 0 | 0 | 0 | 0
CT Fac. Spec. - NOX Rate Winter v.4.10 Final, Unit 3642 and retrofits | 191 | 2270 | Rate Constraint in lbs/MMBtu | FALSE | L | Annual | Allowances Banked | MTons | 0 | 0 | 0 | 0 | 0 | 0 | 0
CT Fac. Spec. - NOX Rate Winter v.4.10 Final, Unit 3642 and retrofits | 191 | 2270 | Rate Constraint in lbs/MMBtu | FALSE | L | Annual | Allowances Withdrawn (1:1) | MTons | 0 | 0 | 0 | 0 | 0 | 0 | 0
CT Fac. Spec. - NOX Rate Winter v.4.10 Final, Unit 3642 and retrofits | 191 | 2270 | Rate Constraint in lbs/MMBtu | FALSE | L | Annual | Allowances Withdrawn (n:1) | MTons | 0 | 0 | 0 | 0 | 0 | 0 | 0
CT Fac. Spec. - NOX Rate Winter v.4.10 Final, Unit 3642 and retrofits | 191 | 2270 | Rate Constraint in lbs/MMBtu | FALSE | L | Annual | Net Emissions Allowance Position | MTons | 0 | 0 | 0 | 0 | 0 | 0 | 0
CT Fac. Spec. - NOX Rate Winter v.4.10 Final, Unit 3642 and retrofits | 191 | 2270 | Rate Constraint in lbs/MMBtu | FALSE | L | Annual | Fuel Consumed | TBtu | 0 | 0 | 0 | 0 | 0 | 0 | 0
CT Fac. Spec. - NOX Rate Winter v.4.10 Final, Unit 3642 and retrofits | 191 | 2270 | Rate Constraint in lbs/MMBtu | FALSE | L | Annual | Rate | lb/MMBtu | 0 | 0 | 0 | 0 | 0 | 0 | 0
CT Fac. Spec. - NOX Rate Winter v.4.10 Final, Unit 3642 and retrofits | 191 | 2270 | Rate Constraint in lbs/MMBtu | FALSE | L | Annual | Generation | TWh | 0 | 0 | 0 | 0 | 0 | 0 | 0
CT Fac. Spec. - NOX Rate Winter v.4.10 Final, Unit 3642 and retrofits | 191 | 2270 | Rate Constraint in lbs/MMBtu | FALSE | L | Annual | Qualifying Generation | TWh | 0 | 0 | 0 | 0 | 0 | 0 | 0
CT Fac. Spec. - NOX Rate Winter v.4.10 Final, Unit 3642 and retrofits | 191 | 2270 | Rate Constraint in lbs/MMBtu | FALSE | L | Annual | Rate | lb/MWh | 0 | 0 | 0 | 0 | 0 | 0 | 0
CT Fac. Spec. - NOX Rate Winter v.4.10 Final, Unit 3642 and retrofits | 191 | 2270 | Rate Constraint in lbs/MMBtu | FALSE | L | Annual | Constraint Shadow Price | US$/Ton | 0 | 0 | 0 | 0 | 0 | 0 | 0
CT Fac. Spec. - NOX Rate Winter v.4.10 Final, Unit 3835 and retrofits | 192 | 2270 | Rate Constraint in lbs/MMBtu | FALSE | L | Annual | Seasons Included | Seasons | Winter | Winter | Winter | Winter | Winter | Winter | Winter
CT Fac. Spec. - NOX Rate Winter v.4.10 Final, Unit 3835 and retrofits | 192 | 2270 | Rate Constraint in lbs/MMBtu | FALSE | L | Annual | Standard | lb/MMBtu | 0.15 | 0.15 | 0.15 | 0.15 | 0.15 | 0.15 | 0.15
CT Fac. Spec. - NOX Rate Winter v.4.10 Final, Unit 3835 and retrofits | 192 | 2270 | Rate Constraint in lbs/MMBtu | FALSE | L | Annual | Emissions at Affected Plants NOX | MTons | 0 | 0 | 0 | 0 | 0 | 0 | 0
CT Fac. Spec. - NOX Rate Winter v.4.10 Final, Unit 3835 and retrofits | 192 | 2270 | Rate Constraint in lbs/MMBtu | FALSE | L | Annual | Allowances Purchased NOX | MTons | 0 | 0 | 0 | 0 | 0 | 0 | 0
CT Fac. Spec. - NOX Rate Winter v.4.10 Final, Unit 3835 and retrofits | 192 | 2270 | Rate Constraint in lbs/MMBtu | FALSE | L | Annual | Allowances Sold NOX | MTons | 0 | 0 | 0 | 0 | 0 | 0 | 0
CT Fac. Spec. - NOX Rate Winter v.4.10 Final, Unit 3835 and retrofits | 192 | 2270 | Rate Constraint in lbs/MMBtu | FALSE | L | Annual | Allowances Banked | MTons | 0 | 0 | 0 | 0 | 0 | 0 | 0
CT Fac. Spec. - NOX Rate Winter v.4.10 Final, Unit 3835 and retrofits | 192 | 2270 | Rate Constraint in lbs/MMBtu | FALSE | L | Annual | Allowances Withdrawn (1:1) | MTons | 0 | 0 | 0 | 0 | 0 | 0 | 0
CT Fac. Spec. - NOX Rate Winter v.4.10 Final, Unit 3835 and retrofits | 192 | 2270 | Rate Constraint in lbs/MMBtu | FALSE | L | Annual | Allowances Withdrawn (n:1) | MTons | 0 | 0 | 0 | 0 | 0 | 0 | 0
CT Fac. Spec. - NOX Rate Winter v.4.10 Final, Unit 3835 and retrofits | 192 | 2270 | Rate Constraint in lbs/MMBtu | FALSE | L | Annual | Net Emissions Allowance Position | MTons | 0 | 0 | 0 | 0 | 0 | 0 | 0
CT Fac. Spec. - NOX Rate Winter v.4.10 Final, Unit 3835 and retrofits | 192 | 2270 | Rate Constraint in lbs/MMBtu | FALSE | L | Annual | Fuel Consumed | TBtu | 0 | 0 | 0 | 0 | 0 | 0 | 0
CT Fac. Spec. - NOX Rate Winter v.4.10 Final, Unit 3835 and retrofits | 192 | 2270 | Rate Constraint in lbs/MMBtu | FALSE | L | Annual | Rate | lb/MMBtu | 0 | 0 | 0 | 0 | 0 | 0 | 0
CT Fac. Spec. - NOX Rate Winter v.4.10 Final, Unit 3835 and retrofits | 192 | 2270 | Rate Constraint in lbs/MMBtu | FALSE | L | Annual | Generation | TWh | 0 | 0 | 0 | 0 | 0 | 0 | 0
CT Fac. Spec. - NOX Rate Winter v.4.10 Final, Unit 3835 and retrofits | 192 | 2270 | Rate Constraint in lbs/MMBtu | FALSE | L | Annual | Qualifying Generation | TWh | 0 | 0 | 0 | 0 | 0 | 0 | 0
CT Fac. Spec. - NOX Rate Winter v.4.10 Final, Unit 3835 and retrofits | 192 | 2270 | Rate Constraint in lbs/MMBtu | FALSE | L | Annual | Rate | lb/MWh | 0 | 0 | 0 | 0 | 0 | 0 | 0
CT Fac. Spec. - NOX Rate Winter v.4.10 Final, Unit 3835 and retrofits | 192 | 2270 | Rate Constraint in lbs/MMBtu | FALSE | L | Annual | Constraint Shadow Price | US$/Ton | 0 | 0 | 0 | 0 | 0 | 0 | 0
CT Fac. Spec. - NOX Rate Winter v.4.10 Final, Unit 3836 and retrofits | 193 | 2270 | Rate Constraint in lbs/MMBtu | FALSE | L | Annual | Seasons Included | Seasons | Winter | Winter | Winter | Winter | Winter | Winter | Winter
CT Fac. Spec. - NOX Rate Winter v.4.10 Final, Unit 3836 and retrofits | 193 | 2270 | Rate Constraint in lbs/MMBtu | FALSE | L | Annual | Standard | lb/MMBtu | 0.15 | 0.15 | 0.15 | 0.15 | 0.15 | 0.15 | 0.15
CT Fac. Spec. - NOX Rate Winter v.4.10 Final, Unit 3836 and retrofits | 193 | 2270 | Rate Constraint in lbs/MMBtu | FALSE | L | Annual | Emissions at Affected Plants NOX | MTons | 0 | 0 | 0 | 0 | 0 | 0 | 0
CT Fac. Spec. - NOX Rate Winter v.4.10 Final, Unit 3836 and retrofits | 193 | 2270 | Rate Constraint in lbs/MMBtu | FALSE | L | Annual | Allowances Purchased NOX | MTons | 0 | 0 | 0 | 0 | 0 | 0 | 0
CT Fac. Spec. - NOX Rate Winter v.4.10 Final, Unit 3836 and retrofits | 193 | 2270 | Rate Constraint in lbs/MMBtu | FALSE | L | Annual | Allowances Sold NOX | MTons | 0 | 0 | 0 | 0 | 0 | 0 | 0
CT Fac. Spec. - NOX Rate Winter v.4.10 Final, Unit 3836 and retrofits | 193 | 2270 | Rate Constraint in lbs/MMBtu | FALSE | L | Annual | Allowances Banked | MTons | 0 | 0 | 0 | 0 | 0 | 0 | 0
CT Fac. Spec. - NOX Rate Winter v.4.10 Final, Unit 3836 and retrofits | 193 | 2270 | Rate Constraint in lbs/MMBtu | FALSE | L | Annual | Allowances Withdrawn (1:1) | MTons | 0 | 0 | 0 | 0 | 0 | 0 | 0
CT Fac. Spec. - NOX Rate Winter v.4.10 Final, Unit 3836 and retrofits | 193 | 2270 | Rate Constraint in lbs/MMBtu | FALSE | L | Annual | Allowances Withdrawn (n:1) | MTons | 0 | 0 | 0 | 0 | 0 | 0 | 0
CT Fac. Spec. - NOX Rate Winter v.4.10 Final, Unit 3836 and retrofits | 193 | 2270 | Rate Constraint in lbs/MMBtu | FALSE | L | Annual | Net Emissions Allowance Position | MTons | 0 | 0 | 0 | 0 | 0 | 0 | 0
CT Fac. Spec. - NOX Rate Winter v.4.10 Final, Unit 3836 and retrofits | 193 | 2270 | Rate Constraint in lbs/MMBtu | FALSE | L | Annual | Fuel Consumed | TBtu | 0 | 0 | 0 | 0 | 0 | 0 | 0
CT Fac. Spec. - NOX Rate Winter v.4.10 Final, Unit 3836 and retrofits | 193 | 2270 | Rate Constraint in lbs/MMBtu | FALSE | L | Annual | Rate | lb/MMBtu | 0 | 0 | 0 | 0 | 0 | 0 | 0
CT Fac. Spec. - NOX Rate Winter v.4.10 Final, Unit 3836 and retrofits | 193 | 2270 | Rate Constraint in lbs/MMBtu | FALSE | L | Annual | Generation | TWh | 0 | 0 | 0 | 0 | 0 | 0 | 0
CT Fac. Spec. - NOX Rate Winter v.4.10 Final, Unit 3836 and retrofits | 193 | 2270 | Rate Constraint in lbs/MMBtu | FALSE | L | Annual | Qualifying Generation | TWh | 0 | 0 | 0 | 0 | 0 | 0 | 0
CT Fac. Spec. - NOX Rate Winter v.4.10 Final, Unit 3836 and retrofits | 193 | 2270 | Rate Constraint in lbs/MMBtu | FALSE | L | Annual | Rate | lb/MWh | 0 | 0 | 0 | 0 | 0 | 0 | 0
CT Fac. Spec. - NOX Rate Winter v.4.10 Final, Unit 3836 and retrofits | 193 | 2270 | Rate Constraint in lbs/MMBtu | FALSE | L | Annual | Constraint Shadow Price | US$/Ton | 0 | 0 | 0 | 0 | 0 | 0 | 0
CT Fac. Spec. - NOX Rate Winter v.4.10 Final, Unit 3837 and retrofits | 194 | 2270 | Rate Constraint in lbs/MMBtu | FALSE | L | Annual | Seasons Included | Seasons | Winter | Winter | Winter | Winter | Winter | Winter | Winter
CT Fac. Spec. - NOX Rate Winter v.4.10 Final, Unit 3837 and retrofits | 194 | 2270 | Rate Constraint in lbs/MMBtu | FALSE | L | Annual | Standard | lb/MMBtu | 0.15 | 0.15 | 0.15 | 0.15 | 0.15 | 0.15 | 0.15
CT Fac. Spec. - NOX Rate Winter v.4.10 Final, Unit 3837 and retrofits | 194 | 2270 | Rate Constraint in lbs/MMBtu | FALSE | L | Annual | Emissions at Affected Plants NOX | MTons | 0 | 0 | 0 | 0 | 0 | 0 | 0
CT Fac. Spec. - NOX Rate Winter v.4.10 Final, Unit 3837 and retrofits | 194 | 2270 | Rate Constraint in lbs/MMBtu | FALSE | L | Annual | Allowances Purchased NOX | MTons | 0 | 0 | 0 | 0 | 0 | 0 | 0
CT Fac. Spec. - NOX Rate Winter v.4.10 Final, Unit 3837 and retrofits | 194 | 2270 | Rate Constraint in lbs/MMBtu | FALSE | L | Annual | Allowances Sold NOX | MTons | 0 | 0 | 0 | 0 | 0 | 0 | 0
CT Fac. Spec. - NOX Rate Winter v.4.10 Final, Unit 3837 and retrofits | 194 | 2270 | Rate Constraint in lbs/MMBtu | FALSE | L | Annual | Allowances Banked | MTons | 0 | 0 | 0 | 0 | 0 | 0 | 0
CT Fac. Spec. - NOX Rate Winter v.4.10 Final, Unit 3837 and retrofits | 194 | 2270 | Rate Constraint in lbs/MMBtu | FALSE | L | Annual | Allowances Withdrawn (1:1) | MTons | 0 | 0 | 0 | 0 | 0 | 0 | 0
CT Fac. Spec. - NOX Rate Winter v.4.10 Final, Unit 3837 and retrofits | 194 | 2270 | Rate Constraint in lbs/MMBtu | FALSE | L | Annual | Allowances Withdrawn (n:1) | MTons | 0 | 0 | 0 | 0 | 0 | 0 | 0
CT Fac. Spec. - NOX Rate Winter v.4.10 Final, Unit 3837 and retrofits | 194 | 2270 | Rate Constraint in lbs/MMBtu | FALSE | L | Annual | Net Emissions Allowance Position | MTons | 0 | 0 | 0 | 0 | 0 | 0 | 0
CT Fac. Spec. - NOX Rate Winter v.4.10 Final, Unit 3837 and retrofits | 194 | 2270 | Rate Constraint in lbs/MMBtu | FALSE | L | Annual | Fuel Consumed | TBtu | 0 | 0 | 0 | 0 | 0 | 0 | 0
CT Fac. Spec. - NOX Rate Winter v.4.10 Final, Unit 3837 and retrofits | 194 | 2270 | Rate Constraint in lbs/MMBtu | FALSE | L | Annual | Rate | lb/MMBtu | 0 | 0 | 0 | 0 | 0 | 0 | 0
CT Fac. Spec. - NOX Rate Winter v.4.10 Final, Unit 3837 and retrofits | 194 | 2270 | Rate Constraint in lbs/MMBtu | FALSE | L | Annual | Generation | TWh | 0 | 0 | 0 | 0 | 0 | 0 | 0
CT Fac. Spec. - NOX Rate Winter v.4.10 Final, Unit 3837 and retrofits | 194 | 2270 | Rate Constraint in lbs/MMBtu | FALSE | L | Annual | Qualifying Generation | TWh | 0 | 0 | 0 | 0 | 0 | 0 | 0
CT Fac. Spec. - NOX Rate Winter v.4.10 Final, Unit 3837 and retrofits | 194 | 2270 | Rate Constraint in lbs/MMBtu | FALSE | L | Annual | Rate | lb/MWh | 0 | 0 | 0 | 0 | 0 | 0 | 0
CT Fac. Spec. - NOX Rate Winter v.4.10 Final, Unit 3837 and retrofits | 194 | 2270 | Rate Constraint in lbs/MMBtu | FALSE | L | Annual | Constraint Shadow Price | US$/Ton | 0 | 0 | 0 | 0 | 0 | 0 | 0
CT Fac. Spec. - NOX Rate Winter v.4.10 Final, Unit 3838 and retrofits | 195 | 2270 | Rate Constraint in lbs/MMBtu | FALSE | L | Annual | Seasons Included | Seasons | Winter | Winter | Winter | Winter | Winter | Winter | Winter
CT Fac. Spec. - NOX Rate Winter v.4.10 Final, Unit 3838 and retrofits | 195 | 2270 | Rate Constraint in lbs/MMBtu | FALSE | L | Annual | Standard | lb/MMBtu | 0.15 | 0.15 | 0.15 | 0.15 | 0.15 | 0.15 | 0.15
CT Fac. Spec. - NOX Rate Winter v.4.10 Final, Unit 3838 and retrofits | 195 | 2270 | Rate Constraint in lbs/MMBtu | FALSE | L | Annual | Emissions at Affected Plants NOX | MTons | 0.013241 | 0 | 0 | 0 | 0 | 0 | 0
CT Fac. Spec. - NOX Rate Winter v.4.10 Final, Unit 3838 and retrofits | 195 | 2270 | Rate Constraint in lbs/MMBtu | FALSE | L | Annual | Allowances Purchased NOX | MTons | 0 | 0 | 0 | 0 | 0 | 0 | 0
CT Fac. Spec. - NOX Rate Winter v.4.10 Final, Unit 3838 and retrofits | 195 | 2270 | Rate Constraint in lbs/MMBtu | FALSE | L | Annual | Allowances Sold NOX | MTons | 0 | 0 | 0 | 0 | 0 | 0 | 0
CT Fac. Spec. - NOX Rate Winter v.4.10 Final, Unit 3838 and retrofits | 195 | 2270 | Rate Constraint in lbs/MMBtu | FALSE | L | Annual | Allowances Banked | MTons | 0 | 0 | 0 | 0 | 0 | 0 | 0
CT Fac. Spec. - NOX Rate Winter v.4.10 Final, Unit 3838 and retrofits | 195 | 2270 | Rate Constraint in lbs/MMBtu | FALSE | L | Annual | Allowances Withdrawn (1:1) | MTons | 0 | 0 | 0 | 0 | 0 | 0 | 0
CT Fac. Spec. - NOX Rate Winter v.4.10 Final, Unit 3838 and retrofits | 195 | 2270 | Rate Constraint in lbs/MMBtu | FALSE | L | Annual | Allowances Withdrawn (n:1) | MTons | 0 | 0 | 0 | 0 | 0 | 0 | 0
CT Fac. Spec. - NOX Rate Winter v.4.10 Final, Unit 3838 and retrofits | 195 | 2270 | Rate Constraint in lbs/MMBtu | FALSE | L | Annual | Net Emissions Allowance Position | MTons | 0.013241 | 0 | 0 | 0 | 0 | 0 | 0
CT Fac. Spec. - NOX Rate Winter v.4.10 Final, Unit 3838 and retrofits | 195 | 2270 | Rate Constraint in lbs/MMBtu | FALSE | L | Annual | Fuel Consumed | TBtu | 0.47286 | 0 | 0 | 0 | 0 | 0 | 0
CT Fac. Spec. - NOX Rate Winter v.4.10 Final, Unit 3838 and retrofits | 195 | 2270 | Rate Constraint in lbs/MMBtu | FALSE | L | Annual | Rate | lb/MMBtu | 0.056002 | 0 | 0 | 0 | 0 | 0 | 0
CT Fac. Spec. - NOX Rate Winter v.4.10 Final, Unit 3838 and retrofits | 195 | 2270 | Rate Constraint in lbs/MMBtu | FALSE | L | Annual | Generation | TWh | 0.037269 | 0 | 0 | 0 | 0 | 0 | 0
CT Fac. Spec. - NOX Rate Winter v.4.10 Final, Unit 3838 and retrofits | 195 | 2270 | Rate Constraint in lbs/MMBtu | FALSE | L | Annual | Qualifying Generation | TWh | 0.037269 | 0 | 0 | 0 | 0 | 0 | 0
CT Fac. Spec. - NOX Rate Winter v.4.10 Final, Unit 3838 and retrofits | 195 | 2270 | Rate Constraint in lbs/MMBtu | FALSE | L | Annual | Rate | lb/MWh | 0.35528 | 0 | 0 | 0 | 0 | 0 | 0
CT Fac. Spec. - NOX Rate Winter v.4.10 Final, Unit 3838 and retrofits | 195 | 2270 | Rate Constraint in lbs/MMBtu | FALSE | L | Annual | Constraint Shadow Price | US$/Ton | 0 | 0 | 0 | 0 | 0 | 0 | 0
CT Fac. Spec. - NOX Rate Winter v.4.10 Final, Unit 4164 and retrofits | 196 | 2270 | Rate Constraint in lbs/MMBtu | FALSE | L | Annual | Seasons Included | Seasons | Winter | Winter | Winter | Winter | Winter | Winter | Winter
CT Fac. Spec. - NOX Rate Winter v.4.10 Final, Unit 4164 and retrofits | 196 | 2270 | Rate Constraint in lbs/MMBtu | FALSE | L | Annual | Standard | lb/MMBtu | 0.15 | 0.15 | 0.15 | 0.15 | 0.15 | 0.15 | 0.15
CT Fac. Spec. - NOX Rate Winter v.4.10 Final, Unit 4164 and retrofits | 196 | 2270 | Rate Constraint in lbs/MMBtu | FALSE | L | Annual | Emissions at Affected Plants NOX | MTons | 0 | 0 | 0 | 0 | 0 | 0 | 0
CT Fac. Spec. - NOX Rate Winter v.4.10 Final, Unit 4164 and retrofits | 196 | 2270 | Rate Constraint in lbs/MMBtu | FALSE | L | Annual | Allowances Purchased NOX | MTons | 0 | 0 | 0 | 0 | 0 | 0 | 0
CT Fac. Spec. - NOX Rate Winter v.4.10 Final, Unit 4164 and retrofits | 196 | 2270 | Rate Constraint in lbs/MMBtu | FALSE | L | Annual | Allowances Sold NOX | MTons | 0 | 0 | 0 | 0 | 0 | 0 | 0
CT Fac. Spec. - NOX Rate Winter v.4.10 Final, Unit 4164 and retrofits | 196 | 2270 | Rate Constraint in lbs/MMBtu | FALSE | L | Annual | Allowances Banked | MTons | 0 | 0 | 0 | 0 | 0 | 0 | 0
CT Fac. Spec. - NOX Rate Winter v.4.10 Final, Unit 4164 and retrofits | 196 | 2270 | Rate Constraint in lbs/MMBtu | FALSE | L | Annual | Allowances Withdrawn (1:1) | MTons | 0 | 0 | 0 | 0 | 0 | 0 | 0
CT Fac. Spec. - NOX Rate Winter v.4.10 Final, Unit 4164 and retrofits | 196 | 2270 | Rate Constraint in lbs/MMBtu | FALSE | L | Annual | Allowances Withdrawn (n:1) | MTons | 0 | 0 | 0 | 0 | 0 | 0 | 0
CT Fac. Spec. - NOX Rate Winter v.4.10 Final, Unit 4164 and retrofits | 196 | 2270 | Rate Constraint in lbs/MMBtu | FALSE | L | Annual | Net Emissions Allowance Position | MTons | 0 | 0 | 0 | 0 | 0 | 0 | 0
CT Fac. Spec. - NOX Rate Winter v.4.10 Final, Unit 4164 and retrofits | 196 | 2270 | Rate Constraint in lbs/MMBtu | FALSE | L | Annual | Fuel Consumed | TBtu | 0 | 0 | 0 | 0 | 0 | 0 | 0
CT Fac. Spec. - NOX Rate Winter v.4.10 Final, Unit 4164 and retrofits | 196 | 2270 | Rate Constraint in lbs/MMBtu | FALSE | L | Annual | Rate | lb/MMBtu | 0 | 0 | 0 | 0 | 0 | 0 | 0
CT Fac. Spec. - NOX Rate Winter v.4.10 Final, Unit 4164 and retrofits | 196 | 2270 | Rate Constraint in lbs/MMBtu | FALSE | L | Annual | Generation | TWh | 0 | 0 | 0 | 0 | 0 | 0 | 0
CT Fac. Spec. - NOX Rate Winter v.4.10 Final, Unit 4164 and retrofits | 196 | 2270 | Rate Constraint in lbs/MMBtu | FALSE | L | Annual | Qualifying Generation | TWh | 0 | 0 | 0 | 0 | 0 | 0 | 0
CT Fac. Spec. - NOX Rate Winter v.4.10 Final, Unit 4164 and retrofits | 196 | 2270 | Rate Constraint in lbs/MMBtu | FALSE | L | Annual | Rate | lb/MWh | 0 | 0 | 0 | 0 | 0 | 0 | 0
CT Fac. Spec. - NOX Rate Winter v.4.10 Final, Unit 4164 and retrofits | 196 | 2270 | Rate Constraint in lbs/MMBtu | FALSE | L | Annual | Constraint Shadow Price | US$/Ton | 0 | 0 | 0 | 0 | 0 | 0 | 0
CT Fac. Spec. - SO2 Rate Annual Non-Title IV v3.1, Unit 1112 and retrofits | 197 | 2294 | Rate Constraint in lbs/MMBtu | FALSE | L | Annual | Seasons Included | Seasons | Winter, Summer | Winter, Summer | Winter, Summer | Winter, Summer | Winter, Summer | Winter, Summer | Winter, Summer
CT Fac. Spec. - SO2 Rate Annual Non-Title IV v3.1, Unit 1112 and retrofits | 197 | 2294 | Rate Constraint in lbs/MMBtu | FALSE | L | Annual | Standard | lb/MMBtu | 0.55 | 0.55 | 0.55 | 0.55 | 0.55 | 0.55 | 0.55
CT Fac. Spec. - SO2 Rate Annual Non-Title IV v3.1, Unit 1112 and retrofits | 197 | 2294 | Rate Constraint in lbs/MMBtu | FALSE | L | Annual | Emissions at Affected Plants SO2 | MTons | 0 | 0 | 0 | 0 | 0 | 0 | 0
CT Fac. Spec. - SO2 Rate Annual Non-Title IV v3.1, Unit 1112 and retrofits | 197 | 2294 | Rate Constraint in lbs/MMBtu | FALSE | L | Annual | Allowances Purchased SO2 | MTons | 0 | 0 | 0 | 0 | 0 | 0 | 0
CT Fac. Spec. - SO2 Rate Annual Non-Title IV v3.1, Unit 1112 and retrofits | 197 | 2294 | Rate Constraint in lbs/MMBtu | FALSE | L | Annual | Allowances Sold SO2 | MTons | 0 | 0 | 0 | 0 | 0 | 0 | 0
CT Fac. Spec. - SO2 Rate Annual Non-Title IV v3.1, Unit 1112 and retrofits | 197 | 2294 | Rate Constraint in lbs/MMBtu | FALSE | L | Annual | Allowances Banked | MTons | 0 | 0 | 0 | 0 | 0 | 0 | 0
CT Fac. Spec. - SO2 Rate Annual Non-Title IV v3.1, Unit 1112 and retrofits | 197 | 2294 | Rate Constraint in lbs/MMBtu | FALSE | L | Annual | Allowances Withdrawn (1:1) | MTons | 0 | 0 | 0 | 0 | 0 | 0 | 0
CT Fac. Spec. - SO2 Rate Annual Non-Title IV v3.1, Unit 1112 and retrofits | 197 | 2294 | Rate Constraint in lbs/MMBtu | FALSE | L | Annual | Allowances Withdrawn (n:1) | MTons | 0 | 0 | 0 | 0 | 0 | 0 | 0
CT Fac. Spec. - SO2 Rate Annual Non-Title IV v3.1, Unit 1112 and retrofits | 197 | 2294 | Rate Constraint in lbs/MMBtu | FALSE | L | Annual | Net Emissions Allowance Position | MTons | 0 | 0 | 0 | 0 | 0 | 0 | 0
CT Fac. Spec. - SO2 Rate Annual Non-Title IV v3.1, Unit 1112 and retrofits | 197 | 2294 | Rate Constraint in lbs/MMBtu | FALSE | L | Annual | Fuel Consumed | TBtu | 0 | 0 | 0 | 0 | 0 | 0 | 0
CT Fac. Spec. - SO2 Rate Annual Non-Title IV v3.1, Unit 1112 and retrofits | 197 | 2294 | Rate Constraint in lbs/MMBtu | FALSE | L | Annual | Rate | lb/MMBtu | 0 | 0 | 0 | 0 | 0 | 0 | 0
CT Fac. Spec. - SO2 Rate Annual Non-Title IV v3.1, Unit 1112 and retrofits | 197 | 2294 | Rate Constraint in lbs/MMBtu | FALSE | L | Annual | Generation | TWh | 0 | 0 | 0 | 0 | 0 | 0 | 0
CT Fac. Spec. - SO2 Rate Annual Non-Title IV v3.1, Unit 1112 and retrofits | 197 | 2294 | Rate Constraint in lbs/MMBtu | FALSE | L | Annual | Qualifying Generation | TWh | 0 | 0 | 0 | 0 | 0 | 0 | 0
CT Fac. Spec. - SO2 Rate Annual Non-Title IV v3.1, Unit 1112 and retrofits | 197 | 2294 | Rate Constraint in lbs/MMBtu | FALSE | L | Annual | Rate | lb/MWh | 0 | 0 | 0 | 0 | 0 | 0 | 0
CT Fac. Spec. - SO2 Rate Annual Non-Title IV v3.1, Unit 1112 and retrofits | 197 | 2294 | Rate Constraint in lbs/MMBtu | FALSE | L | Annual | Constraint Shadow Price | US$/Ton | 0 | 0 | 0 | 0 | 0 | 0 | 0
CT Fac. Spec. - SO2 Rate Annual Non-Title IV v3.1, Unit 1113 and retrofits | 198 | 2294 | Rate Constraint in lbs/MMBtu | FALSE | L | Annual | Seasons Included | Seasons | Winter, Summer | Winter, Summer | Winter, Summer | Winter, Summer | Winter, Summer | Winter, Summer | Winter, Summer
CT Fac. Spec. - SO2 Rate Annual Non-Title IV v3.1, Unit 1113 and retrofits | 198 | 2294 | Rate Constraint in lbs/MMBtu | FALSE | L | Annual | Standard | lb/MMBtu | 0.55 | 0.55 | 0.55 | 0.55 | 0.55 | 0.55 | 0.55
CT Fac. Spec. - SO2 Rate Annual Non-Title IV v3.1, Unit 1113 and retrofits | 198 | 2294 | Rate Constraint in lbs/MMBtu | FALSE | L | Annual | Emissions at Affected Plants SO2 | MTons | 0 | 0 | 0 | 0 | 0 | 0 | 0
CT Fac. Spec. - SO2 Rate Annual Non-Title IV v3.1, Unit 1113 and retrofits | 198 | 2294 | Rate Constraint in lbs/MMBtu | FALSE | L | Annual | Allowances Purchased SO2 | MTons | 0 | 0 | 0 | 0 | 0 | 0 | 0
CT Fac. Spec. - SO2 Rate Annual Non-Title IV v3.1, Unit 1113 and retrofits | 198 | 2294 | Rate Constraint in lbs/MMBtu | FALSE | L | Annual | Allowances Sold SO2 | MTons | 0 | 0 | 0 | 0 | 0 | 0 | 0
CT Fac. Spec. - SO2 Rate Annual Non-Title IV v3.1, Unit 1113 and retrofits | 198 | 2294 | Rate Constraint in lbs/MMBtu | FALSE | L | Annual | Allowances Banked | MTons | 0 | 0 | 0 | 0 | 0 | 0 | 0
CT Fac. Spec. - SO2 Rate Annual Non-Title IV v3.1, Unit 1113 and retrofits | 198 | 2294 | Rate Constraint in lbs/MMBtu | FALSE | L | Annual | Allowances Withdrawn (1:1) | MTons | 0 | 0 | 0 | 0 | 0 | 0 | 0
CT Fac. Spec. - SO2 Rate Annual Non-Title IV v3.1, Unit 1113 and retrofits | 198 | 2294 | Rate Constraint in lbs/MMBtu | FALSE | L | Annual | Allowances Withdrawn (n:1) | MTons | 0 | 0 | 0 | 0 | 0 | 0 | 0
CT Fac. Spec. - SO2 Rate Annual Non-Title IV v3.1, Unit 1113 and retrofits | 198 | 2294 | Rate Constraint in lbs/MMBtu | FALSE | L | Annual | Net Emissions Allowance Position | MTons | 0 | 0 | 0 | 0 | 0 | 0 | 0
CT Fac. Spec. - SO2 Rate Annual Non-Title IV v3.1, Unit 1113 and retrofits | 198 | 2294 | Rate Constraint in lbs/MMBtu | FALSE | L | Annual | Fuel Consumed | TBtu | 0 | 0 | 0 | 0 | 0 | 0 | 0
CT Fac. Spec. - SO2 Rate Annual Non-Title IV v3.1, Unit 1113 and retrofits | 198 | 2294 | Rate Constraint in lbs/MMBtu | FALSE | L | Annual | Rate | lb/MMBtu | 0 | 0 | 0 | 0 | 0 | 0 | 0
CT Fac. Spec. - SO2 Rate Annual Non-Title IV v3.1, Unit 1113 and retrofits | 198 | 2294 | Rate Constraint in lbs/MMBtu | FALSE | L | Annual | Generation | TWh | 0 | 0 | 0 | 0 | 0 | 0 | 0
CT Fac. Spec. - SO2 Rate Annual Non-Title IV v3.1, Unit 1113 and retrofits | 198 | 2294 | Rate Constraint in lbs/MMBtu | FALSE | L | Annual | Qualifying Generation | TWh | 0 | 0 | 0 | 0 | 0 | 0 | 0
CT Fac. Spec. - SO2 Rate Annual Non-Title IV v3.1, Unit 1113 and retrofits | 198 | 2294 | Rate Constraint in lbs/MMBtu | FALSE | L | Annual | Rate | lb/MWh | 0 | 0 | 0 | 0 | 0 | 0 | 0
CT Fac. Spec. - SO2 Rate Annual Non-Title IV v3.1, Unit 1113 and retrofits | 198 | 2294 | Rate Constraint in lbs/MMBtu | FALSE | L | Annual | Constraint Shadow Price | US$/Ton | 0 | 0 | 0 | 0 | 0 | 0 | 0
CT Fac. Spec. - SO2 Rate Annual Non-Title IV v3.1, Unit 1117 and retrofits | 199 | 2294 | Rate Constraint in lbs/MMBtu | FALSE | L | Annual | Seasons Included | Seasons | Winter, Summer | Winter, Summer | Winter, Summer | Winter, Summer | Winter, Summer | Winter, Summer | Winter, Summer
CT Fac. Spec. - SO2 Rate Annual Non-Title IV v3.1, Unit 1117 and retrofits | 199 | 2294 | Rate Constraint in lbs/MMBtu | FALSE | L | Annual | Standard | lb/MMBtu | 0.55 | 0.55 | 0.55 | 0.55 | 0.55 | 0.55 | 0.55
CT Fac. Spec. - SO2 Rate Annual Non-Title IV v3.1, Unit 1117 and retrofits | 199 | 2294 | Rate Constraint in lbs/MMBtu | FALSE | L | Annual | Emissions at Affected Plants SO2 | MTons | 0 | 0 | 0 | 0 | 0 | 0 | 0
CT Fac. Spec. - SO2 Rate Annual Non-Title IV v3.1, Unit 1117 and retrofits | 199 | 2294 | Rate Constraint in lbs/MMBtu | FALSE | L | Annual | Allowances Purchased SO2 | MTons | 0 | 0 | 0 | 0 | 0 | 0 | 0
CT Fac. Spec. - SO2 Rate Annual Non-Title IV v3.1, Unit 1117 and retrofits | 199 | 2294 | Rate Constraint in lbs/MMBtu | FALSE | L | Annual | Allowances Sold SO2 | MTons | 0 | 0 | 0 | 0 | 0 | 0 | 0
CT Fac. Spec. - SO2 Rate Annual Non-Title IV v3.1, Unit 1117 and retrofits | 199 | 2294 | Rate Constraint in lbs/MMBtu | FALSE | L | Annual | Allowances Banked | MTons | 0 | 0 | 0 | 0 | 0 | 0 | 0
CT Fac. Spec. - SO2 Rate Annual Non-Title IV v3.1, Unit 1117 and retrofits | 199 | 2294 | Rate Constraint in lbs/MMBtu | FALSE | L | Annual | Allowances Withdrawn (1:1) | MTons | 0 | 0 | 0 | 0 | 0 | 0 | 0
CT Fac. Spec. - SO2 Rate Annual Non-Title IV v3.1, Unit 1117 and retrofits | 199 | 2294 | Rate Constraint in lbs/MMBtu | FALSE | L | Annual | Allowances Withdrawn (n:1) | MTons | 0 | 0 | 0 | 0 | 0 | 0 | 0
CT Fac. Spec. - SO2 Rate Annual Non-Title IV v3.1, Unit 1117 and retrofits | 199 | 2294 | Rate Constraint in lbs/MMBtu | FALSE | L | Annual | Net Emissions Allowance Position | MTons | 0 | 0 | 0 | 0 | 0 | 0 | 0
CT Fac. Spec. - SO2 Rate Annual Non-Title IV v3.1, Unit 1117 and retrofits | 199 | 2294 | Rate Constraint in lbs/MMBtu | FALSE | L | Annual | Fuel Consumed | TBtu | 0 | 0 | 0 | 0 | 0 | 0 | 0
CT Fac. Spec. - SO2 Rate Annual Non-Title IV v3.1, Unit 1117 and retrofits | 199 | 2294 | Rate Constraint in lbs/MMBtu | FALSE | L | Annual | Rate | lb/MMBtu | 0 | 0 | 0 | 0 | 0 | 0 | 0
CT Fac. Spec. - SO2 Rate Annual Non-Title IV v3.1, Unit 1117 and retrofits | 199 | 2294 | Rate Constraint in lbs/MMBtu | FALSE | L | Annual | Generation | TWh | 0 | 0 | 0 | 0 | 0 | 0 | 0
CT Fac. Spec. - SO2 Rate Annual Non-Title IV v3.1, Unit 1117 and retrofits | 199 | 2294 | Rate Constraint in lbs/MMBtu | FALSE | L | Annual | Qualifying Generation | TWh | 0 | 0 | 0 | 0 | 0 | 0 | 0
CT Fac. Spec. - SO2 Rate Annual Non-Title IV v3.1, Unit 1117 and retrofits | 199 | 2294 | Rate Constraint in lbs/MMBtu | FALSE | L | Annual | Rate | lb/MWh | 0 | 0 | 0 | 0 | 0 | 0 | 0
CT Fac. Spec. - SO2 Rate Annual Non-Title IV v3.1, Unit 1117 and retrofits | 199 | 2294 | Rate Constraint in lbs/MMBtu | FALSE | L | Annual | Constraint Shadow Price | US$/Ton | 0 | 0 | 0 | 0 | 0 | 0 | 0
CT Fac. Spec. - SO2 Rate Annual Non-Title IV v3.1, Unit 1118 and retrofits | 200 | 2294 | Rate Constraint in lbs/MMBtu | FALSE | L | Annual | Seasons Included | Seasons | Winter, Summer | Winter, Summer | Winter, Summer | Winter, Summer | Winter, Summer | Winter, Summer | Winter, Summer
CT Fac. Spec. - SO2 Rate Annual Non-Title IV v3.1, Unit 1118 and retrofits | 200 | 2294 | Rate Constraint in lbs/MMBtu | FALSE | L | Annual | Standard | lb/MMBtu | 0.55 | 0.55 | 0.55 | 0.55 | 0.55 | 0.55 | 0.55
CT Fac. Spec. - SO2 Rate Annual Non-Title IV v3.1, Unit 1118 and retrofits | 200 | 2294 | Rate Constraint in lbs/MMBtu | FALSE | L | Annual | Emissions at Affected Plants SO2 | MTons | 0 | 0 | 0 | 0 | 0 | 0 | 0
CT Fac. Spec. - SO2 Rate Annual Non-Title IV v3.1, Unit 1118 and retrofits | 200 | 2294 | Rate Constraint in lbs/MMBtu | FALSE | L | Annual | Allowances Purchased SO2 | MTons | 0 | 0 | 0 | 0 | 0 | 0 | 0
CT Fac. Spec. - SO2 Rate Annual Non-Title IV v3.1, Unit 1118 and retrofits | 200 | 2294 | Rate Constraint in lbs/MMBtu | FALSE | L | Annual | Allowances Sold SO2 | MTons | 0 | 0 | 0 | 0 | 0 | 0 | 0
CT Fac. Spec. - SO2 Rate Annual Non-Title IV v3.1, Unit 1118 and retrofits | 200 | 2294 | Rate Constraint in lbs/MMBtu | FALSE | L | Annual | Allowances Banked | MTons | 0 | 0 | 0 | 0 | 0 | 0 | 0
CT Fac. Spec. - SO2 Rate Annual Non-Title IV v3.1, Unit 1118 and retrofits | 200 | 2294 | Rate Constraint in lbs/MMBtu | FALSE | L | Annual | Allowances Withdrawn (1:1) | MTons | 0 | 0 | 0 | 0 | 0 | 0 | 0
CT Fac. Spec. - SO2 Rate Annual Non-Title IV v3.1, Unit 1118 and retrofits | 200 | 2294 | Rate Constraint in lbs/MMBtu | FALSE | L | Annual | Allowances Withdrawn (n:1) | MTons | 0 | 0 | 0 | 0 | 0 | 0 | 0
CT Fac. Spec. - SO2 Rate Annual Non-Title IV v3.1, Unit 1118 and retrofits | 200 | 2294 | Rate Constraint in lbs/MMBtu | FALSE | L | Annual | Net Emissions Allowance Position | MTons | 0 | 0 | 0 | 0 | 0 | 0 | 0
CT Fac. Spec. - SO2 Rate Annual Non-Title IV v3.1, Unit 1118 and retrofits | 200 | 2294 | Rate Constraint in lbs/MMBtu | FALSE | L | Annual | Fuel Consumed | TBtu | 0 | 0 | 0 | 0 | 0 | 0 | 0
CT Fac. Spec. - SO2 Rate Annual Non-Title IV v3.1, Unit 1118 and retrofits | 200 | 2294 | Rate Constraint in lbs/MMBtu | FALSE | L | Annual | Rate | lb/MMBtu | 0 | 0 | 0 | 0 | 0 | 0 | 0
CT Fac. Spec. - SO2 Rate Annual Non-Title IV v3.1, Unit 1118 and retrofits | 200 | 2294 | Rate Constraint in lbs/MMBtu | FALSE | L | Annual | Generation | TWh | 0 | 0 | 0 | 0 | 0 | 0 | 0
CT Fac. Spec. - SO2 Rate Annual Non-Title IV v3.1, Unit 1118 and retrofits | 200 | 2294 | Rate Constraint in lbs/MMBtu | FALSE | L | Annual | Qualifying Generation | TWh | 0 | 0 | 0 | 0 | 0 | 0 | 0
CT Fac. Spec. - SO2 Rate Annual Non-Title IV v3.1, Unit 1118 and retrofits | 200 | 2294 | Rate Constraint in lbs/MMBtu | FALSE | L | Annual | Rate | lb/MWh | 0 | 0 | 0 | 0 | 0 | 0 | 0
CT Fac. Spec. - SO2 Rate Annual Non-Title IV v3.1, Unit 1118 and retrofits | 200 | 2294 | Rate Constraint in lbs/MMBtu | FALSE | L | Annual | Constraint Shadow Price | US$/Ton | 0 | 0 | 0 | 0 | 0 | 0 | 0
CT Fac. Spec. - SO2 Rate Annual Non-Title IV v3.1, Unit 1119 and retrofits | 201 | 2294 | Rate Constraint in lbs/MMBtu | FALSE | L | Annual | Seasons Included | Seasons | Winter, Summer | Winter, Summer | Winter, Summer | Winter, Summer | Winter, Summer | Winter, Summer | Winter, Summer
CT Fac. Spec. - SO2 Rate Annual Non-Title IV v3.1, Unit 1119 and retrofits | 201 | 2294 | Rate Constraint in lbs/MMBtu | FALSE | L | Annual | Standard | lb/MMBtu | 0.55 | 0.55 | 0.55 | 0.55 | 0.55 | 0.55 | 0.55
CT Fac. Spec. - SO2 Rate Annual Non-Title IV v3.1, Unit 1119 and retrofits | 201 | 2294 | Rate Constraint in lbs/MMBtu | FALSE | L | Annual | Emissions at Affected Plants SO2 | MTons | 0 | 0 | 0 | 0 | 0 | 0 | 0
CT Fac. Spec. - SO2 Rate Annual Non-Title IV v3.1, Unit 1119 and retrofits | 201 | 2294 | Rate Constraint in lbs/MMBtu | FALSE | L | Annual | Allowances Purchased SO2 | MTons | 0 | 0 | 0 | 0 | 0 | 0 | 0
CT Fac. Spec. - SO2 Rate Annual Non-Title IV v3.1, Unit 1119 and retrofits | 201 | 2294 | Rate Constraint in lbs/MMBtu | FALSE | L | Annual | Allowances Sold SO2 | MTons | 0 | 0 | 0 | 0 | 0 | 0 | 0
CT Fac. Spec. - SO2 Rate Annual Non-Title IV v3.1, Unit 1119 and retrofits | 201 | 2294 | Rate Constraint in lbs/MMBtu | FALSE | L | Annual | Allowances Banked | MTons | 0 | 0 | 0 | 0 | 0 | 0 | 0
CT Fac. Spec. - SO2 Rate Annual Non-Title IV v3.1, Unit 1119 and retrofits | 201 | 2294 | Rate Constraint in lbs/MMBtu | FALSE | L | Annual | Allowances Withdrawn (1:1) | MTons | 0 | 0 | 0 | 0 | 0 | 0 | 0
CT Fac. Spec. - SO2 Rate Annual Non-Title IV v3.1, Unit 1119 and retrofits | 201 | 2294 | Rate Constraint in lbs/MMBtu | FALSE | L | Annual | Allowances Withdrawn (n:1) | MTons | 0 | 0 | 0 | 0 | 0 | 0 | 0
CT Fac. Spec. - SO2 Rate Annual Non-Title IV v3.1, Unit 1119 and retrofits | 201 | 2294 | Rate Constraint in lbs/MMBtu | FALSE | L | Annual | Net Emissions Allowance Position | MTons | 0 | 0 | 0 | 0 | 0 | 0 | 0
CT Fac. Spec. - SO2 Rate Annual Non-Title IV v3.1, Unit 1119 and retrofits | 201 | 2294 | Rate Constraint in lbs/MMBtu | FALSE | L | Annual | Fuel Consumed | TBtu | 0 | 0 | 0 | 0 | 0 | 0 | 0
CT Fac. Spec. - SO2 Rate Annual Non-Title IV v3.1, Unit 1119 and retrofits | 201 | 2294 | Rate Constraint in lbs/MMBtu | FALSE | L | Annual | Rate | lb/MMBtu | 0 | 0 | 0 | 0 | 0 | 0 | 0
CT Fac. Spec. - SO2 Rate Annual Non-Title IV v3.1, Unit 1119 and retrofits | 201 | 2294 | Rate Constraint in lbs/MMBtu | FALSE | L | Annual | Generation | TWh | 0 | 0 | 0 | 0 | 0 | 0 | 0
CT Fac. Spec. - SO2 Rate Annual Non-Title IV v3.1, Unit 1119 and retrofits | 201 | 2294 | Rate Constraint in lbs/MMBtu | FALSE | L | Annual | Qualifying Generation | TWh | 0 | 0 | 0 | 0 | 0 | 0 | 0
CT Fac. Spec. - SO2 Rate Annual Non-Title IV v3.1, Unit 1119 and retrofits | 201 | 2294 | Rate Constraint in lbs/MMBtu | FALSE | L | Annual | Rate | lb/MWh | 0 | 0 | 0 | 0 | 0 | 0 | 0
CT Fac. Spec. - SO2 Rate Annual Non-Title IV v3.1, Unit 1119 and retrofits | 201 | 2294 | Rate Constraint in lbs/MMBtu | FALSE | L | Annual | Constraint Shadow Price | US$/Ton | 0 | 0 | 0 | 0 | 0 | 0 | 0
CT Fac. Spec. - SO2 Rate Annual Non-Title IV v3.1, Unit 1120 and retrofits | 202 | 2294 | Rate Constraint in lbs/MMBtu | FALSE | L | Annual | Seasons Included | Seasons | Winter, Summer | Winter, Summer | Winter, Summer | Winter, Summer | Winter, Summer | Winter, Summer | Winter, Summer
CT Fac. Spec. - SO2 Rate Annual Non-Title IV v3.1, Unit 1120 and retrofits | 202 | 2294 | Rate Constraint in lbs/MMBtu | FALSE | L | Annual | Standard | lb/MMBtu | 0.55 | 0.55 | 0.55 | 0.55 | 0.55 | 0.55 | 0.55
CT Fac. Spec. - SO2 Rate Annual Non-Title IV v3.1, Unit 1120 and retrofits | 202 | 2294 | Rate Constraint in lbs/MMBtu | FALSE | L | Annual | Emissions at Affected Plants SO2 | MTons | 0 | 0 | 0 | 0 | 0 | 0 | 0
CT Fac. Spec. - SO2 Rate Annual Non-Title IV v3.1, Unit 1120 and retrofits | 202 | 2294 | Rate Constraint in lbs/MMBtu | FALSE | L | Annual | Allowances Purchased SO2 | MTons | 0 | 0 | 0 | 0 | 0 | 0 | 0
CT Fac. Spec. - SO2 Rate Annual Non-Title IV v3.1, Unit 1120 and retrofits | 202 | 2294 | Rate Constraint in lbs/MMBtu | FALSE | L | Annual | Allowances Sold SO2 | MTons | 0 | 0 | 0 | 0 | 0 | 0 | 0
CT Fac. Spec. - SO2 Rate Annual Non-Title IV v3.1, Unit 1120 and retrofits | 202 | 2294 | Rate Constraint in lbs/MMBtu | FALSE | L | Annual | Allowances Banked | MTons | 0 | 0 | 0 | 0 | 0 | 0 | 0
CT Fac. Spec. - SO2 Rate Annual Non-Title IV v3.1, Unit 1120 and retrofits | 202 | 2294 | Rate Constraint in lbs/MMBtu | FALSE | L | Annual | Allowances Withdrawn (1:1) | MTons | 0 | 0 | 0 | 0 | 0 | 0 | 0
CT Fac. Spec. - SO2 Rate Annual Non-Title IV v3.1, Unit 1120 and retrofits | 202 | 2294 | Rate Constraint in lbs/MMBtu | FALSE | L | Annual | Allowances Withdrawn (n:1) | MTons | 0 | 0 | 0 | 0 | 0 | 0 | 0
CT Fac. Spec. - SO2 Rate Annual Non-Title IV v3.1, Unit 1120 and retrofits | 202 | 2294 | Rate Constraint in lbs/MMBtu | FALSE | L | Annual | Net Emissions Allowance Position | MTons | 0 | 0 | 0 | 0 | 0 | 0 | 0
CT Fac. Spec. - SO2 Rate Annual Non-Title IV v3.1, Unit 1120 and retrofits | 202 | 2294 | Rate Constraint in lbs/MMBtu | FALSE | L | Annual | Fuel Consumed | TBtu | 0 | 0 | 0 | 0 | 0 | 0 | 0
CT Fac. Spec. - SO2 Rate Annual Non-Title IV v3.1, Unit 1120 and retrofits | 202 | 2294 | Rate Constraint in lbs/MMBtu | FALSE | L | Annual | Rate | lb/MMBtu | 0 | 0 | 0 | 0 | 0 | 0 | 0
CT Fac. Spec. - SO2 Rate Annual Non-Title IV v3.1, Unit 1120 and retrofits | 202 | 2294 | Rate Constraint in lbs/MMBtu | FALSE | L | Annual | Generation | TWh | 0 | 0 | 0 | 0 | 0 | 0 | 0
CT Fac. Spec. - SO2 Rate Annual Non-Title IV v3.1, Unit 1120 and retrofits | 202 | 2294 | Rate Constraint in lbs/MMBtu | FALSE | L | Annual | Qualifying Generation | TWh | 0 | 0 | 0 | 0 | 0 | 0 | 0
CT Fac. Spec. - SO2 Rate Annual Non-Title IV v3.1, Unit 1120 and retrofits | 202 | 2294 | Rate Constraint in lbs/MMBtu | FALSE | L | Annual | Rate | lb/MWh | 0 | 0 | 0 | 0 | 0 | 0 | 0
CT Fac. Spec. - SO2 Rate Annual Non-Title IV v3.1, Unit 1120 and retrofits | 202 | 2294 | Rate Constraint in lbs/MMBtu | FALSE | L | Annual | Constraint Shadow Price | US$/Ton | 0 | 0 | 0 | 0 | 0 | 0 | 0
CT Fac. Spec. - SO2 Rate Annual Non-Title IV v3.1, Unit 1121 and retrofits | 203 | 2294 | Rate Constraint in lbs/MMBtu | FALSE | L | Annual | Seasons Included | Seasons | Winter, Summer | Winter, Summer | Winter, Summer | Winter, Summer | Winter, Summer | Winter, Summer | Winter, Summer
CT Fac. Spec. - SO2 Rate Annual Non-Title IV v3.1, Unit 1121 and retrofits | 203 | 2294 | Rate Constraint in lbs/MMBtu | FALSE | L | Annual | Standard | lb/MMBtu | 0.55 | 0.55 | 0.55 | 0.55 | 0.55 | 0.55 | 0.55
CT Fac. Spec. - SO2 Rate Annual Non-Title IV v3.1, Unit 1121 and retrofits | 203 | 2294 | Rate Constraint in lbs/MMBtu | FALSE | L | Annual | Emissions at Affected Plants SO2 | MTons | 0 | 0 | 0 | 0 | 0 | 0 | 0
CT Fac. Spec. - SO2 Rate Annual Non-Title IV v3.1, Unit 1121 and retrofits | 203 | 2294 | Rate Constraint in lbs/MMBtu | FALSE | L | Annual | Allowances Purchased SO2 | MTons | 0 | 0 | 0 | 0 | 0 | 0 | 0
CT Fac. Spec. - SO2 Rate Annual Non-Title IV v3.1, Unit 1121 and retrofits | 203 | 2294 | Rate Constraint in lbs/MMBtu | FALSE | L | Annual | Allowances Sold SO2 | MTons | 0 | 0 | 0 | 0 | 0 | 0 | 0
CT Fac. Spec. - SO2 Rate Annual Non-Title IV v3.1, Unit 1121 and retrofits | 203 | 2294 | Rate Constraint in lbs/MMBtu | FALSE | L | Annual | Allowances Banked | MTons | 0 | 0 | 0 | 0 | 0 | 0 | 0
CT Fac. Spec. - SO2 Rate Annual Non-Title IV v3.1, Unit 1121 and retrofits | 203 | 2294 | Rate Constraint in lbs/MMBtu | FALSE | L | Annual | Allowances Withdrawn (1:1) | MTons | 0 | 0 | 0 | 0 | 0 | 0 | 0
CT Fac. Spec. - SO2 Rate Annual Non-Title IV v3.1, Unit 1121 and retrofits | 203 | 2294 | Rate Constraint in lbs/MMBtu | FALSE | L | Annual | Allowances Withdrawn (n:1) | MTons | 0 | 0 | 0 | 0 | 0 | 0 | 0
CT Fac. Spec. - SO2 Rate Annual Non-Title IV v3.1, Unit 1121 and retrofits | 203 | 2294 | Rate Constraint in lbs/MMBtu | FALSE | L | Annual | Net Emissions Allowance Position | MTons | 0 | 0 | 0 | 0 | 0 | 0 | 0
CT Fac. Spec. - SO2 Rate Annual Non-Title IV v3.1, Unit 1121 and retrofits | 203 | 2294 | Rate Constraint in lbs/MMBtu | FALSE | L | Annual | Fuel Consumed | TBtu | 0 | 0 | 0 | 0 | 0 | 0 | 0
CT Fac. Spec. - SO2 Rate Annual Non-Title IV v3.1, Unit 1121 and retrofits | 203 | 2294 | Rate Constraint in lbs/MMBtu | FALSE | L | Annual | Rate | lb/MMBtu | 0 | 0 | 0 | 0 | 0 | 0 | 0
CT Fac. Spec. - SO2 Rate Annual Non-Title IV v3.1, Unit 1121 and retrofits | 203 | 2294 | Rate Constraint in lbs/MMBtu | FALSE | L | Annual | Generation | TWh | 0 | 0 | 0 | 0 | 0 | 0 | 0
CT Fac. Spec. - SO2 Rate Annual Non-Title IV v3.1, Unit 1121 and retrofits | 203 | 2294 | Rate Constraint in lbs/MMBtu | FALSE | L | Annual | Qualifying Generation | TWh | 0 | 0 | 0 | 0 | 0 | 0 | 0
CT Fac. Spec. - SO2 Rate Annual Non-Title IV v3.1, Unit 1121 and retrofits | 203 | 2294 | Rate Constraint in lbs/MMBtu | FALSE | L | Annual | Rate | lb/MWh | 0 | 0 | 0 | 0 | 0 | 0 | 0
CT Fac. Spec. - SO2 Rate Annual Non-Title IV v3.1, Unit 1121 and retrofits | 203 | 2294 | Rate Constraint in lbs/MMBtu | FALSE | L | Annual | Constraint Shadow Price | US$/Ton | 0 | 0 | 0 | 0 | 0 | 0 | 0
CT Fac. Spec. - SO2 Rate Annual Non-Title IV v3.1, Unit 1122 and retrofits | 204 | 2294 | Rate Constraint in lbs/MMBtu | FALSE | L | Annual | Seasons Included | Seasons | Winter, Summer | Winter, Summer | Winter, Summer | Winter, Summer | Winter, Summer | Winter, Summer | Winter, Summer
CT Fac. Spec. - SO2 Rate Annual Non-Title IV v3.1, Unit 1122 and retrofits | 204 | 2294 | Rate Constraint in lbs/MMBtu | FALSE | L | Annual | Standard | lb/MMBtu | 0.55 | 0.55 | 0.55 | 0.55 | 0.55 | 0.55 | 0.55
CT Fac. Spec. - SO2 Rate Annual Non-Title IV v3.1, Unit 1122 and retrofits | 204 | 2294 | Rate Constraint in lbs/MMBtu | FALSE | L | Annual | Emissions at Affected Plants SO2 | MTons | 0 | 0 | 0 | 0 | 0 | 0 | 0
CT Fac. Spec. - SO2 Rate Annual Non-Title IV v3.1, Unit 1122 and retrofits | 204 | 2294 | Rate Constraint in lbs/MMBtu | FALSE | L | Annual | Allowances Purchased SO2 | MTons | 0 | 0 | 0 | 0 | 0 | 0 | 0
CT Fac. Spec. - SO2 Rate Annual Non-Title IV v3.1, Unit 1122 and retrofits | 204 | 2294 | Rate Constraint in lbs/MMBtu | FALSE | L | Annual | Allowances Sold SO2 | MTons | 0 | 0 | 0 | 0 | 0 | 0 | 0
CT Fac. Spec. - SO2 Rate Annual Non-Title IV v3.1, Unit 1122 and retrofits | 204 | 2294 | Rate Constraint in lbs/MMBtu | FALSE | L | Annual | Allowances Banked | MTons | 0 | 0 | 0 | 0 | 0 | 0 | 0
CT Fac. Spec. - SO2 Rate Annual Non-Title IV v3.1, Unit 1122 and retrofits | 204 | 2294 | Rate Constraint in lbs/MMBtu | FALSE | L | Annual | Allowances Withdrawn (1:1) | MTons | 0 | 0 | 0 | 0 | 0 | 0 | 0
CT Fac. Spec. - SO2 Rate Annual Non-Title IV v3.1, Unit 1122 and retrofits | 204 | 2294 | Rate Constraint in lbs/MMBtu | FALSE | L | Annual | Allowances Withdrawn (n:1) | MTons | 0 | 0 | 0 | 0 | 0 | 0 | 0
CT Fac. Spec. - SO2 Rate Annual Non-Title IV v3.1, Unit 1122 and retrofits | 204 | 2294 | Rate Constraint in lbs/MMBtu | FALSE | L | Annual | Net Emissions Allowance Position | MTons | 0 | 0 | 0 | 0 | 0 | 0 | 0
CT Fac. Spec. - SO2 Rate Annual Non-Title IV v3.1, Unit 1122 and retrofits | 204 | 2294 | Rate Constraint in lbs/MMBtu | FALSE | L | Annual | Fuel Consumed | TBtu | 0 | 0 | 0 | 0 | 0 | 0 | 0
CT Fac. Spec. - SO2 Rate Annual Non-Title IV v3.1, Unit 1122 and retrofits | 204 | 2294 | Rate Constraint in lbs/MMBtu | FALSE | L | Annual | Rate | lb/MMBtu | 0 | 0 | 0 | 0 | 0 | 0 | 0
CT Fac. Spec. - SO2 Rate Annual Non-Title IV v3.1, Unit 1122 and retrofits | 204 | 2294 | Rate Constraint in lbs/MMBtu | FALSE | L | Annual | Generation | TWh | 0 | 0 | 0 | 0 | 0 | 0 | 0
CT Fac. Spec. - SO2 Rate Annual Non-Title IV v3.1, Unit 1122 and retrofits | 204 | 2294 | Rate Constraint in lbs/MMBtu | FALSE | L | Annual | Qualifying Generation | TWh | 0 | 0 | 0 | 0 | 0 | 0 | 0
CT Fac. Spec. - SO2 Rate Annual Non-Title IV v3.1, Unit 1122 and retrofits | 204 | 2294 | Rate Constraint in lbs/MMBtu | FALSE | L | Annual | Rate | lb/MWh | 0 | 0 | 0 | 0 | 0 | 0 | 0
CT Fac. Spec. - SO2 Rate Annual Non-Title IV v3.1, Unit 1122 and retrofits | 204 | 2294 | Rate Constraint in lbs/MMBtu | FALSE | L | Annual | Constraint Shadow Price | US$/Ton | 0 | 0 | 0 | 0 | 0 | 0 | 0
CT Fac. Spec. - SO2 Rate Annual Non-Title IV v3.1, Unit 1123 and retrofits | 205 | 2294 | Rate Constraint in lbs/MMBtu | FALSE | L | Annual | Seasons Included | Seasons | Winter, Summer | Winter, Summer | Winter, Summer | Winter, Summer | Winter, Summer | Winter, Summer | Winter, Summer
CT Fac. Spec. - SO2 Rate Annual Non-Title IV v3.1, Unit 1123 and retrofits | 205 | 2294 | Rate Constraint in lbs/MMBtu | FALSE | L | Annual | Standard | lb/MMBtu | 0.55 | 0.55 | 0.55 | 0.55 | 0.55 | 0.55 | 0.55
CT Fac. Spec. - SO2 Rate Annual Non-Title IV v3.1, Unit 1123 and retrofits | 205 | 2294 | Rate Constraint in lbs/MMBtu | FALSE | L | Annual | Emissions at Affected Plants SO2 | MTons | 0 | 0 | 0 | 0 | 0 | 0 | 0
CT Fac. Spec. - SO2 Rate Annual Non-Title IV v3.1, Unit 1123 and retrofits | 205 | 2294 | Rate Constraint in lbs/MMBtu | FALSE | L | Annual | Allowances Purchased SO2 | MTons | 0 | 0 | 0 | 0 | 0 | 0 | 0
CT Fac. Spec. - SO2 Rate Annual Non-Title IV v3.1, Unit 1123 and retrofits | 205 | 2294 | Rate Constraint in lbs/MMBtu | FALSE | L | Annual | Allowances Sold SO2 | MTons | 0 | 0 | 0 | 0 | 0 | 0 | 0
CT Fac. Spec. - SO2 Rate Annual Non-Title IV v3.1, Unit 1123 and retrofits | 205 | 2294 | Rate Constraint in lbs/MMBtu | FALSE | L | Annual | Allowances Banked | MTons | 0 | 0 | 0 | 0 | 0 | 0 | 0
CT Fac. Spec. - SO2 Rate Annual Non-Title IV v3.1, Unit 1123 and retrofits | 205 | 2294 | Rate Constraint in lbs/MMBtu | FALSE | L | Annual | Allowances Withdrawn (1:1) | MTons | 0 | 0 | 0 | 0 | 0 | 0 | 0
CT Fac. Spec. - SO2 Rate Annual Non-Title IV v3.1, Unit 1123 and retrofits | 205 | 2294 | Rate Constraint in lbs/MMBtu | FALSE | L | Annual | Allowances Withdrawn (n:1) | MTons | 0 | 0 | 0 | 0 | 0 | 0 | 0
CT Fac. Spec. - SO2 Rate Annual Non-Title IV v3.1, Unit 1123 and retrofits | 205 | 2294 | Rate Constraint in lbs/MMBtu | FALSE | L | Annual | Net Emissions Allowance Position | MTons | 0 | 0 | 0 | 0 | 0 | 0 | 0
CT Fac. Spec. - SO2 Rate Annual Non-Title IV v3.1, Unit 1123 and retrofits | 205 | 2294 | Rate Constraint in lbs/MMBtu | FALSE | L | Annual | Fuel Consumed | TBtu | 0 | 0 | 0 | 0 | 0 | 0 | 0
CT Fac. Spec. - SO2 Rate Annual Non-Title IV v3.1, Unit 1123 and retrofits | 205 | 2294 | Rate Constraint in lbs/MMBtu | FALSE | L | Annual | Rate | lb/MMBtu | 0 | 0 | 0 | 0 | 0 | 0 | 0
CT Fac. Spec. - SO2 Rate Annual Non-Title IV v3.1, Unit 1123 and retrofits | 205 | 2294 | Rate Constraint in lbs/MMBtu | FALSE | L | Annual | Generation | TWh | 0 | 0 | 0 | 0 | 0 | 0 | 0
CT Fac. Spec. - SO2 Rate Annual Non-Title IV v3.1, Unit 1123 and retrofits | 205 | 2294 | Rate Constraint in lbs/MMBtu | FALSE | L | Annual | Qualifying Generation | TWh | 0 | 0 | 0 | 0 | 0 | 0 | 0
CT Fac. Spec. - SO2 Rate Annual Non-Title IV v3.1, Unit 1123 and retrofits | 205 | 2294 | Rate Constraint in lbs/MMBtu | FALSE | L | Annual | Rate | lb/MWh | 0 | 0 | 0 | 0 | 0 | 0 | 0
CT Fac. Spec. - SO2 Rate Annual Non-Title IV v3.1, Unit 1123 and retrofits | 205 | 2294 | Rate Constraint in lbs/MMBtu | FALSE | L | Annual | Constraint Shadow Price | US$/Ton | 0 | 0 | 0 | 0 | 0 | 0 | 0
CT Fac. Spec. - SO2 Rate Annual Non-Title IV v3.1, Unit 1124 and retrofits | 206 | 2294 | Rate Constraint in lbs/MMBtu | FALSE | L | Annual | Seasons Included | Seasons | Winter, Summer | Winter, Summer | Winter, Summer | Winter, Summer | Winter, Summer | Winter, Summer | Winter, Summer
CT Fac. Spec. - SO2 Rate Annual Non-Title IV v3.1, Unit 1124 and retrofits | 206 | 2294 | Rate Constraint in lbs/MMBtu | FALSE | L | Annual | Standard | lb/MMBtu | 0.55 | 0.55 | 0.55 | 0.55 | 0.55 | 0.55 | 0.55
CT Fac. Spec. - SO2 Rate Annual Non-Title IV v3.1, Unit 1124 and retrofits | 206 | 2294 | Rate Constraint in lbs/MMBtu | FALSE | L | Annual | Emissions at Affected Plants SO2 | MTons | 0 | 0 | 0 | 0 | 0 | 0 | 0
CT Fac. Spec. - SO2 Rate Annual Non-Title IV v3.1, Unit 1124 and retrofits | 206 | 2294 | Rate Constraint in lbs/MMBtu | FALSE | L | Annual | Allowances Purchased SO2 | MTons | 0 | 0 | 0 | 0 | 0 | 0 | 0
CT Fac. Spec. - SO2 Rate Annual Non-Title IV v3.1, Unit 1124 and retrofits | 206 | 2294 | Rate Constraint in lbs/MMBtu | FALSE | L | Annual | Allowances Sold SO2 | MTons | 0 | 0 | 0 | 0 | 0 | 0 | 0
CT Fac. Spec. - SO2 Rate Annual Non-Title IV v3.1, Unit 1124 and retrofits | 206 | 2294 | Rate Constraint in lbs/MMBtu | FALSE | L | Annual | Allowances Banked | MTons | 0 | 0 | 0 | 0 | 0 | 0 | 0
CT Fac. Spec. - SO2 Rate Annual Non-Title IV v3.1, Unit 1124 and retrofits | 206 | 2294 | Rate Constraint in lbs/MMBtu | FALSE | L | Annual | Allowances Withdrawn (1:1) | MTons | 0 | 0 | 0 | 0 | 0 | 0 | 0
CT Fac. Spec. - SO2 Rate Annual Non-Title IV v3.1, Unit 1124 and retrofits | 206 | 2294 | Rate Constraint in lbs/MMBtu | FALSE | L | Annual | Allowances Withdrawn (n:1) | MTons | 0 | 0 | 0 | 0 | 0 | 0 | 0
CT Fac. Spec. - SO2 Rate Annual Non-Title IV v3.1, Unit 1124 and retrofits | 206 | 2294 | Rate Constraint in lbs/MMBtu | FALSE | L | Annual | Net Emissions Allowance Position | MTons | 0 | 0 | 0 | 0 | 0 | 0 | 0
CT Fac. Spec. - SO2 Rate Annual Non-Title IV v3.1, Unit 1124 and retrofits | 206 | 2294 | Rate Constraint in lbs/MMBtu | FALSE | L | Annual | Fuel Consumed | TBtu | 0 | 0 | 0 | 0 | 0 | 0 | 0
CT Fac. Spec. - SO2 Rate Annual Non-Title IV v3.1, Unit 1124 and retrofits | 206 | 2294 | Rate Constraint in lbs/MMBtu | FALSE | L | Annual | Rate | lb/MMBtu | 0 | 0 | 0 | 0 | 0 | 0 | 0
CT Fac. Spec. - SO2 Rate Annual Non-Title IV v3.1, Unit 1124 and retrofits | 206 | 2294 | Rate Constraint in lbs/MMBtu | FALSE | L | Annual | Generation | TWh | 0 | 0 | 0 | 0 | 0 | 0 | 0
CT Fac. Spec. - SO2 Rate Annual Non-Title IV v3.1, Unit 1124 and retrofits | 206 | 2294 | Rate Constraint in lbs/MMBtu | FALSE | L | Annual | Qualifying Generation | TWh | 0 | 0 | 0 | 0 | 0 | 0 | 0
CT Fac. Spec. - SO2 Rate Annual Non-Title IV v3.1, Unit 1124 and retrofits | 206 | 2294 | Rate Constraint in lbs/MMBtu | FALSE | L | Annual | Rate | lb/MWh | 0 | 0 | 0 | 0 | 0 | 0 | 0
CT Fac. Spec. - SO2 Rate Annual Non-Title IV v3.1, Unit 1124 and retrofits | 206 | 2294 | Rate Constraint in lbs/MMBtu | FALSE | L | Annual | Constraint Shadow Price | US$/Ton | 0 | 0 | 0 | 0 | 0 | 0 | 0
CT Fac. Spec. - SO2 Rate Annual Non-Title IV v3.1, Unit 1125 and retrofits | 207 | 2294 | Rate Constraint in lbs/MMBtu | FALSE | L | Annual | Seasons Included | Seasons | Winter, Summer | Winter, Summer | Winter, Summer | Winter, Summer | Winter, Summer | Winter, Summer | Winter, Summer
CT Fac. Spec. - SO2 Rate Annual Non-Title IV v3.1, Unit 1125 and retrofits | 207 | 2294 | Rate Constraint in lbs/MMBtu | FALSE | L | Annual | Standard | lb/MMBtu | 0.55 | 0.55 | 0.55 | 0.55 | 0.55 | 0.55 | 0.55
CT Fac. Spec. - SO2 Rate Annual Non-Title IV v3.1, Unit 1125 and retrofits | 207 | 2294 | Rate Constraint in lbs/MMBtu | FALSE | L | Annual | Emissions at Affected Plants SO2 | MTons | 0 | 0 | 0 | 0 | 0 | 0 | 0
CT Fac. Spec. - SO2 Rate Annual Non-Title IV v3.1, Unit 1125 and retrofits | 207 | 2294 | Rate Constraint in lbs/MMBtu | FALSE | L | Annual | Allowances Purchased SO2 | MTons | 0 | 0 | 0 | 0 | 0 | 0 | 0
CT Fac. Spec. - SO2 Rate Annual Non-Title IV v3.1, Unit 1125 and retrofits | 207 | 2294 | Rate Constraint in lbs/MMBtu | FALSE | L | Annual | Allowances Sold SO2 | MTons | 0 | 0 | 0 | 0 | 0 | 0 | 0
CT Fac. Spec. - SO2 Rate Annual Non-Title IV v3.1, Unit 1125 and retrofits | 207 | 2294 | Rate Constraint in lbs/MMBtu | FALSE | L | Annual | Allowances Banked | MTons | 0 | 0 | 0 | 0 | 0 | 0 | 0
CT Fac. Spec. - SO2 Rate Annual Non-Title IV v3.1, Unit 1125 and retrofits | 207 | 2294 | Rate Constraint in lbs/MMBtu | FALSE | L | Annual | Allowances Withdrawn (1:1) | MTons | 0 | 0 | 0 | 0 | 0 | 0 | 0
CT Fac. Spec. - SO2 Rate Annual Non-Title IV v3.1, Unit 1125 and retrofits | 207 | 2294 | Rate Constraint in lbs/MMBtu | FALSE | L | Annual | Allowances Withdrawn (n:1) | MTons | 0 | 0 | 0 | 0 | 0 | 0 | 0
CT Fac. Spec. - SO2 Rate Annual Non-Title IV v3.1, Unit 1125 and retrofits | 207 | 2294 | Rate Constraint in lbs/MMBtu | FALSE | L | Annual | Net Emissions Allowance Position | MTons | 0 | 0 | 0 | 0 | 0 | 0 | 0
CT Fac. Spec. - SO2 Rate Annual Non-Title IV v3.1, Unit 1125 and retrofits | 207 | 2294 | Rate Constraint in lbs/MMBtu | FALSE | L | Annual | Fuel Consumed | TBtu | 0 | 0 | 0 | 0 | 0 | 0 | 0
CT Fac. Spec. - SO2 Rate Annual Non-Title IV v3.1, Unit 1125 and retrofits | 207 | 2294 | Rate Constraint in lbs/MMBtu | FALSE | L | Annual | Rate | lb/MMBtu | 0 | 0 | 0 | 0 | 0 | 0 | 0
CT Fac. Spec. - SO2 Rate Annual Non-Title IV v3.1, Unit 1125 and retrofits | 207 | 2294 | Rate Constraint in lbs/MMBtu | FALSE | L | Annual | Generation | TWh | 0 | 0 | 0 | 0 | 0 | 0 | 0
CT Fac. Spec. - SO2 Rate Annual Non-Title IV v3.1, Unit 1125 and retrofits | 207 | 2294 | Rate Constraint in lbs/MMBtu | FALSE | L | Annual | Qualifying Generation | TWh | 0 | 0 | 0 | 0 | 0 | 0 | 0
CT Fac. Spec. - SO2 Rate Annual Non-Title IV v3.1, Unit 1125 and retrofits | 207 | 2294 | Rate Constraint in lbs/MMBtu | FALSE | L | Annual | Rate | lb/MWh | 0 | 0 | 0 | 0 | 0 | 0 | 0
CT Fac. Spec. - SO2 Rate Annual Non-Title IV v3.1, Unit 1125 and retrofits | 207 | 2294 | Rate Constraint in lbs/MMBtu | FALSE | L | Annual | Constraint Shadow Price | US$/Ton | 0 | 0 | 0 | 0 | 0 | 0 | 0
CT Fac. Spec. - SO2 Rate Annual Non-Title IV v3.1, Unit 1139 and retrofits | 208 | 2294 | Rate Constraint in lbs/MMBtu | FALSE | L | Annual | Seasons Included | Seasons | Winter, Summer | Winter, Summer | Winter, Summer | Winter, Summer | Winter, Summer | Winter, Summer | Winter, Summer
CT Fac. Spec. - SO2 Rate Annual Non-Title IV v3.1, Unit 1139 and retrofits | 208 | 2294 | Rate Constraint in lbs/MMBtu | FALSE | L | Annual | Standard | lb/MMBtu | 0.55 | 0.55 | 0.55 | 0.55 | 0.55 | 0.55 | 0.55
CT Fac. Spec. - SO2 Rate Annual Non-Title IV v3.1, Unit 1139 and retrofits | 208 | 2294 | Rate Constraint in lbs/MMBtu | FALSE | L | Annual | Emissions at Affected Plants SO2 | MTons | 0 | 0 | 0 | 0 | 0 | 0 | 0
CT Fac. Spec. - SO2 Rate Annual Non-Title IV v3.1, Unit 1139 and retrofits | 208 | 2294 | Rate Constraint in lbs/MMBtu | FALSE | L | Annual | Allowances Purchased SO2 | MTons | 0 | 0 | 0 | 0 | 0 | 0 | 0
CT Fac. Spec. - SO2 Rate Annual Non-Title IV v3.1, Unit 1139 and retrofits | 208 | 2294 | Rate Constraint in lbs/MMBtu | FALSE | L | Annual | Allowances Sold SO2 | MTons | 0 | 0 | 0 | 0 | 0 | 0 | 0
CT Fac. Spec. - SO2 Rate Annual Non-Title IV v3.1, Unit 1139 and retrofits | 208 | 2294 | Rate Constraint in lbs/MMBtu | FALSE | L | Annual | Allowances Banked | MTons | 0 | 0 | 0 | 0 | 0 | 0 | 0
CT Fac. Spec. - SO2 Rate Annual Non-Title IV v3.1, Unit 1139 and retrofits | 208 | 2294 | Rate Constraint in lbs/MMBtu | FALSE | L | Annual | Allowances Withdrawn (1:1) | MTons | 0 | 0 | 0 | 0 | 0 | 0 | 0
CT Fac. Spec. - SO2 Rate Annual Non-Title IV v3.1, Unit 1139 and retrofits | 208 | 2294 | Rate Constraint in lbs/MMBtu | FALSE | L | Annual | Allowances Withdrawn (n:1) | MTons | 0 | 0 | 0 | 0 | 0 | 0 | 0
CT Fac. Spec. - SO2 Rate Annual Non-Title IV v3.1, Unit 1139 and retrofits | 208 | 2294 | Rate Constraint in lbs/MMBtu | FALSE | L | Annual | Net Emissions Allowance Position | MTons | 0 | 0 | 0 | 0 | 0 | 0 | 0
CT Fac. Spec. - SO2 Rate Annual Non-Title IV v3.1, Unit 1139 and retrofits | 208 | 2294 | Rate Constraint in lbs/MMBtu | FALSE | L | Annual | Fuel Consumed | TBtu | 0 | 0 | 0 | 0 | 0 | 0 | 0
CT Fac. Spec. - SO2 Rate Annual Non-Title IV v3.1, Unit 1139 and retrofits | 208 | 2294 | Rate Constraint in lbs/MMBtu | FALSE | L | Annual | Rate | lb/MMBtu | 0 | 0 | 0 | 0 | 0 | 0 | 0
CT Fac. Spec. - SO2 Rate Annual Non-Title IV v3.1, Unit 1139 and retrofits | 208 | 2294 | Rate Constraint in lbs/MMBtu | FALSE | L | Annual | Generation | TWh | 0 | 0 | 0 | 0 | 0 | 0 | 0
CT Fac. Spec. - SO2 Rate Annual Non-Title IV v3.1, Unit 1139 and retrofits | 208 | 2294 | Rate Constraint in lbs/MMBtu | FALSE | L | Annual | Qualifying Generation | TWh | 0 | 0 | 0 | 0 | 0 | 0 | 0
CT Fac. Spec. - SO2 Rate Annual Non-Title IV v3.1, Unit 1139 and retrofits | 208 | 2294 | Rate Constraint in lbs/MMBtu | FALSE | L | Annual | Rate | lb/MWh | 0 | 0 | 0 | 0 | 0 | 0 | 0
CT Fac. Spec. - SO2 Rate Annual Non-Title IV v3.1, Unit 1139 and retrofits | 208 | 2294 | Rate Constraint in lbs/MMBtu | FALSE | L | Annual | Constraint Shadow Price | US$/Ton | 0 | 0 | 0 | 0 | 0 | 0 | 0
CT Fac. Spec. - SO2 Rate Annual Non-Title IV v3.1, Unit 1140 and retrofits | 209 | 2294 | Rate Constraint in lbs/MMBtu | FALSE | L | Annual | Seasons Included | Seasons | Winter, Summer | Winter, Summer | Winter, Summer | Winter, Summer | Winter, Summer | Winter, Summer | Winter, Summer
CT Fac. Spec. - SO2 Rate Annual Non-Title IV v3.1, Unit 1140 and retrofits | 209 | 2294 | Rate Constraint in lbs/MMBtu | FALSE | L | Annual | Standard | lb/MMBtu | 0.55 | 0.55 | 0.55 | 0.55 | 0.55 | 0.55 | 0.55
CT Fac. Spec. - SO2 Rate Annual Non-Title IV v3.1, Unit 1140 and retrofits | 209 | 2294 | Rate Constraint in lbs/MMBtu | FALSE | L | Annual | Emissions at Affected Plants SO2 | MTons | 0 | 0 | 0 | 0 | 0 | 0 | 0
CT Fac. Spec. - SO2 Rate Annual Non-Title IV v3.1, Unit 1140 and retrofits | 209 | 2294 | Rate Constraint in lbs/MMBtu | FALSE | L | Annual | Allowances Purchased SO2 | MTons | 0 | 0 | 0 | 0 | 0 | 0 | 0
CT Fac. Spec. - SO2 Rate Annual Non-Title IV v3.1, Unit 1140 and retrofits | 209 | 2294 | Rate Constraint in lbs/MMBtu | FALSE | L | Annual | Allowances Sold SO2 | MTons | 0 | 0 | 0 | 0 | 0 | 0 | 0
CT Fac. Spec. - SO2 Rate Annual Non-Title IV v3.1, Unit 1140 and retrofits | 209 | 2294 | Rate Constraint in lbs/MMBtu | FALSE | L | Annual | Allowances Banked | MTons | 0 | 0 | 0 | 0 | 0 | 0 | 0
CT Fac. Spec. - SO2 Rate Annual Non-Title IV v3.1, Unit 1140 and retrofits | 209 | 2294 | Rate Constraint in lbs/MMBtu | FALSE | L | Annual | Allowances Withdrawn (1:1) | MTons | 0 | 0 | 0 | 0 | 0 | 0 | 0
CT Fac. Spec. - SO2 Rate Annual Non-Title IV v3.1, Unit 1140 and retrofits | 209 | 2294 | Rate Constraint in lbs/MMBtu | FALSE | L | Annual | Allowances Withdrawn (n:1) | MTons | 0 | 0 | 0 | 0 | 0 | 0 | 0
CT Fac. Spec. - SO2 Rate Annual Non-Title IV v3.1, Unit 1140 and retrofits | 209 | 2294 | Rate Constraint in lbs/MMBtu | FALSE | L | Annual | Net Emissions Allowance Position | MTons | 0 | 0 | 0 | 0 | 0 | 0 | 0
CT Fac. Spec. - SO2 Rate Annual Non-Title IV v3.1, Unit 1140 and retrofits | 209 | 2294 | Rate Constraint in lbs/MMBtu | FALSE | L | Annual | Fuel Consumed | TBtu | 0 | 0 | 0 | 0 | 0 | 0 | 0
CT Fac. Spec. - SO2 Rate Annual Non-Title IV v3.1, Unit 1140 and retrofits | 209 | 2294 | Rate Constraint in lbs/MMBtu | FALSE | L | Annual | Rate | lb/MMBtu | 0 | 0 | 0 | 0 | 0 | 0 | 0
CT Fac. Spec. - SO2 Rate Annual Non-Title IV v3.1, Unit 1140 and retrofits | 209 | 2294 | Rate Constraint in lbs/MMBtu | FALSE | L | Annual | Generation | TWh | 0 | 0 | 0 | 0 | 0 | 0 | 0
CT Fac. Spec. - SO2 Rate Annual Non-Title IV v3.1, Unit 1140 and retrofits | 209 | 2294 | Rate Constraint in lbs/MMBtu | FALSE | L | Annual | Qualifying Generation | TWh | 0 | 0 | 0 | 0 | 0 | 0 | 0
CT Fac. Spec. - SO2 Rate Annual Non-Title IV v3.1, Unit 1140 and retrofits | 209 | 2294 | Rate Constraint in lbs/MMBtu | FALSE | L | Annual | Rate | lb/MWh | 0 | 0 | 0 | 0 | 0 | 0 | 0
CT Fac. Spec. - SO2 Rate Annual Non-Title IV v3.1, Unit 1140 and retrofits | 209 | 2294 | Rate Constraint in lbs/MMBtu | FALSE | L | Annual | Constraint Shadow Price | US$/Ton | 0 | 0 | 0 | 0 | 0 | 0 | 0
CT Fac. Spec. - SO2 Rate Annual Non-Title IV v3.1, Unit 1141 and retrofits | 210 | 2294 | Rate Constraint in lbs/MMBtu | FALSE | L | Annual | Seasons Included | Seasons | Winter, Summer | Winter, Summer | Winter, Summer | Winter, Summer | Winter, Summer | Winter, Summer | Winter, Summer
CT Fac. Spec. - SO2 Rate Annual Non-Title IV v3.1, Unit 1141 and retrofits | 210 | 2294 | Rate Constraint in lbs/MMBtu | FALSE | L | Annual | Standard | lb/MMBtu | 0.55 | 0.55 | 0.55 | 0.55 | 0.55 | 0.55 | 0.55
CT Fac. Spec. - SO2 Rate Annual Non-Title IV v3.1, Unit 1141 and retrofits | 210 | 2294 | Rate Constraint in lbs/MMBtu | FALSE | L | Annual | Emissions at Affected Plants SO2 | MTons | 0 | 0 | 0 | 0 | 0 | 0 | 0
CT Fac. Spec. - SO2 Rate Annual Non-Title IV v3.1, Unit 1141 and retrofits | 210 | 2294 | Rate Constraint in lbs/MMBtu | FALSE | L | Annual | Allowances Purchased SO2 | MTons | 0 | 0 | 0 | 0 | 0 | 0 | 0
CT Fac. Spec. - SO2 Rate Annual Non-Title IV v3.1, Unit 1141 and retrofits | 210 | 2294 | Rate Constraint in lbs/MMBtu | FALSE | L | Annual | Allowances Sold SO2 | MTons | 0 | 0 | 0 | 0 | 0 | 0 | 0
CT Fac. Spec. - SO2 Rate Annual Non-Title IV v3.1, Unit 1141 and retrofits | 210 | 2294 | Rate Constraint in lbs/MMBtu | FALSE | L | Annual | Allowances Banked | MTons | 0 | 0 | 0 | 0 | 0 | 0 | 0
CT Fac. Spec. - SO2 Rate Annual Non-Title IV v3.1, Unit 1141 and retrofits | 210 | 2294 | Rate Constraint in lbs/MMBtu | FALSE | L | Annual | Allowances Withdrawn (1:1) | MTons | 0 | 0 | 0 | 0 | 0 | 0 | 0
CT Fac. Spec. - SO2 Rate Annual Non-Title IV v3.1, Unit 1141 and retrofits | 210 | 2294 | Rate Constraint in lbs/MMBtu | FALSE | L | Annual | Allowances Withdrawn (n:1) | MTons | 0 | 0 | 0 | 0 | 0 | 0 | 0
CT Fac. Spec. - SO2 Rate Annual Non-Title IV v3.1, Unit 1141 and retrofits | 210 | 2294 | Rate Constraint in lbs/MMBtu | FALSE | L | Annual | Net Emissions Allowance Position | MTons | 0 | 0 | 0 | 0 | 0 | 0 | 0
CT Fac. Spec. - SO2 Rate Annual Non-Title IV v3.1, Unit 1141 and retrofits | 210 | 2294 | Rate Constraint in lbs/MMBtu | FALSE | L | Annual | Fuel Consumed | TBtu | 0 | 0 | 0 | 0 | 0 | 0 | 0
CT Fac. Spec. - SO2 Rate Annual Non-Title IV v3.1, Unit 1141 and retrofits | 210 | 2294 | Rate Constraint in lbs/MMBtu | FALSE | L | Annual | Rate | lb/MMBtu | 0 | 0 | 0 | 0 | 0 | 0 | 0
CT Fac. Spec. - SO2 Rate Annual Non-Title IV v3.1, Unit 1141 and retrofits | 210 | 2294 | Rate Constraint in lbs/MMBtu | FALSE | L | Annual | Generation | TWh | 0 | 0 | 0 | 0 | 0 | 0 | 0
CT Fac. Spec. - SO2 Rate Annual Non-Title IV v3.1, Unit 1141 and retrofits | 210 | 2294 | Rate Constraint in lbs/MMBtu | FALSE | L | Annual | Qualifying Generation | TWh | 0 | 0 | 0 | 0 | 0 | 0 | 0
CT Fac. Spec. - SO2 Rate Annual Non-Title IV v3.1, Unit 1141 and retrofits | 210 | 2294 | Rate Constraint in lbs/MMBtu | FALSE | L | Annual | Rate | lb/MWh | 0 | 0 | 0 | 0 | 0 | 0 | 0
CT Fac. Spec. - SO2 Rate Annual Non-Title IV v3.1, Unit 1141 and retrofits | 210 | 2294 | Rate Constraint in lbs/MMBtu | FALSE | L | Annual | Constraint Shadow Price | US$/Ton | 0 | 0 | 0 | 0 | 0 | 0 | 0
CT Fac. Spec. - SO2 Rate Annual Non-Title IV v3.1, Unit 1159 and retrofits | 211 | 2294 | Rate Constraint in lbs/MMBtu | FALSE | L | Annual | Seasons Included | Seasons | Winter, Summer | Winter, Summer | Winter, Summer | Winter, Summer | Winter, Summer | Winter, Summer | Winter, Summer
CT Fac. Spec. - SO2 Rate Annual Non-Title IV v3.1, Unit 1159 and retrofits | 211 | 2294 | Rate Constraint in lbs/MMBtu | FALSE | L | Annual | Standard | lb/MMBtu | 0.55 | 0.55 | 0.55 | 0.55 | 0.55 | 0.55 | 0.55
CT Fac. Spec. - SO2 Rate Annual Non-Title IV v3.1, Unit 1159 and retrofits | 211 | 2294 | Rate Constraint in lbs/MMBtu | FALSE | L | Annual | Emissions at Affected Plants SO2 | MTons | 0 | 0 | 0 | 0 | 0 | 0 | 0
CT Fac. Spec. - SO2 Rate Annual Non-Title IV v3.1, Unit 1159 and retrofits | 211 | 2294 | Rate Constraint in lbs/MMBtu | FALSE | L | Annual | Allowances Purchased SO2 | MTons | 0 | 0 | 0 | 0 | 0 | 0 | 0
CT Fac. Spec. - SO2 Rate Annual Non-Title IV v3.1, Unit 1159 and retrofits | 211 | 2294 | Rate Constraint in lbs/MMBtu | FALSE | L | Annual | Allowances Sold SO2 | MTons | 0 | 0 | 0 | 0 | 0 | 0 | 0
CT Fac. Spec. - SO2 Rate Annual Non-Title IV v3.1, Unit 1159 and retrofits | 211 | 2294 | Rate Constraint in lbs/MMBtu | FALSE | L | Annual | Allowances Banked | MTons | 0 | 0 | 0 | 0 | 0 | 0 | 0
CT Fac. Spec. - SO2 Rate Annual Non-Title IV v3.1, Unit 1159 and retrofits | 211 | 2294 | Rate Constraint in lbs/MMBtu | FALSE | L | Annual | Allowances Withdrawn (1:1) | MTons | 0 | 0 | 0 | 0 | 0 | 0 | 0
CT Fac. Spec. - SO2 Rate Annual Non-Title IV v3.1, Unit 1159 and retrofits | 211 | 2294 | Rate Constraint in lbs/MMBtu | FALSE | L | Annual | Allowances Withdrawn (n:1) | MTons | 0 | 0 | 0 | 0 | 0 | 0 | 0
CT Fac. Spec. - SO2 Rate Annual Non-Title IV v3.1, Unit 1159 and retrofits | 211 | 2294 | Rate Constraint in lbs/MMBtu | FALSE | L | Annual | Net Emissions Allowance Position | MTons | 0 | 0 | 0 | 0 | 0 | 0 | 0
CT Fac. Spec. - SO2 Rate Annual Non-Title IV v3.1, Unit 1159 and retrofits | 211 | 2294 | Rate Constraint in lbs/MMBtu | FALSE | L | Annual | Fuel Consumed | TBtu | 0 | 0 | 0 | 0 | 0 | 0 | 0
CT Fac. Spec. - SO2 Rate Annual Non-Title IV v3.1, Unit 1159 and retrofits | 211 | 2294 | Rate Constraint in lbs/MMBtu | FALSE | L | Annual | Rate | lb/MMBtu | 0 | 0 | 0 | 0 | 0 | 0 | 0
CT Fac. Spec. - SO2 Rate Annual Non-Title IV v3.1, Unit 1159 and retrofits | 211 | 2294 | Rate Constraint in lbs/MMBtu | FALSE | L | Annual | Generation | TWh | 0 | 0 | 0 | 0 | 0 | 0 | 0
CT Fac. Spec. - SO2 Rate Annual Non-Title IV v3.1, Unit 1159 and retrofits | 211 | 2294 | Rate Constraint in lbs/MMBtu | FALSE | L | Annual | Qualifying Generation | TWh | 0 | 0 | 0 | 0 | 0 | 0 | 0
CT Fac. Spec. - SO2 Rate Annual Non-Title IV v3.1, Unit 1159 and retrofits | 211 | 2294 | Rate Constraint in lbs/MMBtu | FALSE | L | Annual | Rate | lb/MWh | 0 | 0 | 0 | 0 | 0 | 0 | 0
CT Fac. Spec. - SO2 Rate Annual Non-Title IV v3.1, Unit 1159 and retrofits | 211 | 2294 | Rate Constraint in lbs/MMBtu | FALSE | L | Annual | Constraint Shadow Price | US$/Ton | 0 | 0 | 0 | 0 | 0 | 0 | 0
CT Fac. Spec. - SO2 Rate Annual Non-Title IV v3.1, Unit 2922 and retrofits | 212 | 2294 | Rate Constraint in lbs/MMBtu | FALSE | L | Annual | Seasons Included | Seasons | Winter, Summer | Winter, Summer | Winter, Summer | Winter, Summer | Winter, Summer | Winter, Summer | Winter, Summer
CT Fac. Spec. - SO2 Rate Annual Non-Title IV v3.1, Unit 2922 and retrofits | 212 | 2294 | Rate Constraint in lbs/MMBtu | FALSE | L | Annual | Standard | lb/MMBtu | 0.55 | 0.55 | 0.55 | 0.55 | 0.55 | 0.55 | 0.55
CT Fac. Spec. - SO2 Rate Annual Non-Title IV v3.1, Unit 2922 and retrofits | 212 | 2294 | Rate Constraint in lbs/MMBtu | FALSE | L | Annual | Emissions at Affected Plants SO2 | MTons | 0 | 0 | 0 | 0 | 0 | 0 | 0
CT Fac. Spec. - SO2 Rate Annual Non-Title IV v3.1, Unit 2922 and retrofits | 212 | 2294 | Rate Constraint in lbs/MMBtu | FALSE | L | Annual | Allowances Purchased SO2 | MTons | 0 | 0 | 0 | 0 | 0 | 0 | 0
CT Fac. Spec. - SO2 Rate Annual Non-Title IV v3.1, Unit 2922 and retrofits | 212 | 2294 | Rate Constraint in lbs/MMBtu | FALSE | L | Annual | Allowances Sold SO2 | MTons | 0 | 0 | 0 | 0 | 0 | 0 | 0
CT Fac. Spec. - SO2 Rate Annual Non-Title IV v3.1, Unit 2922 and retrofits | 212 | 2294 | Rate Constraint in lbs/MMBtu | FALSE | L | Annual | Allowances Banked | MTons | 0 | 0 | 0 | 0 | 0 | 0 | 0
CT Fac. Spec. - SO2 Rate Annual Non-Title IV v3.1, Unit 2922 and retrofits | 212 | 2294 | Rate Constraint in lbs/MMBtu | FALSE | L | Annual | Allowances Withdrawn (1:1) | MTons | 0 | 0 | 0 | 0 | 0 | 0 | 0
CT Fac. Spec. - SO2 Rate Annual Non-Title IV v3.1, Unit 2922 and retrofits | 212 | 2294 | Rate Constraint in lbs/MMBtu | FALSE | L | Annual | Allowances Withdrawn (n:1) | MTons | 0 | 0 | 0 | 0 | 0 | 0 | 0
CT Fac. Spec. - SO2 Rate Annual Non-Title IV v3.1, Unit 2922 and retrofits | 212 | 2294 | Rate Constraint in lbs/MMBtu | FALSE | L | Annual | Net Emissions Allowance Position | MTons | 0 | 0 | 0 | 0 | 0 | 0 | 0
CT Fac. Spec. - SO2 Rate Annual Non-Title IV v3.1, Unit 2922 and retrofits | 212 | 2294 | Rate Constraint in lbs/MMBtu | FALSE | L | Annual | Fuel Consumed | TBtu | 0.14688 | 0.11124 | 0.14688 | 0.11124 | 0.14688 | 0.15826 | 0.034106
CT Fac. Spec. - SO2 Rate Annual Non-Title IV v3.1, Unit 2922 and retrofits | 212 | 2294 | Rate Constraint in lbs/MMBtu | FALSE | L | Annual | Rate | lb/MMBtu | 0 | 0 | 0 | 0 | 0 | 0 | 0
CT Fac. Spec. - SO2 Rate Annual Non-Title IV v3.1, Unit 2922 and retrofits | 212 | 2294 | Rate Constraint in lbs/MMBtu | FALSE | L | Annual | Generation | TWh | 0.016551 | 0.012535 | 0.016551 | 0.012535 | 0.016551 | 0.017834 | 0.0038434
CT Fac. Spec. - SO2 Rate Annual Non-Title IV v3.1, Unit 2922 and retrofits | 212 | 2294 | Rate Constraint in lbs/MMBtu | FALSE | L | Annual | Qualifying Generation | TWh | 0.016551 | 0.012535 | 0.016551 | 0.012535 | 0.016551 | 0.017834 | 0.0038434
CT Fac. Spec. - SO2 Rate Annual Non-Title IV v3.1, Unit 2922 and retrofits | 212 | 2294 | Rate Constraint in lbs/MMBtu | FALSE | L | Annual | Rate | lb/MWh | 0 | 0 | 0 | 0 | 0 | 0 | 0
CT Fac. Spec. - SO2 Rate Annual Non-Title IV v3.1, Unit 2922 and retrofits | 212 | 2294 | Rate Constraint in lbs/MMBtu | FALSE | L | Annual | Constraint Shadow Price | US$/Ton | 0 | 0 | 0 | 0 | 0 | 0 | 0
CT Fac. Spec. - SO2 Rate Annual Non-Title IV v3.1, Unit 2934 and retrofits | 213 | 2294 | Rate Constraint in lbs/MMBtu | FALSE | L | Annual | Seasons Included | Seasons | Winter, Summer | Winter, Summer | Winter, Summer | Winter, Summer | Winter, Summer | Winter, Summer | Winter, Summer
CT Fac. Spec. - SO2 Rate Annual Non-Title IV v3.1, Unit 2934 and retrofits | 213 | 2294 | Rate Constraint in lbs/MMBtu | FALSE | L | Annual | Standard | lb/MMBtu | 0.55 | 0.55 | 0.55 | 0.55 | 0.55 | 0.55 | 0.55
CT Fac. Spec. - SO2 Rate Annual Non-Title IV v3.1, Unit 2934 and retrofits | 213 | 2294 | Rate Constraint in lbs/MMBtu | FALSE | L | Annual | Emissions at Affected Plants SO2 | MTons | 0 | 0 | 0 | 0 | 0 | 0 | 0
CT Fac. Spec. - SO2 Rate Annual Non-Title IV v3.1, Unit 2934 and retrofits | 213 | 2294 | Rate Constraint in lbs/MMBtu | FALSE | L | Annual | Allowances Purchased SO2 | MTons | 0 | 0 | 0 | 0 | 0 | 0 | 0
CT Fac. Spec. - SO2 Rate Annual Non-Title IV v3.1, Unit 2934 and retrofits | 213 | 2294 | Rate Constraint in lbs/MMBtu | FALSE | L | Annual | Allowances Sold SO2 | MTons | 0 | 0 | 0 | 0 | 0 | 0 | 0
CT Fac. Spec. - SO2 Rate Annual Non-Title IV v3.1, Unit 2934 and retrofits | 213 | 2294 | Rate Constraint in lbs/MMBtu | FALSE | L | Annual | Allowances Banked | MTons | 0 | 0 | 0 | 0 | 0 | 0 | 0
CT Fac. Spec. - SO2 Rate Annual Non-Title IV v3.1, Unit 2934 and retrofits | 213 | 2294 | Rate Constraint in lbs/MMBtu | FALSE | L | Annual | Allowances Withdrawn (1:1) | MTons | 0 | 0 | 0 | 0 | 0 | 0 | 0
CT Fac. Spec. - SO2 Rate Annual Non-Title IV v3.1, Unit 2934 and retrofits | 213 | 2294 | Rate Constraint in lbs/MMBtu | FALSE | L | Annual | Allowances Withdrawn (n:1) | MTons | 0 | 0 | 0 | 0 | 0 | 0 | 0
CT Fac. Spec. - SO2 Rate Annual Non-Title IV v3.1, Unit 2934 and retrofits | 213 | 2294 | Rate Constraint in lbs/MMBtu | FALSE | L | Annual | Net Emissions Allowance Position | MTons | 0 | 0 | 0 | 0 | 0 | 0 | 0
CT Fac. Spec. - SO2 Rate Annual Non-Title IV v3.1, Unit 2934 and retrofits | 213 | 2294 | Rate Constraint in lbs/MMBtu | FALSE | L | Annual | Fuel Consumed | TBtu | 0.85887 | 0.85887 | 0.85887 | 0.85887 | 0.85887 | 0.85887 | 0.85887
CT Fac. Spec. - SO2 Rate Annual Non-Title IV v3.1, Unit 2934 and retrofits | 213 | 2294 | Rate Constraint in lbs/MMBtu | FALSE | L | Annual | Rate | lb/MMBtu | 0 | 0 | 0 | 0 | 0 | 0 | 0
CT Fac. Spec. - SO2 Rate Annual Non-Title IV v3.1, Unit 2934 and retrofits | 213 | 2294 | Rate Constraint in lbs/MMBtu | FALSE | L | Annual | Generation | TWh | 0.11952 | 0.11952 | 0.11952 | 0.11952 | 0.11952 | 0.11952 | 0.11952
CT Fac. Spec. - SO2 Rate Annual Non-Title IV v3.1, Unit 2934 and retrofits | 213 | 2294 | Rate Constraint in lbs/MMBtu | FALSE | L | Annual | Qualifying Generation | TWh | 0.11952 | 0.11952 | 0.11952 | 0.11952 | 0.11952 | 0.11952 | 0.11952
CT Fac. Spec. - SO2 Rate Annual Non-Title IV v3.1, Unit 2934 and retrofits | 213 | 2294 | Rate Constraint in lbs/MMBtu | FALSE | L | Annual | Rate | lb/MWh | 0 | 0 | 0 | 0 | 0 | 0 | 0
CT Fac. Spec. - SO2 Rate Annual Non-Title IV v3.1, Unit 2934 and retrofits | 213 | 2294 | Rate Constraint in lbs/MMBtu | FALSE | L | Annual | Constraint Shadow Price | US$/Ton | 0 | 0 | 0 | 0 | 0 | 0 | 0
CT Fac. Spec. - SO2 Rate Annual Non-Title IV v3.1, Unit 4982 and retrofits | 214 | 2294 | Rate Constraint in lbs/MMBtu | FALSE | L | Annual | Seasons Included | Seasons | Winter, Summer | Winter, Summer | Winter, Summer | Winter, Summer | Winter, Summer | Winter, Summer | Winter, Summer
CT Fac. Spec. - SO2 Rate Annual Non-Title IV v3.1, Unit 4982 and retrofits | 214 | 2294 | Rate Constraint in lbs/MMBtu | FALSE | L | Annual | Standard | lb/MMBtu | 0.55 | 0.55 | 0.55 | 0.55 | 0.55 | 0.55 | 0.55
CT Fac. Spec. - SO2 Rate Annual Non-Title IV v3.1, Unit 4982 and retrofits | 214 | 2294 | Rate Constraint in lbs/MMBtu | FALSE | L | Annual | Emissions at Affected Plants SO2 | MTons | 0.081304 | 0.081304 | 0.081304 | 0.081304 | 0.081304 | 0.081304 | 0.081304
CT Fac. Spec. - SO2 Rate Annual Non-Title IV v3.1, Unit 4982 and retrofits | 214 | 2294 | Rate Constraint in lbs/MMBtu | FALSE | L | Annual | Allowances Purchased SO2 | MTons | 0 | 0 | 0 | 0 | 0 | 0 | 0
CT Fac. Spec. - SO2 Rate Annual Non-Title IV v3.1, Unit 4982 and retrofits | 214 | 2294 | Rate Constraint in lbs/MMBtu | FALSE | L | Annual | Allowances Sold SO2 | MTons | 0 | 0 | 0 | 0 | 0 | 0 | 0
CT Fac. Spec. - SO2 Rate Annual Non-Title IV v3.1, Unit 4982 and retrofits | 214 | 2294 | Rate Constraint in lbs/MMBtu | FALSE | L | Annual | Allowances Banked | MTons | 0 | 0 | 0 | 0 | 0 | 0 | 0
CT Fac. Spec. - SO2 Rate Annual Non-Title IV v3.1, Unit 4982 and retrofits | 214 | 2294 | Rate Constraint in lbs/MMBtu | FALSE | L | Annual | Allowances Withdrawn (1:1) | MTons | 0 | 0 | 0 | 0 | 0 | 0 | 0
CT Fac. Spec. - SO2 Rate Annual Non-Title IV v3.1, Unit 4982 and retrofits | 214 | 2294 | Rate Constraint in lbs/MMBtu | FALSE | L | Annual | Allowances Withdrawn (n:1) | MTons | 0 | 0 | 0 | 0 | 0 | 0 | 0
CT Fac. Spec. - SO2 Rate Annual Non-Title IV v3.1, Unit 4982 and retrofits | 214 | 2294 | Rate Constraint in lbs/MMBtu | FALSE | L | Annual | Net Emissions Allowance Position | MTons | 0.081304 | 0.081304 | 0.081304 | 0.081304 | 0.081304 | 0.081304 | 0.081304
CT Fac. Spec. - SO2 Rate Annual Non-Title IV v3.1, Unit 4982 and retrofits | 214 | 2294 | Rate Constraint in lbs/MMBtu | FALSE | L | Annual | Fuel Consumed | TBtu | 1.8584 | 1.8584 | 1.8584 | 1.8584 | 1.8584 | 1.8584 | 1.8584
CT Fac. Spec. - SO2 Rate Annual Non-Title IV v3.1, Unit 4982 and retrofits | 214 | 2294 | Rate Constraint in lbs/MMBtu | FALSE | L | Annual | Rate | lb/MMBtu | 0.0875 | 0.0875 | 0.0875 | 0.0875 | 0.0875 | 0.0875 | 0.0875
CT Fac. Spec. - SO2 Rate Annual Non-Title IV v3.1, Unit 4982 and retrofits | 214 | 2294 | Rate Constraint in lbs/MMBtu | FALSE | L | Annual | Generation | TWh | 0.094608 | 0.094608 | 0.094608 | 0.094608 | 0.094608 | 0.094608 | 0.094608
CT Fac. Spec. - SO2 Rate Annual Non-Title IV v3.1, Unit 4982 and retrofits | 214 | 2294 | Rate Constraint in lbs/MMBtu | FALSE | L | Annual | Qualifying Generation | TWh | 0.094608 | 0.094608 | 0.094608 | 0.094608 | 0.094608 | 0.094608 | 0.094608
CT Fac. Spec. - SO2 Rate Annual Non-Title IV v3.1, Unit 4982 and retrofits | 214 | 2294 | Rate Constraint in lbs/MMBtu | FALSE | L | Annual | Rate | lb/MWh | 0.85938 | 0.85938 | 0.85938 | 0.85938 | 0.85938 | 0.85938 | 0.85938
CT Fac. Spec. - SO2 Rate Annual Non-Title IV v3.1, Unit 4982 and retrofits | 214 | 2294 | Rate Constraint in lbs/MMBtu | FALSE | L | Annual | Constraint Shadow Price | US$/Ton | 0 | 0 | 0 | 0 | 0 | 0 | 0
CT Fac. Spec. - SO2 Rate Annual Non-Title IV v3.1, Unit 4983 and retrofits | 215 | 2294 | Rate Constraint in lbs/MMBtu | FALSE | L | Annual | Seasons Included | Seasons | Winter, Summer | Winter, Summer | Winter, Summer | Winter, Summer | Winter, Summer | Winter, Summer | Winter, Summer
CT Fac. Spec. - SO2 Rate Annual Non-Title IV v3.1, Unit 4983 and retrofits | 215 | 2294 | Rate Constraint in lbs/MMBtu | FALSE | L | Annual | Standard | lb/MMBtu | 0.55 | 0.55 | 0.55 | 0.55 | 0.55 | 0.55 | 0.55
CT Fac. Spec. - SO2 Rate Annual Non-Title IV v3.1, Unit 4983 and retrofits | 215 | 2294 | Rate Constraint in lbs/MMBtu | FALSE | L | Annual | Emissions at Affected Plants SO2 | MTons | 0.24327 | 0.24327 | 0.24327 | 0.24327 | 0.24327 | 0.24327 | 0.24327
CT Fac. Spec. - SO2 Rate Annual Non-Title IV v3.1, Unit 4983 and retrofits | 215 | 2294 | Rate Constraint in lbs/MMBtu | FALSE | L | Annual | Allowances Purchased SO2 | MTons | 0 | 0 | 0 | 0 | 0 | 0 | 0
CT Fac. Spec. - SO2 Rate Annual Non-Title IV v3.1, Unit 4983 and retrofits | 215 | 2294 | Rate Constraint in lbs/MMBtu | FALSE | L | Annual | Allowances Sold SO2 | MTons | 0 | 0 | 0 | 0 | 0 | 0 | 0
CT Fac. Spec. - SO2 Rate Annual Non-Title IV v3.1, Unit 4983 and retrofits | 215 | 2294 | Rate Constraint in lbs/MMBtu | FALSE | L | Annual | Allowances Banked | MTons | 0 | 0 | 0 | 0 | 0 | 0 | 0
CT Fac. Spec. - SO2 Rate Annual Non-Title IV v3.1, Unit 4983 and retrofits | 215 | 2294 | Rate Constraint in lbs/MMBtu | FALSE | L | Annual | Allowances Withdrawn (1:1) | MTons | 0 | 0 | 0 | 0 | 0 | 0 | 0
CT Fac. Spec. - SO2 Rate Annual Non-Title IV v3.1, Unit 4983 and retrofits | 215 | 2294 | Rate Constraint in lbs/MMBtu | FALSE | L | Annual | Allowances Withdrawn (n:1) | MTons | 0 | 0 | 0 | 0 | 0 | 0 | 0
CT Fac. Spec. - SO2 Rate Annual Non-Title IV v3.1, Unit 4983 and retrofits | 215 | 2294 | Rate Constraint in lbs/MMBtu | FALSE | L | Annual | Net Emissions Allowance Position | MTons | 0.24327 | 0.24327 | 0.24327 | 0.24327 | 0.24327 | 0.24327 | 0.24327
CT Fac. Spec. - SO2 Rate Annual Non-Title IV v3.1, Unit 4983 and retrofits | 215 | 2294 | Rate Constraint in lbs/MMBtu | FALSE | L | Annual | Fuel Consumed | TBtu | 7.3165 | 7.3165 | 7.3165 | 7.3165 | 7.3165 | 7.3165 | 7.3165
CT Fac. Spec. - SO2 Rate Annual Non-Title IV v3.1, Unit 4983 and retrofits | 215 | 2294 | Rate Constraint in lbs/MMBtu | FALSE | L | Annual | Rate | lb/MMBtu | 0.0665 | 0.0665 | 0.0665 | 0.0665 | 0.0665 | 0.0665 | 0.0665
CT Fac. Spec. - SO2 Rate Annual Non-Title IV v3.1, Unit 4983 and retrofits | 215 | 2294 | Rate Constraint in lbs/MMBtu | FALSE | L | Annual | Generation | TWh | 0.45648 | 0.45648 | 0.45648 | 0.45648 | 0.45648 | 0.45648 | 0.45648
CT Fac. Spec. - SO2 Rate Annual Non-Title IV v3.1, Unit 4983 and retrofits | 215 | 2294 | Rate Constraint in lbs/MMBtu | FALSE | L | Annual | Qualifying Generation | TWh | 0.45648 | 0.45648 | 0.45648 | 0.45648 | 0.45648 | 0.45648 | 0.45648
CT Fac. Spec. - SO2 Rate Annual Non-Title IV v3.1, Unit 4983 and retrofits | 215 | 2294 | Rate Constraint in lbs/MMBtu | FALSE | L | Annual | Rate | lb/MWh | 0.53293 | 0.53293 | 0.53293 | 0.53293 | 0.53293 | 0.53293 | 0.53293
CT Fac. Spec. - SO2 Rate Annual Non-Title IV v3.1, Unit 4983 and retrofits | 215 | 2294 | Rate Constraint in lbs/MMBtu | FALSE | L | Annual | Constraint Shadow Price | US$/Ton | 0 | 0 | 0 | 0 | 0 | 0 | 0
CT Fac. Spec. - SO2 Rate Annual Non-Title IV v3.1, Unit 4984 and retrofits | 216 | 2294 | Rate Constraint in lbs/MMBtu | FALSE | L | Annual | Seasons Included | Seasons | Winter, Summer | Winter, Summer | Winter, Summer | Winter, Summer | Winter, Summer | Winter, Summer | Winter, Summer
CT Fac. Spec. - SO2 Rate Annual Non-Title IV v3.1, Unit 4984 and retrofits | 216 | 2294 | Rate Constraint in lbs/MMBtu | FALSE | L | Annual | Standard | lb/MMBtu | 0.55 | 0.55 | 0.55 | 0.55 | 0.55 | 0.55 | 0.55
CT Fac. Spec. - SO2 Rate Annual Non-Title IV v3.1, Unit 4984 and retrofits | 216 | 2294 | Rate Constraint in lbs/MMBtu | FALSE | L | Annual | Emissions at Affected Plants SO2 | MTons | 0.05633 | 0.05633 | 0.05633 | 0.05633 | 0.05633 | 0.05633 | 0.05633
CT Fac. Spec. - SO2 Rate Annual Non-Title IV v3.1, Unit 4984 and retrofits | 216 | 2294 | Rate Constraint in lbs/MMBtu | FALSE | L | Annual | Allowances Purchased SO2 | MTons | 0 | 0 | 0 | 0 | 0 | 0 | 0
CT Fac. Spec. - SO2 Rate Annual Non-Title IV v3.1, Unit 4984 and retrofits | 216 | 2294 | Rate Constraint in lbs/MMBtu | FALSE | L | Annual | Allowances Sold SO2 | MTons | 0 | 0 | 0 | 0 | 0 | 0 | 0
CT Fac. Spec. - SO2 Rate Annual Non-Title IV v3.1, Unit 4984 and retrofits | 216 | 2294 | Rate Constraint in lbs/MMBtu | FALSE | L | Annual | Allowances Banked | MTons | 0 | 0 | 0 | 0 | 0 | 0 | 0
CT Fac. Spec. - SO2 Rate Annual Non-Title IV v3.1, Unit 4984 and retrofits | 216 | 2294 | Rate Constraint in lbs/MMBtu | FALSE | L | Annual | Allowances Withdrawn (1:1) | MTons | 0 | 0 | 0 | 0 | 0 | 0 | 0
CT Fac. Spec. - SO2 Rate Annual Non-Title IV v3.1, Unit 4984 and retrofits | 216 | 2294 | Rate Constraint in lbs/MMBtu | FALSE | L | Annual | Allowances Withdrawn (n:1) | MTons | 0 | 0 | 0 | 0 | 0 | 0 | 0
CT Fac. Spec. - SO2 Rate Annual Non-Title IV v3.1, Unit 4984 and retrofits | 216 | 2294 | Rate Constraint in lbs/MMBtu | FALSE | L | Annual | Net Emissions Allowance Position | MTons | 0.05633 | 0.05633 | 0.05633 | 0.05633 | 0.05633 | 0.05633 | 0.05633
CT Fac. Spec. - SO2 Rate Annual Non-Title IV v3.1, Unit 4984 and retrofits | 216 | 2294 | Rate Constraint in lbs/MMBtu | FALSE | L | Annual | Fuel Consumed | TBtu | 2.1459 | 2.1459 | 2.1459 | 2.1459 | 2.1459 | 2.1459 | 2.1459
CT Fac. Spec. - SO2 Rate Annual Non-Title IV v3.1, Unit 4984 and retrofits | 216 | 2294 | Rate Constraint in lbs/MMBtu | FALSE | L | Annual | Rate | lb/MMBtu | 0.0525 | 0.0525 | 0.0525 | 0.0525 | 0.0525 | 0.0525 | 0.0525
CT Fac. Spec. - SO2 Rate Annual Non-Title IV v3.1, Unit 4984 and retrofits | 216 | 2294 | Rate Constraint in lbs/MMBtu | FALSE | L | Annual | Generation | TWh | 0.10407 | 0.10407 | 0.10407 | 0.10407 | 0.10407 | 0.10407 | 0.10407
CT Fac. Spec. - SO2 Rate Annual Non-Title IV v3.1, Unit 4984 and retrofits | 216 | 2294 | Rate Constraint in lbs/MMBtu | FALSE | L | Annual | Qualifying Generation | TWh | 0.10407 | 0.10407 | 0.10407 | 0.10407 | 0.10407 | 0.10407 | 0.10407
CT Fac. Spec. - SO2 Rate Annual Non-Title IV v3.1, Unit 4984 and retrofits | 216 | 2294 | Rate Constraint in lbs/MMBtu | FALSE | L | Annual | Rate | lb/MWh | 0.54127 | 0.54127 | 0.54127 | 0.54127 | 0.54127 | 0.54127 | 0.54127
CT Fac. Spec. - SO2 Rate Annual Non-Title IV v3.1, Unit 4984 and retrofits | 216 | 2294 | Rate Constraint in lbs/MMBtu | FALSE | L | Annual | Constraint Shadow Price | US$/Ton | 0 | 0 | 0 | 0 | 0 | 0 | 0
CT Fac. Spec. - SO2 Rate Annual Non-Title IV v3.1, Unit 4985 and retrofits | 217 | 2294 | Rate Constraint in lbs/MMBtu | FALSE | L | Annual | Seasons Included | Seasons | Winter, Summer | Winter, Summer | Winter, Summer | Winter, Summer | Winter, Summer | Winter, Summer | Winter, Summer
CT Fac. Spec. - SO2 Rate Annual Non-Title IV v3.1, Unit 4985 and retrofits | 217 | 2294 | Rate Constraint in lbs/MMBtu | FALSE | L | Annual | Standard | lb/MMBtu | 0.55 | 0.55 | 0.55 | 0.55 | 0.55 | 0.55 | 0.55
CT Fac. Spec. - SO2 Rate Annual Non-Title IV v3.1, Unit 4985 and retrofits | 217 | 2294 | Rate Constraint in lbs/MMBtu | FALSE | L | Annual | Emissions at Affected Plants SO2 | MTons | 0.077291 | 0.077291 | 0.077291 | 0.077291 | 0.077291 | 0.077291 | 0.077291
CT Fac. Spec. - SO2 Rate Annual Non-Title IV v3.1, Unit 4985 and retrofits | 217 | 2294 | Rate Constraint in lbs/MMBtu | FALSE | L | Annual | Allowances Purchased SO2 | MTons | 0 | 0 | 0 | 0 | 0 | 0 | 0
CT Fac. Spec. - SO2 Rate Annual Non-Title IV v3.1, Unit 4985 and retrofits | 217 | 2294 | Rate Constraint in lbs/MMBtu | FALSE | L | Annual | Allowances Sold SO2 | MTons | 0 | 0 | 0 | 0 | 0 | 0 | 0
CT Fac. Spec. - SO2 Rate Annual Non-Title IV v3.1, Unit 4985 and retrofits | 217 | 2294 | Rate Constraint in lbs/MMBtu | FALSE | L | Annual | Allowances Banked | MTons | 0 | 0 | 0 | 0 | 0 | 0 | 0
CT Fac. Spec. - SO2 Rate Annual Non-Title IV v3.1, Unit 4985 and retrofits | 217 | 2294 | Rate Constraint in lbs/MMBtu | FALSE | L | Annual | Allowances Withdrawn (1:1) | MTons | 0 | 0 | 0 | 0 | 0 | 0 | 0
CT Fac. Spec. - SO2 Rate Annual Non-Title IV v3.1, Unit 4985 and retrofits | 217 | 2294 | Rate Constraint in lbs/MMBtu | FALSE | L | Annual | Allowances Withdrawn (n:1) | MTons | 0 | 0 | 0 | 0 | 0 | 0 | 0
CT Fac. Spec. - SO2 Rate Annual Non-Title IV v3.1, Unit 4985 and retrofits | 217 | 2294 | Rate Constraint in lbs/MMBtu | FALSE | L | Annual | Net Emissions Allowance Position | MTons | 0.077291 | 0.077291 | 0.077291 | 0.077291 | 0.077291 | 0.077291 | 0.077291
CT Fac. Spec. - SO2 Rate Annual Non-Title IV v3.1, Unit 4985 and retrofits | 217 | 2294 | Rate Constraint in lbs/MMBtu | FALSE | L | Annual | Fuel Consumed | TBtu | 1.7667 | 1.7667 | 1.7667 | 1.7667 | 1.7667 | 1.7667 | 1.7667
CT Fac. Spec. - SO2 Rate Annual Non-Title IV v3.1, Unit 4985 and retrofits | 217 | 2294 | Rate Constraint in lbs/MMBtu | FALSE | L | Annual | Rate | lb/MMBtu | 0.0875 | 0.0875 | 0.0875 | 0.0875 | 0.0875 | 0.0875 | 0.0875
CT Fac. Spec. - SO2 Rate Annual Non-Title IV v3.1, Unit 4985 and retrofits | 217 | 2294 | Rate Constraint in lbs/MMBtu | FALSE | L | Annual | Generation | TWh | 0.10249 | 0.10249 | 0.10249 | 0.10249 | 0.10249 | 0.10249 | 0.10249
CT Fac. Spec. - SO2 Rate Annual Non-Title IV v3.1, Unit 4985 and retrofits | 217 | 2294 | Rate Constraint in lbs/MMBtu | FALSE | L | Annual | Qualifying Generation | TWh | 0.10249 | 0.10249 | 0.10249 | 0.10249 | 0.10249 | 0.10249 | 0.10249
CT Fac. Spec. - SO2 Rate Annual Non-Title IV v3.1, Unit 4985 and retrofits | 217 | 2294 | Rate Constraint in lbs/MMBtu | FALSE | L | Annual | Rate | lb/MWh | 0.75412 | 0.75412 | 0.75412 | 0.75412 | 0.75412 | 0.75412 | 0.75412
CT Fac. Spec. - SO2 Rate Annual Non-Title IV v3.1, Unit 4985 and retrofits | 217 | 2294 | Rate Constraint in lbs/MMBtu | FALSE | L | Annual | Constraint Shadow Price | US$/Ton | 0 | 0 | 0 | 0 | 0 | 0 | 0
CT Fac. Spec. - SO2 Rate Annual Non-Title IV v3.1, Unit 4986 and retrofits | 218 | 2294 | Rate Constraint in lbs/MMBtu | FALSE | L | Annual | Seasons Included | Seasons | Winter, Summer | Winter, Summer | Winter, Summer | Winter, Summer | Winter, Summer | Winter, Summer | Winter, Summer
CT Fac. Spec. - SO2 Rate Annual Non-Title IV v3.1, Unit 4986 and retrofits | 218 | 2294 | Rate Constraint in lbs/MMBtu | FALSE | L | Annual | Standard | lb/MMBtu | 0.55 | 0.55 | 0.55 | 0.55 | 0.55 | 0.55 | 0.55
CT Fac. Spec. - SO2 Rate Annual Non-Title IV v3.1, Unit 4986 and retrofits | 218 | 2294 | Rate Constraint in lbs/MMBtu | FALSE | L | Annual | Emissions at Affected Plants SO2 | MTons | 0.31388 | 0.31388 | 0.31388 | 0.31388 | 0.31388 | 0.31388 | 0.31388
CT Fac. Spec. - SO2 Rate Annual Non-Title IV v3.1, Unit 4986 and retrofits | 218 | 2294 | Rate Constraint in lbs/MMBtu | FALSE | L | Annual | Allowances Purchased SO2 | MTons | 0 | 0 | 0 | 0 | 0 | 0 | 0
CT Fac. Spec. - SO2 Rate Annual Non-Title IV v3.1, Unit 4986 and retrofits | 218 | 2294 | Rate Constraint in lbs/MMBtu | FALSE | L | Annual | Allowances Sold SO2 | MTons | 0 | 0 | 0 | 0 | 0 | 0 | 0
CT Fac. Spec. - SO2 Rate Annual Non-Title IV v3.1, Unit 4986 and retrofits | 218 | 2294 | Rate Constraint in lbs/MMBtu | FALSE | L | Annual | Allowances Banked | MTons | 0 | 0 | 0 | 0 | 0 | 0 | 0
CT Fac. Spec. - SO2 Rate Annual Non-Title IV v3.1, Unit 4986 and retrofits | 218 | 2294 | Rate Constraint in lbs/MMBtu | FALSE | L | Annual | Allowances Withdrawn (1:1) | MTons | 0 | 0 | 0 | 0 | 0 | 0 | 0
CT Fac. Spec. - SO2 Rate Annual Non-Title IV v3.1, Unit 4986 and retrofits | 218 | 2294 | Rate Constraint in lbs/MMBtu | FALSE | L | Annual | Allowances Withdrawn (n:1) | MTons | 0 | 0 | 0 | 0 | 0 | 0 | 0
CT Fac. Spec. - SO2 Rate Annual Non-Title IV v3.1, Unit 4986 and retrofits | 218 | 2294 | Rate Constraint in lbs/MMBtu | FALSE | L | Annual | Net Emissions Allowance Position | MTons | 0.31388 | 0.31388 | 0.31388 | 0.31388 | 0.31388 | 0.31388 | 0.31388
CT Fac. Spec. - SO2 Rate Annual Non-Title IV v3.1, Unit 4986 and retrofits | 218 | 2294 | Rate Constraint in lbs/MMBtu | FALSE | L | Annual | Fuel Consumed | TBtu | 7.1745 | 7.1745 | 7.1745 | 7.1745 | 7.1745 | 7.1745 | 7.1745
CT Fac. Spec. - SO2 Rate Annual Non-Title IV v3.1, Unit 4986 and retrofits | 218 | 2294 | Rate Constraint in lbs/MMBtu | FALSE | L | Annual | Rate | lb/MMBtu | 0.0875 | 0.0875 | 0.0875 | 0.0875 | 0.0875 | 0.0875 | 0.0875
CT Fac. Spec. - SO2 Rate Annual Non-Title IV v3.1, Unit 4986 and retrofits | 218 | 2294 | Rate Constraint in lbs/MMBtu | FALSE | L | Annual | Generation | TWh | 0.38789 | 0.38789 | 0.38789 | 0.38789 | 0.38789 | 0.38789 | 0.38789
CT Fac. Spec. - SO2 Rate Annual Non-Title IV v3.1, Unit 4986 and retrofits | 218 | 2294 | Rate Constraint in lbs/MMBtu | FALSE | L | Annual | Qualifying Generation | TWh | 0.38789 | 0.38789 | 0.38789 | 0.38789 | 0.38789 | 0.38789 | 0.38789
CT Fac. Spec. - SO2 Rate Annual Non-Title IV v3.1, Unit 4986 and retrofits | 218 | 2294 | Rate Constraint in lbs/MMBtu | FALSE | L | Annual | Rate | lb/MWh | 0.8092 | 0.8092 | 0.8092 | 0.8092 | 0.8092 | 0.8092 | 0.8092
CT Fac. Spec. - SO2 Rate Annual Non-Title IV v3.1, Unit 4986 and retrofits | 218 | 2294 | Rate Constraint in lbs/MMBtu | FALSE | L | Annual | Constraint Shadow Price | US$/Ton | 0 | 0 | 0 | 0 | 0 | 0 | 0
CT Fac. Spec. - SO2 Rate Annual Non-Title IV v3.1, Unit 4987 and retrofits | 219 | 2294 | Rate Constraint in lbs/MMBtu | FALSE | L | Annual | Seasons Included | Seasons | Winter, Summer | Winter, Summer | Winter, Summer | Winter, Summer | Winter, Summer | Winter, Summer | Winter, Summer
CT Fac. Spec. - SO2 Rate Annual Non-Title IV v3.1, Unit 4987 and retrofits | 219 | 2294 | Rate Constraint in lbs/MMBtu | FALSE | L | Annual | Standard | lb/MMBtu | 0.55 | 0.55 | 0.55 | 0.55 | 0.55 | 0.55 | 0.55
CT Fac. Spec. - SO2 Rate Annual Non-Title IV v3.1, Unit 4987 and retrofits | 219 | 2294 | Rate Constraint in lbs/MMBtu | FALSE | L | Annual | Emissions at Affected Plants SO2 | MTons | 0.096371 | 0.096371 | 0.096371 | 0.096371 | 0.096371 | 0.096371 | 0.096371
CT Fac. Spec. - SO2 Rate Annual Non-Title IV v3.1, Unit 4987 and retrofits | 219 | 2294 | Rate Constraint in lbs/MMBtu | FALSE | L | Annual | Allowances Purchased SO2 | MTons | 0 | 0 | 0 | 0 | 0 | 0 | 0
CT Fac. Spec. - SO2 Rate Annual Non-Title IV v3.1, Unit 4987 and retrofits | 219 | 2294 | Rate Constraint in lbs/MMBtu | FALSE | L | Annual | Allowances Sold SO2 | MTons | 0 | 0 | 0 | 0 | 0 | 0 | 0
CT Fac. Spec. - SO2 Rate Annual Non-Title IV v3.1, Unit 4987 and retrofits | 219 | 2294 | Rate Constraint in lbs/MMBtu | FALSE | L | Annual | Allowances Banked | MTons | 0 | 0 | 0 | 0 | 0 | 0 | 0
CT Fac. Spec. - SO2 Rate Annual Non-Title IV v3.1, Unit 4987 and retrofits | 219 | 2294 | Rate Constraint in lbs/MMBtu | FALSE | L | Annual | Allowances Withdrawn (1:1) | MTons | 0 | 0 | 0 | 0 | 0 | 0 | 0
CT Fac. Spec. - SO2 Rate Annual Non-Title IV v3.1, Unit 4987 and retrofits | 219 | 2294 | Rate Constraint in lbs/MMBtu | FALSE | L | Annual | Allowances Withdrawn (n:1) | MTons | 0 | 0 | 0 | 0 | 0 | 0 | 0
CT Fac. Spec. - SO2 Rate Annual Non-Title IV v3.1, Unit 4987 and retrofits | 219 | 2294 | Rate Constraint in lbs/MMBtu | FALSE | L | Annual | Net Emissions Allowance Position | MTons | 0.096371 | 0.096371 | 0.096371 | 0.096371 | 0.096371 | 0.096371 | 0.096371
CT Fac. Spec. - SO2 Rate Annual Non-Title IV v3.1, Unit 4987 and retrofits | 219 | 2294 | Rate Constraint in lbs/MMBtu | FALSE | L | Annual | Fuel Consumed | TBtu | 1.8356 | 1.8356 | 1.8356 | 1.8356 | 1.8356 | 1.8356 | 1.8356
CT Fac. Spec. - SO2 Rate Annual Non-Title IV v3.1, Unit 4987 and retrofits | 219 | 2294 | Rate Constraint in lbs/MMBtu | FALSE | L | Annual | Rate | lb/MMBtu | 0.105 | 0.105 | 0.105 | 0.105 | 0.105 | 0.105 | 0.105
CT Fac. Spec. - SO2 Rate Annual Non-Title IV v3.1, Unit 4987 and retrofits | 219 | 2294 | Rate Constraint in lbs/MMBtu | FALSE | L | Annual | Generation | TWh | 0.066226 | 0.066226 | 0.066226 | 0.066226 | 0.066226 | 0.066226 | 0.066226
CT Fac. Spec. - SO2 Rate Annual Non-Title IV v3.1, Unit 4987 and retrofits | 219 | 2294 | Rate Constraint in lbs/MMBtu | FALSE | L | Annual | Qualifying Generation | TWh | 0.066226 | 0.066226 | 0.066226 | 0.066226 | 0.066226 | 0.066226 | 0.066226
CT Fac. Spec. - SO2 Rate Annual Non-Title IV v3.1, Unit 4987 and retrofits | 219 | 2294 | Rate Constraint in lbs/MMBtu | FALSE | L | Annual | Rate | lb/MWh | 1.4552 | 1.4552 | 1.4552 | 1.4552 | 1.4552 | 1.4552 | 1.4552
CT Fac. Spec. - SO2 Rate Annual Non-Title IV v3.1, Unit 4987 and retrofits | 219 | 2294 | Rate Constraint in lbs/MMBtu | FALSE | L | Annual | Constraint Shadow Price | US$/Ton | 0 | 0 | 0 | 0 | 0 | 0 | 0
CT Fac. Spec. - SO2 Rate Annual Non-Title IV v3.1, Unit 4988 and retrofits | 220 | 2294 | Rate Constraint in lbs/MMBtu | FALSE | L | Annual | Seasons Included | Seasons | Winter, Summer | Winter, Summer | Winter, Summer | Winter, Summer | Winter, Summer | Winter, Summer | Winter, Summer
CT Fac. Spec. - SO2 Rate Annual Non-Title IV v3.1, Unit 4988 and retrofits | 220 | 2294 | Rate Constraint in lbs/MMBtu | FALSE | L | Annual | Standard | lb/MMBtu | 0.55 | 0.55 | 0.55 | 0.55 | 0.55 | 0.55 | 0.55
CT Fac. Spec. - SO2 Rate Annual Non-Title IV v3.1, Unit 4988 and retrofits | 220 | 2294 | Rate Constraint in lbs/MMBtu | FALSE | L | Annual | Emissions at Affected Plants SO2 | MTons | 0.091586 | 0.091586 | 0.091586 | 0.091586 | 0.091586 | 0.091586 | 0.091586
CT Fac. Spec. - SO2 Rate Annual Non-Title IV v3.1, Unit 4988 and retrofits | 220 | 2294 | Rate Constraint in lbs/MMBtu | FALSE | L | Annual | Allowances Purchased SO2 | MTons | 0 | 0 | 0 | 0 | 0 | 0 | 0
CT Fac. Spec. - SO2 Rate Annual Non-Title IV v3.1, Unit 4988 and retrofits | 220 | 2294 | Rate Constraint in lbs/MMBtu | FALSE | L | Annual | Allowances Sold SO2 | MTons | 0 | 0 | 0 | 0 | 0 | 0 | 0
CT Fac. Spec. - SO2 Rate Annual Non-Title IV v3.1, Unit 4988 and retrofits | 220 | 2294 | Rate Constraint in lbs/MMBtu | FALSE | L | Annual | Allowances Banked | MTons | 0 | 0 | 0 | 0 | 0 | 0 | 0
CT Fac. Spec. - SO2 Rate Annual Non-Title IV v3.1, Unit 4988 and retrofits | 220 | 2294 | Rate Constraint in lbs/MMBtu | FALSE | L | Annual | Allowances Withdrawn (1:1) | MTons | 0 | 0 | 0 | 0 | 0 | 0 | 0
CT Fac. Spec. - SO2 Rate Annual Non-Title IV v3.1, Unit 4988 and retrofits | 220 | 2294 | Rate Constraint in lbs/MMBtu | FALSE | L | Annual | Allowances Withdrawn (n:1) | MTons | 0 | 0 | 0 | 0 | 0 | 0 | 0
CT Fac. Spec. - SO2 Rate Annual Non-Title IV v3.1, Unit 4988 and retrofits | 220 | 2294 | Rate Constraint in lbs/MMBtu | FALSE | L | Annual | Net Emissions Allowance Position | MTons | 0.091586 | 0.091586 | 0.091586 | 0.091586 | 0.091586 | 0.091586 | 0.091586
CT Fac. Spec. - SO2 Rate Annual Non-Title IV v3.1, Unit 4988 and retrofits | 220 | 2294 | Rate Constraint in lbs/MMBtu | FALSE | L | Annual | Fuel Consumed | TBtu | 3.0004 | 3.0004 | 3.0004 | 3.0004 | 3.0004 | 3.0004 | 3.0004
CT Fac. Spec. - SO2 Rate Annual Non-Title IV v3.1, Unit 4988 and retrofits | 220 | 2294 | Rate Constraint in lbs/MMBtu | FALSE | L | Annual | Rate | lb/MMBtu | 0.06105 | 0.06105 | 0.06105 | 0.06105 | 0.06105 | 0.06105 | 0.06105
CT Fac. Spec. - SO2 Rate Annual Non-Title IV v3.1, Unit 4988 and retrofits | 220 | 2294 | Rate Constraint in lbs/MMBtu | FALSE | L | Annual | Generation | TWh | 0.20498 | 0.20498 | 0.20498 | 0.20498 | 0.20498 | 0.20498 | 0.20498
CT Fac. Spec. - SO2 Rate Annual Non-Title IV v3.1, Unit 4988 and retrofits | 220 | 2294 | Rate Constraint in lbs/MMBtu | FALSE | L | Annual | Qualifying Generation | TWh | 0.20498 | 0.20498 | 0.20498 | 0.20498 | 0.20498 | 0.20498 | 0.20498
CT Fac. Spec. - SO2 Rate Annual Non-Title IV v3.1, Unit 4988 and retrofits | 220 | 2294 | Rate Constraint in lbs/MMBtu | FALSE | L | Annual | Rate | lb/MWh | 0.44679 | 0.44679 | 0.44679 | 0.44679 | 0.44679 | 0.44679 | 0.44679
CT Fac. Spec. - SO2 Rate Annual Non-Title IV v3.1, Unit 4988 and retrofits | 220 | 2294 | Rate Constraint in lbs/MMBtu | FALSE | L | Annual | Constraint Shadow Price | US$/Ton | 0 | 0 | 0 | 0 | 0 | 0 | 0
CT Fac. Spec. - SO2 Rate Annual v3.1, Unit 1114 and retrofits | 221 | 1769 | Rate Constraint in lbs/MMBtu | FALSE | L | Annual | Seasons Included | Seasons | Winter, Summer | Winter, Summer | Winter, Summer | Winter, Summer | Winter, Summer | Winter, Summer | Winter, Summer
CT Fac. Spec. - SO2 Rate Annual v3.1, Unit 1114 and retrofits | 221 | 1769 | Rate Constraint in lbs/MMBtu | FALSE | L | Annual | Standard | lb/MMBtu | 0.33 | 0.33 | 0.33 | 0.33 | 0.33 | 0.33 | 0.33
CT Fac. Spec. - SO2 Rate Annual v3.1, Unit 1114 and retrofits | 221 | 1769 | Rate Constraint in lbs/MMBtu | FALSE | L | Annual | Emissions at Affected Plants SO2 | MTons | 0 | 0 | 0 | 0 | 0 | 0 | 0
CT Fac. Spec. - SO2 Rate Annual v3.1, Unit 1114 and retrofits | 221 | 1769 | Rate Constraint in lbs/MMBtu | FALSE | L | Annual | Allowances Purchased SO2 | MTons | 0 | 0 | 0 | 0 | 0 | 0 | 0
CT Fac. Spec. - SO2 Rate Annual v3.1, Unit 1114 and retrofits | 221 | 1769 | Rate Constraint in lbs/MMBtu | FALSE | L | Annual | Allowances Sold SO2 | MTons | 0 | 0 | 0 | 0 | 0 | 0 | 0
CT Fac. Spec. - SO2 Rate Annual v3.1, Unit 1114 and retrofits | 221 | 1769 | Rate Constraint in lbs/MMBtu | FALSE | L | Annual | Allowances Banked | MTons | 0 | 0 | 0 | 0 | 0 | 0 | 0
CT Fac. Spec. - SO2 Rate Annual v3.1, Unit 1114 and retrofits | 221 | 1769 | Rate Constraint in lbs/MMBtu | FALSE | L | Annual | Allowances Withdrawn (1:1) | MTons | 0 | 0 | 0 | 0 | 0 | 0 | 0
CT Fac. Spec. - SO2 Rate Annual v3.1, Unit 1114 and retrofits | 221 | 1769 | Rate Constraint in lbs/MMBtu | FALSE | L | Annual | Allowances Withdrawn (n:1) | MTons | 0 | 0 | 0 | 0 | 0 | 0 | 0
CT Fac. Spec. - SO2 Rate Annual v3.1, Unit 1114 and retrofits | 221 | 1769 | Rate Constraint in lbs/MMBtu | FALSE | L | Annual | Net Emissions Allowance Position | MTons | 0 | 0 | 0 | 0 | 0 | 0 | 0
CT Fac. Spec. - SO2 Rate Annual v3.1, Unit 1114 and retrofits | 221 | 1769 | Rate Constraint in lbs/MMBtu | FALSE | L | Annual | Fuel Consumed | TBtu | 0 | 0 | 0 | 0 | 0 | 0 | 0
CT Fac. Spec. - SO2 Rate Annual v3.1, Unit 1114 and retrofits | 221 | 1769 | Rate Constraint in lbs/MMBtu | FALSE | L | Annual | Rate | lb/MMBtu | 0 | 0 | 0 | 0 | 0 | 0 | 0
CT Fac. Spec. - SO2 Rate Annual v3.1, Unit 1114 and retrofits | 221 | 1769 | Rate Constraint in lbs/MMBtu | FALSE | L | Annual | Generation | TWh | 0 | 0 | 0 | 0 | 0 | 0 | 0
CT Fac. Spec. - SO2 Rate Annual v3.1, Unit 1114 and retrofits | 221 | 1769 | Rate Constraint in lbs/MMBtu | FALSE | L | Annual | Qualifying Generation | TWh | 0 | 0 | 0 | 0 | 0 | 0 | 0
CT Fac. Spec. - SO2 Rate Annual v3.1, Unit 1114 and retrofits | 221 | 1769 | Rate Constraint in lbs/MMBtu | FALSE | L | Annual | Rate | lb/MWh | 0 | 0 | 0 | 0 | 0 | 0 | 0
CT Fac. Spec. - SO2 Rate Annual v3.1, Unit 1114 and retrofits | 221 | 1769 | Rate Constraint in lbs/MMBtu | FALSE | L | Annual | Constraint Shadow Price | US$/Ton | 0 | 0 | 0 | 0 | 0 | 0 | 0
CT Fac. Spec. - SO2 Rate Annual v3.1, Unit 1115 and retrofits | 222 | 1769 | Rate Constraint in lbs/MMBtu | FALSE | L | Annual | Seasons Included | Seasons | Winter, Summer | Winter, Summer | Winter, Summer | Winter, Summer | Winter, Summer | Winter, Summer | Winter, Summer
CT Fac. Spec. - SO2 Rate Annual v3.1, Unit 1115 and retrofits | 222 | 1769 | Rate Constraint in lbs/MMBtu | FALSE | L | Annual | Standard | lb/MMBtu | 0.33 | 0.33 | 0.33 | 0.33 | 0.33 | 0.33 | 0.33
CT Fac. Spec. - SO2 Rate Annual v3.1, Unit 1115 and retrofits | 222 | 1769 | Rate Constraint in lbs/MMBtu | FALSE | L | Annual | Emissions at Affected Plants SO2 | MTons | 0 | 0 | 0 | 0 | 0 | 0 | 0
CT Fac. Spec. - SO2 Rate Annual v3.1, Unit 1115 and retrofits | 222 | 1769 | Rate Constraint in lbs/MMBtu | FALSE | L | Annual | Allowances Purchased SO2 | MTons | 0 | 0 | 0 | 0 | 0 | 0 | 0
CT Fac. Spec. - SO2 Rate Annual v3.1, Unit 1115 and retrofits | 222 | 1769 | Rate Constraint in lbs/MMBtu | FALSE | L | Annual | Allowances Sold SO2 | MTons | 0 | 0 | 0 | 0 | 0 | 0 | 0
CT Fac. Spec. - SO2 Rate Annual v3.1, Unit 1115 and retrofits | 222 | 1769 | Rate Constraint in lbs/MMBtu | FALSE | L | Annual | Allowances Banked | MTons | 0 | 0 | 0 | 0 | 0 | 0 | 0
CT Fac. Spec. - SO2 Rate Annual v3.1, Unit 1115 and retrofits | 222 | 1769 | Rate Constraint in lbs/MMBtu | FALSE | L | Annual | Allowances Withdrawn (1:1) | MTons | 0 | 0 | 0 | 0 | 0 | 0 | 0
CT Fac. Spec. - SO2 Rate Annual v3.1, Unit 1115 and retrofits | 222 | 1769 | Rate Constraint in lbs/MMBtu | FALSE | L | Annual | Allowances Withdrawn (n:1) | MTons | 0 | 0 | 0 | 0 | 0 | 0 | 0
CT Fac. Spec. - SO2 Rate Annual v3.1, Unit 1115 and retrofits | 222 | 1769 | Rate Constraint in lbs/MMBtu | FALSE | L | Annual | Net Emissions Allowance Position | MTons | 0 | 0 | 0 | 0 | 0 | 0 | 0
CT Fac. Spec. - SO2 Rate Annual v3.1, Unit 1115 and retrofits | 222 | 1769 | Rate Constraint in lbs/MMBtu | FALSE | L | Annual | Fuel Consumed | TBtu | 0 | 0 | 0 | 0 | 0 | 0 | 0
CT Fac. Spec. - SO2 Rate Annual v3.1, Unit 1115 and retrofits | 222 | 1769 | Rate Constraint in lbs/MMBtu | FALSE | L | Annual | Rate | lb/MMBtu | 0 | 0 | 0 | 0 | 0 | 0 | 0
CT Fac. Spec. - SO2 Rate Annual v3.1, Unit 1115 and retrofits | 222 | 1769 | Rate Constraint in lbs/MMBtu | FALSE | L | Annual | Generation | TWh | 0 | 0 | 0 | 0 | 0 | 0 | 0
CT Fac. Spec. - SO2 Rate Annual v3.1, Unit 1115 and retrofits | 222 | 1769 | Rate Constraint in lbs/MMBtu | FALSE | L | Annual | Qualifying Generation | TWh | 0 | 0 | 0 | 0 | 0 | 0 | 0
CT Fac. Spec. - SO2 Rate Annual v3.1, Unit 1115 and retrofits | 222 | 1769 | Rate Constraint in lbs/MMBtu | FALSE | L | Annual | Rate | lb/MWh | 0 | 0 | 0 | 0 | 0 | 0 | 0
CT Fac. Spec. - SO2 Rate Annual v3.1, Unit 1115 and retrofits | 222 | 1769 | Rate Constraint in lbs/MMBtu | FALSE | L | Annual | Constraint Shadow Price | US$/Ton | 0 | 0 | 0 | 0 | 0 | 0 | 0
CT Fac. Spec. - SO2 Rate Annual v3.1, Unit 1116 and retrofits | 223 | 1769 | Rate Constraint in lbs/MMBtu | FALSE | L | Annual | Seasons Included | Seasons | Winter, Summer | Winter, Summer | Winter, Summer | Winter, Summer | Winter, Summer | Winter, Summer | Winter, Summer
CT Fac. Spec. - SO2 Rate Annual v3.1, Unit 1116 and retrofits | 223 | 1769 | Rate Constraint in lbs/MMBtu | FALSE | L | Annual | Standard | lb/MMBtu | 0.33 | 0.33 | 0.33 | 0.33 | 0.33 | 0.33 | 0.33
CT Fac. Spec. - SO2 Rate Annual v3.1, Unit 1116 and retrofits | 223 | 1769 | Rate Constraint in lbs/MMBtu | FALSE | L | Annual | Emissions at Affected Plants SO2 | MTons | 0 | 0 | 0 | 0 | 0 | 0 | 0
CT Fac. Spec. - SO2 Rate Annual v3.1, Unit 1116 and retrofits | 223 | 1769 | Rate Constraint in lbs/MMBtu | FALSE | L | Annual | Allowances Purchased SO2 | MTons | 0 | 0 | 0 | 0 | 0 | 0 | 0
CT Fac. Spec. - SO2 Rate Annual v3.1, Unit 1116 and retrofits | 223 | 1769 | Rate Constraint in lbs/MMBtu | FALSE | L | Annual | Allowances Sold SO2 | MTons | 0 | 0 | 0 | 0 | 0 | 0 | 0
CT Fac. Spec. - SO2 Rate Annual v3.1, Unit 1116 and retrofits | 223 | 1769 | Rate Constraint in lbs/MMBtu | FALSE | L | Annual | Allowances Banked | MTons | 0 | 0 | 0 | 0 | 0 | 0 | 0
CT Fac. Spec. - SO2 Rate Annual v3.1, Unit 1116 and retrofits | 223 | 1769 | Rate Constraint in lbs/MMBtu | FALSE | L | Annual | Allowances Withdrawn (1:1) | MTons | 0 | 0 | 0 | 0 | 0 | 0 | 0
CT Fac. Spec. - SO2 Rate Annual v3.1, Unit 1116 and retrofits | 223 | 1769 | Rate Constraint in lbs/MMBtu | FALSE | L | Annual | Allowances Withdrawn (n:1) | MTons | 0 | 0 | 0 | 0 | 0 | 0 | 0
CT Fac. Spec. - SO2 Rate Annual v3.1, Unit 1116 and retrofits | 223 | 1769 | Rate Constraint in lbs/MMBtu | FALSE | L | Annual | Net Emissions Allowance Position | MTons | 0 | 0 | 0 | 0 | 0 | 0 | 0
CT Fac. Spec. - SO2 Rate Annual v3.1, Unit 1116 and retrofits | 223 | 1769 | Rate Constraint in lbs/MMBtu | FALSE | L | Annual | Fuel Consumed | TBtu | 0 | 0 | 0 | 0 | 0 | 0 | 0
CT Fac. Spec. - SO2 Rate Annual v3.1, Unit 1116 and retrofits | 223 | 1769 | Rate Constraint in lbs/MMBtu | FALSE | L | Annual | Rate | lb/MMBtu | 0 | 0 | 0 | 0 | 0 | 0 | 0
CT Fac. Spec. - SO2 Rate Annual v3.1, Unit 1116 and retrofits | 223 | 1769 | Rate Constraint in lbs/MMBtu | FALSE | L | Annual | Generation | TWh | 0 | 0 | 0 | 0 | 0 | 0 | 0
CT Fac. Spec. - SO2 Rate Annual v3.1, Unit 1116 and retrofits | 223 | 1769 | Rate Constraint in lbs/MMBtu | FALSE | L | Annual | Qualifying Generation | TWh | 0 | 0 | 0 | 0 | 0 | 0 | 0
CT Fac. Spec. - SO2 Rate Annual v3.1, Unit 1116 and retrofits | 223 | 1769 | Rate Constraint in lbs/MMBtu | FALSE | L | Annual | Rate | lb/MWh | 0 | 0 | 0 | 0 | 0 | 0 | 0
CT Fac. Spec. - SO2 Rate Annual v3.1, Unit 1116 and retrofits | 223 | 1769 | Rate Constraint in lbs/MMBtu | FALSE | L | Annual | Constraint Shadow Price | US$/Ton | 0 | 0 | 0 | 0 | 0 | 0 | 0
CT Fac. Spec. - SO2 Rate Annual v3.1, Unit 1125 and retrofits | 224 | 1769 | Rate Constraint in lbs/MMBtu | FALSE | L | Annual | Seasons Included | Seasons | Winter, Summer | Winter, Summer | Winter, Summer | Winter, Summer | Winter, Summer | Winter, Summer | Winter, Summer
CT Fac. Spec. - SO2 Rate Annual v3.1, Unit 1125 and retrofits | 224 | 1769 | Rate Constraint in lbs/MMBtu | FALSE | L | Annual | Standard | lb/MMBtu | 0.33 | 0.33 | 0.33 | 0.33 | 0.33 | 0.33 | 0.33
CT Fac. Spec. - SO2 Rate Annual v3.1, Unit 1125 and retrofits | 224 | 1769 | Rate Constraint in lbs/MMBtu | FALSE | L | Annual | Emissions at Affected Plants SO2 | MTons | 0 | 0 | 0 | 0 | 0 | 0 | 0
CT Fac. Spec. - SO2 Rate Annual v3.1, Unit 1125 and retrofits | 224 | 1769 | Rate Constraint in lbs/MMBtu | FALSE | L | Annual | Allowances Purchased SO2 | MTons | 0 | 0 | 0 | 0 | 0 | 0 | 0
CT Fac. Spec. - SO2 Rate Annual v3.1, Unit 1125 and retrofits | 224 | 1769 | Rate Constraint in lbs/MMBtu | FALSE | L | Annual | Allowances Sold SO2 | MTons | 0 | 0 | 0 | 0 | 0 | 0 | 0
CT Fac. Spec. - SO2 Rate Annual v3.1, Unit 1125 and retrofits | 224 | 1769 | Rate Constraint in lbs/MMBtu | FALSE | L | Annual | Allowances Banked | MTons | 0 | 0 | 0 | 0 | 0 | 0 | 0
CT Fac. Spec. - SO2 Rate Annual v3.1, Unit 1125 and retrofits | 224 | 1769 | Rate Constraint in lbs/MMBtu | FALSE | L | Annual | Allowances Withdrawn (1:1) | MTons | 0 | 0 | 0 | 0 | 0 | 0 | 0
CT Fac. Spec. - SO2 Rate Annual v3.1, Unit 1125 and retrofits | 224 | 1769 | Rate Constraint in lbs/MMBtu | FALSE | L | Annual | Allowances Withdrawn (n:1) | MTons | 0 | 0 | 0 | 0 | 0 | 0 | 0
CT Fac. Spec. - SO2 Rate Annual v3.1, Unit 1125 and retrofits | 224 | 1769 | Rate Constraint in lbs/MMBtu | FALSE | L | Annual | Net Emissions Allowance Position | MTons | 0 | 0 | 0 | 0 | 0 | 0 | 0
CT Fac. Spec. - SO2 Rate Annual v3.1, Unit 1125 and retrofits | 224 | 1769 | Rate Constraint in lbs/MMBtu | FALSE | L | Annual | Fuel Consumed | TBtu | 0 | 0 | 0 | 0 | 0 | 0 | 0
CT Fac. Spec. - SO2 Rate Annual v3.1, Unit 1125 and retrofits | 224 | 1769 | Rate Constraint in lbs/MMBtu | FALSE | L | Annual | Rate | lb/MMBtu | 0 | 0 | 0 | 0 | 0 | 0 | 0
CT Fac. Spec. - SO2 Rate Annual v3.1, Unit 1125 and retrofits | 224 | 1769 | Rate Constraint in lbs/MMBtu | FALSE | L | Annual | Generation | TWh | 0 | 0 | 0 | 0 | 0 | 0 | 0
CT Fac. Spec. - SO2 Rate Annual v3.1, Unit 1125 and retrofits | 224 | 1769 | Rate Constraint in lbs/MMBtu | FALSE | L | Annual | Qualifying Generation | TWh | 0 | 0 | 0 | 0 | 0 | 0 | 0
CT Fac. Spec. - SO2 Rate Annual v3.1, Unit 1125 and retrofits | 224 | 1769 | Rate Constraint in lbs/MMBtu | FALSE | L | Annual | Rate | lb/MWh | 0 | 0 | 0 | 0 | 0 | 0 | 0
CT Fac. Spec. - SO2 Rate Annual v3.1, Unit 1125 and retrofits | 224 | 1769 | Rate Constraint in lbs/MMBtu | FALSE | L | Annual | Constraint Shadow Price | US$/Ton | 0 | 0 | 0 | 0 | 0 | 0 | 0
CT Fac. Spec. - SO2 Rate Annual v3.1, Unit 1142 and retrofits | 225 | 1769 | Rate Constraint in lbs/MMBtu | FALSE | L | Annual | Seasons Included | Seasons | Winter, Summer | Winter, Summer | Winter, Summer | Winter, Summer | Winter, Summer | Winter, Summer | Winter, Summer
CT Fac. Spec. - SO2 Rate Annual v3.1, Unit 1142 and retrofits | 225 | 1769 | Rate Constraint in lbs/MMBtu | FALSE | L | Annual | Standard | lb/MMBtu | 0.33 | 0.33 | 0.33 | 0.33 | 0.33 | 0.33 | 0.33
CT Fac. Spec. - SO2 Rate Annual v3.1, Unit 1142 and retrofits | 225 | 1769 | Rate Constraint in lbs/MMBtu | FALSE | L | Annual | Emissions at Affected Plants SO2 | MTons | 0 | 0 | 0 | 0 | 0 | 0 | 0
CT Fac. Spec. - SO2 Rate Annual v3.1, Unit 1142 and retrofits | 225 | 1769 | Rate Constraint in lbs/MMBtu | FALSE | L | Annual | Allowances Purchased SO2 | MTons | 0 | 0 | 0 | 0 | 0 | 0 | 0
CT Fac. Spec. - SO2 Rate Annual v3.1, Unit 1142 and retrofits | 225 | 1769 | Rate Constraint in lbs/MMBtu | FALSE | L | Annual | Allowances Sold SO2 | MTons | 0 | 0 | 0 | 0 | 0 | 0 | 0
CT Fac. Spec. - SO2 Rate Annual v3.1, Unit 1142 and retrofits | 225 | 1769 | Rate Constraint in lbs/MMBtu | FALSE | L | Annual | Allowances Banked | MTons | 0 | 0 | 0 | 0 | 0 | 0 | 0
CT Fac. Spec. - SO2 Rate Annual v3.1, Unit 1142 and retrofits | 225 | 1769 | Rate Constraint in lbs/MMBtu | FALSE | L | Annual | Allowances Withdrawn (1:1) | MTons | 0 | 0 | 0 | 0 | 0 | 0 | 0
CT Fac. Spec. - SO2 Rate Annual v3.1, Unit 1142 and retrofits | 225 | 1769 | Rate Constraint in lbs/MMBtu | FALSE | L | Annual | Allowances Withdrawn (n:1) | MTons | 0 | 0 | 0 | 0 | 0 | 0 | 0
CT Fac. Spec. - SO2 Rate Annual v3.1, Unit 1142 and retrofits | 225 | 1769 | Rate Constraint in lbs/MMBtu | FALSE | L | Annual | Net Emissions Allowance Position | MTons | 0 | 0 | 0 | 0 | 0 | 0 | 0
CT Fac. Spec. - SO2 Rate Annual v3.1, Unit 1142 and retrofits | 225 | 1769 | Rate Constraint in lbs/MMBtu | FALSE | L | Annual | Fuel Consumed | TBtu | 0.013225 | 0.013225 | 0.067226 | 0.013225 | 0.067226 | 0.067226 | 0
CT Fac. Spec. - SO2 Rate Annual v3.1, Unit 1142 and retrofits | 225 | 1769 | Rate Constraint in lbs/MMBtu | FALSE | L | Annual | Rate | lb/MMBtu | 0 | 0 | 0 | 0 | 0 | 0 | 0
CT Fac. Spec. - SO2 Rate Annual v3.1, Unit 1142 and retrofits | 225 | 1769 | Rate Constraint in lbs/MMBtu | FALSE | L | Annual | Generation | TWh | 0.0012308 | 0.0012308 | 0.0062565 | 0.0012308 | 0.0062565 | 0.0062565 | 0
CT Fac. Spec. - SO2 Rate Annual v3.1, Unit 1142 and retrofits | 225 | 1769 | Rate Constraint in lbs/MMBtu | FALSE | L | Annual | Qualifying Generation | TWh | 0.0012308 | 0.0012308 | 0.0062565 | 0.0012308 | 0.0062565 | 0.0062565 | 0
CT Fac. Spec. - SO2 Rate Annual v3.1, Unit 1142 and retrofits | 225 | 1769 | Rate Constraint in lbs/MMBtu | FALSE | L | Annual | Rate | lb/MWh | 0 | 0 | 0 | 0 | 0 | 0 | 0
CT Fac. Spec. - SO2 Rate Annual v3.1, Unit 1142 and retrofits | 225 | 1769 | Rate Constraint in lbs/MMBtu | FALSE | L | Annual | Constraint Shadow Price | US$/Ton | 0 | 0 | 0 | 0 | 0 | 0 | 0
CT Fac. Spec. - SO2 Rate Annual v3.1, Unit 1143 and retrofits | 226 | 1769 | Rate Constraint in lbs/MMBtu | FALSE | L | Annual | Seasons Included | Seasons | Winter, Summer | Winter, Summer | Winter, Summer | Winter, Summer | Winter, Summer | Winter, Summer | Winter, Summer
CT Fac. Spec. - SO2 Rate Annual v3.1, Unit 1143 and retrofits | 226 | 1769 | Rate Constraint in lbs/MMBtu | FALSE | L | Annual | Standard | lb/MMBtu | 0.33 | 0.33 | 0.33 | 0.33 | 0.33 | 0.33 | 0.33
CT Fac. Spec. - SO2 Rate Annual v3.1, Unit 1143 and retrofits | 226 | 1769 | Rate Constraint in lbs/MMBtu | FALSE | L | Annual | Emissions at Affected Plants SO2 | MTons | 0 | 0 | 0 | 0 | 0 | 0 | 0
CT Fac. Spec. - SO2 Rate Annual v3.1, Unit 1143 and retrofits | 226 | 1769 | Rate Constraint in lbs/MMBtu | FALSE | L | Annual | Allowances Purchased SO2 | MTons | 0 | 0 | 0 | 0 | 0 | 0 | 0
CT Fac. Spec. - SO2 Rate Annual v3.1, Unit 1143 and retrofits | 226 | 1769 | Rate Constraint in lbs/MMBtu | FALSE | L | Annual | Allowances Sold SO2 | MTons | 0 | 0 | 0 | 0 | 0 | 0 | 0
CT Fac. Spec. - SO2 Rate Annual v3.1, Unit 1143 and retrofits | 226 | 1769 | Rate Constraint in lbs/MMBtu | FALSE | L | Annual | Allowances Banked | MTons | 0 | 0 | 0 | 0 | 0 | 0 | 0
CT Fac. Spec. - SO2 Rate Annual v3.1, Unit 1143 and retrofits | 226 | 1769 | Rate Constraint in lbs/MMBtu | FALSE | L | Annual | Allowances Withdrawn (1:1) | MTons | 0 | 0 | 0 | 0 | 0 | 0 | 0
CT Fac. Spec. - SO2 Rate Annual v3.1, Unit 1143 and retrofits | 226 | 1769 | Rate Constraint in lbs/MMBtu | FALSE | L | Annual | Allowances Withdrawn (n:1) | MTons | 0 | 0 | 0 | 0 | 0 | 0 | 0
CT Fac. Spec. - SO2 Rate Annual v3.1, Unit 1143 and retrofits | 226 | 1769 | Rate Constraint in lbs/MMBtu | FALSE | L | Annual | Net Emissions Allowance Position | MTons | 0 | 0 | 0 | 0 | 0 | 0 | 0
CT Fac. Spec. - SO2 Rate Annual v3.1, Unit 1143 and retrofits | 226 | 1769 | Rate Constraint in lbs/MMBtu | FALSE | L | Annual | Fuel Consumed | TBtu | 0.013225 | 0.013225 | 0.067226 | 0.013225 | 0.067226 | 0.067226 | 0
CT Fac. Spec. - SO2 Rate Annual v3.1, Unit 1143 and retrofits | 226 | 1769 | Rate Constraint in lbs/MMBtu | FALSE | L | Annual | Rate | lb/MMBtu | 0 | 0 | 0 | 0 | 0 | 0 | 0
CT Fac. Spec. - SO2 Rate Annual v3.1, Unit 1143 and retrofits | 226 | 1769 | Rate Constraint in lbs/MMBtu | FALSE | L | Annual | Generation | TWh | 0.0012308 | 0.0012308 | 0.0062565 | 0.0012308 | 0.0062565 | 0.0062565 | 0
CT Fac. Spec. - SO2 Rate Annual v3.1, Unit 1143 and retrofits | 226 | 1769 | Rate Constraint in lbs/MMBtu | FALSE | L | Annual | Qualifying Generation | TWh | 0.0012308 | 0.0012308 | 0.0062565 | 0.0012308 | 0.0062565 | 0.0062565 | 0
CT Fac. Spec. - SO2 Rate Annual v3.1, Unit 1143 and retrofits | 226 | 1769 | Rate Constraint in lbs/MMBtu | FALSE | L | Annual | Rate | lb/MWh | 0 | 0 | 0 | 0 | 0 | 0 | 0
CT Fac. Spec. - SO2 Rate Annual v3.1, Unit 1143 and retrofits | 226 | 1769 | Rate Constraint in lbs/MMBtu | FALSE | L | Annual | Constraint Shadow Price | US$/Ton | 0 | 0 | 0 | 0 | 0 | 0 | 0
CT Fac. Spec. - SO2 Rate Annual v3.1, Unit 1144 and retrofits | 227 | 1769 | Rate Constraint in lbs/MMBtu | FALSE | L | Annual | Seasons Included | Seasons | Winter, Summer | Winter, Summer | Winter, Summer | Winter, Summer | Winter, Summer | Winter, Summer | Winter, Summer
CT Fac. Spec. - SO2 Rate Annual v3.1, Unit 1144 and retrofits | 227 | 1769 | Rate Constraint in lbs/MMBtu | FALSE | L | Annual | Standard | lb/MMBtu | 0.33 | 0.33 | 0.33 | 0.33 | 0.33 | 0.33 | 0.33
CT Fac. Spec. - SO2 Rate Annual v3.1, Unit 1144 and retrofits | 227 | 1769 | Rate Constraint in lbs/MMBtu | FALSE | L | Annual | Emissions at Affected Plants SO2 | MTons | 0 | 0 | 0 | 0 | 0 | 0 | 0
CT Fac. Spec. - SO2 Rate Annual v3.1, Unit 1144 and retrofits | 227 | 1769 | Rate Constraint in lbs/MMBtu | FALSE | L | Annual | Allowances Purchased SO2 | MTons | 0 | 0 | 0 | 0 | 0 | 0 | 0
CT Fac. Spec. - SO2 Rate Annual v3.1, Unit 1144 and retrofits | 227 | 1769 | Rate Constraint in lbs/MMBtu | FALSE | L | Annual | Allowances Sold SO2 | MTons | 0 | 0 | 0 | 0 | 0 | 0 | 0
CT Fac. Spec. - SO2 Rate Annual v3.1, Unit 1144 and retrofits | 227 | 1769 | Rate Constraint in lbs/MMBtu | FALSE | L | Annual | Allowances Banked | MTons | 0 | 0 | 0 | 0 | 0 | 0 | 0
CT Fac. Spec. - SO2 Rate Annual v3.1, Unit 1144 and retrofits | 227 | 1769 | Rate Constraint in lbs/MMBtu | FALSE | L | Annual | Allowances Withdrawn (1:1) | MTons | 0 | 0 | 0 | 0 | 0 | 0 | 0
CT Fac. Spec. - SO2 Rate Annual v3.1, Unit 1144 and retrofits | 227 | 1769 | Rate Constraint in lbs/MMBtu | FALSE | L | Annual | Allowances Withdrawn (n:1) | MTons | 0 | 0 | 0 | 0 | 0 | 0 | 0
CT Fac. Spec. - SO2 Rate Annual v3.1, Unit 1144 and retrofits | 227 | 1769 | Rate Constraint in lbs/MMBtu | FALSE | L | Annual | Net Emissions Allowance Position | MTons | 0 | 0 | 0 | 0 | 0 | 0 | 0
CT Fac. Spec. - SO2 Rate Annual v3.1, Unit 1144 and retrofits | 227 | 1769 | Rate Constraint in lbs/MMBtu | FALSE | L | Annual | Fuel Consumed | TBtu | 0.039675 | 0.039675 | 0.15265 | 0.039675 | 0.20168 | 0.20168 | 0
CT Fac. Spec. - SO2 Rate Annual v3.1, Unit 1144 and retrofits | 227 | 1769 | Rate Constraint in lbs/MMBtu | FALSE | L | Annual | Rate | lb/MMBtu | 0 | 0 | 0 | 0 | 0 | 0 | 0
CT Fac. Spec. - SO2 Rate Annual v3.1, Unit 1144 and retrofits | 227 | 1769 | Rate Constraint in lbs/MMBtu | FALSE | L | Annual | Generation | TWh | 0.0036924 | 0.0036924 | 0.014207 | 0.0036924 | 0.01877 | 0.01877 | 0
CT Fac. Spec. - SO2 Rate Annual v3.1, Unit 1144 and retrofits | 227 | 1769 | Rate Constraint in lbs/MMBtu | FALSE | L | Annual | Qualifying Generation | TWh | 0.0036924 | 0.0036924 | 0.014207 | 0.0036924 | 0.01877 | 0.01877 | 0
CT Fac. Spec. - SO2 Rate Annual v3.1, Unit 1144 and retrofits | 227 | 1769 | Rate Constraint in lbs/MMBtu | FALSE | L | Annual | Rate | lb/MWh | 0 | 0 | 0 | 0 | 0 | 0 | 0
CT Fac. Spec. - SO2 Rate Annual v3.1, Unit 1144 and retrofits | 227 | 1769 | Rate Constraint in lbs/MMBtu | FALSE | L | Annual | Constraint Shadow Price | US$/Ton | 0 | 0 | 0 | 0 | 0 | 0 | 0
CT Fac. Spec. - SO2 Rate Annual v3.1, Unit 1149 and retrofits | 228 | 1769 | Rate Constraint in lbs/MMBtu | FALSE | L | Annual | Seasons Included | Seasons | Winter, Summer | Winter, Summer | Winter, Summer | Winter, Summer | Winter, Summer | Winter, Summer | Winter, Summer
CT Fac. Spec. - SO2 Rate Annual v3.1, Unit 1149 and retrofits | 228 | 1769 | Rate Constraint in lbs/MMBtu | FALSE | L | Annual | Standard | lb/MMBtu | 0.33 | 0.33 | 0.33 | 0.33 | 0.33 | 0.33 | 0.33
CT Fac. Spec. - SO2 Rate Annual v3.1, Unit 1149 and retrofits | 228 | 1769 | Rate Constraint in lbs/MMBtu | FALSE | L | Annual | Emissions at Affected Plants SO2 | MTons | 0 | 0 | 0 | 0 | 0 | 0 | 0
CT Fac. Spec. - SO2 Rate Annual v3.1, Unit 1149 and retrofits | 228 | 1769 | Rate Constraint in lbs/MMBtu | FALSE | L | Annual | Allowances Purchased SO2 | MTons | 0 | 0 | 0 | 0 | 0 | 0 | 0
CT Fac. Spec. - SO2 Rate Annual v3.1, Unit 1149 and retrofits | 228 | 1769 | Rate Constraint in lbs/MMBtu | FALSE | L | Annual | Allowances Sold SO2 | MTons | 0 | 0 | 0 | 0 | 0 | 0 | 0
CT Fac. Spec. - SO2 Rate Annual v3.1, Unit 1149 and retrofits | 228 | 1769 | Rate Constraint in lbs/MMBtu | FALSE | L | Annual | Allowances Banked | MTons | 0 | 0 | 0 | 0 | 0 | 0 | 0
CT Fac. Spec. - SO2 Rate Annual v3.1, Unit 1149 and retrofits | 228 | 1769 | Rate Constraint in lbs/MMBtu | FALSE | L | Annual | Allowances Withdrawn (1:1) | MTons | 0 | 0 | 0 | 0 | 0 | 0 | 0
CT Fac. Spec. - SO2 Rate Annual v3.1, Unit 1149 and retrofits | 228 | 1769 | Rate Constraint in lbs/MMBtu | FALSE | L | Annual | Allowances Withdrawn (n:1) | MTons | 0 | 0 | 0 | 0 | 0 | 0 | 0
CT Fac. Spec. - SO2 Rate Annual v3.1, Unit 1149 and retrofits | 228 | 1769 | Rate Constraint in lbs/MMBtu | FALSE | L | Annual | Net Emissions Allowance Position | MTons | 0 | 0 | 0 | 0 | 0 | 0 | 0
CT Fac. Spec. - SO2 Rate Annual v3.1, Unit 1149 and retrofits | 228 | 1769 | Rate Constraint in lbs/MMBtu | FALSE | L | Annual | Fuel Consumed | TBtu | 0.034029 | 0.034029 | 0.17298 | 0.034029 | 0.17298 | 0.17298 | 0
CT Fac. Spec. - SO2 Rate Annual v3.1, Unit 1149 and retrofits | 228 | 1769 | Rate Constraint in lbs/MMBtu | FALSE | L | Annual | Rate | lb/MMBtu | 0 | 0 | 0 | 0 | 0 | 0 | 0
CT Fac. Spec. - SO2 Rate Annual v3.1, Unit 1149 and retrofits | 228 | 1769 | Rate Constraint in lbs/MMBtu | FALSE | L | Annual | Generation | TWh | 0.0031669 | 0.0031669 | 0.016099 | 0.0031669 | 0.016099 | 0.016099 | 0
CT Fac. Spec. - SO2 Rate Annual v3.1, Unit 1149 and retrofits | 228 | 1769 | Rate Constraint in lbs/MMBtu | FALSE | L | Annual | Qualifying Generation | TWh | 0.0031669 | 0.0031669 | 0.016099 | 0.0031669 | 0.016099 | 0.016099 | 0
CT Fac. Spec. - SO2 Rate Annual v3.1, Unit 1149 and retrofits | 228 | 1769 | Rate Constraint in lbs/MMBtu | FALSE | L | Annual | Rate | lb/MWh | 0 | 0 | 0 | 0 | 0 | 0 | 0
CT Fac. Spec. - SO2 Rate Annual v3.1, Unit 1149 and retrofits | 228 | 1769 | Rate Constraint in lbs/MMBtu | FALSE | L | Annual | Constraint Shadow Price | US$/Ton | 0 | 0 | 0 | 0 | 0 | 0 | 0
CT Fac. Spec. - SO2 Rate Annual v3.1, Unit 1150 and retrofits | 229 | 1769 | Rate Constraint in lbs/MMBtu | FALSE | L | Annual | Seasons Included | Seasons | Winter, Summer | Winter, Summer | Winter, Summer | Winter, Summer | Winter, Summer | Winter, Summer | Winter, Summer
CT Fac. Spec. - SO2 Rate Annual v3.1, Unit 1150 and retrofits | 229 | 1769 | Rate Constraint in lbs/MMBtu | FALSE | L | Annual | Standard | lb/MMBtu | 0.33 | 0.33 | 0.33 | 0.33 | 0.33 | 0.33 | 0.33
CT Fac. Spec. - SO2 Rate Annual v3.1, Unit 1150 and retrofits | 229 | 1769 | Rate Constraint in lbs/MMBtu | FALSE | L | Annual | Emissions at Affected Plants SO2 | MTons | 0 | 0 | 0 | 0 | 0 | 0 | 0
CT Fac. Spec. - SO2 Rate Annual v3.1, Unit 1150 and retrofits | 229 | 1769 | Rate Constraint in lbs/MMBtu | FALSE | L | Annual | Allowances Purchased SO2 | MTons | 0 | 0 | 0 | 0 | 0 | 0 | 0
CT Fac. Spec. - SO2 Rate Annual v3.1, Unit 1150 and retrofits | 229 | 1769 | Rate Constraint in lbs/MMBtu | FALSE | L | Annual | Allowances Sold SO2 | MTons | 0 | 0 | 0 | 0 | 0 | 0 | 0
CT Fac. Spec. - SO2 Rate Annual v3.1, Unit 1150 and retrofits | 229 | 1769 | Rate Constraint in lbs/MMBtu | FALSE | L | Annual | Allowances Banked | MTons | 0 | 0 | 0 | 0 | 0 | 0 | 0
CT Fac. Spec. - SO2 Rate Annual v3.1, Unit 1150 and retrofits | 229 | 1769 | Rate Constraint in lbs/MMBtu | FALSE | L | Annual | Allowances Withdrawn (1:1) | MTons | 0 | 0 | 0 | 0 | 0 | 0 | 0
CT Fac. Spec. - SO2 Rate Annual v3.1, Unit 1150 and retrofits | 229 | 1769 | Rate Constraint in lbs/MMBtu | FALSE | L | Annual | Allowances Withdrawn (n:1) | MTons | 0 | 0 | 0 | 0 | 0 | 0 | 0
CT Fac. Spec. - SO2 Rate Annual v3.1, Unit 1150 and retrofits | 229 | 1769 | Rate Constraint in lbs/MMBtu | FALSE | L | Annual | Net Emissions Allowance Position | MTons | 0 | 0 | 0 | 0 | 0 | 0 | 0
CT Fac. Spec. - SO2 Rate Annual v3.1, Unit 1150 and retrofits | 229 | 1769 | Rate Constraint in lbs/MMBtu | FALSE | L | Annual | Fuel Consumed | TBtu | 0.030312 | 0.030312 | 0.030312 | 0.030312 | 0.030312 | 0 | 0
CT Fac. Spec. - SO2 Rate Annual v3.1, Unit 1150 and retrofits | 229 | 1769 | Rate Constraint in lbs/MMBtu | FALSE | L | Annual | Rate | lb/MMBtu | 0 | 0 | 0 | 0 | 0 | 0 | 0
CT Fac. Spec. - SO2 Rate Annual v3.1, Unit 1150 and retrofits | 229 | 1769 | Rate Constraint in lbs/MMBtu | FALSE | L | Annual | Generation | TWh | 0.0023669 | 0.0023669 | 0.0023669 | 0.0023669 | 0.0023669 | 0 | 0
CT Fac. Spec. - SO2 Rate Annual v3.1, Unit 1150 and retrofits | 229 | 1769 | Rate Constraint in lbs/MMBtu | FALSE | L | Annual | Qualifying Generation | TWh | 0.0023669 | 0.0023669 | 0.0023669 | 0.0023669 | 0.0023669 | 0 | 0
CT Fac. Spec. - SO2 Rate Annual v3.1, Unit 1150 and retrofits | 229 | 1769 | Rate Constraint in lbs/MMBtu | FALSE | L | Annual | Rate | lb/MWh | 0 | 0 | 0 | 0 | 0 | 0 | 0
CT Fac. Spec. - SO2 Rate Annual v3.1, Unit 1150 and retrofits | 229 | 1769 | Rate Constraint in lbs/MMBtu | FALSE | L | Annual | Constraint Shadow Price | US$/Ton | 0 | 0 | 0 | 0 | 0 | 0 | 0
CT Fac. Spec. - SO2 Rate Annual v3.1, Unit 1151 and retrofits | 230 | 1769 | Rate Constraint in lbs/MMBtu | FALSE | L | Annual | Seasons Included | Seasons | Winter, Summer | Winter, Summer | Winter, Summer | Winter, Summer | Winter, Summer | Winter, Summer | Winter, Summer
CT Fac. Spec. - SO2 Rate Annual v3.1, Unit 1151 and retrofits | 230 | 1769 | Rate Constraint in lbs/MMBtu | FALSE | L | Annual | Standard | lb/MMBtu | 0.33 | 0.33 | 0.33 | 0.33 | 0.33 | 0.33 | 0.33
CT Fac. Spec. - SO2 Rate Annual v3.1, Unit 1151 and retrofits | 230 | 1769 | Rate Constraint in lbs/MMBtu | FALSE | L | Annual | Emissions at Affected Plants SO2 | MTons | 0 | 0 | 0 | 0 | 0 | 0 | 0
CT Fac. Spec. - SO2 Rate Annual v3.1, Unit 1151 and retrofits | 230 | 1769 | Rate Constraint in lbs/MMBtu | FALSE | L | Annual | Allowances Purchased SO2 | MTons | 0 | 0 | 0 | 0 | 0 | 0 | 0
CT Fac. Spec. - SO2 Rate Annual v3.1, Unit 1151 and retrofits | 230 | 1769 | Rate Constraint in lbs/MMBtu | FALSE | L | Annual | Allowances Sold SO2 | MTons | 0 | 0 | 0 | 0 | 0 | 0 | 0
CT Fac. Spec. - SO2 Rate Annual v3.1, Unit 1151 and retrofits | 230 | 1769 | Rate Constraint in lbs/MMBtu | FALSE | L | Annual | Allowances Banked | MTons | 0 | 0 | 0 | 0 | 0 | 0 | 0
CT Fac. Spec. - SO2 Rate Annual v3.1, Unit 1151 and retrofits | 230 | 1769 | Rate Constraint in lbs/MMBtu | FALSE | L | Annual | Allowances Withdrawn (1:1) | MTons | 0 | 0 | 0 | 0 | 0 | 0 | 0
CT Fac. Spec. - SO2 Rate Annual v3.1, Unit 1151 and retrofits | 230 | 1769 | Rate Constraint in lbs/MMBtu | FALSE | L | Annual | Allowances Withdrawn (n:1) | MTons | 0 | 0 | 0 | 0 | 0 | 0 | 0
CT Fac. Spec. - SO2 Rate Annual v3.1, Unit 1151 and retrofits | 230 | 1769 | Rate Constraint in lbs/MMBtu | FALSE | L | Annual | Net Emissions Allowance Position | MTons | 0 | 0 | 0 | 0 | 0 | 0 | 0
CT Fac. Spec. - SO2 Rate Annual v3.1, Unit 1151 and retrofits | 230 | 1769 | Rate Constraint in lbs/MMBtu | FALSE | L | Annual | Fuel Consumed | TBtu | 0.25475 | 0.050115 | 0.25475 | 0.25475 | 0.25475 | 0.25475 | 0.25475
CT Fac. Spec. - SO2 Rate Annual v3.1, Unit 1151 and retrofits | 230 | 1769 | Rate Constraint in lbs/MMBtu | FALSE | L | Annual | Rate | lb/MMBtu | 0 | 0 | 0 | 0 | 0 | 0 | 0
CT Fac. Spec. - SO2 Rate Annual v3.1, Unit 1151 and retrofits | 230 | 1769 | Rate Constraint in lbs/MMBtu | FALSE | L | Annual | Generation | TWh | 0.023709 | 0.004664 | 0.023709 | 0.023709 | 0.023709 | 0.023709 | 0.023709
CT Fac. Spec. - SO2 Rate Annual v3.1, Unit 1151 and retrofits | 230 | 1769 | Rate Constraint in lbs/MMBtu | FALSE | L | Annual | Qualifying Generation | TWh | 0.023709 | 0.004664 | 0.023709 | 0.023709 | 0.023709 | 0.023709 | 0.023709
CT Fac. Spec. - SO2 Rate Annual v3.1, Unit 1151 and retrofits | 230 | 1769 | Rate Constraint in lbs/MMBtu | FALSE | L | Annual | Rate | lb/MWh | 0 | 0 | 0 | 0 | 0 | 0 | 0
CT Fac. Spec. - SO2 Rate Annual v3.1, Unit 1151 and retrofits | 230 | 1769 | Rate Constraint in lbs/MMBtu | FALSE | L | Annual | Constraint Shadow Price | US$/Ton | 0 | 0 | 0 | 0 | 0 | 0 | 0
CT Fac. Spec. - SO2 Rate Annual v3.1, Unit 1152 and retrofits | 231 | 1769 | Rate Constraint in lbs/MMBtu | FALSE | L | Annual | Seasons Included | Seasons | Winter, Summer | Winter, Summer | Winter, Summer | Winter, Summer | Winter, Summer | Winter, Summer | Winter, Summer
CT Fac. Spec. - SO2 Rate Annual v3.1, Unit 1152 and retrofits | 231 | 1769 | Rate Constraint in lbs/MMBtu | FALSE | L | Annual | Standard | lb/MMBtu | 0.33 | 0.33 | 0.33 | 0.33 | 0.33 | 0.33 | 0.33
CT Fac. Spec. - SO2 Rate Annual v3.1, Unit 1152 and retrofits | 231 | 1769 | Rate Constraint in lbs/MMBtu | FALSE | L | Annual | Emissions at Affected Plants SO2 | MTons | 0 | 0 | 0 | 0 | 0 | 0 | 0
CT Fac. Spec. - SO2 Rate Annual v3.1, Unit 1152 and retrofits | 231 | 1769 | Rate Constraint in lbs/MMBtu | FALSE | L | Annual | Allowances Purchased SO2 | MTons | 0 | 0 | 0 | 0 | 0 | 0 | 0
CT Fac. Spec. - SO2 Rate Annual v3.1, Unit 1152 and retrofits | 231 | 1769 | Rate Constraint in lbs/MMBtu | FALSE | L | Annual | Allowances Sold SO2 | MTons | 0 | 0 | 0 | 0 | 0 | 0 | 0
CT Fac. Spec. - SO2 Rate Annual v3.1, Unit 1152 and retrofits | 231 | 1769 | Rate Constraint in lbs/MMBtu | FALSE | L | Annual | Allowances Banked | MTons | 0 | 0 | 0 | 0 | 0 | 0 | 0
CT Fac. Spec. - SO2 Rate Annual v3.1, Unit 1152 and retrofits | 231 | 1769 | Rate Constraint in lbs/MMBtu | FALSE | L | Annual | Allowances Withdrawn (1:1) | MTons | 0 | 0 | 0 | 0 | 0 | 0 | 0
CT Fac. Spec. - SO2 Rate Annual v3.1, Unit 1152 and retrofits | 231 | 1769 | Rate Constraint in lbs/MMBtu | FALSE | L | Annual | Allowances Withdrawn (n:1) | MTons | 0 | 0 | 0 | 0 | 0 | 0 | 0
CT Fac. Spec. - SO2 Rate Annual v3.1, Unit 1152 and retrofits | 231 | 1769 | Rate Constraint in lbs/MMBtu | FALSE | L | Annual | Net Emissions Allowance Position | MTons | 0 | 0 | 0 | 0 | 0 | 0 | 0
CT Fac. Spec. - SO2 Rate Annual v3.1, Unit 1152 and retrofits | 231 | 1769 | Rate Constraint in lbs/MMBtu | FALSE | L | Annual | Fuel Consumed | TBtu | 0.084917 | 0.016705 | 0.084917 | 0.084917 | 0.084917 | 0.084917 | 0.084917
CT Fac. Spec. - SO2 Rate Annual v3.1, Unit 1152 and retrofits | 231 | 1769 | Rate Constraint in lbs/MMBtu | FALSE | L | Annual | Rate | lb/MMBtu | 0 | 0 | 0 | 0 | 0 | 0 | 0
CT Fac. Spec. - SO2 Rate Annual v3.1, Unit 1152 and retrofits | 231 | 1769 | Rate Constraint in lbs/MMBtu | FALSE | L | Annual | Generation | TWh | 0.007903 | 0.0015547 | 0.007903 | 0.007903 | 0.007903 | 0.007903 | 0.007903
CT Fac. Spec. - SO2 Rate Annual v3.1, Unit 1152 and retrofits | 231 | 1769 | Rate Constraint in lbs/MMBtu | FALSE | L | Annual | Qualifying Generation | TWh | 0.007903 | 0.0015547 | 0.007903 | 0.007903 | 0.007903 | 0.007903 | 0.007903
CT Fac. Spec. - SO2 Rate Annual v3.1, Unit 1152 and retrofits | 231 | 1769 | Rate Constraint in lbs/MMBtu | FALSE | L | Annual | Rate | lb/MWh | 0 | 0 | 0 | 0 | 0 | 0 | 0
CT Fac. Spec. - SO2 Rate Annual v3.1, Unit 1152 and retrofits | 231 | 1769 | Rate Constraint in lbs/MMBtu | FALSE | L | Annual | Constraint Shadow Price | US$/Ton | 0 | 0 | 0 | 0 | 0 | 0 | 0
CT Fac. Spec. - SO2 Rate Annual v3.1, Unit 1153 and retrofits | 232 | 1769 | Rate Constraint in lbs/MMBtu | FALSE | L | Annual | Seasons Included | Seasons | Winter, Summer | Winter, Summer | Winter, Summer | Winter, Summer | Winter, Summer | Winter, Summer | Winter, Summer
CT Fac. Spec. - SO2 Rate Annual v3.1, Unit 1153 and retrofits | 232 | 1769 | Rate Constraint in lbs/MMBtu | FALSE | L | Annual | Standard | lb/MMBtu | 0.33 | 0.33 | 0.33 | 0.33 | 0.33 | 0.33 | 0.33
CT Fac. Spec. - SO2 Rate Annual v3.1, Unit 1153 and retrofits | 232 | 1769 | Rate Constraint in lbs/MMBtu | FALSE | L | Annual | Emissions at Affected Plants SO2 | MTons | 0 | 0 | 0 | 0 | 0 | 0 | 0
CT Fac. Spec. - SO2 Rate Annual v3.1, Unit 1153 and retrofits | 232 | 1769 | Rate Constraint in lbs/MMBtu | FALSE | L | Annual | Allowances Purchased SO2 | MTons | 0 | 0 | 0 | 0 | 0 | 0 | 0
CT Fac. Spec. - SO2 Rate Annual v3.1, Unit 1153 and retrofits | 232 | 1769 | Rate Constraint in lbs/MMBtu | FALSE | L | Annual | Allowances Sold SO2 | MTons | 0 | 0 | 0 | 0 | 0 | 0 | 0
CT Fac. Spec. - SO2 Rate Annual v3.1, Unit 1153 and retrofits | 232 | 1769 | Rate Constraint in lbs/MMBtu | FALSE | L | Annual | Allowances Banked | MTons | 0 | 0 | 0 | 0 | 0 | 0 | 0
CT Fac. Spec. - SO2 Rate Annual v3.1, Unit 1153 and retrofits | 232 | 1769 | Rate Constraint in lbs/MMBtu | FALSE | L | Annual | Allowances Withdrawn (1:1) | MTons | 0 | 0 | 0 | 0 | 0 | 0 | 0
CT Fac. Spec. - SO2 Rate Annual v3.1, Unit 1153 and retrofits | 232 | 1769 | Rate Constraint in lbs/MMBtu | FALSE | L | Annual | Allowances Withdrawn (n:1) | MTons | 0 | 0 | 0 | 0 | 0 | 0 | 0
CT Fac. Spec. - SO2 Rate Annual v3.1, Unit 1153 and retrofits | 232 | 1769 | Rate Constraint in lbs/MMBtu | FALSE | L | Annual | Net Emissions Allowance Position | MTons | 0 | 0 | 0 | 0 | 0 | 0 | 0
CT Fac. Spec. - SO2 Rate Annual v3.1, Unit 1153 and retrofits | 232 | 1769 | Rate Constraint in lbs/MMBtu | FALSE | L | Annual | Fuel Consumed | TBtu | 0.043511 | 0.043511 | 0.043511 | 0.043511 | 0.043511 | 0 | 0
CT Fac. Spec. - SO2 Rate Annual v3.1, Unit 1153 and retrofits | 232 | 1769 | Rate Constraint in lbs/MMBtu | FALSE | L | Annual | Rate | lb/MMBtu | 0 | 0 | 0 | 0 | 0 | 0 | 0
CT Fac. Spec. - SO2 Rate Annual v3.1, Unit 1153 and retrofits | 232 | 1769 | Rate Constraint in lbs/MMBtu | FALSE | L | Annual | Generation | TWh | 0.0031094 | 0.0031094 | 0.0031094 | 0.0031094 | 0.0031094 | 0 | 0
CT Fac. Spec. - SO2 Rate Annual v3.1, Unit 1153 and retrofits | 232 | 1769 | Rate Constraint in lbs/MMBtu | FALSE | L | Annual | Qualifying Generation | TWh | 0.0031094 | 0.0031094 | 0.0031094 | 0.0031094 | 0.0031094 | 0 | 0
CT Fac. Spec. - SO2 Rate Annual v3.1, Unit 1153 and retrofits | 232 | 1769 | Rate Constraint in lbs/MMBtu | FALSE | L | Annual | Rate | lb/MWh | 0 | 0 | 0 | 0 | 0 | 0 | 0
CT Fac. Spec. - SO2 Rate Annual v3.1, Unit 1153 and retrofits | 232 | 1769 | Rate Constraint in lbs/MMBtu | FALSE | L | Annual | Constraint Shadow Price | US$/Ton | 0 | 0 | 0 | 0 | 0 | 0 | 0
CT Fac. Spec. - SO2 Rate Annual v3.1, Unit 1154 and retrofits | 233 | 1769 | Rate Constraint in lbs/MMBtu | FALSE | L | Annual | Seasons Included | Seasons | Winter, Summer | Winter, Summer | Winter, Summer | Winter, Summer | Winter, Summer | Winter, Summer | Winter, Summer
CT Fac. Spec. - SO2 Rate Annual v3.1, Unit 1154 and retrofits | 233 | 1769 | Rate Constraint in lbs/MMBtu | FALSE | L | Annual | Standard | lb/MMBtu | 0.33 | 0.33 | 0.33 | 0.33 | 0.33 | 0.33 | 0.33
CT Fac. Spec. - SO2 Rate Annual v3.1, Unit 1154 and retrofits | 233 | 1769 | Rate Constraint in lbs/MMBtu | FALSE | L | Annual | Emissions at Affected Plants SO2 | MTons | 0 | 0 | 0 | 0 | 0 | 0 | 0
CT Fac. Spec. - SO2 Rate Annual v3.1, Unit 1154 and retrofits | 233 | 1769 | Rate Constraint in lbs/MMBtu | FALSE | L | Annual | Allowances Purchased SO2 | MTons | 0 | 0 | 0 | 0 | 0 | 0 | 0
CT Fac. Spec. - SO2 Rate Annual v3.1, Unit 1154 and retrofits | 233 | 1769 | Rate Constraint in lbs/MMBtu | FALSE | L | Annual | Allowances Sold SO2 | MTons | 0 | 0 | 0 | 0 | 0 | 0 | 0
CT Fac. Spec. - SO2 Rate Annual v3.1, Unit 1154 and retrofits | 233 | 1769 | Rate Constraint in lbs/MMBtu | FALSE | L | Annual | Allowances Banked | MTons | 0 | 0 | 0 | 0 | 0 | 0 | 0
CT Fac. Spec. - SO2 Rate Annual v3.1, Unit 1154 and retrofits | 233 | 1769 | Rate Constraint in lbs/MMBtu | FALSE | L | Annual | Allowances Withdrawn (1:1) | MTons | 0 | 0 | 0 | 0 | 0 | 0 | 0
CT Fac. Spec. - SO2 Rate Annual v3.1, Unit 1154 and retrofits | 233 | 1769 | Rate Constraint in lbs/MMBtu | FALSE | L | Annual | Allowances Withdrawn (n:1) | MTons | 0 | 0 | 0 | 0 | 0 | 0 | 0
CT Fac. Spec. - SO2 Rate Annual v3.1, Unit 1154 and retrofits | 233 | 1769 | Rate Constraint in lbs/MMBtu | FALSE | L | Annual | Net Emissions Allowance Position | MTons | 0 | 0 | 0 | 0 | 0 | 0 | 0
CT Fac. Spec. - SO2 Rate Annual v3.1, Unit 1154 and retrofits | 233 | 1769 | Rate Constraint in lbs/MMBtu | FALSE | L | Annual | Fuel Consumed | TBtu | 0.021106 | 0.021106 | 0.021106 | 0.021106 | 0.021106 | 0 | 0
CT Fac. Spec. - SO2 Rate Annual v3.1, Unit 1154 and retrofits | 233 | 1769 | Rate Constraint in lbs/MMBtu | FALSE | L | Annual | Rate | lb/MMBtu | 0 | 0 | 0 | 0 | 0 | 0 | 0
CT Fac. Spec. - SO2 Rate Annual v3.1, Unit 1154 and retrofits | 233 | 1769 | Rate Constraint in lbs/MMBtu | FALSE | L | Annual | Generation | TWh | 0.0015547 | 0.0015547 | 0.0015547 | 0.0015547 | 0.0015547 | 0 | 0
CT Fac. Spec. - SO2 Rate Annual v3.1, Unit 1154 and retrofits | 233 | 1769 | Rate Constraint in lbs/MMBtu | FALSE | L | Annual | Qualifying Generation | TWh | 0.0015547 | 0.0015547 | 0.0015547 | 0.0015547 | 0.0015547 | 0 | 0
CT Fac. Spec. - SO2 Rate Annual v3.1, Unit 1154 and retrofits | 233 | 1769 | Rate Constraint in lbs/MMBtu | FALSE | L | Annual | Rate | lb/MWh | 0 | 0 | 0 | 0 | 0 | 0 | 0
CT Fac. Spec. - SO2 Rate Annual v3.1, Unit 1154 and retrofits | 233 | 1769 | Rate Constraint in lbs/MMBtu | FALSE | L | Annual | Constraint Shadow Price | US$/Ton | 0 | 0 | 0 | 0 | 0 | 0 | 0
CT Fac. Spec. - SO2 Rate Annual v3.1, Unit 1155 and retrofits | 234 | 1769 | Rate Constraint in lbs/MMBtu | FALSE | L | Annual | Seasons Included | Seasons | Winter, Summer | Winter, Summer | Winter, Summer | Winter, Summer | Winter, Summer | Winter, Summer | Winter, Summer
CT Fac. Spec. - SO2 Rate Annual v3.1, Unit 1155 and retrofits | 234 | 1769 | Rate Constraint in lbs/MMBtu | FALSE | L | Annual | Standard | lb/MMBtu | 0.33 | 0.33 | 0.33 | 0.33 | 0.33 | 0.33 | 0.33
CT Fac. Spec. - SO2 Rate Annual v3.1, Unit 1155 and retrofits | 234 | 1769 | Rate Constraint in lbs/MMBtu | FALSE | L | Annual | Emissions at Affected Plants SO2 | MTons | 0 | 0 | 0 | 0 | 0 | 0 | 0
CT Fac. Spec. - SO2 Rate Annual v3.1, Unit 1155 and retrofits | 234 | 1769 | Rate Constraint in lbs/MMBtu | FALSE | L | Annual | Allowances Purchased SO2 | MTons | 0 | 0 | 0 | 0 | 0 | 0 | 0
CT Fac. Spec. - SO2 Rate Annual v3.1, Unit 1155 and retrofits | 234 | 1769 | Rate Constraint in lbs/MMBtu | FALSE | L | Annual | Allowances Sold SO2 | MTons | 0 | 0 | 0 | 0 | 0 | 0 | 0
CT Fac. Spec. - SO2 Rate Annual v3.1, Unit 1155 and retrofits | 234 | 1769 | Rate Constraint in lbs/MMBtu | FALSE | L | Annual | Allowances Banked | MTons | 0 | 0 | 0 | 0 | 0 | 0 | 0
CT Fac. Spec. - SO2 Rate Annual v3.1, Unit 1155 and retrofits | 234 | 1769 | Rate Constraint in lbs/MMBtu | FALSE | L | Annual | Allowances Withdrawn (1:1) | MTons | 0 | 0 | 0 | 0 | 0 | 0 | 0
CT Fac. Spec. - SO2 Rate Annual v3.1, Unit 1155 and retrofits | 234 | 1769 | Rate Constraint in lbs/MMBtu | FALSE | L | Annual | Allowances Withdrawn (n:1) | MTons | 0 | 0 | 0 | 0 | 0 | 0 | 0
CT Fac. Spec. - SO2 Rate Annual v3.1, Unit 1155 and retrofits | 234 | 1769 | Rate Constraint in lbs/MMBtu | FALSE | L | Annual | Net Emissions Allowance Position | MTons | 0 | 0 | 0 | 0 | 0 | 0 | 0
CT Fac. Spec. - SO2 Rate Annual v3.1, Unit 1155 and retrofits | 234 | 1769 | Rate Constraint in lbs/MMBtu | FALSE | L | Annual | Fuel Consumed | TBtu | 0.021106 | 0.021106 | 0.021106 | 0.021106 | 0.021106 | 0 | 0
CT Fac. Spec. - SO2 Rate Annual v3.1, Unit 1155 and retrofits | 234 | 1769 | Rate Constraint in lbs/MMBtu | FALSE | L | Annual | Rate | lb/MMBtu | 0 | 0 | 0 | 0 | 0 | 0 | 0
CT Fac. Spec. - SO2 Rate Annual v3.1, Unit 1155 and retrofits | 234 | 1769 | Rate Constraint in lbs/MMBtu | FALSE | L | Annual | Generation | TWh | 0.0015547 | 0.0015547 | 0.0015547 | 0.0015547 | 0.0015547 | 0 | 0
CT Fac. Spec. - SO2 Rate Annual v3.1, Unit 1155 and retrofits | 234 | 1769 | Rate Constraint in lbs/MMBtu | FALSE | L | Annual | Qualifying Generation | TWh | 0.0015547 | 0.0015547 | 0.0015547 | 0.0015547 | 0.0015547 | 0 | 0
CT Fac. Spec. - SO2 Rate Annual v3.1, Unit 1155 and retrofits | 234 | 1769 | Rate Constraint in lbs/MMBtu | FALSE | L | Annual | Rate | lb/MWh | 0 | 0 | 0 | 0 | 0 | 0 | 0
CT Fac. Spec. - SO2 Rate Annual v3.1, Unit 1155 and retrofits | 234 | 1769 | Rate Constraint in lbs/MMBtu | FALSE | L | Annual | Constraint Shadow Price | US$/Ton | 0 | 0 | 0 | 0 | 0 | 0 | 0
CT Fac. Spec. - SO2 Rate Annual v3.1, Unit 1156 and retrofits | 235 | 1769 | Rate Constraint in lbs/MMBtu | FALSE | L | Annual | Seasons Included | Seasons | Winter, Summer | Winter, Summer | Winter, Summer | Winter, Summer | Winter, Summer | Winter, Summer | Winter, Summer
CT Fac. Spec. - SO2 Rate Annual v3.1, Unit 1156 and retrofits | 235 | 1769 | Rate Constraint in lbs/MMBtu | FALSE | L | Annual | Standard | lb/MMBtu | 0.33 | 0.33 | 0.33 | 0.33 | 0.33 | 0.33 | 0.33
CT Fac. Spec. - SO2 Rate Annual v3.1, Unit 1156 and retrofits | 235 | 1769 | Rate Constraint in lbs/MMBtu | FALSE | L | Annual | Emissions at Affected Plants SO2 | MTons | 0 | 0 | 0 | 0 | 0 | 0 | 0
CT Fac. Spec. - SO2 Rate Annual v3.1, Unit 1156 and retrofits | 235 | 1769 | Rate Constraint in lbs/MMBtu | FALSE | L | Annual | Allowances Purchased SO2 | MTons | 0 | 0 | 0 | 0 | 0 | 0 | 0
CT Fac. Spec. - SO2 Rate Annual v3.1, Unit 1156 and retrofits | 235 | 1769 | Rate Constraint in lbs/MMBtu | FALSE | L | Annual | Allowances Sold SO2 | MTons | 0 | 0 | 0 | 0 | 0 | 0 | 0
CT Fac. Spec. - SO2 Rate Annual v3.1, Unit 1156 and retrofits | 235 | 1769 | Rate Constraint in lbs/MMBtu | FALSE | L | Annual | Allowances Banked | MTons | 0 | 0 | 0 | 0 | 0 | 0 | 0
CT Fac. Spec. - SO2 Rate Annual v3.1, Unit 1156 and retrofits | 235 | 1769 | Rate Constraint in lbs/MMBtu | FALSE | L | Annual | Allowances Withdrawn (1:1) | MTons | 0 | 0 | 0 | 0 | 0 | 0 | 0
CT Fac. Spec. - SO2 Rate Annual v3.1, Unit 1156 and retrofits | 235 | 1769 | Rate Constraint in lbs/MMBtu | FALSE | L | Annual | Allowances Withdrawn (n:1) | MTons | 0 | 0 | 0 | 0 | 0 | 0 | 0
CT Fac. Spec. - SO2 Rate Annual v3.1, Unit 1156 and retrofits | 235 | 1769 | Rate Constraint in lbs/MMBtu | FALSE | L | Annual | Net Emissions Allowance Position | MTons | 0 | 0 | 0 | 0 | 0 | 0 | 0
CT Fac. Spec. - SO2 Rate Annual v3.1, Unit 1156 and retrofits | 235 | 1769 | Rate Constraint in lbs/MMBtu | FALSE | L | Annual | Fuel Consumed | TBtu | 0.012134 | 0.012134 | 0.012134 | 0.012134 | 0.012134 | 0 | 0
CT Fac. Spec. - SO2 Rate Annual v3.1, Unit 1156 and retrofits | 235 | 1769 | Rate Constraint in lbs/MMBtu | FALSE | L | Annual | Rate | lb/MMBtu | 0 | 0 | 0 | 0 | 0 | 0 | 0
CT Fac. Spec. - SO2 Rate Annual v3.1, Unit 1156 and retrofits | 235 | 1769 | Rate Constraint in lbs/MMBtu | FALSE | L | Annual | Generation | TWh | 0.0010041 | 0.0010041 | 0.0010041 | 0.0010041 | 0.0010041 | 0 | 0
CT Fac. Spec. - SO2 Rate Annual v3.1, Unit 1156 and retrofits | 235 | 1769 | Rate Constraint in lbs/MMBtu | FALSE | L | Annual | Qualifying Generation | TWh | 0.0010041 | 0.0010041 | 0.0010041 | 0.0010041 | 0.0010041 | 0 | 0
CT Fac. Spec. - SO2 Rate Annual v3.1, Unit 1156 and retrofits | 235 | 1769 | Rate Constraint in lbs/MMBtu | FALSE | L | Annual | Rate | lb/MWh | 0 | 0 | 0 | 0 | 0 | 0 | 0
CT Fac. Spec. - SO2 Rate Annual v3.1, Unit 1156 and retrofits | 235 | 1769 | Rate Constraint in lbs/MMBtu | FALSE | L | Annual | Constraint Shadow Price | US$/Ton | 0 | 0 | 0 | 0 | 0 | 0 | 0
CT Fac. Spec. - SO2 Rate Annual v3.1, Unit 1157 and retrofits | 236 | 1769 | Rate Constraint in lbs/MMBtu | FALSE | L | Annual | Seasons Included | Seasons | Winter, Summer | Winter, Summer | Winter, Summer | Winter, Summer | Winter, Summer | Winter, Summer | Winter, Summer
CT Fac. Spec. - SO2 Rate Annual v3.1, Unit 1157 and retrofits | 236 | 1769 | Rate Constraint in lbs/MMBtu | FALSE | L | Annual | Standard | lb/MMBtu | 0.33 | 0.33 | 0.33 | 0.33 | 0.33 | 0.33 | 0.33
CT Fac. Spec. - SO2 Rate Annual v3.1, Unit 1157 and retrofits | 236 | 1769 | Rate Constraint in lbs/MMBtu | FALSE | L | Annual | Emissions at Affected Plants SO2 | MTons | 0 | 0 | 0 | 0 | 0 | 0 | 0
CT Fac. Spec. - SO2 Rate Annual v3.1, Unit 1157 and retrofits | 236 | 1769 | Rate Constraint in lbs/MMBtu | FALSE | L | Annual | Allowances Purchased SO2 | MTons | 0 | 0 | 0 | 0 | 0 | 0 | 0
CT Fac. Spec. - SO2 Rate Annual v3.1, Unit 1157 and retrofits | 236 | 1769 | Rate Constraint in lbs/MMBtu | FALSE | L | Annual | Allowances Sold SO2 | MTons | 0 | 0 | 0 | 0 | 0 | 0 | 0
CT Fac. Spec. - SO2 Rate Annual v3.1, Unit 1157 and retrofits | 236 | 1769 | Rate Constraint in lbs/MMBtu | FALSE | L | Annual | Allowances Banked | MTons | 0 | 0 | 0 | 0 | 0 | 0 | 0
CT Fac. Spec. - SO2 Rate Annual v3.1, Unit 1157 and retrofits | 236 | 1769 | Rate Constraint in lbs/MMBtu | FALSE | L | Annual | Allowances Withdrawn (1:1) | MTons | 0 | 0 | 0 | 0 | 0 | 0 | 0
CT Fac. Spec. - SO2 Rate Annual v3.1, Unit 1157 and retrofits | 236 | 1769 | Rate Constraint in lbs/MMBtu | FALSE | L | Annual | Allowances Withdrawn (n:1) | MTons | 0 | 0 | 0 | 0 | 0 | 0 | 0
CT Fac. Spec. - SO2 Rate Annual v3.1, Unit 1157 and retrofits | 236 | 1769 | Rate Constraint in lbs/MMBtu | FALSE | L | Annual | Net Emissions Allowance Position | MTons | 0 | 0 | 0 | 0 | 0 | 0 | 0
CT Fac. Spec. - SO2 Rate Annual v3.1, Unit 1157 and retrofits | 236 | 1769 | Rate Constraint in lbs/MMBtu | FALSE | L | Annual | Fuel Consumed | TBtu | 0.022701 | 0.022701 | 0.022701 | 0.022701 | 0.022701 | 0 | 0
CT Fac. Spec. - SO2 Rate Annual v3.1, Unit 1157 and retrofits | 236 | 1769 | Rate Constraint in lbs/MMBtu | FALSE | L | Annual | Rate | lb/MMBtu | 0 | 0 | 0 | 0 | 0 | 0 | 0
CT Fac. Spec. - SO2 Rate Annual v3.1, Unit 1157 and retrofits | 236 | 1769 | Rate Constraint in lbs/MMBtu | FALSE | L | Annual | Generation | TWh | 0.0018786 | 0.0018786 | 0.0018786 | 0.0018786 | 0.0018786 | 0 | 0
CT Fac. Spec. - SO2 Rate Annual v3.1, Unit 1157 and retrofits | 236 | 1769 | Rate Constraint in lbs/MMBtu | FALSE | L | Annual | Qualifying Generation | TWh | 0.0018786 | 0.0018786 | 0.0018786 | 0.0018786 | 0.0018786 | 0 | 0
CT Fac. Spec. - SO2 Rate Annual v3.1, Unit 1157 and retrofits | 236 | 1769 | Rate Constraint in lbs/MMBtu | FALSE | L | Annual | Rate | lb/MWh | 0 | 0 | 0 | 0 | 0 | 0 | 0
CT Fac. Spec. - SO2 Rate Annual v3.1, Unit 1157 and retrofits | 236 | 1769 | Rate Constraint in lbs/MMBtu | FALSE | L | Annual | Constraint Shadow Price | US$/Ton | 0 | 0 | 0 | 0 | 0 | 0 | 0
CT Fac. Spec. - SO2 Rate Annual v3.1, Unit 1158 and retrofits | 237 | 1769 | Rate Constraint in lbs/MMBtu | FALSE | L | Annual | Seasons Included | Seasons | Winter, Summer | Winter, Summer | Winter, Summer | Winter, Summer | Winter, Summer | Winter, Summer | Winter, Summer
CT Fac. Spec. - SO2 Rate Annual v3.1, Unit 1158 and retrofits | 237 | 1769 | Rate Constraint in lbs/MMBtu | FALSE | L | Annual | Standard | lb/MMBtu | 0.33 | 0.33 | 0.33 | 0.33 | 0.33 | 0.33 | 0.33
CT Fac. Spec. - SO2 Rate Annual v3.1, Unit 1158 and retrofits | 237 | 1769 | Rate Constraint in lbs/MMBtu | FALSE | L | Annual | Emissions at Affected Plants SO2 | MTons | 0 | 0 | 0 | 0 | 0 | 0 | 0
CT Fac. Spec. - SO2 Rate Annual v3.1, Unit 1158 and retrofits | 237 | 1769 | Rate Constraint in lbs/MMBtu | FALSE | L | Annual | Allowances Purchased SO2 | MTons | 0 | 0 | 0 | 0 | 0 | 0 | 0
CT Fac. Spec. - SO2 Rate Annual v3.1, Unit 1158 and retrofits | 237 | 1769 | Rate Constraint in lbs/MMBtu | FALSE | L | Annual | Allowances Sold SO2 | MTons | 0 | 0 | 0 | 0 | 0 | 0 | 0
CT Fac. Spec. - SO2 Rate Annual v3.1, Unit 1158 and retrofits | 237 | 1769 | Rate Constraint in lbs/MMBtu | FALSE | L | Annual | Allowances Banked | MTons | 0 | 0 | 0 | 0 | 0 | 0 | 0
CT Fac. Spec. - SO2 Rate Annual v3.1, Unit 1158 and retrofits | 237 | 1769 | Rate Constraint in lbs/MMBtu | FALSE | L | Annual | Allowances Withdrawn (1:1) | MTons | 0 | 0 | 0 | 0 | 0 | 0 | 0
CT Fac. Spec. - SO2 Rate Annual v3.1, Unit 1158 and retrofits | 237 | 1769 | Rate Constraint in lbs/MMBtu | FALSE | L | Annual | Allowances Withdrawn (n:1) | MTons | 0 | 0 | 0 | 0 | 0 | 0 | 0
CT Fac. Spec. - SO2 Rate Annual v3.1, Unit 1158 and retrofits | 237 | 1769 | Rate Constraint in lbs/MMBtu | FALSE | L | Annual | Net Emissions Allowance Position | MTons | 0 | 0 | 0 | 0 | 0 | 0 | 0
CT Fac. Spec. - SO2 Rate Annual v3.1, Unit 1158 and retrofits | 237 | 1769 | Rate Constraint in lbs/MMBtu | FALSE | L | Annual | Fuel Consumed | TBtu | 0.011742 | 0.011742 | 0.011742 | 0.011742 | 0.011742 | 0 | 0
CT Fac. Spec. - SO2 Rate Annual v3.1, Unit 1158 and retrofits | 237 | 1769 | Rate Constraint in lbs/MMBtu | FALSE | L | Annual | Rate | lb/MMBtu | 0 | 0 | 0 | 0 | 0 | 0 | 0
CT Fac. Spec. - SO2 Rate Annual v3.1, Unit 1158 and retrofits | 237 | 1769 | Rate Constraint in lbs/MMBtu | FALSE | L | Annual | Generation | TWh | 0.00097168 | 0.00097168 | 0.00097168 | 0.00097168 | 0.00097168 | 0 | 0
CT Fac. Spec. - SO2 Rate Annual v3.1, Unit 1158 and retrofits | 237 | 1769 | Rate Constraint in lbs/MMBtu | FALSE | L | Annual | Qualifying Generation | TWh | 0.00097168 | 0.00097168 | 0.00097168 | 0.00097168 | 0.00097168 | 0 | 0
CT Fac. Spec. - SO2 Rate Annual v3.1, Unit 1158 and retrofits | 237 | 1769 | Rate Constraint in lbs/MMBtu | FALSE | L | Annual | Rate | lb/MWh | 0 | 0 | 0 | 0 | 0 | 0 | 0
CT Fac. Spec. - SO2 Rate Annual v3.1, Unit 1158 and retrofits | 237 | 1769 | Rate Constraint in lbs/MMBtu | FALSE | L | Annual | Constraint Shadow Price | US$/Ton | 0 | 0 | 0 | 0 | 0 | 0 | 0
CT Fac. Spec. - SO2 Rate Annual v3.1, Unit 1161 and retrofits | 238 | 1769 | Rate Constraint in lbs/MMBtu | FALSE | L | Annual | Seasons Included | Seasons | Winter, Summer | Winter, Summer | Winter, Summer | Winter, Summer | Winter, Summer | Winter, Summer | Winter, Summer
CT Fac. Spec. - SO2 Rate Annual v3.1, Unit 1161 and retrofits | 238 | 1769 | Rate Constraint in lbs/MMBtu | FALSE | L | Annual | Standard | lb/MMBtu | 0.33 | 0.33 | 0.33 | 0.33 | 0.33 | 0.33 | 0.33
CT Fac. Spec. - SO2 Rate Annual v3.1, Unit 1161 and retrofits | 238 | 1769 | Rate Constraint in lbs/MMBtu | FALSE | L | Annual | Emissions at Affected Plants SO2 | MTons | 0 | 0 | 0 | 0 | 0 | 0 | 0
CT Fac. Spec. - SO2 Rate Annual v3.1, Unit 1161 and retrofits | 238 | 1769 | Rate Constraint in lbs/MMBtu | FALSE | L | Annual | Allowances Purchased SO2 | MTons | 0 | 0 | 0 | 0 | 0 | 0 | 0
CT Fac. Spec. - SO2 Rate Annual v3.1, Unit 1161 and retrofits | 238 | 1769 | Rate Constraint in lbs/MMBtu | FALSE | L | Annual | Allowances Sold SO2 | MTons | 0 | 0 | 0 | 0 | 0 | 0 | 0
CT Fac. Spec. - SO2 Rate Annual v3.1, Unit 1161 and retrofits | 238 | 1769 | Rate Constraint in lbs/MMBtu | FALSE | L | Annual | Allowances Banked | MTons | 0 | 0 | 0 | 0 | 0 | 0 | 0
CT Fac. Spec. - SO2 Rate Annual v3.1, Unit 1161 and retrofits | 238 | 1769 | Rate Constraint in lbs/MMBtu | FALSE | L | Annual | Allowances Withdrawn (1:1) | MTons | 0 | 0 | 0 | 0 | 0 | 0 | 0
CT Fac. Spec. - SO2 Rate Annual v3.1, Unit 1161 and retrofits | 238 | 1769 | Rate Constraint in lbs/MMBtu | FALSE | L | Annual | Allowances Withdrawn (n:1) | MTons | 0 | 0 | 0 | 0 | 0 | 0 | 0
CT Fac. Spec. - SO2 Rate Annual v3.1, Unit 1161 and retrofits | 238 | 1769 | Rate Constraint in lbs/MMBtu | FALSE | L | Annual | Net Emissions Allowance Position | MTons | 0 | 0 | 0 | 0 | 0 | 0 | 0
CT Fac. Spec. - SO2 Rate Annual v3.1, Unit 1161 and retrofits | 238 | 1769 | Rate Constraint in lbs/MMBtu | FALSE | L | Annual | Fuel Consumed | TBtu | 0.015313 | 0.015313 | 0.077841 | 0.077841 | 0.077841 | 0.077841 | 0.077841
CT Fac. Spec. - SO2 Rate Annual v3.1, Unit 1161 and retrofits | 238 | 1769 | Rate Constraint in lbs/MMBtu | FALSE | L | Annual | Rate | lb/MMBtu | 0 | 0 | 0 | 0 | 0 | 0 | 0
CT Fac. Spec. - SO2 Rate Annual v3.1, Unit 1161 and retrofits | 238 | 1769 | Rate Constraint in lbs/MMBtu | FALSE | L | Annual | Generation | TWh | 0.0014251 | 0.0014251 | 0.0072444 | 0.0072444 | 0.0072444 | 0.0072444 | 0.0072444
CT Fac. Spec. - SO2 Rate Annual v3.1, Unit 1161 and retrofits | 238 | 1769 | Rate Constraint in lbs/MMBtu | FALSE | L | Annual | Qualifying Generation | TWh | 0.0014251 | 0.0014251 | 0.0072444 | 0.0072444 | 0.0072444 | 0.0072444 | 0.0072444
CT Fac. Spec. - SO2 Rate Annual v3.1, Unit 1161 and retrofits | 238 | 1769 | Rate Constraint in lbs/MMBtu | FALSE | L | Annual | Rate | lb/MWh | 0 | 0 | 0 | 0 | 0 | 0 | 0
CT Fac. Spec. - SO2 Rate Annual v3.1, Unit 1161 and retrofits | 238 | 1769 | Rate Constraint in lbs/MMBtu | FALSE | L | Annual | Constraint Shadow Price | US$/Ton | 0 | 0 | 0 | 0 | 0 | 0 | 0
CT Fac. Spec. - SO2 Rate Annual v3.1, Unit 1162 and retrofits | 239 | 1769 | Rate Constraint in lbs/MMBtu | FALSE | L | Annual | Seasons Included | Seasons | Winter, Summer | Winter, Summer | Winter, Summer | Winter, Summer | Winter, Summer | Winter, Summer | Winter, Summer
CT Fac. Spec. - SO2 Rate Annual v3.1, Unit 1162 and retrofits | 239 | 1769 | Rate Constraint in lbs/MMBtu | FALSE | L | Annual | Standard | lb/MMBtu | 0.33 | 0.33 | 0.33 | 0.33 | 0.33 | 0.33 | 0.33
CT Fac. Spec. - SO2 Rate Annual v3.1, Unit 1162 and retrofits | 239 | 1769 | Rate Constraint in lbs/MMBtu | FALSE | L | Annual | Emissions at Affected Plants SO2 | MTons | 0 | 0 | 0 | 0 | 0 | 0 | 0
CT Fac. Spec. - SO2 Rate Annual v3.1, Unit 1162 and retrofits | 239 | 1769 | Rate Constraint in lbs/MMBtu | FALSE | L | Annual | Allowances Purchased SO2 | MTons | 0 | 0 | 0 | 0 | 0 | 0 | 0
CT Fac. Spec. - SO2 Rate Annual v3.1, Unit 1162 and retrofits | 239 | 1769 | Rate Constraint in lbs/MMBtu | FALSE | L | Annual | Allowances Sold SO2 | MTons | 0 | 0 | 0 | 0 | 0 | 0 | 0
CT Fac. Spec. - SO2 Rate Annual v3.1, Unit 1162 and retrofits | 239 | 1769 | Rate Constraint in lbs/MMBtu | FALSE | L | Annual | Allowances Banked | MTons | 0 | 0 | 0 | 0 | 0 | 0 | 0
CT Fac. Spec. - SO2 Rate Annual v3.1, Unit 1162 and retrofits | 239 | 1769 | Rate Constraint in lbs/MMBtu | FALSE | L | Annual | Allowances Withdrawn (1:1) | MTons | 0 | 0 | 0 | 0 | 0 | 0 | 0
CT Fac. Spec. - SO2 Rate Annual v3.1, Unit 1162 and retrofits | 239 | 1769 | Rate Constraint in lbs/MMBtu | FALSE | L | Annual | Allowances Withdrawn (n:1) | MTons | 0 | 0 | 0 | 0 | 0 | 0 | 0
CT Fac. Spec. - SO2 Rate Annual v3.1, Unit 1162 and retrofits | 239 | 1769 | Rate Constraint in lbs/MMBtu | FALSE | L | Annual | Net Emissions Allowance Position | MTons | 0 | 0 | 0 | 0 | 0 | 0 | 0
CT Fac. Spec. - SO2 Rate Annual v3.1, Unit 1162 and retrofits | 239 | 1769 | Rate Constraint in lbs/MMBtu | FALSE | L | Annual | Fuel Consumed | TBtu | 0.052524 | 0.015313 | 0.077841 | 0.069727 | 0.077841 | 0.077841 | 0.064518
CT Fac. Spec. - SO2 Rate Annual v3.1, Unit 1162 and retrofits | 239 | 1769 | Rate Constraint in lbs/MMBtu | FALSE | L | Annual | Rate | lb/MMBtu | 0 | 0 | 0 | 0 | 0 | 0 | 0
CT Fac. Spec. - SO2 Rate Annual v3.1, Unit 1162 and retrofits | 239 | 1769 | Rate Constraint in lbs/MMBtu | FALSE | L | Annual | Generation | TWh | 0.0048882 | 0.0014251 | 0.0072444 | 0.0064892 | 0.0072444 | 0.0072444 | 0.0060045
CT Fac. Spec. - SO2 Rate Annual v3.1, Unit 1162 and retrofits | 239 | 1769 | Rate Constraint in lbs/MMBtu | FALSE | L | Annual | Qualifying Generation | TWh | 0.0048882 | 0.0014251 | 0.0072444 | 0.0064892 | 0.0072444 | 0.0072444 | 0.0060045
CT Fac. Spec. - SO2 Rate Annual v3.1, Unit 1162 and retrofits | 239 | 1769 | Rate Constraint in lbs/MMBtu | FALSE | L | Annual | Rate | lb/MWh | 0 | 0 | 0 | 0 | 0 | 0 | 0
CT Fac. Spec. - SO2 Rate Annual v3.1, Unit 1162 and retrofits | 239 | 1769 | Rate Constraint in lbs/MMBtu | FALSE | L | Annual | Constraint Shadow Price | US$/Ton | 0 | 0 | 0 | 0 | 0 | 0 | 0
CT Fac. Spec. - SO2 Rate Annual v3.1, Unit 1163 and retrofits | 240 | 1769 | Rate Constraint in lbs/MMBtu | FALSE | L | Annual | Seasons Included | Seasons | Winter, Summer | Winter, Summer | Winter, Summer | Winter, Summer | Winter, Summer | Winter, Summer | Winter, Summer
CT Fac. Spec. - SO2 Rate Annual v3.1, Unit 1163 and retrofits | 240 | 1769 | Rate Constraint in lbs/MMBtu | FALSE | L | Annual | Standard | lb/MMBtu | 0.33 | 0.33 | 0.33 | 0.33 | 0.33 | 0.33 | 0.33
CT Fac. Spec. - SO2 Rate Annual v3.1, Unit 1163 and retrofits | 240 | 1769 | Rate Constraint in lbs/MMBtu | FALSE | L | Annual | Emissions at Affected Plants SO2 | MTons | 0 | 0 | 0 | 0 | 0 | 0 | 0
CT Fac. Spec. - SO2 Rate Annual v3.1, Unit 1163 and retrofits | 240 | 1769 | Rate Constraint in lbs/MMBtu | FALSE | L | Annual | Allowances Purchased SO2 | MTons | 0 | 0 | 0 | 0 | 0 | 0 | 0
CT Fac. Spec. - SO2 Rate Annual v3.1, Unit 1163 and retrofits | 240 | 1769 | Rate Constraint in lbs/MMBtu | FALSE | L | Annual | Allowances Sold SO2 | MTons | 0 | 0 | 0 | 0 | 0 | 0 | 0
CT Fac. Spec. - SO2 Rate Annual v3.1, Unit 1163 and retrofits | 240 | 1769 | Rate Constraint in lbs/MMBtu | FALSE | L | Annual | Allowances Banked | MTons | 0 | 0 | 0 | 0 | 0 | 0 | 0
CT Fac. Spec. - SO2 Rate Annual v3.1, Unit 1163 and retrofits | 240 | 1769 | Rate Constraint in lbs/MMBtu | FALSE | L | Annual | Allowances Withdrawn (1:1) | MTons | 0 | 0 | 0 | 0 | 0 | 0 | 0
CT Fac. Spec. - SO2 Rate Annual v3.1, Unit 1163 and retrofits | 240 | 1769 | Rate Constraint in lbs/MMBtu | FALSE | L | Annual | Allowances Withdrawn (n:1) | MTons | 0 | 0 | 0 | 0 | 0 | 0 | 0
CT Fac. Spec. - SO2 Rate Annual v3.1, Unit 1163 and retrofits | 240 | 1769 | Rate Constraint in lbs/MMBtu | FALSE | L | Annual | Net Emissions Allowance Position | MTons | 0 | 0 | 0 | 0 | 0 | 0 | 0
CT Fac. Spec. - SO2 Rate Annual v3.1, Unit 1163 and retrofits | 240 | 1769 | Rate Constraint in lbs/MMBtu | FALSE | L | Annual | Fuel Consumed | TBtu | 0.077841 | 0.015313 | 0.077841 | 0.015313 | 0.077841 | 0.077841 | 0
CT Fac. Spec. - SO2 Rate Annual v3.1, Unit 1163 and retrofits | 240 | 1769 | Rate Constraint in lbs/MMBtu | FALSE | L | Annual | Rate | lb/MMBtu | 0 | 0 | 0 | 0 | 0 | 0 | 0
CT Fac. Spec. - SO2 Rate Annual v3.1, Unit 1163 and retrofits | 240 | 1769 | Rate Constraint in lbs/MMBtu | FALSE | L | Annual | Generation | TWh | 0.0072444 | 0.0014251 | 0.0072444 | 0.0014251 | 0.0072444 | 0.0072444 | 0
CT Fac. Spec. - SO2 Rate Annual v3.1, Unit 1163 and retrofits | 240 | 1769 | Rate Constraint in lbs/MMBtu | FALSE | L | Annual | Qualifying Generation | TWh | 0.0072444 | 0.0014251 | 0.0072444 | 0.0014251 | 0.0072444 | 0.0072444 | 0
CT Fac. Spec. - SO2 Rate Annual v3.1, Unit 1163 and retrofits | 240 | 1769 | Rate Constraint in lbs/MMBtu | FALSE | L | Annual | Rate | lb/MWh | 0 | 0 | 0 | 0 | 0 | 0 | 0
CT Fac. Spec. - SO2 Rate Annual v3.1, Unit 1163 and retrofits | 240 | 1769 | Rate Constraint in lbs/MMBtu | FALSE | L | Annual | Constraint Shadow Price | US$/Ton | 0 | 0 | 0 | 0 | 0 | 0 | 0
CT Fac. Spec. - SO2 Rate Annual v3.1, Unit 2919 and retrofits | 241 | 1769 | Rate Constraint in lbs/MMBtu | FALSE | L | Annual | Seasons Included | Seasons | Winter, Summer | Winter, Summer | Winter, Summer | Winter, Summer | Winter, Summer | Winter, Summer | Winter, Summer
CT Fac. Spec. - SO2 Rate Annual v3.1, Unit 2919 and retrofits | 241 | 1769 | Rate Constraint in lbs/MMBtu | FALSE | L | Annual | Standard | lb/MMBtu | 0.33 | 0.33 | 0.33 | 0.33 | 0.33 | 0.33 | 0.33
CT Fac. Spec. - SO2 Rate Annual v3.1, Unit 2919 and retrofits | 241 | 1769 | Rate Constraint in lbs/MMBtu | FALSE | L | Annual | Emissions at Affected Plants SO2 | MTons | 0 | 0 | 0 | 0 | 0 | 0 | 0
CT Fac. Spec. - SO2 Rate Annual v3.1, Unit 2919 and retrofits | 241 | 1769 | Rate Constraint in lbs/MMBtu | FALSE | L | Annual | Allowances Purchased SO2 | MTons | 0 | 0 | 0 | 0 | 0 | 0 | 0
CT Fac. Spec. - SO2 Rate Annual v3.1, Unit 2919 and retrofits | 241 | 1769 | Rate Constraint in lbs/MMBtu | FALSE | L | Annual | Allowances Sold SO2 | MTons | 0 | 0 | 0 | 0 | 0 | 0 | 0
CT Fac. Spec. - SO2 Rate Annual v3.1, Unit 2919 and retrofits | 241 | 1769 | Rate Constraint in lbs/MMBtu | FALSE | L | Annual | Allowances Banked | MTons | 0 | 0 | 0 | 0 | 0 | 0 | 0
CT Fac. Spec. - SO2 Rate Annual v3.1, Unit 2919 and retrofits | 241 | 1769 | Rate Constraint in lbs/MMBtu | FALSE | L | Annual | Allowances Withdrawn (1:1) | MTons | 0 | 0 | 0 | 0 | 0 | 0 | 0
CT Fac. Spec. - SO2 Rate Annual v3.1, Unit 2919 and retrofits | 241 | 1769 | Rate Constraint in lbs/MMBtu | FALSE | L | Annual | Allowances Withdrawn (n:1) | MTons | 0 | 0 | 0 | 0 | 0 | 0 | 0
CT Fac. Spec. - SO2 Rate Annual v3.1, Unit 2919 and retrofits | 241 | 1769 | Rate Constraint in lbs/MMBtu | FALSE | L | Annual | Net Emissions Allowance Position | MTons | 0 | 0 | 0 | 0 | 0 | 0 | 0
CT Fac. Spec. - SO2 Rate Annual v3.1, Unit 2919 and retrofits | 241 | 1769 | Rate Constraint in lbs/MMBtu | FALSE | L | Annual | Fuel Consumed | TBtu | 8.0482 | 8.0482 | 8.0482 | 8.0482 | 8.0482 | 8.0482 | 8.0482
CT Fac. Spec. - SO2 Rate Annual v3.1, Unit 2919 and retrofits | 241 | 1769 | Rate Constraint in lbs/MMBtu | FALSE | L | Annual | Rate | lb/MMBtu | 0 | 0 | 0 | 0 | 0 | 0 | 0
CT Fac. Spec. - SO2 Rate Annual v3.1, Unit 2919 and retrofits | 241 | 1769 | Rate Constraint in lbs/MMBtu | FALSE | L | Annual | Generation | TWh | 1.1261 | 1.1261 | 1.1261 | 1.1261 | 1.1261 | 1.1261 | 1.1261
CT Fac. Spec. - SO2 Rate Annual v3.1, Unit 2919 and retrofits | 241 | 1769 | Rate Constraint in lbs/MMBtu | FALSE | L | Annual | Qualifying Generation | TWh | 1.1261 | 1.1261 | 1.1261 | 1.1261 | 1.1261 | 1.1261 | 1.1261
CT Fac. Spec. - SO2 Rate Annual v3.1, Unit 2919 and retrofits | 241 | 1769 | Rate Constraint in lbs/MMBtu | FALSE | L | Annual | Rate | lb/MWh | 0 | 0 | 0 | 0 | 0 | 0 | 0
CT Fac. Spec. - SO2 Rate Annual v3.1, Unit 2919 and retrofits | 241 | 1769 | Rate Constraint in lbs/MMBtu | FALSE | L | Annual | Constraint Shadow Price | US$/Ton | 0 | 0 | 0 | 0 | 0 | 0 | 0
CT Fac. Spec. - SO2 Rate Annual v3.1, Unit 2920 and retrofits | 242 | 1769 | Rate Constraint in lbs/MMBtu | FALSE | L | Annual | Seasons Included | Seasons | Winter, Summer | Winter, Summer | Winter, Summer | Winter, Summer | Winter, Summer | Winter, Summer | Winter, Summer
CT Fac. Spec. - SO2 Rate Annual v3.1, Unit 2920 and retrofits | 242 | 1769 | Rate Constraint in lbs/MMBtu | FALSE | L | Annual | Standard | lb/MMBtu | 0.33 | 0.33 | 0.33 | 0.33 | 0.33 | 0.33 | 0.33
CT Fac. Spec. - SO2 Rate Annual v3.1, Unit 2920 and retrofits | 242 | 1769 | Rate Constraint in lbs/MMBtu | FALSE | L | Annual | Emissions at Affected Plants SO2 | MTons | 0 | 0 | 0 | 0 | 0 | 0 | 0
CT Fac. Spec. - SO2 Rate Annual v3.1, Unit 2920 and retrofits | 242 | 1769 | Rate Constraint in lbs/MMBtu | FALSE | L | Annual | Allowances Purchased SO2 | MTons | 0 | 0 | 0 | 0 | 0 | 0 | 0
CT Fac. Spec. - SO2 Rate Annual v3.1, Unit 2920 and retrofits | 242 | 1769 | Rate Constraint in lbs/MMBtu | FALSE | L | Annual | Allowances Sold SO2 | MTons | 0 | 0 | 0 | 0 | 0 | 0 | 0
CT Fac. Spec. - SO2 Rate Annual v3.1, Unit 2920 and retrofits | 242 | 1769 | Rate Constraint in lbs/MMBtu | FALSE | L | Annual | Allowances Banked | MTons | 0 | 0 | 0 | 0 | 0 | 0 | 0
CT Fac. Spec. - SO2 Rate Annual v3.1, Unit 2920 and retrofits | 242 | 1769 | Rate Constraint in lbs/MMBtu | FALSE | L | Annual | Allowances Withdrawn (1:1) | MTons | 0 | 0 | 0 | 0 | 0 | 0 | 0
CT Fac. Spec. - SO2 Rate Annual v3.1, Unit 2920 and retrofits | 242 | 1769 | Rate Constraint in lbs/MMBtu | FALSE | L | Annual | Allowances Withdrawn (n:1) | MTons | 0 | 0 | 0 | 0 | 0 | 0 | 0
CT Fac. Spec. - SO2 Rate Annual v3.1, Unit 2920 and retrofits | 242 | 1769 | Rate Constraint in lbs/MMBtu | FALSE | L | Annual | Net Emissions Allowance Position | MTons | 0 | 0 | 0 | 0 | 0 | 0 | 0
CT Fac. Spec. - SO2 Rate Annual v3.1, Unit 2920 and retrofits | 242 | 1769 | Rate Constraint in lbs/MMBtu | FALSE | L | Annual | Fuel Consumed | TBtu | 8.0482 | 8.0482 | 8.0482 | 8.0482 | 8.0482 | 8.0482 | 8.0482
CT Fac. Spec. - SO2 Rate Annual v3.1, Unit 2920 and retrofits | 242 | 1769 | Rate Constraint in lbs/MMBtu | FALSE | L | Annual | Rate | lb/MMBtu | 0 | 0 | 0 | 0 | 0 | 0 | 0
CT Fac. Spec. - SO2 Rate Annual v3.1, Unit 2920 and retrofits | 242 | 1769 | Rate Constraint in lbs/MMBtu | FALSE | L | Annual | Generation | TWh | 1.1261 | 1.1261 | 1.1261 | 1.1261 | 1.1261 | 1.1261 | 1.1261
CT Fac. Spec. - SO2 Rate Annual v3.1, Unit 2920 and retrofits | 242 | 1769 | Rate Constraint in lbs/MMBtu | FALSE | L | Annual | Qualifying Generation | TWh | 1.1261 | 1.1261 | 1.1261 | 1.1261 | 1.1261 | 1.1261 | 1.1261
CT Fac. Spec. - SO2 Rate Annual v3.1, Unit 2920 and retrofits | 242 | 1769 | Rate Constraint in lbs/MMBtu | FALSE | L | Annual | Rate | lb/MWh | 0 | 0 | 0 | 0 | 0 | 0 | 0
CT Fac. Spec. - SO2 Rate Annual v3.1, Unit 2920 and retrofits | 242 | 1769 | Rate Constraint in lbs/MMBtu | FALSE | L | Annual | Constraint Shadow Price | US$/Ton | 0 | 0 | 0 | 0 | 0 | 0 | 0
CT Fac. Spec. - SO2 Rate Annual v3.1, Unit 2921 and retrofits | 243 | 1769 | Rate Constraint in lbs/MMBtu | FALSE | L | Annual | Seasons Included | Seasons | Winter, Summer | Winter, Summer | Winter, Summer | Winter, Summer | Winter, Summer | Winter, Summer | Winter, Summer
CT Fac. Spec. - SO2 Rate Annual v3.1, Unit 2921 and retrofits | 243 | 1769 | Rate Constraint in lbs/MMBtu | FALSE | L | Annual | Standard | lb/MMBtu | 0.33 | 0.33 | 0.33 | 0.33 | 0.33 | 0.33 | 0.33
CT Fac. Spec. - SO2 Rate Annual v3.1, Unit 2921 and retrofits | 243 | 1769 | Rate Constraint in lbs/MMBtu | FALSE | L | Annual | Emissions at Affected Plants SO2 | MTons | 0 | 0 | 0 | 0 | 0 | 0 | 0
CT Fac. Spec. - SO2 Rate Annual v3.1, Unit 2921 and retrofits | 243 | 1769 | Rate Constraint in lbs/MMBtu | FALSE | L | Annual | Allowances Purchased SO2 | MTons | 0 | 0 | 0 | 0 | 0 | 0 | 0
CT Fac. Spec. - SO2 Rate Annual v3.1, Unit 2921 and retrofits | 243 | 1769 | Rate Constraint in lbs/MMBtu | FALSE | L | Annual | Allowances Sold SO2 | MTons | 0 | 0 | 0 | 0 | 0 | 0 | 0
CT Fac. Spec. - SO2 Rate Annual v3.1, Unit 2921 and retrofits | 243 | 1769 | Rate Constraint in lbs/MMBtu | FALSE | L | Annual | Allowances Banked | MTons | 0 | 0 | 0 | 0 | 0 | 0 | 0
CT Fac. Spec. - SO2 Rate Annual v3.1, Unit 2921 and retrofits | 243 | 1769 | Rate Constraint in lbs/MMBtu | FALSE | L | Annual | Allowances Withdrawn (1:1) | MTons | 0 | 0 | 0 | 0 | 0 | 0 | 0
CT Fac. Spec. - SO2 Rate Annual v3.1, Unit 2921 and retrofits | 243 | 1769 | Rate Constraint in lbs/MMBtu | FALSE | L | Annual | Allowances Withdrawn (n:1) | MTons | 0 | 0 | 0 | 0 | 0 | 0 | 0
CT Fac. Spec. - SO2 Rate Annual v3.1, Unit 2921 and retrofits | 243 | 1769 | Rate Constraint in lbs/MMBtu | FALSE | L | Annual | Net Emissions Allowance Position | MTons | 0 | 0 | 0 | 0 | 0 | 0 | 0
CT Fac. Spec. - SO2 Rate Annual v3.1, Unit 2921 and retrofits | 243 | 1769 | Rate Constraint in lbs/MMBtu | FALSE | L | Annual | Fuel Consumed | TBtu | 8.5377 | 8.5377 | 8.5377 | 8.5377 | 8.5377 | 8.5377 | 8.5377
CT Fac. Spec. - SO2 Rate Annual v3.1, Unit 2921 and retrofits | 243 | 1769 | Rate Constraint in lbs/MMBtu | FALSE | L | Annual | Rate | lb/MMBtu | 0 | 0 | 0 | 0 | 0 | 0 | 0
CT Fac. Spec. - SO2 Rate Annual v3.1, Unit 2921 and retrofits | 243 | 1769 | Rate Constraint in lbs/MMBtu | FALSE | L | Annual | Generation | TWh | 1.1946 | 1.1946 | 1.1946 | 1.1946 | 1.1946 | 1.1946 | 1.1946
CT Fac. Spec. - SO2 Rate Annual v3.1, Unit 2921 and retrofits | 243 | 1769 | Rate Constraint in lbs/MMBtu | FALSE | L | Annual | Qualifying Generation | TWh | 1.1946 | 1.1946 | 1.1946 | 1.1946 | 1.1946 | 1.1946 | 1.1946
CT Fac. Spec. - SO2 Rate Annual v3.1, Unit 2921 and retrofits | 243 | 1769 | Rate Constraint in lbs/MMBtu | FALSE | L | Annual | Rate | lb/MWh | 0 | 0 | 0 | 0 | 0 | 0 | 0
CT Fac. Spec. - SO2 Rate Annual v3.1, Unit 2921 and retrofits | 243 | 1769 | Rate Constraint in lbs/MMBtu | FALSE | L | Annual | Constraint Shadow Price | US$/Ton | 0 | 0 | 0 | 0 | 0 | 0 | 0
CT Fac. Spec. - SO2 Rate Annual v3.1, Unit 2923 and retrofits | 244 | 1769 | Rate Constraint in lbs/MMBtu | FALSE | L | Annual | Seasons Included | Seasons | Winter, Summer | Winter, Summer | Winter, Summer | Winter, Summer | Winter, Summer | Winter, Summer | Winter, Summer
CT Fac. Spec. - SO2 Rate Annual v3.1, Unit 2923 and retrofits | 244 | 1769 | Rate Constraint in lbs/MMBtu | FALSE | L | Annual | Standard | lb/MMBtu | 0.33 | 0.33 | 0.33 | 0.33 | 0.33 | 0.33 | 0.33
CT Fac. Spec. - SO2 Rate Annual v3.1, Unit 2923 and retrofits | 244 | 1769 | Rate Constraint in lbs/MMBtu | FALSE | L | Annual | Emissions at Affected Plants SO2 | MTons | 0 | 0 | 0 | 0 | 0 | 0 | 0
CT Fac. Spec. - SO2 Rate Annual v3.1, Unit 2923 and retrofits | 244 | 1769 | Rate Constraint in lbs/MMBtu | FALSE | L | Annual | Allowances Purchased SO2 | MTons | 0 | 0 | 0 | 0 | 0 | 0 | 0
CT Fac. Spec. - SO2 Rate Annual v3.1, Unit 2923 and retrofits | 244 | 1769 | Rate Constraint in lbs/MMBtu | FALSE | L | Annual | Allowances Sold SO2 | MTons | 0 | 0 | 0 | 0 | 0 | 0 | 0
CT Fac. Spec. - SO2 Rate Annual v3.1, Unit 2923 and retrofits | 244 | 1769 | Rate Constraint in lbs/MMBtu | FALSE | L | Annual | Allowances Banked | MTons | 0 | 0 | 0 | 0 | 0 | 0 | 0
CT Fac. Spec. - SO2 Rate Annual v3.1, Unit 2923 and retrofits | 244 | 1769 | Rate Constraint in lbs/MMBtu | FALSE | L | Annual | Allowances Withdrawn (1:1) | MTons | 0 | 0 | 0 | 0 | 0 | 0 | 0
CT Fac. Spec. - SO2 Rate Annual v3.1, Unit 2923 and retrofits | 244 | 1769 | Rate Constraint in lbs/MMBtu | FALSE | L | Annual | Allowances Withdrawn (n:1) | MTons | 0 | 0 | 0 | 0 | 0 | 0 | 0
CT Fac. Spec. - SO2 Rate Annual v3.1, Unit 2923 and retrofits | 244 | 1769 | Rate Constraint in lbs/MMBtu | FALSE | L | Annual | Net Emissions Allowance Position | MTons | 0 | 0 | 0 | 0 | 0 | 0 | 0
CT Fac. Spec. - SO2 Rate Annual v3.1, Unit 2923 and retrofits | 244 | 1769 | Rate Constraint in lbs/MMBtu | FALSE | L | Annual | Fuel Consumed | TBtu | 0.20172 | 0.058837 | 0.15277 | 0.15277 | 0.20172 | 0.046841 | 0.046841
CT Fac. Spec. - SO2 Rate Annual v3.1, Unit 2923 and retrofits | 244 | 1769 | Rate Constraint in lbs/MMBtu | FALSE | L | Annual | Rate | lb/MMBtu | 0 | 0 | 0 | 0 | 0 | 0 | 0
CT Fac. Spec. - SO2 Rate Annual v3.1, Unit 2923 and retrofits | 244 | 1769 | Rate Constraint in lbs/MMBtu | FALSE | L | Annual | Generation | TWh | 0.022731 | 0.0066303 | 0.017216 | 0.017216 | 0.022731 | 0.0052784 | 0.0052784
CT Fac. Spec. - SO2 Rate Annual v3.1, Unit 2923 and retrofits | 244 | 1769 | Rate Constraint in lbs/MMBtu | FALSE | L | Annual | Qualifying Generation | TWh | 0.022731 | 0.0066303 | 0.017216 | 0.017216 | 0.022731 | 0.0052784 | 0.0052784
CT Fac. Spec. - SO2 Rate Annual v3.1, Unit 2923 and retrofits | 244 | 1769 | Rate Constraint in lbs/MMBtu | FALSE | L | Annual | Rate | lb/MWh | 0 | 0 | 0 | 0 | 0 | 0 | 0
CT Fac. Spec. - SO2 Rate Annual v3.1, Unit 2923 and retrofits | 244 | 1769 | Rate Constraint in lbs/MMBtu | FALSE | L | Annual | Constraint Shadow Price | US$/Ton | 0 | 0 | 0 | 0 | 0 | 0 | 0
CT Fac. Spec. - SO2 Rate Annual v3.1, Unit 2925 and retrofits | 245 | 1769 | Rate Constraint in lbs/MMBtu | FALSE | L | Annual | Seasons Included | Seasons | Winter, Summer | Winter, Summer | Winter, Summer | Winter, Summer | Winter, Summer | Winter, Summer | Winter, Summer
CT Fac. Spec. - SO2 Rate Annual v3.1, Unit 2925 and retrofits | 245 | 1769 | Rate Constraint in lbs/MMBtu | FALSE | L | Annual | Standard | lb/MMBtu | 0.33 | 0.33 | 0.33 | 0.33 | 0.33 | 0.33 | 0.33
CT Fac. Spec. - SO2 Rate Annual v3.1, Unit 2925 and retrofits | 245 | 1769 | Rate Constraint in lbs/MMBtu | FALSE | L | Annual | Emissions at Affected Plants SO2 | MTons | 0 | 0 | 0 | 0 | 0 | 0 | 0
CT Fac. Spec. - SO2 Rate Annual v3.1, Unit 2925 and retrofits | 245 | 1769 | Rate Constraint in lbs/MMBtu | FALSE | L | Annual | Allowances Purchased SO2 | MTons | 0 | 0 | 0 | 0 | 0 | 0 | 0
CT Fac. Spec. - SO2 Rate Annual v3.1, Unit 2925 and retrofits | 245 | 1769 | Rate Constraint in lbs/MMBtu | FALSE | L | Annual | Allowances Sold SO2 | MTons | 0 | 0 | 0 | 0 | 0 | 0 | 0
CT Fac. Spec. - SO2 Rate Annual v3.1, Unit 2925 and retrofits | 245 | 1769 | Rate Constraint in lbs/MMBtu | FALSE | L | Annual | Allowances Banked | MTons | 0 | 0 | 0 | 0 | 0 | 0 | 0
CT Fac. Spec. - SO2 Rate Annual v3.1, Unit 2925 and retrofits | 245 | 1769 | Rate Constraint in lbs/MMBtu | FALSE | L | Annual | Allowances Withdrawn (1:1) | MTons | 0 | 0 | 0 | 0 | 0 | 0 | 0
CT Fac. Spec. - SO2 Rate Annual v3.1, Unit 2925 and retrofits | 245 | 1769 | Rate Constraint in lbs/MMBtu | FALSE | L | Annual | Allowances Withdrawn (n:1) | MTons | 0 | 0 | 0 | 0 | 0 | 0 | 0
CT Fac. Spec. - SO2 Rate Annual v3.1, Unit 2925 and retrofits | 245 | 1769 | Rate Constraint in lbs/MMBtu | FALSE | L | Annual | Net Emissions Allowance Position | MTons | 0 | 0 | 0 | 0 | 0 | 0 | 0
CT Fac. Spec. - SO2 Rate Annual v3.1, Unit 2925 and retrofits | 245 | 1769 | Rate Constraint in lbs/MMBtu | FALSE | L | Annual | Fuel Consumed | TBtu | 9.4946 | 9.4946 | 9.4946 | 9.4946 | 9.4946 | 9.4946 | 9.4946
CT Fac. Spec. - SO2 Rate Annual v3.1, Unit 2925 and retrofits | 245 | 1769 | Rate Constraint in lbs/MMBtu | FALSE | L | Annual | Rate | lb/MMBtu | 0 | 0 | 0 | 0 | 0 | 0 | 0
CT Fac. Spec. - SO2 Rate Annual v3.1, Unit 2925 and retrofits | 245 | 1769 | Rate Constraint in lbs/MMBtu | FALSE | L | Annual | Generation | TWh | 1.3468 | 1.3468 | 1.3468 | 1.3468 | 1.3468 | 1.3468 | 1.3468
CT Fac. Spec. - SO2 Rate Annual v3.1, Unit 2925 and retrofits | 245 | 1769 | Rate Constraint in lbs/MMBtu | FALSE | L | Annual | Qualifying Generation | TWh | 1.3468 | 1.3468 | 1.3468 | 1.3468 | 1.3468 | 1.3468 | 1.3468
CT Fac. Spec. - SO2 Rate Annual v3.1, Unit 2925 and retrofits | 245 | 1769 | Rate Constraint in lbs/MMBtu | FALSE | L | Annual | Rate | lb/MWh | 0 | 0 | 0 | 0 | 0 | 0 | 0
CT Fac. Spec. - SO2 Rate Annual v3.1, Unit 2925 and retrofits | 245 | 1769 | Rate Constraint in lbs/MMBtu | FALSE | L | Annual | Constraint Shadow Price | US$/Ton | 0 | 0 | 0 | 0 | 0 | 0 | 0
CT Fac. Spec. - SO2 Rate Annual v3.1, Unit 2926 and retrofits | 246 | 1769 | Rate Constraint in lbs/MMBtu | FALSE | L | Annual | Seasons Included | Seasons | Winter, Summer | Winter, Summer | Winter, Summer | Winter, Summer | Winter, Summer | Winter, Summer | Winter, Summer
CT Fac. Spec. - SO2 Rate Annual v3.1, Unit 2926 and retrofits | 246 | 1769 | Rate Constraint in lbs/MMBtu | FALSE | L | Annual | Standard | lb/MMBtu | 0.33 | 0.33 | 0.33 | 0.33 | 0.33 | 0.33 | 0.33
CT Fac. Spec. - SO2 Rate Annual v3.1, Unit 2926 and retrofits | 246 | 1769 | Rate Constraint in lbs/MMBtu | FALSE | L | Annual | Emissions at Affected Plants SO2 | MTons | 0 | 0 | 0 | 0 | 0 | 0 | 0
CT Fac. Spec. - SO2 Rate Annual v3.1, Unit 2926 and retrofits | 246 | 1769 | Rate Constraint in lbs/MMBtu | FALSE | L | Annual | Allowances Purchased SO2 | MTons | 0 | 0 | 0 | 0 | 0 | 0 | 0
CT Fac. Spec. - SO2 Rate Annual v3.1, Unit 2926 and retrofits | 246 | 1769 | Rate Constraint in lbs/MMBtu | FALSE | L | Annual | Allowances Sold SO2 | MTons | 0 | 0 | 0 | 0 | 0 | 0 | 0
CT Fac. Spec. - SO2 Rate Annual v3.1, Unit 2926 and retrofits | 246 | 1769 | Rate Constraint in lbs/MMBtu | FALSE | L | Annual | Allowances Banked | MTons | 0 | 0 | 0 | 0 | 0 | 0 | 0
CT Fac. Spec. - SO2 Rate Annual v3.1, Unit 2926 and retrofits | 246 | 1769 | Rate Constraint in lbs/MMBtu | FALSE | L | Annual | Allowances Withdrawn (1:1) | MTons | 0 | 0 | 0 | 0 | 0 | 0 | 0
CT Fac. Spec. - SO2 Rate Annual v3.1, Unit 2926 and retrofits | 246 | 1769 | Rate Constraint in lbs/MMBtu | FALSE | L | Annual | Allowances Withdrawn (n:1) | MTons | 0 | 0 | 0 | 0 | 0 | 0 | 0
CT Fac. Spec. - SO2 Rate Annual v3.1, Unit 2926 and retrofits | 246 | 1769 | Rate Constraint in lbs/MMBtu | FALSE | L | Annual | Net Emissions Allowance Position | MTons | 0 | 0 | 0 | 0 | 0 | 0 | 0
CT Fac. Spec. - SO2 Rate Annual v3.1, Unit 2926 and retrofits | 246 | 1769 | Rate Constraint in lbs/MMBtu | FALSE | L | Annual | Fuel Consumed | TBtu | 9.4946 | 9.4946 | 9.4946 | 9.4946 | 9.4946 | 9.4946 | 9.4946
CT Fac. Spec. - SO2 Rate Annual v3.1, Unit 2926 and retrofits | 246 | 1769 | Rate Constraint in lbs/MMBtu | FALSE | L | Annual | Rate | lb/MMBtu | 0 | 0 | 0 | 0 | 0 | 0 | 0
CT Fac. Spec. - SO2 Rate Annual v3.1, Unit 2926 and retrofits | 246 | 1769 | Rate Constraint in lbs/MMBtu | FALSE | L | Annual | Generation | TWh | 1.3468 | 1.3468 | 1.3468 | 1.3468 | 1.3468 | 1.3468 | 1.3468
CT Fac. Spec. - SO2 Rate Annual v3.1, Unit 2926 and retrofits | 246 | 1769 | Rate Constraint in lbs/MMBtu | FALSE | L | Annual | Qualifying Generation | TWh | 1.3468 | 1.3468 | 1.3468 | 1.3468 | 1.3468 | 1.3468 | 1.3468
CT Fac. Spec. - SO2 Rate Annual v3.1, Unit 2926 and retrofits | 246 | 1769 | Rate Constraint in lbs/MMBtu | FALSE | L | Annual | Rate | lb/MWh | 0 | 0 | 0 | 0 | 0 | 0 | 0
CT Fac. Spec. - SO2 Rate Annual v3.1, Unit 2926 and retrofits | 246 | 1769 | Rate Constraint in lbs/MMBtu | FALSE | L | Annual | Constraint Shadow Price | US$/Ton | 0 | 0 | 0 | 0 | 0 | 0 | 0
CT Fac. Spec. - SO2 Rate Annual v3.1, Unit 2927 and retrofits | 247 | 1769 | Rate Constraint in lbs/MMBtu | FALSE | L | Annual | Seasons Included | Seasons | Winter, Summer | Winter, Summer | Winter, Summer | Winter, Summer | Winter, Summer | Winter, Summer | Winter, Summer
CT Fac. Spec. - SO2 Rate Annual v3.1, Unit 2927 and retrofits | 247 | 1769 | Rate Constraint in lbs/MMBtu | FALSE | L | Annual | Standard | lb/MMBtu | 0.33 | 0.33 | 0.33 | 0.33 | 0.33 | 0.33 | 0.33
CT Fac. Spec. - SO2 Rate Annual v3.1, Unit 2927 and retrofits | 247 | 1769 | Rate Constraint in lbs/MMBtu | FALSE | L | Annual | Emissions at Affected Plants SO2 | MTons | 0 | 0 | 0 | 0 | 0 | 0 | 0
CT Fac. Spec. - SO2 Rate Annual v3.1, Unit 2927 and retrofits | 247 | 1769 | Rate Constraint in lbs/MMBtu | FALSE | L | Annual | Allowances Purchased SO2 | MTons | 0 | 0 | 0 | 0 | 0 | 0 | 0
CT Fac. Spec. - SO2 Rate Annual v3.1, Unit 2927 and retrofits | 247 | 1769 | Rate Constraint in lbs/MMBtu | FALSE | L | Annual | Allowances Sold SO2 | MTons | 0 | 0 | 0 | 0 | 0 | 0 | 0
CT Fac. Spec. - SO2 Rate Annual v3.1, Unit 2927 and retrofits | 247 | 1769 | Rate Constraint in lbs/MMBtu | FALSE | L | Annual | Allowances Banked | MTons | 0 | 0 | 0 | 0 | 0 | 0 | 0
CT Fac. Spec. - SO2 Rate Annual v3.1, Unit 2927 and retrofits | 247 | 1769 | Rate Constraint in lbs/MMBtu | FALSE | L | Annual | Allowances Withdrawn (1:1) | MTons | 0 | 0 | 0 | 0 | 0 | 0 | 0
CT Fac. Spec. - SO2 Rate Annual v3.1, Unit 2927 and retrofits | 247 | 1769 | Rate Constraint in lbs/MMBtu | FALSE | L | Annual | Allowances Withdrawn (n:1) | MTons | 0 | 0 | 0 | 0 | 0 | 0 | 0
CT Fac. Spec. - SO2 Rate Annual v3.1, Unit 2927 and retrofits | 247 | 1769 | Rate Constraint in lbs/MMBtu | FALSE | L | Annual | Net Emissions Allowance Position | MTons | 0 | 0 | 0 | 0 | 0 | 0 | 0
CT Fac. Spec. - SO2 Rate Annual v3.1, Unit 2927 and retrofits | 247 | 1769 | Rate Constraint in lbs/MMBtu | FALSE | L | Annual | Fuel Consumed | TBtu | 14.6979 | 14.6979 | 14.6979 | 14.6979 | 14.6979 | 14.6979 | 14.6979
CT Fac. Spec. - SO2 Rate Annual v3.1, Unit 2927 and retrofits | 247 | 1769 | Rate Constraint in lbs/MMBtu | FALSE | L | Annual | Rate | lb/MMBtu | 0 | 0 | 0 | 0 | 0 | 0 | 0
CT Fac. Spec. - SO2 Rate Annual v3.1, Unit 2927 and retrofits | 247 | 1769 | Rate Constraint in lbs/MMBtu | FALSE | L | Annual | Generation | TWh | 2.0848 | 2.0848 | 2.0848 | 2.0848 | 2.0848 | 2.0848 | 2.0848
CT Fac. Spec. - SO2 Rate Annual v3.1, Unit 2927 and retrofits | 247 | 1769 | Rate Constraint in lbs/MMBtu | FALSE | L | Annual | Qualifying Generation | TWh | 2.0848 | 2.0848 | 2.0848 | 2.0848 | 2.0848 | 2.0848 | 2.0848
CT Fac. Spec. - SO2 Rate Annual v3.1, Unit 2927 and retrofits | 247 | 1769 | Rate Constraint in lbs/MMBtu | FALSE | L | Annual | Rate | lb/MWh | 0 | 0 | 0 | 0 | 0 | 0 | 0
CT Fac. Spec. - SO2 Rate Annual v3.1, Unit 2927 and retrofits | 247 | 1769 | Rate Constraint in lbs/MMBtu | FALSE | L | Annual | Constraint Shadow Price | US$/Ton | 0 | 0 | 0 | 0 | 0 | 0 | 0
CT Fac. Spec. - SO2 Rate Annual v3.1, Unit 2929 and retrofits | 248 | 1769 | Rate Constraint in lbs/MMBtu | FALSE | L | Annual | Seasons Included | Seasons | Winter, Summer | Winter, Summer | Winter, Summer | Winter, Summer | Winter, Summer | Winter, Summer | Winter, Summer
CT Fac. Spec. - SO2 Rate Annual v3.1, Unit 2929 and retrofits | 248 | 1769 | Rate Constraint in lbs/MMBtu | FALSE | L | Annual | Standard | lb/MMBtu | 0.33 | 0.33 | 0.33 | 0.33 | 0.33 | 0.33 | 0.33
CT Fac. Spec. - SO2 Rate Annual v3.1, Unit 2929 and retrofits | 248 | 1769 | Rate Constraint in lbs/MMBtu | FALSE | L | Annual | Emissions at Affected Plants SO2 | MTons | 0 | 0 | 0 | 0 | 0 | 0 | 0
CT Fac. Spec. - SO2 Rate Annual v3.1, Unit 2929 and retrofits | 248 | 1769 | Rate Constraint in lbs/MMBtu | FALSE | L | Annual | Allowances Purchased SO2 | MTons | 0 | 0 | 0 | 0 | 0 | 0 | 0
CT Fac. Spec. - SO2 Rate Annual v3.1, Unit 2929 and retrofits | 248 | 1769 | Rate Constraint in lbs/MMBtu | FALSE | L | Annual | Allowances Sold SO2 | MTons | 0 | 0 | 0 | 0 | 0 | 0 | 0
CT Fac. Spec. - SO2 Rate Annual v3.1, Unit 2929 and retrofits | 248 | 1769 | Rate Constraint in lbs/MMBtu | FALSE | L | Annual | Allowances Banked | MTons | 0 | 0 | 0 | 0 | 0 | 0 | 0
CT Fac. Spec. - SO2 Rate Annual v3.1, Unit 2929 and retrofits | 248 | 1769 | Rate Constraint in lbs/MMBtu | FALSE | L | Annual | Allowances Withdrawn (1:1) | MTons | 0 | 0 | 0 | 0 | 0 | 0 | 0
CT Fac. Spec. - SO2 Rate Annual v3.1, Unit 2929 and retrofits | 248 | 1769 | Rate Constraint in lbs/MMBtu | FALSE | L | Annual | Allowances Withdrawn (n:1) | MTons | 0 | 0 | 0 | 0 | 0 | 0 | 0
CT Fac. Spec. - SO2 Rate Annual v3.1, Unit 2929 and retrofits | 248 | 1769 | Rate Constraint in lbs/MMBtu | FALSE | L | Annual | Net Emissions Allowance Position | MTons | 0 | 0 | 0 | 0 | 0 | 0 | 0
CT Fac. Spec. - SO2 Rate Annual v3.1, Unit 2929 and retrofits | 248 | 1769 | Rate Constraint in lbs/MMBtu | FALSE | L | Annual | Fuel Consumed | TBtu | 12.4348 | 6.2769 | 6.2769 | 6.417 | 6.2769 | 6.2769 | 3.1241
CT Fac. Spec. - SO2 Rate Annual v3.1, Unit 2929 and retrofits | 248 | 1769 | Rate Constraint in lbs/MMBtu | FALSE | L | Annual | Rate | lb/MMBtu | 0 | 0 | 0 | 0 | 0 | 0 | 0
CT Fac. Spec. - SO2 Rate Annual v3.1, Unit 2929 and retrofits | 248 | 1769 | Rate Constraint in lbs/MMBtu | FALSE | L | Annual | Generation | TWh | 1.6682 | 0.84208 | 0.84208 | 0.86089 | 0.84208 | 0.84208 | 0.41911
CT Fac. Spec. - SO2 Rate Annual v3.1, Unit 2929 and retrofits | 248 | 1769 | Rate Constraint in lbs/MMBtu | FALSE | L | Annual | Qualifying Generation | TWh | 1.6682 | 0.84208 | 0.84208 | 0.86089 | 0.84208 | 0.84208 | 0.41911
CT Fac. Spec. - SO2 Rate Annual v3.1, Unit 2929 and retrofits | 248 | 1769 | Rate Constraint in lbs/MMBtu | FALSE | L | Annual | Rate | lb/MWh | 0 | 0 | 0 | 0 | 0 | 0 | 0
CT Fac. Spec. - SO2 Rate Annual v3.1, Unit 2929 and retrofits | 248 | 1769 | Rate Constraint in lbs/MMBtu | FALSE | L | Annual | Constraint Shadow Price | US$/Ton | 0 | 0 | 0 | 0 | 0 | 0 | 0
CT Fac. Spec. - SO2 Rate Annual v3.1, Unit 2930 and retrofits | 249 | 1769 | Rate Constraint in lbs/MMBtu | FALSE | L | Annual | Seasons Included | Seasons | Winter, Summer | Winter, Summer | Winter, Summer | Winter, Summer | Winter, Summer | Winter, Summer | Winter, Summer
CT Fac. Spec. - SO2 Rate Annual v3.1, Unit 2930 and retrofits | 249 | 1769 | Rate Constraint in lbs/MMBtu | FALSE | L | Annual | Standard | lb/MMBtu | 0.33 | 0.33 | 0.33 | 0.33 | 0.33 | 0.33 | 0.33
CT Fac. Spec. - SO2 Rate Annual v3.1, Unit 2930 and retrofits | 249 | 1769 | Rate Constraint in lbs/MMBtu | FALSE | L | Annual | Emissions at Affected Plants SO2 | MTons | 0 | 0 | 0 | 0 | 0 | 0 | 0
CT Fac. Spec. - SO2 Rate Annual v3.1, Unit 2930 and retrofits | 249 | 1769 | Rate Constraint in lbs/MMBtu | FALSE | L | Annual | Allowances Purchased SO2 | MTons | 0 | 0 | 0 | 0 | 0 | 0 | 0
CT Fac. Spec. - SO2 Rate Annual v3.1, Unit 2930 and retrofits | 249 | 1769 | Rate Constraint in lbs/MMBtu | FALSE | L | Annual | Allowances Sold SO2 | MTons | 0 | 0 | 0 | 0 | 0 | 0 | 0
CT Fac. Spec. - SO2 Rate Annual v3.1, Unit 2930 and retrofits | 249 | 1769 | Rate Constraint in lbs/MMBtu | FALSE | L | Annual | Allowances Banked | MTons | 0 | 0 | 0 | 0 | 0 | 0 | 0
CT Fac. Spec. - SO2 Rate Annual v3.1, Unit 2930 and retrofits | 249 | 1769 | Rate Constraint in lbs/MMBtu | FALSE | L | Annual | Allowances Withdrawn (1:1) | MTons | 0 | 0 | 0 | 0 | 0 | 0 | 0
CT Fac. Spec. - SO2 Rate Annual v3.1, Unit 2930 and retrofits | 249 | 1769 | Rate Constraint in lbs/MMBtu | FALSE | L | Annual | Allowances Withdrawn (n:1) | MTons | 0 | 0 | 0 | 0 | 0 | 0 | 0
CT Fac. Spec. - SO2 Rate Annual v3.1, Unit 2930 and retrofits | 249 | 1769 | Rate Constraint in lbs/MMBtu | FALSE | L | Annual | Net Emissions Allowance Position | MTons | 0 | 0 | 0 | 0 | 0 | 0 | 0
CT Fac. Spec. - SO2 Rate Annual v3.1, Unit 2930 and retrofits | 249 | 1769 | Rate Constraint in lbs/MMBtu | FALSE | L | Annual | Fuel Consumed | TBtu | 9.0527 | 5.14 | 6.4044 | 4.9346 | 4.7729 | 4.7907 | 3.1876
CT Fac. Spec. - SO2 Rate Annual v3.1, Unit 2930 and retrofits | 249 | 1769 | Rate Constraint in lbs/MMBtu | FALSE | L | Annual | Rate | lb/MMBtu | 0 | 0 | 0 | 0 | 0 | 0 | 0
CT Fac. Spec. - SO2 Rate Annual v3.1, Unit 2930 and retrofits | 249 | 1769 | Rate Constraint in lbs/MMBtu | FALSE | L | Annual | Generation | TWh | 1.2145 | 0.68956 | 0.8592 | 0.66201 | 0.64031 | 0.6427 | 0.42763
CT Fac. Spec. - SO2 Rate Annual v3.1, Unit 2930 and retrofits | 249 | 1769 | Rate Constraint in lbs/MMBtu | FALSE | L | Annual | Qualifying Generation | TWh | 1.2145 | 0.68956 | 0.8592 | 0.66201 | 0.64031 | 0.6427 | 0.42763
CT Fac. Spec. - SO2 Rate Annual v3.1, Unit 2930 and retrofits | 249 | 1769 | Rate Constraint in lbs/MMBtu | FALSE | L | Annual | Rate | lb/MWh | 0 | 0 | 0 | 0 | 0 | 0 | 0
CT Fac. Spec. - SO2 Rate Annual v3.1, Unit 2930 and retrofits | 249 | 1769 | Rate Constraint in lbs/MMBtu | FALSE | L | Annual | Constraint Shadow Price | US$/Ton | 0 | 0 | 0 | 0 | 0 | 0 | 0
CT Fac. Spec. - SO2 Rate Annual v3.1, Unit 2931 and retrofits | 250 | 1769 | Rate Constraint in lbs/MMBtu | FALSE | L | Annual | Seasons Included | Seasons | Winter, Summer | Winter, Summer | Winter, Summer | Winter, Summer | Winter, Summer | Winter, Summer | Winter, Summer
CT Fac. Spec. - SO2 Rate Annual v3.1, Unit 2931 and retrofits | 250 | 1769 | Rate Constraint in lbs/MMBtu | FALSE | L | Annual | Standard | lb/MMBtu | 0.33 | 0.33 | 0.33 | 0.33 | 0.33 | 0.33 | 0.33
CT Fac. Spec. - SO2 Rate Annual v3.1, Unit 2931 and retrofits | 250 | 1769 | Rate Constraint in lbs/MMBtu | FALSE | L | Annual | Emissions at Affected Plants SO2 | MTons | 0 | 0 | 0 | 0 | 0 | 0 | 0
CT Fac. Spec. - SO2 Rate Annual v3.1, Unit 2931 and retrofits | 250 | 1769 | Rate Constraint in lbs/MMBtu | FALSE | L | Annual | Allowances Purchased SO2 | MTons | 0 | 0 | 0 | 0 | 0 | 0 | 0
CT Fac. Spec. - SO2 Rate Annual v3.1, Unit 2931 and retrofits | 250 | 1769 | Rate Constraint in lbs/MMBtu | FALSE | L | Annual | Allowances Sold SO2 | MTons | 0 | 0 | 0 | 0 | 0 | 0 | 0
CT Fac. Spec. - SO2 Rate Annual v3.1, Unit 2931 and retrofits | 250 | 1769 | Rate Constraint in lbs/MMBtu | FALSE | L | Annual | Allowances Banked | MTons | 0 | 0 | 0 | 0 | 0 | 0 | 0
CT Fac. Spec. - SO2 Rate Annual v3.1, Unit 2931 and retrofits | 250 | 1769 | Rate Constraint in lbs/MMBtu | FALSE | L | Annual | Allowances Withdrawn (1:1) | MTons | 0 | 0 | 0 | 0 | 0 | 0 | 0
CT Fac. Spec. - SO2 Rate Annual v3.1, Unit 2931 and retrofits | 250 | 1769 | Rate Constraint in lbs/MMBtu | FALSE | L | Annual | Allowances Withdrawn (n:1) | MTons | 0 | 0 | 0 | 0 | 0 | 0 | 0
CT Fac. Spec. - SO2 Rate Annual v3.1, Unit 2931 and retrofits | 250 | 1769 | Rate Constraint in lbs/MMBtu | FALSE | L | Annual | Net Emissions Allowance Position | MTons | 0 | 0 | 0 | 0 | 0 | 0 | 0
CT Fac. Spec. - SO2 Rate Annual v3.1, Unit 2931 and retrofits | 250 | 1769 | Rate Constraint in lbs/MMBtu | FALSE | L | Annual | Fuel Consumed | TBtu | 12.5359 | 8.8844 | 11.5569 | 9.3486 | 9.2938 | 7.699 | 3.1495
CT Fac. Spec. - SO2 Rate Annual v3.1, Unit 2931 and retrofits | 250 | 1769 | Rate Constraint in lbs/MMBtu | FALSE | L | Annual | Rate | lb/MMBtu | 0 | 0 | 0 | 0 | 0 | 0 | 0
CT Fac. Spec. - SO2 Rate Annual v3.1, Unit 2931 and retrofits | 250 | 1769 | Rate Constraint in lbs/MMBtu | FALSE | L | Annual | Generation | TWh | 1.6818 | 1.1919 | 1.5504 | 1.2542 | 1.2468 | 1.0329 | 0.42252
CT Fac. Spec. - SO2 Rate Annual v3.1, Unit 2931 and retrofits | 250 | 1769 | Rate Constraint in lbs/MMBtu | FALSE | L | Annual | Qualifying Generation | TWh | 1.6818 | 1.1919 | 1.5504 | 1.2542 | 1.2468 | 1.0329 | 0.42252
CT Fac. Spec. - SO2 Rate Annual v3.1, Unit 2931 and retrofits | 250 | 1769 | Rate Constraint in lbs/MMBtu | FALSE | L | Annual | Rate | lb/MWh | 0 | 0 | 0 | 0 | 0 | 0 | 0
CT Fac. Spec. - SO2 Rate Annual v3.1, Unit 2931 and retrofits | 250 | 1769 | Rate Constraint in lbs/MMBtu | FALSE | L | Annual | Constraint Shadow Price | US$/Ton | 0 | 0 | 0 | 0 | 0 | 0 | 0
CT Fac. Spec. - SO2 Rate Annual v3.1, Unit 2932 and retrofits | 251 | 1769 | Rate Constraint in lbs/MMBtu | FALSE | L | Annual | Seasons Included | Seasons | Winter, Summer | Winter, Summer | Winter, Summer | Winter, Summer | Winter, Summer | Winter, Summer | Winter, Summer
CT Fac. Spec. - SO2 Rate Annual v3.1, Unit 2932 and retrofits | 251 | 1769 | Rate Constraint in lbs/MMBtu | FALSE | L | Annual | Standard | lb/MMBtu | 0.33 | 0.33 | 0.33 | 0.33 | 0.33 | 0.33 | 0.33
CT Fac. Spec. - SO2 Rate Annual v3.1, Unit 2932 and retrofits | 251 | 1769 | Rate Constraint in lbs/MMBtu | FALSE | L | Annual | Emissions at Affected Plants SO2 | MTons | 0 | 0 | 0 | 0 | 0 | 0 | 0
CT Fac. Spec. - SO2 Rate Annual v3.1, Unit 2932 and retrofits | 251 | 1769 | Rate Constraint in lbs/MMBtu | FALSE | L | Annual | Allowances Purchased SO2 | MTons | 0 | 0 | 0 | 0 | 0 | 0 | 0
CT Fac. Spec. - SO2 Rate Annual v3.1, Unit 2932 and retrofits | 251 | 1769 | Rate Constraint in lbs/MMBtu | FALSE | L | Annual | Allowances Sold SO2 | MTons | 0 | 0 | 0 | 0 | 0 | 0 | 0
CT Fac. Spec. - SO2 Rate Annual v3.1, Unit 2932 and retrofits | 251 | 1769 | Rate Constraint in lbs/MMBtu | FALSE | L | Annual | Allowances Banked | MTons | 0 | 0 | 0 | 0 | 0 | 0 | 0
CT Fac. Spec. - SO2 Rate Annual v3.1, Unit 2932 and retrofits | 251 | 1769 | Rate Constraint in lbs/MMBtu | FALSE | L | Annual | Allowances Withdrawn (1:1) | MTons | 0 | 0 | 0 | 0 | 0 | 0 | 0
CT Fac. Spec. - SO2 Rate Annual v3.1, Unit 2932 and retrofits | 251 | 1769 | Rate Constraint in lbs/MMBtu | FALSE | L | Annual | Allowances Withdrawn (n:1) | MTons | 0 | 0 | 0 | 0 | 0 | 0 | 0
CT Fac. Spec. - SO2 Rate Annual v3.1, Unit 2932 and retrofits | 251 | 1769 | Rate Constraint in lbs/MMBtu | FALSE | L | Annual | Net Emissions Allowance Position | MTons | 0 | 0 | 0 | 0 | 0 | 0 | 0
CT Fac. Spec. - SO2 Rate Annual v3.1, Unit 2932 and retrofits | 251 | 1769 | Rate Constraint in lbs/MMBtu | FALSE | L | Annual | Fuel Consumed | TBtu | 14.1682 | 12.6273 | 12.6273 | 10.6261 | 10.6261 | 10.6261 | 3.1725
CT Fac. Spec. - SO2 Rate Annual v3.1, Unit 2932 and retrofits | 251 | 1769 | Rate Constraint in lbs/MMBtu | FALSE | L | Annual | Rate | lb/MMBtu | 0 | 0 | 0 | 0 | 0 | 0 | 0
CT Fac. Spec. - SO2 Rate Annual v3.1, Unit 2932 and retrofits | 251 | 1769 | Rate Constraint in lbs/MMBtu | FALSE | L | Annual | Generation | TWh | 1.925 | 1.7157 | 1.7157 | 1.4438 | 1.4438 | 1.4438 | 0.43104
CT Fac. Spec. - SO2 Rate Annual v3.1, Unit 2932 and retrofits | 251 | 1769 | Rate Constraint in lbs/MMBtu | FALSE | L | Annual | Qualifying Generation | TWh | 1.925 | 1.7157 | 1.7157 | 1.4438 | 1.4438 | 1.4438 | 0.43104
CT Fac. Spec. - SO2 Rate Annual v3.1, Unit 2932 and retrofits | 251 | 1769 | Rate Constraint in lbs/MMBtu | FALSE | L | Annual | Rate | lb/MWh | 0 | 0 | 0 | 0 | 0 | 0 | 0
CT Fac. Spec. - SO2 Rate Annual v3.1, Unit 2932 and retrofits | 251 | 1769 | Rate Constraint in lbs/MMBtu | FALSE | L | Annual | Constraint Shadow Price | US$/Ton | 0 | 0 | 0 | 0 | 0 | 0 | 0
CT Fac. Spec. - SO2 Rate Annual v3.1, Unit 2933 and retrofits | 252 | 1769 | Rate Constraint in lbs/MMBtu | FALSE | L | Annual | Seasons Included | Seasons | Winter, Summer | Winter, Summer | Winter, Summer | Winter, Summer | Winter, Summer | Winter, Summer | Winter, Summer
CT Fac. Spec. - SO2 Rate Annual v3.1, Unit 2933 and retrofits | 252 | 1769 | Rate Constraint in lbs/MMBtu | FALSE | L | Annual | Standard | lb/MMBtu | 0.33 | 0.33 | 0.33 | 0.33 | 0.33 | 0.33 | 0.33
CT Fac. Spec. - SO2 Rate Annual v3.1, Unit 2933 and retrofits | 252 | 1769 | Rate Constraint in lbs/MMBtu | FALSE | L | Annual | Emissions at Affected Plants SO2 | MTons | 0 | 0 | 0 | 0 | 0 | 0 | 0
CT Fac. Spec. - SO2 Rate Annual v3.1, Unit 2933 and retrofits | 252 | 1769 | Rate Constraint in lbs/MMBtu | FALSE | L | Annual | Allowances Purchased SO2 | MTons | 0 | 0 | 0 | 0 | 0 | 0 | 0
CT Fac. Spec. - SO2 Rate Annual v3.1, Unit 2933 and retrofits | 252 | 1769 | Rate Constraint in lbs/MMBtu | FALSE | L | Annual | Allowances Sold SO2 | MTons | 0 | 0 | 0 | 0 | 0 | 0 | 0
CT Fac. Spec. - SO2 Rate Annual v3.1, Unit 2933 and retrofits | 252 | 1769 | Rate Constraint in lbs/MMBtu | FALSE | L | Annual | Allowances Banked | MTons | 0 | 0 | 0 | 0 | 0 | 0 | 0
CT Fac. Spec. - SO2 Rate Annual v3.1, Unit 2933 and retrofits | 252 | 1769 | Rate Constraint in lbs/MMBtu | FALSE | L | Annual | Allowances Withdrawn (1:1) | MTons | 0 | 0 | 0 | 0 | 0 | 0 | 0
CT Fac. Spec. - SO2 Rate Annual v3.1, Unit 2933 and retrofits | 252 | 1769 | Rate Constraint in lbs/MMBtu | FALSE | L | Annual | Allowances Withdrawn (n:1) | MTons | 0 | 0 | 0 | 0 | 0 | 0 | 0
CT Fac. Spec. - SO2 Rate Annual v3.1, Unit 2933 and retrofits | 252 | 1769 | Rate Constraint in lbs/MMBtu | FALSE | L | Annual | Net Emissions Allowance Position | MTons | 0 | 0 | 0 | 0 | 0 | 0 | 0
CT Fac. Spec. - SO2 Rate Annual v3.1, Unit 2933 and retrofits | 252 | 1769 | Rate Constraint in lbs/MMBtu | FALSE | L | Annual | Fuel Consumed | TBtu | 14.2222 | 12.6755 | 13.0463 | 13.7385 | 12.5842 | 11.1631 | 3.1846
CT Fac. Spec. - SO2 Rate Annual v3.1, Unit 2933 and retrofits | 252 | 1769 | Rate Constraint in lbs/MMBtu | FALSE | L | Annual | Rate | lb/MMBtu | 0 | 0 | 0 | 0 | 0 | 0 | 0
CT Fac. Spec. - SO2 Rate Annual v3.1, Unit 2933 and retrofits | 252 | 1769 | Rate Constraint in lbs/MMBtu | FALSE | L | Annual | Generation | TWh | 1.9326 | 1.7225 | 1.7728 | 1.8669 | 1.71 | 1.5169 | 0.43274
CT Fac. Spec. - SO2 Rate Annual v3.1, Unit 2933 and retrofits | 252 | 1769 | Rate Constraint in lbs/MMBtu | FALSE | L | Annual | Qualifying Generation | TWh | 1.9326 | 1.7225 | 1.7728 | 1.8669 | 1.71 | 1.5169 | 0.43274
CT Fac. Spec. - SO2 Rate Annual v3.1, Unit 2933 and retrofits | 252 | 1769 | Rate Constraint in lbs/MMBtu | FALSE | L | Annual | Rate | lb/MWh | 0 | 0 | 0 | 0 | 0 | 0 | 0
CT Fac. Spec. - SO2 Rate Annual v3.1, Unit 2933 and retrofits | 252 | 1769 | Rate Constraint in lbs/MMBtu | FALSE | L | Annual | Constraint Shadow Price | US$/Ton | 0 | 0 | 0 | 0 | 0 | 0 | 0
CT Fac. Spec. - SO2 Rate Annual v3.1, Unit 2935 and retrofits | 253 | 1769 | Rate Constraint in lbs/MMBtu | FALSE | L | Annual | Seasons Included | Seasons | Winter, Summer | Winter, Summer | Winter, Summer | Winter, Summer | Winter, Summer | Winter, Summer | Winter, Summer
CT Fac. Spec. - SO2 Rate Annual v3.1, Unit 2935 and retrofits | 253 | 1769 | Rate Constraint in lbs/MMBtu | FALSE | L | Annual | Standard | lb/MMBtu | 0.33 | 0.33 | 0.33 | 0.33 | 0.33 | 0.33 | 0.33
CT Fac. Spec. - SO2 Rate Annual v3.1, Unit 2935 and retrofits | 253 | 1769 | Rate Constraint in lbs/MMBtu | FALSE | L | Annual | Emissions at Affected Plants SO2 | MTons | 0 | 0 | 0 | 0 | 0 | 0 | 0
CT Fac. Spec. - SO2 Rate Annual v3.1, Unit 2935 and retrofits | 253 | 1769 | Rate Constraint in lbs/MMBtu | FALSE | L | Annual | Allowances Purchased SO2 | MTons | 0 | 0 | 0 | 0 | 0 | 0 | 0
CT Fac. Spec. - SO2 Rate Annual v3.1, Unit 2935 and retrofits | 253 | 1769 | Rate Constraint in lbs/MMBtu | FALSE | L | Annual | Allowances Sold SO2 | MTons | 0 | 0 | 0 | 0 | 0 | 0 | 0
CT Fac. Spec. - SO2 Rate Annual v3.1, Unit 2935 and retrofits | 253 | 1769 | Rate Constraint in lbs/MMBtu | FALSE | L | Annual | Allowances Banked | MTons | 0 | 0 | 0 | 0 | 0 | 0 | 0
CT Fac. Spec. - SO2 Rate Annual v3.1, Unit 2935 and retrofits | 253 | 1769 | Rate Constraint in lbs/MMBtu | FALSE | L | Annual | Allowances Withdrawn (1:1) | MTons | 0 | 0 | 0 | 0 | 0 | 0 | 0
CT Fac. Spec. - SO2 Rate Annual v3.1, Unit 2935 and retrofits | 253 | 1769 | Rate Constraint in lbs/MMBtu | FALSE | L | Annual | Allowances Withdrawn (n:1) | MTons | 0 | 0 | 0 | 0 | 0 | 0 | 0
CT Fac. Spec. - SO2 Rate Annual v3.1, Unit 2935 and retrofits | 253 | 1769 | Rate Constraint in lbs/MMBtu | FALSE | L | Annual | Net Emissions Allowance Position | MTons | 0 | 0 | 0 | 0 | 0 | 0 | 0
CT Fac. Spec. - SO2 Rate Annual v3.1, Unit 2935 and retrofits | 253 | 1769 | Rate Constraint in lbs/MMBtu | FALSE | L | Annual | Fuel Consumed | TBtu | 1.8788 | 1.8788 | 1.8788 | 1.8788 | 1.4352 | 1.1854 | 0.42849
CT Fac. Spec. - SO2 Rate Annual v3.1, Unit 2935 and retrofits | 253 | 1769 | Rate Constraint in lbs/MMBtu | FALSE | L | Annual | Rate | lb/MMBtu | 0 | 0 | 0 | 0 | 0 | 0 | 0
CT Fac. Spec. - SO2 Rate Annual v3.1, Unit 2935 and retrofits | 253 | 1769 | Rate Constraint in lbs/MMBtu | FALSE | L | Annual | Generation | TWh | 0.26145 | 0.26145 | 0.26145 | 0.26145 | 0.19973 | 0.16496 | 0.059628
CT Fac. Spec. - SO2 Rate Annual v3.1, Unit 2935 and retrofits | 253 | 1769 | Rate Constraint in lbs/MMBtu | FALSE | L | Annual | Qualifying Generation | TWh | 0.26145 | 0.26145 | 0.26145 | 0.26145 | 0.19973 | 0.16496 | 0.059628
CT Fac. Spec. - SO2 Rate Annual v3.1, Unit 2935 and retrofits | 253 | 1769 | Rate Constraint in lbs/MMBtu | FALSE | L | Annual | Rate | lb/MWh | 0 | 0 | 0 | 0 | 0 | 0 | 0
CT Fac. Spec. - SO2 Rate Annual v3.1, Unit 2935 and retrofits | 253 | 1769 | Rate Constraint in lbs/MMBtu | FALSE | L | Annual | Constraint Shadow Price | US$/Ton | 0 | 0 | 0 | 0 | 0 | 0 | 0
CT Fac. Spec. - SO2 Rate Annual v3.1, Unit 3639 and retrofits | 254 | 1769 | Rate Constraint in lbs/MMBtu | FALSE | L | Annual | Seasons Included | Seasons | Winter, Summer | Winter, Summer | Winter, Summer | Winter, Summer | Winter, Summer | Winter, Summer | Winter, Summer
CT Fac. Spec. - SO2 Rate Annual v3.1, Unit 3639 and retrofits | 254 | 1769 | Rate Constraint in lbs/MMBtu | FALSE | L | Annual | Standard | lb/MMBtu | 0.33 | 0.33 | 0.33 | 0.33 | 0.33 | 0.33 | 0.33
CT Fac. Spec. - SO2 Rate Annual v3.1, Unit 3639 and retrofits | 254 | 1769 | Rate Constraint in lbs/MMBtu | FALSE | L | Annual | Emissions at Affected Plants SO2 | MTons | 0 | 0 | 0 | 0 | 0 | 0 | 0
CT Fac. Spec. - SO2 Rate Annual v3.1, Unit 3639 and retrofits | 254 | 1769 | Rate Constraint in lbs/MMBtu | FALSE | L | Annual | Allowances Purchased SO2 | MTons | 0 | 0 | 0 | 0 | 0 | 0 | 0
CT Fac. Spec. - SO2 Rate Annual v3.1, Unit 3639 and retrofits | 254 | 1769 | Rate Constraint in lbs/MMBtu | FALSE | L | Annual | Allowances Sold SO2 | MTons | 0 | 0 | 0 | 0 | 0 | 0 | 0
CT Fac. Spec. - SO2 Rate Annual v3.1, Unit 3639 and retrofits | 254 | 1769 | Rate Constraint in lbs/MMBtu | FALSE | L | Annual | Allowances Banked | MTons | 0 | 0 | 0 | 0 | 0 | 0 | 0
CT Fac. Spec. - SO2 Rate Annual v3.1, Unit 3639 and retrofits | 254 | 1769 | Rate Constraint in lbs/MMBtu | FALSE | L | Annual | Allowances Withdrawn (1:1) | MTons | 0 | 0 | 0 | 0 | 0 | 0 | 0
CT Fac. Spec. - SO2 Rate Annual v3.1, Unit 3639 and retrofits | 254 | 1769 | Rate Constraint in lbs/MMBtu | FALSE | L | Annual | Allowances Withdrawn (n:1) | MTons | 0 | 0 | 0 | 0 | 0 | 0 | 0
CT Fac. Spec. - SO2 Rate Annual v3.1, Unit 3639 and retrofits | 254 | 1769 | Rate Constraint in lbs/MMBtu | FALSE | L | Annual | Net Emissions Allowance Position | MTons | 0 | 0 | 0 | 0 | 0 | 0 | 0
CT Fac. Spec. - SO2 Rate Annual v3.1, Unit 3639 and retrofits | 254 | 1769 | Rate Constraint in lbs/MMBtu | FALSE | L | Annual | Fuel Consumed | TBtu | 0.55635 | 0.39745 | 0 | 0 | 0 | 0 | 0
CT Fac. Spec. - SO2 Rate Annual v3.1, Unit 3639 and retrofits | 254 | 1769 | Rate Constraint in lbs/MMBtu | FALSE | L | Annual | Rate | lb/MMBtu | 0 | 0 | 0 | 0 | 0 | 0 | 0
CT Fac. Spec. - SO2 Rate Annual v3.1, Unit 3639 and retrofits | 254 | 1769 | Rate Constraint in lbs/MMBtu | FALSE | L | Annual | Generation | TWh | 0.04596 | 0.032833 | 0 | 0 | 0 | 0 | 0
CT Fac. Spec. - SO2 Rate Annual v3.1, Unit 3639 and retrofits | 254 | 1769 | Rate Constraint in lbs/MMBtu | FALSE | L | Annual | Qualifying Generation | TWh | 0.04596 | 0.032833 | 0 | 0 | 0 | 0 | 0
CT Fac. Spec. - SO2 Rate Annual v3.1, Unit 3639 and retrofits | 254 | 1769 | Rate Constraint in lbs/MMBtu | FALSE | L | Annual | Rate | lb/MWh | 0 | 0 | 0 | 0 | 0 | 0 | 0
CT Fac. Spec. - SO2 Rate Annual v3.1, Unit 3639 and retrofits | 254 | 1769 | Rate Constraint in lbs/MMBtu | FALSE | L | Annual | Constraint Shadow Price | US$/Ton | 0 | 0 | 0 | 0 | 0 | 0 | 0
CT Fac. Spec. - SO2 Rate Annual v3.1, Unit 3640 and retrofits | 255 | 1769 | Rate Constraint in lbs/MMBtu | FALSE | L | Annual | Seasons Included | Seasons | Winter, Summer | Winter, Summer | Winter, Summer | Winter, Summer | Winter, Summer | Winter, Summer | Winter, Summer
CT Fac. Spec. - SO2 Rate Annual v3.1, Unit 3640 and retrofits | 255 | 1769 | Rate Constraint in lbs/MMBtu | FALSE | L | Annual | Standard | lb/MMBtu | 0.33 | 0.33 | 0.33 | 0.33 | 0.33 | 0.33 | 0.33
CT Fac. Spec. - SO2 Rate Annual v3.1, Unit 3640 and retrofits | 255 | 1769 | Rate Constraint in lbs/MMBtu | FALSE | L | Annual | Emissions at Affected Plants SO2 | MTons | 0 | 0 | 0 | 0 | 0 | 0 | 0
CT Fac. Spec. - SO2 Rate Annual v3.1, Unit 3640 and retrofits | 255 | 1769 | Rate Constraint in lbs/MMBtu | FALSE | L | Annual | Allowances Purchased SO2 | MTons | 0 | 0 | 0 | 0 | 0 | 0 | 0
CT Fac. Spec. - SO2 Rate Annual v3.1, Unit 3640 and retrofits | 255 | 1769 | Rate Constraint in lbs/MMBtu | FALSE | L | Annual | Allowances Sold SO2 | MTons | 0 | 0 | 0 | 0 | 0 | 0 | 0
CT Fac. Spec. - SO2 Rate Annual v3.1, Unit 3640 and retrofits | 255 | 1769 | Rate Constraint in lbs/MMBtu | FALSE | L | Annual | Allowances Banked | MTons | 0 | 0 | 0 | 0 | 0 | 0 | 0
CT Fac. Spec. - SO2 Rate Annual v3.1, Unit 3640 and retrofits | 255 | 1769 | Rate Constraint in lbs/MMBtu | FALSE | L | Annual | Allowances Withdrawn (1:1) | MTons | 0 | 0 | 0 | 0 | 0 | 0 | 0
CT Fac. Spec. - SO2 Rate Annual v3.1, Unit 3640 and retrofits | 255 | 1769 | Rate Constraint in lbs/MMBtu | FALSE | L | Annual | Allowances Withdrawn (n:1) | MTons | 0 | 0 | 0 | 0 | 0 | 0 | 0
CT Fac. Spec. - SO2 Rate Annual v3.1, Unit 3640 and retrofits | 255 | 1769 | Rate Constraint in lbs/MMBtu | FALSE | L | Annual | Net Emissions Allowance Position | MTons | 0 | 0 | 0 | 0 | 0 | 0 | 0
CT Fac. Spec. - SO2 Rate Annual v3.1, Unit 3640 and retrofits | 255 | 1769 | Rate Constraint in lbs/MMBtu | FALSE | L | Annual | Fuel Consumed | TBtu | 0.5445 | 0.45338 | 0 | 0 | 0 | 0 | 0
CT Fac. Spec. - SO2 Rate Annual v3.1, Unit 3640 and retrofits | 255 | 1769 | Rate Constraint in lbs/MMBtu | FALSE | L | Annual | Rate | lb/MMBtu | 0 | 0 | 0 | 0 | 0 | 0 | 0
CT Fac. Spec. - SO2 Rate Annual v3.1, Unit 3640 and retrofits | 255 | 1769 | Rate Constraint in lbs/MMBtu | FALSE | L | Annual | Generation | TWh | 0.045019 | 0.037485 | 0 | 0 | 0 | 0 | 0
CT Fac. Spec. - SO2 Rate Annual v3.1, Unit 3640 and retrofits | 255 | 1769 | Rate Constraint in lbs/MMBtu | FALSE | L | Annual | Qualifying Generation | TWh | 0.045019 | 0.037485 | 0 | 0 | 0 | 0 | 0
CT Fac. Spec. - SO2 Rate Annual v3.1, Unit 3640 and retrofits | 255 | 1769 | Rate Constraint in lbs/MMBtu | FALSE | L | Annual | Rate | lb/MWh | 0 | 0 | 0 | 0 | 0 | 0 | 0
CT Fac. Spec. - SO2 Rate Annual v3.1, Unit 3640 and retrofits | 255 | 1769 | Rate Constraint in lbs/MMBtu | FALSE | L | Annual | Constraint Shadow Price | US$/Ton | 0 | 0 | 0 | 0 | 0 | 0 | 0
CT Fac. Spec. - SO2 Rate Annual v3.1, Unit 3641 and retrofits | 256 | 1769 | Rate Constraint in lbs/MMBtu | FALSE | L | Annual | Seasons Included | Seasons | Winter, Summer | Winter, Summer | Winter, Summer | Winter, Summer | Winter, Summer | Winter, Summer | Winter, Summer
CT Fac. Spec. - SO2 Rate Annual v3.1, Unit 3641 and retrofits | 256 | 1769 | Rate Constraint in lbs/MMBtu | FALSE | L | Annual | Standard | lb/MMBtu | 0.33 | 0.33 | 0.33 | 0.33 | 0.33 | 0.33 | 0.33
CT Fac. Spec. - SO2 Rate Annual v3.1, Unit 3641 and retrofits | 256 | 1769 | Rate Constraint in lbs/MMBtu | FALSE | L | Annual | Emissions at Affected Plants SO2 | MTons | 0 | 0 | 0 | 0 | 0 | 0 | 0
CT Fac. Spec. - SO2 Rate Annual v3.1, Unit 3641 and retrofits | 256 | 1769 | Rate Constraint in lbs/MMBtu | FALSE | L | Annual | Allowances Purchased SO2 | MTons | 0 | 0 | 0 | 0 | 0 | 0 | 0
CT Fac. Spec. - SO2 Rate Annual v3.1, Unit 3641 and retrofits | 256 | 1769 | Rate Constraint in lbs/MMBtu | FALSE | L | Annual | Allowances Sold SO2 | MTons | 0 | 0 | 0 | 0 | 0 | 0 | 0
CT Fac. Spec. - SO2 Rate Annual v3.1, Unit 3641 and retrofits | 256 | 1769 | Rate Constraint in lbs/MMBtu | FALSE | L | Annual | Allowances Banked | MTons | 0 | 0 | 0 | 0 | 0 | 0 | 0
CT Fac. Spec. - SO2 Rate Annual v3.1, Unit 3641 and retrofits | 256 | 1769 | Rate Constraint in lbs/MMBtu | FALSE | L | Annual | Allowances Withdrawn (1:1) | MTons | 0 | 0 | 0 | 0 | 0 | 0 | 0
CT Fac. Spec. - SO2 Rate Annual v3.1, Unit 3641 and retrofits | 256 | 1769 | Rate Constraint in lbs/MMBtu | FALSE | L | Annual | Allowances Withdrawn (n:1) | MTons | 0 | 0 | 0 | 0 | 0 | 0 | 0
CT Fac. Spec. - SO2 Rate Annual v3.1, Unit 3641 and retrofits | 256 | 1769 | Rate Constraint in lbs/MMBtu | FALSE | L | Annual | Net Emissions Allowance Position | MTons | 0 | 0 | 0 | 0 | 0 | 0 | 0
CT Fac. Spec. - SO2 Rate Annual v3.1, Unit 3641 and retrofits | 256 | 1769 | Rate Constraint in lbs/MMBtu | FALSE | L | Annual | Fuel Consumed | TBtu | 0 | 0 | 0 | 0 | 0 | 0 | 0
CT Fac. Spec. - SO2 Rate Annual v3.1, Unit 3641 and retrofits | 256 | 1769 | Rate Constraint in lbs/MMBtu | FALSE | L | Annual | Rate | lb/MMBtu | 0 | 0 | 0 | 0 | 0 | 0 | 0
CT Fac. Spec. - SO2 Rate Annual v3.1, Unit 3641 and retrofits | 256 | 1769 | Rate Constraint in lbs/MMBtu | FALSE | L | Annual | Generation | TWh | 0 | 0 | 0 | 0 | 0 | 0 | 0
CT Fac. Spec. - SO2 Rate Annual v3.1, Unit 3641 and retrofits | 256 | 1769 | Rate Constraint in lbs/MMBtu | FALSE | L | Annual | Qualifying Generation | TWh | 0 | 0 | 0 | 0 | 0 | 0 | 0
CT Fac. Spec. - SO2 Rate Annual v3.1, Unit 3641 and retrofits | 256 | 1769 | Rate Constraint in lbs/MMBtu | FALSE | L | Annual | Rate | lb/MWh | 0 | 0 | 0 | 0 | 0 | 0 | 0
CT Fac. Spec. - SO2 Rate Annual v3.1, Unit 3641 and retrofits | 256 | 1769 | Rate Constraint in lbs/MMBtu | FALSE | L | Annual | Constraint Shadow Price | US$/Ton | 0 | 0 | 0 | 0 | 0 | 0 | 0
CT Fac. Spec. - SO2 Rate Annual v3.1, Unit 3642 and retrofits | 257 | 1769 | Rate Constraint in lbs/MMBtu | FALSE | L | Annual | Seasons Included | Seasons | Winter, Summer | Winter, Summer | Winter, Summer | Winter, Summer | Winter, Summer | Winter, Summer | Winter, Summer
CT Fac. Spec. - SO2 Rate Annual v3.1, Unit 3642 and retrofits | 257 | 1769 | Rate Constraint in lbs/MMBtu | FALSE | L | Annual | Standard | lb/MMBtu | 0.33 | 0.33 | 0.33 | 0.33 | 0.33 | 0.33 | 0.33
CT Fac. Spec. - SO2 Rate Annual v3.1, Unit 3642 and retrofits | 257 | 1769 | Rate Constraint in lbs/MMBtu | FALSE | L | Annual | Emissions at Affected Plants SO2 | MTons | 0 | 0 | 0 | 0 | 0 | 0 | 0
CT Fac. Spec. - SO2 Rate Annual v3.1, Unit 3642 and retrofits | 257 | 1769 | Rate Constraint in lbs/MMBtu | FALSE | L | Annual | Allowances Purchased SO2 | MTons | 0 | 0 | 0 | 0 | 0 | 0 | 0
CT Fac. Spec. - SO2 Rate Annual v3.1, Unit 3642 and retrofits | 257 | 1769 | Rate Constraint in lbs/MMBtu | FALSE | L | Annual | Allowances Sold SO2 | MTons | 0 | 0 | 0 | 0 | 0 | 0 | 0
CT Fac. Spec. - SO2 Rate Annual v3.1, Unit 3642 and retrofits | 257 | 1769 | Rate Constraint in lbs/MMBtu | FALSE | L | Annual | Allowances Banked | MTons | 0 | 0 | 0 | 0 | 0 | 0 | 0
CT Fac. Spec. - SO2 Rate Annual v3.1, Unit 3642 and retrofits | 257 | 1769 | Rate Constraint in lbs/MMBtu | FALSE | L | Annual | Allowances Withdrawn (1:1) | MTons | 0 | 0 | 0 | 0 | 0 | 0 | 0
CT Fac. Spec. - SO2 Rate Annual v3.1, Unit 3642 and retrofits | 257 | 1769 | Rate Constraint in lbs/MMBtu | FALSE | L | Annual | Allowances Withdrawn (n:1) | MTons | 0 | 0 | 0 | 0 | 0 | 0 | 0
CT Fac. Spec. - SO2 Rate Annual v3.1, Unit 3642 and retrofits | 257 | 1769 | Rate Constraint in lbs/MMBtu | FALSE | L | Annual | Net Emissions Allowance Position | MTons | 0 | 0 | 0 | 0 | 0 | 0 | 0
CT Fac. Spec. - SO2 Rate Annual v3.1, Unit 3642 and retrofits | 257 | 1769 | Rate Constraint in lbs/MMBtu | FALSE | L | Annual | Fuel Consumed | TBtu | 0 | 0 | 0 | 0 | 0 | 0 | 0
CT Fac. Spec. - SO2 Rate Annual v3.1, Unit 3642 and retrofits | 257 | 1769 | Rate Constraint in lbs/MMBtu | FALSE | L | Annual | Rate | lb/MMBtu | 0 | 0 | 0 | 0 | 0 | 0 | 0
CT Fac. Spec. - SO2 Rate Annual v3.1, Unit 3642 and retrofits | 257 | 1769 | Rate Constraint in lbs/MMBtu | FALSE | L | Annual | Generation | TWh | 0 | 0 | 0 | 0 | 0 | 0 | 0
CT Fac. Spec. - SO2 Rate Annual v3.1, Unit 3642 and retrofits | 257 | 1769 | Rate Constraint in lbs/MMBtu | FALSE | L | Annual | Qualifying Generation | TWh | 0 | 0 | 0 | 0 | 0 | 0 | 0
CT Fac. Spec. - SO2 Rate Annual v3.1, Unit 3642 and retrofits | 257 | 1769 | Rate Constraint in lbs/MMBtu | FALSE | L | Annual | Rate | lb/MWh | 0 | 0 | 0 | 0 | 0 | 0 | 0
CT Fac. Spec. - SO2 Rate Annual v3.1, Unit 3642 and retrofits | 257 | 1769 | Rate Constraint in lbs/MMBtu | FALSE | L | Annual | Constraint Shadow Price | US$/Ton | 0 | 0 | 0 | 0 | 0 | 0 | 0
CT Fac. Spec. - SO2 Rate Annual v3.1, Unit 3835 and retrofits | 258 | 1769 | Rate Constraint in lbs/MMBtu | FALSE | L | Annual | Seasons Included | Seasons | Winter, Summer | Winter, Summer | Winter, Summer | Winter, Summer | Winter, Summer | Winter, Summer | Winter, Summer
CT Fac. Spec. - SO2 Rate Annual v3.1, Unit 3835 and retrofits | 258 | 1769 | Rate Constraint in lbs/MMBtu | FALSE | L | Annual | Standard | lb/MMBtu | 0.33 | 0.33 | 0.33 | 0.33 | 0.33 | 0.33 | 0.33
CT Fac. Spec. - SO2 Rate Annual v3.1, Unit 3835 and retrofits | 258 | 1769 | Rate Constraint in lbs/MMBtu | FALSE | L | Annual | Emissions at Affected Plants SO2 | MTons | 0.024837 | 0 | 0 | 0 | 0 | 0 | 0
CT Fac. Spec. - SO2 Rate Annual v3.1, Unit 3835 and retrofits | 258 | 1769 | Rate Constraint in lbs/MMBtu | FALSE | L | Annual | Allowances Purchased SO2 | MTons | 0 | 0 | 0 | 0 | 0 | 0 | 0
CT Fac. Spec. - SO2 Rate Annual v3.1, Unit 3835 and retrofits | 258 | 1769 | Rate Constraint in lbs/MMBtu | FALSE | L | Annual | Allowances Sold SO2 | MTons | 0 | 0 | 0 | 0 | 0 | 0 | 0
CT Fac. Spec. - SO2 Rate Annual v3.1, Unit 3835 and retrofits | 258 | 1769 | Rate Constraint in lbs/MMBtu | FALSE | L | Annual | Allowances Banked | MTons | 0 | 0 | 0 | 0 | 0 | 0 | 0
CT Fac. Spec. - SO2 Rate Annual v3.1, Unit 3835 and retrofits | 258 | 1769 | Rate Constraint in lbs/MMBtu | FALSE | L | Annual | Allowances Withdrawn (1:1) | MTons | 0 | 0 | 0 | 0 | 0 | 0 | 0
CT Fac. Spec. - SO2 Rate Annual v3.1, Unit 3835 and retrofits | 258 | 1769 | Rate Constraint in lbs/MMBtu | FALSE | L | Annual | Allowances Withdrawn (n:1) | MTons | 0 | 0 | 0 | 0 | 0 | 0 | 0
CT Fac. Spec. - SO2 Rate Annual v3.1, Unit 3835 and retrofits | 258 | 1769 | Rate Constraint in lbs/MMBtu | FALSE | L | Annual | Net Emissions Allowance Position | MTons | 0.024837 | 0 | 0 | 0 | 0 | 0 | 0
CT Fac. Spec. - SO2 Rate Annual v3.1, Unit 3835 and retrofits | 258 | 1769 | Rate Constraint in lbs/MMBtu | FALSE | L | Annual | Fuel Consumed | TBtu | 0.15067 | 0 | 0 | 0 | 0 | 0 | 0
CT Fac. Spec. - SO2 Rate Annual v3.1, Unit 3835 and retrofits | 258 | 1769 | Rate Constraint in lbs/MMBtu | FALSE | L | Annual | Rate | lb/MMBtu | 0.32968 | 0 | 0 | 0 | 0 | 0 | 0
CT Fac. Spec. - SO2 Rate Annual v3.1, Unit 3835 and retrofits | 258 | 1769 | Rate Constraint in lbs/MMBtu | FALSE | L | Annual | Generation | TWh | 0.012195 | 0 | 0 | 0 | 0 | 0 | 0
CT Fac. Spec. - SO2 Rate Annual v3.1, Unit 3835 and retrofits | 258 | 1769 | Rate Constraint in lbs/MMBtu | FALSE | L | Annual | Qualifying Generation | TWh | 0.012195 | 0 | 0 | 0 | 0 | 0 | 0
CT Fac. Spec. - SO2 Rate Annual v3.1, Unit 3835 and retrofits | 258 | 1769 | Rate Constraint in lbs/MMBtu | FALSE | L | Annual | Rate | lb/MWh | 2.0366 | 0 | 0 | 0 | 0 | 0 | 0
CT Fac. Spec. - SO2 Rate Annual v3.1, Unit 3835 and retrofits | 258 | 1769 | Rate Constraint in lbs/MMBtu | FALSE | L | Annual | Constraint Shadow Price | US$/Ton | 0 | 0 | 0 | 13938.622 | 0 | 0 | 0
CT Fac. Spec. - SO2 Rate Annual v3.1, Unit 3836 and retrofits | 259 | 1769 | Rate Constraint in lbs/MMBtu | FALSE | L | Annual | Seasons Included | Seasons | Winter, Summer | Winter, Summer | Winter, Summer | Winter, Summer | Winter, Summer | Winter, Summer | Winter, Summer
CT Fac. Spec. - SO2 Rate Annual v3.1, Unit 3836 and retrofits | 259 | 1769 | Rate Constraint in lbs/MMBtu | FALSE | L | Annual | Standard | lb/MMBtu | 0.33 | 0.33 | 0.33 | 0.33 | 0.33 | 0.33 | 0.33
CT Fac. Spec. - SO2 Rate Annual v3.1, Unit 3836 and retrofits | 259 | 1769 | Rate Constraint in lbs/MMBtu | FALSE | L | Annual | Emissions at Affected Plants SO2 | MTons | 0 | 0 | 0 | 0 | 0 | 0 | 0
CT Fac. Spec. - SO2 Rate Annual v3.1, Unit 3836 and retrofits | 259 | 1769 | Rate Constraint in lbs/MMBtu | FALSE | L | Annual | Allowances Purchased SO2 | MTons | 0 | 0 | 0 | 0 | 0 | 0 | 0
CT Fac. Spec. - SO2 Rate Annual v3.1, Unit 3836 and retrofits | 259 | 1769 | Rate Constraint in lbs/MMBtu | FALSE | L | Annual | Allowances Sold SO2 | MTons | 0 | 0 | 0 | 0 | 0 | 0 | 0
CT Fac. Spec. - SO2 Rate Annual v3.1, Unit 3836 and retrofits | 259 | 1769 | Rate Constraint in lbs/MMBtu | FALSE | L | Annual | Allowances Banked | MTons | 0 | 0 | 0 | 0 | 0 | 0 | 0
CT Fac. Spec. - SO2 Rate Annual v3.1, Unit 3836 and retrofits | 259 | 1769 | Rate Constraint in lbs/MMBtu | FALSE | L | Annual | Allowances Withdrawn (1:1) | MTons | 0 | 0 | 0 | 0 | 0 | 0 | 0
CT Fac. Spec. - SO2 Rate Annual v3.1, Unit 3836 and retrofits | 259 | 1769 | Rate Constraint in lbs/MMBtu | FALSE | L | Annual | Allowances Withdrawn (n:1) | MTons | 0 | 0 | 0 | 0 | 0 | 0 | 0
CT Fac. Spec. - SO2 Rate Annual v3.1, Unit 3836 and retrofits | 259 | 1769 | Rate Constraint in lbs/MMBtu | FALSE | L | Annual | Net Emissions Allowance Position | MTons | 0 | 0 | 0 | 0 | 0 | 0 | 0
CT Fac. Spec. - SO2 Rate Annual v3.1, Unit 3836 and retrofits | 259 | 1769 | Rate Constraint in lbs/MMBtu | FALSE | L | Annual | Fuel Consumed | TBtu | 0 | 0 | 0 | 0 | 0 | 0 | 0
CT Fac. Spec. - SO2 Rate Annual v3.1, Unit 3836 and retrofits | 259 | 1769 | Rate Constraint in lbs/MMBtu | FALSE | L | Annual | Rate | lb/MMBtu | 0 | 0 | 0 | 0 | 0 | 0 | 0
CT Fac. Spec. - SO2 Rate Annual v3.1, Unit 3836 and retrofits | 259 | 1769 | Rate Constraint in lbs/MMBtu | FALSE | L | Annual | Generation | TWh | 0 | 0 | 0 | 0 | 0 | 0 | 0
CT Fac. Spec. - SO2 Rate Annual v3.1, Unit 3836 and retrofits | 259 | 1769 | Rate Constraint in lbs/MMBtu | FALSE | L | Annual | Qualifying Generation | TWh | 0 | 0 | 0 | 0 | 0 | 0 | 0
CT Fac. Spec. - SO2 Rate Annual v3.1, Unit 3836 and retrofits | 259 | 1769 | Rate Constraint in lbs/MMBtu | FALSE | L | Annual | Rate | lb/MWh | 0 | 0 | 0 | 0 | 0 | 0 | 0
CT Fac. Spec. - SO2 Rate Annual v3.1, Unit 3836 and retrofits | 259 | 1769 | Rate Constraint in lbs/MMBtu | FALSE | L | Annual | Constraint Shadow Price | US$/Ton | 6727.7311 | 0 | 34915.4546 | 47016.2819 | 0 | 0 | 0
CT Fac. Spec. - SO2 Rate Annual v3.1, Unit 3837 and retrofits | 260 | 1769 | Rate Constraint in lbs/MMBtu | FALSE | L | Annual | Seasons Included | Seasons | Winter, Summer | Winter, Summer | Winter, Summer | Winter, Summer | Winter, Summer | Winter, Summer | Winter, Summer
CT Fac. Spec. - SO2 Rate Annual v3.1, Unit 3837 and retrofits | 260 | 1769 | Rate Constraint in lbs/MMBtu | FALSE | L | Annual | Standard | lb/MMBtu | 0.33 | 0.33 | 0.33 | 0.33 | 0.33 | 0.33 | 0.33
CT Fac. Spec. - SO2 Rate Annual v3.1, Unit 3837 and retrofits | 260 | 1769 | Rate Constraint in lbs/MMBtu | FALSE | L | Annual | Emissions at Affected Plants SO2 | MTons | 0 | 0 | 0 | 0 | 0 | 0 | 0
CT Fac. Spec. - SO2 Rate Annual v3.1, Unit 3837 and retrofits | 260 | 1769 | Rate Constraint in lbs/MMBtu | FALSE | L | Annual | Allowances Purchased SO2 | MTons | 0 | 0 | 0 | 0 | 0 | 0 | 0
CT Fac. Spec. - SO2 Rate Annual v3.1, Unit 3837 and retrofits | 260 | 1769 | Rate Constraint in lbs/MMBtu | FALSE | L | Annual | Allowances Sold SO2 | MTons | 0 | 0 | 0 | 0 | 0 | 0 | 0
CT Fac. Spec. - SO2 Rate Annual v3.1, Unit 3837 and retrofits | 260 | 1769 | Rate Constraint in lbs/MMBtu | FALSE | L | Annual | Allowances Banked | MTons | 0 | 0 | 0 | 0 | 0 | 0 | 0
CT Fac. Spec. - SO2 Rate Annual v3.1, Unit 3837 and retrofits | 260 | 1769 | Rate Constraint in lbs/MMBtu | FALSE | L | Annual | Allowances Withdrawn (1:1) | MTons | 0 | 0 | 0 | 0 | 0 | 0 | 0
CT Fac. Spec. - SO2 Rate Annual v3.1, Unit 3837 and retrofits | 260 | 1769 | Rate Constraint in lbs/MMBtu | FALSE | L | Annual | Allowances Withdrawn (n:1) | MTons | 0 | 0 | 0 | 0 | 0 | 0 | 0
CT Fac. Spec. - SO2 Rate Annual v3.1, Unit 3837 and retrofits | 260 | 1769 | Rate Constraint in lbs/MMBtu | FALSE | L | Annual | Net Emissions Allowance Position | MTons | 0 | 0 | 0 | 0 | 0 | 0 | 0
CT Fac. Spec. - SO2 Rate Annual v3.1, Unit 3837 and retrofits | 260 | 1769 | Rate Constraint in lbs/MMBtu | FALSE | L | Annual | Fuel Consumed | TBtu | 0 | 0 | 0 | 0 | 0 | 0 | 0
CT Fac. Spec. - SO2 Rate Annual v3.1, Unit 3837 and retrofits | 260 | 1769 | Rate Constraint in lbs/MMBtu | FALSE | L | Annual | Rate | lb/MMBtu | 0 | 0 | 0 | 0 | 0 | 0 | 0
CT Fac. Spec. - SO2 Rate Annual v3.1, Unit 3837 and retrofits | 260 | 1769 | Rate Constraint in lbs/MMBtu | FALSE | L | Annual | Generation | TWh | 0 | 0 | 0 | 0 | 0 | 0 | 0
CT Fac. Spec. - SO2 Rate Annual v3.1, Unit 3837 and retrofits | 260 | 1769 | Rate Constraint in lbs/MMBtu | FALSE | L | Annual | Qualifying Generation | TWh | 0 | 0 | 0 | 0 | 0 | 0 | 0
CT Fac. Spec. - SO2 Rate Annual v3.1, Unit 3837 and retrofits | 260 | 1769 | Rate Constraint in lbs/MMBtu | FALSE | L | Annual | Rate | lb/MWh | 0 | 0 | 0 | 0 | 0 | 0 | 0
CT Fac. Spec. - SO2 Rate Annual v3.1, Unit 3837 and retrofits | 260 | 1769 | Rate Constraint in lbs/MMBtu | FALSE | L | Annual | Constraint Shadow Price | US$/Ton | 0 | 0 | 0 | 0 | 0 | 0 | 0
CT Fac. Spec. - SO2 Rate Annual v3.1, Unit 3838 and retrofits | 261 | 1769 | Rate Constraint in lbs/MMBtu | FALSE | L | Annual | Seasons Included | Seasons | Winter, Summer | Winter, Summer | Winter, Summer | Winter, Summer | Winter, Summer | Winter, Summer | Winter, Summer
CT Fac. Spec. - SO2 Rate Annual v3.1, Unit 3838 and retrofits | 261 | 1769 | Rate Constraint in lbs/MMBtu | FALSE | L | Annual | Standard | lb/MMBtu | 0.33 | 0.33 | 0.33 | 0.33 | 0.33 | 0.33 | 0.33
CT Fac. Spec. - SO2 Rate Annual v3.1, Unit 3838 and retrofits | 261 | 1769 | Rate Constraint in lbs/MMBtu | FALSE | L | Annual | Emissions at Affected Plants SO2 | MTons | 0 | 0 | 0 | 0 | 0 | 0 | 0
CT Fac. Spec. - SO2 Rate Annual v3.1, Unit 3838 and retrofits | 261 | 1769 | Rate Constraint in lbs/MMBtu | FALSE | L | Annual | Allowances Purchased SO2 | MTons | 0 | 0 | 0 | 0 | 0 | 0 | 0
CT Fac. Spec. - SO2 Rate Annual v3.1, Unit 3838 and retrofits | 261 | 1769 | Rate Constraint in lbs/MMBtu | FALSE | L | Annual | Allowances Sold SO2 | MTons | 0 | 0 | 0 | 0 | 0 | 0 | 0
CT Fac. Spec. - SO2 Rate Annual v3.1, Unit 3838 and retrofits | 261 | 1769 | Rate Constraint in lbs/MMBtu | FALSE | L | Annual | Allowances Banked | MTons | 0 | 0 | 0 | 0 | 0 | 0 | 0
CT Fac. Spec. - SO2 Rate Annual v3.1, Unit 3838 and retrofits | 261 | 1769 | Rate Constraint in lbs/MMBtu | FALSE | L | Annual | Allowances Withdrawn (1:1) | MTons | 0 | 0 | 0 | 0 | 0 | 0 | 0
CT Fac. Spec. - SO2 Rate Annual v3.1, Unit 3838 and retrofits | 261 | 1769 | Rate Constraint in lbs/MMBtu | FALSE | L | Annual | Allowances Withdrawn (n:1) | MTons | 0 | 0 | 0 | 0 | 0 | 0 | 0
CT Fac. Spec. - SO2 Rate Annual v3.1, Unit 3838 and retrofits | 261 | 1769 | Rate Constraint in lbs/MMBtu | FALSE | L | Annual | Net Emissions Allowance Position | MTons | 0 | 0 | 0 | 0 | 0 | 0 | 0
CT Fac. Spec. - SO2 Rate Annual v3.1, Unit 3838 and retrofits | 261 | 1769 | Rate Constraint in lbs/MMBtu | FALSE | L | Annual | Fuel Consumed | TBtu | 0.87888 | 0 | 0 | 0 | 0 | 0 | 0
CT Fac. Spec. - SO2 Rate Annual v3.1, Unit 3838 and retrofits | 261 | 1769 | Rate Constraint in lbs/MMBtu | FALSE | L | Annual | Rate | lb/MMBtu | 0 | 0 | 0 | 0 | 0 | 0 | 0
CT Fac. Spec. - SO2 Rate Annual v3.1, Unit 3838 and retrofits | 261 | 1769 | Rate Constraint in lbs/MMBtu | FALSE | L | Annual | Generation | TWh | 0.069268 | 0 | 0 | 0 | 0 | 0 | 0
CT Fac. Spec. - SO2 Rate Annual v3.1, Unit 3838 and retrofits | 261 | 1769 | Rate Constraint in lbs/MMBtu | FALSE | L | Annual | Qualifying Generation | TWh | 0.069268 | 0 | 0 | 0 | 0 | 0 | 0
CT Fac. Spec. - SO2 Rate Annual v3.1, Unit 3838 and retrofits | 261 | 1769 | Rate Constraint in lbs/MMBtu | FALSE | L | Annual | Rate | lb/MWh | 0 | 0 | 0 | 0 | 0 | 0 | 0
CT Fac. Spec. - SO2 Rate Annual v3.1, Unit 3838 and retrofits | 261 | 1769 | Rate Constraint in lbs/MMBtu | FALSE | L | Annual | Constraint Shadow Price | US$/Ton | 0 | 0 | 0 | 0 | 0 | 0 | 0
CT Fac. Spec. - SO2 Rate Annual v3.1, Unit 4164 and retrofits | 262 | 1769 | Rate Constraint in lbs/MMBtu | FALSE | L | Annual | Seasons Included | Seasons | Winter, Summer | Winter, Summer | Winter, Summer | Winter, Summer | Winter, Summer | Winter, Summer | Winter, Summer
CT Fac. Spec. - SO2 Rate Annual v3.1, Unit 4164 and retrofits | 262 | 1769 | Rate Constraint in lbs/MMBtu | FALSE | L | Annual | Standard | lb/MMBtu | 0.33 | 0.33 | 0.33 | 0.33 | 0.33 | 0.33 | 0.33
CT Fac. Spec. - SO2 Rate Annual v3.1, Unit 4164 and retrofits | 262 | 1769 | Rate Constraint in lbs/MMBtu | FALSE | L | Annual | Emissions at Affected Plants SO2 | MTons | 0 | 0 | 0 | 0 | 0 | 0 | 0
CT Fac. Spec. - SO2 Rate Annual v3.1, Unit 4164 and retrofits | 262 | 1769 | Rate Constraint in lbs/MMBtu | FALSE | L | Annual | Allowances Purchased SO2 | MTons | 0 | 0 | 0 | 0 | 0 | 0 | 0
CT Fac. Spec. - SO2 Rate Annual v3.1, Unit 4164 and retrofits | 262 | 1769 | Rate Constraint in lbs/MMBtu | FALSE | L | Annual | Allowances Sold SO2 | MTons | 0 | 0 | 0 | 0 | 0 | 0 | 0
CT Fac. Spec. - SO2 Rate Annual v3.1, Unit 4164 and retrofits | 262 | 1769 | Rate Constraint in lbs/MMBtu | FALSE | L | Annual | Allowances Banked | MTons | 0 | 0 | 0 | 0 | 0 | 0 | 0
CT Fac. Spec. - SO2 Rate Annual v3.1, Unit 4164 and retrofits | 262 | 1769 | Rate Constraint in lbs/MMBtu | FALSE | L | Annual | Allowances Withdrawn (1:1) | MTons | 0 | 0 | 0 | 0 | 0 | 0 | 0
CT Fac. Spec. - SO2 Rate Annual v3.1, Unit 4164 and retrofits | 262 | 1769 | Rate Constraint in lbs/MMBtu | FALSE | L | Annual | Allowances Withdrawn (n:1) | MTons | 0 | 0 | 0 | 0 | 0 | 0 | 0
CT Fac. Spec. - SO2 Rate Annual v3.1, Unit 4164 and retrofits | 262 | 1769 | Rate Constraint in lbs/MMBtu | FALSE | L | Annual | Net Emissions Allowance Position | MTons | 0 | 0 | 0 | 0 | 0 | 0 | 0
CT Fac. Spec. - SO2 Rate Annual v3.1, Unit 4164 and retrofits | 262 | 1769 | Rate Constraint in lbs/MMBtu | FALSE | L | Annual | Fuel Consumed | TBtu | 0 | 0 | 0 | 0 | 0 | 0 | 0
CT Fac. Spec. - SO2 Rate Annual v3.1, Unit 4164 and retrofits | 262 | 1769 | Rate Constraint in lbs/MMBtu | FALSE | L | Annual | Rate | lb/MMBtu | 0 | 0 | 0 | 0 | 0 | 0 | 0
CT Fac. Spec. - SO2 Rate Annual v3.1, Unit 4164 and retrofits | 262 | 1769 | Rate Constraint in lbs/MMBtu | FALSE | L | Annual | Generation | TWh | 0 | 0 | 0 | 0 | 0 | 0 | 0
CT Fac. Spec. - SO2 Rate Annual v3.1, Unit 4164 and retrofits | 262 | 1769 | Rate Constraint in lbs/MMBtu | FALSE | L | Annual | Qualifying Generation | TWh | 0 | 0 | 0 | 0 | 0 | 0 | 0
CT Fac. Spec. - SO2 Rate Annual v3.1, Unit 4164 and retrofits | 262 | 1769 | Rate Constraint in lbs/MMBtu | FALSE | L | Annual | Rate | lb/MWh | 0 | 0 | 0 | 0 | 0 | 0 | 0
CT Fac. Spec. - SO2 Rate Annual v3.1, Unit 4164 and retrofits | 262 | 1769 | Rate Constraint in lbs/MMBtu | FALSE | L | Annual | Constraint Shadow Price | US$/Ton | 0 | 0 | 0 | 0 | 0 | 0 | 0
DE Facility Specific - Hg Annual Reduction v3.1 | 263 | 1521 | MACT Fuel Choice Floor in lbs/MMBtu | FALSE | L | Annual | Seasons Included | Seasons | Winter, Summer | Winter, Summer | Winter, Summer | Winter, Summer | Winter, Summer | Winter, Summer | Winter, Summer
DE Facility Specific - Hg Annual Reduction v3.1 | 263 | 1521 | MACT Fuel Choice Floor in lbs/MMBtu | FALSE | L | Annual | Emission Floor | lbs/MMBtu | 6e-07 | 6e-07 | 6e-07 | 6e-07 | 6e-07 | 6e-07 | 6e-07
DE Facility Specific - Hg Annual Reduction v3.1 | 263 | 1521 | MACT Fuel Choice Floor in lbs/MMBtu | FALSE | L | Annual | Emissions at Affected Plants MER | lbs | 0 | 6.8374 | 6.8374 | 6.8374 | 0 | 0 | 0
DE Facility Specific - Hg Annual Reduction v3.1 | 263 | 1521 | MACT Fuel Choice Floor in lbs/MMBtu | FALSE | L | Annual | Allowances Purchased MER | lbs | 0 | 0 | 0 | 0 | 0 | 0 | 0
DE Facility Specific - Hg Annual Reduction v3.1 | 263 | 1521 | MACT Fuel Choice Floor in lbs/MMBtu | FALSE | L | Annual | Allowances Sold MER | lbs | 0 | 0 | 0 | 0 | 0 | 0 | 0
DE Facility Specific - Hg Annual Reduction v3.1 | 263 | 1521 | MACT Fuel Choice Floor in lbs/MMBtu | FALSE | L | Annual | Allowances Banked | lbs | 0 | 0 | 0 | 0 | 0 | 0 | 0
DE Facility Specific - Hg Annual Reduction v3.1 | 263 | 1521 | MACT Fuel Choice Floor in lbs/MMBtu | FALSE | L | Annual | Allowances Withdrawn (1:1) | lbs | 0 | 0 | 0 | 0 | 0 | 0 | 0
DE Facility Specific - Hg Annual Reduction v3.1 | 263 | 1521 | MACT Fuel Choice Floor in lbs/MMBtu | FALSE | L | Annual | Allowances Withdrawn (n:1) | lbs | 0 | 0 | 0 | 0 | 0 | 0 | 0
DE Facility Specific - Hg Annual Reduction v3.1 | 263 | 1521 | MACT Fuel Choice Floor in lbs/MMBtu | FALSE | L | Annual | Net Emissions Allowance Position | lbs | 0 | 6.8374 | 6.8374 | 6.8374 | 0 | 0 | 0
DE Facility Specific - Hg Annual Reduction v3.1 | 263 | 1521 | MACT Fuel Choice Floor in lbs/MMBtu | FALSE | L | Annual | Fuel Consumed | TBtu | 0 | 8.8186 | 8.8186 | 8.8186 | 0 | 0 | 0
DE Facility Specific - Hg Annual Reduction v3.1 | 263 | 1521 | MACT Fuel Choice Floor in lbs/MMBtu | FALSE | L | Annual | Rate | lb/MMBtu | 0 | 7.7534e-07 | 7.7534e-07 | 7.7534e-07 | 0 | 0 | 0
DE Facility Specific - Hg Annual Reduction v3.1 | 263 | 1521 | MACT Fuel Choice Floor in lbs/MMBtu | FALSE | L | Annual | Generation | TWh | 0 | 0.77192 | 0.77192 | 0.77192 | 0 | 0 | 0
DE Facility Specific - Hg Annual Reduction v3.1 | 263 | 1521 | MACT Fuel Choice Floor in lbs/MMBtu | FALSE | L | Annual | Qualifying Generation | TWh | 0 | 0.77192 | 0.77192 | 0.77192 | 0 | 0 | 0
DE Facility Specific - Hg Annual Reduction v3.1 | 263 | 1521 | MACT Fuel Choice Floor in lbs/MMBtu | FALSE | L | Annual | Constraint Shadow Price | US$/Lb | 0 | 0 | 0 | 0 | 0 | 0 | 0
DE Facility Specific - NOx Annual Rate v3.1, Unit 3638 and retrofits | 264 | 1519 | Rate Constraint in lbs/MMBtu | FALSE | L | Annual | Seasons Included | Seasons | Winter, Summer | Winter, Summer | Winter, Summer | Winter, Summer | Winter, Summer | Winter, Summer | Winter, Summer
DE Facility Specific - NOx Annual Rate v3.1, Unit 3638 and retrofits | 264 | 1519 | Rate Constraint in lbs/MMBtu | FALSE | L | Annual | Standard | lb/MMBtu | 0.125 | 0.125 | 0.125 | 0.125 | 0.125 | 0.125 | 0.125
DE Facility Specific - NOx Annual Rate v3.1, Unit 3638 and retrofits | 264 | 1519 | Rate Constraint in lbs/MMBtu | FALSE | L | Annual | Emissions at Affected Plants NOX | MTons | 0.0070897 | 0 | 0 | 0 | 0 | 0 | 0
DE Facility Specific - NOx Annual Rate v3.1, Unit 3638 and retrofits | 264 | 1519 | Rate Constraint in lbs/MMBtu | FALSE | L | Annual | Allowances Purchased NOX | MTons | 0 | 0 | 0 | 0 | 0 | 0 | 0
DE Facility Specific - NOx Annual Rate v3.1, Unit 3638 and retrofits | 264 | 1519 | Rate Constraint in lbs/MMBtu | FALSE | L | Annual | Allowances Sold NOX | MTons | 0 | 0 | 0 | 0 | 0 | 0 | 0
DE Facility Specific - NOx Annual Rate v3.1, Unit 3638 and retrofits | 264 | 1519 | Rate Constraint in lbs/MMBtu | FALSE | L | Annual | Allowances Banked | MTons | 0 | 0 | 0 | 0 | 0 | 0 | 0
DE Facility Specific - NOx Annual Rate v3.1, Unit 3638 and retrofits | 264 | 1519 | Rate Constraint in lbs/MMBtu | FALSE | L | Annual | Allowances Withdrawn (1:1) | MTons | 0 | 0 | 0 | 0 | 0 | 0 | 0
DE Facility Specific - NOx Annual Rate v3.1, Unit 3638 and retrofits | 264 | 1519 | Rate Constraint in lbs/MMBtu | FALSE | L | Annual | Allowances Withdrawn (n:1) | MTons | 0 | 0 | 0 | 0 | 0 | 0 | 0
DE Facility Specific - NOx Annual Rate v3.1, Unit 3638 and retrofits | 264 | 1519 | Rate Constraint in lbs/MMBtu | FALSE | L | Annual | Net Emissions Allowance Position | MTons | 0.0070897 | 0 | 0 | 0 | 0 | 0 | 0
DE Facility Specific - NOx Annual Rate v3.1, Unit 3638 and retrofits | 264 | 1519 | Rate Constraint in lbs/MMBtu | FALSE | L | Annual | Fuel Consumed | TBtu | 0.17692 | 0 | 0 | 0 | 0 | 0 | 0
DE Facility Specific - NOx Annual Rate v3.1, Unit 3638 and retrofits | 264 | 1519 | Rate Constraint in lbs/MMBtu | FALSE | L | Annual | Rate | lb/MMBtu | 0.080148 | 0 | 0 | 0 | 0 | 0 | 0
DE Facility Specific - NOx Annual Rate v3.1, Unit 3638 and retrofits | 264 | 1519 | Rate Constraint in lbs/MMBtu | FALSE | L | Annual | Generation | TWh | 0.015118 | 0 | 0 | 0 | 0 | 0 | 0
DE Facility Specific - NOx Annual Rate v3.1, Unit 3638 and retrofits | 264 | 1519 | Rate Constraint in lbs/MMBtu | FALSE | L | Annual | Qualifying Generation | TWh | 0.015118 | 0 | 0 | 0 | 0 | 0 | 0
DE Facility Specific - NOx Annual Rate v3.1, Unit 3638 and retrofits | 264 | 1519 | Rate Constraint in lbs/MMBtu | FALSE | L | Annual | Rate | lb/MWh | 0.46895 | 0 | 0 | 0 | 0 | 0 | 0
DE Facility Specific - NOx Annual Rate v3.1, Unit 3638 and retrofits | 264 | 1519 | Rate Constraint in lbs/MMBtu | FALSE | L | Annual | Constraint Shadow Price | US$/Ton | 0 | 0 | 0 | 0 | 0 | 0 | 0
DE Facility Specific - NOx Annual Rate v3.1, Unit 4107 and retrofits | 265 | 1519 | Rate Constraint in lbs/MMBtu | FALSE | L | Annual | Seasons Included | Seasons | Winter, Summer | Winter, Summer | Winter, Summer | Winter, Summer | Winter, Summer | Winter, Summer | Winter, Summer
DE Facility Specific - NOx Annual Rate v3.1, Unit 4107 and retrofits | 265 | 1519 | Rate Constraint in lbs/MMBtu | FALSE | L | Annual | Standard | lb/MMBtu | 0.125 | 0.125 | 0.125 | 0.125 | 0.125 | 0.125 | 0.125
DE Facility Specific - NOx Annual Rate v3.1, Unit 4107 and retrofits | 265 | 1519 | Rate Constraint in lbs/MMBtu | FALSE | L | Annual | Emissions at Affected Plants NOX | MTons | 0 | 0.30586 | 0.30586 | 0.30586 | 0 | 0 | 0
DE Facility Specific - NOx Annual Rate v3.1, Unit 4107 and retrofits | 265 | 1519 | Rate Constraint in lbs/MMBtu | FALSE | L | Annual | Allowances Purchased NOX | MTons | 0 | 0 | 0 | 0 | 0 | 0 | 0
DE Facility Specific - NOx Annual Rate v3.1, Unit 4107 and retrofits | 265 | 1519 | Rate Constraint in lbs/MMBtu | FALSE | L | Annual | Allowances Sold NOX | MTons | 0 | 0 | 0 | 0 | 0 | 0 | 0
DE Facility Specific - NOx Annual Rate v3.1, Unit 4107 and retrofits | 265 | 1519 | Rate Constraint in lbs/MMBtu | FALSE | L | Annual | Allowances Banked | MTons | 0 | 0 | 0 | 0 | 0 | 0 | 0
DE Facility Specific - NOx Annual Rate v3.1, Unit 4107 and retrofits | 265 | 1519 | Rate Constraint in lbs/MMBtu | FALSE | L | Annual | Allowances Withdrawn (1:1) | MTons | 0 | 0 | 0 | 0 | 0 | 0 | 0
DE Facility Specific - NOx Annual Rate v3.1, Unit 4107 and retrofits | 265 | 1519 | Rate Constraint in lbs/MMBtu | FALSE | L | Annual | Allowances Withdrawn (n:1) | MTons | 0 | 0 | 0 | 0 | 0 | 0 | 0
DE Facility Specific - NOx Annual Rate v3.1, Unit 4107 and retrofits | 265 | 1519 | Rate Constraint in lbs/MMBtu | FALSE | L | Annual | Net Emissions Allowance Position | MTons | 0 | 0.30586 | 0.30586 | 0.30586 | 0 | 0 | 0
DE Facility Specific - NOx Annual Rate v3.1, Unit 4107 and retrofits | 265 | 1519 | Rate Constraint in lbs/MMBtu | FALSE | L | Annual | Fuel Consumed | TBtu | 0 | 8.8186 | 8.8186 | 8.8186 | 0 | 0 | 0
DE Facility Specific - NOx Annual Rate v3.1, Unit 4107 and retrofits | 265 | 1519 | Rate Constraint in lbs/MMBtu | FALSE | L | Annual | Rate | lb/MMBtu | 0 | 0.069367 | 0.069367 | 0.069367 | 0 | 0 | 0
DE Facility Specific - NOx Annual Rate v3.1, Unit 4107 and retrofits | 265 | 1519 | Rate Constraint in lbs/MMBtu | FALSE | L | Annual | Generation | TWh | 0 | 0.77192 | 0.77192 | 0.77192 | 0 | 0 | 0
DE Facility Specific - NOx Annual Rate v3.1, Unit 4107 and retrofits | 265 | 1519 | Rate Constraint in lbs/MMBtu | FALSE | L | Annual | Qualifying Generation | TWh | 0 | 0.77192 | 0.77192 | 0.77192 | 0 | 0 | 0
DE Facility Specific - NOx Annual Rate v3.1, Unit 4107 and retrofits | 265 | 1519 | Rate Constraint in lbs/MMBtu | FALSE | L | Annual | Rate | lb/MWh | 0 | 0.39623 | 0.39623 | 0.39623 | 0 | 0 | 0
DE Facility Specific - NOx Annual Rate v3.1, Unit 4107 and retrofits | 265 | 1519 | Rate Constraint in lbs/MMBtu | FALSE | L | Annual | Constraint Shadow Price | US$/Ton | 0 | 0 | 0 | 0 | 0 | 0 | 0
DE Facility Specific - NOx Annual Rate v3.1, Unit 4128 and retrofits | 266 | 1519 | Rate Constraint in lbs/MMBtu | FALSE | L | Annual | Seasons Included | Seasons | Winter, Summer | Winter, Summer | Winter, Summer | Winter, Summer | Winter, Summer | Winter, Summer | Winter, Summer
DE Facility Specific - NOx Annual Rate v3.1, Unit 4128 and retrofits | 266 | 1519 | Rate Constraint in lbs/MMBtu | FALSE | L | Annual | Standard | lb/MMBtu | 0.125 | 0.125 | 0.125 | 0.125 | 0.125 | 0.125 | 0.125
DE Facility Specific - NOx Annual Rate v3.1, Unit 4128 and retrofits | 266 | 1519 | Rate Constraint in lbs/MMBtu | FALSE | L | Annual | Emissions at Affected Plants NOX | MTons | 0 | 0 | 0 | 0 | 0 | 0 | 0
DE Facility Specific - NOx Annual Rate v3.1, Unit 4128 and retrofits | 266 | 1519 | Rate Constraint in lbs/MMBtu | FALSE | L | Annual | Allowances Purchased NOX | MTons | 0 | 0 | 0 | 0 | 0 | 0 | 0
DE Facility Specific - NOx Annual Rate v3.1, Unit 4128 and retrofits | 266 | 1519 | Rate Constraint in lbs/MMBtu | FALSE | L | Annual | Allowances Sold NOX | MTons | 0 | 0 | 0 | 0 | 0 | 0 | 0
DE Facility Specific - NOx Annual Rate v3.1, Unit 4128 and retrofits | 266 | 1519 | Rate Constraint in lbs/MMBtu | FALSE | L | Annual | Allowances Banked | MTons | 0 | 0 | 0 | 0 | 0 | 0 | 0
DE Facility Specific - NOx Annual Rate v3.1, Unit 4128 and retrofits | 266 | 1519 | Rate Constraint in lbs/MMBtu | FALSE | L | Annual | Allowances Withdrawn (1:1) | MTons | 0 | 0 | 0 | 0 | 0 | 0 | 0
DE Facility Specific - NOx Annual Rate v3.1, Unit 4128 and retrofits | 266 | 1519 | Rate Constraint in lbs/MMBtu | FALSE | L | Annual | Allowances Withdrawn (n:1) | MTons | 0 | 0 | 0 | 0 | 0 | 0 | 0
DE Facility Specific - NOx Annual Rate v3.1, Unit 4128 and retrofits | 266 | 1519 | Rate Constraint in lbs/MMBtu | FALSE | L | Annual | Net Emissions Allowance Position | MTons | 0 | 0 | 0 | 0 | 0 | 0 | 0
DE Facility Specific - NOx Annual Rate v3.1, Unit 4128 and retrofits | 266 | 1519 | Rate Constraint in lbs/MMBtu | FALSE | L | Annual | Fuel Consumed | TBtu | 0 | 0 | 0 | 0 | 0 | 0 | 0
DE Facility Specific - NOx Annual Rate v3.1, Unit 4128 and retrofits | 266 | 1519 | Rate Constraint in lbs/MMBtu | FALSE | L | Annual | Rate | lb/MMBtu | 0 | 0 | 0 | 0 | 0 | 0 | 0
DE Facility Specific - NOx Annual Rate v3.1, Unit 4128 and retrofits | 266 | 1519 | Rate Constraint in lbs/MMBtu | FALSE | L | Annual | Generation | TWh | 0 | 0 | 0 | 0 | 0 | 0 | 0
DE Facility Specific - NOx Annual Rate v3.1, Unit 4128 and retrofits | 266 | 1519 | Rate Constraint in lbs/MMBtu | FALSE | L | Annual | Qualifying Generation | TWh | 0 | 0 | 0 | 0 | 0 | 0 | 0
DE Facility Specific - NOx Annual Rate v3.1, Unit 4128 and retrofits | 266 | 1519 | Rate Constraint in lbs/MMBtu | FALSE | L | Annual | Rate | lb/MWh | 0 | 0 | 0 | 0 | 0 | 0 | 0
DE Facility Specific - NOx Annual Rate v3.1, Unit 4128 and retrofits | 266 | 1519 | Rate Constraint in lbs/MMBtu | FALSE | L | Annual | Constraint Shadow Price | US$/Ton | 0 | 0 | 0 | 0 | 0 | 0 | 0
DE Facility Specific - NOx Annual Rate v3.1, Unit 4129 and retrofits | 267 | 1519 | Rate Constraint in lbs/MMBtu | FALSE | L | Annual | Seasons Included | Seasons | Winter, Summer | Winter, Summer | Winter, Summer | Winter, Summer | Winter, Summer | Winter, Summer | Winter, Summer
DE Facility Specific - NOx Annual Rate v3.1, Unit 4129 and retrofits | 267 | 1519 | Rate Constraint in lbs/MMBtu | FALSE | L | Annual | Standard | lb/MMBtu | 0.125 | 0.125 | 0.125 | 0.125 | 0.125 | 0.125 | 0.125
DE Facility Specific - NOx Annual Rate v3.1, Unit 4129 and retrofits | 267 | 1519 | Rate Constraint in lbs/MMBtu | FALSE | L | Annual | Emissions at Affected Plants NOX | MTons | 0 | 0 | 0 | 0 | 0 | 0 | 0
DE Facility Specific - NOx Annual Rate v3.1, Unit 4129 and retrofits | 267 | 1519 | Rate Constraint in lbs/MMBtu | FALSE | L | Annual | Allowances Purchased NOX | MTons | 0 | 0 | 0 | 0 | 0 | 0 | 0
DE Facility Specific - NOx Annual Rate v3.1, Unit 4129 and retrofits | 267 | 1519 | Rate Constraint in lbs/MMBtu | FALSE | L | Annual | Allowances Sold NOX | MTons | 0 | 0 | 0 | 0 | 0 | 0 | 0
DE Facility Specific - NOx Annual Rate v3.1, Unit 4129 and retrofits | 267 | 1519 | Rate Constraint in lbs/MMBtu | FALSE | L | Annual | Allowances Banked | MTons | 0 | 0 | 0 | 0 | 0 | 0 | 0
DE Facility Specific - NOx Annual Rate v3.1, Unit 4129 and retrofits | 267 | 1519 | Rate Constraint in lbs/MMBtu | FALSE | L | Annual | Allowances Withdrawn (1:1) | MTons | 0 | 0 | 0 | 0 | 0 | 0 | 0
DE Facility Specific - NOx Annual Rate v3.1, Unit 4129 and retrofits | 267 | 1519 | Rate Constraint in lbs/MMBtu | FALSE | L | Annual | Allowances Withdrawn (n:1) | MTons | 0 | 0 | 0 | 0 | 0 | 0 | 0
DE Facility Specific - NOx Annual Rate v3.1, Unit 4129 and retrofits | 267 | 1519 | Rate Constraint in lbs/MMBtu | FALSE | L | Annual | Net Emissions Allowance Position | MTons | 0 | 0 | 0 | 0 | 0 | 0 | 0
DE Facility Specific - NOx Annual Rate v3.1, Unit 4129 and retrofits | 267 | 1519 | Rate Constraint in lbs/MMBtu | FALSE | L | Annual | Fuel Consumed | TBtu | 0 | 0 | 0 | 0 | 0 | 0 | 0
DE Facility Specific - NOx Annual Rate v3.1, Unit 4129 and retrofits | 267 | 1519 | Rate Constraint in lbs/MMBtu | FALSE | L | Annual | Rate | lb/MMBtu | 0 | 0 | 0 | 0 | 0 | 0 | 0
DE Facility Specific - NOx Annual Rate v3.1, Unit 4129 and retrofits | 267 | 1519 | Rate Constraint in lbs/MMBtu | FALSE | L | Annual | Generation | TWh | 0 | 0 | 0 | 0 | 0 | 0 | 0
DE Facility Specific - NOx Annual Rate v3.1, Unit 4129 and retrofits | 267 | 1519 | Rate Constraint in lbs/MMBtu | FALSE | L | Annual | Qualifying Generation | TWh | 0 | 0 | 0 | 0 | 0 | 0 | 0
DE Facility Specific - NOx Annual Rate v3.1, Unit 4129 and retrofits | 267 | 1519 | Rate Constraint in lbs/MMBtu | FALSE | L | Annual | Rate | lb/MWh | 0 | 0 | 0 | 0 | 0 | 0 | 0
DE Facility Specific - NOx Annual Rate v3.1, Unit 4129 and retrofits | 267 | 1519 | Rate Constraint in lbs/MMBtu | FALSE | L | Annual | Constraint Shadow Price | US$/Ton | 0 | 0 | 0 | 0 | 0 | 0 | 0
DE Facility Specific - SO2 Annual Rate v3.1, Unit 3638 and retrofits | 268 | 1520 | Rate Constraint in lbs/MMBtu | FALSE | L | Annual | Seasons Included | Seasons | Winter, Summer | Winter, Summer | Winter, Summer | Winter, Summer | Winter, Summer | Winter, Summer | Winter, Summer
DE Facility Specific - SO2 Annual Rate v3.1, Unit 3638 and retrofits | 268 | 1520 | Rate Constraint in lbs/MMBtu | FALSE | L | Annual | Standard | lb/MMBtu | 0.26 | 0.26 | 0.26 | 0.26 | 0.26 | 0.26 | 0.26
DE Facility Specific - SO2 Annual Rate v3.1, Unit 3638 and retrofits | 268 | 1520 | Rate Constraint in lbs/MMBtu | FALSE | L | Annual | Emissions at Affected Plants SO2 | MTons | 0 | 0 | 0 | 0 | 0 | 0 | 0
DE Facility Specific - SO2 Annual Rate v3.1, Unit 3638 and retrofits | 268 | 1520 | Rate Constraint in lbs/MMBtu | FALSE | L | Annual | Allowances Purchased SO2 | MTons | 0 | 0 | 0 | 0 | 0 | 0 | 0
DE Facility Specific - SO2 Annual Rate v3.1, Unit 3638 and retrofits | 268 | 1520 | Rate Constraint in lbs/MMBtu | FALSE | L | Annual | Allowances Sold SO2 | MTons | 0 | 0 | 0 | 0 | 0 | 0 | 0
DE Facility Specific - SO2 Annual Rate v3.1, Unit 3638 and retrofits | 268 | 1520 | Rate Constraint in lbs/MMBtu | FALSE | L | Annual | Allowances Banked | MTons | 0 | 0 | 0 | 0 | 0 | 0 | 0
DE Facility Specific - SO2 Annual Rate v3.1, Unit 3638 and retrofits | 268 | 1520 | Rate Constraint in lbs/MMBtu | FALSE | L | Annual | Allowances Withdrawn (1:1) | MTons | 0 | 0 | 0 | 0 | 0 | 0 | 0
DE Facility Specific - SO2 Annual Rate v3.1, Unit 3638 and retrofits | 268 | 1520 | Rate Constraint in lbs/MMBtu | FALSE | L | Annual | Allowances Withdrawn (n:1) | MTons | 0 | 0 | 0 | 0 | 0 | 0 | 0
DE Facility Specific - SO2 Annual Rate v3.1, Unit 3638 and retrofits | 268 | 1520 | Rate Constraint in lbs/MMBtu | FALSE | L | Annual | Net Emissions Allowance Position | MTons | 0 | 0 | 0 | 0 | 0 | 0 | 0
DE Facility Specific - SO2 Annual Rate v3.1, Unit 3638 and retrofits | 268 | 1520 | Rate Constraint in lbs/MMBtu | FALSE | L | Annual | Fuel Consumed | TBtu | 0.17692 | 0 | 0 | 0 | 0 | 0 | 0
DE Facility Specific - SO2 Annual Rate v3.1, Unit 3638 and retrofits | 268 | 1520 | Rate Constraint in lbs/MMBtu | FALSE | L | Annual | Rate | lb/MMBtu | 0 | 0 | 0 | 0 | 0 | 0 | 0
DE Facility Specific - SO2 Annual Rate v3.1, Unit 3638 and retrofits | 268 | 1520 | Rate Constraint in lbs/MMBtu | FALSE | L | Annual | Generation | TWh | 0.015118 | 0 | 0 | 0 | 0 | 0 | 0
DE Facility Specific - SO2 Annual Rate v3.1, Unit 3638 and retrofits | 268 | 1520 | Rate Constraint in lbs/MMBtu | FALSE | L | Annual | Qualifying Generation | TWh | 0.015118 | 0 | 0 | 0 | 0 | 0 | 0
DE Facility Specific - SO2 Annual Rate v3.1, Unit 3638 and retrofits | 268 | 1520 | Rate Constraint in lbs/MMBtu | FALSE | L | Annual | Rate | lb/MWh | 0 | 0 | 0 | 0 | 0 | 0 | 0
DE Facility Specific - SO2 Annual Rate v3.1, Unit 3638 and retrofits | 268 | 1520 | Rate Constraint in lbs/MMBtu | FALSE | L | Annual | Constraint Shadow Price | US$/Ton | 0 | 0 | 0 | 0 | 0 | 0 | 0
DE Facility Specific - SO2 Annual Rate v3.1, Unit 4107 and retrofits | 269 | 1520 | Rate Constraint in lbs/MMBtu | FALSE | L | Annual | Seasons Included | Seasons | Winter, Summer | Winter, Summer | Winter, Summer | Winter, Summer | Winter, Summer | Winter, Summer | Winter, Summer
DE Facility Specific - SO2 Annual Rate v3.1, Unit 4107 and retrofits | 269 | 1520 | Rate Constraint in lbs/MMBtu | FALSE | L | Annual | Standard | lb/MMBtu | 0.26 | 0.26 | 0.26 | 0.26 | 0.26 | 0.26 | 0.26
DE Facility Specific - SO2 Annual Rate v3.1, Unit 4107 and retrofits | 269 | 1520 | Rate Constraint in lbs/MMBtu | FALSE | L | Annual | Emissions at Affected Plants SO2 | MTons | 0 | 0.78974 | 0.78974 | 0.78974 | 0 | 0 | 0
DE Facility Specific - SO2 Annual Rate v3.1, Unit 4107 and retrofits | 269 | 1520 | Rate Constraint in lbs/MMBtu | FALSE | L | Annual | Allowances Purchased SO2 | MTons | 0 | 0 | 0 | 0 | 0 | 0 | 0
DE Facility Specific - SO2 Annual Rate v3.1, Unit 4107 and retrofits | 269 | 1520 | Rate Constraint in lbs/MMBtu | FALSE | L | Annual | Allowances Sold SO2 | MTons | 0 | 0 | 0 | 0 | 0 | 0 | 0
DE Facility Specific - SO2 Annual Rate v3.1, Unit 4107 and retrofits | 269 | 1520 | Rate Constraint in lbs/MMBtu | FALSE | L | Annual | Allowances Banked | MTons | 0 | 0 | 0 | 0 | 0 | 0 | 0
DE Facility Specific - SO2 Annual Rate v3.1, Unit 4107 and retrofits | 269 | 1520 | Rate Constraint in lbs/MMBtu | FALSE | L | Annual | Allowances Withdrawn (1:1) | MTons | 0 | 0 | 0 | 0 | 0 | 0 | 0
DE Facility Specific - SO2 Annual Rate v3.1, Unit 4107 and retrofits | 269 | 1520 | Rate Constraint in lbs/MMBtu | FALSE | L | Annual | Allowances Withdrawn (n:1) | MTons | 0 | 0 | 0 | 0 | 0 | 0 | 0
DE Facility Specific - SO2 Annual Rate v3.1, Unit 4107 and retrofits | 269 | 1520 | Rate Constraint in lbs/MMBtu | FALSE | L | Annual | Net Emissions Allowance Position | MTons | 0 | 0.78974 | 0.78974 | 0.78974 | 0 | 0 | 0
DE Facility Specific - SO2 Annual Rate v3.1, Unit 4107 and retrofits | 269 | 1520 | Rate Constraint in lbs/MMBtu | FALSE | L | Annual | Fuel Consumed | TBtu | 0 | 8.8186 | 8.8186 | 8.8186 | 0 | 0 | 0
DE Facility Specific - SO2 Annual Rate v3.1, Unit 4107 and retrofits | 269 | 1520 | Rate Constraint in lbs/MMBtu | FALSE | L | Annual | Rate | lb/MMBtu | 0 | 0.17911 | 0.17911 | 0.17911 | 0 | 0 | 0
DE Facility Specific - SO2 Annual Rate v3.1, Unit 4107 and retrofits | 269 | 1520 | Rate Constraint in lbs/MMBtu | FALSE | L | Annual | Generation | TWh | 0 | 0.77192 | 0.77192 | 0.77192 | 0 | 0 | 0
DE Facility Specific - SO2 Annual Rate v3.1, Unit 4107 and retrofits | 269 | 1520 | Rate Constraint in lbs/MMBtu | FALSE | L | Annual | Qualifying Generation | TWh | 0 | 0.77192 | 0.77192 | 0.77192 | 0 | 0 | 0
DE Facility Specific - SO2 Annual Rate v3.1, Unit 4107 and retrofits | 269 | 1520 | Rate Constraint in lbs/MMBtu | FALSE | L | Annual | Rate | lb/MWh | 0 | 1.0231 | 1.0231 | 1.0231 | 0 | 0 | 0
DE Facility Specific - SO2 Annual Rate v3.1, Unit 4107 and retrofits | 269 | 1520 | Rate Constraint in lbs/MMBtu | FALSE | L | Annual | Constraint Shadow Price | US$/Ton | 0 | 0 | 0 | 0 | 0 | 0 | 0
DE Facility Specific - SO2 Annual Rate v3.1, Unit 4128 and retrofits | 270 | 1520 | Rate Constraint in lbs/MMBtu | FALSE | L | Annual | Seasons Included | Seasons | Winter, Summer | Winter, Summer | Winter, Summer | Winter, Summer | Winter, Summer | Winter, Summer | Winter, Summer
DE Facility Specific - SO2 Annual Rate v3.1, Unit 4128 and retrofits | 270 | 1520 | Rate Constraint in lbs/MMBtu | FALSE | L | Annual | Standard | lb/MMBtu | 0.26 | 0.26 | 0.26 | 0.26 | 0.26 | 0.26 | 0.26
DE Facility Specific - SO2 Annual Rate v3.1, Unit 4128 and retrofits | 270 | 1520 | Rate Constraint in lbs/MMBtu | FALSE | L | Annual | Emissions at Affected Plants SO2 | MTons | 0 | 0 | 0 | 0 | 0 | 0 | 0
DE Facility Specific - SO2 Annual Rate v3.1, Unit 4128 and retrofits | 270 | 1520 | Rate Constraint in lbs/MMBtu | FALSE | L | Annual | Allowances Purchased SO2 | MTons | 0 | 0 | 0 | 0 | 0 | 0 | 0
DE Facility Specific - SO2 Annual Rate v3.1, Unit 4128 and retrofits | 270 | 1520 | Rate Constraint in lbs/MMBtu | FALSE | L | Annual | Allowances Sold SO2 | MTons | 0 | 0 | 0 | 0 | 0 | 0 | 0
DE Facility Specific - SO2 Annual Rate v3.1, Unit 4128 and retrofits | 270 | 1520 | Rate Constraint in lbs/MMBtu | FALSE | L | Annual | Allowances Banked | MTons | 0 | 0 | 0 | 0 | 0 | 0 | 0
DE Facility Specific - SO2 Annual Rate v3.1, Unit 4128 and retrofits | 270 | 1520 | Rate Constraint in lbs/MMBtu | FALSE | L | Annual | Allowances Withdrawn (1:1) | MTons | 0 | 0 | 0 | 0 | 0 | 0 | 0
DE Facility Specific - SO2 Annual Rate v3.1, Unit 4128 and retrofits | 270 | 1520 | Rate Constraint in lbs/MMBtu | FALSE | L | Annual | Allowances Withdrawn (n:1) | MTons | 0 | 0 | 0 | 0 | 0 | 0 | 0
DE Facility Specific - SO2 Annual Rate v3.1, Unit 4128 and retrofits | 270 | 1520 | Rate Constraint in lbs/MMBtu | FALSE | L | Annual | Net Emissions Allowance Position | MTons | 0 | 0 | 0 | 0 | 0 | 0 | 0
DE Facility Specific - SO2 Annual Rate v3.1, Unit 4128 and retrofits | 270 | 1520 | Rate Constraint in lbs/MMBtu | FALSE | L | Annual | Fuel Consumed | TBtu | 0 | 0 | 0 | 0 | 0 | 0 | 0
DE Facility Specific - SO2 Annual Rate v3.1, Unit 4128 and retrofits | 270 | 1520 | Rate Constraint in lbs/MMBtu | FALSE | L | Annual | Rate | lb/MMBtu | 0 | 0 | 0 | 0 | 0 | 0 | 0
DE Facility Specific - SO2 Annual Rate v3.1, Unit 4128 and retrofits | 270 | 1520 | Rate Constraint in lbs/MMBtu | FALSE | L | Annual | Generation | TWh | 0 | 0 | 0 | 0 | 0 | 0 | 0
DE Facility Specific - SO2 Annual Rate v3.1, Unit 4128 and retrofits | 270 | 1520 | Rate Constraint in lbs/MMBtu | FALSE | L | Annual | Qualifying Generation | TWh | 0 | 0 | 0 | 0 | 0 | 0 | 0
DE Facility Specific - SO2 Annual Rate v3.1, Unit 4128 and retrofits | 270 | 1520 | Rate Constraint in lbs/MMBtu | FALSE | L | Annual | Rate | lb/MWh | 0 | 0 | 0 | 0 | 0 | 0 | 0
DE Facility Specific - SO2 Annual Rate v3.1, Unit 4128 and retrofits | 270 | 1520 | Rate Constraint in lbs/MMBtu | FALSE | L | Annual | Constraint Shadow Price | US$/Ton | 0 | 0 | 0 | 0 | 0 | 0 | 0
DE Facility Specific - SO2 Annual Rate v3.1, Unit 4129 and retrofits | 271 | 1520 | Rate Constraint in lbs/MMBtu | FALSE | L | Annual | Seasons Included | Seasons | Winter, Summer | Winter, Summer | Winter, Summer | Winter, Summer | Winter, Summer | Winter, Summer | Winter, Summer
DE Facility Specific - SO2 Annual Rate v3.1, Unit 4129 and retrofits | 271 | 1520 | Rate Constraint in lbs/MMBtu | FALSE | L | Annual | Standard | lb/MMBtu | 0.26 | 0.26 | 0.26 | 0.26 | 0.26 | 0.26 | 0.26
DE Facility Specific - SO2 Annual Rate v3.1, Unit 4129 and retrofits | 271 | 1520 | Rate Constraint in lbs/MMBtu | FALSE | L | Annual | Emissions at Affected Plants SO2 | MTons | 0 | 0 | 0 | 0 | 0 | 0 | 0
DE Facility Specific - SO2 Annual Rate v3.1, Unit 4129 and retrofits | 271 | 1520 | Rate Constraint in lbs/MMBtu | FALSE | L | Annual | Allowances Purchased SO2 | MTons | 0 | 0 | 0 | 0 | 0 | 0 | 0
DE Facility Specific - SO2 Annual Rate v3.1, Unit 4129 and retrofits | 271 | 1520 | Rate Constraint in lbs/MMBtu | FALSE | L | Annual | Allowances Sold SO2 | MTons | 0 | 0 | 0 | 0 | 0 | 0 | 0
DE Facility Specific - SO2 Annual Rate v3.1, Unit 4129 and retrofits | 271 | 1520 | Rate Constraint in lbs/MMBtu | FALSE | L | Annual | Allowances Banked | MTons | 0 | 0 | 0 | 0 | 0 | 0 | 0
DE Facility Specific - SO2 Annual Rate v3.1, Unit 4129 and retrofits | 271 | 1520 | Rate Constraint in lbs/MMBtu | FALSE | L | Annual | Allowances Withdrawn (1:1) | MTons | 0 | 0 | 0 | 0 | 0 | 0 | 0
DE Facility Specific - SO2 Annual Rate v3.1, Unit 4129 and retrofits | 271 | 1520 | Rate Constraint in lbs/MMBtu | FALSE | L | Annual | Allowances Withdrawn (n:1) | MTons | 0 | 0 | 0 | 0 | 0 | 0 | 0
DE Facility Specific - SO2 Annual Rate v3.1, Unit 4129 and retrofits | 271 | 1520 | Rate Constraint in lbs/MMBtu | FALSE | L | Annual | Net Emissions Allowance Position | MTons | 0 | 0 | 0 | 0 | 0 | 0 | 0
DE Facility Specific - SO2 Annual Rate v3.1, Unit 4129 and retrofits | 271 | 1520 | Rate Constraint in lbs/MMBtu | FALSE | L | Annual | Fuel Consumed | TBtu | 0 | 0 | 0 | 0 | 0 | 0 | 0
DE Facility Specific - SO2 Annual Rate v3.1, Unit 4129 and retrofits | 271 | 1520 | Rate Constraint in lbs/MMBtu | FALSE | L | Annual | Rate | lb/MMBtu | 0 | 0 | 0 | 0 | 0 | 0 | 0
DE Facility Specific - SO2 Annual Rate v3.1, Unit 4129 and retrofits | 271 | 1520 | Rate Constraint in lbs/MMBtu | FALSE | L | Annual | Generation | TWh | 0 | 0 | 0 | 0 | 0 | 0 | 0
DE Facility Specific - SO2 Annual Rate v3.1, Unit 4129 and retrofits | 271 | 1520 | Rate Constraint in lbs/MMBtu | FALSE | L | Annual | Qualifying Generation | TWh | 0 | 0 | 0 | 0 | 0 | 0 | 0
DE Facility Specific - SO2 Annual Rate v3.1, Unit 4129 and retrofits | 271 | 1520 | Rate Constraint in lbs/MMBtu | FALSE | L | Annual | Rate | lb/MWh | 0 | 0 | 0 | 0 | 0 | 0 | 0
DE Facility Specific - SO2 Annual Rate v3.1, Unit 4129 and retrofits | 271 | 1520 | Rate Constraint in lbs/MMBtu | FALSE | L | Annual | Constraint Shadow Price | US$/Ton | 0 | 0 | 0 | 0 | 0 | 0 | 0
DE Unit Level EdMoore3 - MER Cap Annual v3.1 | 272 | 1539 | Rate Constraint in MTons | FALSE | L | Annual | Seasons Included | Seasons | Winter, Summer | Winter, Summer | Winter, Summer | Winter, Summer | Winter, Summer | Winter, Summer | Winter, Summer
DE Unit Level EdMoore3 - MER Cap Annual v3.1 | 272 | 1539 | Rate Constraint in MTons | FALSE | L | Annual | Standard | Lb | 6.6 | 6.6 | 6.6 | 6.6 | 6.6 | 6.6 | 6.6
DE Unit Level EdMoore3 - MER Cap Annual v3.1 | 272 | 1539 | Rate Constraint in MTons | FALSE | L | Annual | Standard MER | lbs | 6.6 | 6.6 | 6.6 | 6.6 | 6.6 | 6.6 | 6.6
DE Unit Level EdMoore3 - MER Cap Annual v3.1 | 272 | 1539 | Rate Constraint in MTons | FALSE | L | Annual | Emissions at Affected Plants MER | lbs | 0 | 0 | 0 | 0 | 0 | 0 | 0
DE Unit Level EdMoore3 - MER Cap Annual v3.1 | 272 | 1539 | Rate Constraint in MTons | FALSE | L | Annual | Allowances Purchased MER | lbs | 0 | 0 | 0 | 0 | 0 | 0 | 0
DE Unit Level EdMoore3 - MER Cap Annual v3.1 | 272 | 1539 | Rate Constraint in MTons | FALSE | L | Annual | Allowances Sold MER | lbs | 0 | 0 | 0 | 0 | 0 | 0 | 0
DE Unit Level EdMoore3 - MER Cap Annual v3.1 | 272 | 1539 | Rate Constraint in MTons | FALSE | L | Annual | Allowances Banked | lbs | 0 | 0 | 0 | 0 | 0 | 0 | 0
DE Unit Level EdMoore3 - MER Cap Annual v3.1 | 272 | 1539 | Rate Constraint in MTons | FALSE | L | Annual | Allowances Withdrawn (1:1) | lbs | 0 | 0 | 0 | 0 | 0 | 0 | 0
DE Unit Level EdMoore3 - MER Cap Annual v3.1 | 272 | 1539 | Rate Constraint in MTons | FALSE | L | Annual | Allowances Withdrawn (n:1) | lbs | 0 | 0 | 0 | 0 | 0 | 0 | 0
DE Unit Level EdMoore3 - MER Cap Annual v3.1 | 272 | 1539 | Rate Constraint in MTons | FALSE | L | Annual | Net Emissions Allowance Position | lbs | 0 | 0 | 0 | 0 | 0 | 0 | 0
DE Unit Level EdMoore3 - MER Cap Annual v3.1 | 272 | 1539 | Rate Constraint in MTons | FALSE | L | Annual | Fuel Consumed | TBtu | 0 | 0 | 0 | 0 | 0 | 0 | 0
DE Unit Level EdMoore3 - MER Cap Annual v3.1 | 272 | 1539 | Rate Constraint in MTons | FALSE | L | Annual | Rate | lb/MMBtu | 0 | 0 | 0 | 0 | 0 | 0 | 0
DE Unit Level EdMoore3 - MER Cap Annual v3.1 | 272 | 1539 | Rate Constraint in MTons | FALSE | L | Annual | Generation | TWh | 0 | 0 | 0 | 0 | 0 | 0 | 0
DE Unit Level EdMoore3 - MER Cap Annual v3.1 | 272 | 1539 | Rate Constraint in MTons | FALSE | L | Annual | Qualifying Generation | TWh | 0 | 0 | 0 | 0 | 0 | 0 | 0
DE Unit Level EdMoore3 - MER Cap Annual v3.1 | 272 | 1539 | Rate Constraint in MTons | FALSE | L | Annual | Rate | lb/MWh | 0 | 0 | 0 | 0 | 0 | 0 | 0
DE Unit Level EdMoore3 - MER Cap Annual v3.1 | 272 | 1539 | Rate Constraint in MTons | FALSE | L | Annual | Constraint Shadow Price | US$/Lb | 0 | 0 | 0 | 0 | 0 | 0 | 0
DE Unit Level EdMoore3 - NOX Cap Annual v3.1 | 273 | 1522 | Rate Constraint in MTons | FALSE | L | Annual | Seasons Included | Seasons | Winter, Summer | Winter, Summer | Winter, Summer | Winter, Summer | Winter, Summer | Winter, Summer | Winter, Summer
DE Unit Level EdMoore3 - NOX Cap Annual v3.1 | 273 | 1522 | Rate Constraint in MTons | FALSE | L | Annual | Standard | MTons | 0.773 | 0.773 | 0.773 | 0.773 | 0.773 | 0.773 | 0.773
DE Unit Level EdMoore3 - NOX Cap Annual v3.1 | 273 | 1522 | Rate Constraint in MTons | FALSE | L | Annual | Standard NOX | MTons | 0.773 | 0.773 | 0.773 | 0.773 | 0.773 | 0.773 | 0.773
DE Unit Level EdMoore3 - NOX Cap Annual v3.1 | 273 | 1522 | Rate Constraint in MTons | FALSE | L | Annual | Emissions at Affected Plants NOX | MTons | 0 | 0 | 0 | 0 | 0 | 0 | 0
DE Unit Level EdMoore3 - NOX Cap Annual v3.1 | 273 | 1522 | Rate Constraint in MTons | FALSE | L | Annual | Allowances Purchased NOX | MTons | 0 | 0 | 0 | 0 | 0 | 0 | 0
DE Unit Level EdMoore3 - NOX Cap Annual v3.1 | 273 | 1522 | Rate Constraint in MTons | FALSE | L | Annual | Allowances Sold NOX | MTons | 0 | 0 | 0 | 0 | 0 | 0 | 0
DE Unit Level EdMoore3 - NOX Cap Annual v3.1 | 273 | 1522 | Rate Constraint in MTons | FALSE | L | Annual | Allowances Banked | MTons | 0 | 0 | 0 | 0 | 0 | 0 | 0
DE Unit Level EdMoore3 - NOX Cap Annual v3.1 | 273 | 1522 | Rate Constraint in MTons | FALSE | L | Annual | Allowances Withdrawn (1:1) | MTons | 0 | 0 | 0 | 0 | 0 | 0 | 0
DE Unit Level EdMoore3 - NOX Cap Annual v3.1 | 273 | 1522 | Rate Constraint in MTons | FALSE | L | Annual | Allowances Withdrawn (n:1) | MTons | 0 | 0 | 0 | 0 | 0 | 0 | 0
DE Unit Level EdMoore3 - NOX Cap Annual v3.1 | 273 | 1522 | Rate Constraint in MTons | FALSE | L | Annual | Net Emissions Allowance Position | MTons | 0 | 0 | 0 | 0 | 0 | 0 | 0
DE Unit Level EdMoore3 - NOX Cap Annual v3.1 | 273 | 1522 | Rate Constraint in MTons | FALSE | L | Annual | Fuel Consumed | TBtu | 0 | 0 | 0 | 0 | 0 | 0 | 0
DE Unit Level EdMoore3 - NOX Cap Annual v3.1 | 273 | 1522 | Rate Constraint in MTons | FALSE | L | Annual | Rate | lb/MMBtu | 0 | 0 | 0 | 0 | 0 | 0 | 0
DE Unit Level EdMoore3 - NOX Cap Annual v3.1 | 273 | 1522 | Rate Constraint in MTons | FALSE | L | Annual | Generation | TWh | 0 | 0 | 0 | 0 | 0 | 0 | 0
DE Unit Level EdMoore3 - NOX Cap Annual v3.1 | 273 | 1522 | Rate Constraint in MTons | FALSE | L | Annual | Qualifying Generation | TWh | 0 | 0 | 0 | 0 | 0 | 0 | 0
DE Unit Level EdMoore3 - NOX Cap Annual v3.1 | 273 | 1522 | Rate Constraint in MTons | FALSE | L | Annual | Rate | lb/MWh | 0 | 0 | 0 | 0 | 0 | 0 | 0
DE Unit Level EdMoore3 - NOX Cap Annual v3.1 | 273 | 1522 | Rate Constraint in MTons | FALSE | L | Annual | Constraint Shadow Price | US$/Ton | 0 | 0 | 0 | 0 | 0 | 0 | 0
DE Unit Level EdMoore3 - SO2 Cap Annual v3.1 | 274 | 1530 | Rate Constraint in MTons | FALSE | L | Annual | Seasons Included | Seasons | Winter, Summer | Winter, Summer | Winter, Summer | Winter, Summer | Winter, Summer | Winter, Summer | Winter, Summer
DE Unit Level EdMoore3 - SO2 Cap Annual v3.1 | 274 | 1530 | Rate Constraint in MTons | FALSE | L | Annual | Standard | MTons | 1.391 | 1.391 | 1.391 | 1.391 | 1.391 | 1.391 | 1.391
DE Unit Level EdMoore3 - SO2 Cap Annual v3.1 | 274 | 1530 | Rate Constraint in MTons | FALSE | L | Annual | Standard SO2 | MTons | 1.391 | 1.391 | 1.391 | 1.391 | 1.391 | 1.391 | 1.391
DE Unit Level EdMoore3 - SO2 Cap Annual v3.1 | 274 | 1530 | Rate Constraint in MTons | FALSE | L | Annual | Emissions at Affected Plants SO2 | MTons | 0 | 0 | 0 | 0 | 0 | 0 | 0
DE Unit Level EdMoore3 - SO2 Cap Annual v3.1 | 274 | 1530 | Rate Constraint in MTons | FALSE | L | Annual | Allowances Purchased SO2 | MTons | 0 | 0 | 0 | 0 | 0 | 0 | 0
DE Unit Level EdMoore3 - SO2 Cap Annual v3.1 | 274 | 1530 | Rate Constraint in MTons | FALSE | L | Annual | Allowances Sold SO2 | MTons | 0 | 0 | 0 | 0 | 0 | 0 | 0
DE Unit Level EdMoore3 - SO2 Cap Annual v3.1 | 274 | 1530 | Rate Constraint in MTons | FALSE | L | Annual | Allowances Banked | MTons | 0 | 0 | 0 | 0 | 0 | 0 | 0
DE Unit Level EdMoore3 - SO2 Cap Annual v3.1 | 274 | 1530 | Rate Constraint in MTons | FALSE | L | Annual | Allowances Withdrawn (1:1) | MTons | 0 | 0 | 0 | 0 | 0 | 0 | 0
DE Unit Level EdMoore3 - SO2 Cap Annual v3.1 | 274 | 1530 | Rate Constraint in MTons | FALSE | L | Annual | Allowances Withdrawn (n:1) | MTons | 0 | 0 | 0 | 0 | 0 | 0 | 0
DE Unit Level EdMoore3 - SO2 Cap Annual v3.1 | 274 | 1530 | Rate Constraint in MTons | FALSE | L | Annual | Net Emissions Allowance Position | MTons | 0 | 0 | 0 | 0 | 0 | 0 | 0
DE Unit Level EdMoore3 - SO2 Cap Annual v3.1 | 274 | 1530 | Rate Constraint in MTons | FALSE | L | Annual | Fuel Consumed | TBtu | 0 | 0 | 0 | 0 | 0 | 0 | 0
DE Unit Level EdMoore3 - SO2 Cap Annual v3.1 | 274 | 1530 | Rate Constraint in MTons | FALSE | L | Annual | Rate | lb/MMBtu | 0 | 0 | 0 | 0 | 0 | 0 | 0
DE Unit Level EdMoore3 - SO2 Cap Annual v3.1 | 274 | 1530 | Rate Constraint in MTons | FALSE | L | Annual | Generation | TWh | 0 | 0 | 0 | 0 | 0 | 0 | 0
DE Unit Level EdMoore3 - SO2 Cap Annual v3.1 | 274 | 1530 | Rate Constraint in MTons | FALSE | L | Annual | Qualifying Generation | TWh | 0 | 0 | 0 | 0 | 0 | 0 | 0
DE Unit Level EdMoore3 - SO2 Cap Annual v3.1 | 274 | 1530 | Rate Constraint in MTons | FALSE | L | Annual | Rate | lb/MWh | 0 | 0 | 0 | 0 | 0 | 0 | 0
DE Unit Level EdMoore3 - SO2 Cap Annual v3.1 | 274 | 1530 | Rate Constraint in MTons | FALSE | L | Annual | Constraint Shadow Price | US$/Ton | 0 | 0 | 0 | 0 | 0 | 0 | 0
DE Unit Level EdMoore4 - MER Cap Annual v3.1 | 275 | 1540 | Rate Constraint in MTons | FALSE | L | Annual | Seasons Included | Seasons | Winter, Summer | Winter, Summer | Winter, Summer | Winter, Summer | Winter, Summer | Winter, Summer | Winter, Summer
DE Unit Level EdMoore4 - MER Cap Annual v3.1 | 275 | 1540 | Rate Constraint in MTons | FALSE | L | Annual | Standard | Lb | 11.4 | 11.4 | 11.4 | 11.4 | 11.4 | 11.4 | 11.4
DE Unit Level EdMoore4 - MER Cap Annual v3.1 | 275 | 1540 | Rate Constraint in MTons | FALSE | L | Annual | Standard MER | lbs | 11.4 | 11.4 | 11.4 | 11.4 | 11.4 | 11.4 | 11.4
DE Unit Level EdMoore4 - MER Cap Annual v3.1 | 275 | 1540 | Rate Constraint in MTons | FALSE | L | Annual | Emissions at Affected Plants MER | lbs | 0 | 0 | 0 | 0 | 0 | 0 | 0
DE Unit Level EdMoore4 - MER Cap Annual v3.1 | 275 | 1540 | Rate Constraint in MTons | FALSE | L | Annual | Allowances Purchased MER | lbs | 0 | 0 | 0 | 0 | 0 | 0 | 0
DE Unit Level EdMoore4 - MER Cap Annual v3.1 | 275 | 1540 | Rate Constraint in MTons | FALSE | L | Annual | Allowances Sold MER | lbs | 0 | 0 | 0 | 0 | 0 | 0 | 0
DE Unit Level EdMoore4 - MER Cap Annual v3.1 | 275 | 1540 | Rate Constraint in MTons | FALSE | L | Annual | Allowances Banked | lbs | 0 | 0 | 0 | 0 | 0 | 0 | 0
DE Unit Level EdMoore4 - MER Cap Annual v3.1 | 275 | 1540 | Rate Constraint in MTons | FALSE | L | Annual | Allowances Withdrawn (1:1) | lbs | 0 | 0 | 0 | 0 | 0 | 0 | 0
DE Unit Level EdMoore4 - MER Cap Annual v3.1 | 275 | 1540 | Rate Constraint in MTons | FALSE | L | Annual | Allowances Withdrawn (n:1) | lbs | 0 | 0 | 0 | 0 | 0 | 0 | 0
DE Unit Level EdMoore4 - MER Cap Annual v3.1 | 275 | 1540 | Rate Constraint in MTons | FALSE | L | Annual | Net Emissions Allowance Position | lbs | 0 | 0 | 0 | 0 | 0 | 0 | 0
DE Unit Level EdMoore4 - MER Cap Annual v3.1 | 275 | 1540 | Rate Constraint in MTons | FALSE | L | Annual | Fuel Consumed | TBtu | 0 | 0 | 0 | 0 | 0 | 0 | 0
DE Unit Level EdMoore4 - MER Cap Annual v3.1 | 275 | 1540 | Rate Constraint in MTons | FALSE | L | Annual | Rate | lb/MMBtu | 0 | 0 | 0 | 0 | 0 | 0 | 0
DE Unit Level EdMoore4 - MER Cap Annual v3.1 | 275 | 1540 | Rate Constraint in MTons | FALSE | L | Annual | Generation | TWh | 0 | 0 | 0 | 0 | 0 | 0 | 0
DE Unit Level EdMoore4 - MER Cap Annual v3.1 | 275 | 1540 | Rate Constraint in MTons | FALSE | L | Annual | Qualifying Generation | TWh | 0 | 0 | 0 | 0 | 0 | 0 | 0
DE Unit Level EdMoore4 - MER Cap Annual v3.1 | 275 | 1540 | Rate Constraint in MTons | FALSE | L | Annual | Rate | lb/MWh | 0 | 0 | 0 | 0 | 0 | 0 | 0
DE Unit Level EdMoore4 - MER Cap Annual v3.1 | 275 | 1540 | Rate Constraint in MTons | FALSE | L | Annual | Constraint Shadow Price | US$/Lb | 0 | 0 | 0 | 0 | 0 | 0 | 0
DE Unit Level EdMoore4 - NOX Cap Annual v3.1 | 276 | 1523 | Rate Constraint in MTons | FALSE | L | Annual | Seasons Included | Seasons | Winter, Summer | Winter, Summer | Winter, Summer | Winter, Summer | Winter, Summer | Winter, Summer | Winter, Summer
DE Unit Level EdMoore4 - NOX Cap Annual v3.1 | 276 | 1523 | Rate Constraint in MTons | FALSE | L | Annual | Standard | MTons | 1.339 | 1.339 | 1.339 | 1.339 | 1.339 | 1.339 | 1.339
DE Unit Level EdMoore4 - NOX Cap Annual v3.1 | 276 | 1523 | Rate Constraint in MTons | FALSE | L | Annual | Standard NOX | MTons | 1.339 | 1.339 | 1.339 | 1.339 | 1.339 | 1.339 | 1.339
DE Unit Level EdMoore4 - NOX Cap Annual v3.1 | 276 | 1523 | Rate Constraint in MTons | FALSE | L | Annual | Emissions at Affected Plants NOX | MTons | 0 | 0 | 0 | 0 | 0 | 0 | 0
DE Unit Level EdMoore4 - NOX Cap Annual v3.1 | 276 | 1523 | Rate Constraint in MTons | FALSE | L | Annual | Allowances Purchased NOX | MTons | 0 | 0 | 0 | 0 | 0 | 0 | 0
DE Unit Level EdMoore4 - NOX Cap Annual v3.1 | 276 | 1523 | Rate Constraint in MTons | FALSE | L | Annual | Allowances Sold NOX | MTons | 0 | 0 | 0 | 0 | 0 | 0 | 0
DE Unit Level EdMoore4 - NOX Cap Annual v3.1 | 276 | 1523 | Rate Constraint in MTons | FALSE | L | Annual | Allowances Banked | MTons | 0 | 0 | 0 | 0 | 0 | 0 | 0
DE Unit Level EdMoore4 - NOX Cap Annual v3.1 | 276 | 1523 | Rate Constraint in MTons | FALSE | L | Annual | Allowances Withdrawn (1:1) | MTons | 0 | 0 | 0 | 0 | 0 | 0 | 0
DE Unit Level EdMoore4 - NOX Cap Annual v3.1 | 276 | 1523 | Rate Constraint in MTons | FALSE | L | Annual | Allowances Withdrawn (n:1) | MTons | 0 | 0 | 0 | 0 | 0 | 0 | 0
DE Unit Level EdMoore4 - NOX Cap Annual v3.1 | 276 | 1523 | Rate Constraint in MTons | FALSE | L | Annual | Net Emissions Allowance Position | MTons | 0 | 0 | 0 | 0 | 0 | 0 | 0
DE Unit Level EdMoore4 - NOX Cap Annual v3.1 | 276 | 1523 | Rate Constraint in MTons | FALSE | L | Annual | Fuel Consumed | TBtu | 0 | 0 | 0 | 0 | 0 | 0 | 0
DE Unit Level EdMoore4 - NOX Cap Annual v3.1 | 276 | 1523 | Rate Constraint in MTons | FALSE | L | Annual | Rate | lb/MMBtu | 0 | 0 | 0 | 0 | 0 | 0 | 0
DE Unit Level EdMoore4 - NOX Cap Annual v3.1 | 276 | 1523 | Rate Constraint in MTons | FALSE | L | Annual | Generation | TWh | 0 | 0 | 0 | 0 | 0 | 0 | 0
DE Unit Level EdMoore4 - NOX Cap Annual v3.1 | 276 | 1523 | Rate Constraint in MTons | FALSE | L | Annual | Qualifying Generation | TWh | 0 | 0 | 0 | 0 | 0 | 0 | 0
DE Unit Level EdMoore4 - NOX Cap Annual v3.1 | 276 | 1523 | Rate Constraint in MTons | FALSE | L | Annual | Rate | lb/MWh | 0 | 0 | 0 | 0 | 0 | 0 | 0
DE Unit Level EdMoore4 - NOX Cap Annual v3.1 | 276 | 1523 | Rate Constraint in MTons | FALSE | L | Annual | Constraint Shadow Price | US$/Ton | 0 | 0 | 0 | 0 | 0 | 0 | 0
DE Unit Level EdMoore4 - SO2 Cap Annual v3.1 | 277 | 1531 | Rate Constraint in MTons | FALSE | L | Annual | Seasons Included | Seasons | Winter, Summer | Winter, Summer | Winter, Summer | Winter, Summer | Winter, Summer | Winter, Summer | Winter, Summer
DE Unit Level EdMoore4 - SO2 Cap Annual v3.1 | 277 | 1531 | Rate Constraint in MTons | FALSE | L | Annual | Standard | MTons | 2.41 | 2.41 | 2.41 | 2.41 | 2.41 | 2.41 | 2.41
DE Unit Level EdMoore4 - SO2 Cap Annual v3.1 | 277 | 1531 | Rate Constraint in MTons | FALSE | L | Annual | Standard SO2 | MTons | 2.41 | 2.41 | 2.41 | 2.41 | 2.41 | 2.41 | 2.41
DE Unit Level EdMoore4 - SO2 Cap Annual v3.1 | 277 | 1531 | Rate Constraint in MTons | FALSE | L | Annual | Emissions at Affected Plants SO2 | MTons | 0 | 0 | 0 | 0 | 0 | 0 | 0
DE Unit Level EdMoore4 - SO2 Cap Annual v3.1 | 277 | 1531 | Rate Constraint in MTons | FALSE | L | Annual | Allowances Purchased SO2 | MTons | 0 | 0 | 0 | 0 | 0 | 0 | 0
DE Unit Level EdMoore4 - SO2 Cap Annual v3.1 | 277 | 1531 | Rate Constraint in MTons | FALSE | L | Annual | Allowances Sold SO2 | MTons | 0 | 0 | 0 | 0 | 0 | 0 | 0
DE Unit Level EdMoore4 - SO2 Cap Annual v3.1 | 277 | 1531 | Rate Constraint in MTons | FALSE | L | Annual | Allowances Banked | MTons | 0 | 0 | 0 | 0 | 0 | 0 | 0
DE Unit Level EdMoore4 - SO2 Cap Annual v3.1 | 277 | 1531 | Rate Constraint in MTons | FALSE | L | Annual | Allowances Withdrawn (1:1) | MTons | 0 | 0 | 0 | 0 | 0 | 0 | 0
DE Unit Level EdMoore4 - SO2 Cap Annual v3.1 | 277 | 1531 | Rate Constraint in MTons | FALSE | L | Annual | Allowances Withdrawn (n:1) | MTons | 0 | 0 | 0 | 0 | 0 | 0 | 0
DE Unit Level EdMoore4 - SO2 Cap Annual v3.1 | 277 | 1531 | Rate Constraint in MTons | FALSE | L | Annual | Net Emissions Allowance Position | MTons | 0 | 0 | 0 | 0 | 0 | 0 | 0
DE Unit Level EdMoore4 - SO2 Cap Annual v3.1 | 277 | 1531 | Rate Constraint in MTons | FALSE | L | Annual | Fuel Consumed | TBtu | 0 | 0 | 0 | 0 | 0 | 0 | 0
DE Unit Level EdMoore4 - SO2 Cap Annual v3.1 | 277 | 1531 | Rate Constraint in MTons | FALSE | L | Annual | Rate | lb/MMBtu | 0 | 0 | 0 | 0 | 0 | 0 | 0
DE Unit Level EdMoore4 - SO2 Cap Annual v3.1 | 277 | 1531 | Rate Constraint in MTons | FALSE | L | Annual | Generation | TWh | 0 | 0 | 0 | 0 | 0 | 0 | 0
DE Unit Level EdMoore4 - SO2 Cap Annual v3.1 | 277 | 1531 | Rate Constraint in MTons | FALSE | L | Annual | Qualifying Generation | TWh | 0 | 0 | 0 | 0 | 0 | 0 | 0
DE Unit Level EdMoore4 - SO2 Cap Annual v3.1 | 277 | 1531 | Rate Constraint in MTons | FALSE | L | Annual | Rate | lb/MWh | 0 | 0 | 0 | 0 | 0 | 0 | 0
DE Unit Level EdMoore4 - SO2 Cap Annual v3.1 | 277 | 1531 | Rate Constraint in MTons | FALSE | L | Annual | Constraint Shadow Price | US$/Ton | 0 | 0 | 0 | 0 | 0 | 0 | 0
DE Unit Level EdMoore5 - NOX Cap Annual v3.1 | 278 | 1524 | Rate Constraint in MTons | FALSE | L | Annual | Seasons Included | Seasons | Winter, Summer | Winter, Summer | Winter, Summer | Winter, Summer | Winter, Summer | Winter, Summer | Winter, Summer
DE Unit Level EdMoore5 - NOX Cap Annual v3.1 | 278 | 1524 | Rate Constraint in MTons | FALSE | L | Annual | Standard | MTons | 1.348 | 1.348 | 1.348 | 1.348 | 1.348 | 1.348 | 1.348
DE Unit Level EdMoore5 - NOX Cap Annual v3.1 | 278 | 1524 | Rate Constraint in MTons | FALSE | L | Annual | Standard NOX | MTons | 1.348 | 1.348 | 1.348 | 1.348 | 1.348 | 1.348 | 1.348
DE Unit Level EdMoore5 - NOX Cap Annual v3.1 | 278 | 1524 | Rate Constraint in MTons | FALSE | L | Annual | Emissions at Affected Plants NOX | MTons | 0.0070897 | 0 | 0 | 0 | 0 | 0 | 0
DE Unit Level EdMoore5 - NOX Cap Annual v3.1 | 278 | 1524 | Rate Constraint in MTons | FALSE | L | Annual | Allowances Purchased NOX | MTons | 0 | 0 | 0 | 0 | 0 | 0 | 0
DE Unit Level EdMoore5 - NOX Cap Annual v3.1 | 278 | 1524 | Rate Constraint in MTons | FALSE | L | Annual | Allowances Sold NOX | MTons | 0 | 0 | 0 | 0 | 0 | 0 | 0
DE Unit Level EdMoore5 - NOX Cap Annual v3.1 | 278 | 1524 | Rate Constraint in MTons | FALSE | L | Annual | Allowances Banked | MTons | 0 | 0 | 0 | 0 | 0 | 0 | 0
DE Unit Level EdMoore5 - NOX Cap Annual v3.1 | 278 | 1524 | Rate Constraint in MTons | FALSE | L | Annual | Allowances Withdrawn (1:1) | MTons | 0 | 0 | 0 | 0 | 0 | 0 | 0
DE Unit Level EdMoore5 - NOX Cap Annual v3.1 | 278 | 1524 | Rate Constraint in MTons | FALSE | L | Annual | Allowances Withdrawn (n:1) | MTons | 0 | 0 | 0 | 0 | 0 | 0 | 0
DE Unit Level EdMoore5 - NOX Cap Annual v3.1 | 278 | 1524 | Rate Constraint in MTons | FALSE | L | Annual | Net Emissions Allowance Position | MTons | 0.0070897 | 0 | 0 | 0 | 0 | 0 | 0
DE Unit Level EdMoore5 - NOX Cap Annual v3.1 | 278 | 1524 | Rate Constraint in MTons | FALSE | L | Annual | Fuel Consumed | TBtu | 0.17692 | 0 | 0 | 0 | 0 | 0 | 0
DE Unit Level EdMoore5 - NOX Cap Annual v3.1 | 278 | 1524 | Rate Constraint in MTons | FALSE | L | Annual | Rate | lb/MMBtu | 0.080148 | 0 | 0 | 0 | 0 | 0 | 0
DE Unit Level EdMoore5 - NOX Cap Annual v3.1 | 278 | 1524 | Rate Constraint in MTons | FALSE | L | Annual | Generation | TWh | 0.015118 | 0 | 0 | 0 | 0 | 0 | 0
DE Unit Level EdMoore5 - NOX Cap Annual v3.1 | 278 | 1524 | Rate Constraint in MTons | FALSE | L | Annual | Qualifying Generation | TWh | 0.015118 | 0 | 0 | 0 | 0 | 0 | 0
DE Unit Level EdMoore5 - NOX Cap Annual v3.1 | 278 | 1524 | Rate Constraint in MTons | FALSE | L | Annual | Rate | lb/MWh | 0.46895 | 0 | 0 | 0 | 0 | 0 | 0
DE Unit Level EdMoore5 - NOX Cap Annual v3.1 | 278 | 1524 | Rate Constraint in MTons | FALSE | L | Annual | Constraint Shadow Price | US$/Ton | 0 | 0 | 0 | 0 | 0 | 0 | 0
DE Unit Level EdMoore5 - SO2 Cap Annual v3.1 | 279 | 1533 | Rate Constraint in MTons | FALSE | L | Annual | Seasons Included | Seasons | Winter, Summer | Winter, Summer | Winter, Summer | Winter, Summer | Winter, Summer | Winter, Summer | Winter, Summer
DE Unit Level EdMoore5 - SO2 Cap Annual v3.1 | 279 | 1533 | Rate Constraint in MTons | FALSE | L | Annual | Standard | MTons | 2.427 | 2.427 | 2.427 | 2.427 | 2.427 | 2.427 | 2.427
DE Unit Level EdMoore5 - SO2 Cap Annual v3.1 | 279 | 1533 | Rate Constraint in MTons | FALSE | L | Annual | Standard SO2 | MTons | 2.427 | 2.427 | 2.427 | 2.427 | 2.427 | 2.427 | 2.427
DE Unit Level EdMoore5 - SO2 Cap Annual v3.1 | 279 | 1533 | Rate Constraint in MTons | FALSE | L | Annual | Emissions at Affected Plants SO2 | MTons | 0 | 0 | 0 | 0 | 0 | 0 | 0
DE Unit Level EdMoore5 - SO2 Cap Annual v3.1 | 279 | 1533 | Rate Constraint in MTons | FALSE | L | Annual | Allowances Purchased SO2 | MTons | 0 | 0 | 0 | 0 | 0 | 0 | 0
DE Unit Level EdMoore5 - SO2 Cap Annual v3.1 | 279 | 1533 | Rate Constraint in MTons | FALSE | L | Annual | Allowances Sold SO2 | MTons | 0 | 0 | 0 | 0 | 0 | 0 | 0
DE Unit Level EdMoore5 - SO2 Cap Annual v3.1 | 279 | 1533 | Rate Constraint in MTons | FALSE | L | Annual | Allowances Banked | MTons | 0 | 0 | 0 | 0 | 0 | 0 | 0
DE Unit Level EdMoore5 - SO2 Cap Annual v3.1 | 279 | 1533 | Rate Constraint in MTons | FALSE | L | Annual | Allowances Withdrawn (1:1) | MTons | 0 | 0 | 0 | 0 | 0 | 0 | 0
DE Unit Level EdMoore5 - SO2 Cap Annual v3.1 | 279 | 1533 | Rate Constraint in MTons | FALSE | L | Annual | Allowances Withdrawn (n:1) | MTons | 0 | 0 | 0 | 0 | 0 | 0 | 0
DE Unit Level EdMoore5 - SO2 Cap Annual v3.1 | 279 | 1533 | Rate Constraint in MTons | FALSE | L | Annual | Net Emissions Allowance Position | MTons | 0 | 0 | 0 | 0 | 0 | 0 | 0
DE Unit Level EdMoore5 - SO2 Cap Annual v3.1 | 279 | 1533 | Rate Constraint in MTons | FALSE | L | Annual | Fuel Consumed | TBtu | 0.17692 | 0 | 0 | 0 | 0 | 0 | 0
DE Unit Level EdMoore5 - SO2 Cap Annual v3.1 | 279 | 1533 | Rate Constraint in MTons | FALSE | L | Annual | Rate | lb/MMBtu | 0 | 0 | 0 | 0 | 0 | 0 | 0
DE Unit Level EdMoore5 - SO2 Cap Annual v3.1 | 279 | 1533 | Rate Constraint in MTons | FALSE | L | Annual | Generation | TWh | 0.015118 | 0 | 0 | 0 | 0 | 0 | 0
DE Unit Level EdMoore5 - SO2 Cap Annual v3.1 | 279 | 1533 | Rate Constraint in MTons | FALSE | L | Annual | Qualifying Generation | TWh | 0.015118 | 0 | 0 | 0 | 0 | 0 | 0
DE Unit Level EdMoore5 - SO2 Cap Annual v3.1 | 279 | 1533 | Rate Constraint in MTons | FALSE | L | Annual | Rate | lb/MWh | 0 | 0 | 0 | 0 | 0 | 0 | 0
DE Unit Level EdMoore5 - SO2 Cap Annual v3.1 | 279 | 1533 | Rate Constraint in MTons | FALSE | L | Annual | Constraint Shadow Price | US$/Ton | 0 | 0 | 0 | 0 | 0 | 0 | 0
DE Unit Level IndRiver4 - MER Cap Annual v3.1 | 280 | 1544 | Rate Constraint in MTons | FALSE | L | Annual | Seasons Included | Seasons | Winter, Summer | Winter, Summer | Winter, Summer | Winter, Summer | Winter, Summer | Winter, Summer | Winter, Summer
DE Unit Level IndRiver4 - MER Cap Annual v3.1 | 280 | 1544 | Rate Constraint in MTons | FALSE | L | Annual | Standard | Lb | 17.4 | 17.4 | 17.4 | 17.4 | 17.4 | 17.4 | 17.4
DE Unit Level IndRiver4 - MER Cap Annual v3.1 | 280 | 1544 | Rate Constraint in MTons | FALSE | L | Annual | Standard MER | lbs | 17.4 | 17.4 | 17.4 | 17.4 | 17.4 | 17.4 | 17.4
DE Unit Level IndRiver4 - MER Cap Annual v3.1 | 280 | 1544 | Rate Constraint in MTons | FALSE | L | Annual | Emissions at Affected Plants MER | lbs | 0 | 6.8374 | 6.8374 | 6.8374 | 0 | 0 | 0
DE Unit Level IndRiver4 - MER Cap Annual v3.1 | 280 | 1544 | Rate Constraint in MTons | FALSE | L | Annual | Allowances Purchased MER | lbs | 0 | 0 | 0 | 0 | 0 | 0 | 0
DE Unit Level IndRiver4 - MER Cap Annual v3.1 | 280 | 1544 | Rate Constraint in MTons | FALSE | L | Annual | Allowances Sold MER | lbs | 0 | 0 | 0 | 0 | 0 | 0 | 0
DE Unit Level IndRiver4 - MER Cap Annual v3.1 | 280 | 1544 | Rate Constraint in MTons | FALSE | L | Annual | Allowances Banked | lbs | 0 | 0 | 0 | 0 | 0 | 0 | 0
DE Unit Level IndRiver4 - MER Cap Annual v3.1 | 280 | 1544 | Rate Constraint in MTons | FALSE | L | Annual | Allowances Withdrawn (1:1) | lbs | 0 | 0 | 0 | 0 | 0 | 0 | 0
DE Unit Level IndRiver4 - MER Cap Annual v3.1 | 280 | 1544 | Rate Constraint in MTons | FALSE | L | Annual | Allowances Withdrawn (n:1) | lbs | 0 | 0 | 0 | 0 | 0 | 0 | 0
DE Unit Level IndRiver4 - MER Cap Annual v3.1 | 280 | 1544 | Rate Constraint in MTons | FALSE | L | Annual | Net Emissions Allowance Position | lbs | 0 | 6.8374 | 6.8374 | 6.8374 | 0 | 0 | 0
DE Unit Level IndRiver4 - MER Cap Annual v3.1 | 280 | 1544 | Rate Constraint in MTons | FALSE | L | Annual | Fuel Consumed | TBtu | 0 | 8.8186 | 8.8186 | 8.8186 | 0 | 0 | 0
DE Unit Level IndRiver4 - MER Cap Annual v3.1 | 280 | 1544 | Rate Constraint in MTons | FALSE | L | Annual | Rate | lb/MMBtu | 0 | 7.7534e-07 | 7.7534e-07 | 7.7534e-07 | 0 | 0 | 0
DE Unit Level IndRiver4 - MER Cap Annual v3.1 | 280 | 1544 | Rate Constraint in MTons | FALSE | L | Annual | Generation | TWh | 0 | 0.77192 | 0.77192 | 0.77192 | 0 | 0 | 0
DE Unit Level IndRiver4 - MER Cap Annual v3.1 | 280 | 1544 | Rate Constraint in MTons | FALSE | L | Annual | Qualifying Generation | TWh | 0 | 0.77192 | 0.77192 | 0.77192 | 0 | 0 | 0
DE Unit Level IndRiver4 - MER Cap Annual v3.1 | 280 | 1544 | Rate Constraint in MTons | FALSE | L | Annual | Rate | lb/MWh | 0 | 8.8577 | 8.8577 | 8.8577 | 0 | 0 | 0
DE Unit Level IndRiver4 - MER Cap Annual v3.1 | 280 | 1544 | Rate Constraint in MTons | FALSE | L | Annual | Constraint Shadow Price | US$/Lb | 0 | 0 | 0 | 0 | 0 | 0 | 0
DE Unit Level IndRiver4 - NOX Cap Annual v3.1 | 281 | 1528 | Rate Constraint in MTons | FALSE | L | Annual | Seasons Included | Seasons | Winter, Summer | Winter, Summer | Winter, Summer | Winter, Summer | Winter, Summer | Winter, Summer | Winter, Summer
DE Unit Level IndRiver4 - NOX Cap Annual v3.1 | 281 | 1528 | Rate Constraint in MTons | FALSE | L | Annual | Standard | MTons | 2.032 | 2.032 | 2.032 | 2.032 | 2.032 | 2.032 | 2.032
DE Unit Level IndRiver4 - NOX Cap Annual v3.1 | 281 | 1528 | Rate Constraint in MTons | FALSE | L | Annual | Standard NOX | MTons | 2.032 | 2.032 | 2.032 | 2.032 | 2.032 | 2.032 | 2.032
DE Unit Level IndRiver4 - NOX Cap Annual v3.1 | 281 | 1528 | Rate Constraint in MTons | FALSE | L | Annual | Emissions at Affected Plants NOX | MTons | 0 | 0.30586 | 0.30586 | 0.30586 | 0 | 0 | 0
DE Unit Level IndRiver4 - NOX Cap Annual v3.1 | 281 | 1528 | Rate Constraint in MTons | FALSE | L | Annual | Allowances Purchased NOX | MTons | 0 | 0 | 0 | 0 | 0 | 0 | 0
DE Unit Level IndRiver4 - NOX Cap Annual v3.1 | 281 | 1528 | Rate Constraint in MTons | FALSE | L | Annual | Allowances Sold NOX | MTons | 0 | 0 | 0 | 0 | 0 | 0 | 0
DE Unit Level IndRiver4 - NOX Cap Annual v3.1 | 281 | 1528 | Rate Constraint in MTons | FALSE | L | Annual | Allowances Banked | MTons | 0 | 0 | 0 | 0 | 0 | 0 | 0
DE Unit Level IndRiver4 - NOX Cap Annual v3.1 | 281 | 1528 | Rate Constraint in MTons | FALSE | L | Annual | Allowances Withdrawn (1:1) | MTons | 0 | 0 | 0 | 0 | 0 | 0 | 0
DE Unit Level IndRiver4 - NOX Cap Annual v3.1 | 281 | 1528 | Rate Constraint in MTons | FALSE | L | Annual | Allowances Withdrawn (n:1) | MTons | 0 | 0 | 0 | 0 | 0 | 0 | 0
DE Unit Level IndRiver4 - NOX Cap Annual v3.1 | 281 | 1528 | Rate Constraint in MTons | FALSE | L | Annual | Net Emissions Allowance Position | MTons | 0 | 0.30586 | 0.30586 | 0.30586 | 0 | 0 | 0
DE Unit Level IndRiver4 - NOX Cap Annual v3.1 | 281 | 1528 | Rate Constraint in MTons | FALSE | L | Annual | Fuel Consumed | TBtu | 0 | 8.8186 | 8.8186 | 8.8186 | 0 | 0 | 0
DE Unit Level IndRiver4 - NOX Cap Annual v3.1 | 281 | 1528 | Rate Constraint in MTons | FALSE | L | Annual | Rate | lb/MMBtu | 0 | 0.069367 | 0.069367 | 0.069367 | 0 | 0 | 0
DE Unit Level IndRiver4 - NOX Cap Annual v3.1 | 281 | 1528 | Rate Constraint in MTons | FALSE | L | Annual | Generation | TWh | 0 | 0.77192 | 0.77192 | 0.77192 | 0 | 0 | 0
DE Unit Level IndRiver4 - NOX Cap Annual v3.1 | 281 | 1528 | Rate Constraint in MTons | FALSE | L | Annual | Qualifying Generation | TWh | 0 | 0.77192 | 0.77192 | 0.77192 | 0 | 0 | 0
DE Unit Level IndRiver4 - NOX Cap Annual v3.1 | 281 | 1528 | Rate Constraint in MTons | FALSE | L | Annual | Rate | lb/MWh | 0 | 0.39623 | 0.39623 | 0.39623 | 0 | 0 | 0
DE Unit Level IndRiver4 - NOX Cap Annual v3.1 | 281 | 1528 | Rate Constraint in MTons | FALSE | L | Annual | Constraint Shadow Price | US$/Ton | 0 | 0 | 0 | 0 | 0 | 0 | 0
DE Unit Level IndRiver4 - SO2 Cap Annual v3.1 | 282 | 1537 | Rate Constraint in MTons | FALSE | L | Annual | Seasons Included | Seasons | Winter, Summer | Winter, Summer | Winter, Summer | Winter, Summer | Winter, Summer | Winter, Summer | Winter, Summer
DE Unit Level IndRiver4 - SO2 Cap Annual v3.1 | 282 | 1537 | Rate Constraint in MTons | FALSE | L | Annual | Standard | MTons | 3.657 | 3.657 | 3.657 | 3.657 | 3.657 | 3.657 | 3.657
DE Unit Level IndRiver4 - SO2 Cap Annual v3.1 | 282 | 1537 | Rate Constraint in MTons | FALSE | L | Annual | Standard SO2 | MTons | 3.657 | 3.657 | 3.657 | 3.657 | 3.657 | 3.657 | 3.657
DE Unit Level IndRiver4 - SO2 Cap Annual v3.1 | 282 | 1537 | Rate Constraint in MTons | FALSE | L | Annual | Emissions at Affected Plants SO2 | MTons | 0 | 0.78974 | 0.78974 | 0.78974 | 0 | 0 | 0
DE Unit Level IndRiver4 - SO2 Cap Annual v3.1 | 282 | 1537 | Rate Constraint in MTons | FALSE | L | Annual | Allowances Purchased SO2 | MTons | 0 | 0 | 0 | 0 | 0 | 0 | 0
DE Unit Level IndRiver4 - SO2 Cap Annual v3.1 | 282 | 1537 | Rate Constraint in MTons | FALSE | L | Annual | Allowances Sold SO2 | MTons | 0 | 0 | 0 | 0 | 0 | 0 | 0
DE Unit Level IndRiver4 - SO2 Cap Annual v3.1 | 282 | 1537 | Rate Constraint in MTons | FALSE | L | Annual | Allowances Banked | MTons | 0 | 0 | 0 | 0 | 0 | 0 | 0
DE Unit Level IndRiver4 - SO2 Cap Annual v3.1 | 282 | 1537 | Rate Constraint in MTons | FALSE | L | Annual | Allowances Withdrawn (1:1) | MTons | 0 | 0 | 0 | 0 | 0 | 0 | 0
DE Unit Level IndRiver4 - SO2 Cap Annual v3.1 | 282 | 1537 | Rate Constraint in MTons | FALSE | L | Annual | Allowances Withdrawn (n:1) | MTons | 0 | 0 | 0 | 0 | 0 | 0 | 0
DE Unit Level IndRiver4 - SO2 Cap Annual v3.1 | 282 | 1537 | Rate Constraint in MTons | FALSE | L | Annual | Net Emissions Allowance Position | MTons | 0 | 0.78974 | 0.78974 | 0.78974 | 0 | 0 | 0
DE Unit Level IndRiver4 - SO2 Cap Annual v3.1 | 282 | 1537 | Rate Constraint in MTons | FALSE | L | Annual | Fuel Consumed | TBtu | 0 | 8.8186 | 8.8186 | 8.8186 | 0 | 0 | 0
DE Unit Level IndRiver4 - SO2 Cap Annual v3.1 | 282 | 1537 | Rate Constraint in MTons | FALSE | L | Annual | Rate | lb/MMBtu | 0 | 0.17911 | 0.17911 | 0.17911 | 0 | 0 | 0
DE Unit Level IndRiver4 - SO2 Cap Annual v3.1 | 282 | 1537 | Rate Constraint in MTons | FALSE | L | Annual | Generation | TWh | 0 | 0.77192 | 0.77192 | 0.77192 | 0 | 0 | 0
DE Unit Level IndRiver4 - SO2 Cap Annual v3.1 | 282 | 1537 | Rate Constraint in MTons | FALSE | L | Annual | Qualifying Generation | TWh | 0 | 0.77192 | 0.77192 | 0.77192 | 0 | 0 | 0
DE Unit Level IndRiver4 - SO2 Cap Annual v3.1 | 282 | 1537 | Rate Constraint in MTons | FALSE | L | Annual | Rate | lb/MWh | 0 | 1.0231 | 1.0231 | 1.0231 | 0 | 0 | 0
DE Unit Level IndRiver4 - SO2 Cap Annual v3.1 | 282 | 1537 | Rate Constraint in MTons | FALSE | L | Annual | Constraint Shadow Price | US$/Ton | 0 | 0 | 0 | 0 | 0 | 0 | 0
DE Unit Level McKee3 - NOX Cap Annual v3.1 | 283 | 1529 | Rate Constraint in MTons | FALSE | L | Annual | Seasons Included | Seasons | Winter, Summer | Winter, Summer | Winter, Summer | Winter, Summer | Winter, Summer | Winter, Summer | Winter, Summer
DE Unit Level McKee3 - NOX Cap Annual v3.1 | 283 | 1529 | Rate Constraint in MTons | FALSE | L | Annual | Standard | MTons | 0.244 | 0.244 | 0.244 | 0.244 | 0.244 | 0.244 | 0.244
DE Unit Level McKee3 - NOX Cap Annual v3.1 | 283 | 1529 | Rate Constraint in MTons | FALSE | L | Annual | Standard NOX | MTons | 0.244 | 0.244 | 0.244 | 0.244 | 0.244 | 0.244 | 0.244
DE Unit Level McKee3 - NOX Cap Annual v3.1 | 283 | 1529 | Rate Constraint in MTons | FALSE | L | Annual | Emissions at Affected Plants NOX | MTons | 0.0046667 | 0 | 0 | 0 | 0 | 0 | 0
DE Unit Level McKee3 - NOX Cap Annual v3.1 | 283 | 1529 | Rate Constraint in MTons | FALSE | L | Annual | Allowances Purchased NOX | MTons | 0 | 0 | 0 | 0 | 0 | 0 | 0
DE Unit Level McKee3 - NOX Cap Annual v3.1 | 283 | 1529 | Rate Constraint in MTons | FALSE | L | Annual | Allowances Sold NOX | MTons | 0 | 0 | 0 | 0 | 0 | 0 | 0
DE Unit Level McKee3 - NOX Cap Annual v3.1 | 283 | 1529 | Rate Constraint in MTons | FALSE | L | Annual | Allowances Banked | MTons | 0 | 0 | 0 | 0 | 0 | 0 | 0
DE Unit Level McKee3 - NOX Cap Annual v3.1 | 283 | 1529 | Rate Constraint in MTons | FALSE | L | Annual | Allowances Withdrawn (1:1) | MTons | 0 | 0 | 0 | 0 | 0 | 0 | 0
DE Unit Level McKee3 - NOX Cap Annual v3.1 | 283 | 1529 | Rate Constraint in MTons | FALSE | L | Annual | Allowances Withdrawn (n:1) | MTons | 0 | 0 | 0 | 0 | 0 | 0 | 0
DE Unit Level McKee3 - NOX Cap Annual v3.1 | 283 | 1529 | Rate Constraint in MTons | FALSE | L | Annual | Net Emissions Allowance Position | MTons | 0.0046667 | 0 | 0 | 0 | 0 | 0 | 0
DE Unit Level McKee3 - NOX Cap Annual v3.1 | 283 | 1529 | Rate Constraint in MTons | FALSE | L | Annual | Fuel Consumed | TBtu | 0.037284 | 0 | 0 | 0 | 0 | 0 | 0
DE Unit Level McKee3 - NOX Cap Annual v3.1 | 283 | 1529 | Rate Constraint in MTons | FALSE | L | Annual | Rate | lb/MMBtu | 0.25033 | 0 | 0 | 0 | 0 | 0 | 0
DE Unit Level McKee3 - NOX Cap Annual v3.1 | 283 | 1529 | Rate Constraint in MTons | FALSE | L | Annual | Generation | TWh | 0.0033086 | 0 | 0 | 0 | 0 | 0 | 0
DE Unit Level McKee3 - NOX Cap Annual v3.1 | 283 | 1529 | Rate Constraint in MTons | FALSE | L | Annual | Qualifying Generation | TWh | 0.0033086 | 0 | 0 | 0 | 0 | 0 | 0
DE Unit Level McKee3 - NOX Cap Annual v3.1 | 283 | 1529 | Rate Constraint in MTons | FALSE | L | Annual | Rate | lb/MWh | 1.4105 | 0 | 0 | 0 | 0 | 0 | 0
DE Unit Level McKee3 - NOX Cap Annual v3.1 | 283 | 1529 | Rate Constraint in MTons | FALSE | L | Annual | Constraint Shadow Price | US$/Ton | 0 | 0 | 0 | 0 | 0 | 0 | 0
DE Unit Level McKee3 - SO2 Cap Annual v3.1 | 284 | 1538 | Rate Constraint in MTons | FALSE | L | Annual | Seasons Included | Seasons | Winter, Summer | Winter, Summer | Winter, Summer | Winter, Summer | Winter, Summer | Winter, Summer | Winter, Summer
DE Unit Level McKee3 - SO2 Cap Annual v3.1 | 284 | 1538 | Rate Constraint in MTons | FALSE | L | Annual | Standard | MTons | 0.439 | 0.439 | 0.439 | 0.439 | 0.439 | 0.439 | 0.439
DE Unit Level McKee3 - SO2 Cap Annual v3.1 | 284 | 1538 | Rate Constraint in MTons | FALSE | L | Annual | Standard SO2 | MTons | 0.439 | 0.439 | 0.439 | 0.439 | 0.439 | 0.439 | 0.439
DE Unit Level McKee3 - SO2 Cap Annual v3.1 | 284 | 1538 | Rate Constraint in MTons | FALSE | L | Annual | Emissions at Affected Plants SO2 | MTons | 0 | 0 | 0 | 0 | 0 | 0 | 0
DE Unit Level McKee3 - SO2 Cap Annual v3.1 | 284 | 1538 | Rate Constraint in MTons | FALSE | L | Annual | Allowances Purchased SO2 | MTons | 0 | 0 | 0 | 0 | 0 | 0 | 0
DE Unit Level McKee3 - SO2 Cap Annual v3.1 | 284 | 1538 | Rate Constraint in MTons | FALSE | L | Annual | Allowances Sold SO2 | MTons | 0 | 0 | 0 | 0 | 0 | 0 | 0
DE Unit Level McKee3 - SO2 Cap Annual v3.1 | 284 | 1538 | Rate Constraint in MTons | FALSE | L | Annual | Allowances Banked | MTons | 0 | 0 | 0 | 0 | 0 | 0 | 0
DE Unit Level McKee3 - SO2 Cap Annual v3.1 | 284 | 1538 | Rate Constraint in MTons | FALSE | L | Annual | Allowances Withdrawn (1:1) | MTons | 0 | 0 | 0 | 0 | 0 | 0 | 0
DE Unit Level McKee3 - SO2 Cap Annual v3.1 | 284 | 1538 | Rate Constraint in MTons | FALSE | L | Annual | Allowances Withdrawn (n:1) | MTons | 0 | 0 | 0 | 0 | 0 | 0 | 0
DE Unit Level McKee3 - SO2 Cap Annual v3.1 | 284 | 1538 | Rate Constraint in MTons | FALSE | L | Annual | Net Emissions Allowance Position | MTons | 0 | 0 | 0 | 0 | 0 | 0 | 0
DE Unit Level McKee3 - SO2 Cap Annual v3.1 | 284 | 1538 | Rate Constraint in MTons | FALSE | L | Annual | Fuel Consumed | TBtu | 0.037284 | 0 | 0 | 0 | 0 | 0 | 0
DE Unit Level McKee3 - SO2 Cap Annual v3.1 | 284 | 1538 | Rate Constraint in MTons | FALSE | L | Annual | Rate | lb/MMBtu | 0 | 0 | 0 | 0 | 0 | 0 | 0
DE Unit Level McKee3 - SO2 Cap Annual v3.1 | 284 | 1538 | Rate Constraint in MTons | FALSE | L | Annual | Generation | TWh | 0.0033086 | 0 | 0 | 0 | 0 | 0 | 0
DE Unit Level McKee3 - SO2 Cap Annual v3.1 | 284 | 1538 | Rate Constraint in MTons | FALSE | L | Annual | Qualifying Generation | TWh | 0.0033086 | 0 | 0 | 0 | 0 | 0 | 0
DE Unit Level McKee3 - SO2 Cap Annual v3.1 | 284 | 1538 | Rate Constraint in MTons | FALSE | L | Annual | Rate | lb/MWh | 0 | 0 | 0 | 0 | 0 | 0 | 0
DE Unit Level McKee3 - SO2 Cap Annual v3.1 | 284 | 1538 | Rate Constraint in MTons | FALSE | L | Annual | Constraint Shadow Price | US$/Ton | 0 | 0 | 0 | 0 | 0 | 0 | 0
Dummy Delaware NOx Constraint v4.0 | 285 | 2168 | Rate Constraint in MTons | FALSE | L | Annual | Seasons Included | Seasons | Winter, Summer | Winter, Summer | Winter, Summer | Winter, Summer | Winter, Summer | Winter, Summer | Winter, Summer
Dummy Delaware NOx Constraint v4.0 | 285 | 2168 | Rate Constraint in MTons | FALSE | L | Annual | Standard | MTons | 99999 | 99999 | 99999 | 99999 | 99999 | 99999 | 99999
Dummy Delaware NOx Constraint v4.0 | 285 | 2168 | Rate Constraint in MTons | FALSE | L | Annual | Standard NOX | MTons | 99999 | 99999 | 99999 | 99999 | 99999 | 99999 | 99999
Dummy Delaware NOx Constraint v4.0 | 285 | 2168 | Rate Constraint in MTons | FALSE | L | Annual | Emissions at Affected Plants NOX | MTons | 0.025968 | 0.025968 | 0.025968 | 0.025968 | 0.025968 | 0.025968 | 0.025968
Dummy Delaware NOx Constraint v4.0 | 285 | 2168 | Rate Constraint in MTons | FALSE | L | Annual | Allowances Purchased NOX | MTons | 0 | 0 | 0 | 0 | 0 | 0 | 0
Dummy Delaware NOx Constraint v4.0 | 285 | 2168 | Rate Constraint in MTons | FALSE | L | Annual | Allowances Sold NOX | MTons | 0 | 0 | 0 | 0 | 0 | 0 | 0
Dummy Delaware NOx Constraint v4.0 | 285 | 2168 | Rate Constraint in MTons | FALSE | L | Annual | Allowances Banked | MTons | 0 | 0 | 0 | 0 | 0 | 0 | 0
Dummy Delaware NOx Constraint v4.0 | 285 | 2168 | Rate Constraint in MTons | FALSE | L | Annual | Allowances Withdrawn (1:1) | MTons | 0 | 0 | 0 | 0 | 0 | 0 | 0
Dummy Delaware NOx Constraint v4.0 | 285 | 2168 | Rate Constraint in MTons | FALSE | L | Annual | Allowances Withdrawn (n:1) | MTons | 0 | 0 | 0 | 0 | 0 | 0 | 0
Dummy Delaware NOx Constraint v4.0 | 285 | 2168 | Rate Constraint in MTons | FALSE | L | Annual | Net Emissions Allowance Position | MTons | 0.025968 | 0.025968 | 0.025968 | 0.025968 | 0.025968 | 0.025968 | 0.025968
Dummy Delaware NOx Constraint v4.0 | 285 | 2168 | Rate Constraint in MTons | FALSE | L | Annual | Fuel Consumed | TBtu | 0.6217 | 0.6217 | 0.6217 | 0.6217 | 0.6217 | 0.6217 | 0.6217
Dummy Delaware NOx Constraint v4.0 | 285 | 2168 | Rate Constraint in MTons | FALSE | L | Annual | Rate | lb/MMBtu | 0.083537 | 0.083537 | 0.083537 | 0.083537 | 0.083537 | 0.083537 | 0.083537
Dummy Delaware NOx Constraint v4.0 | 285 | 2168 | Rate Constraint in MTons | FALSE | L | Annual | Generation | TWh | 0.055268 | 0.055268 | 0.055268 | 0.055268 | 0.055268 | 0.055268 | 0.055268
Dummy Delaware NOx Constraint v4.0 | 285 | 2168 | Rate Constraint in MTons | FALSE | L | Annual | Qualifying Generation | TWh | 0.055268 | 0.055268 | 0.055268 | 0.055268 | 0.055268 | 0.055268 | 0.055268
Dummy Delaware NOx Constraint v4.0 | 285 | 2168 | Rate Constraint in MTons | FALSE | L | Annual | Rate | lb/MWh | 0.46985 | 0.46985 | 0.46985 | 0.46985 | 0.46985 | 0.46985 | 0.46985
Dummy Delaware NOx Constraint v4.0 | 285 | 2168 | Rate Constraint in MTons | FALSE | L | Annual | Constraint Shadow Price | US$/Ton | 0 | 0 | 0 | 0 | 0 | 0 | 0
Dummy Hg Summer for Mode v5.13 | 287 | 6009 | Rate Constraint in MTons | FALSE | L | Annual | Seasons Included | Seasons | Summer | Summer | Summer | Summer | Summer | Summer | Summer
Dummy Hg Summer for Mode v5.13 | 287 | 6009 | Rate Constraint in MTons | FALSE | L | Annual | Standard | Lb | 19999998000000 | 19999998000000 | 19999998000000 | 19999998000000 | 19999998000000 | 19999998000000 | 19999998000000
Dummy Hg Summer for Mode v5.13 | 287 | 6009 | Rate Constraint in MTons | FALSE | L | Annual | Standard MER | lbs | 19999998000000 | 19999998000000 | 19999998000000 | 19999998000000 | 19999998000000 | 19999998000000 | 19999998000000
Dummy Hg Summer for Mode v5.13 | 287 | 6009 | Rate Constraint in MTons | FALSE | L | Annual | Emissions at Affected Plants MER | lbs | 4264.4251 | 4368.6965 | 4347.7971 | 4456.1051 | 4308.9417 | 4114.0007 | 4243.01
Dummy Hg Summer for Mode v5.13 | 287 | 6009 | Rate Constraint in MTons | FALSE | L | Annual | Allowances Purchased MER | lbs | 0 | 0 | 0 | 0 | 0 | 0 | 0
Dummy Hg Summer for Mode v5.13 | 287 | 6009 | Rate Constraint in MTons | FALSE | L | Annual | Allowances Sold MER | lbs | 0 | 0 | 0 | 0 | 0 | 0 | 0
Dummy Hg Summer for Mode v5.13 | 287 | 6009 | Rate Constraint in MTons | FALSE | L | Annual | Allowances Banked | lbs | 0 | 0 | 0 | 0 | 0 | 0 | 0
Dummy Hg Summer for Mode v5.13 | 287 | 6009 | Rate Constraint in MTons | FALSE | L | Annual | Allowances Withdrawn (1:1) | lbs | 0 | 0 | 0 | 0 | 0 | 0 | 0
Dummy Hg Summer for Mode v5.13 | 287 | 6009 | Rate Constraint in MTons | FALSE | L | Annual | Allowances Withdrawn (n:1) | lbs | 0 | 0 | 0 | 0 | 0 | 0 | 0
Dummy Hg Summer for Mode v5.13 | 287 | 6009 | Rate Constraint in MTons | FALSE | L | Annual | Net Emissions Allowance Position | lbs | 4264.4251 | 4368.6965 | 4347.7971 | 4456.1051 | 4308.9417 | 4114.0007 | 4243.01
Dummy Hg Summer for Mode v5.13 | 287 | 6009 | Rate Constraint in MTons | FALSE | L | Annual | Fuel Consumed | TBtu | 9537.2091 | 9488.1121 | 9734.3148 | 10058.3291 | 10104.3047 | 11836.7469 | 13775.4621
Dummy Hg Summer for Mode v5.13 | 287 | 6009 | Rate Constraint in MTons | FALSE | L | Annual | Rate | lb/MMBtu | 4.4714e-07 | 4.6044e-07 | 4.4665e-07 | 4.4303e-07 | 4.2645e-07 | 3.4756e-07 | 3.0801e-07
Dummy Hg Summer for Mode v5.13 | 287 | 6009 | Rate Constraint in MTons | FALSE | L | Annual | Generation | TWh | 1064.9055 | 1055.2999 | 1085.2004 | 1137.3787 | 1169.3118 | 1451.6627 | 1748.2082
Dummy Hg Summer for Mode v5.13 | 287 | 6009 | Rate Constraint in MTons | FALSE | L | Annual | Qualifying Generation | TWh | 1064.9055 | 1055.2999 | 1085.2004 | 1137.3787 | 1169.3118 | 1451.6627 | 1748.2082
Dummy Hg Summer for Mode v5.13 | 287 | 6009 | Rate Constraint in MTons | FALSE | L | Annual | Rate | lb/MWh | 4.0045 | 4.1398 | 4.0064 | 3.9179 | 3.685 | 2.834 | 2.4271
Dummy Hg Summer for Mode v5.13 | 287 | 6009 | Rate Constraint in MTons | FALSE | L | Annual | Constraint Shadow Price | US$/Lb | 0 | 0 | 0 | 0 | 0 | 0 | 0
Dummy Hg Winter for Mode v5.13 | 288 | 6008 | Rate Constraint in MTons | FALSE | L | Annual | Seasons Included | Seasons | Winter | Winter | Winter | Winter | Winter | Winter | Winter
Dummy Hg Winter for Mode v5.13 | 288 | 6008 | Rate Constraint in MTons | FALSE | L | Annual | Standard | Lb | 19999998000000 | 19999998000000 | 19999998000000 | 19999998000000 | 19999998000000 | 19999998000000 | 19999998000000
Dummy Hg Winter for Mode v5.13 | 288 | 6008 | Rate Constraint in MTons | FALSE | L | Annual | Standard MER | lbs | 19999998000000 | 19999998000000 | 19999998000000 | 19999998000000 | 19999998000000 | 19999998000000 | 19999998000000
Dummy Hg Winter for Mode v5.13 | 288 | 6008 | Rate Constraint in MTons | FALSE | L | Annual | Emissions at Affected Plants MER | lbs | 5130.0944 | 5177.8263 | 5145.4835 | 5279.7442 | 4993.4869 | 4933.6769 | 5193.2973
Dummy Hg Winter for Mode v5.13 | 288 | 6008 | Rate Constraint in MTons | FALSE | L | Annual | Allowances Purchased MER | lbs | 0 | 0 | 0 | 0 | 0 | 0 | 0
Dummy Hg Winter for Mode v5.13 | 288 | 6008 | Rate Constraint in MTons | FALSE | L | Annual | Allowances Sold MER | lbs | 0 | 0 | 0 | 0 | 0 | 0 | 0
Dummy Hg Winter for Mode v5.13 | 288 | 6008 | Rate Constraint in MTons | FALSE | L | Annual | Allowances Banked | lbs | 0 | 0 | 0 | 0 | 0 | 0 | 0
Dummy Hg Winter for Mode v5.13 | 288 | 6008 | Rate Constraint in MTons | FALSE | L | Annual | Allowances Withdrawn (1:1) | lbs | 0 | 0 | 0 | 0 | 0 | 0 | 0
Dummy Hg Winter for Mode v5.13 | 288 | 6008 | Rate Constraint in MTons | FALSE | L | Annual | Allowances Withdrawn (n:1) | lbs | 0 | 0 | 0 | 0 | 0 | 0 | 0
Dummy Hg Winter for Mode v5.13 | 288 | 6008 | Rate Constraint in MTons | FALSE | L | Annual | Net Emissions Allowance Position | lbs | 5130.0944 | 5177.8263 | 5145.4835 | 5279.7442 | 4993.4869 | 4933.6769 | 5193.2973
Dummy Hg Winter for Mode v5.13 | 288 | 6008 | Rate Constraint in MTons | FALSE | L | Annual | Fuel Consumed | TBtu | 10762.7102 | 10609.2733 | 10869.1985 | 11042.5967 | 10846.4146 | 12758.8752 | 15160.0549
Dummy Hg Winter for Mode v5.13 | 288 | 6008 | Rate Constraint in MTons | FALSE | L | Annual | Rate | lb/MMBtu | 4.7665e-07 | 4.8805e-07 | 4.734e-07 | 4.7813e-07 | 4.6038e-07 | 3.8669e-07 | 3.4256e-07
Dummy Hg Winter for Mode v5.13 | 288 | 6008 | Rate Constraint in MTons | FALSE | L | Annual | Generation | TWh | 1211.9669 | 1187.6519 | 1220.467 | 1252.969 | 1261.5011 | 1576.2161 | 1928.8034
Dummy Hg Winter for Mode v5.13 | 288 | 6008 | Rate Constraint in MTons | FALSE | L | Annual | Qualifying Generation | TWh | 1211.9669 | 1187.6519 | 1220.467 | 1252.969 | 1261.5011 | 1576.2161 | 1928.8034
Dummy Hg Winter for Mode v5.13 | 288 | 6008 | Rate Constraint in MTons | FALSE | L | Annual | Rate | lb/MWh | 4.2329 | 4.3597 | 4.216 | 4.2138 | 3.9584 | 3.1301 | 2.6925
Dummy Hg Winter for Mode v5.13 | 288 | 6008 | Rate Constraint in MTons | FALSE | L | Annual | Constraint Shadow Price | US$/Lb | 0 | 0 | 0 | 0 | 0 | 0 | 0
Dummy -SCRs through JCC - v5.12 | 289 | 5802 | Rate Constraint in MTons | FALSE | L | Annual | Seasons Included | Seasons | Winter, Summer | Winter, Summer | Winter, Summer | Winter, Summer | Winter, Summer | Winter, Summer | Winter, Summer
Dummy -SCRs through JCC - v5.12 | 289 | 5802 | Rate Constraint in MTons | FALSE | L | Annual | Standard | MTons | 999999 | 999999 | 999999 | 999999 | 999999 | 999999 | 999999
Dummy -SCRs through JCC - v5.12 | 289 | 5802 | Rate Constraint in MTons | FALSE | L | Annual | Standard NOX | MTons | 999999 | 999999 | 999999 | 999999 | 999999 | 999999 | 999999
Dummy -SCRs through JCC - v5.12 | 289 | 5802 | Rate Constraint in MTons | FALSE | L | Annual | Emissions at Affected Plants NOX | MTons | 33.7974 | 34.5149 | 32.9663 | 33.2738 | 12.1377 | 11.5799 | 12.3552
Dummy -SCRs through JCC - v5.12 | 289 | 5802 | Rate Constraint in MTons | FALSE | L | Annual | Allowances Purchased NOX | MTons | 0 | 0 | 0 | 0 | 0 | 0 | 0
Dummy -SCRs through JCC - v5.12 | 289 | 5802 | Rate Constraint in MTons | FALSE | L | Annual | Allowances Sold NOX | MTons | 0 | 0 | 0 | 0 | 0 | 0 | 0
Dummy -SCRs through JCC - v5.12 | 289 | 5802 | Rate Constraint in MTons | FALSE | L | Annual | Allowances Banked | MTons | 0 | 0 | 0 | 0 | 0 | 0 | 0
Dummy -SCRs through JCC - v5.12 | 289 | 5802 | Rate Constraint in MTons | FALSE | L | Annual | Allowances Withdrawn (1:1) | MTons | 0 | 0 | 0 | 0 | 0 | 0 | 0
Dummy -SCRs through JCC - v5.12 | 289 | 5802 | Rate Constraint in MTons | FALSE | L | Annual | Allowances Withdrawn (n:1) | MTons | 0 | 0 | 0 | 0 | 0 | 0 | 0
Dummy -SCRs through JCC - v5.12 | 289 | 5802 | Rate Constraint in MTons | FALSE | L | Annual | Net Emissions Allowance Position | MTons | 33.7974 | 34.5149 | 32.9663 | 33.2738 | 12.1377 | 11.5799 | 12.3552
Dummy -SCRs through JCC - v5.12 | 289 | 5802 | Rate Constraint in MTons | FALSE | L | Annual | Fuel Consumed | TBtu | 502.0229 | 515.6388 | 514.6807 | 520.1632 | 337.9212 | 327.7481 | 348.1293
Dummy -SCRs through JCC - v5.12 | 289 | 5802 | Rate Constraint in MTons | FALSE | L | Annual | Rate | lb/MMBtu | 0.13465 | 0.13387 | 0.1281 | 0.12794 | 0.071837 | 0.070663 | 0.07098
Dummy -SCRs through JCC - v5.12 | 289 | 5802 | Rate Constraint in MTons | FALSE | L | Annual | Generation | TWh | 49.7387 | 51.0222 | 50.9046 | 51.433 | 32.2691 | 31.3026 | 33.1635
Dummy -SCRs through JCC - v5.12 | 289 | 5802 | Rate Constraint in MTons | FALSE | L | Annual | Qualifying Generation | TWh | 49.7387 | 51.0222 | 50.9046 | 51.433 | 32.2691 | 31.3026 | 33.1635
Dummy -SCRs through JCC - v5.12 | 289 | 5802 | Rate Constraint in MTons | FALSE | L | Annual | Rate | lb/MWh | 0.6795 | 0.67647 | 0.64761 | 0.64694 | 0.37614 | 0.36993 | 0.37255
Dummy -SCRs through JCC - v5.12 | 289 | 5802 | Rate Constraint in MTons | FALSE | L | Annual | Constraint Shadow Price | US$/Ton | 0 | 0 | 0 | 0 | 0 | 0 | 0
Dunkirk MER Rate Limit v3.1 | 290 | 2041 | Rate Constraint in lbs/MMBtu | FALSE | L | Annual | Seasons Included | Seasons | Winter, Summer | Winter, Summer | Winter, Summer | Winter, Summer | Winter, Summer | Winter, Summer | Winter, Summer
Dunkirk MER Rate Limit v3.1 | 290 | 2041 | Rate Constraint in lbs/MMBtu | FALSE | L | Annual | Standard | lb/MMBtu | 6e-07 | 6e-07 | 6e-07 | 6e-07 | 6e-07 | 6e-07 | 6e-07
Dunkirk MER Rate Limit v3.1 | 290 | 2041 | Rate Constraint in lbs/MMBtu | FALSE | L | Annual | Emissions at Affected Plants MER | lbs | 0 | 0 | 0 | 0 | 0 | 0 | 0
Dunkirk MER Rate Limit v3.1 | 290 | 2041 | Rate Constraint in lbs/MMBtu | FALSE | L | Annual | Allowances Purchased MER | lbs | 0 | 0 | 0 | 0 | 0 | 0 | 0
Dunkirk MER Rate Limit v3.1 | 290 | 2041 | Rate Constraint in lbs/MMBtu | FALSE | L | Annual | Allowances Sold MER | lbs | 0 | 0 | 0 | 0 | 0 | 0 | 0
Dunkirk MER Rate Limit v3.1 | 290 | 2041 | Rate Constraint in lbs/MMBtu | FALSE | L | Annual | Allowances Banked | lbs | 0 | 0 | 0 | 0 | 0 | 0 | 0
Dunkirk MER Rate Limit v3.1 | 290 | 2041 | Rate Constraint in lbs/MMBtu | FALSE | L | Annual | Allowances Withdrawn (1:1) | lbs | 0 | 0 | 0 | 0 | 0 | 0 | 0
Dunkirk MER Rate Limit v3.1 | 290 | 2041 | Rate Constraint in lbs/MMBtu | FALSE | L | Annual | Allowances Withdrawn (n:1) | lbs | 0 | 0 | 0 | 0 | 0 | 0 | 0
Dunkirk MER Rate Limit v3.1 | 290 | 2041 | Rate Constraint in lbs/MMBtu | FALSE | L | Annual | Net Emissions Allowance Position | lbs | 0 | 0 | 0 | 0 | 0 | 0 | 0
Dunkirk MER Rate Limit v3.1 | 290 | 2041 | Rate Constraint in lbs/MMBtu | FALSE | L | Annual | Fuel Consumed | TBtu | 0 | 0 | 0 | 0 | 0 | 0 | 0
Dunkirk MER Rate Limit v3.1 | 290 | 2041 | Rate Constraint in lbs/MMBtu | FALSE | L | Annual | Rate | lb/MMBtu | 0 | 0 | 0 | 0 | 0 | 0 | 0
Dunkirk MER Rate Limit v3.1 | 290 | 2041 | Rate Constraint in lbs/MMBtu | FALSE | L | Annual | Generation | TWh | 0 | 0 | 0 | 0 | 0 | 0 | 0
Dunkirk MER Rate Limit v3.1 | 290 | 2041 | Rate Constraint in lbs/MMBtu | FALSE | L | Annual | Qualifying Generation | TWh | 0 | 0 | 0 | 0 | 0 | 0 | 0
Dunkirk MER Rate Limit v3.1 | 290 | 2041 | Rate Constraint in lbs/MMBtu | FALSE | L | Annual | Rate | lb/MWh | 0 | 0 | 0 | 0 | 0 | 0 | 0
Dunkirk MER Rate Limit v3.1 | 290 | 2041 | Rate Constraint in lbs/MMBtu | FALSE | L | Annual | Constraint Shadow Price | US$/Lb | 0 | 0 | 0 | 0 | 0 | 0 | 0
Fuel_BA_BB_ SO2 Rate Limit- Chesapeak 3 -v5.13 | 291 | 6037 | Rate Constraint in lbs/MMBtu | FALSE | L | Annual | Seasons Included | Seasons | Winter, Summer | Winter, Summer | Winter, Summer | Winter, Summer | Winter, Summer | Winter, Summer | Winter, Summer
Fuel_BA_BB_ SO2 Rate Limit- Chesapeak 3 -v5.13 | 291 | 6037 | Rate Constraint in lbs/MMBtu | FALSE | L | Annual | Standard | lb/MMBtu | 0.9 | 0.9 | 0.9 | 0.9 | 0.9 | 0.9 | 0.9
Fuel_BA_BB_ SO2 Rate Limit- Chesapeak 3 -v5.13 | 291 | 6037 | Rate Constraint in lbs/MMBtu | FALSE | L | Annual | Emissions at Affected Plants SO2 | MTons | 0 | 0 | 0 | 0 | 0 | 0 | 0
Fuel_BA_BB_ SO2 Rate Limit- Chesapeak 3 -v5.13 | 291 | 6037 | Rate Constraint in lbs/MMBtu | FALSE | L | Annual | Allowances Purchased SO2 | MTons | 0 | 0 | 0 | 0 | 0 | 0 | 0
Fuel_BA_BB_ SO2 Rate Limit- Chesapeak 3 -v5.13 | 291 | 6037 | Rate Constraint in lbs/MMBtu | FALSE | L | Annual | Allowances Sold SO2 | MTons | 0 | 0 | 0 | 0 | 0 | 0 | 0
Fuel_BA_BB_ SO2 Rate Limit- Chesapeak 3 -v5.13 | 291 | 6037 | Rate Constraint in lbs/MMBtu | FALSE | L | Annual | Allowances Banked | MTons | 0 | 0 | 0 | 0 | 0 | 0 | 0
Fuel_BA_BB_ SO2 Rate Limit- Chesapeak 3 -v5.13 | 291 | 6037 | Rate Constraint in lbs/MMBtu | FALSE | L | Annual | Allowances Withdrawn (1:1) | MTons | 0 | 0 | 0 | 0 | 0 | 0 | 0
Fuel_BA_BB_ SO2 Rate Limit- Chesapeak 3 -v5.13 | 291 | 6037 | Rate Constraint in lbs/MMBtu | FALSE | L | Annual | Allowances Withdrawn (n:1) | MTons | 0 | 0 | 0 | 0 | 0 | 0 | 0
Fuel_BA_BB_ SO2 Rate Limit- Chesapeak 3 -v5.13 | 291 | 6037 | Rate Constraint in lbs/MMBtu | FALSE | L | Annual | Net Emissions Allowance Position | MTons | 0 | 0 | 0 | 0 | 0 | 0 | 0
Fuel_BA_BB_ SO2 Rate Limit- Chesapeak 3 -v5.13 | 291 | 6037 | Rate Constraint in lbs/MMBtu | FALSE | L | Annual | Fuel Consumed | TBtu | 0 | 0 | 0 | 0 | 0 | 0 | 0
Fuel_BA_BB_ SO2 Rate Limit- Chesapeak 3 -v5.13 | 291 | 6037 | Rate Constraint in lbs/MMBtu | FALSE | L | Annual | Rate | lb/MMBtu | 0 | 0 | 0 | 0 | 0 | 0 | 0
Fuel_BA_BB_ SO2 Rate Limit- Chesapeak 3 -v5.13 | 291 | 6037 | Rate Constraint in lbs/MMBtu | FALSE | L | Annual | Generation | TWh | 0 | 0 | 0 | 0 | 0 | 0 | 0
Fuel_BA_BB_ SO2 Rate Limit- Chesapeak 3 -v5.13 | 291 | 6037 | Rate Constraint in lbs/MMBtu | FALSE | L | Annual | Qualifying Generation | TWh | 0 | 0 | 0 | 0 | 0 | 0 | 0
Fuel_BA_BB_ SO2 Rate Limit- Chesapeak 3 -v5.13 | 291 | 6037 | Rate Constraint in lbs/MMBtu | FALSE | L | Annual | Rate | lb/MWh | 0 | 0 | 0 | 0 | 0 | 0 | 0
Fuel_BA_BB_ SO2 Rate Limit- Chesapeak 3 -v5.13 | 291 | 6037 | Rate Constraint in lbs/MMBtu | FALSE | L | Annual | Constraint Shadow Price | US$/Ton | 0 | 0 | 0 | 0 | 0 | 0 | 0
Fuel_BA_BB_ SO2 Rate Limit- Chesapeak 4 -v5.13 | 292 | 6038 | Rate Constraint in lbs/MMBtu | FALSE | L | Annual | Seasons Included | Seasons | Winter, Summer | Winter, Summer | Winter, Summer | Winter, Summer | Winter, Summer | Winter, Summer | Winter, Summer
Fuel_BA_BB_ SO2 Rate Limit- Chesapeak 4 -v5.13 | 292 | 6038 | Rate Constraint in lbs/MMBtu | FALSE | L | Annual | Standard | lb/MMBtu | 0.94 | 0.94 | 0.94 | 0.94 | 0.94 | 0.94 | 0.94
Fuel_BA_BB_ SO2 Rate Limit- Chesapeak 4 -v5.13 | 292 | 6038 | Rate Constraint in lbs/MMBtu | FALSE | L | Annual | Emissions at Affected Plants SO2 | MTons | 0 | 0 | 0 | 0 | 0 | 0 | 0
Fuel_BA_BB_ SO2 Rate Limit- Chesapeak 4 -v5.13 | 292 | 6038 | Rate Constraint in lbs/MMBtu | FALSE | L | Annual | Allowances Purchased SO2 | MTons | 0 | 0 | 0 | 0 | 0 | 0 | 0
Fuel_BA_BB_ SO2 Rate Limit- Chesapeak 4 -v5.13 | 292 | 6038 | Rate Constraint in lbs/MMBtu | FALSE | L | Annual | Allowances Sold SO2 | MTons | 0 | 0 | 0 | 0 | 0 | 0 | 0
Fuel_BA_BB_ SO2 Rate Limit- Chesapeak 4 -v5.13 | 292 | 6038 | Rate Constraint in lbs/MMBtu | FALSE | L | Annual | Allowances Banked | MTons | 0 | 0 | 0 | 0 | 0 | 0 | 0
Fuel_BA_BB_ SO2 Rate Limit- Chesapeak 4 -v5.13 | 292 | 6038 | Rate Constraint in lbs/MMBtu | FALSE | L | Annual | Allowances Withdrawn (1:1) | MTons | 0 | 0 | 0 | 0 | 0 | 0 | 0
Fuel_BA_BB_ SO2 Rate Limit- Chesapeak 4 -v5.13 | 292 | 6038 | Rate Constraint in lbs/MMBtu | FALSE | L | Annual | Allowances Withdrawn (n:1) | MTons | 0 | 0 | 0 | 0 | 0 | 0 | 0
Fuel_BA_BB_ SO2 Rate Limit- Chesapeak 4 -v5.13 | 292 | 6038 | Rate Constraint in lbs/MMBtu | FALSE | L | Annual | Net Emissions Allowance Position | MTons | 0 | 0 | 0 | 0 | 0 | 0 | 0
Fuel_BA_BB_ SO2 Rate Limit- Chesapeak 4 -v5.13 | 292 | 6038 | Rate Constraint in lbs/MMBtu | FALSE | L | Annual | Fuel Consumed | TBtu | 0 | 0 | 0 | 0 | 0 | 0 | 0
Fuel_BA_BB_ SO2 Rate Limit- Chesapeak 4 -v5.13 | 292 | 6038 | Rate Constraint in lbs/MMBtu | FALSE | L | Annual | Rate | lb/MMBtu | 0 | 0 | 0 | 0 | 0 | 0 | 0
Fuel_BA_BB_ SO2 Rate Limit- Chesapeak 4 -v5.13 | 292 | 6038 | Rate Constraint in lbs/MMBtu | FALSE | L | Annual | Generation | TWh | 0 | 0 | 0 | 0 | 0 | 0 | 0
Fuel_BA_BB_ SO2 Rate Limit- Chesapeak 4 -v5.13 | 292 | 6038 | Rate Constraint in lbs/MMBtu | FALSE | L | Annual | Qualifying Generation | TWh | 0 | 0 | 0 | 0 | 0 | 0 | 0
Fuel_BA_BB_ SO2 Rate Limit- Chesapeak 4 -v5.13 | 292 | 6038 | Rate Constraint in lbs/MMBtu | FALSE | L | Annual | Rate | lb/MWh | 0 | 0 | 0 | 0 | 0 | 0 | 0
Fuel_BA_BB_ SO2 Rate Limit- Chesapeak 4 -v5.13 | 292 | 6038 | Rate Constraint in lbs/MMBtu | FALSE | L | Annual | Constraint Shadow Price | US$/Ton | 0 | 0 | 0 | 0 | 0 | 0 | 0
Fuel_BA_BB_ SO2 Rate Limit- Trinidad 1 -v5.13 | 293 | 6035 | Rate Constraint in lbs/MMBtu | FALSE | L | Annual | Seasons Included | Seasons | Winter, Summer | Winter, Summer | Winter, Summer | Winter, Summer | Winter, Summer | Winter, Summer | Winter, Summer
Fuel_BA_BB_ SO2 Rate Limit- Trinidad 1 -v5.13 | 293 | 6035 | Rate Constraint in lbs/MMBtu | FALSE | L | Annual | Standard | lb/MMBtu | 0.86 | 0.86 | 0.86 | 0.86 | 0.86 | 0.86 | 0.86
Fuel_BA_BB_ SO2 Rate Limit- Trinidad 1 -v5.13 | 293 | 6035 | Rate Constraint in lbs/MMBtu | FALSE | L | Annual | Emissions at Affected Plants SO2 | MTons | 0.15321 | 0.16584 | 0.16584 | 0.1754 | 0.15321 | 0.15321 | 0.16584
Fuel_BA_BB_ SO2 Rate Limit- Trinidad 1 -v5.13 | 293 | 6035 | Rate Constraint in lbs/MMBtu | FALSE | L | Annual | Allowances Purchased SO2 | MTons | 0 | 0 | 0 | 0 | 0 | 0 | 0
Fuel_BA_BB_ SO2 Rate Limit- Trinidad 1 -v5.13 | 293 | 6035 | Rate Constraint in lbs/MMBtu | FALSE | L | Annual | Allowances Sold SO2 | MTons | 0 | 0 | 0 | 0 | 0 | 0 | 0
Fuel_BA_BB_ SO2 Rate Limit- Trinidad 1 -v5.13 | 293 | 6035 | Rate Constraint in lbs/MMBtu | FALSE | L | Annual | Allowances Banked | MTons | 0 | 0 | 0 | 0 | 0 | 0 | 0
Fuel_BA_BB_ SO2 Rate Limit- Trinidad 1 -v5.13 | 293 | 6035 | Rate Constraint in lbs/MMBtu | FALSE | L | Annual | Allowances Withdrawn (1:1) | MTons | 0 | 0 | 0 | 0 | 0 | 0 | 0
Fuel_BA_BB_ SO2 Rate Limit- Trinidad 1 -v5.13 | 293 | 6035 | Rate Constraint in lbs/MMBtu | FALSE | L | Annual | Allowances Withdrawn (n:1) | MTons | 0 | 0 | 0 | 0 | 0 | 0 | 0
Fuel_BA_BB_ SO2 Rate Limit- Trinidad 1 -v5.13 | 293 | 6035 | Rate Constraint in lbs/MMBtu | FALSE | L | Annual | Net Emissions Allowance Position | MTons | 0.15321 | 0.16584 | 0.16584 | 0.1754 | 0.15321 | 0.15321 | 0.16584
Fuel_BA_BB_ SO2 Rate Limit- Trinidad 1 -v5.13 | 293 | 6035 | Rate Constraint in lbs/MMBtu | FALSE | L | Annual | Fuel Consumed | TBtu | 0.3563 | 0.38567 | 0.38567 | 0.4079 | 0.3563 | 0.3563 | 0.38567
Fuel_BA_BB_ SO2 Rate Limit- Trinidad 1 -v5.13 | 293 | 6035 | Rate Constraint in lbs/MMBtu | FALSE | L | Annual | Rate | lb/MMBtu | 0.86 | 0.86 | 0.86 | 0.86 | 0.86 | 0.86 | 0.86
Fuel_BA_BB_ SO2 Rate Limit- Trinidad 1 -v5.13 | 293 | 6035 | Rate Constraint in lbs/MMBtu | FALSE | L | Annual | Generation | TWh | 0.024433 | 0.026447 | 0.026447 | 0.027972 | 0.024433 | 0.024433 | 0.026447
Fuel_BA_BB_ SO2 Rate Limit- Trinidad 1 -v5.13 | 293 | 6035 | Rate Constraint in lbs/MMBtu | FALSE | L | Annual | Qualifying Generation | TWh | 0.024433 | 0.026447 | 0.026447 | 0.027972 | 0.024433 | 0.024433 | 0.026447
Fuel_BA_BB_ SO2 Rate Limit- Trinidad 1 -v5.13 | 293 | 6035 | Rate Constraint in lbs/MMBtu | FALSE | L | Annual | Rate | lb/MWh | 6.2705 | 6.2705 | 6.2705 | 6.2705 | 6.2705 | 6.2705 | 6.2705
Fuel_BA_BB_ SO2 Rate Limit- Trinidad 1 -v5.13 | 293 | 6035 | Rate Constraint in lbs/MMBtu | FALSE | L | Annual | Constraint Shadow Price | US$/Ton | 6605.8895 | 6220.9792 | 7167.4719 | 7328.4237 | 8769.6048 | 8767.0892 | 8291.2793
Fuel_BA_BB_ SO2 Rate Limit- Valley 1-4 -v5.13 | 294 | 6036 | Rate Constraint in lbs/MMBtu | FALSE | L | Annual | Seasons Included | Seasons | Winter, Summer | Winter, Summer | Winter, Summer | Winter, Summer | Winter, Summer | Winter, Summer | Winter, Summer
Fuel_BA_BB_ SO2 Rate Limit- Valley 1-4 -v5.13 | 294 | 6036 | Rate Constraint in lbs/MMBtu | FALSE | L | Annual | Standard | lb/MMBtu | 0.78 | 0.78 | 0.78 | 0.78 | 0.78 | 0.78 | 0.78
Fuel_BA_BB_ SO2 Rate Limit- Valley 1-4 -v5.13 | 294 | 6036 | Rate Constraint in lbs/MMBtu | FALSE | L | Annual | Emissions at Affected Plants SO2 | MTons | 0 | 0 | 0 | 0 | 0 | 0 | 0
Fuel_BA_BB_ SO2 Rate Limit- Valley 1-4 -v5.13 | 294 | 6036 | Rate Constraint in lbs/MMBtu | FALSE | L | Annual | Allowances Purchased SO2 | MTons | 0 | 0 | 0 | 0 | 0 | 0 | 0
Fuel_BA_BB_ SO2 Rate Limit- Valley 1-4 -v5.13 | 294 | 6036 | Rate Constraint in lbs/MMBtu | FALSE | L | Annual | Allowances Sold SO2 | MTons | 0 | 0 | 0 | 0 | 0 | 0 | 0
Fuel_BA_BB_ SO2 Rate Limit- Valley 1-4 -v5.13 | 294 | 6036 | Rate Constraint in lbs/MMBtu | FALSE | L | Annual | Allowances Banked | MTons | 0 | 0 | 0 | 0 | 0 | 0 | 0
Fuel_BA_BB_ SO2 Rate Limit- Valley 1-4 -v5.13 | 294 | 6036 | Rate Constraint in lbs/MMBtu | FALSE | L | Annual | Allowances Withdrawn (1:1) | MTons | 0 | 0 | 0 | 0 | 0 | 0 | 0
Fuel_BA_BB_ SO2 Rate Limit- Valley 1-4 -v5.13 | 294 | 6036 | Rate Constraint in lbs/MMBtu | FALSE | L | Annual | Allowances Withdrawn (n:1) | MTons | 0 | 0 | 0 | 0 | 0 | 0 | 0
Fuel_BA_BB_ SO2 Rate Limit- Valley 1-4 -v5.13 | 294 | 6036 | Rate Constraint in lbs/MMBtu | FALSE | L | Annual | Net Emissions Allowance Position | MTons | 0 | 0 | 0 | 0 | 0 | 0 | 0
Fuel_BA_BB_ SO2 Rate Limit- Valley 1-4 -v5.13 | 294 | 6036 | Rate Constraint in lbs/MMBtu | FALSE | L | Annual | Fuel Consumed | TBtu | 0 | 0 | 0 | 0 | 0 | 0 | 0
Fuel_BA_BB_ SO2 Rate Limit- Valley 1-4 -v5.13 | 294 | 6036 | Rate Constraint in lbs/MMBtu | FALSE | L | Annual | Rate | lb/MMBtu | 0 | 0 | 0 | 0 | 0 | 0 | 0
Fuel_BA_BB_ SO2 Rate Limit- Valley 1-4 -v5.13 | 294 | 6036 | Rate Constraint in lbs/MMBtu | FALSE | L | Annual | Generation | TWh | 0 | 0 | 0 | 0 | 0 | 0 | 0
Fuel_BA_BB_ SO2 Rate Limit- Valley 1-4 -v5.13 | 294 | 6036 | Rate Constraint in lbs/MMBtu | FALSE | L | Annual | Qualifying Generation | TWh | 0 | 0 | 0 | 0 | 0 | 0 | 0
Fuel_BA_BB_ SO2 Rate Limit- Valley 1-4 -v5.13 | 294 | 6036 | Rate Constraint in lbs/MMBtu | FALSE | L | Annual | Rate | lb/MWh | 0 | 0 | 0 | 0 | 0 | 0 | 0
Fuel_BA_BB_ SO2 Rate Limit- Valley 1-4 -v5.13 | 294 | 6036 | Rate Constraint in lbs/MMBtu | FALSE | L | Annual | Constraint Shadow Price | US$/Ton | 0 | 0 | 0 | 0 | 0 | 0 | 0
IL CPS- Midwest MER Rate Annual v5.12 | 295 | 5764 | MACT Fuel Choice Floor in lbs/MMBtu | FALSE | L | Annual | Seasons Included | Seasons | Winter, Summer | Winter, Summer | Winter, Summer | Winter, Summer | Winter, Summer | Winter, Summer | Winter, Summer
IL CPS- Midwest MER Rate Annual v5.12 | 295 | 5764 | MACT Fuel Choice Floor in lbs/MMBtu | FALSE | L | Annual | Emission Floor | lbs/MMBtu | 7.4e-07 | 7.4e-07 | 7.4e-07 | 7.4e-07 | 7.4e-07 | 7.4e-07 | 7.4e-07
IL CPS- Midwest MER Rate Annual v5.12 | 295 | 5764 | MACT Fuel Choice Floor in lbs/MMBtu | FALSE | L | Annual | Emissions at Affected Plants MER | lbs | 146.8245 | 180.4884 | 176.9067 | 180.6568 | 199.9612 | 198.6427 | 193.5228
IL CPS- Midwest MER Rate Annual v5.12 | 295 | 5764 | MACT Fuel Choice Floor in lbs/MMBtu | FALSE | L | Annual | Allowances Purchased MER | lbs | 0 | 0 | 0 | 0 | 0 | 0 | 0
IL CPS- Midwest MER Rate Annual v5.12 | 295 | 5764 | MACT Fuel Choice Floor in lbs/MMBtu | FALSE | L | Annual | Allowances Sold MER | lbs | 0 | 0 | 0 | 0 | 0 | 0 | 0
IL CPS- Midwest MER Rate Annual v5.12 | 295 | 5764 | MACT Fuel Choice Floor in lbs/MMBtu | FALSE | L | Annual | Allowances Banked | lbs | 0 | 0 | 0 | 0 | 0 | 0 | 0
IL CPS- Midwest MER Rate Annual v5.12 | 295 | 5764 | MACT Fuel Choice Floor in lbs/MMBtu | FALSE | L | Annual | Allowances Withdrawn (1:1) | lbs | 0 | 0 | 0 | 0 | 0 | 0 | 0
IL CPS- Midwest MER Rate Annual v5.12 | 295 | 5764 | MACT Fuel Choice Floor in lbs/MMBtu | FALSE | L | Annual | Allowances Withdrawn (n:1) | lbs | 0 | 0 | 0 | 0 | 0 | 0 | 0
IL CPS- Midwest MER Rate Annual v5.12 | 295 | 5764 | MACT Fuel Choice Floor in lbs/MMBtu | FALSE | L | Annual | Net Emissions Allowance Position | lbs | 146.8245 | 180.4884 | 176.9067 | 180.6568 | 199.9612 | 198.6427 | 193.5228
IL CPS- Midwest MER Rate Annual v5.12 | 295 | 5764 | MACT Fuel Choice Floor in lbs/MMBtu | FALSE | L | Annual | Fuel Consumed | TBtu | 312.3485 | 321.7262 | 323.0565 | 322.0265 | 325.4428 | 325.73 | 326.2713
IL CPS- Midwest MER Rate Annual v5.12 | 295 | 5764 | MACT Fuel Choice Floor in lbs/MMBtu | FALSE | L | Annual | Rate | lb/MMBtu | 4.7007e-07 | 5.61e-07 | 5.476e-07 | 5.61e-07 | 6.1443e-07 | 6.0984e-07 | 5.9313e-07
IL CPS- Midwest MER Rate Annual v5.12 | 295 | 5764 | MACT Fuel Choice Floor in lbs/MMBtu | FALSE | L | Annual | Generation | TWh | 30.0306 | 30.9229 | 31.0046 | 30.951 | 31.2719 | 31.2858 | 31.2858
IL CPS- Midwest MER Rate Annual v5.12 | 295 | 5764 | MACT Fuel Choice Floor in lbs/MMBtu | FALSE | L | Annual | Qualifying Generation | TWh | 30.0306 | 30.9229 | 31.0046 | 30.951 | 31.2719 | 31.2858 | 31.2858
IL CPS- Midwest MER Rate Annual v5.12 | 295 | 5764 | MACT Fuel Choice Floor in lbs/MMBtu | FALSE | L | Annual | Constraint Shadow Price | US$/Lb | 0 | 0 | 0 | 0 | 0 | 0 | 0
IL CPS- Midwest NOX rate Annual v5.12 | 296 | 5765 | Rate Constraint in lbs/MMBtu | FALSE | L | Annual | Seasons Included | Seasons | Winter, Summer | Winter, Summer | Winter, Summer | Winter, Summer | Winter, Summer | Winter, Summer | Winter, Summer
IL CPS- Midwest NOX rate Annual v5.12 | 296 | 5765 | Rate Constraint in lbs/MMBtu | FALSE | L | Annual | Standard | lb/MMBtu | 0.11 | 0.11 | 0.11 | 0.11 | 0.11 | 0.11 | 0.11
IL CPS- Midwest NOX rate Annual v5.12 | 296 | 5765 | Rate Constraint in lbs/MMBtu | FALSE | L | Annual | Emissions at Affected Plants NOX | MTons | 17.1859 | 17.6949 | 17.7715 | 17.7115 | 17.8994 | 17.9187 | 17.8885
IL CPS- Midwest NOX rate Annual v5.12 | 296 | 5765 | Rate Constraint in lbs/MMBtu | FALSE | L | Annual | Allowances Purchased NOX | MTons | 0 | 0 | 0 | 0 | 0 | 0 | 0
IL CPS- Midwest NOX rate Annual v5.12 | 296 | 5765 | Rate Constraint in lbs/MMBtu | FALSE | L | Annual | Allowances Sold NOX | MTons | 0 | 0 | 0 | 0 | 0 | 0 | 0
IL CPS- Midwest NOX rate Annual v5.12 | 296 | 5765 | Rate Constraint in lbs/MMBtu | FALSE | L | Annual | Allowances Banked | MTons | 0 | 0 | 0 | 0 | 0 | 0 | 0
IL CPS- Midwest NOX rate Annual v5.12 | 296 | 5765 | Rate Constraint in lbs/MMBtu | FALSE | L | Annual | Allowances Withdrawn (1:1) | MTons | 0 | 0 | 0 | 0 | 0 | 0 | 0
IL CPS- Midwest NOX rate Annual v5.12 | 296 | 5765 | Rate Constraint in lbs/MMBtu | FALSE | L | Annual | Allowances Withdrawn (n:1) | MTons | 0 | 0 | 0 | 0 | 0 | 0 | 0
IL CPS- Midwest NOX rate Annual v5.12 | 296 | 5765 | Rate Constraint in lbs/MMBtu | FALSE | L | Annual | Net Emissions Allowance Position | MTons | 17.1859 | 17.6949 | 17.7715 | 17.7115 | 17.8994 | 17.9187 | 17.8885
IL CPS- Midwest NOX rate Annual v5.12 | 296 | 5765 | Rate Constraint in lbs/MMBtu | FALSE | L | Annual | Fuel Consumed | TBtu | 312.3485 | 321.7262 | 323.0565 | 322.0265 | 325.4428 | 325.73 | 326.2713
IL CPS- Midwest NOX rate Annual v5.12 | 296 | 5765 | Rate Constraint in lbs/MMBtu | FALSE | L | Annual | Rate | lb/MMBtu | 0.11004 | 0.11 | 0.11002 | 0.11 | 0.11 | 0.11002 | 0.10965
IL CPS- Midwest NOX rate Annual v5.12 | 296 | 5765 | Rate Constraint in lbs/MMBtu | FALSE | L | Annual | Generation | TWh | 30.0306 | 30.9229 | 31.0046 | 30.951 | 31.2719 | 31.2858 | 31.2858
IL CPS- Midwest NOX rate Annual v5.12 | 296 | 5765 | Rate Constraint in lbs/MMBtu | FALSE | L | Annual | Qualifying Generation | TWh | 30.0306 | 30.9229 | 31.0046 | 30.951 | 31.2719 | 31.2858 | 31.2858
IL CPS- Midwest NOX rate Annual v5.12 | 296 | 5765 | Rate Constraint in lbs/MMBtu | FALSE | L | Annual | Rate | lb/MWh | 0.57228 | 0.57223 | 0.57319 | 0.57224 | 0.57238 | 0.57274 | 0.57178
IL CPS- Midwest NOX rate Annual v5.12 | 296 | 5765 | Rate Constraint in lbs/MMBtu | FALSE | L | Annual | Constraint Shadow Price | US$/Ton | 4616.1994 | 4572.249 | 3248.7959 | 6627.7161 | 9721.5972 | 7855.6766 | 0
IL CPS- Midwest NOX rate Summer v5.12 | 297 | 5766 | Rate Constraint in lbs/MMBtu | FALSE | L | Annual | Seasons Included | Seasons | Summer | Summer | Summer | Summer | Summer | Summer | Summer
IL CPS- Midwest NOX rate Summer v5.12 | 297 | 5766 | Rate Constraint in lbs/MMBtu | FALSE | L | Annual | Standard | lb/MMBtu | 0.11 | 0.11 | 0.11 | 0.11 | 0.11 | 0.11 | 0.11
IL CPS- Midwest NOX rate Summer v5.12 | 297 | 5766 | Rate Constraint in lbs/MMBtu | FALSE | L | Annual | Emissions at Affected Plants NOX | MTons | 7.356 | 7.6099 | 7.7027 | 7.6266 | 7.8179 | 7.8339 | 7.8316
IL CPS- Midwest NOX rate Summer v5.12 | 297 | 5766 | Rate Constraint in lbs/MMBtu | FALSE | L | Annual | Allowances Purchased NOX | MTons | 0 | 0 | 0 | 0 | 0 | 0 | 0
IL CPS- Midwest NOX rate Summer v5.12 | 297 | 5766 | Rate Constraint in lbs/MMBtu | FALSE | L | Annual | Allowances Sold NOX | MTons | 0 | 0 | 0 | 0 | 0 | 0 | 0
IL CPS- Midwest NOX rate Summer v5.12 | 297 | 5766 | Rate Constraint in lbs/MMBtu | FALSE | L | Annual | Allowances Banked | MTons | 0 | 0 | 0 | 0 | 0 | 0 | 0
IL CPS- Midwest NOX rate Summer v5.12 | 297 | 5766 | Rate Constraint in lbs/MMBtu | FALSE | L | Annual | Allowances Withdrawn (1:1) | MTons | 0 | 0 | 0 | 0 | 0 | 0 | 0
IL CPS- Midwest NOX rate Summer v5.12 | 297 | 5766 | Rate Constraint in lbs/MMBtu | FALSE | L | Annual | Allowances Withdrawn (n:1) | MTons | 0 | 0 | 0 | 0 | 0 | 0 | 0
IL CPS- Midwest NOX rate Summer v5.12 | 297 | 5766 | Rate Constraint in lbs/MMBtu | FALSE | L | Annual | Net Emissions Allowance Position | MTons | 7.356 | 7.6099 | 7.7027 | 7.6266 | 7.8179 | 7.8339 | 7.8316
IL CPS- Midwest NOX rate Summer v5.12 | 297 | 5766 | Rate Constraint in lbs/MMBtu | FALSE | L | Annual | Fuel Consumed | TBtu | 133.6462 | 138.4335 | 139.2811 | 138.7338 | 142.1803 | 142.4373 | 142.3436
IL CPS- Midwest NOX rate Summer v5.12 | 297 | 5766 | Rate Constraint in lbs/MMBtu | FALSE | L | Annual | Rate | lb/MMBtu | 0.11008 | 0.10994 | 0.11061 | 0.10995 | 0.10997 | 0.11 | 0.11004
IL CPS- Midwest NOX rate Summer v5.12 | 297 | 5766 | Rate Constraint in lbs/MMBtu | FALSE | L | Annual | Generation | TWh | 12.8504 | 13.3104 | 13.3921 | 13.3385 | 13.6623 | 13.6733 | 13.6733
IL CPS- Midwest NOX rate Summer v5.12 | 297 | 5766 | Rate Constraint in lbs/MMBtu | FALSE | L | Annual | Qualifying Generation | TWh | 12.8504 | 13.3104 | 13.3921 | 13.3385 | 13.6623 | 13.6733 | 13.6733
IL CPS- Midwest NOX rate Summer v5.12 | 297 | 5766 | Rate Constraint in lbs/MMBtu | FALSE | L | Annual | Rate | lb/MWh | 0.57244 | 0.57172 | 0.57517 | 0.57178 | 0.57222 | 0.57294 | 0.57277
IL CPS- Midwest NOX rate Summer v5.12 | 297 | 5766 | Rate Constraint in lbs/MMBtu | FALSE | L | Annual | Constraint Shadow Price | US$/Ton | 0 | 0 | 0 | 0 | 0 | 0 | 0
IL CPS- Midwest SO2 Rate Annual v5.12 | 298 | 5767 | Rate Constraint in lbs/MMBtu | FALSE | L | Annual | Seasons Included | Seasons | Winter, Summer | Winter, Summer | Winter, Summer | Winter, Summer | Winter, Summer | Winter, Summer | Winter, Summer
IL CPS- Midwest SO2 Rate Annual v5.12 | 298 | 5767 | Rate Constraint in lbs/MMBtu | FALSE | L | Annual | Standard | lb/MMBtu | 0.25 | 0.25 | 0.25 | 0.25 | 0.25 | 0.25 | 0.25
IL CPS- Midwest SO2 Rate Annual v5.12 | 298 | 5767 | Rate Constraint in lbs/MMBtu | FALSE | L | Annual | Emissions at Affected Plants SO2 | MTons | 38.3134 | 15.2745 | 15.1529 | 15.2954 | 18.5067 | 18.2049 | 18.2259
IL CPS- Midwest SO2 Rate Annual v5.12 | 298 | 5767 | Rate Constraint in lbs/MMBtu | FALSE | L | Annual | Allowances Purchased SO2 | MTons | 0 | 0 | 0 | 0 | 0 | 0 | 0
IL CPS- Midwest SO2 Rate Annual v5.12 | 298 | 5767 | Rate Constraint in lbs/MMBtu | FALSE | L | Annual | Allowances Sold SO2 | MTons | 0 | 0 | 0 | 0 | 0 | 0 | 0
IL CPS- Midwest SO2 Rate Annual v5.12 | 298 | 5767 | Rate Constraint in lbs/MMBtu | FALSE | L | Annual | Allowances Banked | MTons | 0 | 0 | 0 | 0 | 0 | 0 | 0
IL CPS- Midwest SO2 Rate Annual v5.12 | 298 | 5767 | Rate Constraint in lbs/MMBtu | FALSE | L | Annual | Allowances Withdrawn (1:1) | MTons | 0 | 0 | 0 | 0 | 0 | 0 | 0
IL CPS- Midwest SO2 Rate Annual v5.12 | 298 | 5767 | Rate Constraint in lbs/MMBtu | FALSE | L | Annual | Allowances Withdrawn (n:1) | MTons | 0 | 0 | 0 | 0 | 0 | 0 | 0
IL CPS- Midwest SO2 Rate Annual v5.12 | 298 | 5767 | Rate Constraint in lbs/MMBtu | FALSE | L | Annual | Net Emissions Allowance Position | MTons | 38.3134 | 15.2745 | 15.1529 | 15.2954 | 18.5067 | 18.2049 | 18.2259
IL CPS- Midwest SO2 Rate Annual v5.12 | 298 | 5767 | Rate Constraint in lbs/MMBtu | FALSE | L | Annual | Fuel Consumed | TBtu | 312.3485 | 321.7262 | 323.0565 | 322.0265 | 325.4428 | 325.73 | 326.2713
IL CPS- Midwest SO2 Rate Annual v5.12 | 298 | 5767 | Rate Constraint in lbs/MMBtu | FALSE | L | Annual | Rate | lb/MMBtu | 0.24532 | 0.094953 | 0.09381 | 0.094995 | 0.11373 | 0.11178 | 0.11172
IL CPS- Midwest SO2 Rate Annual v5.12 | 298 | 5767 | Rate Constraint in lbs/MMBtu | FALSE | L | Annual | Generation | TWh | 30.0306 | 30.9229 | 31.0046 | 30.951 | 31.2719 | 31.2858 | 31.2858
IL CPS- Midwest SO2 Rate Annual v5.12 | 298 | 5767 | Rate Constraint in lbs/MMBtu | FALSE | L | Annual | Qualifying Generation | TWh | 30.0306 | 30.9229 | 31.0046 | 30.951 | 31.2719 | 31.2858 | 31.2858
IL CPS- Midwest SO2 Rate Annual v5.12 | 298 | 5767 | Rate Constraint in lbs/MMBtu | FALSE | L | Annual | Rate | lb/MWh | 1.2758 | 0.49395 | 0.48873 | 0.49418 | 0.5918 | 0.58189 | 0.58256
IL CPS- Midwest SO2 Rate Annual v5.12 | 298 | 5767 | Rate Constraint in lbs/MMBtu | FALSE | L | Annual | Constraint Shadow Price | US$/Ton | 0 | 0 | 0 | 0 | 0 | 0 | 0
IL Fac. Spec. - NOX Rate Summer v3.1, Unit 502 and retrofits | 299 | 1797 | Rate Constraint in lbs/MMBtu | FALSE | L | Annual | Seasons Included | Seasons | Summer | Summer | Summer | Summer | Summer | Summer | Summer
IL Fac. Spec. - NOX Rate Summer v3.1, Unit 502 and retrofits | 299 | 1797 | Rate Constraint in lbs/MMBtu | FALSE | L | Annual | Standard | lb/MMBtu | 0.25 | 0.25 | 0.25 | 0.25 | 0.25 | 0.25 | 0.25
IL Fac. Spec. - NOX Rate Summer v3.1, Unit 502 and retrofits | 299 | 1797 | Rate Constraint in lbs/MMBtu | FALSE | L | Annual | Emissions at Affected Plants NOX | MTons | 0.00075686 | 0.00075686 | 0.00075686 | 0.00075686 | 0.00075686 | 0.00075686 | 0.00075686
IL Fac. Spec. - NOX Rate Summer v3.1, Unit 502 and retrofits | 299 | 1797 | Rate Constraint in lbs/MMBtu | FALSE | L | Annual | Allowances Purchased NOX | MTons | 0 | 0 | 0 | 0 | 0 | 0 | 0
IL Fac. Spec. - NOX Rate Summer v3.1, Unit 502 and retrofits | 299 | 1797 | Rate Constraint in lbs/MMBtu | FALSE | L | Annual | Allowances Sold NOX | MTons | 0 | 0 | 0 | 0 | 0 | 0 | 0
IL Fac. Spec. - NOX Rate Summer v3.1, Unit 502 and retrofits | 299 | 1797 | Rate Constraint in lbs/MMBtu | FALSE | L | Annual | Allowances Banked | MTons | 0 | 0 | 0 | 0 | 0 | 0 | 0
IL Fac. Spec. - NOX Rate Summer v3.1, Unit 502 and retrofits | 299 | 1797 | Rate Constraint in lbs/MMBtu | FALSE | L | Annual | Allowances Withdrawn (1:1) | MTons | 0 | 0 | 0 | 0 | 0 | 0 | 0
IL Fac. Spec. - NOX Rate Summer v3.1, Unit 502 and retrofits | 299 | 1797 | Rate Constraint in lbs/MMBtu | FALSE | L | Annual | Allowances Withdrawn (n:1) | MTons | 0 | 0 | 0 | 0 | 0 | 0 | 0
IL Fac. Spec. - NOX Rate Summer v3.1, Unit 502 and retrofits | 299 | 1797 | Rate Constraint in lbs/MMBtu | FALSE | L | Annual | Net Emissions Allowance Position | MTons | 0.00075686 | 0.00075686 | 0.00075686 | 0.00075686 | 0.00075686 | 0.00075686 | 0.00075686
IL Fac. Spec. - NOX Rate Summer v3.1, Unit 502 and retrofits | 299 | 1797 | Rate Constraint in lbs/MMBtu | FALSE | L | Annual | Fuel Consumed | TBtu | 0.074303 | 0.074303 | 0.074303 | 0.074303 | 0.074303 | 0.074303 | 0.074303
IL Fac. Spec. - NOX Rate Summer v3.1, Unit 502 and retrofits | 299 | 1797 | Rate Constraint in lbs/MMBtu | FALSE | L | Annual | Rate | lb/MMBtu | 0.020372 | 0.020372 | 0.020372 | 0.020372 | 0.020372 | 0.020372 | 0.020372
IL Fac. Spec. - NOX Rate Summer v3.1, Unit 502 and retrofits | 299 | 1797 | Rate Constraint in lbs/MMBtu | FALSE | L | Annual | Generation | TWh | 0.0069151 | 0.0069151 | 0.0069151 | 0.0069151 | 0.0069151 | 0.0069151 | 0.0069151
IL Fac. Spec. - NOX Rate Summer v3.1, Unit 502 and retrofits | 299 | 1797 | Rate Constraint in lbs/MMBtu | FALSE | L | Annual | Qualifying Generation | TWh | 0.0069151 | 0.0069151 | 0.0069151 | 0.0069151 | 0.0069151 | 0.0069151 | 0.0069151
IL Fac. Spec. - NOX Rate Summer v3.1, Unit 502 and retrofits | 299 | 1797 | Rate Constraint in lbs/MMBtu | FALSE | L | Annual | Rate | lb/MWh | 0.10945 | 0.10945 | 0.10945 | 0.10945 | 0.10945 | 0.10945 | 0.10945
IL Fac. Spec. - NOX Rate Summer v3.1, Unit 502 and retrofits | 299 | 1797 | Rate Constraint in lbs/MMBtu | FALSE | L | Annual | Constraint Shadow Price | US$/Ton | 0 | 0 | 0 | 0 | 0 | 0 | 0
IL Fac. Spec. - NOX Rate Summer v3.1, Unit 503 and retrofits | 300 | 1797 | Rate Constraint in lbs/MMBtu | FALSE | L | Annual | Seasons Included | Seasons | Summer | Summer | Summer | Summer | Summer | Summer | Summer
IL Fac. Spec. - NOX Rate Summer v3.1, Unit 503 and retrofits | 300 | 1797 | Rate Constraint in lbs/MMBtu | FALSE | L | Annual | Standard | lb/MMBtu | 0.25 | 0.25 | 0.25 | 0.25 | 0.25 | 0.25 | 0.25
IL Fac. Spec. - NOX Rate Summer v3.1, Unit 503 and retrofits | 300 | 1797 | Rate Constraint in lbs/MMBtu | FALSE | L | Annual | Emissions at Affected Plants NOX | MTons | 0.00078075 | 0.00078075 | 0.00078075 | 0.00078075 | 0.00078075 | 0.00078075 | 0.00078075
IL Fac. Spec. - NOX Rate Summer v3.1, Unit 503 and retrofits | 300 | 1797 | Rate Constraint in lbs/MMBtu | FALSE | L | Annual | Allowances Purchased NOX | MTons | 0 | 0 | 0 | 0 | 0 | 0 | 0
IL Fac. Spec. - NOX Rate Summer v3.1, Unit 503 and retrofits | 300 | 1797 | Rate Constraint in lbs/MMBtu | FALSE | L | Annual | Allowances Sold NOX | MTons | 0 | 0 | 0 | 0 | 0 | 0 | 0
IL Fac. Spec. - NOX Rate Summer v3.1, Unit 503 and retrofits | 300 | 1797 | Rate Constraint in lbs/MMBtu | FALSE | L | Annual | Allowances Banked | MTons | 0 | 0 | 0 | 0 | 0 | 0 | 0
IL Fac. Spec. - NOX Rate Summer v3.1, Unit 503 and retrofits | 300 | 1797 | Rate Constraint in lbs/MMBtu | FALSE | L | Annual | Allowances Withdrawn (1:1) | MTons | 0 | 0 | 0 | 0 | 0 | 0 | 0
IL Fac. Spec. - NOX Rate Summer v3.1, Unit 503 and retrofits | 300 | 1797 | Rate Constraint in lbs/MMBtu | FALSE | L | Annual | Allowances Withdrawn (n:1) | MTons | 0 | 0 | 0 | 0 | 0 | 0 | 0
IL Fac. Spec. - NOX Rate Summer v3.1, Unit 503 and retrofits | 300 | 1797 | Rate Constraint in lbs/MMBtu | FALSE | L | Annual | Net Emissions Allowance Position | MTons | 0.00078075 | 0.00078075 | 0.00078075 | 0.00078075 | 0.00078075 | 0.00078075 | 0.00078075
IL Fac. Spec. - NOX Rate Summer v3.1, Unit 503 and retrofits | 300 | 1797 | Rate Constraint in lbs/MMBtu | FALSE | L | Annual | Fuel Consumed | TBtu | 0.074303 | 0.074303 | 0.074303 | 0.074303 | 0.074303 | 0.074303 | 0.074303
IL Fac. Spec. - NOX Rate Summer v3.1, Unit 503 and retrofits | 300 | 1797 | Rate Constraint in lbs/MMBtu | FALSE | L | Annual | Rate | lb/MMBtu | 0.021015 | 0.021015 | 0.021015 | 0.021015 | 0.021015 | 0.021015 | 0.021015
IL Fac. Spec. - NOX Rate Summer v3.1, Unit 503 and retrofits | 300 | 1797 | Rate Constraint in lbs/MMBtu | FALSE | L | Annual | Generation | TWh | 0.0069151 | 0.0069151 | 0.0069151 | 0.0069151 | 0.0069151 | 0.0069151 | 0.0069151
IL Fac. Spec. - NOX Rate Summer v3.1, Unit 503 and retrofits | 300 | 1797 | Rate Constraint in lbs/MMBtu | FALSE | L | Annual | Qualifying Generation | TWh | 0.0069151 | 0.0069151 | 0.0069151 | 0.0069151 | 0.0069151 | 0.0069151 | 0.0069151
IL Fac. Spec. - NOX Rate Summer v3.1, Unit 503 and retrofits | 300 | 1797 | Rate Constraint in lbs/MMBtu | FALSE | L | Annual | Rate | lb/MWh | 0.11291 | 0.11291 | 0.11291 | 0.11291 | 0.11291 | 0.11291 | 0.11291
IL Fac. Spec. - NOX Rate Summer v3.1, Unit 503 and retrofits | 300 | 1797 | Rate Constraint in lbs/MMBtu | FALSE | L | Annual | Constraint Shadow Price | US$/Ton | 0 | 0 | 0 | 0 | 0 | 0 | 0
IL Fac. Spec. - NOX Rate Summer v3.1, Unit 504 and retrofits | 301 | 1797 | Rate Constraint in lbs/MMBtu | FALSE | L | Annual | Seasons Included | Seasons | Summer | Summer | Summer | Summer | Summer | Summer | Summer
IL Fac. Spec. - NOX Rate Summer v3.1, Unit 504 and retrofits | 301 | 1797 | Rate Constraint in lbs/MMBtu | FALSE | L | Annual | Standard | lb/MMBtu | 0.25 | 0.25 | 0.25 | 0.25 | 0.25 | 0.25 | 0.25
IL Fac. Spec. - NOX Rate Summer v3.1, Unit 504 and retrofits | 301 | 1797 | Rate Constraint in lbs/MMBtu | FALSE | L | Annual | Emissions at Affected Plants NOX | MTons | 0.00088852 | 0.00088852 | 0.00088852 | 0.00088852 | 0.00088852 | 0.00088852 | 0.00088852
IL Fac. Spec. - NOX Rate Summer v3.1, Unit 504 and retrofits | 301 | 1797 | Rate Constraint in lbs/MMBtu | FALSE | L | Annual | Allowances Purchased NOX | MTons | 0 | 0 | 0 | 0 | 0 | 0 | 0
IL Fac. Spec. - NOX Rate Summer v3.1, Unit 504 and retrofits | 301 | 1797 | Rate Constraint in lbs/MMBtu | FALSE | L | Annual | Allowances Sold NOX | MTons | 0 | 0 | 0 | 0 | 0 | 0 | 0
IL Fac. Spec. - NOX Rate Summer v3.1, Unit 504 and retrofits | 301 | 1797 | Rate Constraint in lbs/MMBtu | FALSE | L | Annual | Allowances Banked | MTons | 0 | 0 | 0 | 0 | 0 | 0 | 0
IL Fac. Spec. - NOX Rate Summer v3.1, Unit 504 and retrofits | 301 | 1797 | Rate Constraint in lbs/MMBtu | FALSE | L | Annual | Allowances Withdrawn (1:1) | MTons | 0 | 0 | 0 | 0 | 0 | 0 | 0
IL Fac. Spec. - NOX Rate Summer v3.1, Unit 504 and retrofits | 301 | 1797 | Rate Constraint in lbs/MMBtu | FALSE | L | Annual | Allowances Withdrawn (n:1) | MTons | 0 | 0 | 0 | 0 | 0 | 0 | 0
IL Fac. Spec. - NOX Rate Summer v3.1, Unit 504 and retrofits | 301 | 1797 | Rate Constraint in lbs/MMBtu | FALSE | L | Annual | Net Emissions Allowance Position | MTons | 0.00088852 | 0.00088852 | 0.00088852 | 0.00088852 | 0.00088852 | 0.00088852 | 0.00088852
IL Fac. Spec. - NOX Rate Summer v3.1, Unit 504 and retrofits | 301 | 1797 | Rate Constraint in lbs/MMBtu | FALSE | L | Annual | Fuel Consumed | TBtu | 0.074303 | 0.074303 | 0.074303 | 0.074303 | 0.074303 | 0.074303 | 0.074303
IL Fac. Spec. - NOX Rate Summer v3.1, Unit 504 and retrofits | 301 | 1797 | Rate Constraint in lbs/MMBtu | FALSE | L | Annual | Rate | lb/MMBtu | 0.023916 | 0.023916 | 0.023916 | 0.023916 | 0.023916 | 0.023916 | 0.023916
IL Fac. Spec. - NOX Rate Summer v3.1, Unit 504 and retrofits | 301 | 1797 | Rate Constraint in lbs/MMBtu | FALSE | L | Annual | Generation | TWh | 0.0069151 | 0.0069151 | 0.0069151 | 0.0069151 | 0.0069151 | 0.0069151 | 0.0069151
IL Fac. Spec. - NOX Rate Summer v3.1, Unit 504 and retrofits | 301 | 1797 | Rate Constraint in lbs/MMBtu | FALSE | L | Annual | Qualifying Generation | TWh | 0.0069151 | 0.0069151 | 0.0069151 | 0.0069151 | 0.0069151 | 0.0069151 | 0.0069151
IL Fac. Spec. - NOX Rate Summer v3.1, Unit 504 and retrofits | 301 | 1797 | Rate Constraint in lbs/MMBtu | FALSE | L | Annual | Rate | lb/MWh | 0.12849 | 0.12849 | 0.12849 | 0.12849 | 0.12849 | 0.12849 | 0.12849
IL Fac. Spec. - NOX Rate Summer v3.1, Unit 504 and retrofits | 301 | 1797 | Rate Constraint in lbs/MMBtu | FALSE | L | Annual | Constraint Shadow Price | US$/Ton | 0 | 0 | 0 | 0 | 0 | 0 | 0
IL Fac. Spec. - NOX Rate Summer v3.1, Unit 505 and retrofits | 302 | 1797 | Rate Constraint in lbs/MMBtu | FALSE | L | Annual | Seasons Included | Seasons | Summer | Summer | Summer | Summer | Summer | Summer | Summer
IL Fac. Spec. - NOX Rate Summer v3.1, Unit 505 and retrofits | 302 | 1797 | Rate Constraint in lbs/MMBtu | FALSE | L | Annual | Standard | lb/MMBtu | 0.25 | 0.25 | 0.25 | 0.25 | 0.25 | 0.25 | 0.25
IL Fac. Spec. - NOX Rate Summer v3.1, Unit 505 and retrofits | 302 | 1797 | Rate Constraint in lbs/MMBtu | FALSE | L | Annual | Emissions at Affected Plants NOX | MTons | 0.00080017 | 0.00080017 | 0.00080017 | 0.00080017 | 0.00080017 | 0.00080017 | 0.00080017
IL Fac. Spec. - NOX Rate Summer v3.1, Unit 505 and retrofits | 302 | 1797 | Rate Constraint in lbs/MMBtu | FALSE | L | Annual | Allowances Purchased NOX | MTons | 0 | 0 | 0 | 0 | 0 | 0 | 0
IL Fac. Spec. - NOX Rate Summer v3.1, Unit 505 and retrofits | 302 | 1797 | Rate Constraint in lbs/MMBtu | FALSE | L | Annual | Allowances Sold NOX | MTons | 0 | 0 | 0 | 0 | 0 | 0 | 0
IL Fac. Spec. - NOX Rate Summer v3.1, Unit 505 and retrofits | 302 | 1797 | Rate Constraint in lbs/MMBtu | FALSE | L | Annual | Allowances Banked | MTons | 0 | 0 | 0 | 0 | 0 | 0 | 0
IL Fac. Spec. - NOX Rate Summer v3.1, Unit 505 and retrofits | 302 | 1797 | Rate Constraint in lbs/MMBtu | FALSE | L | Annual | Allowances Withdrawn (1:1) | MTons | 0 | 0 | 0 | 0 | 0 | 0 | 0
IL Fac. Spec. - NOX Rate Summer v3.1, Unit 505 and retrofits | 302 | 1797 | Rate Constraint in lbs/MMBtu | FALSE | L | Annual | Allowances Withdrawn (n:1) | MTons | 0 | 0 | 0 | 0 | 0 | 0 | 0
IL Fac. Spec. - NOX Rate Summer v3.1, Unit 505 and retrofits | 302 | 1797 | Rate Constraint in lbs/MMBtu | FALSE | L | Annual | Net Emissions Allowance Position | MTons | 0.00080017 | 0.00080017 | 0.00080017 | 0.00080017 | 0.00080017 | 0.00080017 | 0.00080017
IL Fac. Spec. - NOX Rate Summer v3.1, Unit 505 and retrofits | 302 | 1797 | Rate Constraint in lbs/MMBtu | FALSE | L | Annual | Fuel Consumed | TBtu | 0.074303 | 0.074303 | 0.074303 | 0.074303 | 0.074303 | 0.074303 | 0.074303
IL Fac. Spec. - NOX Rate Summer v3.1, Unit 505 and retrofits | 302 | 1797 | Rate Constraint in lbs/MMBtu | FALSE | L | Annual | Rate | lb/MMBtu | 0.021538 | 0.021538 | 0.021538 | 0.021538 | 0.021538 | 0.021538 | 0.021538
IL Fac. Spec. - NOX Rate Summer v3.1, Unit 505 and retrofits | 302 | 1797 | Rate Constraint in lbs/MMBtu | FALSE | L | Annual | Generation | TWh | 0.0069151 | 0.0069151 | 0.0069151 | 0.0069151 | 0.0069151 | 0.0069151 | 0.0069151
IL Fac. Spec. - NOX Rate Summer v3.1, Unit 505 and retrofits | 302 | 1797 | Rate Constraint in lbs/MMBtu | FALSE | L | Annual | Qualifying Generation | TWh | 0.0069151 | 0.0069151 | 0.0069151 | 0.0069151 | 0.0069151 | 0.0069151 | 0.0069151
IL Fac. Spec. - NOX Rate Summer v3.1, Unit 505 and retrofits | 302 | 1797 | Rate Constraint in lbs/MMBtu | FALSE | L | Annual | Rate | lb/MWh | 0.11571 | 0.11571 | 0.11571 | 0.11571 | 0.11571 | 0.11571 | 0.11571
IL Fac. Spec. - NOX Rate Summer v3.1, Unit 505 and retrofits | 302 | 1797 | Rate Constraint in lbs/MMBtu | FALSE | L | Annual | Constraint Shadow Price | US$/Ton | 0 | 0 | 0 | 0 | 0 | 0 | 0
IL Fac. Spec. - NOX Rate Summer v3.1, Unit 506 and retrofits | 303 | 1797 | Rate Constraint in lbs/MMBtu | FALSE | L | Annual | Seasons Included | Seasons | Summer | Summer | Summer | Summer | Summer | Summer | Summer
IL Fac. Spec. - NOX Rate Summer v3.1, Unit 506 and retrofits | 303 | 1797 | Rate Constraint in lbs/MMBtu | FALSE | L | Annual | Standard | lb/MMBtu | 0.25 | 0.25 | 0.25 | 0.25 | 0.25 | 0.25 | 0.25
IL Fac. Spec. - NOX Rate Summer v3.1, Unit 506 and retrofits | 303 | 1797 | Rate Constraint in lbs/MMBtu | FALSE | L | Annual | Emissions at Affected Plants NOX | MTons | 0.00082076 | 0.00082076 | 0.00082076 | 0.00082076 | 0.00082076 | 0.00082076 | 0.00082076
IL Fac. Spec. - NOX Rate Summer v3.1, Unit 506 and retrofits | 303 | 1797 | Rate Constraint in lbs/MMBtu | FALSE | L | Annual | Allowances Purchased NOX | MTons | 0 | 0 | 0 | 0 | 0 | 0 | 0
IL Fac. Spec. - NOX Rate Summer v3.1, Unit 506 and retrofits | 303 | 1797 | Rate Constraint in lbs/MMBtu | FALSE | L | Annual | Allowances Sold NOX | MTons | 0 | 0 | 0 | 0 | 0 | 0 | 0
IL Fac. Spec. - NOX Rate Summer v3.1, Unit 506 and retrofits | 303 | 1797 | Rate Constraint in lbs/MMBtu | FALSE | L | Annual | Allowances Banked | MTons | 0 | 0 | 0 | 0 | 0 | 0 | 0
IL Fac. Spec. - NOX Rate Summer v3.1, Unit 506 and retrofits | 303 | 1797 | Rate Constraint in lbs/MMBtu | FALSE | L | Annual | Allowances Withdrawn (1:1) | MTons | 0 | 0 | 0 | 0 | 0 | 0 | 0
IL Fac. Spec. - NOX Rate Summer v3.1, Unit 506 and retrofits | 303 | 1797 | Rate Constraint in lbs/MMBtu | FALSE | L | Annual | Allowances Withdrawn (n:1) | MTons | 0 | 0 | 0 | 0 | 0 | 0 | 0
IL Fac. Spec. - NOX Rate Summer v3.1, Unit 506 and retrofits | 303 | 1797 | Rate Constraint in lbs/MMBtu | FALSE | L | Annual | Net Emissions Allowance Position | MTons | 0.00082076 | 0.00082076 | 0.00082076 | 0.00082076 | 0.00082076 | 0.00082076 | 0.00082076
IL Fac. Spec. - NOX Rate Summer v3.1, Unit 506 and retrofits | 303 | 1797 | Rate Constraint in lbs/MMBtu | FALSE | L | Annual | Fuel Consumed | TBtu | 0.074303 | 0.074303 | 0.074303 | 0.074303 | 0.074303 | 0.074303 | 0.074303
IL Fac. Spec. - NOX Rate Summer v3.1, Unit 506 and retrofits | 303 | 1797 | Rate Constraint in lbs/MMBtu | FALSE | L | Annual | Rate | lb/MMBtu | 0.022092 | 0.022092 | 0.022092 | 0.022092 | 0.022092 | 0.022092 | 0.022092
IL Fac. Spec. - NOX Rate Summer v3.1, Unit 506 and retrofits | 303 | 1797 | Rate Constraint in lbs/MMBtu | FALSE | L | Annual | Generation | TWh | 0.0069151 | 0.0069151 | 0.0069151 | 0.0069151 | 0.0069151 | 0.0069151 | 0.0069151
IL Fac. Spec. - NOX Rate Summer v3.1, Unit 506 and retrofits | 303 | 1797 | Rate Constraint in lbs/MMBtu | FALSE | L | Annual | Qualifying Generation | TWh | 0.0069151 | 0.0069151 | 0.0069151 | 0.0069151 | 0.0069151 | 0.0069151 | 0.0069151
IL Fac. Spec. - NOX Rate Summer v3.1, Unit 506 and retrofits | 303 | 1797 | Rate Constraint in lbs/MMBtu | FALSE | L | Annual | Rate | lb/MWh | 0.11869 | 0.11869 | 0.11869 | 0.11869 | 0.11869 | 0.11869 | 0.11869
IL Fac. Spec. - NOX Rate Summer v3.1, Unit 506 and retrofits | 303 | 1797 | Rate Constraint in lbs/MMBtu | FALSE | L | Annual | Constraint Shadow Price | US$/Ton | 0 | 0 | 0 | 0 | 0 | 0 | 0
IL Fac. Spec. - NOX Rate Summer v3.1, Unit 507 and retrofits | 304 | 1797 | Rate Constraint in lbs/MMBtu | FALSE | L | Annual | Seasons Included | Seasons | Summer | Summer | Summer | Summer | Summer | Summer | Summer
IL Fac. Spec. - NOX Rate Summer v3.1, Unit 507 and retrofits | 304 | 1797 | Rate Constraint in lbs/MMBtu | FALSE | L | Annual | Standard | lb/MMBtu | 0.25 | 0.25 | 0.25 | 0.25 | 0.25 | 0.25 | 0.25
IL Fac. Spec. - NOX Rate Summer v3.1, Unit 507 and retrofits | 304 | 1797 | Rate Constraint in lbs/MMBtu | FALSE | L | Annual | Emissions at Affected Plants NOX | MTons | 0.00071273 | 0.00071273 | 0.00071273 | 0.00071273 | 0.00071273 | 0.00071273 | 0.00071273
IL Fac. Spec. - NOX Rate Summer v3.1, Unit 507 and retrofits | 304 | 1797 | Rate Constraint in lbs/MMBtu | FALSE | L | Annual | Allowances Purchased NOX | MTons | 0 | 0 | 0 | 0 | 0 | 0 | 0
IL Fac. Spec. - NOX Rate Summer v3.1, Unit 507 and retrofits | 304 | 1797 | Rate Constraint in lbs/MMBtu | FALSE | L | Annual | Allowances Sold NOX | MTons | 0 | 0 | 0 | 0 | 0 | 0 | 0
IL Fac. Spec. - NOX Rate Summer v3.1, Unit 507 and retrofits | 304 | 1797 | Rate Constraint in lbs/MMBtu | FALSE | L | Annual | Allowances Banked | MTons | 0 | 0 | 0 | 0 | 0 | 0 | 0
IL Fac. Spec. - NOX Rate Summer v3.1, Unit 507 and retrofits | 304 | 1797 | Rate Constraint in lbs/MMBtu | FALSE | L | Annual | Allowances Withdrawn (1:1) | MTons | 0 | 0 | 0 | 0 | 0 | 0 | 0
IL Fac. Spec. - NOX Rate Summer v3.1, Unit 507 and retrofits | 304 | 1797 | Rate Constraint in lbs/MMBtu | FALSE | L | Annual | Allowances Withdrawn (n:1) | MTons | 0 | 0 | 0 | 0 | 0 | 0 | 0
IL Fac. Spec. - NOX Rate Summer v3.1, Unit 507 and retrofits | 304 | 1797 | Rate Constraint in lbs/MMBtu | FALSE | L | Annual | Net Emissions Allowance Position | MTons | 0.00071273 | 0.00071273 | 0.00071273 | 0.00071273 | 0.00071273 | 0.00071273 | 0.00071273
IL Fac. Spec. - NOX Rate Summer v3.1, Unit 507 and retrofits | 304 | 1797 | Rate Constraint in lbs/MMBtu | FALSE | L | Annual | Fuel Consumed | TBtu | 0.074303 | 0.074303 | 0.074303 | 0.074303 | 0.074303 | 0.074303 | 0.074303
IL Fac. Spec. - NOX Rate Summer v3.1, Unit 507 and retrofits | 304 | 1797 | Rate Constraint in lbs/MMBtu | FALSE | L | Annual | Rate | lb/MMBtu | 0.019185 | 0.019185 | 0.019185 | 0.019185 | 0.019185 | 0.019185 | 0.019185
IL Fac. Spec. - NOX Rate Summer v3.1, Unit 507 and retrofits | 304 | 1797 | Rate Constraint in lbs/MMBtu | FALSE | L | Annual | Generation | TWh | 0.0069151 | 0.0069151 | 0.0069151 | 0.0069151 | 0.0069151 | 0.0069151 | 0.0069151
IL Fac. Spec. - NOX Rate Summer v3.1, Unit 507 and retrofits | 304 | 1797 | Rate Constraint in lbs/MMBtu | FALSE | L | Annual | Qualifying Generation | TWh | 0.0069151 | 0.0069151 | 0.0069151 | 0.0069151 | 0.0069151 | 0.0069151 | 0.0069151
IL Fac. Spec. - NOX Rate Summer v3.1, Unit 507 and retrofits | 304 | 1797 | Rate Constraint in lbs/MMBtu | FALSE | L | Annual | Rate | lb/MWh | 0.10307 | 0.10307 | 0.10307 | 0.10307 | 0.10307 | 0.10307 | 0.10307
IL Fac. Spec. - NOX Rate Summer v3.1, Unit 507 and retrofits | 304 | 1797 | Rate Constraint in lbs/MMBtu | FALSE | L | Annual | Constraint Shadow Price | US$/Ton | 0 | 0 | 0 | 0 | 0 | 0 | 0
IL Fac. Spec. - NOX Rate Summer v3.1, Unit 508 and retrofits | 305 | 1797 | Rate Constraint in lbs/MMBtu | FALSE | L | Annual | Seasons Included | Seasons | Summer | Summer | Summer | Summer | Summer | Summer | Summer
IL Fac. Spec. - NOX Rate Summer v3.1, Unit 508 and retrofits | 305 | 1797 | Rate Constraint in lbs/MMBtu | FALSE | L | Annual | Standard | lb/MMBtu | 0.25 | 0.25 | 0.25 | 0.25 | 0.25 | 0.25 | 0.25
IL Fac. Spec. - NOX Rate Summer v3.1, Unit 508 and retrofits | 305 | 1797 | Rate Constraint in lbs/MMBtu | FALSE | L | Annual | Emissions at Affected Plants NOX | MTons | 0.00080679 | 0.00080679 | 0.00080679 | 0.00080679 | 0.00080679 | 0.00080679 | 0.00080679
IL Fac. Spec. - NOX Rate Summer v3.1, Unit 508 and retrofits | 305 | 1797 | Rate Constraint in lbs/MMBtu | FALSE | L | Annual | Allowances Purchased NOX | MTons | 0 | 0 | 0 | 0 | 0 | 0 | 0
IL Fac. Spec. - NOX Rate Summer v3.1, Unit 508 and retrofits | 305 | 1797 | Rate Constraint in lbs/MMBtu | FALSE | L | Annual | Allowances Sold NOX | MTons | 0 | 0 | 0 | 0 | 0 | 0 | 0
IL Fac. Spec. - NOX Rate Summer v3.1, Unit 508 and retrofits | 305 | 1797 | Rate Constraint in lbs/MMBtu | FALSE | L | Annual | Allowances Banked | MTons | 0 | 0 | 0 | 0 | 0 | 0 | 0
IL Fac. Spec. - NOX Rate Summer v3.1, Unit 508 and retrofits | 305 | 1797 | Rate Constraint in lbs/MMBtu | FALSE | L | Annual | Allowances Withdrawn (1:1) | MTons | 0 | 0 | 0 | 0 | 0 | 0 | 0
IL Fac. Spec. - NOX Rate Summer v3.1, Unit 508 and retrofits | 305 | 1797 | Rate Constraint in lbs/MMBtu | FALSE | L | Annual | Allowances Withdrawn (n:1) | MTons | 0 | 0 | 0 | 0 | 0 | 0 | 0
IL Fac. Spec. - NOX Rate Summer v3.1, Unit 508 and retrofits | 305 | 1797 | Rate Constraint in lbs/MMBtu | FALSE | L | Annual | Net Emissions Allowance Position | MTons | 0.00080679 | 0.00080679 | 0.00080679 | 0.00080679 | 0.00080679 | 0.00080679 | 0.00080679
IL Fac. Spec. - NOX Rate Summer v3.1, Unit 508 and retrofits | 305 | 1797 | Rate Constraint in lbs/MMBtu | FALSE | L | Annual | Fuel Consumed | TBtu | 0.074303 | 0.074303 | 0.074303 | 0.074303 | 0.074303 | 0.074303 | 0.074303
IL Fac. Spec. - NOX Rate Summer v3.1, Unit 508 and retrofits | 305 | 1797 | Rate Constraint in lbs/MMBtu | FALSE | L | Annual | Rate | lb/MMBtu | 0.021716 | 0.021716 | 0.021716 | 0.021716 | 0.021716 | 0.021716 | 0.021716
IL Fac. Spec. - NOX Rate Summer v3.1, Unit 508 and retrofits | 305 | 1797 | Rate Constraint in lbs/MMBtu | FALSE | L | Annual | Generation | TWh | 0.0069151 | 0.0069151 | 0.0069151 | 0.0069151 | 0.0069151 | 0.0069151 | 0.0069151
IL Fac. Spec. - NOX Rate Summer v3.1, Unit 508 and retrofits | 305 | 1797 | Rate Constraint in lbs/MMBtu | FALSE | L | Annual | Qualifying Generation | TWh | 0.0069151 | 0.0069151 | 0.0069151 | 0.0069151 | 0.0069151 | 0.0069151 | 0.0069151
IL Fac. Spec. - NOX Rate Summer v3.1, Unit 508 and retrofits | 305 | 1797 | Rate Constraint in lbs/MMBtu | FALSE | L | Annual | Rate | lb/MWh | 0.11667 | 0.11667 | 0.11667 | 0.11667 | 0.11667 | 0.11667 | 0.11667
IL Fac. Spec. - NOX Rate Summer v3.1, Unit 508 and retrofits | 305 | 1797 | Rate Constraint in lbs/MMBtu | FALSE | L | Annual | Constraint Shadow Price | US$/Ton | 0 | 0 | 0 | 0 | 0 | 0 | 0
IL Fac. Spec. - NOX Rate Summer v3.1, Unit 509 and retrofits | 306 | 1797 | Rate Constraint in lbs/MMBtu | FALSE | L | Annual | Seasons Included | Seasons | Summer | Summer | Summer | Summer | Summer | Summer | Summer
IL Fac. Spec. - NOX Rate Summer v3.1, Unit 509 and retrofits | 306 | 1797 | Rate Constraint in lbs/MMBtu | FALSE | L | Annual | Standard | lb/MMBtu | 0.25 | 0.25 | 0.25 | 0.25 | 0.25 | 0.25 | 0.25
IL Fac. Spec. - NOX Rate Summer v3.1, Unit 509 and retrofits | 306 | 1797 | Rate Constraint in lbs/MMBtu | FALSE | L | Annual | Emissions at Affected Plants NOX | MTons | 0.00076875 | 0.00076875 | 0.00076875 | 0.00076875 | 0.00076875 | 0.00076875 | 0.00076875
IL Fac. Spec. - NOX Rate Summer v3.1, Unit 509 and retrofits | 306 | 1797 | Rate Constraint in lbs/MMBtu | FALSE | L | Annual | Allowances Purchased NOX | MTons | 0 | 0 | 0 | 0 | 0 | 0 | 0
IL Fac. Spec. - NOX Rate Summer v3.1, Unit 509 and retrofits | 306 | 1797 | Rate Constraint in lbs/MMBtu | FALSE | L | Annual | Allowances Sold NOX | MTons | 0 | 0 | 0 | 0 | 0 | 0 | 0
IL Fac. Spec. - NOX Rate Summer v3.1, Unit 509 and retrofits | 306 | 1797 | Rate Constraint in lbs/MMBtu | FALSE | L | Annual | Allowances Banked | MTons | 0 | 0 | 0 | 0 | 0 | 0 | 0
IL Fac. Spec. - NOX Rate Summer v3.1, Unit 509 and retrofits | 306 | 1797 | Rate Constraint in lbs/MMBtu | FALSE | L | Annual | Allowances Withdrawn (1:1) | MTons | 0 | 0 | 0 | 0 | 0 | 0 | 0
IL Fac. Spec. - NOX Rate Summer v3.1, Unit 509 and retrofits | 306 | 1797 | Rate Constraint in lbs/MMBtu | FALSE | L | Annual | Allowances Withdrawn (n:1) | MTons | 0 | 0 | 0 | 0 | 0 | 0 | 0
IL Fac. Spec. - NOX Rate Summer v3.1, Unit 509 and retrofits | 306 | 1797 | Rate Constraint in lbs/MMBtu | FALSE | L | Annual | Net Emissions Allowance Position | MTons | 0.00076875 | 0.00076875 | 0.00076875 | 0.00076875 | 0.00076875 | 0.00076875 | 0.00076875
IL Fac. Spec. - NOX Rate Summer v3.1, Unit 509 and retrofits | 306 | 1797 | Rate Constraint in lbs/MMBtu | FALSE | L | Annual | Fuel Consumed | TBtu | 0.074303 | 0.074303 | 0.074303 | 0.074303 | 0.074303 | 0.074303 | 0.074303
IL Fac. Spec. - NOX Rate Summer v3.1, Unit 509 and retrofits | 306 | 1797 | Rate Constraint in lbs/MMBtu | FALSE | L | Annual | Rate | lb/MMBtu | 0.020692 | 0.020692 | 0.020692 | 0.020692 | 0.020692 | 0.020692 | 0.020692
IL Fac. Spec. - NOX Rate Summer v3.1, Unit 509 and retrofits | 306 | 1797 | Rate Constraint in lbs/MMBtu | FALSE | L | Annual | Generation | TWh | 0.0069151 | 0.0069151 | 0.0069151 | 0.0069151 | 0.0069151 | 0.0069151 | 0.0069151
IL Fac. Spec. - NOX Rate Summer v3.1, Unit 509 and retrofits | 306 | 1797 | Rate Constraint in lbs/MMBtu | FALSE | L | Annual | Qualifying Generation | TWh | 0.0069151 | 0.0069151 | 0.0069151 | 0.0069151 | 0.0069151 | 0.0069151 | 0.0069151
IL Fac. Spec. - NOX Rate Summer v3.1, Unit 509 and retrofits | 306 | 1797 | Rate Constraint in lbs/MMBtu | FALSE | L | Annual | Rate | lb/MWh | 0.11117 | 0.11117 | 0.11117 | 0.11117 | 0.11117 | 0.11117 | 0.11117
IL Fac. Spec. - NOX Rate Summer v3.1, Unit 509 and retrofits | 306 | 1797 | Rate Constraint in lbs/MMBtu | FALSE | L | Annual | Constraint Shadow Price | US$/Ton | 0 | 0 | 0 | 0 | 0 | 0 | 0
IL Fac. Spec. - NOX Rate Summer v3.1, Unit 510 and retrofits | 307 | 1797 | Rate Constraint in lbs/MMBtu | FALSE | L | Annual | Seasons Included | Seasons | Summer | Summer | Summer | Summer | Summer | Summer | Summer
IL Fac. Spec. - NOX Rate Summer v3.1, Unit 510 and retrofits | 307 | 1797 | Rate Constraint in lbs/MMBtu | FALSE | L | Annual | Standard | lb/MMBtu | 0.25 | 0.25 | 0.25 | 0.25 | 0.25 | 0.25 | 0.25
IL Fac. Spec. - NOX Rate Summer v3.1, Unit 510 and retrofits | 307 | 1797 | Rate Constraint in lbs/MMBtu | FALSE | L | Annual | Emissions at Affected Plants NOX | MTons | 0.00078486 | 0.00078486 | 0.00078486 | 0.00078486 | 0.00078486 | 0.00078486 | 0.00078486
IL Fac. Spec. - NOX Rate Summer v3.1, Unit 510 and retrofits | 307 | 1797 | Rate Constraint in lbs/MMBtu | FALSE | L | Annual | Allowances Purchased NOX | MTons | 0 | 0 | 0 | 0 | 0 | 0 | 0
IL Fac. Spec. - NOX Rate Summer v3.1, Unit 510 and retrofits | 307 | 1797 | Rate Constraint in lbs/MMBtu | FALSE | L | Annual | Allowances Sold NOX | MTons | 0 | 0 | 0 | 0 | 0 | 0 | 0
IL Fac. Spec. - NOX Rate Summer v3.1, Unit 510 and retrofits | 307 | 1797 | Rate Constraint in lbs/MMBtu | FALSE | L | Annual | Allowances Banked | MTons | 0 | 0 | 0 | 0 | 0 | 0 | 0
IL Fac. Spec. - NOX Rate Summer v3.1, Unit 510 and retrofits | 307 | 1797 | Rate Constraint in lbs/MMBtu | FALSE | L | Annual | Allowances Withdrawn (1:1) | MTons | 0 | 0 | 0 | 0 | 0 | 0 | 0
IL Fac. Spec. - NOX Rate Summer v3.1, Unit 510 and retrofits | 307 | 1797 | Rate Constraint in lbs/MMBtu | FALSE | L | Annual | Allowances Withdrawn (n:1) | MTons | 0 | 0 | 0 | 0 | 0 | 0 | 0
IL Fac. Spec. - NOX Rate Summer v3.1, Unit 510 and retrofits | 307 | 1797 | Rate Constraint in lbs/MMBtu | FALSE | L | Annual | Net Emissions Allowance Position | MTons | 0.00078486 | 0.00078486 | 0.00078486 | 0.00078486 | 0.00078486 | 0.00078486 | 0.00078486
IL Fac. Spec. - NOX Rate Summer v3.1, Unit 510 and retrofits | 307 | 1797 | Rate Constraint in lbs/MMBtu | FALSE | L | Annual | Fuel Consumed | TBtu | 0.074303 | 0.074303 | 0.074303 | 0.074303 | 0.074303 | 0.074303 | 0.074303
IL Fac. Spec. - NOX Rate Summer v3.1, Unit 510 and retrofits | 307 | 1797 | Rate Constraint in lbs/MMBtu | FALSE | L | Annual | Rate | lb/MMBtu | 0.021126 | 0.021126 | 0.021126 | 0.021126 | 0.021126 | 0.021126 | 0.021126
IL Fac. Spec. - NOX Rate Summer v3.1, Unit 510 and retrofits | 307 | 1797 | Rate Constraint in lbs/MMBtu | FALSE | L | Annual | Generation | TWh | 0.0069151 | 0.0069151 | 0.0069151 | 0.0069151 | 0.0069151 | 0.0069151 | 0.0069151
IL Fac. Spec. - NOX Rate Summer v3.1, Unit 510 and retrofits | 307 | 1797 | Rate Constraint in lbs/MMBtu | FALSE | L | Annual | Qualifying Generation | TWh | 0.0069151 | 0.0069151 | 0.0069151 | 0.0069151 | 0.0069151 | 0.0069151 | 0.0069151
IL Fac. Spec. - NOX Rate Summer v3.1, Unit 510 and retrofits | 307 | 1797 | Rate Constraint in lbs/MMBtu | FALSE | L | Annual | Rate | lb/MWh | 0.1135 | 0.1135 | 0.1135 | 0.1135 | 0.1135 | 0.1135 | 0.1135
IL Fac. Spec. - NOX Rate Summer v3.1, Unit 510 and retrofits | 307 | 1797 | Rate Constraint in lbs/MMBtu | FALSE | L | Annual | Constraint Shadow Price | US$/Ton | 0 | 0 | 0 | 0 | 0 | 0 | 0
IL Fac. Spec. - NOX Rate Summer v3.1, Unit 511 and retrofits | 308 | 1797 | Rate Constraint in lbs/MMBtu | FALSE | L | Annual | Seasons Included | Seasons | Summer | Summer | Summer | Summer | Summer | Summer | Summer
IL Fac. Spec. - NOX Rate Summer v3.1, Unit 511 and retrofits | 308 | 1797 | Rate Constraint in lbs/MMBtu | FALSE | L | Annual | Standard | lb/MMBtu | 0.25 | 0.25 | 0.25 | 0.25 | 0.25 | 0.25 | 0.25
IL Fac. Spec. - NOX Rate Summer v3.1, Unit 511 and retrofits | 308 | 1797 | Rate Constraint in lbs/MMBtu | FALSE | L | Annual | Emissions at Affected Plants NOX | MTons | 0.0008272 | 0.0008272 | 0.0008272 | 0.0008272 | 0.0008272 | 0.0008272 | 0.0008272
IL Fac. Spec. - NOX Rate Summer v3.1, Unit 511 and retrofits | 308 | 1797 | Rate Constraint in lbs/MMBtu | FALSE | L | Annual | Allowances Purchased NOX | MTons | 0 | 0 | 0 | 0 | 0 | 0 | 0
IL Fac. Spec. - NOX Rate Summer v3.1, Unit 511 and retrofits | 308 | 1797 | Rate Constraint in lbs/MMBtu | FALSE | L | Annual | Allowances Sold NOX | MTons | 0 | 0 | 0 | 0 | 0 | 0 | 0
IL Fac. Spec. - NOX Rate Summer v3.1, Unit 511 and retrofits | 308 | 1797 | Rate Constraint in lbs/MMBtu | FALSE | L | Annual | Allowances Banked | MTons | 0 | 0 | 0 | 0 | 0 | 0 | 0
IL Fac. Spec. - NOX Rate Summer v3.1, Unit 511 and retrofits | 308 | 1797 | Rate Constraint in lbs/MMBtu | FALSE | L | Annual | Allowances Withdrawn (1:1) | MTons | 0 | 0 | 0 | 0 | 0 | 0 | 0
IL Fac. Spec. - NOX Rate Summer v3.1, Unit 511 and retrofits | 308 | 1797 | Rate Constraint in lbs/MMBtu | FALSE | L | Annual | Allowances Withdrawn (n:1) | MTons | 0 | 0 | 0 | 0 | 0 | 0 | 0
IL Fac. Spec. - NOX Rate Summer v3.1, Unit 511 and retrofits | 308 | 1797 | Rate Constraint in lbs/MMBtu | FALSE | L | Annual | Net Emissions Allowance Position | MTons | 0.0008272 | 0.0008272 | 0.0008272 | 0.0008272 | 0.0008272 | 0.0008272 | 0.0008272
IL Fac. Spec. - NOX Rate Summer v3.1, Unit 511 and retrofits | 308 | 1797 | Rate Constraint in lbs/MMBtu | FALSE | L | Annual | Fuel Consumed | TBtu | 0.074303 | 0.074303 | 0.074303 | 0.074303 | 0.074303 | 0.074303 | 0.074303
IL Fac. Spec. - NOX Rate Summer v3.1, Unit 511 and retrofits | 308 | 1797 | Rate Constraint in lbs/MMBtu | FALSE | L | Annual | Rate | lb/MMBtu | 0.022266 | 0.022266 | 0.022266 | 0.022266 | 0.022266 | 0.022266 | 0.022266
IL Fac. Spec. - NOX Rate Summer v3.1, Unit 511 and retrofits | 308 | 1797 | Rate Constraint in lbs/MMBtu | FALSE | L | Annual | Generation | TWh | 0.0069151 | 0.0069151 | 0.0069151 | 0.0069151 | 0.0069151 | 0.0069151 | 0.0069151
IL Fac. Spec. - NOX Rate Summer v3.1, Unit 511 and retrofits | 308 | 1797 | Rate Constraint in lbs/MMBtu | FALSE | L | Annual | Qualifying Generation | TWh | 0.0069151 | 0.0069151 | 0.0069151 | 0.0069151 | 0.0069151 | 0.0069151 | 0.0069151
IL Fac. Spec. - NOX Rate Summer v3.1, Unit 511 and retrofits | 308 | 1797 | Rate Constraint in lbs/MMBtu | FALSE | L | Annual | Rate | lb/MWh | 0.11962 | 0.11962 | 0.11962 | 0.11962 | 0.11962 | 0.11962 | 0.11962
IL Fac. Spec. - NOX Rate Summer v3.1, Unit 511 and retrofits | 308 | 1797 | Rate Constraint in lbs/MMBtu | FALSE | L | Annual | Constraint Shadow Price | US$/Ton | 0 | 0 | 0 | 0 | 0 | 0 | 0
IL Fac. Spec. - NOX Rate Summer v3.1, Unit 512 and retrofits | 309 | 1797 | Rate Constraint in lbs/MMBtu | FALSE | L | Annual | Seasons Included | Seasons | Summer | Summer | Summer | Summer | Summer | Summer | Summer
IL Fac. Spec. - NOX Rate Summer v3.1, Unit 512 and retrofits | 309 | 1797 | Rate Constraint in lbs/MMBtu | FALSE | L | Annual | Standard | lb/MMBtu | 0.25 | 0.25 | 0.25 | 0.25 | 0.25 | 0.25 | 0.25
IL Fac. Spec. - NOX Rate Summer v3.1, Unit 512 and retrofits | 309 | 1797 | Rate Constraint in lbs/MMBtu | FALSE | L | Annual | Emissions at Affected Plants NOX | MTons | 0.00078084 | 0.00078084 | 0.00078084 | 0.00078084 | 0.00078084 | 0.00078084 | 0.00078084
IL Fac. Spec. - NOX Rate Summer v3.1, Unit 512 and retrofits | 309 | 1797 | Rate Constraint in lbs/MMBtu | FALSE | L | Annual | Allowances Purchased NOX | MTons | 0 | 0 | 0 | 0 | 0 | 0 | 0
IL Fac. Spec. - NOX Rate Summer v3.1, Unit 512 and retrofits | 309 | 1797 | Rate Constraint in lbs/MMBtu | FALSE | L | Annual | Allowances Sold NOX | MTons | 0 | 0 | 0 | 0 | 0 | 0 | 0
IL Fac. Spec. - NOX Rate Summer v3.1, Unit 512 and retrofits | 309 | 1797 | Rate Constraint in lbs/MMBtu | FALSE | L | Annual | Allowances Banked | MTons | 0 | 0 | 0 | 0 | 0 | 0 | 0
IL Fac. Spec. - NOX Rate Summer v3.1, Unit 512 and retrofits | 309 | 1797 | Rate Constraint in lbs/MMBtu | FALSE | L | Annual | Allowances Withdrawn (1:1) | MTons | 0 | 0 | 0 | 0 | 0 | 0 | 0
IL Fac. Spec. - NOX Rate Summer v3.1, Unit 512 and retrofits | 309 | 1797 | Rate Constraint in lbs/MMBtu | FALSE | L | Annual | Allowances Withdrawn (n:1) | MTons | 0 | 0 | 0 | 0 | 0 | 0 | 0
IL Fac. Spec. - NOX Rate Summer v3.1, Unit 512 and retrofits | 309 | 1797 | Rate Constraint in lbs/MMBtu | FALSE | L | Annual | Net Emissions Allowance Position | MTons | 0.00078084 | 0.00078084 | 0.00078084 | 0.00078084 | 0.00078084 | 0.00078084 | 0.00078084
IL Fac. Spec. - NOX Rate Summer v3.1, Unit 512 and retrofits | 309 | 1797 | Rate Constraint in lbs/MMBtu | FALSE | L | Annual | Fuel Consumed | TBtu | 0.074303 | 0.074303 | 0.074303 | 0.074303 | 0.074303 | 0.074303 | 0.074303
IL Fac. Spec. - NOX Rate Summer v3.1, Unit 512 and retrofits | 309 | 1797 | Rate Constraint in lbs/MMBtu | FALSE | L | Annual | Rate | lb/MMBtu | 0.021018 | 0.021018 | 0.021018 | 0.021018 | 0.021018 | 0.021018 | 0.021018
IL Fac. Spec. - NOX Rate Summer v3.1, Unit 512 and retrofits | 309 | 1797 | Rate Constraint in lbs/MMBtu | FALSE | L | Annual | Generation | TWh | 0.0069151 | 0.0069151 | 0.0069151 | 0.0069151 | 0.0069151 | 0.0069151 | 0.0069151
IL Fac. Spec. - NOX Rate Summer v3.1, Unit 512 and retrofits | 309 | 1797 | Rate Constraint in lbs/MMBtu | FALSE | L | Annual | Qualifying Generation | TWh | 0.0069151 | 0.0069151 | 0.0069151 | 0.0069151 | 0.0069151 | 0.0069151 | 0.0069151
IL Fac. Spec. - NOX Rate Summer v3.1, Unit 512 and retrofits | 309 | 1797 | Rate Constraint in lbs/MMBtu | FALSE | L | Annual | Rate | lb/MWh | 0.11292 | 0.11292 | 0.11292 | 0.11292 | 0.11292 | 0.11292 | 0.11292
IL Fac. Spec. - NOX Rate Summer v3.1, Unit 512 and retrofits | 309 | 1797 | Rate Constraint in lbs/MMBtu | FALSE | L | Annual | Constraint Shadow Price | US$/Ton | 0 | 0 | 0 | 0 | 0 | 0 | 0
IL Fac. Spec. - NOX Rate Summer v3.1, Unit 513 and retrofits | 310 | 1797 | Rate Constraint in lbs/MMBtu | FALSE | L | Annual | Seasons Included | Seasons | Summer | Summer | Summer | Summer | Summer | Summer | Summer
IL Fac. Spec. - NOX Rate Summer v3.1, Unit 513 and retrofits | 310 | 1797 | Rate Constraint in lbs/MMBtu | FALSE | L | Annual | Standard | lb/MMBtu | 0.25 | 0.25 | 0.25 | 0.25 | 0.25 | 0.25 | 0.25
IL Fac. Spec. - NOX Rate Summer v3.1, Unit 513 and retrofits | 310 | 1797 | Rate Constraint in lbs/MMBtu | FALSE | L | Annual | Emissions at Affected Plants NOX | MTons | 0.0007875 | 0.0007875 | 0.0007875 | 0.0007875 | 0.0007875 | 0.0007875 | 0.0007875
IL Fac. Spec. - NOX Rate Summer v3.1, Unit 513 and retrofits | 310 | 1797 | Rate Constraint in lbs/MMBtu | FALSE | L | Annual | Allowances Purchased NOX | MTons | 0 | 0 | 0 | 0 | 0 | 0 | 0
IL Fac. Spec. - NOX Rate Summer v3.1, Unit 513 and retrofits | 310 | 1797 | Rate Constraint in lbs/MMBtu | FALSE | L | Annual | Allowances Sold NOX | MTons | 0 | 0 | 0 | 0 | 0 | 0 | 0
IL Fac. Spec. - NOX Rate Summer v3.1, Unit 513 and retrofits | 310 | 1797 | Rate Constraint in lbs/MMBtu | FALSE | L | Annual | Allowances Banked | MTons | 0 | 0 | 0 | 0 | 0 | 0 | 0
IL Fac. Spec. - NOX Rate Summer v3.1, Unit 513 and retrofits | 310 | 1797 | Rate Constraint in lbs/MMBtu | FALSE | L | Annual | Allowances Withdrawn (1:1) | MTons | 0 | 0 | 0 | 0 | 0 | 0 | 0
IL Fac. Spec. - NOX Rate Summer v3.1, Unit 513 and retrofits | 310 | 1797 | Rate Constraint in lbs/MMBtu | FALSE | L | Annual | Allowances Withdrawn (n:1) | MTons | 0 | 0 | 0 | 0 | 0 | 0 | 0
IL Fac. Spec. - NOX Rate Summer v3.1, Unit 513 and retrofits | 310 | 1797 | Rate Constraint in lbs/MMBtu | FALSE | L | Annual | Net Emissions Allowance Position | MTons | 0.0007875 | 0.0007875 | 0.0007875 | 0.0007875 | 0.0007875 | 0.0007875 | 0.0007875
IL Fac. Spec. - NOX Rate Summer v3.1, Unit 513 and retrofits | 310 | 1797 | Rate Constraint in lbs/MMBtu | FALSE | L | Annual | Fuel Consumed | TBtu | 0.074303 | 0.074303 | 0.074303 | 0.074303 | 0.074303 | 0.074303 | 0.074303
IL Fac. Spec. - NOX Rate Summer v3.1, Unit 513 and retrofits | 310 | 1797 | Rate Constraint in lbs/MMBtu | FALSE | L | Annual | Rate | lb/MMBtu | 0.021197 | 0.021197 | 0.021197 | 0.021197 | 0.021197 | 0.021197 | 0.021197
IL Fac. Spec. - NOX Rate Summer v3.1, Unit 513 and retrofits | 310 | 1797 | Rate Constraint in lbs/MMBtu | FALSE | L | Annual | Generation | TWh | 0.0069151 | 0.0069151 | 0.0069151 | 0.0069151 | 0.0069151 | 0.0069151 | 0.0069151
IL Fac. Spec. - NOX Rate Summer v3.1, Unit 513 and retrofits | 310 | 1797 | Rate Constraint in lbs/MMBtu | FALSE | L | Annual | Qualifying Generation | TWh | 0.0069151 | 0.0069151 | 0.0069151 | 0.0069151 | 0.0069151 | 0.0069151 | 0.0069151
IL Fac. Spec. - NOX Rate Summer v3.1, Unit 513 and retrofits | 310 | 1797 | Rate Constraint in lbs/MMBtu | FALSE | L | Annual | Rate | lb/MWh | 0.11388 | 0.11388 | 0.11388 | 0.11388 | 0.11388 | 0.11388 | 0.11388
IL Fac. Spec. - NOX Rate Summer v3.1, Unit 513 and retrofits | 310 | 1797 | Rate Constraint in lbs/MMBtu | FALSE | L | Annual | Constraint Shadow Price | US$/Ton | 0 | 0 | 0 | 0 | 0 | 0 | 0
IL Fac. Spec. - NOX Rate Summer v3.1, Unit 514 and retrofits | 311 | 1797 | Rate Constraint in lbs/MMBtu | FALSE | L | Annual | Seasons Included | Seasons | Summer | Summer | Summer | Summer | Summer | Summer | Summer
IL Fac. Spec. - NOX Rate Summer v3.1, Unit 514 and retrofits | 311 | 1797 | Rate Constraint in lbs/MMBtu | FALSE | L | Annual | Standard | lb/MMBtu | 0.25 | 0.25 | 0.25 | 0.25 | 0.25 | 0.25 | 0.25
IL Fac. Spec. - NOX Rate Summer v3.1, Unit 514 and retrofits | 311 | 1797 | Rate Constraint in lbs/MMBtu | FALSE | L | Annual | Emissions at Affected Plants NOX | MTons | 0.0031314 | 0.0031314 | 0.0031314 | 0.0031314 | 0.0031314 | 0.0031314 | 0.0031314
IL Fac. Spec. - NOX Rate Summer v3.1, Unit 514 and retrofits | 311 | 1797 | Rate Constraint in lbs/MMBtu | FALSE | L | Annual | Allowances Purchased NOX | MTons | 0 | 0 | 0 | 0 | 0 | 0 | 0
IL Fac. Spec. - NOX Rate Summer v3.1, Unit 514 and retrofits | 311 | 1797 | Rate Constraint in lbs/MMBtu | FALSE | L | Annual | Allowances Sold NOX | MTons | 0 | 0 | 0 | 0 | 0 | 0 | 0
IL Fac. Spec. - NOX Rate Summer v3.1, Unit 514 and retrofits | 311 | 1797 | Rate Constraint in lbs/MMBtu | FALSE | L | Annual | Allowances Banked | MTons | 0 | 0 | 0 | 0 | 0 | 0 | 0
IL Fac. Spec. - NOX Rate Summer v3.1, Unit 514 and retrofits | 311 | 1797 | Rate Constraint in lbs/MMBtu | FALSE | L | Annual | Allowances Withdrawn (1:1) | MTons | 0 | 0 | 0 | 0 | 0 | 0 | 0
IL Fac. Spec. - NOX Rate Summer v3.1, Unit 514 and retrofits | 311 | 1797 | Rate Constraint in lbs/MMBtu | FALSE | L | Annual | Allowances Withdrawn (n:1) | MTons | 0 | 0 | 0 | 0 | 0 | 0 | 0
IL Fac. Spec. - NOX Rate Summer v3.1, Unit 514 and retrofits | 311 | 1797 | Rate Constraint in lbs/MMBtu | FALSE | L | Annual | Net Emissions Allowance Position | MTons | 0.0031314 | 0.0031314 | 0.0031314 | 0.0031314 | 0.0031314 | 0.0031314 | 0.0031314
IL Fac. Spec. - NOX Rate Summer v3.1, Unit 514 and retrofits | 311 | 1797 | Rate Constraint in lbs/MMBtu | FALSE | L | Annual | Fuel Consumed | TBtu | 0.07961 | 0.07961 | 0.07961 | 0.07961 | 0.07961 | 0.07961 | 0.07961
IL Fac. Spec. - NOX Rate Summer v3.1, Unit 514 and retrofits | 311 | 1797 | Rate Constraint in lbs/MMBtu | FALSE | L | Annual | Rate | lb/MMBtu | 0.078667 | 0.078667 | 0.078667 | 0.078667 | 0.078667 | 0.078667 | 0.078667
IL Fac. Spec. - NOX Rate Summer v3.1, Unit 514 and retrofits | 311 | 1797 | Rate Constraint in lbs/MMBtu | FALSE | L | Annual | Generation | TWh | 0.007409 | 0.007409 | 0.007409 | 0.007409 | 0.007409 | 0.007409 | 0.007409
IL Fac. Spec. - NOX Rate Summer v3.1, Unit 514 and retrofits | 311 | 1797 | Rate Constraint in lbs/MMBtu | FALSE | L | Annual | Qualifying Generation | TWh | 0.007409 | 0.007409 | 0.007409 | 0.007409 | 0.007409 | 0.007409 | 0.007409
IL Fac. Spec. - NOX Rate Summer v3.1, Unit 514 and retrofits | 311 | 1797 | Rate Constraint in lbs/MMBtu | FALSE | L | Annual | Rate | lb/MWh | 0.42264 | 0.42264 | 0.42264 | 0.42264 | 0.42264 | 0.42264 | 0.42264
IL Fac. Spec. - NOX Rate Summer v3.1, Unit 514 and retrofits | 311 | 1797 | Rate Constraint in lbs/MMBtu | FALSE | L | Annual | Constraint Shadow Price | US$/Ton | 0 | 0 | 0 | 0 | 0 | 0 | 0
IL Fac. Spec. - NOX Rate Summer v3.1, Unit 515 and retrofits | 312 | 1797 | Rate Constraint in lbs/MMBtu | FALSE | L | Annual | Seasons Included | Seasons | Summer | Summer | Summer | Summer | Summer | Summer | Summer
IL Fac. Spec. - NOX Rate Summer v3.1, Unit 515 and retrofits | 312 | 1797 | Rate Constraint in lbs/MMBtu | FALSE | L | Annual | Standard | lb/MMBtu | 0.25 | 0.25 | 0.25 | 0.25 | 0.25 | 0.25 | 0.25
IL Fac. Spec. - NOX Rate Summer v3.1, Unit 515 and retrofits | 312 | 1797 | Rate Constraint in lbs/MMBtu | FALSE | L | Annual | Emissions at Affected Plants NOX | MTons | 0.0065477 | 0.0065477 | 0.0065477 | 0.0065477 | 0.0065477 | 0.0065477 | 0.0065477
IL Fac. Spec. - NOX Rate Summer v3.1, Unit 515 and retrofits | 312 | 1797 | Rate Constraint in lbs/MMBtu | FALSE | L | Annual | Allowances Purchased NOX | MTons | 0 | 0 | 0 | 0 | 0 | 0 | 0
IL Fac. Spec. - NOX Rate Summer v3.1, Unit 515 and retrofits | 312 | 1797 | Rate Constraint in lbs/MMBtu | FALSE | L | Annual | Allowances Sold NOX | MTons | 0 | 0 | 0 | 0 | 0 | 0 | 0
IL Fac. Spec. - NOX Rate Summer v3.1, Unit 515 and retrofits | 312 | 1797 | Rate Constraint in lbs/MMBtu | FALSE | L | Annual | Allowances Banked | MTons | 0 | 0 | 0 | 0 | 0 | 0 | 0
IL Fac. Spec. - NOX Rate Summer v3.1, Unit 515 and retrofits | 312 | 1797 | Rate Constraint in lbs/MMBtu | FALSE | L | Annual | Allowances Withdrawn (1:1) | MTons | 0 | 0 | 0 | 0 | 0 | 0 | 0
IL Fac. Spec. - NOX Rate Summer v3.1, Unit 515 and retrofits | 312 | 1797 | Rate Constraint in lbs/MMBtu | FALSE | L | Annual | Allowances Withdrawn (n:1) | MTons | 0 | 0 | 0 | 0 | 0 | 0 | 0
IL Fac. Spec. - NOX Rate Summer v3.1, Unit 515 and retrofits | 312 | 1797 | Rate Constraint in lbs/MMBtu | FALSE | L | Annual | Net Emissions Allowance Position | MTons | 0.0065477 | 0.0065477 | 0.0065477 | 0.0065477 | 0.0065477 | 0.0065477 | 0.0065477
IL Fac. Spec. - NOX Rate Summer v3.1, Unit 515 and retrofits | 312 | 1797 | Rate Constraint in lbs/MMBtu | FALSE | L | Annual | Fuel Consumed | TBtu | 0.27677 | 0.27677 | 0.27677 | 0.27677 | 0.27677 | 0.27677 | 0.27677
IL Fac. Spec. - NOX Rate Summer v3.1, Unit 515 and retrofits | 312 | 1797 | Rate Constraint in lbs/MMBtu | FALSE | L | Annual | Rate | lb/MMBtu | 0.047316 | 0.047316 | 0.047316 | 0.047316 | 0.047316 | 0.047316 | 0.047316
IL Fac. Spec. - NOX Rate Summer v3.1, Unit 515 and retrofits | 312 | 1797 | Rate Constraint in lbs/MMBtu | FALSE | L | Annual | Generation | TWh | 0.025758 | 0.025758 | 0.025758 | 0.025758 | 0.025758 | 0.025758 | 0.025758
IL Fac. Spec. - NOX Rate Summer v3.1, Unit 515 and retrofits | 312 | 1797 | Rate Constraint in lbs/MMBtu | FALSE | L | Annual | Qualifying Generation | TWh | 0.025758 | 0.025758 | 0.025758 | 0.025758 | 0.025758 | 0.025758 | 0.025758
IL Fac. Spec. - NOX Rate Summer v3.1, Unit 515 and retrofits | 312 | 1797 | Rate Constraint in lbs/MMBtu | FALSE | L | Annual | Rate | lb/MWh | 0.25421 | 0.25421 | 0.25421 | 0.25421 | 0.25421 | 0.25421 | 0.25421
IL Fac. Spec. - NOX Rate Summer v3.1, Unit 515 and retrofits | 312 | 1797 | Rate Constraint in lbs/MMBtu | FALSE | L | Annual | Constraint Shadow Price | US$/Ton | 0 | 0 | 0 | 0 | 0 | 0 | 0
IL Fac. Spec. - NOX Rate Summer v3.1, Unit 516 and retrofits | 313 | 1797 | Rate Constraint in lbs/MMBtu | FALSE | L | Annual | Seasons Included | Seasons | Summer | Summer | Summer | Summer | Summer | Summer | Summer
IL Fac. Spec. - NOX Rate Summer v3.1, Unit 516 and retrofits | 313 | 1797 | Rate Constraint in lbs/MMBtu | FALSE | L | Annual | Standard | lb/MMBtu | 0.25 | 0.25 | 0.25 | 0.25 | 0.25 | 0.25 | 0.25
IL Fac. Spec. - NOX Rate Summer v3.1, Unit 516 and retrofits | 313 | 1797 | Rate Constraint in lbs/MMBtu | FALSE | L | Annual | Emissions at Affected Plants NOX | MTons | 0.0063835 | 0.0063835 | 0.0063835 | 0.0063835 | 0.0063835 | 0.0063835 | 0.0063835
IL Fac. Spec. - NOX Rate Summer v3.1, Unit 516 and retrofits | 313 | 1797 | Rate Constraint in lbs/MMBtu | FALSE | L | Annual | Allowances Purchased NOX | MTons | 0 | 0 | 0 | 0 | 0 | 0 | 0
IL Fac. Spec. - NOX Rate Summer v3.1, Unit 516 and retrofits | 313 | 1797 | Rate Constraint in lbs/MMBtu | FALSE | L | Annual | Allowances Sold NOX | MTons | 0 | 0 | 0 | 0 | 0 | 0 | 0
IL Fac. Spec. - NOX Rate Summer v3.1, Unit 516 and retrofits | 313 | 1797 | Rate Constraint in lbs/MMBtu | FALSE | L | Annual | Allowances Banked | MTons | 0 | 0 | 0 | 0 | 0 | 0 | 0
IL Fac. Spec. - NOX Rate Summer v3.1, Unit 516 and retrofits | 313 | 1797 | Rate Constraint in lbs/MMBtu | FALSE | L | Annual | Allowances Withdrawn (1:1) | MTons | 0 | 0 | 0 | 0 | 0 | 0 | 0
IL Fac. Spec. - NOX Rate Summer v3.1, Unit 516 and retrofits | 313 | 1797 | Rate Constraint in lbs/MMBtu | FALSE | L | Annual | Allowances Withdrawn (n:1) | MTons | 0 | 0 | 0 | 0 | 0 | 0 | 0
IL Fac. Spec. - NOX Rate Summer v3.1, Unit 516 and retrofits | 313 | 1797 | Rate Constraint in lbs/MMBtu | FALSE | L | Annual | Net Emissions Allowance Position | MTons | 0.0063835 | 0.0063835 | 0.0063835 | 0.0063835 | 0.0063835 | 0.0063835 | 0.0063835
IL Fac. Spec. - NOX Rate Summer v3.1, Unit 516 and retrofits | 313 | 1797 | Rate Constraint in lbs/MMBtu | FALSE | L | Annual | Fuel Consumed | TBtu | 0.27677 | 0.27677 | 0.27677 | 0.27677 | 0.27677 | 0.27677 | 0.27677
IL Fac. Spec. - NOX Rate Summer v3.1, Unit 516 and retrofits | 313 | 1797 | Rate Constraint in lbs/MMBtu | FALSE | L | Annual | Rate | lb/MMBtu | 0.046129 | 0.046129 | 0.046129 | 0.046129 | 0.046129 | 0.046129 | 0.046129
IL Fac. Spec. - NOX Rate Summer v3.1, Unit 516 and retrofits | 313 | 1797 | Rate Constraint in lbs/MMBtu | FALSE | L | Annual | Generation | TWh | 0.025758 | 0.025758 | 0.025758 | 0.025758 | 0.025758 | 0.025758 | 0.025758
IL Fac. Spec. - NOX Rate Summer v3.1, Unit 516 and retrofits | 313 | 1797 | Rate Constraint in lbs/MMBtu | FALSE | L | Annual | Qualifying Generation | TWh | 0.025758 | 0.025758 | 0.025758 | 0.025758 | 0.025758 | 0.025758 | 0.025758
IL Fac. Spec. - NOX Rate Summer v3.1, Unit 516 and retrofits | 313 | 1797 | Rate Constraint in lbs/MMBtu | FALSE | L | Annual | Rate | lb/MWh | 0.24783 | 0.24783 | 0.24783 | 0.24783 | 0.24783 | 0.24783 | 0.24783
IL Fac. Spec. - NOX Rate Summer v3.1, Unit 516 and retrofits | 313 | 1797 | Rate Constraint in lbs/MMBtu | FALSE | L | Annual | Constraint Shadow Price | US$/Ton | 0 | 0 | 0 | 0 | 0 | 0 | 0
IL Fac. Spec. - NOX Rate Summer v3.1, Unit 517 and retrofits | 314 | 1797 | Rate Constraint in lbs/MMBtu | FALSE | L | Annual | Seasons Included | Seasons | Summer | Summer | Summer | Summer | Summer | Summer | Summer
IL Fac. Spec. - NOX Rate Summer v3.1, Unit 517 and retrofits | 314 | 1797 | Rate Constraint in lbs/MMBtu | FALSE | L | Annual | Standard | lb/MMBtu | 0.25 | 0.25 | 0.25 | 0.25 | 0.25 | 0.25 | 0.25
IL Fac. Spec. - NOX Rate Summer v3.1, Unit 517 and retrofits | 314 | 1797 | Rate Constraint in lbs/MMBtu | FALSE | L | Annual | Emissions at Affected Plants NOX | MTons | 0.0064253 | 0.001264 | 0.0064253 | 0.0064253 | 0.0064253 | 0.0064253 | 0.0064253
IL Fac. Spec. - NOX Rate Summer v3.1, Unit 517 and retrofits | 314 | 1797 | Rate Constraint in lbs/MMBtu | FALSE | L | Annual | Allowances Purchased NOX | MTons | 0 | 0 | 0 | 0 | 0 | 0 | 0
IL Fac. Spec. - NOX Rate Summer v3.1, Unit 517 and retrofits | 314 | 1797 | Rate Constraint in lbs/MMBtu | FALSE | L | Annual | Allowances Sold NOX | MTons | 0 | 0 | 0 | 0 | 0 | 0 | 0
IL Fac. Spec. - NOX Rate Summer v3.1, Unit 517 and retrofits | 314 | 1797 | Rate Constraint in lbs/MMBtu | FALSE | L | Annual | Allowances Banked | MTons | 0 | 0 | 0 | 0 | 0 | 0 | 0
IL Fac. Spec. - NOX Rate Summer v3.1, Unit 517 and retrofits | 314 | 1797 | Rate Constraint in lbs/MMBtu | FALSE | L | Annual | Allowances Withdrawn (1:1) | MTons | 0 | 0 | 0 | 0 | 0 | 0 | 0
IL Fac. Spec. - NOX Rate Summer v3.1, Unit 517 and retrofits | 314 | 1797 | Rate Constraint in lbs/MMBtu | FALSE | L | Annual | Allowances Withdrawn (n:1) | MTons | 0 | 0 | 0 | 0 | 0 | 0 | 0
IL Fac. Spec. - NOX Rate Summer v3.1, Unit 517 and retrofits | 314 | 1797 | Rate Constraint in lbs/MMBtu | FALSE | L | Annual | Net Emissions Allowance Position | MTons | 0.0064253 | 0.001264 | 0.0064253 | 0.0064253 | 0.0064253 | 0.0064253 | 0.0064253
IL Fac. Spec. - NOX Rate Summer v3.1, Unit 517 and retrofits | 314 | 1797 | Rate Constraint in lbs/MMBtu | FALSE | L | Annual | Fuel Consumed | TBtu | 0.21382 | 0.042063 | 0.21382 | 0.21382 | 0.21382 | 0.21382 | 0.21382
IL Fac. Spec. - NOX Rate Summer v3.1, Unit 517 and retrofits | 314 | 1797 | Rate Constraint in lbs/MMBtu | FALSE | L | Annual | Rate | lb/MMBtu | 0.0601 | 0.0601 | 0.0601 | 0.0601 | 0.0601 | 0.0601 | 0.0601
IL Fac. Spec. - NOX Rate Summer v3.1, Unit 517 and retrofits | 314 | 1797 | Rate Constraint in lbs/MMBtu | FALSE | L | Annual | Generation | TWh | 0.019488 | 0.0038336 | 0.019488 | 0.019488 | 0.019488 | 0.019488 | 0.019488
IL Fac. Spec. - NOX Rate Summer v3.1, Unit 517 and retrofits | 314 | 1797 | Rate Constraint in lbs/MMBtu | FALSE | L | Annual | Qualifying Generation | TWh | 0.019488 | 0.0038336 | 0.019488 | 0.019488 | 0.019488 | 0.019488 | 0.019488
IL Fac. Spec. - NOX Rate Summer v3.1, Unit 517 and retrofits | 314 | 1797 | Rate Constraint in lbs/MMBtu | FALSE | L | Annual | Rate | lb/MWh | 0.32971 | 0.32971 | 0.32971 | 0.32971 | 0.32971 | 0.32971 | 0.32971
IL Fac. Spec. - NOX Rate Summer v3.1, Unit 517 and retrofits | 314 | 1797 | Rate Constraint in lbs/MMBtu | FALSE | L | Annual | Constraint Shadow Price | US$/Ton | 0 | 0 | 0 | 0 | 0 | 0 | 0
IL Fac. Spec. - NOX Rate Summer v3.1, Unit 518 and retrofits | 315 | 1797 | Rate Constraint in lbs/MMBtu | FALSE | L | Annual | Seasons Included | Seasons | Summer | Summer | Summer | Summer | Summer | Summer | Summer
IL Fac. Spec. - NOX Rate Summer v3.1, Unit 518 and retrofits | 315 | 1797 | Rate Constraint in lbs/MMBtu | FALSE | L | Annual | Standard | lb/MMBtu | 0.25 | 0.25 | 0.25 | 0.25 | 0.25 | 0.25 | 0.25
IL Fac. Spec. - NOX Rate Summer v3.1, Unit 518 and retrofits | 315 | 1797 | Rate Constraint in lbs/MMBtu | FALSE | L | Annual | Emissions at Affected Plants NOX | MTons | 0.0012577 | 0.0012577 | 0.0063932 | 0.0063932 | 0.0063932 | 0.0063932 | 0.0063932
IL Fac. Spec. - NOX Rate Summer v3.1, Unit 518 and retrofits | 315 | 1797 | Rate Constraint in lbs/MMBtu | FALSE | L | Annual | Allowances Purchased NOX | MTons | 0 | 0 | 0 | 0 | 0 | 0 | 0
IL Fac. Spec. - NOX Rate Summer v3.1, Unit 518 and retrofits | 315 | 1797 | Rate Constraint in lbs/MMBtu | FALSE | L | Annual | Allowances Sold NOX | MTons | 0 | 0 | 0 | 0 | 0 | 0 | 0
IL Fac. Spec. - NOX Rate Summer v3.1, Unit 518 and retrofits | 315 | 1797 | Rate Constraint in lbs/MMBtu | FALSE | L | Annual | Allowances Banked | MTons | 0 | 0 | 0 | 0 | 0 | 0 | 0
IL Fac. Spec. - NOX Rate Summer v3.1, Unit 518 and retrofits | 315 | 1797 | Rate Constraint in lbs/MMBtu | FALSE | L | Annual | Allowances Withdrawn (1:1) | MTons | 0 | 0 | 0 | 0 | 0 | 0 | 0
IL Fac. Spec. - NOX Rate Summer v3.1, Unit 518 and retrofits | 315 | 1797 | Rate Constraint in lbs/MMBtu | FALSE | L | Annual | Allowances Withdrawn (n:1) | MTons | 0 | 0 | 0 | 0 | 0 | 0 | 0
IL Fac. Spec. - NOX Rate Summer v3.1, Unit 518 and retrofits | 315 | 1797 | Rate Constraint in lbs/MMBtu | FALSE | L | Annual | Net Emissions Allowance Position | MTons | 0.0012577 | 0.0012577 | 0.0063932 | 0.0063932 | 0.0063932 | 0.0063932 | 0.0063932
IL Fac. Spec. - NOX Rate Summer v3.1, Unit 518 and retrofits | 315 | 1797 | Rate Constraint in lbs/MMBtu | FALSE | L | Annual | Fuel Consumed | TBtu | 0.042063 | 0.042063 | 0.21382 | 0.21382 | 0.21382 | 0.21382 | 0.21382
IL Fac. Spec. - NOX Rate Summer v3.1, Unit 518 and retrofits | 315 | 1797 | Rate Constraint in lbs/MMBtu | FALSE | L | Annual | Rate | lb/MMBtu | 0.0598 | 0.0598 | 0.0598 | 0.0598 | 0.0598 | 0.0598 | 0.0598
IL Fac. Spec. - NOX Rate Summer v3.1, Unit 518 and retrofits | 315 | 1797 | Rate Constraint in lbs/MMBtu | FALSE | L | Annual | Generation | TWh | 0.0038336 | 0.0038336 | 0.019488 | 0.019488 | 0.019488 | 0.019488 | 0.019488
IL Fac. Spec. - NOX Rate Summer v3.1, Unit 518 and retrofits | 315 | 1797 | Rate Constraint in lbs/MMBtu | FALSE | L | Annual | Qualifying Generation | TWh | 0.0038336 | 0.0038336 | 0.019488 | 0.019488 | 0.019488 | 0.019488 | 0.019488
IL Fac. Spec. - NOX Rate Summer v3.1, Unit 518 and retrofits | 315 | 1797 | Rate Constraint in lbs/MMBtu | FALSE | L | Annual | Rate | lb/MWh | 0.32806 | 0.32806 | 0.32806 | 0.32806 | 0.32806 | 0.32806 | 0.32806
IL Fac. Spec. - NOX Rate Summer v3.1, Unit 518 and retrofits | 315 | 1797 | Rate Constraint in lbs/MMBtu | FALSE | L | Annual | Constraint Shadow Price | US$/Ton | 0 | 0 | 0 | 0 | 0 | 0 | 0
IL Fac. Spec. - NOX Rate Summer v3.1, Unit 519 and retrofits | 316 | 1797 | Rate Constraint in lbs/MMBtu | FALSE | L | Annual | Seasons Included | Seasons | Summer | Summer | Summer | Summer | Summer | Summer | Summer
IL Fac. Spec. - NOX Rate Summer v3.1, Unit 519 and retrofits | 316 | 1797 | Rate Constraint in lbs/MMBtu | FALSE | L | Annual | Standard | lb/MMBtu | 0.25 | 0.25 | 0.25 | 0.25 | 0.25 | 0.25 | 0.25
IL Fac. Spec. - NOX Rate Summer v3.1, Unit 519 and retrofits | 316 | 1797 | Rate Constraint in lbs/MMBtu | FALSE | L | Annual | Emissions at Affected Plants NOX | MTons | 0.0038261 | 0.0012514 | 0.0063611 | 0.0063611 | 0.0063611 | 0.0063611 | 0.0063611
IL Fac. Spec. - NOX Rate Summer v3.1, Unit 519 and retrofits | 316 | 1797 | Rate Constraint in lbs/MMBtu | FALSE | L | Annual | Allowances Purchased NOX | MTons | 0 | 0 | 0 | 0 | 0 | 0 | 0
IL Fac. Spec. - NOX Rate Summer v3.1, Unit 519 and retrofits | 316 | 1797 | Rate Constraint in lbs/MMBtu | FALSE | L | Annual | Allowances Sold NOX | MTons | 0 | 0 | 0 | 0 | 0 | 0 | 0
IL Fac. Spec. - NOX Rate Summer v3.1, Unit 519 and retrofits | 316 | 1797 | Rate Constraint in lbs/MMBtu | FALSE | L | Annual | Allowances Banked | MTons | 0 | 0 | 0 | 0 | 0 | 0 | 0
IL Fac. Spec. - NOX Rate Summer v3.1, Unit 519 and retrofits | 316 | 1797 | Rate Constraint in lbs/MMBtu | FALSE | L | Annual | Allowances Withdrawn (1:1) | MTons | 0 | 0 | 0 | 0 | 0 | 0 | 0
IL Fac. Spec. - NOX Rate Summer v3.1, Unit 519 and retrofits | 316 | 1797 | Rate Constraint in lbs/MMBtu | FALSE | L | Annual | Allowances Withdrawn (n:1) | MTons | 0 | 0 | 0 | 0 | 0 | 0 | 0
IL Fac. Spec. - NOX Rate Summer v3.1, Unit 519 and retrofits | 316 | 1797 | Rate Constraint in lbs/MMBtu | FALSE | L | Annual | Net Emissions Allowance Position | MTons | 0.0038261 | 0.0012514 | 0.0063611 | 0.0063611 | 0.0063611 | 0.0063611 | 0.0063611
IL Fac. Spec. - NOX Rate Summer v3.1, Unit 519 and retrofits | 316 | 1797 | Rate Constraint in lbs/MMBtu | FALSE | L | Annual | Fuel Consumed | TBtu | 0.12861 | 0.042063 | 0.21382 | 0.21382 | 0.21382 | 0.21382 | 0.21382
IL Fac. Spec. - NOX Rate Summer v3.1, Unit 519 and retrofits | 316 | 1797 | Rate Constraint in lbs/MMBtu | FALSE | L | Annual | Rate | lb/MMBtu | 0.0595 | 0.0595 | 0.0595 | 0.0595 | 0.0595 | 0.0595 | 0.0595
IL Fac. Spec. - NOX Rate Summer v3.1, Unit 519 and retrofits | 316 | 1797 | Rate Constraint in lbs/MMBtu | FALSE | L | Annual | Generation | TWh | 0.011721 | 0.0038336 | 0.019488 | 0.019488 | 0.019488 | 0.019488 | 0.019488
IL Fac. Spec. - NOX Rate Summer v3.1, Unit 519 and retrofits | 316 | 1797 | Rate Constraint in lbs/MMBtu | FALSE | L | Annual | Qualifying Generation | TWh | 0.011721 | 0.0038336 | 0.019488 | 0.019488 | 0.019488 | 0.019488 | 0.019488
IL Fac. Spec. - NOX Rate Summer v3.1, Unit 519 and retrofits | 316 | 1797 | Rate Constraint in lbs/MMBtu | FALSE | L | Annual | Rate | lb/MWh | 0.32642 | 0.32642 | 0.32642 | 0.32642 | 0.32642 | 0.32642 | 0.32642
IL Fac. Spec. - NOX Rate Summer v3.1, Unit 519 and retrofits | 316 | 1797 | Rate Constraint in lbs/MMBtu | FALSE | L | Annual | Constraint Shadow Price | US$/Ton | 0 | 0 | 0 | 0 | 0 | 0 | 0
IL Fac. Spec. - NOX Rate Summer v3.1, Unit 520 and retrofits | 317 | 1797 | Rate Constraint in lbs/MMBtu | FALSE | L | Annual | Seasons Included | Seasons | Summer | Summer | Summer | Summer | Summer | Summer | Summer
IL Fac. Spec. - NOX Rate Summer v3.1, Unit 520 and retrofits | 317 | 1797 | Rate Constraint in lbs/MMBtu | FALSE | L | Annual | Standard | lb/MMBtu | 0.25 | 0.25 | 0.25 | 0.25 | 0.25 | 0.25 | 0.25
IL Fac. Spec. - NOX Rate Summer v3.1, Unit 520 and retrofits | 317 | 1797 | Rate Constraint in lbs/MMBtu | FALSE | L | Annual | Emissions at Affected Plants NOX | MTons | 0.0066925 | 0.0013166 | 0.0066925 | 0.0066925 | 0.0066925 | 0.0066925 | 0.0066925
IL Fac. Spec. - NOX Rate Summer v3.1, Unit 520 and retrofits | 317 | 1797 | Rate Constraint in lbs/MMBtu | FALSE | L | Annual | Allowances Purchased NOX | MTons | 0 | 0 | 0 | 0 | 0 | 0 | 0
IL Fac. Spec. - NOX Rate Summer v3.1, Unit 520 and retrofits | 317 | 1797 | Rate Constraint in lbs/MMBtu | FALSE | L | Annual | Allowances Sold NOX | MTons | 0 | 0 | 0 | 0 | 0 | 0 | 0
IL Fac. Spec. - NOX Rate Summer v3.1, Unit 520 and retrofits | 317 | 1797 | Rate Constraint in lbs/MMBtu | FALSE | L | Annual | Allowances Banked | MTons | 0 | 0 | 0 | 0 | 0 | 0 | 0
IL Fac. Spec. - NOX Rate Summer v3.1, Unit 520 and retrofits | 317 | 1797 | Rate Constraint in lbs/MMBtu | FALSE | L | Annual | Allowances Withdrawn (1:1) | MTons | 0 | 0 | 0 | 0 | 0 | 0 | 0
IL Fac. Spec. - NOX Rate Summer v3.1, Unit 520 and retrofits | 317 | 1797 | Rate Constraint in lbs/MMBtu | FALSE | L | Annual | Allowances Withdrawn (n:1) | MTons | 0 | 0 | 0 | 0 | 0 | 0 | 0
IL Fac. Spec. - NOX Rate Summer v3.1, Unit 520 and retrofits | 317 | 1797 | Rate Constraint in lbs/MMBtu | FALSE | L | Annual | Net Emissions Allowance Position | MTons | 0.0066925 | 0.0013166 | 0.0066925 | 0.0066925 | 0.0066925 | 0.0066925 | 0.0066925
IL Fac. Spec. - NOX Rate Summer v3.1, Unit 520 and retrofits | 317 | 1797 | Rate Constraint in lbs/MMBtu | FALSE | L | Annual | Fuel Consumed | TBtu | 0.21382 | 0.042063 | 0.21382 | 0.21382 | 0.21382 | 0.21382 | 0.21382
IL Fac. Spec. - NOX Rate Summer v3.1, Unit 520 and retrofits | 317 | 1797 | Rate Constraint in lbs/MMBtu | FALSE | L | Annual | Rate | lb/MMBtu | 0.0626 | 0.0626 | 0.0626 | 0.0626 | 0.0626 | 0.0626 | 0.0626
IL Fac. Spec. - NOX Rate Summer v3.1, Unit 520 and retrofits | 317 | 1797 | Rate Constraint in lbs/MMBtu | FALSE | L | Annual | Generation | TWh | 0.019488 | 0.0038336 | 0.019488 | 0.019488 | 0.019488 | 0.019488 | 0.019488
IL Fac. Spec. - NOX Rate Summer v3.1, Unit 520 and retrofits | 317 | 1797 | Rate Constraint in lbs/MMBtu | FALSE | L | Annual | Qualifying Generation | TWh | 0.019488 | 0.0038336 | 0.019488 | 0.019488 | 0.019488 | 0.019488 | 0.019488
IL Fac. Spec. - NOX Rate Summer v3.1, Unit 520 and retrofits | 317 | 1797 | Rate Constraint in lbs/MMBtu | FALSE | L | Annual | Rate | lb/MWh | 0.34342 | 0.34342 | 0.34342 | 0.34342 | 0.34342 | 0.34342 | 0.34342
IL Fac. Spec. - NOX Rate Summer v3.1, Unit 520 and retrofits | 317 | 1797 | Rate Constraint in lbs/MMBtu | FALSE | L | Annual | Constraint Shadow Price | US$/Ton | 0 | 0 | 0 | 0 | 0 | 0 | 0
IL Fac. Spec. - NOX Rate Summer v3.1, Unit 521 and retrofits | 318 | 1797 | Rate Constraint in lbs/MMBtu | FALSE | L | Annual | Seasons Included | Seasons | Summer | Summer | Summer | Summer | Summer | Summer | Summer
IL Fac. Spec. - NOX Rate Summer v3.1, Unit 521 and retrofits | 318 | 1797 | Rate Constraint in lbs/MMBtu | FALSE | L | Annual | Standard | lb/MMBtu | 0.25 | 0.25 | 0.25 | 0.25 | 0.25 | 0.25 | 0.25
IL Fac. Spec. - NOX Rate Summer v3.1, Unit 521 and retrofits | 318 | 1797 | Rate Constraint in lbs/MMBtu | FALSE | L | Annual | Emissions at Affected Plants NOX | MTons | 0.0074523 | 0.0074523 | 0.0074523 | 0.0074523 | 0.0074523 | 0.0074523 | 0.0074523
IL Fac. Spec. - NOX Rate Summer v3.1, Unit 521 and retrofits | 318 | 1797 | Rate Constraint in lbs/MMBtu | FALSE | L | Annual | Allowances Purchased NOX | MTons | 0 | 0 | 0 | 0 | 0 | 0 | 0
IL Fac. Spec. - NOX Rate Summer v3.1, Unit 521 and retrofits | 318 | 1797 | Rate Constraint in lbs/MMBtu | FALSE | L | Annual | Allowances Sold NOX | MTons | 0 | 0 | 0 | 0 | 0 | 0 | 0
IL Fac. Spec. - NOX Rate Summer v3.1, Unit 521 and retrofits | 318 | 1797 | Rate Constraint in lbs/MMBtu | FALSE | L | Annual | Allowances Banked | MTons | 0 | 0 | 0 | 0 | 0 | 0 | 0
IL Fac. Spec. - NOX Rate Summer v3.1, Unit 521 and retrofits | 318 | 1797 | Rate Constraint in lbs/MMBtu | FALSE | L | Annual | Allowances Withdrawn (1:1) | MTons | 0 | 0 | 0 | 0 | 0 | 0 | 0
IL Fac. Spec. - NOX Rate Summer v3.1, Unit 521 and retrofits | 318 | 1797 | Rate Constraint in lbs/MMBtu | FALSE | L | Annual | Allowances Withdrawn (n:1) | MTons | 0 | 0 | 0 | 0 | 0 | 0 | 0
IL Fac. Spec. - NOX Rate Summer v3.1, Unit 521 and retrofits | 318 | 1797 | Rate Constraint in lbs/MMBtu | FALSE | L | Annual | Net Emissions Allowance Position | MTons | 0.0074523 | 0.0074523 | 0.0074523 | 0.0074523 | 0.0074523 | 0.0074523 | 0.0074523
IL Fac. Spec. - NOX Rate Summer v3.1, Unit 521 and retrofits | 318 | 1797 | Rate Constraint in lbs/MMBtu | FALSE | L | Annual | Fuel Consumed | TBtu | 0.28041 | 0.28041 | 0.28041 | 0.28041 | 0.28041 | 0.28041 | 0.28041
IL Fac. Spec. - NOX Rate Summer v3.1, Unit 521 and retrofits | 318 | 1797 | Rate Constraint in lbs/MMBtu | FALSE | L | Annual | Rate | lb/MMBtu | 0.053153 | 0.053153 | 0.053153 | 0.053153 | 0.053153 | 0.053153 | 0.053153
IL Fac. Spec. - NOX Rate Summer v3.1, Unit 521 and retrofits | 318 | 1797 | Rate Constraint in lbs/MMBtu | FALSE | L | Annual | Generation | TWh | 0.026097 | 0.026097 | 0.026097 | 0.026097 | 0.026097 | 0.026097 | 0.026097
IL Fac. Spec. - NOX Rate Summer v3.1, Unit 521 and retrofits | 318 | 1797 | Rate Constraint in lbs/MMBtu | FALSE | L | Annual | Qualifying Generation | TWh | 0.026097 | 0.026097 | 0.026097 | 0.026097 | 0.026097 | 0.026097 | 0.026097
IL Fac. Spec. - NOX Rate Summer v3.1, Unit 521 and retrofits | 318 | 1797 | Rate Constraint in lbs/MMBtu | FALSE | L | Annual | Rate | lb/MWh | 0.28556 | 0.28556 | 0.28556 | 0.28556 | 0.28556 | 0.28556 | 0.28556
IL Fac. Spec. - NOX Rate Summer v3.1, Unit 521 and retrofits | 318 | 1797 | Rate Constraint in lbs/MMBtu | FALSE | L | Annual | Constraint Shadow Price | US$/Ton | 0 | 0 | 0 | 0 | 0 | 0 | 0
IL Fac. Spec. - NOX Rate Summer v3.1, Unit 522 and retrofits | 319 | 1797 | Rate Constraint in lbs/MMBtu | FALSE | L | Annual | Seasons Included | Seasons | Summer | Summer | Summer | Summer | Summer | Summer | Summer
IL Fac. Spec. - NOX Rate Summer v3.1, Unit 522 and retrofits | 319 | 1797 | Rate Constraint in lbs/MMBtu | FALSE | L | Annual | Standard | lb/MMBtu | 0.25 | 0.25 | 0.25 | 0.25 | 0.25 | 0.25 | 0.25
IL Fac. Spec. - NOX Rate Summer v3.1, Unit 522 and retrofits | 319 | 1797 | Rate Constraint in lbs/MMBtu | FALSE | L | Annual | Emissions at Affected Plants NOX | MTons | 0.0010463 | 0.0010463 | 0.0053189 | 0.0010463 | 0.0053189 | 0.0053189 | 0
IL Fac. Spec. - NOX Rate Summer v3.1, Unit 522 and retrofits | 319 | 1797 | Rate Constraint in lbs/MMBtu | FALSE | L | Annual | Allowances Purchased NOX | MTons | 0 | 0 | 0 | 0 | 0 | 0 | 0
IL Fac. Spec. - NOX Rate Summer v3.1, Unit 522 and retrofits | 319 | 1797 | Rate Constraint in lbs/MMBtu | FALSE | L | Annual | Allowances Sold NOX | MTons | 0 | 0 | 0 | 0 | 0 | 0 | 0
IL Fac. Spec. - NOX Rate Summer v3.1, Unit 522 and retrofits | 319 | 1797 | Rate Constraint in lbs/MMBtu | FALSE | L | Annual | Allowances Banked | MTons | 0 | 0 | 0 | 0 | 0 | 0 | 0
IL Fac. Spec. - NOX Rate Summer v3.1, Unit 522 and retrofits | 319 | 1797 | Rate Constraint in lbs/MMBtu | FALSE | L | Annual | Allowances Withdrawn (1:1) | MTons | 0 | 0 | 0 | 0 | 0 | 0 | 0
IL Fac. Spec. - NOX Rate Summer v3.1, Unit 522 and retrofits | 319 | 1797 | Rate Constraint in lbs/MMBtu | FALSE | L | Annual | Allowances Withdrawn (n:1) | MTons | 0 | 0 | 0 | 0 | 0 | 0 | 0
IL Fac. Spec. - NOX Rate Summer v3.1, Unit 522 and retrofits | 319 | 1797 | Rate Constraint in lbs/MMBtu | FALSE | L | Annual | Net Emissions Allowance Position | MTons | 0.0010463 | 0.0010463 | 0.0053189 | 0.0010463 | 0.0053189 | 0.0053189 | 0
IL Fac. Spec. - NOX Rate Summer v3.1, Unit 522 and retrofits | 319 | 1797 | Rate Constraint in lbs/MMBtu | FALSE | L | Annual | Fuel Consumed | TBtu | 0.057749 | 0.057749 | 0.29356 | 0.057749 | 0.29356 | 0.29356 | 0
IL Fac. Spec. - NOX Rate Summer v3.1, Unit 522 and retrofits | 319 | 1797 | Rate Constraint in lbs/MMBtu | FALSE | L | Annual | Rate | lb/MMBtu | 0.036238 | 0.036238 | 0.036238 | 0.036238 | 0.036238 | 0.036238 | 0
IL Fac. Spec. - NOX Rate Summer v3.1, Unit 522 and retrofits | 319 | 1797 | Rate Constraint in lbs/MMBtu | FALSE | L | Annual | Generation | TWh | 0.0050671 | 0.0050671 | 0.025758 | 0.0050671 | 0.025758 | 0.025758 | 0
IL Fac. Spec. - NOX Rate Summer v3.1, Unit 522 and retrofits | 319 | 1797 | Rate Constraint in lbs/MMBtu | FALSE | L | Annual | Qualifying Generation | TWh | 0.0050671 | 0.0050671 | 0.025758 | 0.0050671 | 0.025758 | 0.025758 | 0
IL Fac. Spec. - NOX Rate Summer v3.1, Unit 522 and retrofits | 319 | 1797 | Rate Constraint in lbs/MMBtu | FALSE | L | Annual | Rate | lb/MWh | 0.2065 | 0.2065 | 0.2065 | 0.2065 | 0.2065 | 0.2065 | 0
IL Fac. Spec. - NOX Rate Summer v3.1, Unit 522 and retrofits | 319 | 1797 | Rate Constraint in lbs/MMBtu | FALSE | L | Annual | Constraint Shadow Price | US$/Ton | 0 | 0 | 0 | 0 | 0 | 0 | 0
IL Fac. Spec. - NOX Rate Summer v3.1, Unit 523 and retrofits | 320 | 1797 | Rate Constraint in lbs/MMBtu | FALSE | L | Annual | Seasons Included | Seasons | Summer | Summer | Summer | Summer | Summer | Summer | Summer
IL Fac. Spec. - NOX Rate Summer v3.1, Unit 523 and retrofits | 320 | 1797 | Rate Constraint in lbs/MMBtu | FALSE | L | Annual | Standard | lb/MMBtu | 0.25 | 0.25 | 0.25 | 0.25 | 0.25 | 0.25 | 0.25
IL Fac. Spec. - NOX Rate Summer v3.1, Unit 523 and retrofits | 320 | 1797 | Rate Constraint in lbs/MMBtu | FALSE | L | Annual | Emissions at Affected Plants NOX | MTons | 0.0021457 | 0.0021457 | 0.010907 | 0.0021457 | 0.010907 | 0.010907 | 0.00026089
IL Fac. Spec. - NOX Rate Summer v3.1, Unit 523 and retrofits | 320 | 1797 | Rate Constraint in lbs/MMBtu | FALSE | L | Annual | Allowances Purchased NOX | MTons | 0 | 0 | 0 | 0 | 0 | 0 | 0
IL Fac. Spec. - NOX Rate Summer v3.1, Unit 523 and retrofits | 320 | 1797 | Rate Constraint in lbs/MMBtu | FALSE | L | Annual | Allowances Sold NOX | MTons | 0 | 0 | 0 | 0 | 0 | 0 | 0
IL Fac. Spec. - NOX Rate Summer v3.1, Unit 523 and retrofits | 320 | 1797 | Rate Constraint in lbs/MMBtu | FALSE | L | Annual | Allowances Banked | MTons | 0 | 0 | 0 | 0 | 0 | 0 | 0
IL Fac. Spec. - NOX Rate Summer v3.1, Unit 523 and retrofits | 320 | 1797 | Rate Constraint in lbs/MMBtu | FALSE | L | Annual | Allowances Withdrawn (1:1) | MTons | 0 | 0 | 0 | 0 | 0 | 0 | 0
IL Fac. Spec. - NOX Rate Summer v3.1, Unit 523 and retrofits | 320 | 1797 | Rate Constraint in lbs/MMBtu | FALSE | L | Annual | Allowances Withdrawn (n:1) | MTons | 0 | 0 | 0 | 0 | 0 | 0 | 0
IL Fac. Spec. - NOX Rate Summer v3.1, Unit 523 and retrofits | 320 | 1797 | Rate Constraint in lbs/MMBtu | FALSE | L | Annual | Net Emissions Allowance Position | MTons | 0.0021457 | 0.0021457 | 0.010907 | 0.0021457 | 0.010907 | 0.010907 | 0.00026089
IL Fac. Spec. - NOX Rate Summer v3.1, Unit 523 and retrofits | 320 | 1797 | Rate Constraint in lbs/MMBtu | FALSE | L | Annual | Fuel Consumed | TBtu | 0.11548 | 0.11548 | 0.58702 | 0.11548 | 0.58702 | 0.58702 | 0.014041
IL Fac. Spec. - NOX Rate Summer v3.1, Unit 523 and retrofits | 320 | 1797 | Rate Constraint in lbs/MMBtu | FALSE | L | Annual | Rate | lb/MMBtu | 0.037162 | 0.037162 | 0.037162 | 0.037162 | 0.037162 | 0.037162 | 0.037162
IL Fac. Spec. - NOX Rate Summer v3.1, Unit 523 and retrofits | 320 | 1797 | Rate Constraint in lbs/MMBtu | FALSE | L | Annual | Generation | TWh | 0.010134 | 0.010134 | 0.051515 | 0.010134 | 0.051515 | 0.051515 | 0.0012322
IL Fac. Spec. - NOX Rate Summer v3.1, Unit 523 and retrofits | 320 | 1797 | Rate Constraint in lbs/MMBtu | FALSE | L | Annual | Qualifying Generation | TWh | 0.010134 | 0.010134 | 0.051515 | 0.010134 | 0.051515 | 0.051515 | 0.0012322
IL Fac. Spec. - NOX Rate Summer v3.1, Unit 523 and retrofits | 320 | 1797 | Rate Constraint in lbs/MMBtu | FALSE | L | Annual | Rate | lb/MWh | 0.21173 | 0.21173 | 0.21173 | 0.21173 | 0.21173 | 0.21173 | 0.21173
IL Fac. Spec. - NOX Rate Summer v3.1, Unit 523 and retrofits | 320 | 1797 | Rate Constraint in lbs/MMBtu | FALSE | L | Annual | Constraint Shadow Price | US$/Ton | 0 | 0 | 0 | 0 | 0 | 0 | 0
IL Fac. Spec. - NOX Rate Summer v3.1, Unit 524 and retrofits | 321 | 1797 | Rate Constraint in lbs/MMBtu | FALSE | L | Annual | Seasons Included | Seasons | Summer | Summer | Summer | Summer | Summer | Summer | Summer
IL Fac. Spec. - NOX Rate Summer v3.1, Unit 524 and retrofits | 321 | 1797 | Rate Constraint in lbs/MMBtu | FALSE | L | Annual | Standard | lb/MMBtu | 0.25 | 0.25 | 0.25 | 0.25 | 0.25 | 0.25 | 0.25
IL Fac. Spec. - NOX Rate Summer v3.1, Unit 524 and retrofits | 321 | 1797 | Rate Constraint in lbs/MMBtu | FALSE | L | Annual | Emissions at Affected Plants NOX | MTons | 0.00093022 | 0.00093022 | 0.0047286 | 0.00093022 | 0.0047286 | 0.0047286 | 0
IL Fac. Spec. - NOX Rate Summer v3.1, Unit 524 and retrofits | 321 | 1797 | Rate Constraint in lbs/MMBtu | FALSE | L | Annual | Allowances Purchased NOX | MTons | 0 | 0 | 0 | 0 | 0 | 0 | 0
IL Fac. Spec. - NOX Rate Summer v3.1, Unit 524 and retrofits | 321 | 1797 | Rate Constraint in lbs/MMBtu | FALSE | L | Annual | Allowances Sold NOX | MTons | 0 | 0 | 0 | 0 | 0 | 0 | 0
IL Fac. Spec. - NOX Rate Summer v3.1, Unit 524 and retrofits | 321 | 1797 | Rate Constraint in lbs/MMBtu | FALSE | L | Annual | Allowances Banked | MTons | 0 | 0 | 0 | 0 | 0 | 0 | 0
IL Fac. Spec. - NOX Rate Summer v3.1, Unit 524 and retrofits | 321 | 1797 | Rate Constraint in lbs/MMBtu | FALSE | L | Annual | Allowances Withdrawn (1:1) | MTons | 0 | 0 | 0 | 0 | 0 | 0 | 0
IL Fac. Spec. - NOX Rate Summer v3.1, Unit 524 and retrofits | 321 | 1797 | Rate Constraint in lbs/MMBtu | FALSE | L | Annual | Allowances Withdrawn (n:1) | MTons | 0 | 0 | 0 | 0 | 0 | 0 | 0
IL Fac. Spec. - NOX Rate Summer v3.1, Unit 524 and retrofits | 321 | 1797 | Rate Constraint in lbs/MMBtu | FALSE | L | Annual | Net Emissions Allowance Position | MTons | 0.00093022 | 0.00093022 | 0.0047286 | 0.00093022 | 0.0047286 | 0.0047286 | 0
IL Fac. Spec. - NOX Rate Summer v3.1, Unit 524 and retrofits | 321 | 1797 | Rate Constraint in lbs/MMBtu | FALSE | L | Annual | Fuel Consumed | TBtu | 0.057739 | 0.057739 | 0.29351 | 0.057739 | 0.29351 | 0.29351 | 0
IL Fac. Spec. - NOX Rate Summer v3.1, Unit 524 and retrofits | 321 | 1797 | Rate Constraint in lbs/MMBtu | FALSE | L | Annual | Rate | lb/MMBtu | 0.032221 | 0.032221 | 0.032221 | 0.032221 | 0.032221 | 0.032221 | 0
IL Fac. Spec. - NOX Rate Summer v3.1, Unit 524 and retrofits | 321 | 1797 | Rate Constraint in lbs/MMBtu | FALSE | L | Annual | Generation | TWh | 0.0050671 | 0.0050671 | 0.025758 | 0.0050671 | 0.025758 | 0.025758 | 0
IL Fac. Spec. - NOX Rate Summer v3.1, Unit 524 and retrofits | 321 | 1797 | Rate Constraint in lbs/MMBtu | FALSE | L | Annual | Qualifying Generation | TWh | 0.0050671 | 0.0050671 | 0.025758 | 0.0050671 | 0.025758 | 0.025758 | 0
IL Fac. Spec. - NOX Rate Summer v3.1, Unit 524 and retrofits | 321 | 1797 | Rate Constraint in lbs/MMBtu | FALSE | L | Annual | Rate | lb/MWh | 0.18358 | 0.18358 | 0.18358 | 0.18358 | 0.18358 | 0.18358 | 0
IL Fac. Spec. - NOX Rate Summer v3.1, Unit 524 and retrofits | 321 | 1797 | Rate Constraint in lbs/MMBtu | FALSE | L | Annual | Constraint Shadow Price | US$/Ton | 0 | 0 | 0 | 0 | 0 | 0 | 0
IL Fac. Spec. - NOX Rate Summer v3.1, Unit 525 and retrofits | 322 | 1797 | Rate Constraint in lbs/MMBtu | FALSE | L | Annual | Seasons Included | Seasons | Summer | Summer | Summer | Summer | Summer | Summer | Summer
IL Fac. Spec. - NOX Rate Summer v3.1, Unit 525 and retrofits | 322 | 1797 | Rate Constraint in lbs/MMBtu | FALSE | L | Annual | Standard | lb/MMBtu | 0.25 | 0.25 | 0.25 | 0.25 | 0.25 | 0.25 | 0.25
IL Fac. Spec. - NOX Rate Summer v3.1, Unit 525 and retrofits | 322 | 1797 | Rate Constraint in lbs/MMBtu | FALSE | L | Annual | Emissions at Affected Plants NOX | MTons | 0 | 0 | 0.00074405 | 0.00074405 | 0.00074405 | 0 | 0
IL Fac. Spec. - NOX Rate Summer v3.1, Unit 525 and retrofits | 322 | 1797 | Rate Constraint in lbs/MMBtu | FALSE | L | Annual | Allowances Purchased NOX | MTons | 0 | 0 | 0 | 0 | 0 | 0 | 0
IL Fac. Spec. - NOX Rate Summer v3.1, Unit 525 and retrofits | 322 | 1797 | Rate Constraint in lbs/MMBtu | FALSE | L | Annual | Allowances Sold NOX | MTons | 0 | 0 | 0 | 0 | 0 | 0 | 0
IL Fac. Spec. - NOX Rate Summer v3.1, Unit 525 and retrofits | 322 | 1797 | Rate Constraint in lbs/MMBtu | FALSE | L | Annual | Allowances Banked | MTons | 0 | 0 | 0 | 0 | 0 | 0 | 0
IL Fac. Spec. - NOX Rate Summer v3.1, Unit 525 and retrofits | 322 | 1797 | Rate Constraint in lbs/MMBtu | FALSE | L | Annual | Allowances Withdrawn (1:1) | MTons | 0 | 0 | 0 | 0 | 0 | 0 | 0
IL Fac. Spec. - NOX Rate Summer v3.1, Unit 525 and retrofits | 322 | 1797 | Rate Constraint in lbs/MMBtu | FALSE | L | Annual | Allowances Withdrawn (n:1) | MTons | 0 | 0 | 0 | 0 | 0 | 0 | 0
IL Fac. Spec. - NOX Rate Summer v3.1, Unit 525 and retrofits | 322 | 1797 | Rate Constraint in lbs/MMBtu | FALSE | L | Annual | Net Emissions Allowance Position | MTons | 0 | 0 | 0.00074405 | 0.00074405 | 0.00074405 | 0 | 0
IL Fac. Spec. - NOX Rate Summer v3.1, Unit 525 and retrofits | 322 | 1797 | Rate Constraint in lbs/MMBtu | FALSE | L | Annual | Fuel Consumed | TBtu | 0 | 0 | 0.018647 | 0.018647 | 0.018647 | 0 | 0
IL Fac. Spec. - NOX Rate Summer v3.1, Unit 525 and retrofits | 322 | 1797 | Rate Constraint in lbs/MMBtu | FALSE | L | Annual | Rate | lb/MMBtu | 0 | 0 | 0.079802 | 0.079802 | 0.079802 | 0 | 0
IL Fac. Spec. - NOX Rate Summer v3.1, Unit 525 and retrofits | 322 | 1797 | Rate Constraint in lbs/MMBtu | FALSE | L | Annual | Generation | TWh | 0 | 0 | 0.0014575 | 0.0014575 | 0.0014575 | 0 | 0
IL Fac. Spec. - NOX Rate Summer v3.1, Unit 525 and retrofits | 322 | 1797 | Rate Constraint in lbs/MMBtu | FALSE | L | Annual | Qualifying Generation | TWh | 0 | 0 | 0.0014575 | 0.0014575 | 0.0014575 | 0 | 0
IL Fac. Spec. - NOX Rate Summer v3.1, Unit 525 and retrofits | 322 | 1797 | Rate Constraint in lbs/MMBtu | FALSE | L | Annual | Rate | lb/MWh | 0 | 0 | 0.51049 | 0.51049 | 0.51049 | 0 | 0
IL Fac. Spec. - NOX Rate Summer v3.1, Unit 525 and retrofits | 322 | 1797 | Rate Constraint in lbs/MMBtu | FALSE | L | Annual | Constraint Shadow Price | US$/Ton | 0 | 0 | 0 | 0 | 0 | 0 | 0
IL Fac. Spec. - NOX Rate Summer v3.1, Unit 526 and retrofits | 323 | 1797 | Rate Constraint in lbs/MMBtu | FALSE | L | Annual | Seasons Included | Seasons | Summer | Summer | Summer | Summer | Summer | Summer | Summer
IL Fac. Spec. - NOX Rate Summer v3.1, Unit 526 and retrofits | 323 | 1797 | Rate Constraint in lbs/MMBtu | FALSE | L | Annual | Standard | lb/MMBtu | 0.25 | 0.25 | 0.25 | 0.25 | 0.25 | 0.25 | 0.25
IL Fac. Spec. - NOX Rate Summer v3.1, Unit 526 and retrofits | 323 | 1797 | Rate Constraint in lbs/MMBtu | FALSE | L | Annual | Emissions at Affected Plants NOX | MTons | 0.0030228 | 0.0030228 | 0.0030228 | 0.0030228 | 0.0030228 | 0.0030228 | 0.0030228
IL Fac. Spec. - NOX Rate Summer v3.1, Unit 526 and retrofits | 323 | 1797 | Rate Constraint in lbs/MMBtu | FALSE | L | Annual | Allowances Purchased NOX | MTons | 0 | 0 | 0 | 0 | 0 | 0 | 0
IL Fac. Spec. - NOX Rate Summer v3.1, Unit 526 and retrofits | 323 | 1797 | Rate Constraint in lbs/MMBtu | FALSE | L | Annual | Allowances Sold NOX | MTons | 0 | 0 | 0 | 0 | 0 | 0 | 0
IL Fac. Spec. - NOX Rate Summer v3.1, Unit 526 and retrofits | 323 | 1797 | Rate Constraint in lbs/MMBtu | FALSE | L | Annual | Allowances Banked | MTons | 0 | 0 | 0 | 0 | 0 | 0 | 0
IL Fac. Spec. - NOX Rate Summer v3.1, Unit 526 and retrofits | 323 | 1797 | Rate Constraint in lbs/MMBtu | FALSE | L | Annual | Allowances Withdrawn (1:1) | MTons | 0 | 0 | 0 | 0 | 0 | 0 | 0
IL Fac. Spec. - NOX Rate Summer v3.1, Unit 526 and retrofits | 323 | 1797 | Rate Constraint in lbs/MMBtu | FALSE | L | Annual | Allowances Withdrawn (n:1) | MTons | 0 | 0 | 0 | 0 | 0 | 0 | 0
IL Fac. Spec. - NOX Rate Summer v3.1, Unit 526 and retrofits | 323 | 1797 | Rate Constraint in lbs/MMBtu | FALSE | L | Annual | Net Emissions Allowance Position | MTons | 0.0030228 | 0.0030228 | 0.0030228 | 0.0030228 | 0.0030228 | 0.0030228 | 0.0030228
IL Fac. Spec. - NOX Rate Summer v3.1, Unit 526 and retrofits | 323 | 1797 | Rate Constraint in lbs/MMBtu | FALSE | L | Annual | Fuel Consumed | TBtu | 0.07961 | 0.07961 | 0.07961 | 0.07961 | 0.07961 | 0.07961 | 0.07961
IL Fac. Spec. - NOX Rate Summer v3.1, Unit 526 and retrofits | 323 | 1797 | Rate Constraint in lbs/MMBtu | FALSE | L | Annual | Rate | lb/MMBtu | 0.07594 | 0.07594 | 0.07594 | 0.07594 | 0.07594 | 0.07594 | 0.07594
IL Fac. Spec. - NOX Rate Summer v3.1, Unit 526 and retrofits | 323 | 1797 | Rate Constraint in lbs/MMBtu | FALSE | L | Annual | Generation | TWh | 0.007409 | 0.007409 | 0.007409 | 0.007409 | 0.007409 | 0.007409 | 0.007409
IL Fac. Spec. - NOX Rate Summer v3.1, Unit 526 and retrofits | 323 | 1797 | Rate Constraint in lbs/MMBtu | FALSE | L | Annual | Qualifying Generation | TWh | 0.007409 | 0.007409 | 0.007409 | 0.007409 | 0.007409 | 0.007409 | 0.007409
IL Fac. Spec. - NOX Rate Summer v3.1, Unit 526 and retrofits | 323 | 1797 | Rate Constraint in lbs/MMBtu | FALSE | L | Annual | Rate | lb/MWh | 0.40799 | 0.40799 | 0.40799 | 0.40799 | 0.40799 | 0.40799 | 0.40799
IL Fac. Spec. - NOX Rate Summer v3.1, Unit 526 and retrofits | 323 | 1797 | Rate Constraint in lbs/MMBtu | FALSE | L | Annual | Constraint Shadow Price | US$/Ton | 0 | 0 | 0 | 0 | 0 | 0 | 0
IL Fac. Spec. - NOX Rate Summer v3.1, Unit 527 and retrofits | 324 | 1797 | Rate Constraint in lbs/MMBtu | FALSE | L | Annual | Seasons Included | Seasons | Summer | Summer | Summer | Summer | Summer | Summer | Summer
IL Fac. Spec. - NOX Rate Summer v3.1, Unit 527 and retrofits | 324 | 1797 | Rate Constraint in lbs/MMBtu | FALSE | L | Annual | Standard | lb/MMBtu | 0.25 | 0.25 | 0.25 | 0.25 | 0.25 | 0.25 | 0.25
IL Fac. Spec. - NOX Rate Summer v3.1, Unit 527 and retrofits | 324 | 1797 | Rate Constraint in lbs/MMBtu | FALSE | L | Annual | Emissions at Affected Plants NOX | MTons | 0.0032172 | 0.0032172 | 0.0032172 | 0.0032172 | 0.0032172 | 0.0032172 | 0.0032172
IL Fac. Spec. - NOX Rate Summer v3.1, Unit 527 and retrofits | 324 | 1797 | Rate Constraint in lbs/MMBtu | FALSE | L | Annual | Allowances Purchased NOX | MTons | 0 | 0 | 0 | 0 | 0 | 0 | 0
IL Fac. Spec. - NOX Rate Summer v3.1, Unit 527 and retrofits | 324 | 1797 | Rate Constraint in lbs/MMBtu | FALSE | L | Annual | Allowances Sold NOX | MTons | 0 | 0 | 0 | 0 | 0 | 0 | 0
IL Fac. Spec. - NOX Rate Summer v3.1, Unit 527 and retrofits | 324 | 1797 | Rate Constraint in lbs/MMBtu | FALSE | L | Annual | Allowances Banked | MTons | 0 | 0 | 0 | 0 | 0 | 0 | 0
IL Fac. Spec. - NOX Rate Summer v3.1, Unit 527 and retrofits | 324 | 1797 | Rate Constraint in lbs/MMBtu | FALSE | L | Annual | Allowances Withdrawn (1:1) | MTons | 0 | 0 | 0 | 0 | 0 | 0 | 0
IL Fac. Spec. - NOX Rate Summer v3.1, Unit 527 and retrofits | 324 | 1797 | Rate Constraint in lbs/MMBtu | FALSE | L | Annual | Allowances Withdrawn (n:1) | MTons | 0 | 0 | 0 | 0 | 0 | 0 | 0
IL Fac. Spec. - NOX Rate Summer v3.1, Unit 527 and retrofits | 324 | 1797 | Rate Constraint in lbs/MMBtu | FALSE | L | Annual | Net Emissions Allowance Position | MTons | 0.0032172 | 0.0032172 | 0.0032172 | 0.0032172 | 0.0032172 | 0.0032172 | 0.0032172
IL Fac. Spec. - NOX Rate Summer v3.1, Unit 527 and retrofits | 324 | 1797 | Rate Constraint in lbs/MMBtu | FALSE | L | Annual | Fuel Consumed | TBtu | 0.07961 | 0.07961 | 0.07961 | 0.07961 | 0.07961 | 0.07961 | 0.07961
IL Fac. Spec. - NOX Rate Summer v3.1, Unit 527 and retrofits | 324 | 1797 | Rate Constraint in lbs/MMBtu | FALSE | L | Annual | Rate | lb/MMBtu | 0.080824 | 0.080824 | 0.080824 | 0.080824 | 0.080824 | 0.080824 | 0.080824
IL Fac. Spec. - NOX Rate Summer v3.1, Unit 527 and retrofits | 324 | 1797 | Rate Constraint in lbs/MMBtu | FALSE | L | Annual | Generation | TWh | 0.007409 | 0.007409 | 0.007409 | 0.007409 | 0.007409 | 0.007409 | 0.007409
IL Fac. Spec. - NOX Rate Summer v3.1, Unit 527 and retrofits | 324 | 1797 | Rate Constraint in lbs/MMBtu | FALSE | L | Annual | Qualifying Generation | TWh | 0.007409 | 0.007409 | 0.007409 | 0.007409 | 0.007409 | 0.007409 | 0.007409
IL Fac. Spec. - NOX Rate Summer v3.1, Unit 527 and retrofits | 324 | 1797 | Rate Constraint in lbs/MMBtu | FALSE | L | Annual | Rate | lb/MWh | 0.43422 | 0.43422 | 0.43422 | 0.43422 | 0.43422 | 0.43422 | 0.43422
IL Fac. Spec. - NOX Rate Summer v3.1, Unit 527 and retrofits | 324 | 1797 | Rate Constraint in lbs/MMBtu | FALSE | L | Annual | Constraint Shadow Price | US$/Ton | 0 | 0 | 0 | 0 | 0 | 0 | 0
IL Fac. Spec. - NOX Rate Summer v3.1, Unit 528 and retrofits | 325 | 1797 | Rate Constraint in lbs/MMBtu | FALSE | L | Annual | Seasons Included | Seasons | Summer | Summer | Summer | Summer | Summer | Summer | Summer
IL Fac. Spec. - NOX Rate Summer v3.1, Unit 528 and retrofits | 325 | 1797 | Rate Constraint in lbs/MMBtu | FALSE | L | Annual | Standard | lb/MMBtu | 0.25 | 0.25 | 0.25 | 0.25 | 0.25 | 0.25 | 0.25
IL Fac. Spec. - NOX Rate Summer v3.1, Unit 528 and retrofits | 325 | 1797 | Rate Constraint in lbs/MMBtu | FALSE | L | Annual | Emissions at Affected Plants NOX | MTons | 0.00323 | 0.00323 | 0.00323 | 0.00323 | 0.00323 | 0.00323 | 0.00323
IL Fac. Spec. - NOX Rate Summer v3.1, Unit 528 and retrofits | 325 | 1797 | Rate Constraint in lbs/MMBtu | FALSE | L | Annual | Allowances Purchased NOX | MTons | 0 | 0 | 0 | 0 | 0 | 0 | 0
IL Fac. Spec. - NOX Rate Summer v3.1, Unit 528 and retrofits | 325 | 1797 | Rate Constraint in lbs/MMBtu | FALSE | L | Annual | Allowances Sold NOX | MTons | 0 | 0 | 0 | 0 | 0 | 0 | 0
IL Fac. Spec. - NOX Rate Summer v3.1, Unit 528 and retrofits | 325 | 1797 | Rate Constraint in lbs/MMBtu | FALSE | L | Annual | Allowances Banked | MTons | 0 | 0 | 0 | 0 | 0 | 0 | 0
IL Fac. Spec. - NOX Rate Summer v3.1, Unit 528 and retrofits | 325 | 1797 | Rate Constraint in lbs/MMBtu | FALSE | L | Annual | Allowances Withdrawn (1:1) | MTons | 0 | 0 | 0 | 0 | 0 | 0 | 0
IL Fac. Spec. - NOX Rate Summer v3.1, Unit 528 and retrofits | 325 | 1797 | Rate Constraint in lbs/MMBtu | FALSE | L | Annual | Allowances Withdrawn (n:1) | MTons | 0 | 0 | 0 | 0 | 0 | 0 | 0
IL Fac. Spec. - NOX Rate Summer v3.1, Unit 528 and retrofits | 325 | 1797 | Rate Constraint in lbs/MMBtu | FALSE | L | Annual | Net Emissions Allowance Position | MTons | 0.00323 | 0.00323 | 0.00323 | 0.00323 | 0.00323 | 0.00323 | 0.00323
IL Fac. Spec. - NOX Rate Summer v3.1, Unit 528 and retrofits | 325 | 1797 | Rate Constraint in lbs/MMBtu | FALSE | L | Annual | Fuel Consumed | TBtu | 0.07961 | 0.07961 | 0.07961 | 0.07961 | 0.07961 | 0.07961 | 0.07961
IL Fac. Spec. - NOX Rate Summer v3.1, Unit 528 and retrofits | 325 | 1797 | Rate Constraint in lbs/MMBtu | FALSE | L | Annual | Rate | lb/MMBtu | 0.081147 | 0.081147 | 0.081147 | 0.081147 | 0.081147 | 0.081147 | 0.081147
IL Fac. Spec. - NOX Rate Summer v3.1, Unit 528 and retrofits | 325 | 1797 | Rate Constraint in lbs/MMBtu | FALSE | L | Annual | Generation | TWh | 0.007409 | 0.007409 | 0.007409 | 0.007409 | 0.007409 | 0.007409 | 0.007409
IL Fac. Spec. - NOX Rate Summer v3.1, Unit 528 and retrofits | 325 | 1797 | Rate Constraint in lbs/MMBtu | FALSE | L | Annual | Qualifying Generation | TWh | 0.007409 | 0.007409 | 0.007409 | 0.007409 | 0.007409 | 0.007409 | 0.007409
IL Fac. Spec. - NOX Rate Summer v3.1, Unit 528 and retrofits | 325 | 1797 | Rate Constraint in lbs/MMBtu | FALSE | L | Annual | Rate | lb/MWh | 0.43596 | 0.43596 | 0.43596 | 0.43596 | 0.43596 | 0.43596 | 0.43596
IL Fac. Spec. - NOX Rate Summer v3.1, Unit 528 and retrofits | 325 | 1797 | Rate Constraint in lbs/MMBtu | FALSE | L | Annual | Constraint Shadow Price | US$/Ton | 0 | 0 | 0 | 0 | 0 | 0 | 0
IL Fac. Spec. - NOX Rate Summer v3.1, Unit 529 and retrofits | 326 | 1797 | Rate Constraint in lbs/MMBtu | FALSE | L | Annual | Seasons Included | Seasons | Summer | Summer | Summer | Summer | Summer | Summer | Summer
IL Fac. Spec. - NOX Rate Summer v3.1, Unit 529 and retrofits | 326 | 1797 | Rate Constraint in lbs/MMBtu | FALSE | L | Annual | Standard | lb/MMBtu | 0.25 | 0.25 | 0.25 | 0.25 | 0.25 | 0.25 | 0.25
IL Fac. Spec. - NOX Rate Summer v3.1, Unit 529 and retrofits | 326 | 1797 | Rate Constraint in lbs/MMBtu | FALSE | L | Annual | Emissions at Affected Plants NOX | MTons | 0.0032403 | 0.0032403 | 0.0032403 | 0.0032403 | 0.0032403 | 0.0032403 | 0.0032403
IL Fac. Spec. - NOX Rate Summer v3.1, Unit 529 and retrofits | 326 | 1797 | Rate Constraint in lbs/MMBtu | FALSE | L | Annual | Allowances Purchased NOX | MTons | 0 | 0 | 0 | 0 | 0 | 0 | 0
IL Fac. Spec. - NOX Rate Summer v3.1, Unit 529 and retrofits | 326 | 1797 | Rate Constraint in lbs/MMBtu | FALSE | L | Annual | Allowances Sold NOX | MTons | 0 | 0 | 0 | 0 | 0 | 0 | 0
IL Fac. Spec. - NOX Rate Summer v3.1, Unit 529 and retrofits | 326 | 1797 | Rate Constraint in lbs/MMBtu | FALSE | L | Annual | Allowances Banked | MTons | 0 | 0 | 0 | 0 | 0 | 0 | 0
IL Fac. Spec. - NOX Rate Summer v3.1, Unit 529 and retrofits | 326 | 1797 | Rate Constraint in lbs/MMBtu | FALSE | L | Annual | Allowances Withdrawn (1:1) | MTons | 0 | 0 | 0 | 0 | 0 | 0 | 0
IL Fac. Spec. - NOX Rate Summer v3.1, Unit 529 and retrofits | 326 | 1797 | Rate Constraint in lbs/MMBtu | FALSE | L | Annual | Allowances Withdrawn (n:1) | MTons | 0 | 0 | 0 | 0 | 0 | 0 | 0
IL Fac. Spec. - NOX Rate Summer v3.1, Unit 529 and retrofits | 326 | 1797 | Rate Constraint in lbs/MMBtu | FALSE | L | Annual | Net Emissions Allowance Position | MTons | 0.0032403 | 0.0032403 | 0.0032403 | 0.0032403 | 0.0032403 | 0.0032403 | 0.0032403
IL Fac. Spec. - NOX Rate Summer v3.1, Unit 529 and retrofits | 326 | 1797 | Rate Constraint in lbs/MMBtu | FALSE | L | Annual | Fuel Consumed | TBtu | 0.07961 | 0.07961 | 0.07961 | 0.07961 | 0.07961 | 0.07961 | 0.07961
IL Fac. Spec. - NOX Rate Summer v3.1, Unit 529 and retrofits | 326 | 1797 | Rate Constraint in lbs/MMBtu | FALSE | L | Annual | Rate | lb/MMBtu | 0.081404 | 0.081404 | 0.081404 | 0.081404 | 0.081404 | 0.081404 | 0.081404
IL Fac. Spec. - NOX Rate Summer v3.1, Unit 529 and retrofits | 326 | 1797 | Rate Constraint in lbs/MMBtu | FALSE | L | Annual | Generation | TWh | 0.007409 | 0.007409 | 0.007409 | 0.007409 | 0.007409 | 0.007409 | 0.007409
IL Fac. Spec. - NOX Rate Summer v3.1, Unit 529 and retrofits | 326 | 1797 | Rate Constraint in lbs/MMBtu | FALSE | L | Annual | Qualifying Generation | TWh | 0.007409 | 0.007409 | 0.007409 | 0.007409 | 0.007409 | 0.007409 | 0.007409
IL Fac. Spec. - NOX Rate Summer v3.1, Unit 529 and retrofits | 326 | 1797 | Rate Constraint in lbs/MMBtu | FALSE | L | Annual | Rate | lb/MWh | 0.43734 | 0.43734 | 0.43734 | 0.43734 | 0.43734 | 0.43734 | 0.43734
IL Fac. Spec. - NOX Rate Summer v3.1, Unit 529 and retrofits | 326 | 1797 | Rate Constraint in lbs/MMBtu | FALSE | L | Annual | Constraint Shadow Price | US$/Ton | 0 | 0 | 0 | 0 | 0 | 0 | 0
IL Fac. Spec. - NOX Rate Summer v3.1, Unit 533 and retrofits | 327 | 1797 | Rate Constraint in lbs/MMBtu | FALSE | L | Annual | Seasons Included | Seasons | Summer | Summer | Summer | Summer | Summer | Summer | Summer
IL Fac. Spec. - NOX Rate Summer v3.1, Unit 533 and retrofits | 327 | 1797 | Rate Constraint in lbs/MMBtu | FALSE | L | Annual | Standard | lb/MMBtu | 0.25 | 0.25 | 0.25 | 0.25 | 0.25 | 0.25 | 0.25
IL Fac. Spec. - NOX Rate Summer v3.1, Unit 533 and retrofits | 327 | 1797 | Rate Constraint in lbs/MMBtu | FALSE | L | Annual | Emissions at Affected Plants NOX | MTons | 0 | 0 | 0.0011768 | 0.0011768 | 0.0011768 | 0 | 0
IL Fac. Spec. - NOX Rate Summer v3.1, Unit 533 and retrofits | 327 | 1797 | Rate Constraint in lbs/MMBtu | FALSE | L | Annual | Allowances Purchased NOX | MTons | 0 | 0 | 0 | 0 | 0 | 0 | 0
IL Fac. Spec. - NOX Rate Summer v3.1, Unit 533 and retrofits | 327 | 1797 | Rate Constraint in lbs/MMBtu | FALSE | L | Annual | Allowances Sold NOX | MTons | 0 | 0 | 0 | 0 | 0 | 0 | 0
IL Fac. Spec. - NOX Rate Summer v3.1, Unit 533 and retrofits | 327 | 1797 | Rate Constraint in lbs/MMBtu | FALSE | L | Annual | Allowances Banked | MTons | 0 | 0 | 0 | 0 | 0 | 0 | 0
IL Fac. Spec. - NOX Rate Summer v3.1, Unit 533 and retrofits | 327 | 1797 | Rate Constraint in lbs/MMBtu | FALSE | L | Annual | Allowances Withdrawn (1:1) | MTons | 0 | 0 | 0 | 0 | 0 | 0 | 0
IL Fac. Spec. - NOX Rate Summer v3.1, Unit 533 and retrofits | 327 | 1797 | Rate Constraint in lbs/MMBtu | FALSE | L | Annual | Allowances Withdrawn (n:1) | MTons | 0 | 0 | 0 | 0 | 0 | 0 | 0
IL Fac. Spec. - NOX Rate Summer v3.1, Unit 533 and retrofits | 327 | 1797 | Rate Constraint in lbs/MMBtu | FALSE | L | Annual | Net Emissions Allowance Position | MTons | 0 | 0 | 0.0011768 | 0.0011768 | 0.0011768 | 0 | 0
IL Fac. Spec. - NOX Rate Summer v3.1, Unit 533 and retrofits | 327 | 1797 | Rate Constraint in lbs/MMBtu | FALSE | L | Annual | Fuel Consumed | TBtu | 0 | 0 | 0.043992 | 0.043992 | 0.043992 | 0 | 0
IL Fac. Spec. - NOX Rate Summer v3.1, Unit 533 and retrofits | 327 | 1797 | Rate Constraint in lbs/MMBtu | FALSE | L | Annual | Rate | lb/MMBtu | 0 | 0 | 0.053503 | 0.053503 | 0.053503 | 0 | 0
IL Fac. Spec. - NOX Rate Summer v3.1, Unit 533 and retrofits | 327 | 1797 | Rate Constraint in lbs/MMBtu | FALSE | L | Annual | Generation | TWh | 0 | 0 | 0.0035003 | 0.0035003 | 0.0035003 | 0 | 0
IL Fac. Spec. - NOX Rate Summer v3.1, Unit 533 and retrofits | 327 | 1797 | Rate Constraint in lbs/MMBtu | FALSE | L | Annual | Qualifying Generation | TWh | 0 | 0 | 0.0035003 | 0.0035003 | 0.0035003 | 0 | 0
IL Fac. Spec. - NOX Rate Summer v3.1, Unit 533 and retrofits | 327 | 1797 | Rate Constraint in lbs/MMBtu | FALSE | L | Annual | Rate | lb/MWh | 0 | 0 | 0.33621 | 0.33621 | 0.33621 | 0 | 0
IL Fac. Spec. - NOX Rate Summer v3.1, Unit 533 and retrofits | 327 | 1797 | Rate Constraint in lbs/MMBtu | FALSE | L | Annual | Constraint Shadow Price | US$/Ton | 0 | 0 | 0 | 0 | 0 | 0 | 0
IL Fac. Spec. - NOX Rate Summer v3.1, Unit 534 and retrofits | 328 | 1797 | Rate Constraint in lbs/MMBtu | FALSE | L | Annual | Seasons Included | Seasons | Summer | Summer | Summer | Summer | Summer | Summer | Summer
IL Fac. Spec. - NOX Rate Summer v3.1, Unit 534 and retrofits | 328 | 1797 | Rate Constraint in lbs/MMBtu | FALSE | L | Annual | Standard | lb/MMBtu | 0.25 | 0.25 | 0.25 | 0.25 | 0.25 | 0.25 | 0.25
IL Fac. Spec. - NOX Rate Summer v3.1, Unit 534 and retrofits | 328 | 1797 | Rate Constraint in lbs/MMBtu | FALSE | L | Annual | Emissions at Affected Plants NOX | MTons | 0 | 0 | 0.0023017 | 0.0023017 | 0.0023017 | 0 | 0
IL Fac. Spec. - NOX Rate Summer v3.1, Unit 534 and retrofits | 328 | 1797 | Rate Constraint in lbs/MMBtu | FALSE | L | Annual | Allowances Purchased NOX | MTons | 0 | 0 | 0 | 0 | 0 | 0 | 0
IL Fac. Spec. - NOX Rate Summer v3.1, Unit 534 and retrofits | 328 | 1797 | Rate Constraint in lbs/MMBtu | FALSE | L | Annual | Allowances Sold NOX | MTons | 0 | 0 | 0 | 0 | 0 | 0 | 0
IL Fac. Spec. - NOX Rate Summer v3.1, Unit 534 and retrofits | 328 | 1797 | Rate Constraint in lbs/MMBtu | FALSE | L | Annual | Allowances Banked | MTons | 0 | 0 | 0 | 0 | 0 | 0 | 0
IL Fac. Spec. - NOX Rate Summer v3.1, Unit 534 and retrofits | 328 | 1797 | Rate Constraint in lbs/MMBtu | FALSE | L | Annual | Allowances Withdrawn (1:1) | MTons | 0 | 0 | 0 | 0 | 0 | 0 | 0
IL Fac. Spec. - NOX Rate Summer v3.1, Unit 534 and retrofits | 328 | 1797 | Rate Constraint in lbs/MMBtu | FALSE | L | Annual | Allowances Withdrawn (n:1) | MTons | 0 | 0 | 0 | 0 | 0 | 0 | 0
IL Fac. Spec. - NOX Rate Summer v3.1, Unit 534 and retrofits | 328 | 1797 | Rate Constraint in lbs/MMBtu | FALSE | L | Annual | Net Emissions Allowance Position | MTons | 0 | 0 | 0.0023017 | 0.0023017 | 0.0023017 | 0 | 0
IL Fac. Spec. - NOX Rate Summer v3.1, Unit 534 and retrofits | 328 | 1797 | Rate Constraint in lbs/MMBtu | FALSE | L | Annual | Fuel Consumed | TBtu | 0 | 0 | 0.043992 | 0.043992 | 0.043992 | 0 | 0
IL Fac. Spec. - NOX Rate Summer v3.1, Unit 534 and retrofits | 328 | 1797 | Rate Constraint in lbs/MMBtu | FALSE | L | Annual | Rate | lb/MMBtu | 0 | 0 | 0.10464 | 0.10464 | 0.10464 | 0 | 0
IL Fac. Spec. - NOX Rate Summer v3.1, Unit 534 and retrofits | 328 | 1797 | Rate Constraint in lbs/MMBtu | FALSE | L | Annual | Generation | TWh | 0 | 0 | 0.0035003 | 0.0035003 | 0.0035003 | 0 | 0
IL Fac. Spec. - NOX Rate Summer v3.1, Unit 534 and retrofits | 328 | 1797 | Rate Constraint in lbs/MMBtu | FALSE | L | Annual | Qualifying Generation | TWh | 0 | 0 | 0.0035003 | 0.0035003 | 0.0035003 | 0 | 0
IL Fac. Spec. - NOX Rate Summer v3.1, Unit 534 and retrofits | 328 | 1797 | Rate Constraint in lbs/MMBtu | FALSE | L | Annual | Rate | lb/MWh | 0 | 0 | 0.65757 | 0.65757 | 0.65757 | 0 | 0
IL Fac. Spec. - NOX Rate Summer v3.1, Unit 534 and retrofits | 328 | 1797 | Rate Constraint in lbs/MMBtu | FALSE | L | Annual | Constraint Shadow Price | US$/Ton | 0 | 0 | 0 | 0 | 0 | 0 | 0
IL Fac. Spec. - NOX Rate Summer v3.1, Unit 535 and retrofits | 329 | 1797 | Rate Constraint in lbs/MMBtu | FALSE | L | Annual | Seasons Included | Seasons | Summer | Summer | Summer | Summer | Summer | Summer | Summer
IL Fac. Spec. - NOX Rate Summer v3.1, Unit 535 and retrofits | 329 | 1797 | Rate Constraint in lbs/MMBtu | FALSE | L | Annual | Standard | lb/MMBtu | 0.25 | 0.25 | 0.25 | 0.25 | 0.25 | 0.25 | 0.25
IL Fac. Spec. - NOX Rate Summer v3.1, Unit 535 and retrofits | 329 | 1797 | Rate Constraint in lbs/MMBtu | FALSE | L | Annual | Emissions at Affected Plants NOX | MTons | 0 | 0 | 0.0016644 | 0.0016644 | 0.0016644 | 0 | 0
IL Fac. Spec. - NOX Rate Summer v3.1, Unit 535 and retrofits | 329 | 1797 | Rate Constraint in lbs/MMBtu | FALSE | L | Annual | Allowances Purchased NOX | MTons | 0 | 0 | 0 | 0 | 0 | 0 | 0
IL Fac. Spec. - NOX Rate Summer v3.1, Unit 535 and retrofits | 329 | 1797 | Rate Constraint in lbs/MMBtu | FALSE | L | Annual | Allowances Sold NOX | MTons | 0 | 0 | 0 | 0 | 0 | 0 | 0
IL Fac. Spec. - NOX Rate Summer v3.1, Unit 535 and retrofits | 329 | 1797 | Rate Constraint in lbs/MMBtu | FALSE | L | Annual | Allowances Banked | MTons | 0 | 0 | 0 | 0 | 0 | 0 | 0
IL Fac. Spec. - NOX Rate Summer v3.1, Unit 535 and retrofits | 329 | 1797 | Rate Constraint in lbs/MMBtu | FALSE | L | Annual | Allowances Withdrawn (1:1) | MTons | 0 | 0 | 0 | 0 | 0 | 0 | 0
IL Fac. Spec. - NOX Rate Summer v3.1, Unit 535 and retrofits | 329 | 1797 | Rate Constraint in lbs/MMBtu | FALSE | L | Annual | Allowances Withdrawn (n:1) | MTons | 0 | 0 | 0 | 0 | 0 | 0 | 0
IL Fac. Spec. - NOX Rate Summer v3.1, Unit 535 and retrofits | 329 | 1797 | Rate Constraint in lbs/MMBtu | FALSE | L | Annual | Net Emissions Allowance Position | MTons | 0 | 0 | 0.0016644 | 0.0016644 | 0.0016644 | 0 | 0
IL Fac. Spec. - NOX Rate Summer v3.1, Unit 535 and retrofits | 329 | 1797 | Rate Constraint in lbs/MMBtu | FALSE | L | Annual | Fuel Consumed | TBtu | 0 | 0 | 0.043992 | 0.043992 | 0.043992 | 0 | 0
IL Fac. Spec. - NOX Rate Summer v3.1, Unit 535 and retrofits | 329 | 1797 | Rate Constraint in lbs/MMBtu | FALSE | L | Annual | Rate | lb/MMBtu | 0 | 0 | 0.075669 | 0.075669 | 0.075669 | 0 | 0
IL Fac. Spec. - NOX Rate Summer v3.1, Unit 535 and retrofits | 329 | 1797 | Rate Constraint in lbs/MMBtu | FALSE | L | Annual | Generation | TWh | 0 | 0 | 0.0035003 | 0.0035003 | 0.0035003 | 0 | 0
IL Fac. Spec. - NOX Rate Summer v3.1, Unit 535 and retrofits | 329 | 1797 | Rate Constraint in lbs/MMBtu | FALSE | L | Annual | Qualifying Generation | TWh | 0 | 0 | 0.0035003 | 0.0035003 | 0.0035003 | 0 | 0
IL Fac. Spec. - NOX Rate Summer v3.1, Unit 535 and retrofits | 329 | 1797 | Rate Constraint in lbs/MMBtu | FALSE | L | Annual | Rate | lb/MWh | 0 | 0 | 0.47551 | 0.47551 | 0.47551 | 0 | 0
IL Fac. Spec. - NOX Rate Summer v3.1, Unit 535 and retrofits | 329 | 1797 | Rate Constraint in lbs/MMBtu | FALSE | L | Annual | Constraint Shadow Price | US$/Ton | 0 | 0 | 0 | 0 | 0 | 0 | 0
IL Fac. Spec. - NOX Rate Summer v3.1, Unit 536 and retrofits | 330 | 1797 | Rate Constraint in lbs/MMBtu | FALSE | L | Annual | Seasons Included | Seasons | Summer | Summer | Summer | Summer | Summer | Summer | Summer
IL Fac. Spec. - NOX Rate Summer v3.1, Unit 536 and retrofits | 330 | 1797 | Rate Constraint in lbs/MMBtu | FALSE | L | Annual | Standard | lb/MMBtu | 0.25 | 0.25 | 0.25 | 0.25 | 0.25 | 0.25 | 0.25
IL Fac. Spec. - NOX Rate Summer v3.1, Unit 536 and retrofits | 330 | 1797 | Rate Constraint in lbs/MMBtu | FALSE | L | Annual | Emissions at Affected Plants NOX | MTons | 0 | 0 | 0.0011713 | 0.0011713 | 0.0011713 | 0 | 0
IL Fac. Spec. - NOX Rate Summer v3.1, Unit 536 and retrofits | 330 | 1797 | Rate Constraint in lbs/MMBtu | FALSE | L | Annual | Allowances Purchased NOX | MTons | 0 | 0 | 0 | 0 | 0 | 0 | 0
IL Fac. Spec. - NOX Rate Summer v3.1, Unit 536 and retrofits | 330 | 1797 | Rate Constraint in lbs/MMBtu | FALSE | L | Annual | Allowances Sold NOX | MTons | 0 | 0 | 0 | 0 | 0 | 0 | 0
IL Fac. Spec. - NOX Rate Summer v3.1, Unit 536 and retrofits | 330 | 1797 | Rate Constraint in lbs/MMBtu | FALSE | L | Annual | Allowances Banked | MTons | 0 | 0 | 0 | 0 | 0 | 0 | 0
IL Fac. Spec. - NOX Rate Summer v3.1, Unit 536 and retrofits | 330 | 1797 | Rate Constraint in lbs/MMBtu | FALSE | L | Annual | Allowances Withdrawn (1:1) | MTons | 0 | 0 | 0 | 0 | 0 | 0 | 0
IL Fac. Spec. - NOX Rate Summer v3.1, Unit 536 and retrofits | 330 | 1797 | Rate Constraint in lbs/MMBtu | FALSE | L | Annual | Allowances Withdrawn (n:1) | MTons | 0 | 0 | 0 | 0 | 0 | 0 | 0
IL Fac. Spec. - NOX Rate Summer v3.1, Unit 536 and retrofits | 330 | 1797 | Rate Constraint in lbs/MMBtu | FALSE | L | Annual | Net Emissions Allowance Position | MTons | 0 | 0 | 0.0011713 | 0.0011713 | 0.0011713 | 0 | 0
IL Fac. Spec. - NOX Rate Summer v3.1, Unit 536 and retrofits | 330 | 1797 | Rate Constraint in lbs/MMBtu | FALSE | L | Annual | Fuel Consumed | TBtu | 0 | 0 | 0.012997 | 0.012997 | 0.012997 | 0 | 0
IL Fac. Spec. - NOX Rate Summer v3.1, Unit 536 and retrofits | 330 | 1797 | Rate Constraint in lbs/MMBtu | FALSE | L | Annual | Rate | lb/MMBtu | 0 | 0 | 0.18024 | 0.18024 | 0.18024 | 0 | 0
IL Fac. Spec. - NOX Rate Summer v3.1, Unit 536 and retrofits | 330 | 1797 | Rate Constraint in lbs/MMBtu | FALSE | L | Annual | Generation | TWh | 0 | 0 | 0.0010365 | 0.0010365 | 0.0010365 | 0 | 0
IL Fac. Spec. - NOX Rate Summer v3.1, Unit 536 and retrofits | 330 | 1797 | Rate Constraint in lbs/MMBtu | FALSE | L | Annual | Qualifying Generation | TWh | 0 | 0 | 0.0010365 | 0.0010365 | 0.0010365 | 0 | 0
IL Fac. Spec. - NOX Rate Summer v3.1, Unit 536 and retrofits | 330 | 1797 | Rate Constraint in lbs/MMBtu | FALSE | L | Annual | Rate | lb/MWh | 0 | 0 | 1.1301 | 1.1301 | 1.1301 | 0 | 0
IL Fac. Spec. - NOX Rate Summer v3.1, Unit 536 and retrofits | 330 | 1797 | Rate Constraint in lbs/MMBtu | FALSE | L | Annual | Constraint Shadow Price | US$/Ton | 0 | 0 | 0 | 0 | 0 | 0 | 0
IL Fac. Spec. - NOX Rate Summer v3.1, Unit 537 and retrofits | 331 | 1797 | Rate Constraint in lbs/MMBtu | FALSE | L | Annual | Seasons Included | Seasons | Summer | Summer | Summer | Summer | Summer | Summer | Summer
IL Fac. Spec. - NOX Rate Summer v3.1, Unit 537 and retrofits | 331 | 1797 | Rate Constraint in lbs/MMBtu | FALSE | L | Annual | Standard | lb/MMBtu | 0.25 | 0.25 | 0.25 | 0.25 | 0.25 | 0.25 | 0.25
IL Fac. Spec. - NOX Rate Summer v3.1, Unit 537 and retrofits | 331 | 1797 | Rate Constraint in lbs/MMBtu | FALSE | L | Annual | Emissions at Affected Plants NOX | MTons | 0.0054901 | 0.0054901 | 0.0054901 | 0.0054901 | 0.0054901 | 0.0054901 | 0.0054901
IL Fac. Spec. - NOX Rate Summer v3.1, Unit 537 and retrofits | 331 | 1797 | Rate Constraint in lbs/MMBtu | FALSE | L | Annual | Allowances Purchased NOX | MTons | 0 | 0 | 0 | 0 | 0 | 0 | 0
IL Fac. Spec. - NOX Rate Summer v3.1, Unit 537 and retrofits | 331 | 1797 | Rate Constraint in lbs/MMBtu | FALSE | L | Annual | Allowances Sold NOX | MTons | 0 | 0 | 0 | 0 | 0 | 0 | 0
IL Fac. Spec. - NOX Rate Summer v3.1, Unit 537 and retrofits | 331 | 1797 | Rate Constraint in lbs/MMBtu | FALSE | L | Annual | Allowances Banked | MTons | 0 | 0 | 0 | 0 | 0 | 0 | 0
IL Fac. Spec. - NOX Rate Summer v3.1, Unit 537 and retrofits | 331 | 1797 | Rate Constraint in lbs/MMBtu | FALSE | L | Annual | Allowances Withdrawn (1:1) | MTons | 0 | 0 | 0 | 0 | 0 | 0 | 0
IL Fac. Spec. - NOX Rate Summer v3.1, Unit 537 and retrofits | 331 | 1797 | Rate Constraint in lbs/MMBtu | FALSE | L | Annual | Allowances Withdrawn (n:1) | MTons | 0 | 0 | 0 | 0 | 0 | 0 | 0
IL Fac. Spec. - NOX Rate Summer v3.1, Unit 537 and retrofits | 331 | 1797 | Rate Constraint in lbs/MMBtu | FALSE | L | Annual | Net Emissions Allowance Position | MTons | 0.0054901 | 0.0054901 | 0.0054901 | 0.0054901 | 0.0054901 | 0.0054901 | 0.0054901
IL Fac. Spec. - NOX Rate Summer v3.1, Unit 537 and retrofits | 331 | 1797 | Rate Constraint in lbs/MMBtu | FALSE | L | Annual | Fuel Consumed | TBtu | 0.27658 | 0.27658 | 0.27658 | 0.27658 | 0.27658 | 0.27658 | 0.27658
IL Fac. Spec. - NOX Rate Summer v3.1, Unit 537 and retrofits | 331 | 1797 | Rate Constraint in lbs/MMBtu | FALSE | L | Annual | Rate | lb/MMBtu | 0.0397 | 0.0397 | 0.0397 | 0.0397 | 0.0397 | 0.0397 | 0.0397
IL Fac. Spec. - NOX Rate Summer v3.1, Unit 537 and retrofits | 331 | 1797 | Rate Constraint in lbs/MMBtu | FALSE | L | Annual | Generation | TWh | 0.025419 | 0.025419 | 0.025419 | 0.025419 | 0.025419 | 0.025419 | 0.025419
IL Fac. Spec. - NOX Rate Summer v3.1, Unit 537 and retrofits | 331 | 1797 | Rate Constraint in lbs/MMBtu | FALSE | L | Annual | Qualifying Generation | TWh | 0.025419 | 0.025419 | 0.025419 | 0.025419 | 0.025419 | 0.025419 | 0.025419
IL Fac. Spec. - NOX Rate Summer v3.1, Unit 537 and retrofits | 331 | 1797 | Rate Constraint in lbs/MMBtu | FALSE | L | Annual | Rate | lb/MWh | 0.21599 | 0.21599 | 0.21599 | 0.21599 | 0.21599 | 0.21599 | 0.21599
IL Fac. Spec. - NOX Rate Summer v3.1, Unit 537 and retrofits | 331 | 1797 | Rate Constraint in lbs/MMBtu | FALSE | L | Annual | Constraint Shadow Price | US$/Ton | 0 | 0 | 0 | 0 | 0 | 0 | 0
IL Fac. Spec. - NOX Rate Summer v3.1, Unit 538 and retrofits | 332 | 1797 | Rate Constraint in lbs/MMBtu | FALSE | L | Annual | Seasons Included | Seasons | Summer | Summer | Summer | Summer | Summer | Summer | Summer
IL Fac. Spec. - NOX Rate Summer v3.1, Unit 538 and retrofits | 332 | 1797 | Rate Constraint in lbs/MMBtu | FALSE | L | Annual | Standard | lb/MMBtu | 0.25 | 0.25 | 0.25 | 0.25 | 0.25 | 0.25 | 0.25
IL Fac. Spec. - NOX Rate Summer v3.1, Unit 538 and retrofits | 332 | 1797 | Rate Constraint in lbs/MMBtu | FALSE | L | Annual | Emissions at Affected Plants NOX | MTons | 0.0045707 | 0.0045707 | 0.0045707 | 0.0045707 | 0.0045707 | 0.0045707 | 0.0045707
IL Fac. Spec. - NOX Rate Summer v3.1, Unit 538 and retrofits | 332 | 1797 | Rate Constraint in lbs/MMBtu | FALSE | L | Annual | Allowances Purchased NOX | MTons | 0 | 0 | 0 | 0 | 0 | 0 | 0
IL Fac. Spec. - NOX Rate Summer v3.1, Unit 538 and retrofits | 332 | 1797 | Rate Constraint in lbs/MMBtu | FALSE | L | Annual | Allowances Sold NOX | MTons | 0 | 0 | 0 | 0 | 0 | 0 | 0
IL Fac. Spec. - NOX Rate Summer v3.1, Unit 538 and retrofits | 332 | 1797 | Rate Constraint in lbs/MMBtu | FALSE | L | Annual | Allowances Banked | MTons | 0 | 0 | 0 | 0 | 0 | 0 | 0
IL Fac. Spec. - NOX Rate Summer v3.1, Unit 538 and retrofits | 332 | 1797 | Rate Constraint in lbs/MMBtu | FALSE | L | Annual | Allowances Withdrawn (1:1) | MTons | 0 | 0 | 0 | 0 | 0 | 0 | 0
IL Fac. Spec. - NOX Rate Summer v3.1, Unit 538 and retrofits | 332 | 1797 | Rate Constraint in lbs/MMBtu | FALSE | L | Annual | Allowances Withdrawn (n:1) | MTons | 0 | 0 | 0 | 0 | 0 | 0 | 0
IL Fac. Spec. - NOX Rate Summer v3.1, Unit 538 and retrofits | 332 | 1797 | Rate Constraint in lbs/MMBtu | FALSE | L | Annual | Net Emissions Allowance Position | MTons | 0.0045707 | 0.0045707 | 0.0045707 | 0.0045707 | 0.0045707 | 0.0045707 | 0.0045707
IL Fac. Spec. - NOX Rate Summer v3.1, Unit 538 and retrofits | 332 | 1797 | Rate Constraint in lbs/MMBtu | FALSE | L | Annual | Fuel Consumed | TBtu | 0.27658 | 0.27658 | 0.27658 | 0.27658 | 0.27658 | 0.27658 | 0.27658
IL Fac. Spec. - NOX Rate Summer v3.1, Unit 538 and retrofits | 332 | 1797 | Rate Constraint in lbs/MMBtu | FALSE | L | Annual | Rate | lb/MMBtu | 0.033051 | 0.033051 | 0.033051 | 0.033051 | 0.033051 | 0.033051 | 0.033051
IL Fac. Spec. - NOX Rate Summer v3.1, Unit 538 and retrofits | 332 | 1797 | Rate Constraint in lbs/MMBtu | FALSE | L | Annual | Generation | TWh | 0.025419 | 0.025419 | 0.025419 | 0.025419 | 0.025419 | 0.025419 | 0.025419
IL Fac. Spec. - NOX Rate Summer v3.1, Unit 538 and retrofits | 332 | 1797 | Rate Constraint in lbs/MMBtu | FALSE | L | Annual | Qualifying Generation | TWh | 0.025419 | 0.025419 | 0.025419 | 0.025419 | 0.025419 | 0.025419 | 0.025419
IL Fac. Spec. - NOX Rate Summer v3.1, Unit 538 and retrofits | 332 | 1797 | Rate Constraint in lbs/MMBtu | FALSE | L | Annual | Rate | lb/MWh | 0.17982 | 0.17982 | 0.17982 | 0.17982 | 0.17982 | 0.17982 | 0.17982
IL Fac. Spec. - NOX Rate Summer v3.1, Unit 538 and retrofits | 332 | 1797 | Rate Constraint in lbs/MMBtu | FALSE | L | Annual | Constraint Shadow Price | US$/Ton | 0 | 0 | 0 | 0 | 0 | 0 | 0
IL Fac. Spec. - NOX Rate Summer v3.1, Unit 539 and retrofits | 333 | 1797 | Rate Constraint in lbs/MMBtu | FALSE | L | Annual | Seasons Included | Seasons | Summer | Summer | Summer | Summer | Summer | Summer | Summer
IL Fac. Spec. - NOX Rate Summer v3.1, Unit 539 and retrofits | 333 | 1797 | Rate Constraint in lbs/MMBtu | FALSE | L | Annual | Standard | lb/MMBtu | 0.25 | 0.25 | 0.25 | 0.25 | 0.25 | 0.25 | 0.25
IL Fac. Spec. - NOX Rate Summer v3.1, Unit 539 and retrofits | 333 | 1797 | Rate Constraint in lbs/MMBtu | FALSE | L | Annual | Emissions at Affected Plants NOX | MTons | 0.0048678 | 0.0048678 | 0.0048678 | 0.0048678 | 0.0048678 | 0.0048678 | 0.0048678
IL Fac. Spec. - NOX Rate Summer v3.1, Unit 539 and retrofits | 333 | 1797 | Rate Constraint in lbs/MMBtu | FALSE | L | Annual | Allowances Purchased NOX | MTons | 0 | 0 | 0 | 0 | 0 | 0 | 0
IL Fac. Spec. - NOX Rate Summer v3.1, Unit 539 and retrofits | 333 | 1797 | Rate Constraint in lbs/MMBtu | FALSE | L | Annual | Allowances Sold NOX | MTons | 0 | 0 | 0 | 0 | 0 | 0 | 0
IL Fac. Spec. - NOX Rate Summer v3.1, Unit 539 and retrofits | 333 | 1797 | Rate Constraint in lbs/MMBtu | FALSE | L | Annual | Allowances Banked | MTons | 0 | 0 | 0 | 0 | 0 | 0 | 0
IL Fac. Spec. - NOX Rate Summer v3.1, Unit 539 and retrofits | 333 | 1797 | Rate Constraint in lbs/MMBtu | FALSE | L | Annual | Allowances Withdrawn (1:1) | MTons | 0 | 0 | 0 | 0 | 0 | 0 | 0
IL Fac. Spec. - NOX Rate Summer v3.1, Unit 539 and retrofits | 333 | 1797 | Rate Constraint in lbs/MMBtu | FALSE | L | Annual | Allowances Withdrawn (n:1) | MTons | 0 | 0 | 0 | 0 | 0 | 0 | 0
IL Fac. Spec. - NOX Rate Summer v3.1, Unit 539 and retrofits | 333 | 1797 | Rate Constraint in lbs/MMBtu | FALSE | L | Annual | Net Emissions Allowance Position | MTons | 0.0048678 | 0.0048678 | 0.0048678 | 0.0048678 | 0.0048678 | 0.0048678 | 0.0048678
IL Fac. Spec. - NOX Rate Summer v3.1, Unit 539 and retrofits | 333 | 1797 | Rate Constraint in lbs/MMBtu | FALSE | L | Annual | Fuel Consumed | TBtu | 0.27658 | 0.27658 | 0.27658 | 0.27658 | 0.27658 | 0.27658 | 0.27658
IL Fac. Spec. - NOX Rate Summer v3.1, Unit 539 and retrofits | 333 | 1797 | Rate Constraint in lbs/MMBtu | FALSE | L | Annual | Rate | lb/MMBtu | 0.0352 | 0.0352 | 0.0352 | 0.0352 | 0.0352 | 0.0352 | 0.0352
IL Fac. Spec. - NOX Rate Summer v3.1, Unit 539 and retrofits | 333 | 1797 | Rate Constraint in lbs/MMBtu | FALSE | L | Annual | Generation | TWh | 0.025419 | 0.025419 | 0.025419 | 0.025419 | 0.025419 | 0.025419 | 0.025419
IL Fac. Spec. - NOX Rate Summer v3.1, Unit 539 and retrofits | 333 | 1797 | Rate Constraint in lbs/MMBtu | FALSE | L | Annual | Qualifying Generation | TWh | 0.025419 | 0.025419 | 0.025419 | 0.025419 | 0.025419 | 0.025419 | 0.025419
IL Fac. Spec. - NOX Rate Summer v3.1, Unit 539 and retrofits | 333 | 1797 | Rate Constraint in lbs/MMBtu | FALSE | L | Annual | Rate | lb/MWh | 0.19151 | 0.19151 | 0.19151 | 0.19151 | 0.19151 | 0.19151 | 0.19151
IL Fac. Spec. - NOX Rate Summer v3.1, Unit 539 and retrofits | 333 | 1797 | Rate Constraint in lbs/MMBtu | FALSE | L | Annual | Constraint Shadow Price | US$/Ton | 0 | 0 | 0 | 0 | 0 | 0 | 0
IL Fac. Spec. - NOX Rate Summer v3.1, Unit 540 and retrofits | 334 | 1797 | Rate Constraint in lbs/MMBtu | FALSE | L | Annual | Seasons Included | Seasons | Summer | Summer | Summer | Summer | Summer | Summer | Summer
IL Fac. Spec. - NOX Rate Summer v3.1, Unit 540 and retrofits | 334 | 1797 | Rate Constraint in lbs/MMBtu | FALSE | L | Annual | Standard | lb/MMBtu | 0.25 | 0.25 | 0.25 | 0.25 | 0.25 | 0.25 | 0.25
IL Fac. Spec. - NOX Rate Summer v3.1, Unit 540 and retrofits | 334 | 1797 | Rate Constraint in lbs/MMBtu | FALSE | L | Annual | Emissions at Affected Plants NOX | MTons | 0.0051761 | 0.0051761 | 0.0051761 | 0.0051761 | 0.0051761 | 0.0051761 | 0.0051761
IL Fac. Spec. - NOX Rate Summer v3.1, Unit 540 and retrofits | 334 | 1797 | Rate Constraint in lbs/MMBtu | FALSE | L | Annual | Allowances Purchased NOX | MTons | 0 | 0 | 0 | 0 | 0 | 0 | 0
IL Fac. Spec. - NOX Rate Summer v3.1, Unit 540 and retrofits | 334 | 1797 | Rate Constraint in lbs/MMBtu | FALSE | L | Annual | Allowances Sold NOX | MTons | 0 | 0 | 0 | 0 | 0 | 0 | 0
IL Fac. Spec. - NOX Rate Summer v3.1, Unit 540 and retrofits | 334 | 1797 | Rate Constraint in lbs/MMBtu | FALSE | L | Annual | Allowances Banked | MTons | 0 | 0 | 0 | 0 | 0 | 0 | 0
IL Fac. Spec. - NOX Rate Summer v3.1, Unit 540 and retrofits | 334 | 1797 | Rate Constraint in lbs/MMBtu | FALSE | L | Annual | Allowances Withdrawn (1:1) | MTons | 0 | 0 | 0 | 0 | 0 | 0 | 0
IL Fac. Spec. - NOX Rate Summer v3.1, Unit 540 and retrofits | 334 | 1797 | Rate Constraint in lbs/MMBtu | FALSE | L | Annual | Allowances Withdrawn (n:1) | MTons | 0 | 0 | 0 | 0 | 0 | 0 | 0
IL Fac. Spec. - NOX Rate Summer v3.1, Unit 540 and retrofits | 334 | 1797 | Rate Constraint in lbs/MMBtu | FALSE | L | Annual | Net Emissions Allowance Position | MTons | 0.0051761 | 0.0051761 | 0.0051761 | 0.0051761 | 0.0051761 | 0.0051761 | 0.0051761
IL Fac. Spec. - NOX Rate Summer v3.1, Unit 540 and retrofits | 334 | 1797 | Rate Constraint in lbs/MMBtu | FALSE | L | Annual | Fuel Consumed | TBtu | 0.27658 | 0.27658 | 0.27658 | 0.27658 | 0.27658 | 0.27658 | 0.27658
IL Fac. Spec. - NOX Rate Summer v3.1, Unit 540 and retrofits | 334 | 1797 | Rate Constraint in lbs/MMBtu | FALSE | L | Annual | Rate | lb/MMBtu | 0.037429 | 0.037429 | 0.037429 | 0.037429 | 0.037429 | 0.037429 | 0.037429
IL Fac. Spec. - NOX Rate Summer v3.1, Unit 540 and retrofits | 334 | 1797 | Rate Constraint in lbs/MMBtu | FALSE | L | Annual | Generation | TWh | 0.025419 | 0.025419 | 0.025419 | 0.025419 | 0.025419 | 0.025419 | 0.025419
IL Fac. Spec. - NOX Rate Summer v3.1, Unit 540 and retrofits | 334 | 1797 | Rate Constraint in lbs/MMBtu | FALSE | L | Annual | Qualifying Generation | TWh | 0.025419 | 0.025419 | 0.025419 | 0.025419 | 0.025419 | 0.025419 | 0.025419
IL Fac. Spec. - NOX Rate Summer v3.1, Unit 540 and retrofits | 334 | 1797 | Rate Constraint in lbs/MMBtu | FALSE | L | Annual | Rate | lb/MWh | 0.20363 | 0.20363 | 0.20363 | 0.20363 | 0.20363 | 0.20363 | 0.20363
IL Fac. Spec. - NOX Rate Summer v3.1, Unit 540 and retrofits | 334 | 1797 | Rate Constraint in lbs/MMBtu | FALSE | L | Annual | Constraint Shadow Price | US$/Ton | 0 | 0 | 0 | 0 | 0 | 0 | 0
IL Fac. Spec. - NOX Rate Summer v3.1, Unit 541 and retrofits | 335 | 1797 | Rate Constraint in lbs/MMBtu | FALSE | L | Annual | Seasons Included | Seasons | Summer | Summer | Summer | Summer | Summer | Summer | Summer
IL Fac. Spec. - NOX Rate Summer v3.1, Unit 541 and retrofits | 335 | 1797 | Rate Constraint in lbs/MMBtu | FALSE | L | Annual | Standard | lb/MMBtu | 0.25 | 0.25 | 0.25 | 0.25 | 0.25 | 0.25 | 0.25
IL Fac. Spec. - NOX Rate Summer v3.1, Unit 541 and retrofits | 335 | 1797 | Rate Constraint in lbs/MMBtu | FALSE | L | Annual | Emissions at Affected Plants NOX | MTons | 0 | 0 | 0.00062403 | 0.00062403 | 0.00062403 | 0 | 0
IL Fac. Spec. - NOX Rate Summer v3.1, Unit 541 and retrofits | 335 | 1797 | Rate Constraint in lbs/MMBtu | FALSE | L | Annual | Allowances Purchased NOX | MTons | 0 | 0 | 0 | 0 | 0 | 0 | 0
IL Fac. Spec. - NOX Rate Summer v3.1, Unit 541 and retrofits | 335 | 1797 | Rate Constraint in lbs/MMBtu | FALSE | L | Annual | Allowances Sold NOX | MTons | 0 | 0 | 0 | 0 | 0 | 0 | 0
IL Fac. Spec. - NOX Rate Summer v3.1, Unit 541 and retrofits | 335 | 1797 | Rate Constraint in lbs/MMBtu | FALSE | L | Annual | Allowances Banked | MTons | 0 | 0 | 0 | 0 | 0 | 0 | 0
IL Fac. Spec. - NOX Rate Summer v3.1, Unit 541 and retrofits | 335 | 1797 | Rate Constraint in lbs/MMBtu | FALSE | L | Annual | Allowances Withdrawn (1:1) | MTons | 0 | 0 | 0 | 0 | 0 | 0 | 0
IL Fac. Spec. - NOX Rate Summer v3.1, Unit 541 and retrofits | 335 | 1797 | Rate Constraint in lbs/MMBtu | FALSE | L | Annual | Allowances Withdrawn (n:1) | MTons | 0 | 0 | 0 | 0 | 0 | 0 | 0
IL Fac. Spec. - NOX Rate Summer v3.1, Unit 541 and retrofits | 335 | 1797 | Rate Constraint in lbs/MMBtu | FALSE | L | Annual | Net Emissions Allowance Position | MTons | 0 | 0 | 0.00062403 | 0.00062403 | 0.00062403 | 0 | 0
IL Fac. Spec. - NOX Rate Summer v3.1, Unit 541 and retrofits | 335 | 1797 | Rate Constraint in lbs/MMBtu | FALSE | L | Annual | Fuel Consumed | TBtu | 0 | 0 | 0.032724 | 0.032724 | 0.032724 | 0 | 0
IL Fac. Spec. - NOX Rate Summer v3.1, Unit 541 and retrofits | 335 | 1797 | Rate Constraint in lbs/MMBtu | FALSE | L | Annual | Rate | lb/MMBtu | 0 | 0 | 0.03814 | 0.03814 | 0.03814 | 0 | 0
IL Fac. Spec. - NOX Rate Summer v3.1, Unit 541 and retrofits | 335 | 1797 | Rate Constraint in lbs/MMBtu | FALSE | L | Annual | Generation | TWh | 0 | 0 | 0.0026002 | 0.0026002 | 0.0026002 | 0 | 0
IL Fac. Spec. - NOX Rate Summer v3.1, Unit 541 and retrofits | 335 | 1797 | Rate Constraint in lbs/MMBtu | FALSE | L | Annual | Qualifying Generation | TWh | 0 | 0 | 0.0026002 | 0.0026002 | 0.0026002 | 0 | 0
IL Fac. Spec. - NOX Rate Summer v3.1, Unit 541 and retrofits | 335 | 1797 | Rate Constraint in lbs/MMBtu | FALSE | L | Annual | Rate | lb/MWh | 0 | 0 | 0.23999 | 0.23999 | 0.23999 | 0 | 0
IL Fac. Spec. - NOX Rate Summer v3.1, Unit 541 and retrofits | 335 | 1797 | Rate Constraint in lbs/MMBtu | FALSE | L | Annual | Constraint Shadow Price | US$/Ton | 0 | 0 | 0 | 0 | 0 | 0 | 0
IL Fac. Spec. - NOX Rate Summer v3.1, Unit 542 and retrofits | 336 | 1797 | Rate Constraint in lbs/MMBtu | FALSE | L | Annual | Seasons Included | Seasons | Summer | Summer | Summer | Summer | Summer | Summer | Summer
IL Fac. Spec. - NOX Rate Summer v3.1, Unit 542 and retrofits | 336 | 1797 | Rate Constraint in lbs/MMBtu | FALSE | L | Annual | Standard | lb/MMBtu | 0.25 | 0.25 | 0.25 | 0.25 | 0.25 | 0.25 | 0.25
IL Fac. Spec. - NOX Rate Summer v3.1, Unit 542 and retrofits | 336 | 1797 | Rate Constraint in lbs/MMBtu | FALSE | L | Annual | Emissions at Affected Plants NOX | MTons | 0 | 0 | 0.00068868 | 0.00068868 | 0.00068868 | 0 | 0
IL Fac. Spec. - NOX Rate Summer v3.1, Unit 542 and retrofits | 336 | 1797 | Rate Constraint in lbs/MMBtu | FALSE | L | Annual | Allowances Purchased NOX | MTons | 0 | 0 | 0 | 0 | 0 | 0 | 0
IL Fac. Spec. - NOX Rate Summer v3.1, Unit 542 and retrofits | 336 | 1797 | Rate Constraint in lbs/MMBtu | FALSE | L | Annual | Allowances Sold NOX | MTons | 0 | 0 | 0 | 0 | 0 | 0 | 0
IL Fac. Spec. - NOX Rate Summer v3.1, Unit 542 and retrofits | 336 | 1797 | Rate Constraint in lbs/MMBtu | FALSE | L | Annual | Allowances Banked | MTons | 0 | 0 | 0 | 0 | 0 | 0 | 0
IL Fac. Spec. - NOX Rate Summer v3.1, Unit 542 and retrofits | 336 | 1797 | Rate Constraint in lbs/MMBtu | FALSE | L | Annual | Allowances Withdrawn (1:1) | MTons | 0 | 0 | 0 | 0 | 0 | 0 | 0
IL Fac. Spec. - NOX Rate Summer v3.1, Unit 542 and retrofits | 336 | 1797 | Rate Constraint in lbs/MMBtu | FALSE | L | Annual | Allowances Withdrawn (n:1) | MTons | 0 | 0 | 0 | 0 | 0 | 0 | 0
IL Fac. Spec. - NOX Rate Summer v3.1, Unit 542 and retrofits | 336 | 1797 | Rate Constraint in lbs/MMBtu | FALSE | L | Annual | Net Emissions Allowance Position | MTons | 0 | 0 | 0.00068868 | 0.00068868 | 0.00068868 | 0 | 0
IL Fac. Spec. - NOX Rate Summer v3.1, Unit 542 and retrofits | 336 | 1797 | Rate Constraint in lbs/MMBtu | FALSE | L | Annual | Fuel Consumed | TBtu | 0 | 0 | 0.032724 | 0.032724 | 0.032724 | 0 | 0
IL Fac. Spec. - NOX Rate Summer v3.1, Unit 542 and retrofits | 336 | 1797 | Rate Constraint in lbs/MMBtu | FALSE | L | Annual | Rate | lb/MMBtu | 0 | 0 | 0.04209 | 0.04209 | 0.04209 | 0 | 0
IL Fac. Spec. - NOX Rate Summer v3.1, Unit 542 and retrofits | 336 | 1797 | Rate Constraint in lbs/MMBtu | FALSE | L | Annual | Generation | TWh | 0 | 0 | 0.0026002 | 0.0026002 | 0.0026002 | 0 | 0
IL Fac. Spec. - NOX Rate Summer v3.1, Unit 542 and retrofits | 336 | 1797 | Rate Constraint in lbs/MMBtu | FALSE | L | Annual | Qualifying Generation | TWh | 0 | 0 | 0.0026002 | 0.0026002 | 0.0026002 | 0 | 0
IL Fac. Spec. - NOX Rate Summer v3.1, Unit 542 and retrofits | 336 | 1797 | Rate Constraint in lbs/MMBtu | FALSE | L | Annual | Rate | lb/MWh | 0 | 0 | 0.26485 | 0.26485 | 0.26485 | 0 | 0
IL Fac. Spec. - NOX Rate Summer v3.1, Unit 542 and retrofits | 336 | 1797 | Rate Constraint in lbs/MMBtu | FALSE | L | Annual | Constraint Shadow Price | US$/Ton | 0 | 0 | 0 | 0 | 0 | 0 | 0
IL Fac. Spec. - NOX Rate Summer v3.1, Unit 543 and retrofits | 337 | 1797 | Rate Constraint in lbs/MMBtu | FALSE | L | Annual | Seasons Included | Seasons | Summer | Summer | Summer | Summer | Summer | Summer | Summer
IL Fac. Spec. - NOX Rate Summer v3.1, Unit 543 and retrofits | 337 | 1797 | Rate Constraint in lbs/MMBtu | FALSE | L | Annual | Standard | lb/MMBtu | 0.25 | 0.25 | 0.25 | 0.25 | 0.25 | 0.25 | 0.25
IL Fac. Spec. - NOX Rate Summer v3.1, Unit 543 and retrofits | 337 | 1797 | Rate Constraint in lbs/MMBtu | FALSE | L | Annual | Emissions at Affected Plants NOX | MTons | 0 | 0 | 0.00074114 | 0.00074114 | 0.00074114 | 0 | 0
IL Fac. Spec. - NOX Rate Summer v3.1, Unit 543 and retrofits | 337 | 1797 | Rate Constraint in lbs/MMBtu | FALSE | L | Annual | Allowances Purchased NOX | MTons | 0 | 0 | 0 | 0 | 0 | 0 | 0
IL Fac. Spec. - NOX Rate Summer v3.1, Unit 543 and retrofits | 337 | 1797 | Rate Constraint in lbs/MMBtu | FALSE | L | Annual | Allowances Sold NOX | MTons | 0 | 0 | 0 | 0 | 0 | 0 | 0
IL Fac. Spec. - NOX Rate Summer v3.1, Unit 543 and retrofits | 337 | 1797 | Rate Constraint in lbs/MMBtu | FALSE | L | Annual | Allowances Banked | MTons | 0 | 0 | 0 | 0 | 0 | 0 | 0
IL Fac. Spec. - NOX Rate Summer v3.1, Unit 543 and retrofits | 337 | 1797 | Rate Constraint in lbs/MMBtu | FALSE | L | Annual | Allowances Withdrawn (1:1) | MTons | 0 | 0 | 0 | 0 | 0 | 0 | 0
IL Fac. Spec. - NOX Rate Summer v3.1, Unit 543 and retrofits | 337 | 1797 | Rate Constraint in lbs/MMBtu | FALSE | L | Annual | Allowances Withdrawn (n:1) | MTons | 0 | 0 | 0 | 0 | 0 | 0 | 0
IL Fac. Spec. - NOX Rate Summer v3.1, Unit 543 and retrofits | 337 | 1797 | Rate Constraint in lbs/MMBtu | FALSE | L | Annual | Net Emissions Allowance Position | MTons | 0 | 0 | 0.00074114 | 0.00074114 | 0.00074114 | 0 | 0
IL Fac. Spec. - NOX Rate Summer v3.1, Unit 543 and retrofits | 337 | 1797 | Rate Constraint in lbs/MMBtu | FALSE | L | Annual | Fuel Consumed | TBtu | 0 | 0 | 0.033141 | 0.033141 | 0.033141 | 0 | 0
IL Fac. Spec. - NOX Rate Summer v3.1, Unit 543 and retrofits | 337 | 1797 | Rate Constraint in lbs/MMBtu | FALSE | L | Annual | Rate | lb/MMBtu | 0 | 0 | 0.044727 | 0.044727 | 0.044727 | 0 | 0
IL Fac. Spec. - NOX Rate Summer v3.1, Unit 543 and retrofits | 337 | 1797 | Rate Constraint in lbs/MMBtu | FALSE | L | Annual | Generation | TWh | 0 | 0 | 0.0026335 | 0.0026335 | 0.0026335 | 0 | 0
IL Fac. Spec. - NOX Rate Summer v3.1, Unit 543 and retrofits | 337 | 1797 | Rate Constraint in lbs/MMBtu | FALSE | L | Annual | Qualifying Generation | TWh | 0 | 0 | 0.0026335 | 0.0026335 | 0.0026335 | 0 | 0
IL Fac. Spec. - NOX Rate Summer v3.1, Unit 543 and retrofits | 337 | 1797 | Rate Constraint in lbs/MMBtu | FALSE | L | Annual | Rate | lb/MWh | 0 | 0 | 0.28142 | 0.28142 | 0.28142 | 0 | 0
IL Fac. Spec. - NOX Rate Summer v3.1, Unit 543 and retrofits | 337 | 1797 | Rate Constraint in lbs/MMBtu | FALSE | L | Annual | Constraint Shadow Price | US$/Ton | 0 | 0 | 0 | 0 | 0 | 0 | 0
IL Fac. Spec. - NOX Rate Summer v3.1, Unit 544 and retrofits | 338 | 1797 | Rate Constraint in lbs/MMBtu | FALSE | L | Annual | Seasons Included | Seasons | Summer | Summer | Summer | Summer | Summer | Summer | Summer
IL Fac. Spec. - NOX Rate Summer v3.1, Unit 544 and retrofits | 338 | 1797 | Rate Constraint in lbs/MMBtu | FALSE | L | Annual | Standard | lb/MMBtu | 0.25 | 0.25 | 0.25 | 0.25 | 0.25 | 0.25 | 0.25
IL Fac. Spec. - NOX Rate Summer v3.1, Unit 544 and retrofits | 338 | 1797 | Rate Constraint in lbs/MMBtu | FALSE | L | Annual | Emissions at Affected Plants NOX | MTons | 0 | 0 | 0.00061187 | 0.00061187 | 0.00061187 | 0 | 0
IL Fac. Spec. - NOX Rate Summer v3.1, Unit 544 and retrofits | 338 | 1797 | Rate Constraint in lbs/MMBtu | FALSE | L | Annual | Allowances Purchased NOX | MTons | 0 | 0 | 0 | 0 | 0 | 0 | 0
IL Fac. Spec. - NOX Rate Summer v3.1, Unit 544 and retrofits | 338 | 1797 | Rate Constraint in lbs/MMBtu | FALSE | L | Annual | Allowances Sold NOX | MTons | 0 | 0 | 0 | 0 | 0 | 0 | 0
IL Fac. Spec. - NOX Rate Summer v3.1, Unit 544 and retrofits | 338 | 1797 | Rate Constraint in lbs/MMBtu | FALSE | L | Annual | Allowances Banked | MTons | 0 | 0 | 0 | 0 | 0 | 0 | 0
IL Fac. Spec. - NOX Rate Summer v3.1, Unit 544 and retrofits | 338 | 1797 | Rate Constraint in lbs/MMBtu | FALSE | L | Annual | Allowances Withdrawn (1:1) | MTons | 0 | 0 | 0 | 0 | 0 | 0 | 0
IL Fac. Spec. - NOX Rate Summer v3.1, Unit 544 and retrofits | 338 | 1797 | Rate Constraint in lbs/MMBtu | FALSE | L | Annual | Allowances Withdrawn (n:1) | MTons | 0 | 0 | 0 | 0 | 0 | 0 | 0
IL Fac. Spec. - NOX Rate Summer v3.1, Unit 544 and retrofits | 338 | 1797 | Rate Constraint in lbs/MMBtu | FALSE | L | Annual | Net Emissions Allowance Position | MTons | 0 | 0 | 0.00061187 | 0.00061187 | 0.00061187 | 0 | 0
IL Fac. Spec. - NOX Rate Summer v3.1, Unit 544 and retrofits | 338 | 1797 | Rate Constraint in lbs/MMBtu | FALSE | L | Annual | Fuel Consumed | TBtu | 0 | 0 | 0.032721 | 0.032721 | 0.032721 | 0 | 0
IL Fac. Spec. - NOX Rate Summer v3.1, Unit 544 and retrofits | 338 | 1797 | Rate Constraint in lbs/MMBtu | FALSE | L | Annual | Rate | lb/MMBtu | 0 | 0 | 0.037399 | 0.037399 | 0.037399 | 0 | 0
IL Fac. Spec. - NOX Rate Summer v3.1, Unit 544 and retrofits | 338 | 1797 | Rate Constraint in lbs/MMBtu | FALSE | L | Annual | Generation | TWh | 0 | 0 | 0.0026002 | 0.0026002 | 0.0026002 | 0 | 0
IL Fac. Spec. - NOX Rate Summer v3.1, Unit 544 and retrofits | 338 | 1797 | Rate Constraint in lbs/MMBtu | FALSE | L | Annual | Qualifying Generation | TWh | 0 | 0 | 0.0026002 | 0.0026002 | 0.0026002 | 0 | 0
IL Fac. Spec. - NOX Rate Summer v3.1, Unit 544 and retrofits | 338 | 1797 | Rate Constraint in lbs/MMBtu | FALSE | L | Annual | Rate | lb/MWh | 0 | 0 | 0.23532 | 0.23532 | 0.23532 | 0 | 0
IL Fac. Spec. - NOX Rate Summer v3.1, Unit 544 and retrofits | 338 | 1797 | Rate Constraint in lbs/MMBtu | FALSE | L | Annual | Constraint Shadow Price | US$/Ton | 0 | 0 | 0 | 0 | 0 | 0 | 0
IL Fac. Spec. - NOX Rate Summer v3.1, Unit 545 and retrofits | 339 | 1797 | Rate Constraint in lbs/MMBtu | FALSE | L | Annual | Seasons Included | Seasons | Summer | Summer | Summer | Summer | Summer | Summer | Summer
IL Fac. Spec. - NOX Rate Summer v3.1, Unit 545 and retrofits | 339 | 1797 | Rate Constraint in lbs/MMBtu | FALSE | L | Annual | Standard | lb/MMBtu | 0.25 | 0.25 | 0.25 | 0.25 | 0.25 | 0.25 | 0.25
IL Fac. Spec. - NOX Rate Summer v3.1, Unit 545 and retrofits | 339 | 1797 | Rate Constraint in lbs/MMBtu | FALSE | L | Annual | Emissions at Affected Plants NOX | MTons | 0 | 0 | 0.00053136 | 0.00053136 | 0.00053136 | 0 | 0
IL Fac. Spec. - NOX Rate Summer v3.1, Unit 545 and retrofits | 339 | 1797 | Rate Constraint in lbs/MMBtu | FALSE | L | Annual | Allowances Purchased NOX | MTons | 0 | 0 | 0 | 0 | 0 | 0 | 0
IL Fac. Spec. - NOX Rate Summer v3.1, Unit 545 and retrofits | 339 | 1797 | Rate Constraint in lbs/MMBtu | FALSE | L | Annual | Allowances Sold NOX | MTons | 0 | 0 | 0 | 0 | 0 | 0 | 0
IL Fac. Spec. - NOX Rate Summer v3.1, Unit 545 and retrofits | 339 | 1797 | Rate Constraint in lbs/MMBtu | FALSE | L | Annual | Allowances Banked | MTons | 0 | 0 | 0 | 0 | 0 | 0 | 0
IL Fac. Spec. - NOX Rate Summer v3.1, Unit 545 and retrofits | 339 | 1797 | Rate Constraint in lbs/MMBtu | FALSE | L | Annual | Allowances Withdrawn (1:1) | MTons | 0 | 0 | 0 | 0 | 0 | 0 | 0
IL Fac. Spec. - NOX Rate Summer v3.1, Unit 545 and retrofits | 339 | 1797 | Rate Constraint in lbs/MMBtu | FALSE | L | Annual | Allowances Withdrawn (n:1) | MTons | 0 | 0 | 0 | 0 | 0 | 0 | 0
IL Fac. Spec. - NOX Rate Summer v3.1, Unit 545 and retrofits | 339 | 1797 | Rate Constraint in lbs/MMBtu | FALSE | L | Annual | Net Emissions Allowance Position | MTons | 0 | 0 | 0.00053136 | 0.00053136 | 0.00053136 | 0 | 0
IL Fac. Spec. - NOX Rate Summer v3.1, Unit 545 and retrofits | 339 | 1797 | Rate Constraint in lbs/MMBtu | FALSE | L | Annual | Fuel Consumed | TBtu | 0 | 0 | 0.032302 | 0.032302 | 0.032302 | 0 | 0
IL Fac. Spec. - NOX Rate Summer v3.1, Unit 545 and retrofits | 339 | 1797 | Rate Constraint in lbs/MMBtu | FALSE | L | Annual | Rate | lb/MMBtu | 0 | 0 | 0.0329 | 0.0329 | 0.0329 | 0 | 0
IL Fac. Spec. - NOX Rate Summer v3.1, Unit 545 and retrofits | 339 | 1797 | Rate Constraint in lbs/MMBtu | FALSE | L | Annual | Generation | TWh | 0 | 0 | 0.0025669 | 0.0025669 | 0.0025669 | 0 | 0
IL Fac. Spec. - NOX Rate Summer v3.1, Unit 545 and retrofits | 339 | 1797 | Rate Constraint in lbs/MMBtu | FALSE | L | Annual | Qualifying Generation | TWh | 0 | 0 | 0.0025669 | 0.0025669 | 0.0025669 | 0 | 0
IL Fac. Spec. - NOX Rate Summer v3.1, Unit 545 and retrofits | 339 | 1797 | Rate Constraint in lbs/MMBtu | FALSE | L | Annual | Rate | lb/MWh | 0 | 0 | 0.20701 | 0.20701 | 0.20701 | 0 | 0
IL Fac. Spec. - NOX Rate Summer v3.1, Unit 545 and retrofits | 339 | 1797 | Rate Constraint in lbs/MMBtu | FALSE | L | Annual | Constraint Shadow Price | US$/Ton | 0 | 0 | 0 | 0 | 0 | 0 | 0
IL Fac. Spec. - NOX Rate Summer v3.1, Unit 546 and retrofits | 340 | 1797 | Rate Constraint in lbs/MMBtu | FALSE | L | Annual | Seasons Included | Seasons | Summer | Summer | Summer | Summer | Summer | Summer | Summer
IL Fac. Spec. - NOX Rate Summer v3.1, Unit 546 and retrofits | 340 | 1797 | Rate Constraint in lbs/MMBtu | FALSE | L | Annual | Standard | lb/MMBtu | 0.25 | 0.25 | 0.25 | 0.25 | 0.25 | 0.25 | 0.25
IL Fac. Spec. - NOX Rate Summer v3.1, Unit 546 and retrofits | 340 | 1797 | Rate Constraint in lbs/MMBtu | FALSE | L | Annual | Emissions at Affected Plants NOX | MTons | 0 | 0 | 0.00075422 | 0.00075422 | 0.00075422 | 0 | 0
IL Fac. Spec. - NOX Rate Summer v3.1, Unit 546 and retrofits | 340 | 1797 | Rate Constraint in lbs/MMBtu | FALSE | L | Annual | Allowances Purchased NOX | MTons | 0 | 0 | 0 | 0 | 0 | 0 | 0
IL Fac. Spec. - NOX Rate Summer v3.1, Unit 546 and retrofits | 340 | 1797 | Rate Constraint in lbs/MMBtu | FALSE | L | Annual | Allowances Sold NOX | MTons | 0 | 0 | 0 | 0 | 0 | 0 | 0
IL Fac. Spec. - NOX Rate Summer v3.1, Unit 546 and retrofits | 340 | 1797 | Rate Constraint in lbs/MMBtu | FALSE | L | Annual | Allowances Banked | MTons | 0 | 0 | 0 | 0 | 0 | 0 | 0
IL Fac. Spec. - NOX Rate Summer v3.1, Unit 546 and retrofits | 340 | 1797 | Rate Constraint in lbs/MMBtu | FALSE | L | Annual | Allowances Withdrawn (1:1) | MTons | 0 | 0 | 0 | 0 | 0 | 0 | 0
IL Fac. Spec. - NOX Rate Summer v3.1, Unit 546 and retrofits | 340 | 1797 | Rate Constraint in lbs/MMBtu | FALSE | L | Annual | Allowances Withdrawn (n:1) | MTons | 0 | 0 | 0 | 0 | 0 | 0 | 0
IL Fac. Spec. - NOX Rate Summer v3.1, Unit 546 and retrofits | 340 | 1797 | Rate Constraint in lbs/MMBtu | FALSE | L | Annual | Net Emissions Allowance Position | MTons | 0 | 0 | 0.00075422 | 0.00075422 | 0.00075422 | 0 | 0
IL Fac. Spec. - NOX Rate Summer v3.1, Unit 546 and retrofits | 340 | 1797 | Rate Constraint in lbs/MMBtu | FALSE | L | Annual | Fuel Consumed | TBtu | 0 | 0 | 0.032721 | 0.032721 | 0.032721 | 0 | 0
IL Fac. Spec. - NOX Rate Summer v3.1, Unit 546 and retrofits | 340 | 1797 | Rate Constraint in lbs/MMBtu | FALSE | L | Annual | Rate | lb/MMBtu | 0 | 0 | 0.0461 | 0.0461 | 0.0461 | 0 | 0
IL Fac. Spec. - NOX Rate Summer v3.1, Unit 546 and retrofits | 340 | 1797 | Rate Constraint in lbs/MMBtu | FALSE | L | Annual | Generation | TWh | 0 | 0 | 0.0026002 | 0.0026002 | 0.0026002 | 0 | 0
IL Fac. Spec. - NOX Rate Summer v3.1, Unit 546 and retrofits | 340 | 1797 | Rate Constraint in lbs/MMBtu | FALSE | L | Annual | Qualifying Generation | TWh | 0 | 0 | 0.0026002 | 0.0026002 | 0.0026002 | 0 | 0
IL Fac. Spec. - NOX Rate Summer v3.1, Unit 546 and retrofits | 340 | 1797 | Rate Constraint in lbs/MMBtu | FALSE | L | Annual | Rate | lb/MWh | 0 | 0 | 0.29006 | 0.29006 | 0.29006 | 0 | 0
IL Fac. Spec. - NOX Rate Summer v3.1, Unit 546 and retrofits | 340 | 1797 | Rate Constraint in lbs/MMBtu | FALSE | L | Annual | Constraint Shadow Price | US$/Ton | 0 | 0 | 0 | 0 | 0 | 0 | 0
IL Fac. Spec. - NOX Rate Summer v3.1, Unit 547 and retrofits | 341 | 1797 | Rate Constraint in lbs/MMBtu | FALSE | L | Annual | Seasons Included | Seasons | Summer | Summer | Summer | Summer | Summer | Summer | Summer
IL Fac. Spec. - NOX Rate Summer v3.1, Unit 547 and retrofits | 341 | 1797 | Rate Constraint in lbs/MMBtu | FALSE | L | Annual | Standard | lb/MMBtu | 0.25 | 0.25 | 0.25 | 0.25 | 0.25 | 0.25 | 0.25
IL Fac. Spec. - NOX Rate Summer v3.1, Unit 547 and retrofits | 341 | 1797 | Rate Constraint in lbs/MMBtu | FALSE | L | Annual | Emissions at Affected Plants NOX | MTons | 0 | 0 | 0.00077385 | 0.00077385 | 0.00077385 | 0 | 0
IL Fac. Spec. - NOX Rate Summer v3.1, Unit 547 and retrofits | 341 | 1797 | Rate Constraint in lbs/MMBtu | FALSE | L | Annual | Allowances Purchased NOX | MTons | 0 | 0 | 0 | 0 | 0 | 0 | 0
IL Fac. Spec. - NOX Rate Summer v3.1, Unit 547 and retrofits | 341 | 1797 | Rate Constraint in lbs/MMBtu | FALSE | L | Annual | Allowances Sold NOX | MTons | 0 | 0 | 0 | 0 | 0 | 0 | 0
IL Fac. Spec. - NOX Rate Summer v3.1, Unit 547 and retrofits | 341 | 1797 | Rate Constraint in lbs/MMBtu | FALSE | L | Annual | Allowances Banked | MTons | 0 | 0 | 0 | 0 | 0 | 0 | 0
IL Fac. Spec. - NOX Rate Summer v3.1, Unit 547 and retrofits | 341 | 1797 | Rate Constraint in lbs/MMBtu | FALSE | L | Annual | Allowances Withdrawn (1:1) | MTons | 0 | 0 | 0 | 0 | 0 | 0 | 0
IL Fac. Spec. - NOX Rate Summer v3.1, Unit 547 and retrofits | 341 | 1797 | Rate Constraint in lbs/MMBtu | FALSE | L | Annual | Allowances Withdrawn (n:1) | MTons | 0 | 0 | 0 | 0 | 0 | 0 | 0
IL Fac. Spec. - NOX Rate Summer v3.1, Unit 547 and retrofits | 341 | 1797 | Rate Constraint in lbs/MMBtu | FALSE | L | Annual | Net Emissions Allowance Position | MTons | 0 | 0 | 0.00077385 | 0.00077385 | 0.00077385 | 0 | 0
IL Fac. Spec. - NOX Rate Summer v3.1, Unit 547 and retrofits | 341 | 1797 | Rate Constraint in lbs/MMBtu | FALSE | L | Annual | Fuel Consumed | TBtu | 0 | 0 | 0.032721 | 0.032721 | 0.032721 | 0 | 0
IL Fac. Spec. - NOX Rate Summer v3.1, Unit 547 and retrofits | 341 | 1797 | Rate Constraint in lbs/MMBtu | FALSE | L | Annual | Rate | lb/MMBtu | 0 | 0 | 0.0473 | 0.0473 | 0.0473 | 0 | 0
IL Fac. Spec. - NOX Rate Summer v3.1, Unit 547 and retrofits | 341 | 1797 | Rate Constraint in lbs/MMBtu | FALSE | L | Annual | Generation | TWh | 0 | 0 | 0.0026002 | 0.0026002 | 0.0026002 | 0 | 0
IL Fac. Spec. - NOX Rate Summer v3.1, Unit 547 and retrofits | 341 | 1797 | Rate Constraint in lbs/MMBtu | FALSE | L | Annual | Qualifying Generation | TWh | 0 | 0 | 0.0026002 | 0.0026002 | 0.0026002 | 0 | 0
IL Fac. Spec. - NOX Rate Summer v3.1, Unit 547 and retrofits | 341 | 1797 | Rate Constraint in lbs/MMBtu | FALSE | L | Annual | Rate | lb/MWh | 0 | 0 | 0.29761 | 0.29761 | 0.29761 | 0 | 0
IL Fac. Spec. - NOX Rate Summer v3.1, Unit 547 and retrofits | 341 | 1797 | Rate Constraint in lbs/MMBtu | FALSE | L | Annual | Constraint Shadow Price | US$/Ton | 0 | 0 | 0 | 0 | 0 | 0 | 0
IL Fac. Spec. - NOX Rate Summer v3.1, Unit 548 and retrofits | 342 | 1797 | Rate Constraint in lbs/MMBtu | FALSE | L | Annual | Seasons Included | Seasons | Summer | Summer | Summer | Summer | Summer | Summer | Summer
IL Fac. Spec. - NOX Rate Summer v3.1, Unit 548 and retrofits | 342 | 1797 | Rate Constraint in lbs/MMBtu | FALSE | L | Annual | Standard | lb/MMBtu | 0.25 | 0.25 | 0.25 | 0.25 | 0.25 | 0.25 | 0.25
IL Fac. Spec. - NOX Rate Summer v3.1, Unit 548 and retrofits | 342 | 1797 | Rate Constraint in lbs/MMBtu | FALSE | L | Annual | Emissions at Affected Plants NOX | MTons | 0 | 0 | 0.00055013 | 0.00055013 | 0.00055013 | 0 | 0
IL Fac. Spec. - NOX Rate Summer v3.1, Unit 548 and retrofits | 342 | 1797 | Rate Constraint in lbs/MMBtu | FALSE | L | Annual | Allowances Purchased NOX | MTons | 0 | 0 | 0 | 0 | 0 | 0 | 0
IL Fac. Spec. - NOX Rate Summer v3.1, Unit 548 and retrofits | 342 | 1797 | Rate Constraint in lbs/MMBtu | FALSE | L | Annual | Allowances Sold NOX | MTons | 0 | 0 | 0 | 0 | 0 | 0 | 0
IL Fac. Spec. - NOX Rate Summer v3.1, Unit 548 and retrofits | 342 | 1797 | Rate Constraint in lbs/MMBtu | FALSE | L | Annual | Allowances Banked | MTons | 0 | 0 | 0 | 0 | 0 | 0 | 0
IL Fac. Spec. - NOX Rate Summer v3.1, Unit 548 and retrofits | 342 | 1797 | Rate Constraint in lbs/MMBtu | FALSE | L | Annual | Allowances Withdrawn (1:1) | MTons | 0 | 0 | 0 | 0 | 0 | 0 | 0
IL Fac. Spec. - NOX Rate Summer v3.1, Unit 548 and retrofits | 342 | 1797 | Rate Constraint in lbs/MMBtu | FALSE | L | Annual | Allowances Withdrawn (n:1) | MTons | 0 | 0 | 0 | 0 | 0 | 0 | 0
IL Fac. Spec. - NOX Rate Summer v3.1, Unit 548 and retrofits | 342 | 1797 | Rate Constraint in lbs/MMBtu | FALSE | L | Annual | Net Emissions Allowance Position | MTons | 0 | 0 | 0.00055013 | 0.00055013 | 0.00055013 | 0 | 0
IL Fac. Spec. - NOX Rate Summer v3.1, Unit 548 and retrofits | 342 | 1797 | Rate Constraint in lbs/MMBtu | FALSE | L | Annual | Fuel Consumed | TBtu | 0 | 0 | 0.033141 | 0.033141 | 0.033141 | 0 | 0
IL Fac. Spec. - NOX Rate Summer v3.1, Unit 548 and retrofits | 342 | 1797 | Rate Constraint in lbs/MMBtu | FALSE | L | Annual | Rate | lb/MMBtu | 0 | 0 | 0.0332 | 0.0332 | 0.0332 | 0 | 0
IL Fac. Spec. - NOX Rate Summer v3.1, Unit 548 and retrofits | 342 | 1797 | Rate Constraint in lbs/MMBtu | FALSE | L | Annual | Generation | TWh | 0 | 0 | 0.0026335 | 0.0026335 | 0.0026335 | 0 | 0
IL Fac. Spec. - NOX Rate Summer v3.1, Unit 548 and retrofits | 342 | 1797 | Rate Constraint in lbs/MMBtu | FALSE | L | Annual | Qualifying Generation | TWh | 0 | 0 | 0.0026335 | 0.0026335 | 0.0026335 | 0 | 0
IL Fac. Spec. - NOX Rate Summer v3.1, Unit 548 and retrofits | 342 | 1797 | Rate Constraint in lbs/MMBtu | FALSE | L | Annual | Rate | lb/MWh | 0 | 0 | 0.20889 | 0.20889 | 0.20889 | 0 | 0
IL Fac. Spec. - NOX Rate Summer v3.1, Unit 548 and retrofits | 342 | 1797 | Rate Constraint in lbs/MMBtu | FALSE | L | Annual | Constraint Shadow Price | US$/Ton | 0 | 0 | 0 | 0 | 0 | 0 | 0
IL Fac. Spec. - NOX Rate Summer v3.1, Unit 549 and retrofits | 343 | 1797 | Rate Constraint in lbs/MMBtu | FALSE | L | Annual | Seasons Included | Seasons | Summer | Summer | Summer | Summer | Summer | Summer | Summer
IL Fac. Spec. - NOX Rate Summer v3.1, Unit 549 and retrofits | 343 | 1797 | Rate Constraint in lbs/MMBtu | FALSE | L | Annual | Standard | lb/MMBtu | 0.25 | 0.25 | 0.25 | 0.25 | 0.25 | 0.25 | 0.25
IL Fac. Spec. - NOX Rate Summer v3.1, Unit 549 and retrofits | 343 | 1797 | Rate Constraint in lbs/MMBtu | FALSE | L | Annual | Emissions at Affected Plants NOX | MTons | 0.0040049 | 0.0040049 | 0.0040049 | 0.0040049 | 0.0040049 | 0.0040049 | 0.0040049
IL Fac. Spec. - NOX Rate Summer v3.1, Unit 549 and retrofits | 343 | 1797 | Rate Constraint in lbs/MMBtu | FALSE | L | Annual | Allowances Purchased NOX | MTons | 0 | 0 | 0 | 0 | 0 | 0 | 0
IL Fac. Spec. - NOX Rate Summer v3.1, Unit 549 and retrofits | 343 | 1797 | Rate Constraint in lbs/MMBtu | FALSE | L | Annual | Allowances Sold NOX | MTons | 0 | 0 | 0 | 0 | 0 | 0 | 0
IL Fac. Spec. - NOX Rate Summer v3.1, Unit 549 and retrofits | 343 | 1797 | Rate Constraint in lbs/MMBtu | FALSE | L | Annual | Allowances Banked | MTons | 0 | 0 | 0 | 0 | 0 | 0 | 0
IL Fac. Spec. - NOX Rate Summer v3.1, Unit 549 and retrofits | 343 | 1797 | Rate Constraint in lbs/MMBtu | FALSE | L | Annual | Allowances Withdrawn (1:1) | MTons | 0 | 0 | 0 | 0 | 0 | 0 | 0
IL Fac. Spec. - NOX Rate Summer v3.1, Unit 549 and retrofits | 343 | 1797 | Rate Constraint in lbs/MMBtu | FALSE | L | Annual | Allowances Withdrawn (n:1) | MTons | 0 | 0 | 0 | 0 | 0 | 0 | 0
IL Fac. Spec. - NOX Rate Summer v3.1, Unit 549 and retrofits | 343 | 1797 | Rate Constraint in lbs/MMBtu | FALSE | L | Annual | Net Emissions Allowance Position | MTons | 0.0040049 | 0.0040049 | 0.0040049 | 0.0040049 | 0.0040049 | 0.0040049 | 0.0040049
IL Fac. Spec. - NOX Rate Summer v3.1, Unit 549 and retrofits | 343 | 1797 | Rate Constraint in lbs/MMBtu | FALSE | L | Annual | Fuel Consumed | TBtu | 0.27658 | 0.27658 | 0.27658 | 0.27658 | 0.27658 | 0.27658 | 0.27658
IL Fac. Spec. - NOX Rate Summer v3.1, Unit 549 and retrofits | 343 | 1797 | Rate Constraint in lbs/MMBtu | FALSE | L | Annual | Rate | lb/MMBtu | 0.02896 | 0.02896 | 0.02896 | 0.02896 | 0.02896 | 0.02896 | 0.02896
IL Fac. Spec. - NOX Rate Summer v3.1, Unit 549 and retrofits | 343 | 1797 | Rate Constraint in lbs/MMBtu | FALSE | L | Annual | Generation | TWh | 0.025419 | 0.025419 | 0.025419 | 0.025419 | 0.025419 | 0.025419 | 0.025419
IL Fac. Spec. - NOX Rate Summer v3.1, Unit 549 and retrofits | 343 | 1797 | Rate Constraint in lbs/MMBtu | FALSE | L | Annual | Qualifying Generation | TWh | 0.025419 | 0.025419 | 0.025419 | 0.025419 | 0.025419 | 0.025419 | 0.025419
IL Fac. Spec. - NOX Rate Summer v3.1, Unit 549 and retrofits | 343 | 1797 | Rate Constraint in lbs/MMBtu | FALSE | L | Annual | Rate | lb/MWh | 0.15756 | 0.15756 | 0.15756 | 0.15756 | 0.15756 | 0.15756 | 0.15756
IL Fac. Spec. - NOX Rate Summer v3.1, Unit 549 and retrofits | 343 | 1797 | Rate Constraint in lbs/MMBtu | FALSE | L | Annual | Constraint Shadow Price | US$/Ton | 0 | 0 | 0 | 0 | 0 | 0 | 0
IL Fac. Spec. - NOX Rate Summer v3.1, Unit 550 and retrofits | 344 | 1797 | Rate Constraint in lbs/MMBtu | FALSE | L | Annual | Seasons Included | Seasons | Summer | Summer | Summer | Summer | Summer | Summer | Summer
IL Fac. Spec. - NOX Rate Summer v3.1, Unit 550 and retrofits | 344 | 1797 | Rate Constraint in lbs/MMBtu | FALSE | L | Annual | Standard | lb/MMBtu | 0.25 | 0.25 | 0.25 | 0.25 | 0.25 | 0.25 | 0.25
IL Fac. Spec. - NOX Rate Summer v3.1, Unit 550 and retrofits | 344 | 1797 | Rate Constraint in lbs/MMBtu | FALSE | L | Annual | Emissions at Affected Plants NOX | MTons | 0.004242 | 0.0028925 | 0.004242 | 0.004242 | 0.004242 | 0.004242 | 0.004242
IL Fac. Spec. - NOX Rate Summer v3.1, Unit 550 and retrofits | 344 | 1797 | Rate Constraint in lbs/MMBtu | FALSE | L | Annual | Allowances Purchased NOX | MTons | 0 | 0 | 0 | 0 | 0 | 0 | 0
IL Fac. Spec. - NOX Rate Summer v3.1, Unit 550 and retrofits | 344 | 1797 | Rate Constraint in lbs/MMBtu | FALSE | L | Annual | Allowances Sold NOX | MTons | 0 | 0 | 0 | 0 | 0 | 0 | 0
IL Fac. Spec. - NOX Rate Summer v3.1, Unit 550 and retrofits | 344 | 1797 | Rate Constraint in lbs/MMBtu | FALSE | L | Annual | Allowances Banked | MTons | 0 | 0 | 0 | 0 | 0 | 0 | 0
IL Fac. Spec. - NOX Rate Summer v3.1, Unit 550 and retrofits | 344 | 1797 | Rate Constraint in lbs/MMBtu | FALSE | L | Annual | Allowances Withdrawn (1:1) | MTons | 0 | 0 | 0 | 0 | 0 | 0 | 0
IL Fac. Spec. - NOX Rate Summer v3.1, Unit 550 and retrofits | 344 | 1797 | Rate Constraint in lbs/MMBtu | FALSE | L | Annual | Allowances Withdrawn (n:1) | MTons | 0 | 0 | 0 | 0 | 0 | 0 | 0
IL Fac. Spec. - NOX Rate Summer v3.1, Unit 550 and retrofits | 344 | 1797 | Rate Constraint in lbs/MMBtu | FALSE | L | Annual | Net Emissions Allowance Position | MTons | 0.004242 | 0.0028925 | 0.004242 | 0.004242 | 0.004242 | 0.004242 | 0.004242
IL Fac. Spec. - NOX Rate Summer v3.1, Unit 550 and retrofits | 344 | 1797 | Rate Constraint in lbs/MMBtu | FALSE | L | Annual | Fuel Consumed | TBtu | 0.27658 | 0.18859 | 0.27658 | 0.27658 | 0.27658 | 0.27658 | 0.27658
IL Fac. Spec. - NOX Rate Summer v3.1, Unit 550 and retrofits | 344 | 1797 | Rate Constraint in lbs/MMBtu | FALSE | L | Annual | Rate | lb/MMBtu | 0.030674 | 0.030674 | 0.030674 | 0.030674 | 0.030674 | 0.030674 | 0.030674
IL Fac. Spec. - NOX Rate Summer v3.1, Unit 550 and retrofits | 344 | 1797 | Rate Constraint in lbs/MMBtu | FALSE | L | Annual | Generation | TWh | 0.025419 | 0.017332 | 0.025419 | 0.025419 | 0.025419 | 0.025419 | 0.025419
IL Fac. Spec. - NOX Rate Summer v3.1, Unit 550 and retrofits | 344 | 1797 | Rate Constraint in lbs/MMBtu | FALSE | L | Annual | Qualifying Generation | TWh | 0.025419 | 0.017332 | 0.025419 | 0.025419 | 0.025419 | 0.025419 | 0.025419
IL Fac. Spec. - NOX Rate Summer v3.1, Unit 550 and retrofits | 344 | 1797 | Rate Constraint in lbs/MMBtu | FALSE | L | Annual | Rate | lb/MWh | 0.16688 | 0.16688 | 0.16688 | 0.16688 | 0.16688 | 0.16688 | 0.16688
IL Fac. Spec. - NOX Rate Summer v3.1, Unit 550 and retrofits | 344 | 1797 | Rate Constraint in lbs/MMBtu | FALSE | L | Annual | Constraint Shadow Price | US$/Ton | 0 | 0 | 0 | 0 | 0 | 0 | 0
IL Fac. Spec. - NOX Rate Summer v3.1, Unit 551 and retrofits | 345 | 1797 | Rate Constraint in lbs/MMBtu | FALSE | L | Annual | Seasons Included | Seasons | Summer | Summer | Summer | Summer | Summer | Summer | Summer
IL Fac. Spec. - NOX Rate Summer v3.1, Unit 551 and retrofits | 345 | 1797 | Rate Constraint in lbs/MMBtu | FALSE | L | Annual | Standard | lb/MMBtu | 0.25 | 0.25 | 0.25 | 0.25 | 0.25 | 0.25 | 0.25
IL Fac. Spec. - NOX Rate Summer v3.1, Unit 551 and retrofits | 345 | 1797 | Rate Constraint in lbs/MMBtu | FALSE | L | Annual | Emissions at Affected Plants NOX | MTons | 0.0040455 | 0.0040455 | 0.0040455 | 0.0040455 | 0.0040455 | 0.0040455 | 0.0040455
IL Fac. Spec. - NOX Rate Summer v3.1, Unit 551 and retrofits | 345 | 1797 | Rate Constraint in lbs/MMBtu | FALSE | L | Annual | Allowances Purchased NOX | MTons | 0 | 0 | 0 | 0 | 0 | 0 | 0
IL Fac. Spec. - NOX Rate Summer v3.1, Unit 551 and retrofits | 345 | 1797 | Rate Constraint in lbs/MMBtu | FALSE | L | Annual | Allowances Sold NOX | MTons | 0 | 0 | 0 | 0 | 0 | 0 | 0
IL Fac. Spec. - NOX Rate Summer v3.1, Unit 551 and retrofits | 345 | 1797 | Rate Constraint in lbs/MMBtu | FALSE | L | Annual | Allowances Banked | MTons | 0 | 0 | 0 | 0 | 0 | 0 | 0
IL Fac. Spec. - NOX Rate Summer v3.1, Unit 551 and retrofits | 345 | 1797 | Rate Constraint in lbs/MMBtu | FALSE | L | Annual | Allowances Withdrawn (1:1) | MTons | 0 | 0 | 0 | 0 | 0 | 0 | 0
IL Fac. Spec. - NOX Rate Summer v3.1, Unit 551 and retrofits | 345 | 1797 | Rate Constraint in lbs/MMBtu | FALSE | L | Annual | Allowances Withdrawn (n:1) | MTons | 0 | 0 | 0 | 0 | 0 | 0 | 0
IL Fac. Spec. - NOX Rate Summer v3.1, Unit 551 and retrofits | 345 | 1797 | Rate Constraint in lbs/MMBtu | FALSE | L | Annual | Net Emissions Allowance Position | MTons | 0.0040455 | 0.0040455 | 0.0040455 | 0.0040455 | 0.0040455 | 0.0040455 | 0.0040455
IL Fac. Spec. - NOX Rate Summer v3.1, Unit 551 and retrofits | 345 | 1797 | Rate Constraint in lbs/MMBtu | FALSE | L | Annual | Fuel Consumed | TBtu | 0.27658 | 0.27658 | 0.27658 | 0.27658 | 0.27658 | 0.27658 | 0.27658
IL Fac. Spec. - NOX Rate Summer v3.1, Unit 551 and retrofits | 345 | 1797 | Rate Constraint in lbs/MMBtu | FALSE | L | Annual | Rate | lb/MMBtu | 0.029254 | 0.029254 | 0.029254 | 0.029254 | 0.029254 | 0.029254 | 0.029254
IL Fac. Spec. - NOX Rate Summer v3.1, Unit 551 and retrofits | 345 | 1797 | Rate Constraint in lbs/MMBtu | FALSE | L | Annual | Generation | TWh | 0.025419 | 0.025419 | 0.025419 | 0.025419 | 0.025419 | 0.025419 | 0.025419
IL Fac. Spec. - NOX Rate Summer v3.1, Unit 551 and retrofits | 345 | 1797 | Rate Constraint in lbs/MMBtu | FALSE | L | Annual | Qualifying Generation | TWh | 0.025419 | 0.025419 | 0.025419 | 0.025419 | 0.025419 | 0.025419 | 0.025419
IL Fac. Spec. - NOX Rate Summer v3.1, Unit 551 and retrofits | 345 | 1797 | Rate Constraint in lbs/MMBtu | FALSE | L | Annual | Rate | lb/MWh | 0.15915 | 0.15915 | 0.15915 | 0.15915 | 0.15915 | 0.15915 | 0.15915
IL Fac. Spec. - NOX Rate Summer v3.1, Unit 551 and retrofits | 345 | 1797 | Rate Constraint in lbs/MMBtu | FALSE | L | Annual | Constraint Shadow Price | US$/Ton | 0 | 0 | 0 | 0 | 0 | 0 | 0
IL Fac. Spec. - NOX Rate Summer v3.1, Unit 552 and retrofits | 346 | 1797 | Rate Constraint in lbs/MMBtu | FALSE | L | Annual | Seasons Included | Seasons | Summer | Summer | Summer | Summer | Summer | Summer | Summer
IL Fac. Spec. - NOX Rate Summer v3.1, Unit 552 and retrofits | 346 | 1797 | Rate Constraint in lbs/MMBtu | FALSE | L | Annual | Standard | lb/MMBtu | 0.25 | 0.25 | 0.25 | 0.25 | 0.25 | 0.25 | 0.25
IL Fac. Spec. - NOX Rate Summer v3.1, Unit 552 and retrofits | 346 | 1797 | Rate Constraint in lbs/MMBtu | FALSE | L | Annual | Emissions at Affected Plants NOX | MTons | 0.0080614 | 0.0080614 | 0.0080614 | 0.0080614 | 0.0080614 | 0.0080614 | 0.0080614
IL Fac. Spec. - NOX Rate Summer v3.1, Unit 552 and retrofits | 346 | 1797 | Rate Constraint in lbs/MMBtu | FALSE | L | Annual | Allowances Purchased NOX | MTons | 0 | 0 | 0 | 0 | 0 | 0 | 0
IL Fac. Spec. - NOX Rate Summer v3.1, Unit 552 and retrofits | 346 | 1797 | Rate Constraint in lbs/MMBtu | FALSE | L | Annual | Allowances Sold NOX | MTons | 0 | 0 | 0 | 0 | 0 | 0 | 0
IL Fac. Spec. - NOX Rate Summer v3.1, Unit 552 and retrofits | 346 | 1797 | Rate Constraint in lbs/MMBtu | FALSE | L | Annual | Allowances Banked | MTons | 0 | 0 | 0 | 0 | 0 | 0 | 0
IL Fac. Spec. - NOX Rate Summer v3.1, Unit 552 and retrofits | 346 | 1797 | Rate Constraint in lbs/MMBtu | FALSE | L | Annual | Allowances Withdrawn (1:1) | MTons | 0 | 0 | 0 | 0 | 0 | 0 | 0
IL Fac. Spec. - NOX Rate Summer v3.1, Unit 552 and retrofits | 346 | 1797 | Rate Constraint in lbs/MMBtu | FALSE | L | Annual | Allowances Withdrawn (n:1) | MTons | 0 | 0 | 0 | 0 | 0 | 0 | 0
IL Fac. Spec. - NOX Rate Summer v3.1, Unit 552 and retrofits | 346 | 1797 | Rate Constraint in lbs/MMBtu | FALSE | L | Annual | Net Emissions Allowance Position | MTons | 0.0080614 | 0.0080614 | 0.0080614 | 0.0080614 | 0.0080614 | 0.0080614 | 0.0080614
IL Fac. Spec. - NOX Rate Summer v3.1, Unit 552 and retrofits | 346 | 1797 | Rate Constraint in lbs/MMBtu | FALSE | L | Annual | Fuel Consumed | TBtu | 0.55316 | 0.55316 | 0.55316 | 0.55316 | 0.55316 | 0.55316 | 0.55316
IL Fac. Spec. - NOX Rate Summer v3.1, Unit 552 and retrofits | 346 | 1797 | Rate Constraint in lbs/MMBtu | FALSE | L | Annual | Rate | lb/MMBtu | 0.029147 | 0.029147 | 0.029147 | 0.029147 | 0.029147 | 0.029147 | 0.029147
IL Fac. Spec. - NOX Rate Summer v3.1, Unit 552 and retrofits | 346 | 1797 | Rate Constraint in lbs/MMBtu | FALSE | L | Annual | Generation | TWh | 0.050837 | 0.050837 | 0.050837 | 0.050837 | 0.050837 | 0.050837 | 0.050837
IL Fac. Spec. - NOX Rate Summer v3.1, Unit 552 and retrofits | 346 | 1797 | Rate Constraint in lbs/MMBtu | FALSE | L | Annual | Qualifying Generation | TWh | 0.050837 | 0.050837 | 0.050837 | 0.050837 | 0.050837 | 0.050837 | 0.050837
IL Fac. Spec. - NOX Rate Summer v3.1, Unit 552 and retrofits | 346 | 1797 | Rate Constraint in lbs/MMBtu | FALSE | L | Annual | Rate | lb/MWh | 0.15857 | 0.15857 | 0.15857 | 0.15857 | 0.15857 | 0.15857 | 0.15857
IL Fac. Spec. - NOX Rate Summer v3.1, Unit 552 and retrofits | 346 | 1797 | Rate Constraint in lbs/MMBtu | FALSE | L | Annual | Constraint Shadow Price | US$/Ton | 0 | 0 | 0 | 0 | 0 | 0 | 0
IL Fac. Spec. - NOX Rate Summer v3.1, Unit 553 and retrofits | 347 | 1797 | Rate Constraint in lbs/MMBtu | FALSE | L | Annual | Seasons Included | Seasons | Summer | Summer | Summer | Summer | Summer | Summer | Summer
IL Fac. Spec. - NOX Rate Summer v3.1, Unit 553 and retrofits | 347 | 1797 | Rate Constraint in lbs/MMBtu | FALSE | L | Annual | Standard | lb/MMBtu | 0.25 | 0.25 | 0.25 | 0.25 | 0.25 | 0.25 | 0.25
IL Fac. Spec. - NOX Rate Summer v3.1, Unit 553 and retrofits | 347 | 1797 | Rate Constraint in lbs/MMBtu | FALSE | L | Annual | Emissions at Affected Plants NOX | MTons | 0 | 0 | 0.00055239 | 0.00055239 | 0.00055239 | 0 | 0
IL Fac. Spec. - NOX Rate Summer v3.1, Unit 553 and retrofits | 347 | 1797 | Rate Constraint in lbs/MMBtu | FALSE | L | Annual | Allowances Purchased NOX | MTons | 0 | 0 | 0 | 0 | 0 | 0 | 0
IL Fac. Spec. - NOX Rate Summer v3.1, Unit 553 and retrofits | 347 | 1797 | Rate Constraint in lbs/MMBtu | FALSE | L | Annual | Allowances Sold NOX | MTons | 0 | 0 | 0 | 0 | 0 | 0 | 0
IL Fac. Spec. - NOX Rate Summer v3.1, Unit 553 and retrofits | 347 | 1797 | Rate Constraint in lbs/MMBtu | FALSE | L | Annual | Allowances Banked | MTons | 0 | 0 | 0 | 0 | 0 | 0 | 0
IL Fac. Spec. - NOX Rate Summer v3.1, Unit 553 and retrofits | 347 | 1797 | Rate Constraint in lbs/MMBtu | FALSE | L | Annual | Allowances Withdrawn (1:1) | MTons | 0 | 0 | 0 | 0 | 0 | 0 | 0
IL Fac. Spec. - NOX Rate Summer v3.1, Unit 553 and retrofits | 347 | 1797 | Rate Constraint in lbs/MMBtu | FALSE | L | Annual | Allowances Withdrawn (n:1) | MTons | 0 | 0 | 0 | 0 | 0 | 0 | 0
IL Fac. Spec. - NOX Rate Summer v3.1, Unit 553 and retrofits | 347 | 1797 | Rate Constraint in lbs/MMBtu | FALSE | L | Annual | Net Emissions Allowance Position | MTons | 0 | 0 | 0.00055239 | 0.00055239 | 0.00055239 | 0 | 0
IL Fac. Spec. - NOX Rate Summer v3.1, Unit 553 and retrofits | 347 | 1797 | Rate Constraint in lbs/MMBtu | FALSE | L | Annual | Fuel Consumed | TBtu | 0 | 0 | 0.031171 | 0.031171 | 0.031171 | 0 | 0
IL Fac. Spec. - NOX Rate Summer v3.1, Unit 553 and retrofits | 347 | 1797 | Rate Constraint in lbs/MMBtu | FALSE | L | Annual | Rate | lb/MMBtu | 0 | 0 | 0.035442 | 0.035442 | 0.035442 | 0 | 0
IL Fac. Spec. - NOX Rate Summer v3.1, Unit 553 and retrofits | 347 | 1797 | Rate Constraint in lbs/MMBtu | FALSE | L | Annual | Generation | TWh | 0 | 0 | 0.0023669 | 0.0023669 | 0.0023669 | 0 | 0
IL Fac. Spec. - NOX Rate Summer v3.1, Unit 553 and retrofits | 347 | 1797 | Rate Constraint in lbs/MMBtu | FALSE | L | Annual | Qualifying Generation | TWh | 0 | 0 | 0.0023669 | 0.0023669 | 0.0023669 | 0 | 0
IL Fac. Spec. - NOX Rate Summer v3.1, Unit 553 and retrofits | 347 | 1797 | Rate Constraint in lbs/MMBtu | FALSE | L | Annual | Rate | lb/MWh | 0 | 0 | 0.23339 | 0.23339 | 0.23339 | 0 | 0
IL Fac. Spec. - NOX Rate Summer v3.1, Unit 553 and retrofits | 347 | 1797 | Rate Constraint in lbs/MMBtu | FALSE | L | Annual | Constraint Shadow Price | US$/Ton | 0 | 0 | 0 | 0 | 0 | 0 | 0
IL Fac. Spec. - NOX Rate Summer v3.1, Unit 554 and retrofits | 348 | 1797 | Rate Constraint in lbs/MMBtu | FALSE | L | Annual | Seasons Included | Seasons | Summer | Summer | Summer | Summer | Summer | Summer | Summer
IL Fac. Spec. - NOX Rate Summer v3.1, Unit 554 and retrofits | 348 | 1797 | Rate Constraint in lbs/MMBtu | FALSE | L | Annual | Standard | lb/MMBtu | 0.25 | 0.25 | 0.25 | 0.25 | 0.25 | 0.25 | 0.25
IL Fac. Spec. - NOX Rate Summer v3.1, Unit 554 and retrofits | 348 | 1797 | Rate Constraint in lbs/MMBtu | FALSE | L | Annual | Emissions at Affected Plants NOX | MTons | 0 | 0 | 0.00040143 | 0.00040143 | 0.00040143 | 0 | 0
IL Fac. Spec. - NOX Rate Summer v3.1, Unit 554 and retrofits | 348 | 1797 | Rate Constraint in lbs/MMBtu | FALSE | L | Annual | Allowances Purchased NOX | MTons | 0 | 0 | 0 | 0 | 0 | 0 | 0
IL Fac. Spec. - NOX Rate Summer v3.1, Unit 554 and retrofits | 348 | 1797 | Rate Constraint in lbs/MMBtu | FALSE | L | Annual | Allowances Sold NOX | MTons | 0 | 0 | 0 | 0 | 0 | 0 | 0
IL Fac. Spec. - NOX Rate Summer v3.1, Unit 554 and retrofits | 348 | 1797 | Rate Constraint in lbs/MMBtu | FALSE | L | Annual | Allowances Banked | MTons | 0 | 0 | 0 | 0 | 0 | 0 | 0
IL Fac. Spec. - NOX Rate Summer v3.1, Unit 554 and retrofits | 348 | 1797 | Rate Constraint in lbs/MMBtu | FALSE | L | Annual | Allowances Withdrawn (1:1) | MTons | 0 | 0 | 0 | 0 | 0 | 0 | 0
IL Fac. Spec. - NOX Rate Summer v3.1, Unit 554 and retrofits | 348 | 1797 | Rate Constraint in lbs/MMBtu | FALSE | L | Annual | Allowances Withdrawn (n:1) | MTons | 0 | 0 | 0 | 0 | 0 | 0 | 0
IL Fac. Spec. - NOX Rate Summer v3.1, Unit 554 and retrofits | 348 | 1797 | Rate Constraint in lbs/MMBtu | FALSE | L | Annual | Net Emissions Allowance Position | MTons | 0 | 0 | 0.00040143 | 0.00040143 | 0.00040143 | 0 | 0
IL Fac. Spec. - NOX Rate Summer v3.1, Unit 554 and retrofits | 348 | 1797 | Rate Constraint in lbs/MMBtu | FALSE | L | Annual | Fuel Consumed | TBtu | 0 | 0 | 0.031179 | 0.031179 | 0.031179 | 0 | 0
IL Fac. Spec. - NOX Rate Summer v3.1, Unit 554 and retrofits | 348 | 1797 | Rate Constraint in lbs/MMBtu | FALSE | L | Annual | Rate | lb/MMBtu | 0 | 0 | 0.02575 | 0.02575 | 0.02575 | 0 | 0
IL Fac. Spec. - NOX Rate Summer v3.1, Unit 554 and retrofits | 348 | 1797 | Rate Constraint in lbs/MMBtu | FALSE | L | Annual | Generation | TWh | 0 | 0 | 0.0023669 | 0.0023669 | 0.0023669 | 0 | 0
IL Fac. Spec. - NOX Rate Summer v3.1, Unit 554 and retrofits | 348 | 1797 | Rate Constraint in lbs/MMBtu | FALSE | L | Annual | Qualifying Generation | TWh | 0 | 0 | 0.0023669 | 0.0023669 | 0.0023669 | 0 | 0
IL Fac. Spec. - NOX Rate Summer v3.1, Unit 554 and retrofits | 348 | 1797 | Rate Constraint in lbs/MMBtu | FALSE | L | Annual | Rate | lb/MWh | 0 | 0 | 0.1696 | 0.1696 | 0.1696 | 0 | 0
IL Fac. Spec. - NOX Rate Summer v3.1, Unit 554 and retrofits | 348 | 1797 | Rate Constraint in lbs/MMBtu | FALSE | L | Annual | Constraint Shadow Price | US$/Ton | 0 | 0 | 0 | 0 | 0 | 0 | 0
IL Fac. Spec. - NOX Rate Summer v3.1, Unit 555 and retrofits | 349 | 1797 | Rate Constraint in lbs/MMBtu | FALSE | L | Annual | Seasons Included | Seasons | Summer | Summer | Summer | Summer | Summer | Summer | Summer
IL Fac. Spec. - NOX Rate Summer v3.1, Unit 555 and retrofits | 349 | 1797 | Rate Constraint in lbs/MMBtu | FALSE | L | Annual | Standard | lb/MMBtu | 0.25 | 0.25 | 0.25 | 0.25 | 0.25 | 0.25 | 0.25
IL Fac. Spec. - NOX Rate Summer v3.1, Unit 555 and retrofits | 349 | 1797 | Rate Constraint in lbs/MMBtu | FALSE | L | Annual | Emissions at Affected Plants NOX | MTons | 0 | 0 | 0.00053684 | 0.00053684 | 0.00053684 | 0 | 0
IL Fac. Spec. - NOX Rate Summer v3.1, Unit 555 and retrofits | 349 | 1797 | Rate Constraint in lbs/MMBtu | FALSE | L | Annual | Allowances Purchased NOX | MTons | 0 | 0 | 0 | 0 | 0 | 0 | 0
IL Fac. Spec. - NOX Rate Summer v3.1, Unit 555 and retrofits | 349 | 1797 | Rate Constraint in lbs/MMBtu | FALSE | L | Annual | Allowances Sold NOX | MTons | 0 | 0 | 0 | 0 | 0 | 0 | 0
IL Fac. Spec. - NOX Rate Summer v3.1, Unit 555 and retrofits | 349 | 1797 | Rate Constraint in lbs/MMBtu | FALSE | L | Annual | Allowances Banked | MTons | 0 | 0 | 0 | 0 | 0 | 0 | 0
IL Fac. Spec. - NOX Rate Summer v3.1, Unit 555 and retrofits | 349 | 1797 | Rate Constraint in lbs/MMBtu | FALSE | L | Annual | Allowances Withdrawn (1:1) | MTons | 0 | 0 | 0 | 0 | 0 | 0 | 0
IL Fac. Spec. - NOX Rate Summer v3.1, Unit 555 and retrofits | 349 | 1797 | Rate Constraint in lbs/MMBtu | FALSE | L | Annual | Allowances Withdrawn (n:1) | MTons | 0 | 0 | 0 | 0 | 0 | 0 | 0
IL Fac. Spec. - NOX Rate Summer v3.1, Unit 555 and retrofits | 349 | 1797 | Rate Constraint in lbs/MMBtu | FALSE | L | Annual | Net Emissions Allowance Position | MTons | 0 | 0 | 0.00053684 | 0.00053684 | 0.00053684 | 0 | 0
IL Fac. Spec. - NOX Rate Summer v3.1, Unit 555 and retrofits | 349 | 1797 | Rate Constraint in lbs/MMBtu | FALSE | L | Annual | Fuel Consumed | TBtu | 0 | 0 | 0.031141 | 0.031141 | 0.031141 | 0 | 0
IL Fac. Spec. - NOX Rate Summer v3.1, Unit 555 and retrofits | 349 | 1797 | Rate Constraint in lbs/MMBtu | FALSE | L | Annual | Rate | lb/MMBtu | 0 | 0 | 0.034478 | 0.034478 | 0.034478 | 0 | 0
IL Fac. Spec. - NOX Rate Summer v3.1, Unit 555 and retrofits | 349 | 1797 | Rate Constraint in lbs/MMBtu | FALSE | L | Annual | Generation | TWh | 0 | 0 | 0.0023669 | 0.0023669 | 0.0023669 | 0 | 0
IL Fac. Spec. - NOX Rate Summer v3.1, Unit 555 and retrofits | 349 | 1797 | Rate Constraint in lbs/MMBtu | FALSE | L | Annual | Qualifying Generation | TWh | 0 | 0 | 0.0023669 | 0.0023669 | 0.0023669 | 0 | 0
IL Fac. Spec. - NOX Rate Summer v3.1, Unit 555 and retrofits | 349 | 1797 | Rate Constraint in lbs/MMBtu | FALSE | L | Annual | Rate | lb/MWh | 0 | 0 | 0.22682 | 0.22682 | 0.22682 | 0 | 0
IL Fac. Spec. - NOX Rate Summer v3.1, Unit 555 and retrofits | 349 | 1797 | Rate Constraint in lbs/MMBtu | FALSE | L | Annual | Constraint Shadow Price | US$/Ton | 0 | 0 | 0 | 0 | 0 | 0 | 0
IL Fac. Spec. - NOX Rate Summer v3.1, Unit 556 and retrofits | 350 | 1797 | Rate Constraint in lbs/MMBtu | FALSE | L | Annual | Seasons Included | Seasons | Summer | Summer | Summer | Summer | Summer | Summer | Summer
IL Fac. Spec. - NOX Rate Summer v3.1, Unit 556 and retrofits | 350 | 1797 | Rate Constraint in lbs/MMBtu | FALSE | L | Annual | Standard | lb/MMBtu | 0.25 | 0.25 | 0.25 | 0.25 | 0.25 | 0.25 | 0.25
IL Fac. Spec. - NOX Rate Summer v3.1, Unit 556 and retrofits | 350 | 1797 | Rate Constraint in lbs/MMBtu | FALSE | L | Annual | Emissions at Affected Plants NOX | MTons | 0 | 0 | 0.0014661 | 0.0014661 | 0.0014661 | 0 | 0
IL Fac. Spec. - NOX Rate Summer v3.1, Unit 556 and retrofits | 350 | 1797 | Rate Constraint in lbs/MMBtu | FALSE | L | Annual | Allowances Purchased NOX | MTons | 0 | 0 | 0 | 0 | 0 | 0 | 0
IL Fac. Spec. - NOX Rate Summer v3.1, Unit 556 and retrofits | 350 | 1797 | Rate Constraint in lbs/MMBtu | FALSE | L | Annual | Allowances Sold NOX | MTons | 0 | 0 | 0 | 0 | 0 | 0 | 0
IL Fac. Spec. - NOX Rate Summer v3.1, Unit 556 and retrofits | 350 | 1797 | Rate Constraint in lbs/MMBtu | FALSE | L | Annual | Allowances Banked | MTons | 0 | 0 | 0 | 0 | 0 | 0 | 0
IL Fac. Spec. - NOX Rate Summer v3.1, Unit 556 and retrofits | 350 | 1797 | Rate Constraint in lbs/MMBtu | FALSE | L | Annual | Allowances Withdrawn (1:1) | MTons | 0 | 0 | 0 | 0 | 0 | 0 | 0
IL Fac. Spec. - NOX Rate Summer v3.1, Unit 556 and retrofits | 350 | 1797 | Rate Constraint in lbs/MMBtu | FALSE | L | Annual | Allowances Withdrawn (n:1) | MTons | 0 | 0 | 0 | 0 | 0 | 0 | 0
IL Fac. Spec. - NOX Rate Summer v3.1, Unit 556 and retrofits | 350 | 1797 | Rate Constraint in lbs/MMBtu | FALSE | L | Annual | Net Emissions Allowance Position | MTons | 0 | 0 | 0.0014661 | 0.0014661 | 0.0014661 | 0 | 0
IL Fac. Spec. - NOX Rate Summer v3.1, Unit 556 and retrofits | 350 | 1797 | Rate Constraint in lbs/MMBtu | FALSE | L | Annual | Fuel Consumed | TBtu | 0 | 0 | 0.062329 | 0.062329 | 0.062329 | 0 | 0
IL Fac. Spec. - NOX Rate Summer v3.1, Unit 556 and retrofits | 350 | 1797 | Rate Constraint in lbs/MMBtu | FALSE | L | Annual | Rate | lb/MMBtu | 0 | 0 | 0.047045 | 0.047045 | 0.047045 | 0 | 0
IL Fac. Spec. - NOX Rate Summer v3.1, Unit 556 and retrofits | 350 | 1797 | Rate Constraint in lbs/MMBtu | FALSE | L | Annual | Generation | TWh | 0 | 0 | 0.0047337 | 0.0047337 | 0.0047337 | 0 | 0
IL Fac. Spec. - NOX Rate Summer v3.1, Unit 556 and retrofits | 350 | 1797 | Rate Constraint in lbs/MMBtu | FALSE | L | Annual | Qualifying Generation | TWh | 0 | 0 | 0.0047337 | 0.0047337 | 0.0047337 | 0 | 0
IL Fac. Spec. - NOX Rate Summer v3.1, Unit 556 and retrofits | 350 | 1797 | Rate Constraint in lbs/MMBtu | FALSE | L | Annual | Rate | lb/MWh | 0 | 0 | 0.30972 | 0.30972 | 0.30972 | 0 | 0
IL Fac. Spec. - NOX Rate Summer v3.1, Unit 556 and retrofits | 350 | 1797 | Rate Constraint in lbs/MMBtu | FALSE | L | Annual | Constraint Shadow Price | US$/Ton | 0 | 0 | 0 | 0 | 0 | 0 | 0
IL Fac. Spec. - NOX Rate Summer v3.1, Unit 557 and retrofits | 351 | 1797 | Rate Constraint in lbs/MMBtu | FALSE | L | Annual | Seasons Included | Seasons | Summer | Summer | Summer | Summer | Summer | Summer | Summer
IL Fac. Spec. - NOX Rate Summer v3.1, Unit 557 and retrofits | 351 | 1797 | Rate Constraint in lbs/MMBtu | FALSE | L | Annual | Standard | lb/MMBtu | 0.25 | 0.25 | 0.25 | 0.25 | 0.25 | 0.25 | 0.25
IL Fac. Spec. - NOX Rate Summer v3.1, Unit 557 and retrofits | 351 | 1797 | Rate Constraint in lbs/MMBtu | FALSE | L | Annual | Emissions at Affected Plants NOX | MTons | 0 | 0 | 0.00029924 | 0.00048467 | 0.00048467 | 0 | 0
IL Fac. Spec. - NOX Rate Summer v3.1, Unit 557 and retrofits | 351 | 1797 | Rate Constraint in lbs/MMBtu | FALSE | L | Annual | Allowances Purchased NOX | MTons | 0 | 0 | 0 | 0 | 0 | 0 | 0
IL Fac. Spec. - NOX Rate Summer v3.1, Unit 557 and retrofits | 351 | 1797 | Rate Constraint in lbs/MMBtu | FALSE | L | Annual | Allowances Sold NOX | MTons | 0 | 0 | 0 | 0 | 0 | 0 | 0
IL Fac. Spec. - NOX Rate Summer v3.1, Unit 557 and retrofits | 351 | 1797 | Rate Constraint in lbs/MMBtu | FALSE | L | Annual | Allowances Banked | MTons | 0 | 0 | 0 | 0 | 0 | 0 | 0
IL Fac. Spec. - NOX Rate Summer v3.1, Unit 557 and retrofits | 351 | 1797 | Rate Constraint in lbs/MMBtu | FALSE | L | Annual | Allowances Withdrawn (1:1) | MTons | 0 | 0 | 0 | 0 | 0 | 0 | 0
IL Fac. Spec. - NOX Rate Summer v3.1, Unit 557 and retrofits | 351 | 1797 | Rate Constraint in lbs/MMBtu | FALSE | L | Annual | Allowances Withdrawn (n:1) | MTons | 0 | 0 | 0 | 0 | 0 | 0 | 0
IL Fac. Spec. - NOX Rate Summer v3.1, Unit 557 and retrofits | 351 | 1797 | Rate Constraint in lbs/MMBtu | FALSE | L | Annual | Net Emissions Allowance Position | MTons | 0 | 0 | 0.00029924 | 0.00048467 | 0.00048467 | 0 | 0
IL Fac. Spec. - NOX Rate Summer v3.1, Unit 557 and retrofits | 351 | 1797 | Rate Constraint in lbs/MMBtu | FALSE | L | Annual | Fuel Consumed | TBtu | 0 | 0 | 0.019251 | 0.031181 | 0.031181 | 0 | 0
IL Fac. Spec. - NOX Rate Summer v3.1, Unit 557 and retrofits | 351 | 1797 | Rate Constraint in lbs/MMBtu | FALSE | L | Annual | Rate | lb/MMBtu | 0 | 0 | 0.031088 | 0.031088 | 0.031088 | 0 | 0
IL Fac. Spec. - NOX Rate Summer v3.1, Unit 557 and retrofits | 351 | 1797 | Rate Constraint in lbs/MMBtu | FALSE | L | Annual | Generation | TWh | 0 | 0 | 0.0014613 | 0.0023669 | 0.0023669 | 0 | 0
IL Fac. Spec. - NOX Rate Summer v3.1, Unit 557 and retrofits | 351 | 1797 | Rate Constraint in lbs/MMBtu | FALSE | L | Annual | Qualifying Generation | TWh | 0 | 0 | 0.0014613 | 0.0023669 | 0.0023669 | 0 | 0
IL Fac. Spec. - NOX Rate Summer v3.1, Unit 557 and retrofits | 351 | 1797 | Rate Constraint in lbs/MMBtu | FALSE | L | Annual | Rate | lb/MWh | 0 | 0 | 0.20478 | 0.20478 | 0.20478 | 0 | 0
IL Fac. Spec. - NOX Rate Summer v3.1, Unit 557 and retrofits | 351 | 1797 | Rate Constraint in lbs/MMBtu | FALSE | L | Annual | Constraint Shadow Price | US$/Ton | 0 | 0 | 0 | 0 | 0 | 0 | 0
IL Fac. Spec. - NOX Rate Summer v3.1, Unit 558 and retrofits | 352 | 1797 | Rate Constraint in lbs/MMBtu | FALSE | L | Annual | Seasons Included | Seasons | Summer | Summer | Summer | Summer | Summer | Summer | Summer
IL Fac. Spec. - NOX Rate Summer v3.1, Unit 558 and retrofits | 352 | 1797 | Rate Constraint in lbs/MMBtu | FALSE | L | Annual | Standard | lb/MMBtu | 0.25 | 0.25 | 0.25 | 0.25 | 0.25 | 0.25 | 0.25
IL Fac. Spec. - NOX Rate Summer v3.1, Unit 558 and retrofits | 352 | 1797 | Rate Constraint in lbs/MMBtu | FALSE | L | Annual | Emissions at Affected Plants NOX | MTons | 0 | 0 | 0.0010215 | 0.0010215 | 0.0010215 | 0 | 0
IL Fac. Spec. - NOX Rate Summer v3.1, Unit 558 and retrofits | 352 | 1797 | Rate Constraint in lbs/MMBtu | FALSE | L | Annual | Allowances Purchased NOX | MTons | 0 | 0 | 0 | 0 | 0 | 0 | 0
IL Fac. Spec. - NOX Rate Summer v3.1, Unit 558 and retrofits | 352 | 1797 | Rate Constraint in lbs/MMBtu | FALSE | L | Annual | Allowances Sold NOX | MTons | 0 | 0 | 0 | 0 | 0 | 0 | 0
IL Fac. Spec. - NOX Rate Summer v3.1, Unit 558 and retrofits | 352 | 1797 | Rate Constraint in lbs/MMBtu | FALSE | L | Annual | Allowances Banked | MTons | 0 | 0 | 0 | 0 | 0 | 0 | 0
IL Fac. Spec. - NOX Rate Summer v3.1, Unit 558 and retrofits | 352 | 1797 | Rate Constraint in lbs/MMBtu | FALSE | L | Annual | Allowances Withdrawn (1:1) | MTons | 0 | 0 | 0 | 0 | 0 | 0 | 0
IL Fac. Spec. - NOX Rate Summer v3.1, Unit 558 and retrofits | 352 | 1797 | Rate Constraint in lbs/MMBtu | FALSE | L | Annual | Allowances Withdrawn (n:1) | MTons | 0 | 0 | 0 | 0 | 0 | 0 | 0
IL Fac. Spec. - NOX Rate Summer v3.1, Unit 558 and retrofits | 352 | 1797 | Rate Constraint in lbs/MMBtu | FALSE | L | Annual | Net Emissions Allowance Position | MTons | 0 | 0 | 0.0010215 | 0.0010215 | 0.0010215 | 0 | 0
IL Fac. Spec. - NOX Rate Summer v3.1, Unit 558 and retrofits | 352 | 1797 | Rate Constraint in lbs/MMBtu | FALSE | L | Annual | Fuel Consumed | TBtu | 0 | 0 | 0.062279 | 0.062279 | 0.062279 | 0 | 0
IL Fac. Spec. - NOX Rate Summer v3.1, Unit 558 and retrofits | 352 | 1797 | Rate Constraint in lbs/MMBtu | FALSE | L | Annual | Rate | lb/MMBtu | 0 | 0 | 0.032805 | 0.032805 | 0.032805 | 0 | 0
IL Fac. Spec. - NOX Rate Summer v3.1, Unit 558 and retrofits | 352 | 1797 | Rate Constraint in lbs/MMBtu | FALSE | L | Annual | Generation | TWh | 0 | 0 | 0.0047337 | 0.0047337 | 0.0047337 | 0 | 0
IL Fac. Spec. - NOX Rate Summer v3.1, Unit 558 and retrofits | 352 | 1797 | Rate Constraint in lbs/MMBtu | FALSE | L | Annual | Qualifying Generation | TWh | 0 | 0 | 0.0047337 | 0.0047337 | 0.0047337 | 0 | 0
IL Fac. Spec. - NOX Rate Summer v3.1, Unit 558 and retrofits | 352 | 1797 | Rate Constraint in lbs/MMBtu | FALSE | L | Annual | Rate | lb/MWh | 0 | 0 | 0.2158 | 0.2158 | 0.2158 | 0 | 0
IL Fac. Spec. - NOX Rate Summer v3.1, Unit 558 and retrofits | 352 | 1797 | Rate Constraint in lbs/MMBtu | FALSE | L | Annual | Constraint Shadow Price | US$/Ton | 0 | 0 | 0 | 0 | 0 | 0 | 0
IL Fac. Spec. - NOX Rate Summer v3.1, Unit 559 and retrofits | 353 | 1797 | Rate Constraint in lbs/MMBtu | FALSE | L | Annual | Seasons Included | Seasons | Summer | Summer | Summer | Summer | Summer | Summer | Summer
IL Fac. Spec. - NOX Rate Summer v3.1, Unit 559 and retrofits | 353 | 1797 | Rate Constraint in lbs/MMBtu | FALSE | L | Annual | Standard | lb/MMBtu | 0.25 | 0.25 | 0.25 | 0.25 | 0.25 | 0.25 | 0.25
IL Fac. Spec. - NOX Rate Summer v3.1, Unit 559 and retrofits | 353 | 1797 | Rate Constraint in lbs/MMBtu | FALSE | L | Annual | Emissions at Affected Plants NOX | MTons | 0.00076235 | 0.00076235 | 0.00076235 | 0.00076235 | 0.00076235 | 0 | 0
IL Fac. Spec. - NOX Rate Summer v3.1, Unit 559 and retrofits | 353 | 1797 | Rate Constraint in lbs/MMBtu | FALSE | L | Annual | Allowances Purchased NOX | MTons | 0 | 0 | 0 | 0 | 0 | 0 | 0
IL Fac. Spec. - NOX Rate Summer v3.1, Unit 559 and retrofits | 353 | 1797 | Rate Constraint in lbs/MMBtu | FALSE | L | Annual | Allowances Sold NOX | MTons | 0 | 0 | 0 | 0 | 0 | 0 | 0
IL Fac. Spec. - NOX Rate Summer v3.1, Unit 559 and retrofits | 353 | 1797 | Rate Constraint in lbs/MMBtu | FALSE | L | Annual | Allowances Banked | MTons | 0 | 0 | 0 | 0 | 0 | 0 | 0
IL Fac. Spec. - NOX Rate Summer v3.1, Unit 559 and retrofits | 353 | 1797 | Rate Constraint in lbs/MMBtu | FALSE | L | Annual | Allowances Withdrawn (1:1) | MTons | 0 | 0 | 0 | 0 | 0 | 0 | 0
IL Fac. Spec. - NOX Rate Summer v3.1, Unit 559 and retrofits | 353 | 1797 | Rate Constraint in lbs/MMBtu | FALSE | L | Annual | Allowances Withdrawn (n:1) | MTons | 0 | 0 | 0 | 0 | 0 | 0 | 0
IL Fac. Spec. - NOX Rate Summer v3.1, Unit 559 and retrofits | 353 | 1797 | Rate Constraint in lbs/MMBtu | FALSE | L | Annual | Net Emissions Allowance Position | MTons | 0.00076235 | 0.00076235 | 0.00076235 | 0.00076235 | 0.00076235 | 0 | 0
IL Fac. Spec. - NOX Rate Summer v3.1, Unit 559 and retrofits | 353 | 1797 | Rate Constraint in lbs/MMBtu | FALSE | L | Annual | Fuel Consumed | TBtu | 0.019242 | 0.019242 | 0.019242 | 0.019242 | 0.019242 | 0 | 0
IL Fac. Spec. - NOX Rate Summer v3.1, Unit 559 and retrofits | 353 | 1797 | Rate Constraint in lbs/MMBtu | FALSE | L | Annual | Rate | lb/MMBtu | 0.07924 | 0.07924 | 0.07924 | 0.07924 | 0.07924 | 0 | 0
IL Fac. Spec. - NOX Rate Summer v3.1, Unit 559 and retrofits | 353 | 1797 | Rate Constraint in lbs/MMBtu | FALSE | L | Annual | Generation | TWh | 0.0016668 | 0.0016668 | 0.0016668 | 0.0016668 | 0.0016668 | 0 | 0
IL Fac. Spec. - NOX Rate Summer v3.1, Unit 559 and retrofits | 353 | 1797 | Rate Constraint in lbs/MMBtu | FALSE | L | Annual | Qualifying Generation | TWh | 0.0016668 | 0.0016668 | 0.0016668 | 0.0016668 | 0.0016668 | 0 | 0
IL Fac. Spec. - NOX Rate Summer v3.1, Unit 559 and retrofits | 353 | 1797 | Rate Constraint in lbs/MMBtu | FALSE | L | Annual | Rate | lb/MWh | 0.45737 | 0.45737 | 0.45737 | 0.45737 | 0.45737 | 0 | 0
IL Fac. Spec. - NOX Rate Summer v3.1, Unit 559 and retrofits | 353 | 1797 | Rate Constraint in lbs/MMBtu | FALSE | L | Annual | Constraint Shadow Price | US$/Ton | 0 | 0 | 0 | 0 | 0 | 0 | 0
IL Fac. Spec. - NOX Rate Summer v3.1, Unit 560 and retrofits | 354 | 1797 | Rate Constraint in lbs/MMBtu | FALSE | L | Annual | Seasons Included | Seasons | Summer | Summer | Summer | Summer | Summer | Summer | Summer
IL Fac. Spec. - NOX Rate Summer v3.1, Unit 560 and retrofits | 354 | 1797 | Rate Constraint in lbs/MMBtu | FALSE | L | Annual | Standard | lb/MMBtu | 0.25 | 0.25 | 0.25 | 0.25 | 0.25 | 0.25 | 0.25
IL Fac. Spec. - NOX Rate Summer v3.1, Unit 560 and retrofits | 354 | 1797 | Rate Constraint in lbs/MMBtu | FALSE | L | Annual | Emissions at Affected Plants NOX | MTons | 0.00077435 | 0.00077435 | 0.00077435 | 0.00077435 | 0.00077435 | 0 | 0
IL Fac. Spec. - NOX Rate Summer v3.1, Unit 560 and retrofits | 354 | 1797 | Rate Constraint in lbs/MMBtu | FALSE | L | Annual | Allowances Purchased NOX | MTons | 0 | 0 | 0 | 0 | 0 | 0 | 0
IL Fac. Spec. - NOX Rate Summer v3.1, Unit 560 and retrofits | 354 | 1797 | Rate Constraint in lbs/MMBtu | FALSE | L | Annual | Allowances Sold NOX | MTons | 0 | 0 | 0 | 0 | 0 | 0 | 0
IL Fac. Spec. - NOX Rate Summer v3.1, Unit 560 and retrofits | 354 | 1797 | Rate Constraint in lbs/MMBtu | FALSE | L | Annual | Allowances Banked | MTons | 0 | 0 | 0 | 0 | 0 | 0 | 0
IL Fac. Spec. - NOX Rate Summer v3.1, Unit 560 and retrofits | 354 | 1797 | Rate Constraint in lbs/MMBtu | FALSE | L | Annual | Allowances Withdrawn (1:1) | MTons | 0 | 0 | 0 | 0 | 0 | 0 | 0
IL Fac. Spec. - NOX Rate Summer v3.1, Unit 560 and retrofits | 354 | 1797 | Rate Constraint in lbs/MMBtu | FALSE | L | Annual | Allowances Withdrawn (n:1) | MTons | 0 | 0 | 0 | 0 | 0 | 0 | 0
IL Fac. Spec. - NOX Rate Summer v3.1, Unit 560 and retrofits | 354 | 1797 | Rate Constraint in lbs/MMBtu | FALSE | L | Annual | Net Emissions Allowance Position | MTons | 0.00077435 | 0.00077435 | 0.00077435 | 0.00077435 | 0.00077435 | 0 | 0
IL Fac. Spec. - NOX Rate Summer v3.1, Unit 560 and retrofits | 354 | 1797 | Rate Constraint in lbs/MMBtu | FALSE | L | Annual | Fuel Consumed | TBtu | 0.019243 | 0.019243 | 0.019243 | 0.019243 | 0.019243 | 0 | 0
IL Fac. Spec. - NOX Rate Summer v3.1, Unit 560 and retrofits | 354 | 1797 | Rate Constraint in lbs/MMBtu | FALSE | L | Annual | Rate | lb/MMBtu | 0.080481 | 0.080481 | 0.080481 | 0.080481 | 0.080481 | 0 | 0
IL Fac. Spec. - NOX Rate Summer v3.1, Unit 560 and retrofits | 354 | 1797 | Rate Constraint in lbs/MMBtu | FALSE | L | Annual | Generation | TWh | 0.0016668 | 0.0016668 | 0.0016668 | 0.0016668 | 0.0016668 | 0 | 0
IL Fac. Spec. - NOX Rate Summer v3.1, Unit 560 and retrofits | 354 | 1797 | Rate Constraint in lbs/MMBtu | FALSE | L | Annual | Qualifying Generation | TWh | 0.0016668 | 0.0016668 | 0.0016668 | 0.0016668 | 0.0016668 | 0 | 0
IL Fac. Spec. - NOX Rate Summer v3.1, Unit 560 and retrofits | 354 | 1797 | Rate Constraint in lbs/MMBtu | FALSE | L | Annual | Rate | lb/MWh | 0.46458 | 0.46458 | 0.46458 | 0.46458 | 0.46458 | 0 | 0
IL Fac. Spec. - NOX Rate Summer v3.1, Unit 560 and retrofits | 354 | 1797 | Rate Constraint in lbs/MMBtu | FALSE | L | Annual | Constraint Shadow Price | US$/Ton | 0 | 0 | 0 | 0 | 0 | 0 | 0
IL Fac. Spec. - NOX Rate Summer v3.1, Unit 561 and retrofits | 355 | 1797 | Rate Constraint in lbs/MMBtu | FALSE | L | Annual | Seasons Included | Seasons | Summer | Summer | Summer | Summer | Summer | Summer | Summer
IL Fac. Spec. - NOX Rate Summer v3.1, Unit 561 and retrofits | 355 | 1797 | Rate Constraint in lbs/MMBtu | FALSE | L | Annual | Standard | lb/MMBtu | 0.25 | 0.25 | 0.25 | 0.25 | 0.25 | 0.25 | 0.25
IL Fac. Spec. - NOX Rate Summer v3.1, Unit 561 and retrofits | 355 | 1797 | Rate Constraint in lbs/MMBtu | FALSE | L | Annual | Emissions at Affected Plants NOX | MTons | 0.00076374 | 0.00076374 | 0.00076374 | 0.00076374 | 0.00076374 | 0 | 0
IL Fac. Spec. - NOX Rate Summer v3.1, Unit 561 and retrofits | 355 | 1797 | Rate Constraint in lbs/MMBtu | FALSE | L | Annual | Allowances Purchased NOX | MTons | 0 | 0 | 0 | 0 | 0 | 0 | 0
IL Fac. Spec. - NOX Rate Summer v3.1, Unit 561 and retrofits | 355 | 1797 | Rate Constraint in lbs/MMBtu | FALSE | L | Annual | Allowances Sold NOX | MTons | 0 | 0 | 0 | 0 | 0 | 0 | 0
IL Fac. Spec. - NOX Rate Summer v3.1, Unit 561 and retrofits | 355 | 1797 | Rate Constraint in lbs/MMBtu | FALSE | L | Annual | Allowances Banked | MTons | 0 | 0 | 0 | 0 | 0 | 0 | 0
IL Fac. Spec. - NOX Rate Summer v3.1, Unit 561 and retrofits | 355 | 1797 | Rate Constraint in lbs/MMBtu | FALSE | L | Annual | Allowances Withdrawn (1:1) | MTons | 0 | 0 | 0 | 0 | 0 | 0 | 0
IL Fac. Spec. - NOX Rate Summer v3.1, Unit 561 and retrofits | 355 | 1797 | Rate Constraint in lbs/MMBtu | FALSE | L | Annual | Allowances Withdrawn (n:1) | MTons | 0 | 0 | 0 | 0 | 0 | 0 | 0
IL Fac. Spec. - NOX Rate Summer v3.1, Unit 561 and retrofits | 355 | 1797 | Rate Constraint in lbs/MMBtu | FALSE | L | Annual | Net Emissions Allowance Position | MTons | 0.00076374 | 0.00076374 | 0.00076374 | 0.00076374 | 0.00076374 | 0 | 0
IL Fac. Spec. - NOX Rate Summer v3.1, Unit 561 and retrofits | 355 | 1797 | Rate Constraint in lbs/MMBtu | FALSE | L | Annual | Fuel Consumed | TBtu | 0.019243 | 0.019243 | 0.019243 | 0.019243 | 0.019243 | 0 | 0
IL Fac. Spec. - NOX Rate Summer v3.1, Unit 561 and retrofits | 355 | 1797 | Rate Constraint in lbs/MMBtu | FALSE | L | Annual | Rate | lb/MMBtu | 0.079377 | 0.079377 | 0.079377 | 0.079377 | 0.079377 | 0 | 0
IL Fac. Spec. - NOX Rate Summer v3.1, Unit 561 and retrofits | 355 | 1797 | Rate Constraint in lbs/MMBtu | FALSE | L | Annual | Generation | TWh | 0.0016668 | 0.0016668 | 0.0016668 | 0.0016668 | 0.0016668 | 0 | 0
IL Fac. Spec. - NOX Rate Summer v3.1, Unit 561 and retrofits | 355 | 1797 | Rate Constraint in lbs/MMBtu | FALSE | L | Annual | Qualifying Generation | TWh | 0.0016668 | 0.0016668 | 0.0016668 | 0.0016668 | 0.0016668 | 0 | 0
IL Fac. Spec. - NOX Rate Summer v3.1, Unit 561 and retrofits | 355 | 1797 | Rate Constraint in lbs/MMBtu | FALSE | L | Annual | Rate | lb/MWh | 0.4582 | 0.4582 | 0.4582 | 0.4582 | 0.4582 | 0 | 0
IL Fac. Spec. - NOX Rate Summer v3.1, Unit 561 and retrofits | 355 | 1797 | Rate Constraint in lbs/MMBtu | FALSE | L | Annual | Constraint Shadow Price | US$/Ton | 0 | 0 | 0 | 0 | 0 | 0 | 0
IL Fac. Spec. - NOX Rate Summer v3.1, Unit 562 and retrofits | 356 | 1797 | Rate Constraint in lbs/MMBtu | FALSE | L | Annual | Seasons Included | Seasons | Summer | Summer | Summer | Summer | Summer | Summer | Summer
IL Fac. Spec. - NOX Rate Summer v3.1, Unit 562 and retrofits | 356 | 1797 | Rate Constraint in lbs/MMBtu | FALSE | L | Annual | Standard | lb/MMBtu | 0.25 | 0.25 | 0.25 | 0.25 | 0.25 | 0.25 | 0.25
IL Fac. Spec. - NOX Rate Summer v3.1, Unit 562 and retrofits | 356 | 1797 | Rate Constraint in lbs/MMBtu | FALSE | L | Annual | Emissions at Affected Plants NOX | MTons | 0.00077457 | 0.00077457 | 0.00077457 | 0.00077457 | 0.00077457 | 0 | 0
IL Fac. Spec. - NOX Rate Summer v3.1, Unit 562 and retrofits | 356 | 1797 | Rate Constraint in lbs/MMBtu | FALSE | L | Annual | Allowances Purchased NOX | MTons | 0 | 0 | 0 | 0 | 0 | 0 | 0
IL Fac. Spec. - NOX Rate Summer v3.1, Unit 562 and retrofits | 356 | 1797 | Rate Constraint in lbs/MMBtu | FALSE | L | Annual | Allowances Sold NOX | MTons | 0 | 0 | 0 | 0 | 0 | 0 | 0
IL Fac. Spec. - NOX Rate Summer v3.1, Unit 562 and retrofits | 356 | 1797 | Rate Constraint in lbs/MMBtu | FALSE | L | Annual | Allowances Banked | MTons | 0 | 0 | 0 | 0 | 0 | 0 | 0
IL Fac. Spec. - NOX Rate Summer v3.1, Unit 562 and retrofits | 356 | 1797 | Rate Constraint in lbs/MMBtu | FALSE | L | Annual | Allowances Withdrawn (1:1) | MTons | 0 | 0 | 0 | 0 | 0 | 0 | 0
IL Fac. Spec. - NOX Rate Summer v3.1, Unit 562 and retrofits | 356 | 1797 | Rate Constraint in lbs/MMBtu | FALSE | L | Annual | Allowances Withdrawn (n:1) | MTons | 0 | 0 | 0 | 0 | 0 | 0 | 0
IL Fac. Spec. - NOX Rate Summer v3.1, Unit 562 and retrofits | 356 | 1797 | Rate Constraint in lbs/MMBtu | FALSE | L | Annual | Net Emissions Allowance Position | MTons | 0.00077457 | 0.00077457 | 0.00077457 | 0.00077457 | 0.00077457 | 0 | 0
IL Fac. Spec. - NOX Rate Summer v3.1, Unit 562 and retrofits | 356 | 1797 | Rate Constraint in lbs/MMBtu | FALSE | L | Annual | Fuel Consumed | TBtu | 0.019243 | 0.019243 | 0.019243 | 0.019243 | 0.019243 | 0 | 0
IL Fac. Spec. - NOX Rate Summer v3.1, Unit 562 and retrofits | 356 | 1797 | Rate Constraint in lbs/MMBtu | FALSE | L | Annual | Rate | lb/MMBtu | 0.080503 | 0.080503 | 0.080503 | 0.080503 | 0.080503 | 0 | 0
IL Fac. Spec. - NOX Rate Summer v3.1, Unit 562 and retrofits | 356 | 1797 | Rate Constraint in lbs/MMBtu | FALSE | L | Annual | Generation | TWh | 0.0016668 | 0.0016668 | 0.0016668 | 0.0016668 | 0.0016668 | 0 | 0
IL Fac. Spec. - NOX Rate Summer v3.1, Unit 562 and retrofits | 356 | 1797 | Rate Constraint in lbs/MMBtu | FALSE | L | Annual | Qualifying Generation | TWh | 0.0016668 | 0.0016668 | 0.0016668 | 0.0016668 | 0.0016668 | 0 | 0
IL Fac. Spec. - NOX Rate Summer v3.1, Unit 562 and retrofits | 356 | 1797 | Rate Constraint in lbs/MMBtu | FALSE | L | Annual | Rate | lb/MWh | 0.46471 | 0.46471 | 0.46471 | 0.46471 | 0.46471 | 0 | 0
IL Fac. Spec. - NOX Rate Summer v3.1, Unit 562 and retrofits | 356 | 1797 | Rate Constraint in lbs/MMBtu | FALSE | L | Annual | Constraint Shadow Price | US$/Ton | 0 | 0 | 0 | 0 | 0 | 0 | 0
IL Fac. Spec. - NOX Rate Summer v3.1, Unit 563 and retrofits | 357 | 1797 | Rate Constraint in lbs/MMBtu | FALSE | L | Annual | Seasons Included | Seasons | Summer | Summer | Summer | Summer | Summer | Summer | Summer
IL Fac. Spec. - NOX Rate Summer v3.1, Unit 563 and retrofits | 357 | 1797 | Rate Constraint in lbs/MMBtu | FALSE | L | Annual | Standard | lb/MMBtu | 0.25 | 0.25 | 0.25 | 0.25 | 0.25 | 0.25 | 0.25
IL Fac. Spec. - NOX Rate Summer v3.1, Unit 563 and retrofits | 357 | 1797 | Rate Constraint in lbs/MMBtu | FALSE | L | Annual | Emissions at Affected Plants NOX | MTons | 0.0015365 | 0.0015365 | 0.0015365 | 0.0015365 | 0.0015365 | 0 | 0
IL Fac. Spec. - NOX Rate Summer v3.1, Unit 563 and retrofits | 357 | 1797 | Rate Constraint in lbs/MMBtu | FALSE | L | Annual | Allowances Purchased NOX | MTons | 0 | 0 | 0 | 0 | 0 | 0 | 0
IL Fac. Spec. - NOX Rate Summer v3.1, Unit 563 and retrofits | 357 | 1797 | Rate Constraint in lbs/MMBtu | FALSE | L | Annual | Allowances Sold NOX | MTons | 0 | 0 | 0 | 0 | 0 | 0 | 0
IL Fac. Spec. - NOX Rate Summer v3.1, Unit 563 and retrofits | 357 | 1797 | Rate Constraint in lbs/MMBtu | FALSE | L | Annual | Allowances Banked | MTons | 0 | 0 | 0 | 0 | 0 | 0 | 0
IL Fac. Spec. - NOX Rate Summer v3.1, Unit 563 and retrofits | 357 | 1797 | Rate Constraint in lbs/MMBtu | FALSE | L | Annual | Allowances Withdrawn (1:1) | MTons | 0 | 0 | 0 | 0 | 0 | 0 | 0
IL Fac. Spec. - NOX Rate Summer v3.1, Unit 563 and retrofits | 357 | 1797 | Rate Constraint in lbs/MMBtu | FALSE | L | Annual | Allowances Withdrawn (n:1) | MTons | 0 | 0 | 0 | 0 | 0 | 0 | 0
IL Fac. Spec. - NOX Rate Summer v3.1, Unit 563 and retrofits | 357 | 1797 | Rate Constraint in lbs/MMBtu | FALSE | L | Annual | Net Emissions Allowance Position | MTons | 0.0015365 | 0.0015365 | 0.0015365 | 0.0015365 | 0.0015365 | 0 | 0
IL Fac. Spec. - NOX Rate Summer v3.1, Unit 563 and retrofits | 357 | 1797 | Rate Constraint in lbs/MMBtu | FALSE | L | Annual | Fuel Consumed | TBtu | 0.038486 | 0.038486 | 0.038486 | 0.038486 | 0.038486 | 0 | 0
IL Fac. Spec. - NOX Rate Summer v3.1, Unit 563 and retrofits | 357 | 1797 | Rate Constraint in lbs/MMBtu | FALSE | L | Annual | Rate | lb/MMBtu | 0.079845 | 0.079845 | 0.079845 | 0.079845 | 0.079845 | 0 | 0
IL Fac. Spec. - NOX Rate Summer v3.1, Unit 563 and retrofits | 357 | 1797 | Rate Constraint in lbs/MMBtu | FALSE | L | Annual | Generation | TWh | 0.0033336 | 0.0033336 | 0.0033336 | 0.0033336 | 0.0033336 | 0 | 0
IL Fac. Spec. - NOX Rate Summer v3.1, Unit 563 and retrofits | 357 | 1797 | Rate Constraint in lbs/MMBtu | FALSE | L | Annual | Qualifying Generation | TWh | 0.0033336 | 0.0033336 | 0.0033336 | 0.0033336 | 0.0033336 | 0 | 0
IL Fac. Spec. - NOX Rate Summer v3.1, Unit 563 and retrofits | 357 | 1797 | Rate Constraint in lbs/MMBtu | FALSE | L | Annual | Rate | lb/MWh | 0.4609 | 0.4609 | 0.4609 | 0.4609 | 0.4609 | 0 | 0
IL Fac. Spec. - NOX Rate Summer v3.1, Unit 563 and retrofits | 357 | 1797 | Rate Constraint in lbs/MMBtu | FALSE | L | Annual | Constraint Shadow Price | US$/Ton | 0 | 0 | 0 | 0 | 0 | 0 | 0
IL Fac. Spec. - NOX Rate Summer v3.1, Unit 564 and retrofits | 358 | 1797 | Rate Constraint in lbs/MMBtu | FALSE | L | Annual | Seasons Included | Seasons | Summer | Summer | Summer | Summer | Summer | Summer | Summer
IL Fac. Spec. - NOX Rate Summer v3.1, Unit 564 and retrofits | 358 | 1797 | Rate Constraint in lbs/MMBtu | FALSE | L | Annual | Standard | lb/MMBtu | 0.25 | 0.25 | 0.25 | 0.25 | 0.25 | 0.25 | 0.25
IL Fac. Spec. - NOX Rate Summer v3.1, Unit 564 and retrofits | 358 | 1797 | Rate Constraint in lbs/MMBtu | FALSE | L | Annual | Emissions at Affected Plants NOX | MTons | 0 | 0.00040962 | 0.00040962 | 0.00040962 | 0.00040962 | 0 | 0
IL Fac. Spec. - NOX Rate Summer v3.1, Unit 564 and retrofits | 358 | 1797 | Rate Constraint in lbs/MMBtu | FALSE | L | Annual | Allowances Purchased NOX | MTons | 0 | 0 | 0 | 0 | 0 | 0 | 0
IL Fac. Spec. - NOX Rate Summer v3.1, Unit 564 and retrofits | 358 | 1797 | Rate Constraint in lbs/MMBtu | FALSE | L | Annual | Allowances Sold NOX | MTons | 0 | 0 | 0 | 0 | 0 | 0 | 0
IL Fac. Spec. - NOX Rate Summer v3.1, Unit 564 and retrofits | 358 | 1797 | Rate Constraint in lbs/MMBtu | FALSE | L | Annual | Allowances Banked | MTons | 0 | 0 | 0 | 0 | 0 | 0 | 0
IL Fac. Spec. - NOX Rate Summer v3.1, Unit 564 and retrofits | 358 | 1797 | Rate Constraint in lbs/MMBtu | FALSE | L | Annual | Allowances Withdrawn (1:1) | MTons | 0 | 0 | 0 | 0 | 0 | 0 | 0
IL Fac. Spec. - NOX Rate Summer v3.1, Unit 564 and retrofits | 358 | 1797 | Rate Constraint in lbs/MMBtu | FALSE | L | Annual | Allowances Withdrawn (n:1) | MTons | 0 | 0 | 0 | 0 | 0 | 0 | 0
IL Fac. Spec. - NOX Rate Summer v3.1, Unit 564 and retrofits | 358 | 1797 | Rate Constraint in lbs/MMBtu | FALSE | L | Annual | Net Emissions Allowance Position | MTons | 0 | 0.00040962 | 0.00040962 | 0.00040962 | 0.00040962 | 0 | 0
IL Fac. Spec. - NOX Rate Summer v3.1, Unit 564 and retrofits | 358 | 1797 | Rate Constraint in lbs/MMBtu | FALSE | L | Annual | Fuel Consumed | TBtu | 0 | 0.030915 | 0.030915 | 0.030915 | 0.030915 | 0 | 0
IL Fac. Spec. - NOX Rate Summer v3.1, Unit 564 and retrofits | 358 | 1797 | Rate Constraint in lbs/MMBtu | FALSE | L | Annual | Rate | lb/MMBtu | 0 | 0.0265 | 0.0265 | 0.0265 | 0.0265 | 0 | 0
IL Fac. Spec. - NOX Rate Summer v3.1, Unit 564 and retrofits | 358 | 1797 | Rate Constraint in lbs/MMBtu | FALSE | L | Annual | Generation | TWh | 0 | 0.0025002 | 0.0025002 | 0.0025002 | 0.0025002 | 0 | 0
IL Fac. Spec. - NOX Rate Summer v3.1, Unit 564 and retrofits | 358 | 1797 | Rate Constraint in lbs/MMBtu | FALSE | L | Annual | Qualifying Generation | TWh | 0 | 0.0025002 | 0.0025002 | 0.0025002 | 0.0025002 | 0 | 0
IL Fac. Spec. - NOX Rate Summer v3.1, Unit 564 and retrofits | 358 | 1797 | Rate Constraint in lbs/MMBtu | FALSE | L | Annual | Rate | lb/MWh | 0 | 0.16384 | 0.16384 | 0.16384 | 0.16384 | 0 | 0
IL Fac. Spec. - NOX Rate Summer v3.1, Unit 564 and retrofits | 358 | 1797 | Rate Constraint in lbs/MMBtu | FALSE | L | Annual | Constraint Shadow Price | US$/Ton | 0 | 0 | 0 | 0 | 0 | 0 | 0
IL Fac. Spec. - NOX Rate Summer v3.1, Unit 565 and retrofits | 359 | 1797 | Rate Constraint in lbs/MMBtu | FALSE | L | Annual | Seasons Included | Seasons | Summer | Summer | Summer | Summer | Summer | Summer | Summer
IL Fac. Spec. - NOX Rate Summer v3.1, Unit 565 and retrofits | 359 | 1797 | Rate Constraint in lbs/MMBtu | FALSE | L | Annual | Standard | lb/MMBtu | 0.25 | 0.25 | 0.25 | 0.25 | 0.25 | 0.25 | 0.25
IL Fac. Spec. - NOX Rate Summer v3.1, Unit 565 and retrofits | 359 | 1797 | Rate Constraint in lbs/MMBtu | FALSE | L | Annual | Emissions at Affected Plants NOX | MTons | 0 | 0.00015124 | 0.00030917 | 0.00030917 | 0.00030917 | 0 | 0
IL Fac. Spec. - NOX Rate Summer v3.1, Unit 565 and retrofits | 359 | 1797 | Rate Constraint in lbs/MMBtu | FALSE | L | Annual | Allowances Purchased NOX | MTons | 0 | 0 | 0 | 0 | 0 | 0 | 0
IL Fac. Spec. - NOX Rate Summer v3.1, Unit 565 and retrofits | 359 | 1797 | Rate Constraint in lbs/MMBtu | FALSE | L | Annual | Allowances Sold NOX | MTons | 0 | 0 | 0 | 0 | 0 | 0 | 0
IL Fac. Spec. - NOX Rate Summer v3.1, Unit 565 and retrofits | 359 | 1797 | Rate Constraint in lbs/MMBtu | FALSE | L | Annual | Allowances Banked | MTons | 0 | 0 | 0 | 0 | 0 | 0 | 0
IL Fac. Spec. - NOX Rate Summer v3.1, Unit 565 and retrofits | 359 | 1797 | Rate Constraint in lbs/MMBtu | FALSE | L | Annual | Allowances Withdrawn (1:1) | MTons | 0 | 0 | 0 | 0 | 0 | 0 | 0
IL Fac. Spec. - NOX Rate Summer v3.1, Unit 565 and retrofits | 359 | 1797 | Rate Constraint in lbs/MMBtu | FALSE | L | Annual | Allowances Withdrawn (n:1) | MTons | 0 | 0 | 0 | 0 | 0 | 0 | 0
IL Fac. Spec. - NOX Rate Summer v3.1, Unit 565 and retrofits | 359 | 1797 | Rate Constraint in lbs/MMBtu | FALSE | L | Annual | Net Emissions Allowance Position | MTons | 0 | 0.00015124 | 0.00030917 | 0.00030917 | 0.00030917 | 0 | 0
IL Fac. Spec. - NOX Rate Summer v3.1, Unit 565 and retrofits | 359 | 1797 | Rate Constraint in lbs/MMBtu | FALSE | L | Annual | Fuel Consumed | TBtu | 0 | 0.015124 | 0.030917 | 0.030917 | 0.030917 | 0 | 0
IL Fac. Spec. - NOX Rate Summer v3.1, Unit 565 and retrofits | 359 | 1797 | Rate Constraint in lbs/MMBtu | FALSE | L | Annual | Rate | lb/MMBtu | 0 | 0.02 | 0.02 | 0.02 | 0.02 | 0 | 0
IL Fac. Spec. - NOX Rate Summer v3.1, Unit 565 and retrofits | 359 | 1797 | Rate Constraint in lbs/MMBtu | FALSE | L | Annual | Generation | TWh | 0 | 0.001223 | 0.0025002 | 0.0025002 | 0.0025002 | 0 | 0
IL Fac. Spec. - NOX Rate Summer v3.1, Unit 565 and retrofits | 359 | 1797 | Rate Constraint in lbs/MMBtu | FALSE | L | Annual | Qualifying Generation | TWh | 0 | 0.001223 | 0.0025002 | 0.0025002 | 0.0025002 | 0 | 0
IL Fac. Spec. - NOX Rate Summer v3.1, Unit 565 and retrofits | 359 | 1797 | Rate Constraint in lbs/MMBtu | FALSE | L | Annual | Rate | lb/MWh | 0 | 0.12366 | 0.12366 | 0.12366 | 0.12366 | 0 | 0
IL Fac. Spec. - NOX Rate Summer v3.1, Unit 565 and retrofits | 359 | 1797 | Rate Constraint in lbs/MMBtu | FALSE | L | Annual | Constraint Shadow Price | US$/Ton | 0 | 0 | 0 | 0 | 0 | 0 | 0
IL Fac. Spec. - NOX Rate Summer v3.1, Unit 566 and retrofits | 360 | 1797 | Rate Constraint in lbs/MMBtu | FALSE | L | Annual | Seasons Included | Seasons | Summer | Summer | Summer | Summer | Summer | Summer | Summer
IL Fac. Spec. - NOX Rate Summer v3.1, Unit 566 and retrofits | 360 | 1797 | Rate Constraint in lbs/MMBtu | FALSE | L | Annual | Standard | lb/MMBtu | 0.25 | 0.25 | 0.25 | 0.25 | 0.25 | 0.25 | 0.25
IL Fac. Spec. - NOX Rate Summer v3.1, Unit 566 and retrofits | 360 | 1797 | Rate Constraint in lbs/MMBtu | FALSE | L | Annual | Emissions at Affected Plants NOX | MTons | 0 | 0 | 0.0006199 | 0.0006199 | 0.0006199 | 0 | 0
IL Fac. Spec. - NOX Rate Summer v3.1, Unit 566 and retrofits | 360 | 1797 | Rate Constraint in lbs/MMBtu | FALSE | L | Annual | Allowances Purchased NOX | MTons | 0 | 0 | 0 | 0 | 0 | 0 | 0
IL Fac. Spec. - NOX Rate Summer v3.1, Unit 566 and retrofits | 360 | 1797 | Rate Constraint in lbs/MMBtu | FALSE | L | Annual | Allowances Sold NOX | MTons | 0 | 0 | 0 | 0 | 0 | 0 | 0
IL Fac. Spec. - NOX Rate Summer v3.1, Unit 566 and retrofits | 360 | 1797 | Rate Constraint in lbs/MMBtu | FALSE | L | Annual | Allowances Banked | MTons | 0 | 0 | 0 | 0 | 0 | 0 | 0
IL Fac. Spec. - NOX Rate Summer v3.1, Unit 566 and retrofits | 360 | 1797 | Rate Constraint in lbs/MMBtu | FALSE | L | Annual | Allowances Withdrawn (1:1) | MTons | 0 | 0 | 0 | 0 | 0 | 0 | 0
IL Fac. Spec. - NOX Rate Summer v3.1, Unit 566 and retrofits | 360 | 1797 | Rate Constraint in lbs/MMBtu | FALSE | L | Annual | Allowances Withdrawn (n:1) | MTons | 0 | 0 | 0 | 0 | 0 | 0 | 0
IL Fac. Spec. - NOX Rate Summer v3.1, Unit 566 and retrofits | 360 | 1797 | Rate Constraint in lbs/MMBtu | FALSE | L | Annual | Net Emissions Allowance Position | MTons | 0 | 0 | 0.0006199 | 0.0006199 | 0.0006199 | 0 | 0
IL Fac. Spec. - NOX Rate Summer v3.1, Unit 566 and retrofits | 360 | 1797 | Rate Constraint in lbs/MMBtu | FALSE | L | Annual | Fuel Consumed | TBtu | 0 | 0 | 0.061835 | 0.061835 | 0.061835 | 0 | 0
IL Fac. Spec. - NOX Rate Summer v3.1, Unit 566 and retrofits | 360 | 1797 | Rate Constraint in lbs/MMBtu | FALSE | L | Annual | Rate | lb/MMBtu | 0 | 0 | 0.02005 | 0.02005 | 0.02005 | 0 | 0
IL Fac. Spec. - NOX Rate Summer v3.1, Unit 566 and retrofits | 360 | 1797 | Rate Constraint in lbs/MMBtu | FALSE | L | Annual | Generation | TWh | 0 | 0 | 0.0050004 | 0.0050004 | 0.0050004 | 0 | 0
IL Fac. Spec. - NOX Rate Summer v3.1, Unit 566 and retrofits | 360 | 1797 | Rate Constraint in lbs/MMBtu | FALSE | L | Annual | Qualifying Generation | TWh | 0 | 0 | 0.0050004 | 0.0050004 | 0.0050004 | 0 | 0
IL Fac. Spec. - NOX Rate Summer v3.1, Unit 566 and retrofits | 360 | 1797 | Rate Constraint in lbs/MMBtu | FALSE | L | Annual | Rate | lb/MWh | 0 | 0 | 0.12397 | 0.12397 | 0.12397 | 0 | 0
IL Fac. Spec. - NOX Rate Summer v3.1, Unit 566 and retrofits | 360 | 1797 | Rate Constraint in lbs/MMBtu | FALSE | L | Annual | Constraint Shadow Price | US$/Ton | 0 | 0 | 0 | 0 | 0 | 0 | 0
IL Fac. Spec. - NOX Rate Summer v3.1, Unit 567 and retrofits | 361 | 1797 | Rate Constraint in lbs/MMBtu | FALSE | L | Annual | Seasons Included | Seasons | Summer | Summer | Summer | Summer | Summer | Summer | Summer
IL Fac. Spec. - NOX Rate Summer v3.1, Unit 567 and retrofits | 361 | 1797 | Rate Constraint in lbs/MMBtu | FALSE | L | Annual | Standard | lb/MMBtu | 0.25 | 0.25 | 0.25 | 0.25 | 0.25 | 0.25 | 0.25
IL Fac. Spec. - NOX Rate Summer v3.1, Unit 567 and retrofits | 361 | 1797 | Rate Constraint in lbs/MMBtu | FALSE | L | Annual | Emissions at Affected Plants NOX | MTons | 0 | 0 | 0.0026497 | 0.0026497 | 0.0026497 | 0 | 0
IL Fac. Spec. - NOX Rate Summer v3.1, Unit 567 and retrofits | 361 | 1797 | Rate Constraint in lbs/MMBtu | FALSE | L | Annual | Allowances Purchased NOX | MTons | 0 | 0 | 0 | 0 | 0 | 0 | 0
IL Fac. Spec. - NOX Rate Summer v3.1, Unit 567 and retrofits | 361 | 1797 | Rate Constraint in lbs/MMBtu | FALSE | L | Annual | Allowances Sold NOX | MTons | 0 | 0 | 0 | 0 | 0 | 0 | 0
IL Fac. Spec. - NOX Rate Summer v3.1, Unit 567 and retrofits | 361 | 1797 | Rate Constraint in lbs/MMBtu | FALSE | L | Annual | Allowances Banked | MTons | 0 | 0 | 0 | 0 | 0 | 0 | 0
IL Fac. Spec. - NOX Rate Summer v3.1, Unit 567 and retrofits | 361 | 1797 | Rate Constraint in lbs/MMBtu | FALSE | L | Annual | Allowances Withdrawn (1:1) | MTons | 0 | 0 | 0 | 0 | 0 | 0 | 0
IL Fac. Spec. - NOX Rate Summer v3.1, Unit 567 and retrofits | 361 | 1797 | Rate Constraint in lbs/MMBtu | FALSE | L | Annual | Allowances Withdrawn (n:1) | MTons | 0 | 0 | 0 | 0 | 0 | 0 | 0
IL Fac. Spec. - NOX Rate Summer v3.1, Unit 567 and retrofits | 361 | 1797 | Rate Constraint in lbs/MMBtu | FALSE | L | Annual | Net Emissions Allowance Position | MTons | 0 | 0 | 0.0026497 | 0.0026497 | 0.0026497 | 0 | 0
IL Fac. Spec. - NOX Rate Summer v3.1, Unit 567 and retrofits | 361 | 1797 | Rate Constraint in lbs/MMBtu | FALSE | L | Annual | Fuel Consumed | TBtu | 0 | 0 | 0.030801 | 0.030801 | 0.030801 | 0 | 0
IL Fac. Spec. - NOX Rate Summer v3.1, Unit 567 and retrofits | 361 | 1797 | Rate Constraint in lbs/MMBtu | FALSE | L | Annual | Rate | lb/MMBtu | 0 | 0 | 0.17205 | 0.17205 | 0.17205 | 0 | 0
IL Fac. Spec. - NOX Rate Summer v3.1, Unit 567 and retrofits | 361 | 1797 | Rate Constraint in lbs/MMBtu | FALSE | L | Annual | Generation | TWh | 0 | 0 | 0.0023968 | 0.0023968 | 0.0023968 | 0 | 0
IL Fac. Spec. - NOX Rate Summer v3.1, Unit 567 and retrofits | 361 | 1797 | Rate Constraint in lbs/MMBtu | FALSE | L | Annual | Qualifying Generation | TWh | 0 | 0 | 0.0023968 | 0.0023968 | 0.0023968 | 0 | 0
IL Fac. Spec. - NOX Rate Summer v3.1, Unit 567 and retrofits | 361 | 1797 | Rate Constraint in lbs/MMBtu | FALSE | L | Annual | Rate | lb/MWh | 0 | 0 | 1.1055 | 1.1055 | 1.1055 | 0 | 0
IL Fac. Spec. - NOX Rate Summer v3.1, Unit 567 and retrofits | 361 | 1797 | Rate Constraint in lbs/MMBtu | FALSE | L | Annual | Constraint Shadow Price | US$/Ton | 0 | 0 | 0 | 0 | 0 | 0 | 0
IL Fac. Spec. - NOX Rate Summer v3.1, Unit 568 and retrofits | 362 | 1797 | Rate Constraint in lbs/MMBtu | FALSE | L | Annual | Seasons Included | Seasons | Summer | Summer | Summer | Summer | Summer | Summer | Summer
IL Fac. Spec. - NOX Rate Summer v3.1, Unit 568 and retrofits | 362 | 1797 | Rate Constraint in lbs/MMBtu | FALSE | L | Annual | Standard | lb/MMBtu | 0.25 | 0.25 | 0.25 | 0.25 | 0.25 | 0.25 | 0.25
IL Fac. Spec. - NOX Rate Summer v3.1, Unit 568 and retrofits | 362 | 1797 | Rate Constraint in lbs/MMBtu | FALSE | L | Annual | Emissions at Affected Plants NOX | MTons | 0 | 0 | 0.0012065 | 0.0012065 | 0.0012065 | 0 | 0
IL Fac. Spec. - NOX Rate Summer v3.1, Unit 568 and retrofits | 362 | 1797 | Rate Constraint in lbs/MMBtu | FALSE | L | Annual | Allowances Purchased NOX | MTons | 0 | 0 | 0 | 0 | 0 | 0 | 0
IL Fac. Spec. - NOX Rate Summer v3.1, Unit 568 and retrofits | 362 | 1797 | Rate Constraint in lbs/MMBtu | FALSE | L | Annual | Allowances Sold NOX | MTons | 0 | 0 | 0 | 0 | 0 | 0 | 0
IL Fac. Spec. - NOX Rate Summer v3.1, Unit 568 and retrofits | 362 | 1797 | Rate Constraint in lbs/MMBtu | FALSE | L | Annual | Allowances Banked | MTons | 0 | 0 | 0 | 0 | 0 | 0 | 0
IL Fac. Spec. - NOX Rate Summer v3.1, Unit 568 and retrofits | 362 | 1797 | Rate Constraint in lbs/MMBtu | FALSE | L | Annual | Allowances Withdrawn (1:1) | MTons | 0 | 0 | 0 | 0 | 0 | 0 | 0
IL Fac. Spec. - NOX Rate Summer v3.1, Unit 568 and retrofits | 362 | 1797 | Rate Constraint in lbs/MMBtu | FALSE | L | Annual | Allowances Withdrawn (n:1) | MTons | 0 | 0 | 0 | 0 | 0 | 0 | 0
IL Fac. Spec. - NOX Rate Summer v3.1, Unit 568 and retrofits | 362 | 1797 | Rate Constraint in lbs/MMBtu | FALSE | L | Annual | Net Emissions Allowance Position | MTons | 0 | 0 | 0.0012065 | 0.0012065 | 0.0012065 | 0 | 0
IL Fac. Spec. - NOX Rate Summer v3.1, Unit 568 and retrofits | 362 | 1797 | Rate Constraint in lbs/MMBtu | FALSE | L | Annual | Fuel Consumed | TBtu | 0 | 0 | 0.015399 | 0.015399 | 0.015399 | 0 | 0
IL Fac. Spec. - NOX Rate Summer v3.1, Unit 568 and retrofits | 362 | 1797 | Rate Constraint in lbs/MMBtu | FALSE | L | Annual | Rate | lb/MMBtu | 0 | 0 | 0.1567 | 0.1567 | 0.1567 | 0 | 0
IL Fac. Spec. - NOX Rate Summer v3.1, Unit 568 and retrofits | 362 | 1797 | Rate Constraint in lbs/MMBtu | FALSE | L | Annual | Generation | TWh | 0 | 0 | 0.0011984 | 0.0011984 | 0.0011984 | 0 | 0
IL Fac. Spec. - NOX Rate Summer v3.1, Unit 568 and retrofits | 362 | 1797 | Rate Constraint in lbs/MMBtu | FALSE | L | Annual | Qualifying Generation | TWh | 0 | 0 | 0.0011984 | 0.0011984 | 0.0011984 | 0 | 0
IL Fac. Spec. - NOX Rate Summer v3.1, Unit 568 and retrofits | 362 | 1797 | Rate Constraint in lbs/MMBtu | FALSE | L | Annual | Rate | lb/MWh | 0 | 0 | 1.0068 | 1.0068 | 1.0068 | 0 | 0
IL Fac. Spec. - NOX Rate Summer v3.1, Unit 568 and retrofits | 362 | 1797 | Rate Constraint in lbs/MMBtu | FALSE | L | Annual | Constraint Shadow Price | US$/Ton | 0 | 0 | 0 | 0 | 0 | 0 | 0
IL Fac. Spec. - NOX Rate Summer v3.1, Unit 569 and retrofits | 363 | 1797 | Rate Constraint in lbs/MMBtu | FALSE | L | Annual | Seasons Included | Seasons | Summer | Summer | Summer | Summer | Summer | Summer | Summer
IL Fac. Spec. - NOX Rate Summer v3.1, Unit 569 and retrofits | 363 | 1797 | Rate Constraint in lbs/MMBtu | FALSE | L | Annual | Standard | lb/MMBtu | 0.25 | 0.25 | 0.25 | 0.25 | 0.25 | 0.25 | 0.25
IL Fac. Spec. - NOX Rate Summer v3.1, Unit 569 and retrofits | 363 | 1797 | Rate Constraint in lbs/MMBtu | FALSE | L | Annual | Emissions at Affected Plants NOX | MTons | 0 | 0 | 0.0014848 | 0.0014848 | 0.0014848 | 0 | 0
IL Fac. Spec. - NOX Rate Summer v3.1, Unit 569 and retrofits | 363 | 1797 | Rate Constraint in lbs/MMBtu | FALSE | L | Annual | Allowances Purchased NOX | MTons | 0 | 0 | 0 | 0 | 0 | 0 | 0
IL Fac. Spec. - NOX Rate Summer v3.1, Unit 569 and retrofits | 363 | 1797 | Rate Constraint in lbs/MMBtu | FALSE | L | Annual | Allowances Sold NOX | MTons | 0 | 0 | 0 | 0 | 0 | 0 | 0
IL Fac. Spec. - NOX Rate Summer v3.1, Unit 569 and retrofits | 363 | 1797 | Rate Constraint in lbs/MMBtu | FALSE | L | Annual | Allowances Banked | MTons | 0 | 0 | 0 | 0 | 0 | 0 | 0
IL Fac. Spec. - NOX Rate Summer v3.1, Unit 569 and retrofits | 363 | 1797 | Rate Constraint in lbs/MMBtu | FALSE | L | Annual | Allowances Withdrawn (1:1) | MTons | 0 | 0 | 0 | 0 | 0 | 0 | 0
IL Fac. Spec. - NOX Rate Summer v3.1, Unit 569 and retrofits | 363 | 1797 | Rate Constraint in lbs/MMBtu | FALSE | L | Annual | Allowances Withdrawn (n:1) | MTons | 0 | 0 | 0 | 0 | 0 | 0 | 0
IL Fac. Spec. - NOX Rate Summer v3.1, Unit 569 and retrofits | 363 | 1797 | Rate Constraint in lbs/MMBtu | FALSE | L | Annual | Net Emissions Allowance Position | MTons | 0 | 0 | 0.0014848 | 0.0014848 | 0.0014848 | 0 | 0
IL Fac. Spec. - NOX Rate Summer v3.1, Unit 569 and retrofits | 363 | 1797 | Rate Constraint in lbs/MMBtu | FALSE | L | Annual | Fuel Consumed | TBtu | 0 | 0 | 0.015399 | 0.015399 | 0.015399 | 0 | 0
IL Fac. Spec. - NOX Rate Summer v3.1, Unit 569 and retrofits | 363 | 1797 | Rate Constraint in lbs/MMBtu | FALSE | L | Annual | Rate | lb/MMBtu | 0 | 0 | 0.19284 | 0.19284 | 0.19284 | 0 | 0
IL Fac. Spec. - NOX Rate Summer v3.1, Unit 569 and retrofits | 363 | 1797 | Rate Constraint in lbs/MMBtu | FALSE | L | Annual | Generation | TWh | 0 | 0 | 0.0011984 | 0.0011984 | 0.0011984 | 0 | 0
IL Fac. Spec. - NOX Rate Summer v3.1, Unit 569 and retrofits | 363 | 1797 | Rate Constraint in lbs/MMBtu | FALSE | L | Annual | Qualifying Generation | TWh | 0 | 0 | 0.0011984 | 0.0011984 | 0.0011984 | 0 | 0
IL Fac. Spec. - NOX Rate Summer v3.1, Unit 569 and retrofits | 363 | 1797 | Rate Constraint in lbs/MMBtu | FALSE | L | Annual | Rate | lb/MWh | 0 | 0 | 1.239 | 1.239 | 1.239 | 0 | 0
IL Fac. Spec. - NOX Rate Summer v3.1, Unit 569 and retrofits | 363 | 1797 | Rate Constraint in lbs/MMBtu | FALSE | L | Annual | Constraint Shadow Price | US$/Ton | 0 | 0 | 0 | 0 | 0 | 0 | 0
IL Fac. Spec. - NOX Rate Summer v3.1, Unit 570 and retrofits | 364 | 1797 | Rate Constraint in lbs/MMBtu | FALSE | L | Annual | Seasons Included | Seasons | Summer | Summer | Summer | Summer | Summer | Summer | Summer
IL Fac. Spec. - NOX Rate Summer v3.1, Unit 570 and retrofits | 364 | 1797 | Rate Constraint in lbs/MMBtu | FALSE | L | Annual | Standard | lb/MMBtu | 0.25 | 0.25 | 0.25 | 0.25 | 0.25 | 0.25 | 0.25
IL Fac. Spec. - NOX Rate Summer v3.1, Unit 570 and retrofits | 364 | 1797 | Rate Constraint in lbs/MMBtu | FALSE | L | Annual | Emissions at Affected Plants NOX | MTons | 0 | 0 | 0.0011627 | 0.0011627 | 0.0011627 | 0 | 0
IL Fac. Spec. - NOX Rate Summer v3.1, Unit 570 and retrofits | 364 | 1797 | Rate Constraint in lbs/MMBtu | FALSE | L | Annual | Allowances Purchased NOX | MTons | 0 | 0 | 0 | 0 | 0 | 0 | 0
IL Fac. Spec. - NOX Rate Summer v3.1, Unit 570 and retrofits | 364 | 1797 | Rate Constraint in lbs/MMBtu | FALSE | L | Annual | Allowances Sold NOX | MTons | 0 | 0 | 0 | 0 | 0 | 0 | 0
IL Fac. Spec. - NOX Rate Summer v3.1, Unit 570 and retrofits | 364 | 1797 | Rate Constraint in lbs/MMBtu | FALSE | L | Annual | Allowances Banked | MTons | 0 | 0 | 0 | 0 | 0 | 0 | 0
IL Fac. Spec. - NOX Rate Summer v3.1, Unit 570 and retrofits | 364 | 1797 | Rate Constraint in lbs/MMBtu | FALSE | L | Annual | Allowances Withdrawn (1:1) | MTons | 0 | 0 | 0 | 0 | 0 | 0 | 0
IL Fac. Spec. - NOX Rate Summer v3.1, Unit 570 and retrofits | 364 | 1797 | Rate Constraint in lbs/MMBtu | FALSE | L | Annual | Allowances Withdrawn (n:1) | MTons | 0 | 0 | 0 | 0 | 0 | 0 | 0
IL Fac. Spec. - NOX Rate Summer v3.1, Unit 570 and retrofits | 364 | 1797 | Rate Constraint in lbs/MMBtu | FALSE | L | Annual | Net Emissions Allowance Position | MTons | 0 | 0 | 0.0011627 | 0.0011627 | 0.0011627 | 0 | 0
IL Fac. Spec. - NOX Rate Summer v3.1, Unit 570 and retrofits | 364 | 1797 | Rate Constraint in lbs/MMBtu | FALSE | L | Annual | Fuel Consumed | TBtu | 0 | 0 | 0.015399 | 0.015399 | 0.015399 | 0 | 0
IL Fac. Spec. - NOX Rate Summer v3.1, Unit 570 and retrofits | 364 | 1797 | Rate Constraint in lbs/MMBtu | FALSE | L | Annual | Rate | lb/MMBtu | 0 | 0 | 0.151 | 0.151 | 0.151 | 0 | 0
IL Fac. Spec. - NOX Rate Summer v3.1, Unit 570 and retrofits | 364 | 1797 | Rate Constraint in lbs/MMBtu | FALSE | L | Annual | Generation | TWh | 0 | 0 | 0.0011984 | 0.0011984 | 0.0011984 | 0 | 0
IL Fac. Spec. - NOX Rate Summer v3.1, Unit 570 and retrofits | 364 | 1797 | Rate Constraint in lbs/MMBtu | FALSE | L | Annual | Qualifying Generation | TWh | 0 | 0 | 0.0011984 | 0.0011984 | 0.0011984 | 0 | 0
IL Fac. Spec. - NOX Rate Summer v3.1, Unit 570 and retrofits | 364 | 1797 | Rate Constraint in lbs/MMBtu | FALSE | L | Annual | Rate | lb/MWh | 0 | 0 | 0.97018 | 0.97018 | 0.97018 | 0 | 0
IL Fac. Spec. - NOX Rate Summer v3.1, Unit 570 and retrofits | 364 | 1797 | Rate Constraint in lbs/MMBtu | FALSE | L | Annual | Constraint Shadow Price | US$/Ton | 0 | 0 | 0 | 0 | 0 | 0 | 0
IL Fac. Spec. - NOX Rate Summer v3.1, Unit 571 and retrofits | 365 | 1797 | Rate Constraint in lbs/MMBtu | FALSE | L | Annual | Seasons Included | Seasons | Summer | Summer | Summer | Summer | Summer | Summer | Summer
IL Fac. Spec. - NOX Rate Summer v3.1, Unit 571 and retrofits | 365 | 1797 | Rate Constraint in lbs/MMBtu | FALSE | L | Annual | Standard | lb/MMBtu | 0.25 | 0.25 | 0.25 | 0.25 | 0.25 | 0.25 | 0.25
IL Fac. Spec. - NOX Rate Summer v3.1, Unit 571 and retrofits | 365 | 1797 | Rate Constraint in lbs/MMBtu | FALSE | L | Annual | Emissions at Affected Plants NOX | MTons | 0 | 0 | 0.0011206 | 0.0011206 | 0.0011206 | 0 | 0
IL Fac. Spec. - NOX Rate Summer v3.1, Unit 571 and retrofits | 365 | 1797 | Rate Constraint in lbs/MMBtu | FALSE | L | Annual | Allowances Purchased NOX | MTons | 0 | 0 | 0 | 0 | 0 | 0 | 0
IL Fac. Spec. - NOX Rate Summer v3.1, Unit 571 and retrofits | 365 | 1797 | Rate Constraint in lbs/MMBtu | FALSE | L | Annual | Allowances Sold NOX | MTons | 0 | 0 | 0 | 0 | 0 | 0 | 0
IL Fac. Spec. - NOX Rate Summer v3.1, Unit 571 and retrofits | 365 | 1797 | Rate Constraint in lbs/MMBtu | FALSE | L | Annual | Allowances Banked | MTons | 0 | 0 | 0 | 0 | 0 | 0 | 0
IL Fac. Spec. - NOX Rate Summer v3.1, Unit 571 and retrofits | 365 | 1797 | Rate Constraint in lbs/MMBtu | FALSE | L | Annual | Allowances Withdrawn (1:1) | MTons | 0 | 0 | 0 | 0 | 0 | 0 | 0
IL Fac. Spec. - NOX Rate Summer v3.1, Unit 571 and retrofits | 365 | 1797 | Rate Constraint in lbs/MMBtu | FALSE | L | Annual | Allowances Withdrawn (n:1) | MTons | 0 | 0 | 0 | 0 | 0 | 0 | 0
IL Fac. Spec. - NOX Rate Summer v3.1, Unit 571 and retrofits | 365 | 1797 | Rate Constraint in lbs/MMBtu | FALSE | L | Annual | Net Emissions Allowance Position | MTons | 0 | 0 | 0.0011206 | 0.0011206 | 0.0011206 | 0 | 0
IL Fac. Spec. - NOX Rate Summer v3.1, Unit 571 and retrofits | 365 | 1797 | Rate Constraint in lbs/MMBtu | FALSE | L | Annual | Fuel Consumed | TBtu | 0 | 0 | 0.015399 | 0.015399 | 0.015399 | 0 | 0
IL Fac. Spec. - NOX Rate Summer v3.1, Unit 571 and retrofits | 365 | 1797 | Rate Constraint in lbs/MMBtu | FALSE | L | Annual | Rate | lb/MMBtu | 0 | 0 | 0.14554 | 0.14554 | 0.14554 | 0 | 0
IL Fac. Spec. - NOX Rate Summer v3.1, Unit 571 and retrofits | 365 | 1797 | Rate Constraint in lbs/MMBtu | FALSE | L | Annual | Generation | TWh | 0 | 0 | 0.0011984 | 0.0011984 | 0.0011984 | 0 | 0
IL Fac. Spec. - NOX Rate Summer v3.1, Unit 571 and retrofits | 365 | 1797 | Rate Constraint in lbs/MMBtu | FALSE | L | Annual | Qualifying Generation | TWh | 0 | 0 | 0.0011984 | 0.0011984 | 0.0011984 | 0 | 0
IL Fac. Spec. - NOX Rate Summer v3.1, Unit 571 and retrofits | 365 | 1797 | Rate Constraint in lbs/MMBtu | FALSE | L | Annual | Rate | lb/MWh | 0 | 0 | 0.93507 | 0.93507 | 0.93507 | 0 | 0
IL Fac. Spec. - NOX Rate Summer v3.1, Unit 571 and retrofits | 365 | 1797 | Rate Constraint in lbs/MMBtu | FALSE | L | Annual | Constraint Shadow Price | US$/Ton | 0 | 0 | 0 | 0 | 0 | 0 | 0
IL Fac. Spec. - NOX Rate Summer v3.1, Unit 572 and retrofits | 366 | 1797 | Rate Constraint in lbs/MMBtu | FALSE | L | Annual | Seasons Included | Seasons | Summer | Summer | Summer | Summer | Summer | Summer | Summer
IL Fac. Spec. - NOX Rate Summer v3.1, Unit 572 and retrofits | 366 | 1797 | Rate Constraint in lbs/MMBtu | FALSE | L | Annual | Standard | lb/MMBtu | 0.25 | 0.25 | 0.25 | 0.25 | 0.25 | 0.25 | 0.25
IL Fac. Spec. - NOX Rate Summer v3.1, Unit 572 and retrofits | 366 | 1797 | Rate Constraint in lbs/MMBtu | FALSE | L | Annual | Emissions at Affected Plants NOX | MTons | 0 | 0 | 0.0025442 | 0.0025442 | 0.0025442 | 0 | 0
IL Fac. Spec. - NOX Rate Summer v3.1, Unit 572 and retrofits | 366 | 1797 | Rate Constraint in lbs/MMBtu | FALSE | L | Annual | Allowances Purchased NOX | MTons | 0 | 0 | 0 | 0 | 0 | 0 | 0
IL Fac. Spec. - NOX Rate Summer v3.1, Unit 572 and retrofits | 366 | 1797 | Rate Constraint in lbs/MMBtu | FALSE | L | Annual | Allowances Sold NOX | MTons | 0 | 0 | 0 | 0 | 0 | 0 | 0
IL Fac. Spec. - NOX Rate Summer v3.1, Unit 572 and retrofits | 366 | 1797 | Rate Constraint in lbs/MMBtu | FALSE | L | Annual | Allowances Banked | MTons | 0 | 0 | 0 | 0 | 0 | 0 | 0
IL Fac. Spec. - NOX Rate Summer v3.1, Unit 572 and retrofits | 366 | 1797 | Rate Constraint in lbs/MMBtu | FALSE | L | Annual | Allowances Withdrawn (1:1) | MTons | 0 | 0 | 0 | 0 | 0 | 0 | 0
IL Fac. Spec. - NOX Rate Summer v3.1, Unit 572 and retrofits | 366 | 1797 | Rate Constraint in lbs/MMBtu | FALSE | L | Annual | Allowances Withdrawn (n:1) | MTons | 0 | 0 | 0 | 0 | 0 | 0 | 0
IL Fac. Spec. - NOX Rate Summer v3.1, Unit 572 and retrofits | 366 | 1797 | Rate Constraint in lbs/MMBtu | FALSE | L | Annual | Net Emissions Allowance Position | MTons | 0 | 0 | 0.0025442 | 0.0025442 | 0.0025442 | 0 | 0
IL Fac. Spec. - NOX Rate Summer v3.1, Unit 572 and retrofits | 366 | 1797 | Rate Constraint in lbs/MMBtu | FALSE | L | Annual | Fuel Consumed | TBtu | 0 | 0 | 0.030799 | 0.030799 | 0.030799 | 0 | 0
IL Fac. Spec. - NOX Rate Summer v3.1, Unit 572 and retrofits | 366 | 1797 | Rate Constraint in lbs/MMBtu | FALSE | L | Annual | Rate | lb/MMBtu | 0 | 0 | 0.16522 | 0.16522 | 0.16522 | 0 | 0
IL Fac. Spec. - NOX Rate Summer v3.1, Unit 572 and retrofits | 366 | 1797 | Rate Constraint in lbs/MMBtu | FALSE | L | Annual | Generation | TWh | 0 | 0 | 0.0023968 | 0.0023968 | 0.0023968 | 0 | 0
IL Fac. Spec. - NOX Rate Summer v3.1, Unit 572 and retrofits | 366 | 1797 | Rate Constraint in lbs/MMBtu | FALSE | L | Annual | Qualifying Generation | TWh | 0 | 0 | 0.0023968 | 0.0023968 | 0.0023968 | 0 | 0
IL Fac. Spec. - NOX Rate Summer v3.1, Unit 572 and retrofits | 366 | 1797 | Rate Constraint in lbs/MMBtu | FALSE | L | Annual | Rate | lb/MWh | 0 | 0 | 1.0615 | 1.0615 | 1.0615 | 0 | 0
IL Fac. Spec. - NOX Rate Summer v3.1, Unit 572 and retrofits | 366 | 1797 | Rate Constraint in lbs/MMBtu | FALSE | L | Annual | Constraint Shadow Price | US$/Ton | 0 | 0 | 0 | 0 | 0 | 0 | 0
IL Fac. Spec. - NOX Rate Summer v3.1, Unit 573 and retrofits | 367 | 1797 | Rate Constraint in lbs/MMBtu | FALSE | L | Annual | Seasons Included | Seasons | Summer | Summer | Summer | Summer | Summer | Summer | Summer
IL Fac. Spec. - NOX Rate Summer v3.1, Unit 573 and retrofits | 367 | 1797 | Rate Constraint in lbs/MMBtu | FALSE | L | Annual | Standard | lb/MMBtu | 0.25 | 0.25 | 0.25 | 0.25 | 0.25 | 0.25 | 0.25
IL Fac. Spec. - NOX Rate Summer v3.1, Unit 573 and retrofits | 367 | 1797 | Rate Constraint in lbs/MMBtu | FALSE | L | Annual | Emissions at Affected Plants NOX | MTons | 0.0025951 | 0.0025951 | 0.013192 | 0.01098 | 0.013192 | 0.013192 | 0.013192
IL Fac. Spec. - NOX Rate Summer v3.1, Unit 573 and retrofits | 367 | 1797 | Rate Constraint in lbs/MMBtu | FALSE | L | Annual | Allowances Purchased NOX | MTons | 0 | 0 | 0 | 0 | 0 | 0 | 0
IL Fac. Spec. - NOX Rate Summer v3.1, Unit 573 and retrofits | 367 | 1797 | Rate Constraint in lbs/MMBtu | FALSE | L | Annual | Allowances Sold NOX | MTons | 0 | 0 | 0 | 0 | 0 | 0 | 0
IL Fac. Spec. - NOX Rate Summer v3.1, Unit 573 and retrofits | 367 | 1797 | Rate Constraint in lbs/MMBtu | FALSE | L | Annual | Allowances Banked | MTons | 0 | 0 | 0 | 0 | 0 | 0 | 0
IL Fac. Spec. - NOX Rate Summer v3.1, Unit 573 and retrofits | 367 | 1797 | Rate Constraint in lbs/MMBtu | FALSE | L | Annual | Allowances Withdrawn (1:1) | MTons | 0 | 0 | 0 | 0 | 0 | 0 | 0
IL Fac. Spec. - NOX Rate Summer v3.1, Unit 573 and retrofits | 367 | 1797 | Rate Constraint in lbs/MMBtu | FALSE | L | Annual | Allowances Withdrawn (n:1) | MTons | 0 | 0 | 0 | 0 | 0 | 0 | 0
IL Fac. Spec. - NOX Rate Summer v3.1, Unit 573 and retrofits | 367 | 1797 | Rate Constraint in lbs/MMBtu | FALSE | L | Annual | Net Emissions Allowance Position | MTons | 0.0025951 | 0.0025951 | 0.013192 | 0.01098 | 0.013192 | 0.013192 | 0.013192
IL Fac. Spec. - NOX Rate Summer v3.1, Unit 573 and retrofits | 367 | 1797 | Rate Constraint in lbs/MMBtu | FALSE | L | Annual | Fuel Consumed | TBtu | 0.059618 | 0.059618 | 0.30306 | 0.25225 | 0.30306 | 0.30306 | 0.30306
IL Fac. Spec. - NOX Rate Summer v3.1, Unit 573 and retrofits | 367 | 1797 | Rate Constraint in lbs/MMBtu | FALSE | L | Annual | Rate | lb/MMBtu | 0.087058 | 0.087058 | 0.087058 | 0.087058 | 0.087058 | 0.087058 | 0.087058
IL Fac. Spec. - NOX Rate Summer v3.1, Unit 573 and retrofits | 367 | 1797 | Rate Constraint in lbs/MMBtu | FALSE | L | Annual | Generation | TWh | 0.0052338 | 0.0052338 | 0.026605 | 0.022145 | 0.026605 | 0.026605 | 0.026605
IL Fac. Spec. - NOX Rate Summer v3.1, Unit 573 and retrofits | 367 | 1797 | Rate Constraint in lbs/MMBtu | FALSE | L | Annual | Qualifying Generation | TWh | 0.0052338 | 0.0052338 | 0.026605 | 0.022145 | 0.026605 | 0.026605 | 0.026605
IL Fac. Spec. - NOX Rate Summer v3.1, Unit 573 and retrofits | 367 | 1797 | Rate Constraint in lbs/MMBtu | FALSE | L | Annual | Rate | lb/MWh | 0.49584 | 0.49584 | 0.49584 | 0.49584 | 0.49584 | 0.49584 | 0.49584
IL Fac. Spec. - NOX Rate Summer v3.1, Unit 573 and retrofits | 367 | 1797 | Rate Constraint in lbs/MMBtu | FALSE | L | Annual | Constraint Shadow Price | US$/Ton | 0 | 0 | 0 | 0 | 0 | 0 | 0
IL Fac. Spec. - NOX Rate Summer v3.1, Unit 574 and retrofits | 368 | 1797 | Rate Constraint in lbs/MMBtu | FALSE | L | Annual | Seasons Included | Seasons | Summer | Summer | Summer | Summer | Summer | Summer | Summer
IL Fac. Spec. - NOX Rate Summer v3.1, Unit 574 and retrofits | 368 | 1797 | Rate Constraint in lbs/MMBtu | FALSE | L | Annual | Standard | lb/MMBtu | 0.25 | 0.25 | 0.25 | 0.25 | 0.25 | 0.25 | 0.25
IL Fac. Spec. - NOX Rate Summer v3.1, Unit 574 and retrofits | 368 | 1797 | Rate Constraint in lbs/MMBtu | FALSE | L | Annual | Emissions at Affected Plants NOX | MTons | 0.0022973 | 0.0022973 | 0.011678 | 0.0022973 | 0.011678 | 0.011678 | 0.011678
IL Fac. Spec. - NOX Rate Summer v3.1, Unit 574 and retrofits | 368 | 1797 | Rate Constraint in lbs/MMBtu | FALSE | L | Annual | Allowances Purchased NOX | MTons | 0 | 0 | 0 | 0 | 0 | 0 | 0
IL Fac. Spec. - NOX Rate Summer v3.1, Unit 574 and retrofits | 368 | 1797 | Rate Constraint in lbs/MMBtu | FALSE | L | Annual | Allowances Sold NOX | MTons | 0 | 0 | 0 | 0 | 0 | 0 | 0
IL Fac. Spec. - NOX Rate Summer v3.1, Unit 574 and retrofits | 368 | 1797 | Rate Constraint in lbs/MMBtu | FALSE | L | Annual | Allowances Banked | MTons | 0 | 0 | 0 | 0 | 0 | 0 | 0
IL Fac. Spec. - NOX Rate Summer v3.1, Unit 574 and retrofits | 368 | 1797 | Rate Constraint in lbs/MMBtu | FALSE | L | Annual | Allowances Withdrawn (1:1) | MTons | 0 | 0 | 0 | 0 | 0 | 0 | 0
IL Fac. Spec. - NOX Rate Summer v3.1, Unit 574 and retrofits | 368 | 1797 | Rate Constraint in lbs/MMBtu | FALSE | L | Annual | Allowances Withdrawn (n:1) | MTons | 0 | 0 | 0 | 0 | 0 | 0 | 0
IL Fac. Spec. - NOX Rate Summer v3.1, Unit 574 and retrofits | 368 | 1797 | Rate Constraint in lbs/MMBtu | FALSE | L | Annual | Net Emissions Allowance Position | MTons | 0.0022973 | 0.0022973 | 0.011678 | 0.0022973 | 0.011678 | 0.011678 | 0.011678
IL Fac. Spec. - NOX Rate Summer v3.1, Unit 574 and retrofits | 368 | 1797 | Rate Constraint in lbs/MMBtu | FALSE | L | Annual | Fuel Consumed | TBtu | 0.062276 | 0.062276 | 0.31657 | 0.062276 | 0.31657 | 0.31657 | 0.31657
IL Fac. Spec. - NOX Rate Summer v3.1, Unit 574 and retrofits | 368 | 1797 | Rate Constraint in lbs/MMBtu | FALSE | L | Annual | Rate | lb/MMBtu | 0.073779 | 0.073779 | 0.073779 | 0.073779 | 0.073779 | 0.073779 | 0.073779
IL Fac. Spec. - NOX Rate Summer v3.1, Unit 574 and retrofits | 368 | 1797 | Rate Constraint in lbs/MMBtu | FALSE | L | Annual | Generation | TWh | 0.0054671 | 0.0054671 | 0.027791 | 0.0054671 | 0.027791 | 0.027791 | 0.027791
IL Fac. Spec. - NOX Rate Summer v3.1, Unit 574 and retrofits | 368 | 1797 | Rate Constraint in lbs/MMBtu | FALSE | L | Annual | Qualifying Generation | TWh | 0.0054671 | 0.0054671 | 0.027791 | 0.0054671 | 0.027791 | 0.027791 | 0.027791
IL Fac. Spec. - NOX Rate Summer v3.1, Unit 574 and retrofits | 368 | 1797 | Rate Constraint in lbs/MMBtu | FALSE | L | Annual | Rate | lb/MWh | 0.42021 | 0.42021 | 0.42021 | 0.42021 | 0.42021 | 0.42021 | 0.42021
IL Fac. Spec. - NOX Rate Summer v3.1, Unit 574 and retrofits | 368 | 1797 | Rate Constraint in lbs/MMBtu | FALSE | L | Annual | Constraint Shadow Price | US$/Ton | 0 | 0 | 0 | 0 | 0 | 0 | 0
IL Fac. Spec. - NOX Rate Summer v3.1, Unit 577 and retrofits | 369 | 1797 | Rate Constraint in lbs/MMBtu | FALSE | L | Annual | Seasons Included | Seasons | Summer | Summer | Summer | Summer | Summer | Summer | Summer
IL Fac. Spec. - NOX Rate Summer v3.1, Unit 577 and retrofits | 369 | 1797 | Rate Constraint in lbs/MMBtu | FALSE | L | Annual | Standard | lb/MMBtu | 0.25 | 0.25 | 0.25 | 0.25 | 0.25 | 0.25 | 0.25
IL Fac. Spec. - NOX Rate Summer v3.1, Unit 577 and retrofits | 369 | 1797 | Rate Constraint in lbs/MMBtu | FALSE | L | Annual | Emissions at Affected Plants NOX | MTons | 0.001969 | 0.001969 | 0.001969 | 0.001969 | 0.001969 | 0 | 0
IL Fac. Spec. - NOX Rate Summer v3.1, Unit 577 and retrofits | 369 | 1797 | Rate Constraint in lbs/MMBtu | FALSE | L | Annual | Allowances Purchased NOX | MTons | 0 | 0 | 0 | 0 | 0 | 0 | 0
IL Fac. Spec. - NOX Rate Summer v3.1, Unit 577 and retrofits | 369 | 1797 | Rate Constraint in lbs/MMBtu | FALSE | L | Annual | Allowances Sold NOX | MTons | 0 | 0 | 0 | 0 | 0 | 0 | 0
IL Fac. Spec. - NOX Rate Summer v3.1, Unit 577 and retrofits | 369 | 1797 | Rate Constraint in lbs/MMBtu | FALSE | L | Annual | Allowances Banked | MTons | 0 | 0 | 0 | 0 | 0 | 0 | 0
IL Fac. Spec. - NOX Rate Summer v3.1, Unit 577 and retrofits | 369 | 1797 | Rate Constraint in lbs/MMBtu | FALSE | L | Annual | Allowances Withdrawn (1:1) | MTons | 0 | 0 | 0 | 0 | 0 | 0 | 0
IL Fac. Spec. - NOX Rate Summer v3.1, Unit 577 and retrofits | 369 | 1797 | Rate Constraint in lbs/MMBtu | FALSE | L | Annual | Allowances Withdrawn (n:1) | MTons | 0 | 0 | 0 | 0 | 0 | 0 | 0
IL Fac. Spec. - NOX Rate Summer v3.1, Unit 577 and retrofits | 369 | 1797 | Rate Constraint in lbs/MMBtu | FALSE | L | Annual | Net Emissions Allowance Position | MTons | 0.001969 | 0.001969 | 0.001969 | 0.001969 | 0.001969 | 0 | 0
IL Fac. Spec. - NOX Rate Summer v3.1, Unit 577 and retrofits | 369 | 1797 | Rate Constraint in lbs/MMBtu | FALSE | L | Annual | Fuel Consumed | TBtu | 0.11802 | 0.11802 | 0.11802 | 0.11802 | 0.11802 | 0 | 0
IL Fac. Spec. - NOX Rate Summer v3.1, Unit 577 and retrofits | 369 | 1797 | Rate Constraint in lbs/MMBtu | FALSE | L | Annual | Rate | lb/MMBtu | 0.033366 | 0.033366 | 0.033366 | 0.033366 | 0.033366 | 0 | 0
IL Fac. Spec. - NOX Rate Summer v3.1, Unit 577 and retrofits | 369 | 1797 | Rate Constraint in lbs/MMBtu | FALSE | L | Annual | Generation | TWh | 0.010134 | 0.010134 | 0.010134 | 0.010134 | 0.010134 | 0 | 0
IL Fac. Spec. - NOX Rate Summer v3.1, Unit 577 and retrofits | 369 | 1797 | Rate Constraint in lbs/MMBtu | FALSE | L | Annual | Qualifying Generation | TWh | 0.010134 | 0.010134 | 0.010134 | 0.010134 | 0.010134 | 0 | 0
IL Fac. Spec. - NOX Rate Summer v3.1, Unit 577 and retrofits | 369 | 1797 | Rate Constraint in lbs/MMBtu | FALSE | L | Annual | Rate | lb/MWh | 0.19429 | 0.19429 | 0.19429 | 0.19429 | 0.19429 | 0 | 0
IL Fac. Spec. - NOX Rate Summer v3.1, Unit 577 and retrofits | 369 | 1797 | Rate Constraint in lbs/MMBtu | FALSE | L | Annual | Constraint Shadow Price | US$/Ton | 0 | 0 | 0 | 0 | 0 | 0 | 0
IL Fac. Spec. - NOX Rate Summer v3.1, Unit 578 and retrofits | 370 | 1797 | Rate Constraint in lbs/MMBtu | FALSE | L | Annual | Seasons Included | Seasons | Summer | Summer | Summer | Summer | Summer | Summer | Summer
IL Fac. Spec. - NOX Rate Summer v3.1, Unit 578 and retrofits | 370 | 1797 | Rate Constraint in lbs/MMBtu | FALSE | L | Annual | Standard | lb/MMBtu | 0.25 | 0.25 | 0.25 | 0.25 | 0.25 | 0.25 | 0.25
IL Fac. Spec. - NOX Rate Summer v3.1, Unit 578 and retrofits | 370 | 1797 | Rate Constraint in lbs/MMBtu | FALSE | L | Annual | Emissions at Affected Plants NOX | MTons | 0.0009667 | 0.0009667 | 0.0009667 | 0.0009667 | 0.0009667 | 0 | 0
IL Fac. Spec. - NOX Rate Summer v3.1, Unit 578 and retrofits | 370 | 1797 | Rate Constraint in lbs/MMBtu | FALSE | L | Annual | Allowances Purchased NOX | MTons | 0 | 0 | 0 | 0 | 0 | 0 | 0
IL Fac. Spec. - NOX Rate Summer v3.1, Unit 578 and retrofits | 370 | 1797 | Rate Constraint in lbs/MMBtu | FALSE | L | Annual | Allowances Sold NOX | MTons | 0 | 0 | 0 | 0 | 0 | 0 | 0
IL Fac. Spec. - NOX Rate Summer v3.1, Unit 578 and retrofits | 370 | 1797 | Rate Constraint in lbs/MMBtu | FALSE | L | Annual | Allowances Banked | MTons | 0 | 0 | 0 | 0 | 0 | 0 | 0
IL Fac. Spec. - NOX Rate Summer v3.1, Unit 578 and retrofits | 370 | 1797 | Rate Constraint in lbs/MMBtu | FALSE | L | Annual | Allowances Withdrawn (1:1) | MTons | 0 | 0 | 0 | 0 | 0 | 0 | 0
IL Fac. Spec. - NOX Rate Summer v3.1, Unit 578 and retrofits | 370 | 1797 | Rate Constraint in lbs/MMBtu | FALSE | L | Annual | Allowances Withdrawn (n:1) | MTons | 0 | 0 | 0 | 0 | 0 | 0 | 0
IL Fac. Spec. - NOX Rate Summer v3.1, Unit 578 and retrofits | 370 | 1797 | Rate Constraint in lbs/MMBtu | FALSE | L | Annual | Net Emissions Allowance Position | MTons | 0.0009667 | 0.0009667 | 0.0009667 | 0.0009667 | 0.0009667 | 0 | 0
IL Fac. Spec. - NOX Rate Summer v3.1, Unit 578 and retrofits | 370 | 1797 | Rate Constraint in lbs/MMBtu | FALSE | L | Annual | Fuel Consumed | TBtu | 0.059011 | 0.059011 | 0.059011 | 0.059011 | 0.059011 | 0 | 0
IL Fac. Spec. - NOX Rate Summer v3.1, Unit 578 and retrofits | 370 | 1797 | Rate Constraint in lbs/MMBtu | FALSE | L | Annual | Rate | lb/MMBtu | 0.032763 | 0.032763 | 0.032763 | 0.032763 | 0.032763 | 0 | 0
IL Fac. Spec. - NOX Rate Summer v3.1, Unit 578 and retrofits | 370 | 1797 | Rate Constraint in lbs/MMBtu | FALSE | L | Annual | Generation | TWh | 0.0050671 | 0.0050671 | 0.0050671 | 0.0050671 | 0.0050671 | 0 | 0
IL Fac. Spec. - NOX Rate Summer v3.1, Unit 578 and retrofits | 370 | 1797 | Rate Constraint in lbs/MMBtu | FALSE | L | Annual | Qualifying Generation | TWh | 0.0050671 | 0.0050671 | 0.0050671 | 0.0050671 | 0.0050671 | 0 | 0
IL Fac. Spec. - NOX Rate Summer v3.1, Unit 578 and retrofits | 370 | 1797 | Rate Constraint in lbs/MMBtu | FALSE | L | Annual | Rate | lb/MWh | 0.19078 | 0.19078 | 0.19078 | 0.19078 | 0.19078 | 0 | 0
IL Fac. Spec. - NOX Rate Summer v3.1, Unit 578 and retrofits | 370 | 1797 | Rate Constraint in lbs/MMBtu | FALSE | L | Annual | Constraint Shadow Price | US$/Ton | 0 | 0 | 0 | 0 | 0 | 0 | 0
IL Fac. Spec. - NOX Rate Summer v3.1, Unit 718 and retrofits | 371 | 1797 | Rate Constraint in lbs/MMBtu | FALSE | L | Annual | Seasons Included | Seasons | Summer | Summer | Summer | Summer | Summer | Summer | Summer
IL Fac. Spec. - NOX Rate Summer v3.1, Unit 718 and retrofits | 371 | 1797 | Rate Constraint in lbs/MMBtu | FALSE | L | Annual | Standard | lb/MMBtu | 0.25 | 0.25 | 0.25 | 0.25 | 0.25 | 0.25 | 0.25
IL Fac. Spec. - NOX Rate Summer v3.1, Unit 718 and retrofits | 371 | 1797 | Rate Constraint in lbs/MMBtu | FALSE | L | Annual | Emissions at Affected Plants NOX | MTons | 0.0033115 | 0.0033115 | 0.0033115 | 0.0033115 | 0.0033115 | 0.0033115 | 0.0033115
IL Fac. Spec. - NOX Rate Summer v3.1, Unit 718 and retrofits | 371 | 1797 | Rate Constraint in lbs/MMBtu | FALSE | L | Annual | Allowances Purchased NOX | MTons | 0 | 0 | 0 | 0 | 0 | 0 | 0
IL Fac. Spec. - NOX Rate Summer v3.1, Unit 718 and retrofits | 371 | 1797 | Rate Constraint in lbs/MMBtu | FALSE | L | Annual | Allowances Sold NOX | MTons | 0 | 0 | 0 | 0 | 0 | 0 | 0
IL Fac. Spec. - NOX Rate Summer v3.1, Unit 718 and retrofits | 371 | 1797 | Rate Constraint in lbs/MMBtu | FALSE | L | Annual | Allowances Banked | MTons | 0 | 0 | 0 | 0 | 0 | 0 | 0
IL Fac. Spec. - NOX Rate Summer v3.1, Unit 718 and retrofits | 371 | 1797 | Rate Constraint in lbs/MMBtu | FALSE | L | Annual | Allowances Withdrawn (1:1) | MTons | 0 | 0 | 0 | 0 | 0 | 0 | 0
IL Fac. Spec. - NOX Rate Summer v3.1, Unit 718 and retrofits | 371 | 1797 | Rate Constraint in lbs/MMBtu | FALSE | L | Annual | Allowances Withdrawn (n:1) | MTons | 0 | 0 | 0 | 0 | 0 | 0 | 0
IL Fac. Spec. - NOX Rate Summer v3.1, Unit 718 and retrofits | 371 | 1797 | Rate Constraint in lbs/MMBtu | FALSE | L | Annual | Net Emissions Allowance Position | MTons | 0.0033115 | 0.0033115 | 0.0033115 | 0.0033115 | 0.0033115 | 0.0033115 | 0.0033115
IL Fac. Spec. - NOX Rate Summer v3.1, Unit 718 and retrofits | 371 | 1797 | Rate Constraint in lbs/MMBtu | FALSE | L | Annual | Fuel Consumed | TBtu | 0.080978 | 0.080978 | 0.080978 | 0.080978 | 0.080978 | 0.080978 | 0.080978
IL Fac. Spec. - NOX Rate Summer v3.1, Unit 718 and retrofits | 371 | 1797 | Rate Constraint in lbs/MMBtu | FALSE | L | Annual | Rate | lb/MMBtu | 0.081789 | 0.081789 | 0.081789 | 0.081789 | 0.081789 | 0.081789 | 0.081789
IL Fac. Spec. - NOX Rate Summer v3.1, Unit 718 and retrofits | 371 | 1797 | Rate Constraint in lbs/MMBtu | FALSE | L | Annual | Generation | TWh | 0.0072444 | 0.0072444 | 0.0072444 | 0.0072444 | 0.0072444 | 0.0072444 | 0.0072444
IL Fac. Spec. - NOX Rate Summer v3.1, Unit 718 and retrofits | 371 | 1797 | Rate Constraint in lbs/MMBtu | FALSE | L | Annual | Qualifying Generation | TWh | 0.0072444 | 0.0072444 | 0.0072444 | 0.0072444 | 0.0072444 | 0.0072444 | 0.0072444
IL Fac. Spec. - NOX Rate Summer v3.1, Unit 718 and retrofits | 371 | 1797 | Rate Constraint in lbs/MMBtu | FALSE | L | Annual | Rate | lb/MWh | 0.45712 | 0.45712 | 0.45712 | 0.45712 | 0.45712 | 0.45712 | 0.45712
IL Fac. Spec. - NOX Rate Summer v3.1, Unit 718 and retrofits | 371 | 1797 | Rate Constraint in lbs/MMBtu | FALSE | L | Annual | Constraint Shadow Price | US$/Ton | 0 | 0 | 0 | 0 | 0 | 0 | 0
IL Fac. Spec. - NOX Rate Summer v3.1, Unit 719 and retrofits | 372 | 1797 | Rate Constraint in lbs/MMBtu | FALSE | L | Annual | Seasons Included | Seasons | Summer | Summer | Summer | Summer | Summer | Summer | Summer
IL Fac. Spec. - NOX Rate Summer v3.1, Unit 719 and retrofits | 372 | 1797 | Rate Constraint in lbs/MMBtu | FALSE | L | Annual | Standard | lb/MMBtu | 0.25 | 0.25 | 0.25 | 0.25 | 0.25 | 0.25 | 0.25
IL Fac. Spec. - NOX Rate Summer v3.1, Unit 719 and retrofits | 372 | 1797 | Rate Constraint in lbs/MMBtu | FALSE | L | Annual | Emissions at Affected Plants NOX | MTons | 0.0032902 | 0.0032902 | 0.0032902 | 0.0032902 | 0.0032902 | 0.0032902 | 0.0032902
IL Fac. Spec. - NOX Rate Summer v3.1, Unit 719 and retrofits | 372 | 1797 | Rate Constraint in lbs/MMBtu | FALSE | L | Annual | Allowances Purchased NOX | MTons | 0 | 0 | 0 | 0 | 0 | 0 | 0
IL Fac. Spec. - NOX Rate Summer v3.1, Unit 719 and retrofits | 372 | 1797 | Rate Constraint in lbs/MMBtu | FALSE | L | Annual | Allowances Sold NOX | MTons | 0 | 0 | 0 | 0 | 0 | 0 | 0
IL Fac. Spec. - NOX Rate Summer v3.1, Unit 719 and retrofits | 372 | 1797 | Rate Constraint in lbs/MMBtu | FALSE | L | Annual | Allowances Banked | MTons | 0 | 0 | 0 | 0 | 0 | 0 | 0
IL Fac. Spec. - NOX Rate Summer v3.1, Unit 719 and retrofits | 372 | 1797 | Rate Constraint in lbs/MMBtu | FALSE | L | Annual | Allowances Withdrawn (1:1) | MTons | 0 | 0 | 0 | 0 | 0 | 0 | 0
IL Fac. Spec. - NOX Rate Summer v3.1, Unit 719 and retrofits | 372 | 1797 | Rate Constraint in lbs/MMBtu | FALSE | L | Annual | Allowances Withdrawn (n:1) | MTons | 0 | 0 | 0 | 0 | 0 | 0 | 0
IL Fac. Spec. - NOX Rate Summer v3.1, Unit 719 and retrofits | 372 | 1797 | Rate Constraint in lbs/MMBtu | FALSE | L | Annual | Net Emissions Allowance Position | MTons | 0.0032902 | 0.0032902 | 0.0032902 | 0.0032902 | 0.0032902 | 0.0032902 | 0.0032902
IL Fac. Spec. - NOX Rate Summer v3.1, Unit 719 and retrofits | 372 | 1797 | Rate Constraint in lbs/MMBtu | FALSE | L | Annual | Fuel Consumed | TBtu | 0.080985 | 0.080985 | 0.080985 | 0.080985 | 0.080985 | 0.080985 | 0.080985
IL Fac. Spec. - NOX Rate Summer v3.1, Unit 719 and retrofits | 372 | 1797 | Rate Constraint in lbs/MMBtu | FALSE | L | Annual | Rate | lb/MMBtu | 0.081254 | 0.081254 | 0.081254 | 0.081254 | 0.081254 | 0.081254 | 0.081254
IL Fac. Spec. - NOX Rate Summer v3.1, Unit 719 and retrofits | 372 | 1797 | Rate Constraint in lbs/MMBtu | FALSE | L | Annual | Generation | TWh | 0.0072444 | 0.0072444 | 0.0072444 | 0.0072444 | 0.0072444 | 0.0072444 | 0.0072444
IL Fac. Spec. - NOX Rate Summer v3.1, Unit 719 and retrofits | 372 | 1797 | Rate Constraint in lbs/MMBtu | FALSE | L | Annual | Qualifying Generation | TWh | 0.0072444 | 0.0072444 | 0.0072444 | 0.0072444 | 0.0072444 | 0.0072444 | 0.0072444
IL Fac. Spec. - NOX Rate Summer v3.1, Unit 719 and retrofits | 372 | 1797 | Rate Constraint in lbs/MMBtu | FALSE | L | Annual | Rate | lb/MWh | 0.45417 | 0.45417 | 0.45417 | 0.45417 | 0.45417 | 0.45417 | 0.45417
IL Fac. Spec. - NOX Rate Summer v3.1, Unit 719 and retrofits | 372 | 1797 | Rate Constraint in lbs/MMBtu | FALSE | L | Annual | Constraint Shadow Price | US$/Ton | 0 | 0 | 0 | 0 | 0 | 0 | 0
IL Fac. Spec. - NOX Rate Summer v3.1, Unit 720 and retrofits | 373 | 1797 | Rate Constraint in lbs/MMBtu | FALSE | L | Annual | Seasons Included | Seasons | Summer | Summer | Summer | Summer | Summer | Summer | Summer
IL Fac. Spec. - NOX Rate Summer v3.1, Unit 720 and retrofits | 373 | 1797 | Rate Constraint in lbs/MMBtu | FALSE | L | Annual | Standard | lb/MMBtu | 0.25 | 0.25 | 0.25 | 0.25 | 0.25 | 0.25 | 0.25
IL Fac. Spec. - NOX Rate Summer v3.1, Unit 720 and retrofits | 373 | 1797 | Rate Constraint in lbs/MMBtu | FALSE | L | Annual | Emissions at Affected Plants NOX | MTons | 0.0033006 | 0.0033006 | 0.0033006 | 0.0033006 | 0.0033006 | 0.0033006 | 0.0033006
IL Fac. Spec. - NOX Rate Summer v3.1, Unit 720 and retrofits | 373 | 1797 | Rate Constraint in lbs/MMBtu | FALSE | L | Annual | Allowances Purchased NOX | MTons | 0 | 0 | 0 | 0 | 0 | 0 | 0
IL Fac. Spec. - NOX Rate Summer v3.1, Unit 720 and retrofits | 373 | 1797 | Rate Constraint in lbs/MMBtu | FALSE | L | Annual | Allowances Sold NOX | MTons | 0 | 0 | 0 | 0 | 0 | 0 | 0
IL Fac. Spec. - NOX Rate Summer v3.1, Unit 720 and retrofits | 373 | 1797 | Rate Constraint in lbs/MMBtu | FALSE | L | Annual | Allowances Banked | MTons | 0 | 0 | 0 | 0 | 0 | 0 | 0
IL Fac. Spec. - NOX Rate Summer v3.1, Unit 720 and retrofits | 373 | 1797 | Rate Constraint in lbs/MMBtu | FALSE | L | Annual | Allowances Withdrawn (1:1) | MTons | 0 | 0 | 0 | 0 | 0 | 0 | 0
IL Fac. Spec. - NOX Rate Summer v3.1, Unit 720 and retrofits | 373 | 1797 | Rate Constraint in lbs/MMBtu | FALSE | L | Annual | Allowances Withdrawn (n:1) | MTons | 0 | 0 | 0 | 0 | 0 | 0 | 0
IL Fac. Spec. - NOX Rate Summer v3.1, Unit 720 and retrofits | 373 | 1797 | Rate Constraint in lbs/MMBtu | FALSE | L | Annual | Net Emissions Allowance Position | MTons | 0.0033006 | 0.0033006 | 0.0033006 | 0.0033006 | 0.0033006 | 0.0033006 | 0.0033006
IL Fac. Spec. - NOX Rate Summer v3.1, Unit 720 and retrofits | 373 | 1797 | Rate Constraint in lbs/MMBtu | FALSE | L | Annual | Fuel Consumed | TBtu | 0.080985 | 0.080985 | 0.080985 | 0.080985 | 0.080985 | 0.080985 | 0.080985
IL Fac. Spec. - NOX Rate Summer v3.1, Unit 720 and retrofits | 373 | 1797 | Rate Constraint in lbs/MMBtu | FALSE | L | Annual | Rate | lb/MMBtu | 0.081511 | 0.081511 | 0.081511 | 0.081511 | 0.081511 | 0.081511 | 0.081511
IL Fac. Spec. - NOX Rate Summer v3.1, Unit 720 and retrofits | 373 | 1797 | Rate Constraint in lbs/MMBtu | FALSE | L | Annual | Generation | TWh | 0.0072444 | 0.0072444 | 0.0072444 | 0.0072444 | 0.0072444 | 0.0072444 | 0.0072444
IL Fac. Spec. - NOX Rate Summer v3.1, Unit 720 and retrofits | 373 | 1797 | Rate Constraint in lbs/MMBtu | FALSE | L | Annual | Qualifying Generation | TWh | 0.0072444 | 0.0072444 | 0.0072444 | 0.0072444 | 0.0072444 | 0.0072444 | 0.0072444
IL Fac. Spec. - NOX Rate Summer v3.1, Unit 720 and retrofits | 373 | 1797 | Rate Constraint in lbs/MMBtu | FALSE | L | Annual | Rate | lb/MWh | 0.45561 | 0.45561 | 0.45561 | 0.45561 | 0.45561 | 0.45561 | 0.45561
IL Fac. Spec. - NOX Rate Summer v3.1, Unit 720 and retrofits | 373 | 1797 | Rate Constraint in lbs/MMBtu | FALSE | L | Annual | Constraint Shadow Price | US$/Ton | 0 | 0 | 0 | 0 | 0 | 0 | 0
IL Fac. Spec. - NOX Rate Summer v3.1, Unit 721 and retrofits | 374 | 1797 | Rate Constraint in lbs/MMBtu | FALSE | L | Annual | Seasons Included | Seasons | Summer | Summer | Summer | Summer | Summer | Summer | Summer
IL Fac. Spec. - NOX Rate Summer v3.1, Unit 721 and retrofits | 374 | 1797 | Rate Constraint in lbs/MMBtu | FALSE | L | Annual | Standard | lb/MMBtu | 0.25 | 0.25 | 0.25 | 0.25 | 0.25 | 0.25 | 0.25
IL Fac. Spec. - NOX Rate Summer v3.1, Unit 721 and retrofits | 374 | 1797 | Rate Constraint in lbs/MMBtu | FALSE | L | Annual | Emissions at Affected Plants NOX | MTons | 0.0033114 | 0.0033114 | 0.0033114 | 0.0033114 | 0.0033114 | 0.0033114 | 0.0033114
IL Fac. Spec. - NOX Rate Summer v3.1, Unit 721 and retrofits | 374 | 1797 | Rate Constraint in lbs/MMBtu | FALSE | L | Annual | Allowances Purchased NOX | MTons | 0 | 0 | 0 | 0 | 0 | 0 | 0
IL Fac. Spec. - NOX Rate Summer v3.1, Unit 721 and retrofits | 374 | 1797 | Rate Constraint in lbs/MMBtu | FALSE | L | Annual | Allowances Sold NOX | MTons | 0 | 0 | 0 | 0 | 0 | 0 | 0
IL Fac. Spec. - NOX Rate Summer v3.1, Unit 721 and retrofits | 374 | 1797 | Rate Constraint in lbs/MMBtu | FALSE | L | Annual | Allowances Banked | MTons | 0 | 0 | 0 | 0 | 0 | 0 | 0
IL Fac. Spec. - NOX Rate Summer v3.1, Unit 721 and retrofits | 374 | 1797 | Rate Constraint in lbs/MMBtu | FALSE | L | Annual | Allowances Withdrawn (1:1) | MTons | 0 | 0 | 0 | 0 | 0 | 0 | 0
IL Fac. Spec. - NOX Rate Summer v3.1, Unit 721 and retrofits | 374 | 1797 | Rate Constraint in lbs/MMBtu | FALSE | L | Annual | Allowances Withdrawn (n:1) | MTons | 0 | 0 | 0 | 0 | 0 | 0 | 0
IL Fac. Spec. - NOX Rate Summer v3.1, Unit 721 and retrofits | 374 | 1797 | Rate Constraint in lbs/MMBtu | FALSE | L | Annual | Net Emissions Allowance Position | MTons | 0.0033114 | 0.0033114 | 0.0033114 | 0.0033114 | 0.0033114 | 0.0033114 | 0.0033114
IL Fac. Spec. - NOX Rate Summer v3.1, Unit 721 and retrofits | 374 | 1797 | Rate Constraint in lbs/MMBtu | FALSE | L | Annual | Fuel Consumed | TBtu | 0.080985 | 0.080985 | 0.080985 | 0.080985 | 0.080985 | 0.080985 | 0.080985
IL Fac. Spec. - NOX Rate Summer v3.1, Unit 721 and retrofits | 374 | 1797 | Rate Constraint in lbs/MMBtu | FALSE | L | Annual | Rate | lb/MMBtu | 0.081779 | 0.081779 | 0.081779 | 0.081779 | 0.081779 | 0.081779 | 0.081779
IL Fac. Spec. - NOX Rate Summer v3.1, Unit 721 and retrofits | 374 | 1797 | Rate Constraint in lbs/MMBtu | FALSE | L | Annual | Generation | TWh | 0.0072444 | 0.0072444 | 0.0072444 | 0.0072444 | 0.0072444 | 0.0072444 | 0.0072444
IL Fac. Spec. - NOX Rate Summer v3.1, Unit 721 and retrofits | 374 | 1797 | Rate Constraint in lbs/MMBtu | FALSE | L | Annual | Qualifying Generation | TWh | 0.0072444 | 0.0072444 | 0.0072444 | 0.0072444 | 0.0072444 | 0.0072444 | 0.0072444
IL Fac. Spec. - NOX Rate Summer v3.1, Unit 721 and retrofits | 374 | 1797 | Rate Constraint in lbs/MMBtu | FALSE | L | Annual | Rate | lb/MWh | 0.45711 | 0.45711 | 0.45711 | 0.45711 | 0.45711 | 0.45711 | 0.45711
IL Fac. Spec. - NOX Rate Summer v3.1, Unit 721 and retrofits | 374 | 1797 | Rate Constraint in lbs/MMBtu | FALSE | L | Annual | Constraint Shadow Price | US$/Ton | 0 | 0 | 0 | 0 | 0 | 0 | 0
IL Fac. Spec. - NOX Rate Summer v3.1, Unit 722 and retrofits | 375 | 1797 | Rate Constraint in lbs/MMBtu | FALSE | L | Annual | Seasons Included | Seasons | Summer | Summer | Summer | Summer | Summer | Summer | Summer
IL Fac. Spec. - NOX Rate Summer v3.1, Unit 722 and retrofits | 375 | 1797 | Rate Constraint in lbs/MMBtu | FALSE | L | Annual | Standard | lb/MMBtu | 0.25 | 0.25 | 0.25 | 0.25 | 0.25 | 0.25 | 0.25
IL Fac. Spec. - NOX Rate Summer v3.1, Unit 722 and retrofits | 375 | 1797 | Rate Constraint in lbs/MMBtu | FALSE | L | Annual | Emissions at Affected Plants NOX | MTons | 0.00099851 | 0.00099851 | 0.00099851 | 0.00099851 | 0.00099851 | 0.00099851 | 0.00099851
IL Fac. Spec. - NOX Rate Summer v3.1, Unit 722 and retrofits | 375 | 1797 | Rate Constraint in lbs/MMBtu | FALSE | L | Annual | Allowances Purchased NOX | MTons | 0 | 0 | 0 | 0 | 0 | 0 | 0
IL Fac. Spec. - NOX Rate Summer v3.1, Unit 722 and retrofits | 375 | 1797 | Rate Constraint in lbs/MMBtu | FALSE | L | Annual | Allowances Sold NOX | MTons | 0 | 0 | 0 | 0 | 0 | 0 | 0
IL Fac. Spec. - NOX Rate Summer v3.1, Unit 722 and retrofits | 375 | 1797 | Rate Constraint in lbs/MMBtu | FALSE | L | Annual | Allowances Banked | MTons | 0 | 0 | 0 | 0 | 0 | 0 | 0
IL Fac. Spec. - NOX Rate Summer v3.1, Unit 722 and retrofits | 375 | 1797 | Rate Constraint in lbs/MMBtu | FALSE | L | Annual | Allowances Withdrawn (1:1) | MTons | 0 | 0 | 0 | 0 | 0 | 0 | 0
IL Fac. Spec. - NOX Rate Summer v3.1, Unit 722 and retrofits | 375 | 1797 | Rate Constraint in lbs/MMBtu | FALSE | L | Annual | Allowances Withdrawn (n:1) | MTons | 0 | 0 | 0 | 0 | 0 | 0 | 0
IL Fac. Spec. - NOX Rate Summer v3.1, Unit 722 and retrofits | 375 | 1797 | Rate Constraint in lbs/MMBtu | FALSE | L | Annual | Net Emissions Allowance Position | MTons | 0.00099851 | 0.00099851 | 0.00099851 | 0.00099851 | 0.00099851 | 0.00099851 | 0.00099851
IL Fac. Spec. - NOX Rate Summer v3.1, Unit 722 and retrofits | 375 | 1797 | Rate Constraint in lbs/MMBtu | FALSE | L | Annual | Fuel Consumed | TBtu | 0.06442 | 0.06442 | 0.06442 | 0.06442 | 0.06442 | 0.06442 | 0.06442
IL Fac. Spec. - NOX Rate Summer v3.1, Unit 722 and retrofits | 375 | 1797 | Rate Constraint in lbs/MMBtu | FALSE | L | Annual | Rate | lb/MMBtu | 0.031 | 0.031 | 0.031 | 0.031 | 0.031 | 0.031 | 0.031
IL Fac. Spec. - NOX Rate Summer v3.1, Unit 722 and retrofits | 375 | 1797 | Rate Constraint in lbs/MMBtu | FALSE | L | Annual | Generation | TWh | 0.0057626 | 0.0057626 | 0.0057626 | 0.0057626 | 0.0057626 | 0.0057626 | 0.0057626
IL Fac. Spec. - NOX Rate Summer v3.1, Unit 722 and retrofits | 375 | 1797 | Rate Constraint in lbs/MMBtu | FALSE | L | Annual | Qualifying Generation | TWh | 0.0057626 | 0.0057626 | 0.0057626 | 0.0057626 | 0.0057626 | 0.0057626 | 0.0057626
IL Fac. Spec. - NOX Rate Summer v3.1, Unit 722 and retrofits | 375 | 1797 | Rate Constraint in lbs/MMBtu | FALSE | L | Annual | Rate | lb/MWh | 0.17327 | 0.17327 | 0.17327 | 0.17327 | 0.17327 | 0.17327 | 0.17327
IL Fac. Spec. - NOX Rate Summer v3.1, Unit 722 and retrofits | 375 | 1797 | Rate Constraint in lbs/MMBtu | FALSE | L | Annual | Constraint Shadow Price | US$/Ton | 0 | 0 | 0 | 0 | 0 | 0 | 0
IL Fac. Spec. - NOX Rate Summer v3.1, Unit 723 and retrofits | 376 | 1797 | Rate Constraint in lbs/MMBtu | FALSE | L | Annual | Seasons Included | Seasons | Summer | Summer | Summer | Summer | Summer | Summer | Summer
IL Fac. Spec. - NOX Rate Summer v3.1, Unit 723 and retrofits | 376 | 1797 | Rate Constraint in lbs/MMBtu | FALSE | L | Annual | Standard | lb/MMBtu | 0.25 | 0.25 | 0.25 | 0.25 | 0.25 | 0.25 | 0.25
IL Fac. Spec. - NOX Rate Summer v3.1, Unit 723 and retrofits | 376 | 1797 | Rate Constraint in lbs/MMBtu | FALSE | L | Annual | Emissions at Affected Plants NOX | MTons | 0.0010211 | 0.0010211 | 0.0010211 | 0.0010211 | 0.0010211 | 0.0010211 | 0.0010211
IL Fac. Spec. - NOX Rate Summer v3.1, Unit 723 and retrofits | 376 | 1797 | Rate Constraint in lbs/MMBtu | FALSE | L | Annual | Allowances Purchased NOX | MTons | 0 | 0 | 0 | 0 | 0 | 0 | 0
IL Fac. Spec. - NOX Rate Summer v3.1, Unit 723 and retrofits | 376 | 1797 | Rate Constraint in lbs/MMBtu | FALSE | L | Annual | Allowances Sold NOX | MTons | 0 | 0 | 0 | 0 | 0 | 0 | 0
IL Fac. Spec. - NOX Rate Summer v3.1, Unit 723 and retrofits | 376 | 1797 | Rate Constraint in lbs/MMBtu | FALSE | L | Annual | Allowances Banked | MTons | 0 | 0 | 0 | 0 | 0 | 0 | 0
IL Fac. Spec. - NOX Rate Summer v3.1, Unit 723 and retrofits | 376 | 1797 | Rate Constraint in lbs/MMBtu | FALSE | L | Annual | Allowances Withdrawn (1:1) | MTons | 0 | 0 | 0 | 0 | 0 | 0 | 0
IL Fac. Spec. - NOX Rate Summer v3.1, Unit 723 and retrofits | 376 | 1797 | Rate Constraint in lbs/MMBtu | FALSE | L | Annual | Allowances Withdrawn (n:1) | MTons | 0 | 0 | 0 | 0 | 0 | 0 | 0
IL Fac. Spec. - NOX Rate Summer v3.1, Unit 723 and retrofits | 376 | 1797 | Rate Constraint in lbs/MMBtu | FALSE | L | Annual | Net Emissions Allowance Position | MTons | 0.0010211 | 0.0010211 | 0.0010211 | 0.0010211 | 0.0010211 | 0.0010211 | 0.0010211
IL Fac. Spec. - NOX Rate Summer v3.1, Unit 723 and retrofits | 376 | 1797 | Rate Constraint in lbs/MMBtu | FALSE | L | Annual | Fuel Consumed | TBtu | 0.06442 | 0.06442 | 0.06442 | 0.06442 | 0.06442 | 0.06442 | 0.06442
IL Fac. Spec. - NOX Rate Summer v3.1, Unit 723 and retrofits | 376 | 1797 | Rate Constraint in lbs/MMBtu | FALSE | L | Annual | Rate | lb/MMBtu | 0.0317 | 0.0317 | 0.0317 | 0.0317 | 0.0317 | 0.0317 | 0.0317
IL Fac. Spec. - NOX Rate Summer v3.1, Unit 723 and retrofits | 376 | 1797 | Rate Constraint in lbs/MMBtu | FALSE | L | Annual | Generation | TWh | 0.0057626 | 0.0057626 | 0.0057626 | 0.0057626 | 0.0057626 | 0.0057626 | 0.0057626
IL Fac. Spec. - NOX Rate Summer v3.1, Unit 723 and retrofits | 376 | 1797 | Rate Constraint in lbs/MMBtu | FALSE | L | Annual | Qualifying Generation | TWh | 0.0057626 | 0.0057626 | 0.0057626 | 0.0057626 | 0.0057626 | 0.0057626 | 0.0057626
IL Fac. Spec. - NOX Rate Summer v3.1, Unit 723 and retrofits | 376 | 1797 | Rate Constraint in lbs/MMBtu | FALSE | L | Annual | Rate | lb/MWh | 0.17719 | 0.17719 | 0.17719 | 0.17719 | 0.17719 | 0.17719 | 0.17719
IL Fac. Spec. - NOX Rate Summer v3.1, Unit 723 and retrofits | 376 | 1797 | Rate Constraint in lbs/MMBtu | FALSE | L | Annual | Constraint Shadow Price | US$/Ton | 0 | 0 | 0 | 0 | 0 | 0 | 0
IL Fac. Spec. - NOX Rate Summer v3.1, Unit 724 and retrofits | 377 | 1797 | Rate Constraint in lbs/MMBtu | FALSE | L | Annual | Seasons Included | Seasons | Summer | Summer | Summer | Summer | Summer | Summer | Summer
IL Fac. Spec. - NOX Rate Summer v3.1, Unit 724 and retrofits | 377 | 1797 | Rate Constraint in lbs/MMBtu | FALSE | L | Annual | Standard | lb/MMBtu | 0.25 | 0.25 | 0.25 | 0.25 | 0.25 | 0.25 | 0.25
IL Fac. Spec. - NOX Rate Summer v3.1, Unit 724 and retrofits | 377 | 1797 | Rate Constraint in lbs/MMBtu | FALSE | L | Annual | Emissions at Affected Plants NOX | MTons | 0.0026799 | 0.0026799 | 0.0026799 | 0.0026799 | 0.0026799 | 0.0026799 | 0.0026799
IL Fac. Spec. - NOX Rate Summer v3.1, Unit 724 and retrofits | 377 | 1797 | Rate Constraint in lbs/MMBtu | FALSE | L | Annual | Allowances Purchased NOX | MTons | 0 | 0 | 0 | 0 | 0 | 0 | 0
IL Fac. Spec. - NOX Rate Summer v3.1, Unit 724 and retrofits | 377 | 1797 | Rate Constraint in lbs/MMBtu | FALSE | L | Annual | Allowances Sold NOX | MTons | 0 | 0 | 0 | 0 | 0 | 0 | 0
IL Fac. Spec. - NOX Rate Summer v3.1, Unit 724 and retrofits | 377 | 1797 | Rate Constraint in lbs/MMBtu | FALSE | L | Annual | Allowances Banked | MTons | 0 | 0 | 0 | 0 | 0 | 0 | 0
IL Fac. Spec. - NOX Rate Summer v3.1, Unit 724 and retrofits | 377 | 1797 | Rate Constraint in lbs/MMBtu | FALSE | L | Annual | Allowances Withdrawn (1:1) | MTons | 0 | 0 | 0 | 0 | 0 | 0 | 0
IL Fac. Spec. - NOX Rate Summer v3.1, Unit 724 and retrofits | 377 | 1797 | Rate Constraint in lbs/MMBtu | FALSE | L | Annual | Allowances Withdrawn (n:1) | MTons | 0 | 0 | 0 | 0 | 0 | 0 | 0
IL Fac. Spec. - NOX Rate Summer v3.1, Unit 724 and retrofits | 377 | 1797 | Rate Constraint in lbs/MMBtu | FALSE | L | Annual | Net Emissions Allowance Position | MTons | 0.0026799 | 0.0026799 | 0.0026799 | 0.0026799 | 0.0026799 | 0.0026799 | 0.0026799
IL Fac. Spec. - NOX Rate Summer v3.1, Unit 724 and retrofits | 377 | 1797 | Rate Constraint in lbs/MMBtu | FALSE | L | Annual | Fuel Consumed | TBtu | 0.06442 | 0.06442 | 0.06442 | 0.06442 | 0.06442 | 0.06442 | 0.06442
IL Fac. Spec. - NOX Rate Summer v3.1, Unit 724 and retrofits | 377 | 1797 | Rate Constraint in lbs/MMBtu | FALSE | L | Annual | Rate | lb/MMBtu | 0.0832 | 0.0832 | 0.0832 | 0.0832 | 0.0832 | 0.0832 | 0.0832
IL Fac. Spec. - NOX Rate Summer v3.1, Unit 724 and retrofits | 377 | 1797 | Rate Constraint in lbs/MMBtu | FALSE | L | Annual | Generation | TWh | 0.0057626 | 0.0057626 | 0.0057626 | 0.0057626 | 0.0057626 | 0.0057626 | 0.0057626
IL Fac. Spec. - NOX Rate Summer v3.1, Unit 724 and retrofits | 377 | 1797 | Rate Constraint in lbs/MMBtu | FALSE | L | Annual | Qualifying Generation | TWh | 0.0057626 | 0.0057626 | 0.0057626 | 0.0057626 | 0.0057626 | 0.0057626 | 0.0057626
IL Fac. Spec. - NOX Rate Summer v3.1, Unit 724 and retrofits | 377 | 1797 | Rate Constraint in lbs/MMBtu | FALSE | L | Annual | Rate | lb/MWh | 0.46505 | 0.46505 | 0.46505 | 0.46505 | 0.46505 | 0.46505 | 0.46505
IL Fac. Spec. - NOX Rate Summer v3.1, Unit 724 and retrofits | 377 | 1797 | Rate Constraint in lbs/MMBtu | FALSE | L | Annual | Constraint Shadow Price | US$/Ton | 0 | 0 | 0 | 0 | 0 | 0 | 0
IL Fac. Spec. - NOX Rate Summer v3.1, Unit 725 and retrofits | 378 | 1797 | Rate Constraint in lbs/MMBtu | FALSE | L | Annual | Seasons Included | Seasons | Summer | Summer | Summer | Summer | Summer | Summer | Summer
IL Fac. Spec. - NOX Rate Summer v3.1, Unit 725 and retrofits | 378 | 1797 | Rate Constraint in lbs/MMBtu | FALSE | L | Annual | Standard | lb/MMBtu | 0.25 | 0.25 | 0.25 | 0.25 | 0.25 | 0.25 | 0.25
IL Fac. Spec. - NOX Rate Summer v3.1, Unit 725 and retrofits | 378 | 1797 | Rate Constraint in lbs/MMBtu | FALSE | L | Annual | Emissions at Affected Plants NOX | MTons | 0.001443 | 0.001443 | 0.001443 | 0.001443 | 0.001443 | 0.001443 | 0.001443
IL Fac. Spec. - NOX Rate Summer v3.1, Unit 725 and retrofits | 378 | 1797 | Rate Constraint in lbs/MMBtu | FALSE | L | Annual | Allowances Purchased NOX | MTons | 0 | 0 | 0 | 0 | 0 | 0 | 0
IL Fac. Spec. - NOX Rate Summer v3.1, Unit 725 and retrofits | 378 | 1797 | Rate Constraint in lbs/MMBtu | FALSE | L | Annual | Allowances Sold NOX | MTons | 0 | 0 | 0 | 0 | 0 | 0 | 0
IL Fac. Spec. - NOX Rate Summer v3.1, Unit 725 and retrofits | 378 | 1797 | Rate Constraint in lbs/MMBtu | FALSE | L | Annual | Allowances Banked | MTons | 0 | 0 | 0 | 0 | 0 | 0 | 0
IL Fac. Spec. - NOX Rate Summer v3.1, Unit 725 and retrofits | 378 | 1797 | Rate Constraint in lbs/MMBtu | FALSE | L | Annual | Allowances Withdrawn (1:1) | MTons | 0 | 0 | 0 | 0 | 0 | 0 | 0
IL Fac. Spec. - NOX Rate Summer v3.1, Unit 725 and retrofits | 378 | 1797 | Rate Constraint in lbs/MMBtu | FALSE | L | Annual | Allowances Withdrawn (n:1) | MTons | 0 | 0 | 0 | 0 | 0 | 0 | 0
IL Fac. Spec. - NOX Rate Summer v3.1, Unit 725 and retrofits | 378 | 1797 | Rate Constraint in lbs/MMBtu | FALSE | L | Annual | Net Emissions Allowance Position | MTons | 0.001443 | 0.001443 | 0.001443 | 0.001443 | 0.001443 | 0.001443 | 0.001443
IL Fac. Spec. - NOX Rate Summer v3.1, Unit 725 and retrofits | 378 | 1797 | Rate Constraint in lbs/MMBtu | FALSE | L | Annual | Fuel Consumed | TBtu | 0.06442 | 0.06442 | 0.06442 | 0.06442 | 0.06442 | 0.06442 | 0.06442
IL Fac. Spec. - NOX Rate Summer v3.1, Unit 725 and retrofits | 378 | 1797 | Rate Constraint in lbs/MMBtu | FALSE | L | Annual | Rate | lb/MMBtu | 0.0448 | 0.0448 | 0.0448 | 0.0448 | 0.0448 | 0.0448 | 0.0448
IL Fac. Spec. - NOX Rate Summer v3.1, Unit 725 and retrofits | 378 | 1797 | Rate Constraint in lbs/MMBtu | FALSE | L | Annual | Generation | TWh | 0.0057626 | 0.0057626 | 0.0057626 | 0.0057626 | 0.0057626 | 0.0057626 | 0.0057626
IL Fac. Spec. - NOX Rate Summer v3.1, Unit 725 and retrofits | 378 | 1797 | Rate Constraint in lbs/MMBtu | FALSE | L | Annual | Qualifying Generation | TWh | 0.0057626 | 0.0057626 | 0.0057626 | 0.0057626 | 0.0057626 | 0.0057626 | 0.0057626
IL Fac. Spec. - NOX Rate Summer v3.1, Unit 725 and retrofits | 378 | 1797 | Rate Constraint in lbs/MMBtu | FALSE | L | Annual | Rate | lb/MWh | 0.25041 | 0.25041 | 0.25041 | 0.25041 | 0.25041 | 0.25041 | 0.25041
IL Fac. Spec. - NOX Rate Summer v3.1, Unit 725 and retrofits | 378 | 1797 | Rate Constraint in lbs/MMBtu | FALSE | L | Annual | Constraint Shadow Price | US$/Ton | 0 | 0 | 0 | 0 | 0 | 0 | 0
IL Fac. Spec. - NOX Rate Summer v3.1, Unit 726 and retrofits | 379 | 1797 | Rate Constraint in lbs/MMBtu | FALSE | L | Annual | Seasons Included | Seasons | Summer | Summer | Summer | Summer | Summer | Summer | Summer
IL Fac. Spec. - NOX Rate Summer v3.1, Unit 726 and retrofits | 379 | 1797 | Rate Constraint in lbs/MMBtu | FALSE | L | Annual | Standard | lb/MMBtu | 0.25 | 0.25 | 0.25 | 0.25 | 0.25 | 0.25 | 0.25
IL Fac. Spec. - NOX Rate Summer v3.1, Unit 726 and retrofits | 379 | 1797 | Rate Constraint in lbs/MMBtu | FALSE | L | Annual | Emissions at Affected Plants NOX | MTons | 0 | 0 | 0 | 0 | 0.00062618 | 0 | 0
IL Fac. Spec. - NOX Rate Summer v3.1, Unit 726 and retrofits | 379 | 1797 | Rate Constraint in lbs/MMBtu | FALSE | L | Annual | Allowances Purchased NOX | MTons | 0 | 0 | 0 | 0 | 0 | 0 | 0
IL Fac. Spec. - NOX Rate Summer v3.1, Unit 726 and retrofits | 379 | 1797 | Rate Constraint in lbs/MMBtu | FALSE | L | Annual | Allowances Sold NOX | MTons | 0 | 0 | 0 | 0 | 0 | 0 | 0
IL Fac. Spec. - NOX Rate Summer v3.1, Unit 726 and retrofits | 379 | 1797 | Rate Constraint in lbs/MMBtu | FALSE | L | Annual | Allowances Banked | MTons | 0 | 0 | 0 | 0 | 0 | 0 | 0
IL Fac. Spec. - NOX Rate Summer v3.1, Unit 726 and retrofits | 379 | 1797 | Rate Constraint in lbs/MMBtu | FALSE | L | Annual | Allowances Withdrawn (1:1) | MTons | 0 | 0 | 0 | 0 | 0 | 0 | 0
IL Fac. Spec. - NOX Rate Summer v3.1, Unit 726 and retrofits | 379 | 1797 | Rate Constraint in lbs/MMBtu | FALSE | L | Annual | Allowances Withdrawn (n:1) | MTons | 0 | 0 | 0 | 0 | 0 | 0 | 0
IL Fac. Spec. - NOX Rate Summer v3.1, Unit 726 and retrofits | 379 | 1797 | Rate Constraint in lbs/MMBtu | FALSE | L | Annual | Net Emissions Allowance Position | MTons | 0 | 0 | 0 | 0 | 0.00062618 | 0 | 0
IL Fac. Spec. - NOX Rate Summer v3.1, Unit 726 and retrofits | 379 | 1797 | Rate Constraint in lbs/MMBtu | FALSE | L | Annual | Fuel Consumed | TBtu | 0 | 0 | 0 | 0 | 0.04114 | 0 | 0
IL Fac. Spec. - NOX Rate Summer v3.1, Unit 726 and retrofits | 379 | 1797 | Rate Constraint in lbs/MMBtu | FALSE | L | Annual | Rate | lb/MMBtu | 0 | 0 | 0 | 0 | 0.030442 | 0 | 0
IL Fac. Spec. - NOX Rate Summer v3.1, Unit 726 and retrofits | 379 | 1797 | Rate Constraint in lbs/MMBtu | FALSE | L | Annual | Generation | TWh | 0 | 0 | 0 | 0 | 0.0025335 | 0 | 0
IL Fac. Spec. - NOX Rate Summer v3.1, Unit 726 and retrofits | 379 | 1797 | Rate Constraint in lbs/MMBtu | FALSE | L | Annual | Qualifying Generation | TWh | 0 | 0 | 0 | 0 | 0.0025335 | 0 | 0
IL Fac. Spec. - NOX Rate Summer v3.1, Unit 726 and retrofits | 379 | 1797 | Rate Constraint in lbs/MMBtu | FALSE | L | Annual | Rate | lb/MWh | 0 | 0 | 0 | 0 | 0.24716 | 0 | 0
IL Fac. Spec. - NOX Rate Summer v3.1, Unit 726 and retrofits | 379 | 1797 | Rate Constraint in lbs/MMBtu | FALSE | L | Annual | Constraint Shadow Price | US$/Ton | 0 | 0 | 0 | 0 | 0 | 0 | 0
IL Fac. Spec. - NOX Rate Summer v3.1, Unit 727 and retrofits | 380 | 1797 | Rate Constraint in lbs/MMBtu | FALSE | L | Annual | Seasons Included | Seasons | Summer | Summer | Summer | Summer | Summer | Summer | Summer
IL Fac. Spec. - NOX Rate Summer v3.1, Unit 727 and retrofits | 380 | 1797 | Rate Constraint in lbs/MMBtu | FALSE | L | Annual | Standard | lb/MMBtu | 0.25 | 0.25 | 0.25 | 0.25 | 0.25 | 0.25 | 0.25
IL Fac. Spec. - NOX Rate Summer v3.1, Unit 727 and retrofits | 380 | 1797 | Rate Constraint in lbs/MMBtu | FALSE | L | Annual | Emissions at Affected Plants NOX | MTons | 0 | 0 | 0 | 0 | 0.00054159 | 0 | 0
IL Fac. Spec. - NOX Rate Summer v3.1, Unit 727 and retrofits | 380 | 1797 | Rate Constraint in lbs/MMBtu | FALSE | L | Annual | Allowances Purchased NOX | MTons | 0 | 0 | 0 | 0 | 0 | 0 | 0
IL Fac. Spec. - NOX Rate Summer v3.1, Unit 727 and retrofits | 380 | 1797 | Rate Constraint in lbs/MMBtu | FALSE | L | Annual | Allowances Sold NOX | MTons | 0 | 0 | 0 | 0 | 0 | 0 | 0
IL Fac. Spec. - NOX Rate Summer v3.1, Unit 727 and retrofits | 380 | 1797 | Rate Constraint in lbs/MMBtu | FALSE | L | Annual | Allowances Banked | MTons | 0 | 0 | 0 | 0 | 0 | 0 | 0
IL Fac. Spec. - NOX Rate Summer v3.1, Unit 727 and retrofits | 380 | 1797 | Rate Constraint in lbs/MMBtu | FALSE | L | Annual | Allowances Withdrawn (1:1) | MTons | 0 | 0 | 0 | 0 | 0 | 0 | 0
IL Fac. Spec. - NOX Rate Summer v3.1, Unit 727 and retrofits | 380 | 1797 | Rate Constraint in lbs/MMBtu | FALSE | L | Annual | Allowances Withdrawn (n:1) | MTons | 0 | 0 | 0 | 0 | 0 | 0 | 0
IL Fac. Spec. - NOX Rate Summer v3.1, Unit 727 and retrofits | 380 | 1797 | Rate Constraint in lbs/MMBtu | FALSE | L | Annual | Net Emissions Allowance Position | MTons | 0 | 0 | 0 | 0 | 0.00054159 | 0 | 0
IL Fac. Spec. - NOX Rate Summer v3.1, Unit 727 and retrofits | 380 | 1797 | Rate Constraint in lbs/MMBtu | FALSE | L | Annual | Fuel Consumed | TBtu | 0 | 0 | 0 | 0 | 0.041142 | 0 | 0
IL Fac. Spec. - NOX Rate Summer v3.1, Unit 727 and retrofits | 380 | 1797 | Rate Constraint in lbs/MMBtu | FALSE | L | Annual | Rate | lb/MMBtu | 0 | 0 | 0 | 0 | 0.026328 | 0 | 0
IL Fac. Spec. - NOX Rate Summer v3.1, Unit 727 and retrofits | 380 | 1797 | Rate Constraint in lbs/MMBtu | FALSE | L | Annual | Generation | TWh | 0 | 0 | 0 | 0 | 0.0025335 | 0 | 0
IL Fac. Spec. - NOX Rate Summer v3.1, Unit 727 and retrofits | 380 | 1797 | Rate Constraint in lbs/MMBtu | FALSE | L | Annual | Qualifying Generation | TWh | 0 | 0 | 0 | 0 | 0.0025335 | 0 | 0
IL Fac. Spec. - NOX Rate Summer v3.1, Unit 727 and retrofits | 380 | 1797 | Rate Constraint in lbs/MMBtu | FALSE | L | Annual | Rate | lb/MWh | 0 | 0 | 0 | 0 | 0.21377 | 0 | 0
IL Fac. Spec. - NOX Rate Summer v3.1, Unit 727 and retrofits | 380 | 1797 | Rate Constraint in lbs/MMBtu | FALSE | L | Annual | Constraint Shadow Price | US$/Ton | 0 | 0 | 0 | 0 | 0 | 0 | 0
IL Fac. Spec. - NOX Rate Summer v3.1, Unit 728 and retrofits | 381 | 1797 | Rate Constraint in lbs/MMBtu | FALSE | L | Annual | Seasons Included | Seasons | Summer | Summer | Summer | Summer | Summer | Summer | Summer
IL Fac. Spec. - NOX Rate Summer v3.1, Unit 728 and retrofits | 381 | 1797 | Rate Constraint in lbs/MMBtu | FALSE | L | Annual | Standard | lb/MMBtu | 0.25 | 0.25 | 0.25 | 0.25 | 0.25 | 0.25 | 0.25
IL Fac. Spec. - NOX Rate Summer v3.1, Unit 728 and retrofits | 381 | 1797 | Rate Constraint in lbs/MMBtu | FALSE | L | Annual | Emissions at Affected Plants NOX | MTons | 0 | 0 | 0 | 0 | 0.00052129 | 0 | 0
IL Fac. Spec. - NOX Rate Summer v3.1, Unit 728 and retrofits | 381 | 1797 | Rate Constraint in lbs/MMBtu | FALSE | L | Annual | Allowances Purchased NOX | MTons | 0 | 0 | 0 | 0 | 0 | 0 | 0
IL Fac. Spec. - NOX Rate Summer v3.1, Unit 728 and retrofits | 381 | 1797 | Rate Constraint in lbs/MMBtu | FALSE | L | Annual | Allowances Sold NOX | MTons | 0 | 0 | 0 | 0 | 0 | 0 | 0
IL Fac. Spec. - NOX Rate Summer v3.1, Unit 728 and retrofits | 381 | 1797 | Rate Constraint in lbs/MMBtu | FALSE | L | Annual | Allowances Banked | MTons | 0 | 0 | 0 | 0 | 0 | 0 | 0
IL Fac. Spec. - NOX Rate Summer v3.1, Unit 728 and retrofits | 381 | 1797 | Rate Constraint in lbs/MMBtu | FALSE | L | Annual | Allowances Withdrawn (1:1) | MTons | 0 | 0 | 0 | 0 | 0 | 0 | 0
IL Fac. Spec. - NOX Rate Summer v3.1, Unit 728 and retrofits | 381 | 1797 | Rate Constraint in lbs/MMBtu | FALSE | L | Annual | Allowances Withdrawn (n:1) | MTons | 0 | 0 | 0 | 0 | 0 | 0 | 0
IL Fac. Spec. - NOX Rate Summer v3.1, Unit 728 and retrofits | 381 | 1797 | Rate Constraint in lbs/MMBtu | FALSE | L | Annual | Net Emissions Allowance Position | MTons | 0 | 0 | 0 | 0 | 0.00052129 | 0 | 0
IL Fac. Spec. - NOX Rate Summer v3.1, Unit 728 and retrofits | 381 | 1797 | Rate Constraint in lbs/MMBtu | FALSE | L | Annual | Fuel Consumed | TBtu | 0 | 0 | 0 | 0 | 0.041142 | 0 | 0
IL Fac. Spec. - NOX Rate Summer v3.1, Unit 728 and retrofits | 381 | 1797 | Rate Constraint in lbs/MMBtu | FALSE | L | Annual | Rate | lb/MMBtu | 0 | 0 | 0 | 0 | 0.025341 | 0 | 0
IL Fac. Spec. - NOX Rate Summer v3.1, Unit 728 and retrofits | 381 | 1797 | Rate Constraint in lbs/MMBtu | FALSE | L | Annual | Generation | TWh | 0 | 0 | 0 | 0 | 0.0025335 | 0 | 0
IL Fac. Spec. - NOX Rate Summer v3.1, Unit 728 and retrofits | 381 | 1797 | Rate Constraint in lbs/MMBtu | FALSE | L | Annual | Qualifying Generation | TWh | 0 | 0 | 0 | 0 | 0.0025335 | 0 | 0
IL Fac. Spec. - NOX Rate Summer v3.1, Unit 728 and retrofits | 381 | 1797 | Rate Constraint in lbs/MMBtu | FALSE | L | Annual | Rate | lb/MWh | 0 | 0 | 0 | 0 | 0.20575 | 0 | 0
IL Fac. Spec. - NOX Rate Summer v3.1, Unit 728 and retrofits | 381 | 1797 | Rate Constraint in lbs/MMBtu | FALSE | L | Annual | Constraint Shadow Price | US$/Ton | 0 | 0 | 0 | 0 | 0 | 0 | 0
IL Fac. Spec. - NOX Rate Summer v3.1, Unit 729 and retrofits | 382 | 1797 | Rate Constraint in lbs/MMBtu | FALSE | L | Annual | Seasons Included | Seasons | Summer | Summer | Summer | Summer | Summer | Summer | Summer
IL Fac. Spec. - NOX Rate Summer v3.1, Unit 729 and retrofits | 382 | 1797 | Rate Constraint in lbs/MMBtu | FALSE | L | Annual | Standard | lb/MMBtu | 0.25 | 0.25 | 0.25 | 0.25 | 0.25 | 0.25 | 0.25
IL Fac. Spec. - NOX Rate Summer v3.1, Unit 729 and retrofits | 382 | 1797 | Rate Constraint in lbs/MMBtu | FALSE | L | Annual | Emissions at Affected Plants NOX | MTons | 0 | 0 | 0 | 0 | 0.0005945 | 0 | 0
IL Fac. Spec. - NOX Rate Summer v3.1, Unit 729 and retrofits | 382 | 1797 | Rate Constraint in lbs/MMBtu | FALSE | L | Annual | Allowances Purchased NOX | MTons | 0 | 0 | 0 | 0 | 0 | 0 | 0
IL Fac. Spec. - NOX Rate Summer v3.1, Unit 729 and retrofits | 382 | 1797 | Rate Constraint in lbs/MMBtu | FALSE | L | Annual | Allowances Sold NOX | MTons | 0 | 0 | 0 | 0 | 0 | 0 | 0
IL Fac. Spec. - NOX Rate Summer v3.1, Unit 729 and retrofits | 382 | 1797 | Rate Constraint in lbs/MMBtu | FALSE | L | Annual | Allowances Banked | MTons | 0 | 0 | 0 | 0 | 0 | 0 | 0
IL Fac. Spec. - NOX Rate Summer v3.1, Unit 729 and retrofits | 382 | 1797 | Rate Constraint in lbs/MMBtu | FALSE | L | Annual | Allowances Withdrawn (1:1) | MTons | 0 | 0 | 0 | 0 | 0 | 0 | 0
IL Fac. Spec. - NOX Rate Summer v3.1, Unit 729 and retrofits | 382 | 1797 | Rate Constraint in lbs/MMBtu | FALSE | L | Annual | Allowances Withdrawn (n:1) | MTons | 0 | 0 | 0 | 0 | 0 | 0 | 0
IL Fac. Spec. - NOX Rate Summer v3.1, Unit 729 and retrofits | 382 | 1797 | Rate Constraint in lbs/MMBtu | FALSE | L | Annual | Net Emissions Allowance Position | MTons | 0 | 0 | 0 | 0 | 0.0005945 | 0 | 0
IL Fac. Spec. - NOX Rate Summer v3.1, Unit 729 and retrofits | 382 | 1797 | Rate Constraint in lbs/MMBtu | FALSE | L | Annual | Fuel Consumed | TBtu | 0 | 0 | 0 | 0 | 0.041142 | 0 | 0
IL Fac. Spec. - NOX Rate Summer v3.1, Unit 729 and retrofits | 382 | 1797 | Rate Constraint in lbs/MMBtu | FALSE | L | Annual | Rate | lb/MMBtu | 0 | 0 | 0 | 0 | 0.0289 | 0 | 0
IL Fac. Spec. - NOX Rate Summer v3.1, Unit 729 and retrofits | 382 | 1797 | Rate Constraint in lbs/MMBtu | FALSE | L | Annual | Generation | TWh | 0 | 0 | 0 | 0 | 0.0025335 | 0 | 0
IL Fac. Spec. - NOX Rate Summer v3.1, Unit 729 and retrofits | 382 | 1797 | Rate Constraint in lbs/MMBtu | FALSE | L | Annual | Qualifying Generation | TWh | 0 | 0 | 0 | 0 | 0.0025335 | 0 | 0
IL Fac. Spec. - NOX Rate Summer v3.1, Unit 729 and retrofits | 382 | 1797 | Rate Constraint in lbs/MMBtu | FALSE | L | Annual | Rate | lb/MWh | 0 | 0 | 0 | 0 | 0.23465 | 0 | 0
IL Fac. Spec. - NOX Rate Summer v3.1, Unit 729 and retrofits | 382 | 1797 | Rate Constraint in lbs/MMBtu | FALSE | L | Annual | Constraint Shadow Price | US$/Ton | 0 | 0 | 0 | 0 | 0 | 0 | 0
IL Fac. Spec. - NOX Rate Summer v3.1, Unit 730 and retrofits | 383 | 1797 | Rate Constraint in lbs/MMBtu | FALSE | L | Annual | Seasons Included | Seasons | Summer | Summer | Summer | Summer | Summer | Summer | Summer
IL Fac. Spec. - NOX Rate Summer v3.1, Unit 730 and retrofits | 383 | 1797 | Rate Constraint in lbs/MMBtu | FALSE | L | Annual | Standard | lb/MMBtu | 0.25 | 0.25 | 0.25 | 0.25 | 0.25 | 0.25 | 0.25
IL Fac. Spec. - NOX Rate Summer v3.1, Unit 730 and retrofits | 383 | 1797 | Rate Constraint in lbs/MMBtu | FALSE | L | Annual | Emissions at Affected Plants NOX | MTons | 0.0053206 | 0.0057743 | 0.013386 | 0.013386 | 0.013386 | 0.0044537 | 0.0044537
IL Fac. Spec. - NOX Rate Summer v3.1, Unit 730 and retrofits | 383 | 1797 | Rate Constraint in lbs/MMBtu | FALSE | L | Annual | Allowances Purchased NOX | MTons | 0 | 0 | 0 | 0 | 0 | 0 | 0
IL Fac. Spec. - NOX Rate Summer v3.1, Unit 730 and retrofits | 383 | 1797 | Rate Constraint in lbs/MMBtu | FALSE | L | Annual | Allowances Sold NOX | MTons | 0 | 0 | 0 | 0 | 0 | 0 | 0
IL Fac. Spec. - NOX Rate Summer v3.1, Unit 730 and retrofits | 383 | 1797 | Rate Constraint in lbs/MMBtu | FALSE | L | Annual | Allowances Banked | MTons | 0 | 0 | 0 | 0 | 0 | 0 | 0
IL Fac. Spec. - NOX Rate Summer v3.1, Unit 730 and retrofits | 383 | 1797 | Rate Constraint in lbs/MMBtu | FALSE | L | Annual | Allowances Withdrawn (1:1) | MTons | 0 | 0 | 0 | 0 | 0 | 0 | 0
IL Fac. Spec. - NOX Rate Summer v3.1, Unit 730 and retrofits | 383 | 1797 | Rate Constraint in lbs/MMBtu | FALSE | L | Annual | Allowances Withdrawn (n:1) | MTons | 0 | 0 | 0 | 0 | 0 | 0 | 0
IL Fac. Spec. - NOX Rate Summer v3.1, Unit 730 and retrofits | 383 | 1797 | Rate Constraint in lbs/MMBtu | FALSE | L | Annual | Net Emissions Allowance Position | MTons | 0.0053206 | 0.0057743 | 0.013386 | 0.013386 | 0.013386 | 0.0044537 | 0.0044537
IL Fac. Spec. - NOX Rate Summer v3.1, Unit 730 and retrofits | 383 | 1797 | Rate Constraint in lbs/MMBtu | FALSE | L | Annual | Fuel Consumed | TBtu | 0.097218 | 0.10551 | 0.24458 | 0.24458 | 0.24458 | 0.081379 | 0.081379
IL Fac. Spec. - NOX Rate Summer v3.1, Unit 730 and retrofits | 383 | 1797 | Rate Constraint in lbs/MMBtu | FALSE | L | Annual | Rate | lb/MMBtu | 0.10946 | 0.10946 | 0.10946 | 0.10946 | 0.10946 | 0.10946 | 0.10946
IL Fac. Spec. - NOX Rate Summer v3.1, Unit 730 and retrofits | 383 | 1797 | Rate Constraint in lbs/MMBtu | FALSE | L | Annual | Generation | TWh | 0.0090478 | 0.0098192 | 0.022762 | 0.022762 | 0.022762 | 0.0075737 | 0.0075737
IL Fac. Spec. - NOX Rate Summer v3.1, Unit 730 and retrofits | 383 | 1797 | Rate Constraint in lbs/MMBtu | FALSE | L | Annual | Qualifying Generation | TWh | 0.0090478 | 0.0098192 | 0.022762 | 0.022762 | 0.022762 | 0.0075737 | 0.0075737
IL Fac. Spec. - NOX Rate Summer v3.1, Unit 730 and retrofits | 383 | 1797 | Rate Constraint in lbs/MMBtu | FALSE | L | Annual | Rate | lb/MWh | 0.58805 | 0.58805 | 0.58805 | 0.58805 | 0.58805 | 0.58805 | 0.58805
IL Fac. Spec. - NOX Rate Summer v3.1, Unit 730 and retrofits | 383 | 1797 | Rate Constraint in lbs/MMBtu | FALSE | L | Annual | Constraint Shadow Price | US$/Ton | 0 | 0 | 0 | 0 | 0 | 0 | 0
IL Fac. Spec. - NOX Rate Summer v3.1, Unit 731 and retrofits | 384 | 1797 | Rate Constraint in lbs/MMBtu | FALSE | L | Annual | Seasons Included | Seasons | Summer | Summer | Summer | Summer | Summer | Summer | Summer
IL Fac. Spec. - NOX Rate Summer v3.1, Unit 731 and retrofits | 384 | 1797 | Rate Constraint in lbs/MMBtu | FALSE | L | Annual | Standard | lb/MMBtu | 0.25 | 0.25 | 0.25 | 0.25 | 0.25 | 0.25 | 0.25
IL Fac. Spec. - NOX Rate Summer v3.1, Unit 731 and retrofits | 384 | 1797 | Rate Constraint in lbs/MMBtu | FALSE | L | Annual | Emissions at Affected Plants NOX | MTons | 0.0047809 | 0.0047809 | 0.014369 | 0.014369 | 0.014369 | 0.0047809 | 0.0047809
IL Fac. Spec. - NOX Rate Summer v3.1, Unit 731 and retrofits | 384 | 1797 | Rate Constraint in lbs/MMBtu | FALSE | L | Annual | Allowances Purchased NOX | MTons | 0 | 0 | 0 | 0 | 0 | 0 | 0
IL Fac. Spec. - NOX Rate Summer v3.1, Unit 731 and retrofits | 384 | 1797 | Rate Constraint in lbs/MMBtu | FALSE | L | Annual | Allowances Sold NOX | MTons | 0 | 0 | 0 | 0 | 0 | 0 | 0
IL Fac. Spec. - NOX Rate Summer v3.1, Unit 731 and retrofits | 384 | 1797 | Rate Constraint in lbs/MMBtu | FALSE | L | Annual | Allowances Banked | MTons | 0 | 0 | 0 | 0 | 0 | 0 | 0
IL Fac. Spec. - NOX Rate Summer v3.1, Unit 731 and retrofits | 384 | 1797 | Rate Constraint in lbs/MMBtu | FALSE | L | Annual | Allowances Withdrawn (1:1) | MTons | 0 | 0 | 0 | 0 | 0 | 0 | 0
IL Fac. Spec. - NOX Rate Summer v3.1, Unit 731 and retrofits | 384 | 1797 | Rate Constraint in lbs/MMBtu | FALSE | L | Annual | Allowances Withdrawn (n:1) | MTons | 0 | 0 | 0 | 0 | 0 | 0 | 0
IL Fac. Spec. - NOX Rate Summer v3.1, Unit 731 and retrofits | 384 | 1797 | Rate Constraint in lbs/MMBtu | FALSE | L | Annual | Net Emissions Allowance Position | MTons | 0.0047809 | 0.0047809 | 0.014369 | 0.014369 | 0.014369 | 0.0047809 | 0.0047809
IL Fac. Spec. - NOX Rate Summer v3.1, Unit 731 and retrofits | 384 | 1797 | Rate Constraint in lbs/MMBtu | FALSE | L | Annual | Fuel Consumed | TBtu | 0.07961 | 0.07961 | 0.23927 | 0.23927 | 0.23927 | 0.07961 | 0.07961
IL Fac. Spec. - NOX Rate Summer v3.1, Unit 731 and retrofits | 384 | 1797 | Rate Constraint in lbs/MMBtu | FALSE | L | Annual | Rate | lb/MMBtu | 0.12011 | 0.12011 | 0.12011 | 0.12011 | 0.12011 | 0.12011 | 0.12011
IL Fac. Spec. - NOX Rate Summer v3.1, Unit 731 and retrofits | 384 | 1797 | Rate Constraint in lbs/MMBtu | FALSE | L | Annual | Generation | TWh | 0.007409 | 0.007409 | 0.022268 | 0.022268 | 0.022268 | 0.007409 | 0.007409
IL Fac. Spec. - NOX Rate Summer v3.1, Unit 731 and retrofits | 384 | 1797 | Rate Constraint in lbs/MMBtu | FALSE | L | Annual | Qualifying Generation | TWh | 0.007409 | 0.007409 | 0.022268 | 0.022268 | 0.022268 | 0.007409 | 0.007409
IL Fac. Spec. - NOX Rate Summer v3.1, Unit 731 and retrofits | 384 | 1797 | Rate Constraint in lbs/MMBtu | FALSE | L | Annual | Rate | lb/MWh | 0.64529 | 0.64529 | 0.64529 | 0.64529 | 0.64529 | 0.64529 | 0.64529
IL Fac. Spec. - NOX Rate Summer v3.1, Unit 731 and retrofits | 384 | 1797 | Rate Constraint in lbs/MMBtu | FALSE | L | Annual | Constraint Shadow Price | US$/Ton | 0 | 0 | 0 | 0 | 0 | 0 | 0
IL Fac. Spec. - NOX Rate Summer v3.1, Unit 732 and retrofits | 385 | 1797 | Rate Constraint in lbs/MMBtu | FALSE | L | Annual | Seasons Included | Seasons | Summer | Summer | Summer | Summer | Summer | Summer | Summer
IL Fac. Spec. - NOX Rate Summer v3.1, Unit 732 and retrofits | 385 | 1797 | Rate Constraint in lbs/MMBtu | FALSE | L | Annual | Standard | lb/MMBtu | 0.25 | 0.25 | 0.25 | 0.25 | 0.25 | 0.25 | 0.25
IL Fac. Spec. - NOX Rate Summer v3.1, Unit 732 and retrofits | 385 | 1797 | Rate Constraint in lbs/MMBtu | FALSE | L | Annual | Emissions at Affected Plants NOX | MTons | 0.0084969 | 0.0084969 | 0.025537 | 0.025537 | 0.025537 | 0.0084969 | 0.0084969
IL Fac. Spec. - NOX Rate Summer v3.1, Unit 732 and retrofits | 385 | 1797 | Rate Constraint in lbs/MMBtu | FALSE | L | Annual | Allowances Purchased NOX | MTons | 0 | 0 | 0 | 0 | 0 | 0 | 0
IL Fac. Spec. - NOX Rate Summer v3.1, Unit 732 and retrofits | 385 | 1797 | Rate Constraint in lbs/MMBtu | FALSE | L | Annual | Allowances Sold NOX | MTons | 0 | 0 | 0 | 0 | 0 | 0 | 0
IL Fac. Spec. - NOX Rate Summer v3.1, Unit 732 and retrofits | 385 | 1797 | Rate Constraint in lbs/MMBtu | FALSE | L | Annual | Allowances Banked | MTons | 0 | 0 | 0 | 0 | 0 | 0 | 0
IL Fac. Spec. - NOX Rate Summer v3.1, Unit 732 and retrofits | 385 | 1797 | Rate Constraint in lbs/MMBtu | FALSE | L | Annual | Allowances Withdrawn (1:1) | MTons | 0 | 0 | 0 | 0 | 0 | 0 | 0
IL Fac. Spec. - NOX Rate Summer v3.1, Unit 732 and retrofits | 385 | 1797 | Rate Constraint in lbs/MMBtu | FALSE | L | Annual | Allowances Withdrawn (n:1) | MTons | 0 | 0 | 0 | 0 | 0 | 0 | 0
IL Fac. Spec. - NOX Rate Summer v3.1, Unit 732 and retrofits | 385 | 1797 | Rate Constraint in lbs/MMBtu | FALSE | L | Annual | Net Emissions Allowance Position | MTons | 0.0084969 | 0.0084969 | 0.025537 | 0.025537 | 0.025537 | 0.0084969 | 0.0084969
IL Fac. Spec. - NOX Rate Summer v3.1, Unit 732 and retrofits | 385 | 1797 | Rate Constraint in lbs/MMBtu | FALSE | L | Annual | Fuel Consumed | TBtu | 0.16276 | 0.16276 | 0.48916 | 0.48916 | 0.48916 | 0.16276 | 0.16276
IL Fac. Spec. - NOX Rate Summer v3.1, Unit 732 and retrofits | 385 | 1797 | Rate Constraint in lbs/MMBtu | FALSE | L | Annual | Rate | lb/MMBtu | 0.10441 | 0.10441 | 0.10441 | 0.10441 | 0.10441 | 0.10441 | 0.10441
IL Fac. Spec. - NOX Rate Summer v3.1, Unit 732 and retrofits | 385 | 1797 | Rate Constraint in lbs/MMBtu | FALSE | L | Annual | Generation | TWh | 0.015147 | 0.015147 | 0.045525 | 0.045525 | 0.045525 | 0.015147 | 0.015147
IL Fac. Spec. - NOX Rate Summer v3.1, Unit 732 and retrofits | 385 | 1797 | Rate Constraint in lbs/MMBtu | FALSE | L | Annual | Qualifying Generation | TWh | 0.015147 | 0.015147 | 0.045525 | 0.045525 | 0.045525 | 0.015147 | 0.015147
IL Fac. Spec. - NOX Rate Summer v3.1, Unit 732 and retrofits | 385 | 1797 | Rate Constraint in lbs/MMBtu | FALSE | L | Annual | Rate | lb/MWh | 0.56095 | 0.56095 | 0.56095 | 0.56095 | 0.56095 | 0.56095 | 0.56095
IL Fac. Spec. - NOX Rate Summer v3.1, Unit 732 and retrofits | 385 | 1797 | Rate Constraint in lbs/MMBtu | FALSE | L | Annual | Constraint Shadow Price | US$/Ton | 0 | 0 | 0 | 0 | 0 | 0 | 0
IL Fac. Spec. - NOX Rate Summer v3.1, Unit 733 and retrofits | 386 | 1797 | Rate Constraint in lbs/MMBtu | FALSE | L | Annual | Seasons Included | Seasons | Summer | Summer | Summer | Summer | Summer | Summer | Summer
IL Fac. Spec. - NOX Rate Summer v3.1, Unit 733 and retrofits | 386 | 1797 | Rate Constraint in lbs/MMBtu | FALSE | L | Annual | Standard | lb/MMBtu | 0.25 | 0.25 | 0.25 | 0.25 | 0.25 | 0.25 | 0.25
IL Fac. Spec. - NOX Rate Summer v3.1, Unit 733 and retrofits | 386 | 1797 | Rate Constraint in lbs/MMBtu | FALSE | L | Annual | Emissions at Affected Plants NOX | MTons | 0.0077035 | 0.0077035 | 0.023153 | 0.023153 | 0.023153 | 0.0077035 | 0.0077035
IL Fac. Spec. - NOX Rate Summer v3.1, Unit 733 and retrofits | 386 | 1797 | Rate Constraint in lbs/MMBtu | FALSE | L | Annual | Allowances Purchased NOX | MTons | 0 | 0 | 0 | 0 | 0 | 0 | 0
IL Fac. Spec. - NOX Rate Summer v3.1, Unit 733 and retrofits | 386 | 1797 | Rate Constraint in lbs/MMBtu | FALSE | L | Annual | Allowances Sold NOX | MTons | 0 | 0 | 0 | 0 | 0 | 0 | 0
IL Fac. Spec. - NOX Rate Summer v3.1, Unit 733 and retrofits | 386 | 1797 | Rate Constraint in lbs/MMBtu | FALSE | L | Annual | Allowances Banked | MTons | 0 | 0 | 0 | 0 | 0 | 0 | 0
IL Fac. Spec. - NOX Rate Summer v3.1, Unit 733 and retrofits | 386 | 1797 | Rate Constraint in lbs/MMBtu | FALSE | L | Annual | Allowances Withdrawn (1:1) | MTons | 0 | 0 | 0 | 0 | 0 | 0 | 0
IL Fac. Spec. - NOX Rate Summer v3.1, Unit 733 and retrofits | 386 | 1797 | Rate Constraint in lbs/MMBtu | FALSE | L | Annual | Allowances Withdrawn (n:1) | MTons | 0 | 0 | 0 | 0 | 0 | 0 | 0
IL Fac. Spec. - NOX Rate Summer v3.1, Unit 733 and retrofits | 386 | 1797 | Rate Constraint in lbs/MMBtu | FALSE | L | Annual | Net Emissions Allowance Position | MTons | 0.0077035 | 0.0077035 | 0.023153 | 0.023153 | 0.023153 | 0.0077035 | 0.0077035
IL Fac. Spec. - NOX Rate Summer v3.1, Unit 733 and retrofits | 386 | 1797 | Rate Constraint in lbs/MMBtu | FALSE | L | Annual | Fuel Consumed | TBtu | 0.1663 | 0.1663 | 0.4998 | 0.4998 | 0.4998 | 0.1663 | 0.1663
IL Fac. Spec. - NOX Rate Summer v3.1, Unit 733 and retrofits | 386 | 1797 | Rate Constraint in lbs/MMBtu | FALSE | L | Annual | Rate | lb/MMBtu | 0.092648 | 0.092648 | 0.092648 | 0.092648 | 0.092648 | 0.092648 | 0.092648
IL Fac. Spec. - NOX Rate Summer v3.1, Unit 733 and retrofits | 386 | 1797 | Rate Constraint in lbs/MMBtu | FALSE | L | Annual | Generation | TWh | 0.015477 | 0.015477 | 0.046514 | 0.046514 | 0.046514 | 0.015477 | 0.015477
IL Fac. Spec. - NOX Rate Summer v3.1, Unit 733 and retrofits | 386 | 1797 | Rate Constraint in lbs/MMBtu | FALSE | L | Annual | Qualifying Generation | TWh | 0.015477 | 0.015477 | 0.046514 | 0.046514 | 0.046514 | 0.015477 | 0.015477
IL Fac. Spec. - NOX Rate Summer v3.1, Unit 733 and retrofits | 386 | 1797 | Rate Constraint in lbs/MMBtu | FALSE | L | Annual | Rate | lb/MWh | 0.49775 | 0.49775 | 0.49775 | 0.49775 | 0.49775 | 0.49775 | 0.49775
IL Fac. Spec. - NOX Rate Summer v3.1, Unit 733 and retrofits | 386 | 1797 | Rate Constraint in lbs/MMBtu | FALSE | L | Annual | Constraint Shadow Price | US$/Ton | 0 | 0 | 0 | 0 | 0 | 0 | 0
IL Fac. Spec. - NOX Rate Summer v3.1, Unit 734 and retrofits | 387 | 1797 | Rate Constraint in lbs/MMBtu | FALSE | L | Annual | Seasons Included | Seasons | Summer | Summer | Summer | Summer | Summer | Summer | Summer
IL Fac. Spec. - NOX Rate Summer v3.1, Unit 734 and retrofits | 387 | 1797 | Rate Constraint in lbs/MMBtu | FALSE | L | Annual | Standard | lb/MMBtu | 0.25 | 0.25 | 0.25 | 0.25 | 0.25 | 0.25 | 0.25
IL Fac. Spec. - NOX Rate Summer v3.1, Unit 734 and retrofits | 387 | 1797 | Rate Constraint in lbs/MMBtu | FALSE | L | Annual | Emissions at Affected Plants NOX | MTons | 0.0054945 | 0.0054945 | 0.016513 | 0.016513 | 0.016513 | 0.0054945 | 0.0054945
IL Fac. Spec. - NOX Rate Summer v3.1, Unit 734 and retrofits | 387 | 1797 | Rate Constraint in lbs/MMBtu | FALSE | L | Annual | Allowances Purchased NOX | MTons | 0 | 0 | 0 | 0 | 0 | 0 | 0
IL Fac. Spec. - NOX Rate Summer v3.1, Unit 734 and retrofits | 387 | 1797 | Rate Constraint in lbs/MMBtu | FALSE | L | Annual | Allowances Sold NOX | MTons | 0 | 0 | 0 | 0 | 0 | 0 | 0
IL Fac. Spec. - NOX Rate Summer v3.1, Unit 734 and retrofits | 387 | 1797 | Rate Constraint in lbs/MMBtu | FALSE | L | Annual | Allowances Banked | MTons | 0 | 0 | 0 | 0 | 0 | 0 | 0
IL Fac. Spec. - NOX Rate Summer v3.1, Unit 734 and retrofits | 387 | 1797 | Rate Constraint in lbs/MMBtu | FALSE | L | Annual | Allowances Withdrawn (1:1) | MTons | 0 | 0 | 0 | 0 | 0 | 0 | 0
IL Fac. Spec. - NOX Rate Summer v3.1, Unit 734 and retrofits | 387 | 1797 | Rate Constraint in lbs/MMBtu | FALSE | L | Annual | Allowances Withdrawn (n:1) | MTons | 0 | 0 | 0 | 0 | 0 | 0 | 0
IL Fac. Spec. - NOX Rate Summer v3.1, Unit 734 and retrofits | 387 | 1797 | Rate Constraint in lbs/MMBtu | FALSE | L | Annual | Net Emissions Allowance Position | MTons | 0.0054945 | 0.0054945 | 0.016513 | 0.016513 | 0.016513 | 0.0054945 | 0.0054945
IL Fac. Spec. - NOX Rate Summer v3.1, Unit 734 and retrofits | 387 | 1797 | Rate Constraint in lbs/MMBtu | FALSE | L | Annual | Fuel Consumed | TBtu | 0.083148 | 0.083148 | 0.2499 | 0.2499 | 0.2499 | 0.083148 | 0.083148
IL Fac. Spec. - NOX Rate Summer v3.1, Unit 734 and retrofits | 387 | 1797 | Rate Constraint in lbs/MMBtu | FALSE | L | Annual | Rate | lb/MMBtu | 0.13216 | 0.13216 | 0.13216 | 0.13216 | 0.13216 | 0.13216 | 0.13216
IL Fac. Spec. - NOX Rate Summer v3.1, Unit 734 and retrofits | 387 | 1797 | Rate Constraint in lbs/MMBtu | FALSE | L | Annual | Generation | TWh | 0.0077383 | 0.0077383 | 0.023257 | 0.023257 | 0.023257 | 0.0077383 | 0.0077383
IL Fac. Spec. - NOX Rate Summer v3.1, Unit 734 and retrofits | 387 | 1797 | Rate Constraint in lbs/MMBtu | FALSE | L | Annual | Qualifying Generation | TWh | 0.0077383 | 0.0077383 | 0.023257 | 0.023257 | 0.023257 | 0.0077383 | 0.0077383
IL Fac. Spec. - NOX Rate Summer v3.1, Unit 734 and retrofits | 387 | 1797 | Rate Constraint in lbs/MMBtu | FALSE | L | Annual | Rate | lb/MWh | 0.71003 | 0.71003 | 0.71003 | 0.71003 | 0.71003 | 0.71003 | 0.71003
IL Fac. Spec. - NOX Rate Summer v3.1, Unit 734 and retrofits | 387 | 1797 | Rate Constraint in lbs/MMBtu | FALSE | L | Annual | Constraint Shadow Price | US$/Ton | 0 | 0 | 0 | 0 | 0 | 0 | 0
IL Fac. Spec. - NOX Rate Summer v3.1, Unit 735 and retrofits | 388 | 1797 | Rate Constraint in lbs/MMBtu | FALSE | L | Annual | Seasons Included | Seasons | Summer | Summer | Summer | Summer | Summer | Summer | Summer
IL Fac. Spec. - NOX Rate Summer v3.1, Unit 735 and retrofits | 388 | 1797 | Rate Constraint in lbs/MMBtu | FALSE | L | Annual | Standard | lb/MMBtu | 0.25 | 0.25 | 0.25 | 0.25 | 0.25 | 0.25 | 0.25
IL Fac. Spec. - NOX Rate Summer v3.1, Unit 735 and retrofits | 388 | 1797 | Rate Constraint in lbs/MMBtu | FALSE | L | Annual | Emissions at Affected Plants NOX | MTons | 0.0045955 | 0.0045955 | 0.013811 | 0.013811 | 0.013811 | 0.0045955 | 0.0045955
IL Fac. Spec. - NOX Rate Summer v3.1, Unit 735 and retrofits | 388 | 1797 | Rate Constraint in lbs/MMBtu | FALSE | L | Annual | Allowances Purchased NOX | MTons | 0 | 0 | 0 | 0 | 0 | 0 | 0
IL Fac. Spec. - NOX Rate Summer v3.1, Unit 735 and retrofits | 388 | 1797 | Rate Constraint in lbs/MMBtu | FALSE | L | Annual | Allowances Sold NOX | MTons | 0 | 0 | 0 | 0 | 0 | 0 | 0
IL Fac. Spec. - NOX Rate Summer v3.1, Unit 735 and retrofits | 388 | 1797 | Rate Constraint in lbs/MMBtu | FALSE | L | Annual | Allowances Banked | MTons | 0 | 0 | 0 | 0 | 0 | 0 | 0
IL Fac. Spec. - NOX Rate Summer v3.1, Unit 735 and retrofits | 388 | 1797 | Rate Constraint in lbs/MMBtu | FALSE | L | Annual | Allowances Withdrawn (1:1) | MTons | 0 | 0 | 0 | 0 | 0 | 0 | 0
IL Fac. Spec. - NOX Rate Summer v3.1, Unit 735 and retrofits | 388 | 1797 | Rate Constraint in lbs/MMBtu | FALSE | L | Annual | Allowances Withdrawn (n:1) | MTons | 0 | 0 | 0 | 0 | 0 | 0 | 0
IL Fac. Spec. - NOX Rate Summer v3.1, Unit 735 and retrofits | 388 | 1797 | Rate Constraint in lbs/MMBtu | FALSE | L | Annual | Net Emissions Allowance Position | MTons | 0.0045955 | 0.0045955 | 0.013811 | 0.013811 | 0.013811 | 0.0045955 | 0.0045955
IL Fac. Spec. - NOX Rate Summer v3.1, Unit 735 and retrofits | 388 | 1797 | Rate Constraint in lbs/MMBtu | FALSE | L | Annual | Fuel Consumed | TBtu | 0.084917 | 0.084917 | 0.25522 | 0.25522 | 0.25522 | 0.084917 | 0.084917
IL Fac. Spec. - NOX Rate Summer v3.1, Unit 735 and retrofits | 388 | 1797 | Rate Constraint in lbs/MMBtu | FALSE | L | Annual | Rate | lb/MMBtu | 0.10823 | 0.10823 | 0.10823 | 0.10823 | 0.10823 | 0.10823 | 0.10823
IL Fac. Spec. - NOX Rate Summer v3.1, Unit 735 and retrofits | 388 | 1797 | Rate Constraint in lbs/MMBtu | FALSE | L | Annual | Generation | TWh | 0.007903 | 0.007903 | 0.023752 | 0.023752 | 0.023752 | 0.007903 | 0.007903
IL Fac. Spec. - NOX Rate Summer v3.1, Unit 735 and retrofits | 388 | 1797 | Rate Constraint in lbs/MMBtu | FALSE | L | Annual | Qualifying Generation | TWh | 0.007903 | 0.007903 | 0.023752 | 0.023752 | 0.023752 | 0.007903 | 0.007903
IL Fac. Spec. - NOX Rate Summer v3.1, Unit 735 and retrofits | 388 | 1797 | Rate Constraint in lbs/MMBtu | FALSE | L | Annual | Rate | lb/MWh | 0.58148 | 0.58148 | 0.58148 | 0.58148 | 0.58148 | 0.58148 | 0.58148
IL Fac. Spec. - NOX Rate Summer v3.1, Unit 735 and retrofits | 388 | 1797 | Rate Constraint in lbs/MMBtu | FALSE | L | Annual | Constraint Shadow Price | US$/Ton | 0 | 0 | 0 | 0 | 0 | 0 | 0
IL Fac. Spec. - NOX Rate Summer v3.1, Unit 737 and retrofits | 389 | 1797 | Rate Constraint in lbs/MMBtu | FALSE | L | Annual | Seasons Included | Seasons | Summer | Summer | Summer | Summer | Summer | Summer | Summer
IL Fac. Spec. - NOX Rate Summer v3.1, Unit 737 and retrofits | 389 | 1797 | Rate Constraint in lbs/MMBtu | FALSE | L | Annual | Standard | lb/MMBtu | 0.25 | 0.25 | 0.25 | 0.25 | 0.25 | 0.25 | 0.25
IL Fac. Spec. - NOX Rate Summer v3.1, Unit 737 and retrofits | 389 | 1797 | Rate Constraint in lbs/MMBtu | FALSE | L | Annual | Emissions at Affected Plants NOX | MTons | 0.00394 | 0.00394 | 0.011841 | 0.011841 | 0.011841 | 0.00394 | 0.00394
IL Fac. Spec. - NOX Rate Summer v3.1, Unit 737 and retrofits | 389 | 1797 | Rate Constraint in lbs/MMBtu | FALSE | L | Annual | Allowances Purchased NOX | MTons | 0 | 0 | 0 | 0 | 0 | 0 | 0
IL Fac. Spec. - NOX Rate Summer v3.1, Unit 737 and retrofits | 389 | 1797 | Rate Constraint in lbs/MMBtu | FALSE | L | Annual | Allowances Sold NOX | MTons | 0 | 0 | 0 | 0 | 0 | 0 | 0
IL Fac. Spec. - NOX Rate Summer v3.1, Unit 737 and retrofits | 389 | 1797 | Rate Constraint in lbs/MMBtu | FALSE | L | Annual | Allowances Banked | MTons | 0 | 0 | 0 | 0 | 0 | 0 | 0
IL Fac. Spec. - NOX Rate Summer v3.1, Unit 737 and retrofits | 389 | 1797 | Rate Constraint in lbs/MMBtu | FALSE | L | Annual | Allowances Withdrawn (1:1) | MTons | 0 | 0 | 0 | 0 | 0 | 0 | 0
IL Fac. Spec. - NOX Rate Summer v3.1, Unit 737 and retrofits | 389 | 1797 | Rate Constraint in lbs/MMBtu | FALSE | L | Annual | Allowances Withdrawn (n:1) | MTons | 0 | 0 | 0 | 0 | 0 | 0 | 0
IL Fac. Spec. - NOX Rate Summer v3.1, Unit 737 and retrofits | 389 | 1797 | Rate Constraint in lbs/MMBtu | FALSE | L | Annual | Net Emissions Allowance Position | MTons | 0.00394 | 0.00394 | 0.011841 | 0.011841 | 0.011841 | 0.00394 | 0.00394
IL Fac. Spec. - NOX Rate Summer v3.1, Unit 737 and retrofits | 389 | 1797 | Rate Constraint in lbs/MMBtu | FALSE | L | Annual | Fuel Consumed | TBtu | 0.083148 | 0.083148 | 0.2499 | 0.2499 | 0.2499 | 0.083148 | 0.083148
IL Fac. Spec. - NOX Rate Summer v3.1, Unit 737 and retrofits | 389 | 1797 | Rate Constraint in lbs/MMBtu | FALSE | L | Annual | Rate | lb/MMBtu | 0.09477 | 0.09477 | 0.09477 | 0.09477 | 0.09477 | 0.09477 | 0.09477
IL Fac. Spec. - NOX Rate Summer v3.1, Unit 737 and retrofits | 389 | 1797 | Rate Constraint in lbs/MMBtu | FALSE | L | Annual | Generation | TWh | 0.0077383 | 0.0077383 | 0.023257 | 0.023257 | 0.023257 | 0.0077383 | 0.0077383
IL Fac. Spec. - NOX Rate Summer v3.1, Unit 737 and retrofits | 389 | 1797 | Rate Constraint in lbs/MMBtu | FALSE | L | Annual | Qualifying Generation | TWh | 0.0077383 | 0.0077383 | 0.023257 | 0.023257 | 0.023257 | 0.0077383 | 0.0077383
IL Fac. Spec. - NOX Rate Summer v3.1, Unit 737 and retrofits | 389 | 1797 | Rate Constraint in lbs/MMBtu | FALSE | L | Annual | Rate | lb/MWh | 0.50915 | 0.50915 | 0.50915 | 0.50915 | 0.50915 | 0.50915 | 0.50915
IL Fac. Spec. - NOX Rate Summer v3.1, Unit 737 and retrofits | 389 | 1797 | Rate Constraint in lbs/MMBtu | FALSE | L | Annual | Constraint Shadow Price | US$/Ton | 0 | 0 | 0 | 0 | 0 | 0 | 0
IL Fac. Spec. - NOX Rate Summer v3.1, Unit 738 and retrofits | 390 | 1797 | Rate Constraint in lbs/MMBtu | FALSE | L | Annual | Seasons Included | Seasons | Summer | Summer | Summer | Summer | Summer | Summer | Summer
IL Fac. Spec. - NOX Rate Summer v3.1, Unit 738 and retrofits | 390 | 1797 | Rate Constraint in lbs/MMBtu | FALSE | L | Annual | Standard | lb/MMBtu | 0.25 | 0.25 | 0.25 | 0.25 | 0.25 | 0.25 | 0.25
IL Fac. Spec. - NOX Rate Summer v3.1, Unit 738 and retrofits | 390 | 1797 | Rate Constraint in lbs/MMBtu | FALSE | L | Annual | Emissions at Affected Plants NOX | MTons | 0 | 0 | 0.00091395 | 0.00091395 | 0.00091395 | 0.0046459 | 0.0046459
IL Fac. Spec. - NOX Rate Summer v3.1, Unit 738 and retrofits | 390 | 1797 | Rate Constraint in lbs/MMBtu | FALSE | L | Annual | Allowances Purchased NOX | MTons | 0 | 0 | 0 | 0 | 0 | 0 | 0
IL Fac. Spec. - NOX Rate Summer v3.1, Unit 738 and retrofits | 390 | 1797 | Rate Constraint in lbs/MMBtu | FALSE | L | Annual | Allowances Sold NOX | MTons | 0 | 0 | 0 | 0 | 0 | 0 | 0
IL Fac. Spec. - NOX Rate Summer v3.1, Unit 738 and retrofits | 390 | 1797 | Rate Constraint in lbs/MMBtu | FALSE | L | Annual | Allowances Banked | MTons | 0 | 0 | 0 | 0 | 0 | 0 | 0
IL Fac. Spec. - NOX Rate Summer v3.1, Unit 738 and retrofits | 390 | 1797 | Rate Constraint in lbs/MMBtu | FALSE | L | Annual | Allowances Withdrawn (1:1) | MTons | 0 | 0 | 0 | 0 | 0 | 0 | 0
IL Fac. Spec. - NOX Rate Summer v3.1, Unit 738 and retrofits | 390 | 1797 | Rate Constraint in lbs/MMBtu | FALSE | L | Annual | Allowances Withdrawn (n:1) | MTons | 0 | 0 | 0 | 0 | 0 | 0 | 0
IL Fac. Spec. - NOX Rate Summer v3.1, Unit 738 and retrofits | 390 | 1797 | Rate Constraint in lbs/MMBtu | FALSE | L | Annual | Net Emissions Allowance Position | MTons | 0 | 0 | 0.00091395 | 0.00091395 | 0.00091395 | 0.0046459 | 0.0046459
IL Fac. Spec. - NOX Rate Summer v3.1, Unit 738 and retrofits | 390 | 1797 | Rate Constraint in lbs/MMBtu | FALSE | L | Annual | Fuel Consumed | TBtu | 0 | 0 | 0.016925 | 0.016925 | 0.016925 | 0.086035 | 0.086035
IL Fac. Spec. - NOX Rate Summer v3.1, Unit 738 and retrofits | 390 | 1797 | Rate Constraint in lbs/MMBtu | FALSE | L | Annual | Rate | lb/MMBtu | 0 | 0 | 0.108 | 0.108 | 0.108 | 0.108 | 0.108
IL Fac. Spec. - NOX Rate Summer v3.1, Unit 738 and retrofits | 390 | 1797 | Rate Constraint in lbs/MMBtu | FALSE | L | Annual | Generation | TWh | 0 | 0 | 0.0011984 | 0.0011984 | 0.0011984 | 0.0060919 | 0.0060919
IL Fac. Spec. - NOX Rate Summer v3.1, Unit 738 and retrofits | 390 | 1797 | Rate Constraint in lbs/MMBtu | FALSE | L | Annual | Qualifying Generation | TWh | 0 | 0 | 0.0011984 | 0.0011984 | 0.0011984 | 0.0060919 | 0.0060919
IL Fac. Spec. - NOX Rate Summer v3.1, Unit 738 and retrofits | 390 | 1797 | Rate Constraint in lbs/MMBtu | FALSE | L | Annual | Rate | lb/MWh | 0 | 0 | 0.76264 | 0.76264 | 0.76264 | 0.76264 | 0.76264
IL Fac. Spec. - NOX Rate Summer v3.1, Unit 738 and retrofits | 390 | 1797 | Rate Constraint in lbs/MMBtu | FALSE | L | Annual | Constraint Shadow Price | US$/Ton | 0 | 0 | 0 | 0 | 0 | 0 | 0
IL Fac. Spec. - NOX Rate Summer v3.1, Unit 739 and retrofits | 391 | 1797 | Rate Constraint in lbs/MMBtu | FALSE | L | Annual | Seasons Included | Seasons | Summer | Summer | Summer | Summer | Summer | Summer | Summer
IL Fac. Spec. - NOX Rate Summer v3.1, Unit 739 and retrofits | 391 | 1797 | Rate Constraint in lbs/MMBtu | FALSE | L | Annual | Standard | lb/MMBtu | 0.25 | 0.25 | 0.25 | 0.25 | 0.25 | 0.25 | 0.25
IL Fac. Spec. - NOX Rate Summer v3.1, Unit 739 and retrofits | 391 | 1797 | Rate Constraint in lbs/MMBtu | FALSE | L | Annual | Emissions at Affected Plants NOX | MTons | 0 | 0 | 0.00093088 | 0.00093088 | 0.00093088 | 0.004732 | 0.004732
IL Fac. Spec. - NOX Rate Summer v3.1, Unit 739 and retrofits | 391 | 1797 | Rate Constraint in lbs/MMBtu | FALSE | L | Annual | Allowances Purchased NOX | MTons | 0 | 0 | 0 | 0 | 0 | 0 | 0
IL Fac. Spec. - NOX Rate Summer v3.1, Unit 739 and retrofits | 391 | 1797 | Rate Constraint in lbs/MMBtu | FALSE | L | Annual | Allowances Sold NOX | MTons | 0 | 0 | 0 | 0 | 0 | 0 | 0
IL Fac. Spec. - NOX Rate Summer v3.1, Unit 739 and retrofits | 391 | 1797 | Rate Constraint in lbs/MMBtu | FALSE | L | Annual | Allowances Banked | MTons | 0 | 0 | 0 | 0 | 0 | 0 | 0
IL Fac. Spec. - NOX Rate Summer v3.1, Unit 739 and retrofits | 391 | 1797 | Rate Constraint in lbs/MMBtu | FALSE | L | Annual | Allowances Withdrawn (1:1) | MTons | 0 | 0 | 0 | 0 | 0 | 0 | 0
IL Fac. Spec. - NOX Rate Summer v3.1, Unit 739 and retrofits | 391 | 1797 | Rate Constraint in lbs/MMBtu | FALSE | L | Annual | Allowances Withdrawn (n:1) | MTons | 0 | 0 | 0 | 0 | 0 | 0 | 0
IL Fac. Spec. - NOX Rate Summer v3.1, Unit 739 and retrofits | 391 | 1797 | Rate Constraint in lbs/MMBtu | FALSE | L | Annual | Net Emissions Allowance Position | MTons | 0 | 0 | 0.00093088 | 0.00093088 | 0.00093088 | 0.004732 | 0.004732
IL Fac. Spec. - NOX Rate Summer v3.1, Unit 739 and retrofits | 391 | 1797 | Rate Constraint in lbs/MMBtu | FALSE | L | Annual | Fuel Consumed | TBtu | 0 | 0 | 0.016925 | 0.016925 | 0.016925 | 0.086035 | 0.086035
IL Fac. Spec. - NOX Rate Summer v3.1, Unit 739 and retrofits | 391 | 1797 | Rate Constraint in lbs/MMBtu | FALSE | L | Annual | Rate | lb/MMBtu | 0 | 0 | 0.11 | 0.11 | 0.11 | 0.11 | 0.11
IL Fac. Spec. - NOX Rate Summer v3.1, Unit 739 and retrofits | 391 | 1797 | Rate Constraint in lbs/MMBtu | FALSE | L | Annual | Generation | TWh | 0 | 0 | 0.0011984 | 0.0011984 | 0.0011984 | 0.0060919 | 0.0060919
IL Fac. Spec. - NOX Rate Summer v3.1, Unit 739 and retrofits | 391 | 1797 | Rate Constraint in lbs/MMBtu | FALSE | L | Annual | Qualifying Generation | TWh | 0 | 0 | 0.0011984 | 0.0011984 | 0.0011984 | 0.0060919 | 0.0060919
IL Fac. Spec. - NOX Rate Summer v3.1, Unit 739 and retrofits | 391 | 1797 | Rate Constraint in lbs/MMBtu | FALSE | L | Annual | Rate | lb/MWh | 0 | 0 | 0.77677 | 0.77677 | 0.77677 | 0.77677 | 0.77677
IL Fac. Spec. - NOX Rate Summer v3.1, Unit 739 and retrofits | 391 | 1797 | Rate Constraint in lbs/MMBtu | FALSE | L | Annual | Constraint Shadow Price | US$/Ton | 0 | 0 | 0 | 0 | 0 | 0 | 0
IL Fac. Spec. - NOX Rate Summer v3.1, Unit 740 and retrofits | 392 | 1797 | Rate Constraint in lbs/MMBtu | FALSE | L | Annual | Seasons Included | Seasons | Summer | Summer | Summer | Summer | Summer | Summer | Summer
IL Fac. Spec. - NOX Rate Summer v3.1, Unit 740 and retrofits | 392 | 1797 | Rate Constraint in lbs/MMBtu | FALSE | L | Annual | Standard | lb/MMBtu | 0.25 | 0.25 | 0.25 | 0.25 | 0.25 | 0.25 | 0.25
IL Fac. Spec. - NOX Rate Summer v3.1, Unit 740 and retrofits | 392 | 1797 | Rate Constraint in lbs/MMBtu | FALSE | L | Annual | Emissions at Affected Plants NOX | MTons | 0 | 0 | 0.0015318 | 0.0015318 | 0.0015318 | 0.0077864 | 0.0077864
IL Fac. Spec. - NOX Rate Summer v3.1, Unit 740 and retrofits | 392 | 1797 | Rate Constraint in lbs/MMBtu | FALSE | L | Annual | Allowances Purchased NOX | MTons | 0 | 0 | 0 | 0 | 0 | 0 | 0
IL Fac. Spec. - NOX Rate Summer v3.1, Unit 740 and retrofits | 392 | 1797 | Rate Constraint in lbs/MMBtu | FALSE | L | Annual | Allowances Sold NOX | MTons | 0 | 0 | 0 | 0 | 0 | 0 | 0
IL Fac. Spec. - NOX Rate Summer v3.1, Unit 740 and retrofits | 392 | 1797 | Rate Constraint in lbs/MMBtu | FALSE | L | Annual | Allowances Banked | MTons | 0 | 0 | 0 | 0 | 0 | 0 | 0
IL Fac. Spec. - NOX Rate Summer v3.1, Unit 740 and retrofits | 392 | 1797 | Rate Constraint in lbs/MMBtu | FALSE | L | Annual | Allowances Withdrawn (1:1) | MTons | 0 | 0 | 0 | 0 | 0 | 0 | 0
IL Fac. Spec. - NOX Rate Summer v3.1, Unit 740 and retrofits | 392 | 1797 | Rate Constraint in lbs/MMBtu | FALSE | L | Annual | Allowances Withdrawn (n:1) | MTons | 0 | 0 | 0 | 0 | 0 | 0 | 0
IL Fac. Spec. - NOX Rate Summer v3.1, Unit 740 and retrofits | 392 | 1797 | Rate Constraint in lbs/MMBtu | FALSE | L | Annual | Net Emissions Allowance Position | MTons | 0 | 0 | 0.0015318 | 0.0015318 | 0.0015318 | 0.0077864 | 0.0077864
IL Fac. Spec. - NOX Rate Summer v3.1, Unit 740 and retrofits | 392 | 1797 | Rate Constraint in lbs/MMBtu | FALSE | L | Annual | Fuel Consumed | TBtu | 0 | 0 | 0.025896 | 0.025896 | 0.025896 | 0.13164 | 0.13164
IL Fac. Spec. - NOX Rate Summer v3.1, Unit 740 and retrofits | 392 | 1797 | Rate Constraint in lbs/MMBtu | FALSE | L | Annual | Rate | lb/MMBtu | 0 | 0 | 0.1183 | 0.1183 | 0.1183 | 0.1183 | 0.1183
IL Fac. Spec. - NOX Rate Summer v3.1, Unit 740 and retrofits | 392 | 1797 | Rate Constraint in lbs/MMBtu | FALSE | L | Annual | Generation | TWh | 0 | 0 | 0.0018335 | 0.0018335 | 0.0018335 | 0.0093202 | 0.0093202
IL Fac. Spec. - NOX Rate Summer v3.1, Unit 740 and retrofits | 392 | 1797 | Rate Constraint in lbs/MMBtu | FALSE | L | Annual | Qualifying Generation | TWh | 0 | 0 | 0.0018335 | 0.0018335 | 0.0018335 | 0.0093202 | 0.0093202
IL Fac. Spec. - NOX Rate Summer v3.1, Unit 740 and retrofits | 392 | 1797 | Rate Constraint in lbs/MMBtu | FALSE | L | Annual | Rate | lb/MWh | 0 | 0 | 0.83543 | 0.83543 | 0.83543 | 0.83543 | 0.83543
IL Fac. Spec. - NOX Rate Summer v3.1, Unit 740 and retrofits | 392 | 1797 | Rate Constraint in lbs/MMBtu | FALSE | L | Annual | Constraint Shadow Price | US$/Ton | 0 | 0 | 0 | 0 | 0 | 0 | 0
IL Fac. Spec. - NOX Rate Summer v3.1, Unit 741 and retrofits | 393 | 1797 | Rate Constraint in lbs/MMBtu | FALSE | L | Annual | Seasons Included | Seasons | Summer | Summer | Summer | Summer | Summer | Summer | Summer
IL Fac. Spec. - NOX Rate Summer v3.1, Unit 741 and retrofits | 393 | 1797 | Rate Constraint in lbs/MMBtu | FALSE | L | Annual | Standard | lb/MMBtu | 0.25 | 0.25 | 0.25 | 0.25 | 0.25 | 0.25 | 0.25
IL Fac. Spec. - NOX Rate Summer v3.1, Unit 741 and retrofits | 393 | 1797 | Rate Constraint in lbs/MMBtu | FALSE | L | Annual | Emissions at Affected Plants NOX | MTons | 0 | 0 | 0.0015729 | 0.0015729 | 0.0015729 | 0.0079953 | 0.0079953
IL Fac. Spec. - NOX Rate Summer v3.1, Unit 741 and retrofits | 393 | 1797 | Rate Constraint in lbs/MMBtu | FALSE | L | Annual | Allowances Purchased NOX | MTons | 0 | 0 | 0 | 0 | 0 | 0 | 0
IL Fac. Spec. - NOX Rate Summer v3.1, Unit 741 and retrofits | 393 | 1797 | Rate Constraint in lbs/MMBtu | FALSE | L | Annual | Allowances Sold NOX | MTons | 0 | 0 | 0 | 0 | 0 | 0 | 0
IL Fac. Spec. - NOX Rate Summer v3.1, Unit 741 and retrofits | 393 | 1797 | Rate Constraint in lbs/MMBtu | FALSE | L | Annual | Allowances Banked | MTons | 0 | 0 | 0 | 0 | 0 | 0 | 0
IL Fac. Spec. - NOX Rate Summer v3.1, Unit 741 and retrofits | 393 | 1797 | Rate Constraint in lbs/MMBtu | FALSE | L | Annual | Allowances Withdrawn (1:1) | MTons | 0 | 0 | 0 | 0 | 0 | 0 | 0
IL Fac. Spec. - NOX Rate Summer v3.1, Unit 741 and retrofits | 393 | 1797 | Rate Constraint in lbs/MMBtu | FALSE | L | Annual | Allowances Withdrawn (n:1) | MTons | 0 | 0 | 0 | 0 | 0 | 0 | 0
IL Fac. Spec. - NOX Rate Summer v3.1, Unit 741 and retrofits | 393 | 1797 | Rate Constraint in lbs/MMBtu | FALSE | L | Annual | Net Emissions Allowance Position | MTons | 0 | 0 | 0.0015729 | 0.0015729 | 0.0015729 | 0.0079953 | 0.0079953
IL Fac. Spec. - NOX Rate Summer v3.1, Unit 741 and retrofits | 393 | 1797 | Rate Constraint in lbs/MMBtu | FALSE | L | Annual | Fuel Consumed | TBtu | 0 | 0 | 0.025891 | 0.025891 | 0.025891 | 0.13161 | 0.13161
IL Fac. Spec. - NOX Rate Summer v3.1, Unit 741 and retrofits | 393 | 1797 | Rate Constraint in lbs/MMBtu | FALSE | L | Annual | Rate | lb/MMBtu | 0 | 0 | 0.1215 | 0.1215 | 0.1215 | 0.1215 | 0.1215
IL Fac. Spec. - NOX Rate Summer v3.1, Unit 741 and retrofits | 393 | 1797 | Rate Constraint in lbs/MMBtu | FALSE | L | Annual | Generation | TWh | 0 | 0 | 0.0018335 | 0.0018335 | 0.0018335 | 0.0093202 | 0.0093202
IL Fac. Spec. - NOX Rate Summer v3.1, Unit 741 and retrofits | 393 | 1797 | Rate Constraint in lbs/MMBtu | FALSE | L | Annual | Qualifying Generation | TWh | 0 | 0 | 0.0018335 | 0.0018335 | 0.0018335 | 0.0093202 | 0.0093202
IL Fac. Spec. - NOX Rate Summer v3.1, Unit 741 and retrofits | 393 | 1797 | Rate Constraint in lbs/MMBtu | FALSE | L | Annual | Rate | lb/MWh | 0 | 0 | 0.85785 | 0.85785 | 0.85785 | 0.85785 | 0.85785
IL Fac. Spec. - NOX Rate Summer v3.1, Unit 741 and retrofits | 393 | 1797 | Rate Constraint in lbs/MMBtu | FALSE | L | Annual | Constraint Shadow Price | US$/Ton | 0 | 0 | 0 | 0 | 0 | 0 | 0
IL Fac. Spec. - NOX Rate Summer v3.1, Unit 742 and retrofits | 394 | 1797 | Rate Constraint in lbs/MMBtu | FALSE | L | Annual | Seasons Included | Seasons | Summer | Summer | Summer | Summer | Summer | Summer | Summer
IL Fac. Spec. - NOX Rate Summer v3.1, Unit 742 and retrofits | 394 | 1797 | Rate Constraint in lbs/MMBtu | FALSE | L | Annual | Standard | lb/MMBtu | 0.25 | 0.25 | 0.25 | 0.25 | 0.25 | 0.25 | 0.25
IL Fac. Spec. - NOX Rate Summer v3.1, Unit 742 and retrofits | 394 | 1797 | Rate Constraint in lbs/MMBtu | FALSE | L | Annual | Emissions at Affected Plants NOX | MTons | 0 | 0 | 0.0015521 | 0.0015521 | 0.0015521 | 0.00789 | 0.00789
IL Fac. Spec. - NOX Rate Summer v3.1, Unit 742 and retrofits | 394 | 1797 | Rate Constraint in lbs/MMBtu | FALSE | L | Annual | Allowances Purchased NOX | MTons | 0 | 0 | 0 | 0 | 0 | 0 | 0
IL Fac. Spec. - NOX Rate Summer v3.1, Unit 742 and retrofits | 394 | 1797 | Rate Constraint in lbs/MMBtu | FALSE | L | Annual | Allowances Sold NOX | MTons | 0 | 0 | 0 | 0 | 0 | 0 | 0
IL Fac. Spec. - NOX Rate Summer v3.1, Unit 742 and retrofits | 394 | 1797 | Rate Constraint in lbs/MMBtu | FALSE | L | Annual | Allowances Banked | MTons | 0 | 0 | 0 | 0 | 0 | 0 | 0
IL Fac. Spec. - NOX Rate Summer v3.1, Unit 742 and retrofits | 394 | 1797 | Rate Constraint in lbs/MMBtu | FALSE | L | Annual | Allowances Withdrawn (1:1) | MTons | 0 | 0 | 0 | 0 | 0 | 0 | 0
IL Fac. Spec. - NOX Rate Summer v3.1, Unit 742 and retrofits | 394 | 1797 | Rate Constraint in lbs/MMBtu | FALSE | L | Annual | Allowances Withdrawn (n:1) | MTons | 0 | 0 | 0 | 0 | 0 | 0 | 0
IL Fac. Spec. - NOX Rate Summer v3.1, Unit 742 and retrofits | 394 | 1797 | Rate Constraint in lbs/MMBtu | FALSE | L | Annual | Net Emissions Allowance Position | MTons | 0 | 0 | 0.0015521 | 0.0015521 | 0.0015521 | 0.00789 | 0.00789
IL Fac. Spec. - NOX Rate Summer v3.1, Unit 742 and retrofits | 394 | 1797 | Rate Constraint in lbs/MMBtu | FALSE | L | Annual | Fuel Consumed | TBtu | 0 | 0 | 0.025891 | 0.025891 | 0.025891 | 0.13161 | 0.13161
IL Fac. Spec. - NOX Rate Summer v3.1, Unit 742 and retrofits | 394 | 1797 | Rate Constraint in lbs/MMBtu | FALSE | L | Annual | Rate | lb/MMBtu | 0 | 0 | 0.1199 | 0.1199 | 0.1199 | 0.1199 | 0.1199
IL Fac. Spec. - NOX Rate Summer v3.1, Unit 742 and retrofits | 394 | 1797 | Rate Constraint in lbs/MMBtu | FALSE | L | Annual | Generation | TWh | 0 | 0 | 0.0018335 | 0.0018335 | 0.0018335 | 0.0093202 | 0.0093202
IL Fac. Spec. - NOX Rate Summer v3.1, Unit 742 and retrofits | 394 | 1797 | Rate Constraint in lbs/MMBtu | FALSE | L | Annual | Qualifying Generation | TWh | 0 | 0 | 0.0018335 | 0.0018335 | 0.0018335 | 0.0093202 | 0.0093202
IL Fac. Spec. - NOX Rate Summer v3.1, Unit 742 and retrofits | 394 | 1797 | Rate Constraint in lbs/MMBtu | FALSE | L | Annual | Rate | lb/MWh | 0 | 0 | 0.84655 | 0.84655 | 0.84655 | 0.84655 | 0.84655
IL Fac. Spec. - NOX Rate Summer v3.1, Unit 742 and retrofits | 394 | 1797 | Rate Constraint in lbs/MMBtu | FALSE | L | Annual | Constraint Shadow Price | US$/Ton | 0 | 0 | 0 | 0 | 0 | 0 | 0
IL Fac. Spec. - NOX Rate Summer v3.1, Unit 744 and retrofits | 395 | 1797 | Rate Constraint in lbs/MMBtu | FALSE | L | Annual | Seasons Included | Seasons | Summer | Summer | Summer | Summer | Summer | Summer | Summer
IL Fac. Spec. - NOX Rate Summer v3.1, Unit 744 and retrofits | 395 | 1797 | Rate Constraint in lbs/MMBtu | FALSE | L | Annual | Standard | lb/MMBtu | 0.25 | 0.25 | 0.25 | 0.25 | 0.25 | 0.25 | 0.25
IL Fac. Spec. - NOX Rate Summer v3.1, Unit 744 and retrofits | 395 | 1797 | Rate Constraint in lbs/MMBtu | FALSE | L | Annual | Emissions at Affected Plants NOX | MTons | 0.00046398 | 0.00046398 | 0.0023586 | 0.0023586 | 0.0023586 | 0.0023586 | 0.0023586
IL Fac. Spec. - NOX Rate Summer v3.1, Unit 744 and retrofits | 395 | 1797 | Rate Constraint in lbs/MMBtu | FALSE | L | Annual | Allowances Purchased NOX | MTons | 0 | 0 | 0 | 0 | 0 | 0 | 0
IL Fac. Spec. - NOX Rate Summer v3.1, Unit 744 and retrofits | 395 | 1797 | Rate Constraint in lbs/MMBtu | FALSE | L | Annual | Allowances Sold NOX | MTons | 0 | 0 | 0 | 0 | 0 | 0 | 0
IL Fac. Spec. - NOX Rate Summer v3.1, Unit 744 and retrofits | 395 | 1797 | Rate Constraint in lbs/MMBtu | FALSE | L | Annual | Allowances Banked | MTons | 0 | 0 | 0 | 0 | 0 | 0 | 0
IL Fac. Spec. - NOX Rate Summer v3.1, Unit 744 and retrofits | 395 | 1797 | Rate Constraint in lbs/MMBtu | FALSE | L | Annual | Allowances Withdrawn (1:1) | MTons | 0 | 0 | 0 | 0 | 0 | 0 | 0
IL Fac. Spec. - NOX Rate Summer v3.1, Unit 744 and retrofits | 395 | 1797 | Rate Constraint in lbs/MMBtu | FALSE | L | Annual | Allowances Withdrawn (n:1) | MTons | 0 | 0 | 0 | 0 | 0 | 0 | 0
IL Fac. Spec. - NOX Rate Summer v3.1, Unit 744 and retrofits | 395 | 1797 | Rate Constraint in lbs/MMBtu | FALSE | L | Annual | Net Emissions Allowance Position | MTons | 0.00046398 | 0.00046398 | 0.0023586 | 0.0023586 | 0.0023586 | 0.0023586 | 0.0023586
IL Fac. Spec. - NOX Rate Summer v3.1, Unit 744 and retrofits | 395 | 1797 | Rate Constraint in lbs/MMBtu | FALSE | L | Annual | Fuel Consumed | TBtu | 0.032308 | 0.032308 | 0.16423 | 0.16423 | 0.16423 | 0.16423 | 0.16423
IL Fac. Spec. - NOX Rate Summer v3.1, Unit 744 and retrofits | 395 | 1797 | Rate Constraint in lbs/MMBtu | FALSE | L | Annual | Rate | lb/MMBtu | 0.028723 | 0.028723 | 0.028723 | 0.028723 | 0.028723 | 0.028723 | 0.028723
IL Fac. Spec. - NOX Rate Summer v3.1, Unit 744 and retrofits | 395 | 1797 | Rate Constraint in lbs/MMBtu | FALSE | L | Annual | Generation | TWh | 0.0024335 | 0.0024335 | 0.01237 | 0.01237 | 0.01237 | 0.01237 | 0.01237
IL Fac. Spec. - NOX Rate Summer v3.1, Unit 744 and retrofits | 395 | 1797 | Rate Constraint in lbs/MMBtu | FALSE | L | Annual | Qualifying Generation | TWh | 0.0024335 | 0.0024335 | 0.01237 | 0.01237 | 0.01237 | 0.01237 | 0.01237
IL Fac. Spec. - NOX Rate Summer v3.1, Unit 744 and retrofits | 395 | 1797 | Rate Constraint in lbs/MMBtu | FALSE | L | Annual | Rate | lb/MWh | 0.19066 | 0.19066 | 0.19066 | 0.19066 | 0.19066 | 0.19066 | 0.19066
IL Fac. Spec. - NOX Rate Summer v3.1, Unit 744 and retrofits | 395 | 1797 | Rate Constraint in lbs/MMBtu | FALSE | L | Annual | Constraint Shadow Price | US$/Ton | 0 | 0 | 0 | 0 | 0 | 0 | 0
IL Fac. Spec. - NOX Rate Summer v3.1, Unit 745 and retrofits | 396 | 1797 | Rate Constraint in lbs/MMBtu | FALSE | L | Annual | Seasons Included | Seasons | Summer | Summer | Summer | Summer | Summer | Summer | Summer
IL Fac. Spec. - NOX Rate Summer v3.1, Unit 745 and retrofits | 396 | 1797 | Rate Constraint in lbs/MMBtu | FALSE | L | Annual | Standard | lb/MMBtu | 0.25 | 0.25 | 0.25 | 0.25 | 0.25 | 0.25 | 0.25
IL Fac. Spec. - NOX Rate Summer v3.1, Unit 745 and retrofits | 396 | 1797 | Rate Constraint in lbs/MMBtu | FALSE | L | Annual | Emissions at Affected Plants NOX | MTons | 0.00043204 | 0.00043204 | 0.0021962 | 0.0021962 | 0.0021962 | 0.0021962 | 0.0021962
IL Fac. Spec. - NOX Rate Summer v3.1, Unit 745 and retrofits | 396 | 1797 | Rate Constraint in lbs/MMBtu | FALSE | L | Annual | Allowances Purchased NOX | MTons | 0 | 0 | 0 | 0 | 0 | 0 | 0
IL Fac. Spec. - NOX Rate Summer v3.1, Unit 745 and retrofits | 396 | 1797 | Rate Constraint in lbs/MMBtu | FALSE | L | Annual | Allowances Sold NOX | MTons | 0 | 0 | 0 | 0 | 0 | 0 | 0
IL Fac. Spec. - NOX Rate Summer v3.1, Unit 745 and retrofits | 396 | 1797 | Rate Constraint in lbs/MMBtu | FALSE | L | Annual | Allowances Banked | MTons | 0 | 0 | 0 | 0 | 0 | 0 | 0
IL Fac. Spec. - NOX Rate Summer v3.1, Unit 745 and retrofits | 396 | 1797 | Rate Constraint in lbs/MMBtu | FALSE | L | Annual | Allowances Withdrawn (1:1) | MTons | 0 | 0 | 0 | 0 | 0 | 0 | 0
IL Fac. Spec. - NOX Rate Summer v3.1, Unit 745 and retrofits | 396 | 1797 | Rate Constraint in lbs/MMBtu | FALSE | L | Annual | Allowances Withdrawn (n:1) | MTons | 0 | 0 | 0 | 0 | 0 | 0 | 0
IL Fac. Spec. - NOX Rate Summer v3.1, Unit 745 and retrofits | 396 | 1797 | Rate Constraint in lbs/MMBtu | FALSE | L | Annual | Net Emissions Allowance Position | MTons | 0.00043204 | 0.00043204 | 0.0021962 | 0.0021962 | 0.0021962 | 0.0021962 | 0.0021962
IL Fac. Spec. - NOX Rate Summer v3.1, Unit 745 and retrofits | 396 | 1797 | Rate Constraint in lbs/MMBtu | FALSE | L | Annual | Fuel Consumed | TBtu | 0.03231 | 0.03231 | 0.16424 | 0.16424 | 0.16424 | 0.16424 | 0.16424
IL Fac. Spec. - NOX Rate Summer v3.1, Unit 745 and retrofits | 396 | 1797 | Rate Constraint in lbs/MMBtu | FALSE | L | Annual | Rate | lb/MMBtu | 0.026743 | 0.026743 | 0.026743 | 0.026743 | 0.026743 | 0.026743 | 0.026743
IL Fac. Spec. - NOX Rate Summer v3.1, Unit 745 and retrofits | 396 | 1797 | Rate Constraint in lbs/MMBtu | FALSE | L | Annual | Generation | TWh | 0.0024335 | 0.0024335 | 0.01237 | 0.01237 | 0.01237 | 0.01237 | 0.01237
IL Fac. Spec. - NOX Rate Summer v3.1, Unit 745 and retrofits | 396 | 1797 | Rate Constraint in lbs/MMBtu | FALSE | L | Annual | Qualifying Generation | TWh | 0.0024335 | 0.0024335 | 0.01237 | 0.01237 | 0.01237 | 0.01237 | 0.01237
IL Fac. Spec. - NOX Rate Summer v3.1, Unit 745 and retrofits | 396 | 1797 | Rate Constraint in lbs/MMBtu | FALSE | L | Annual | Rate | lb/MWh | 0.17753 | 0.17753 | 0.17753 | 0.17753 | 0.17753 | 0.17753 | 0.17753
IL Fac. Spec. - NOX Rate Summer v3.1, Unit 745 and retrofits | 396 | 1797 | Rate Constraint in lbs/MMBtu | FALSE | L | Annual | Constraint Shadow Price | US$/Ton | 0 | 0 | 0 | 0 | 0 | 0 | 0
IL Fac. Spec. - NOX Rate Summer v3.1, Unit 746 and retrofits | 397 | 1797 | Rate Constraint in lbs/MMBtu | FALSE | L | Annual | Seasons Included | Seasons | Summer | Summer | Summer | Summer | Summer | Summer | Summer
IL Fac. Spec. - NOX Rate Summer v3.1, Unit 746 and retrofits | 397 | 1797 | Rate Constraint in lbs/MMBtu | FALSE | L | Annual | Standard | lb/MMBtu | 0.25 | 0.25 | 0.25 | 0.25 | 0.25 | 0.25 | 0.25
IL Fac. Spec. - NOX Rate Summer v3.1, Unit 746 and retrofits | 397 | 1797 | Rate Constraint in lbs/MMBtu | FALSE | L | Annual | Emissions at Affected Plants NOX | MTons | 0.00043877 | 0.00043877 | 0.0011549 | 0.0022304 | 0.0022304 | 0.0022304 | 0.0022304
IL Fac. Spec. - NOX Rate Summer v3.1, Unit 746 and retrofits | 397 | 1797 | Rate Constraint in lbs/MMBtu | FALSE | L | Annual | Allowances Purchased NOX | MTons | 0 | 0 | 0 | 0 | 0 | 0 | 0
IL Fac. Spec. - NOX Rate Summer v3.1, Unit 746 and retrofits | 397 | 1797 | Rate Constraint in lbs/MMBtu | FALSE | L | Annual | Allowances Sold NOX | MTons | 0 | 0 | 0 | 0 | 0 | 0 | 0
IL Fac. Spec. - NOX Rate Summer v3.1, Unit 746 and retrofits | 397 | 1797 | Rate Constraint in lbs/MMBtu | FALSE | L | Annual | Allowances Banked | MTons | 0 | 0 | 0 | 0 | 0 | 0 | 0
IL Fac. Spec. - NOX Rate Summer v3.1, Unit 746 and retrofits | 397 | 1797 | Rate Constraint in lbs/MMBtu | FALSE | L | Annual | Allowances Withdrawn (1:1) | MTons | 0 | 0 | 0 | 0 | 0 | 0 | 0
IL Fac. Spec. - NOX Rate Summer v3.1, Unit 746 and retrofits | 397 | 1797 | Rate Constraint in lbs/MMBtu | FALSE | L | Annual | Allowances Withdrawn (n:1) | MTons | 0 | 0 | 0 | 0 | 0 | 0 | 0
IL Fac. Spec. - NOX Rate Summer v3.1, Unit 746 and retrofits | 397 | 1797 | Rate Constraint in lbs/MMBtu | FALSE | L | Annual | Net Emissions Allowance Position | MTons | 0.00043877 | 0.00043877 | 0.0011549 | 0.0022304 | 0.0022304 | 0.0022304 | 0.0022304
IL Fac. Spec. - NOX Rate Summer v3.1, Unit 746 and retrofits | 397 | 1797 | Rate Constraint in lbs/MMBtu | FALSE | L | Annual | Fuel Consumed | TBtu | 0.03231 | 0.03231 | 0.085043 | 0.16424 | 0.16424 | 0.16424 | 0.16424
IL Fac. Spec. - NOX Rate Summer v3.1, Unit 746 and retrofits | 397 | 1797 | Rate Constraint in lbs/MMBtu | FALSE | L | Annual | Rate | lb/MMBtu | 0.02716 | 0.02716 | 0.02716 | 0.02716 | 0.02716 | 0.02716 | 0.02716
IL Fac. Spec. - NOX Rate Summer v3.1, Unit 746 and retrofits | 397 | 1797 | Rate Constraint in lbs/MMBtu | FALSE | L | Annual | Generation | TWh | 0.0024335 | 0.0024335 | 0.0064053 | 0.01237 | 0.01237 | 0.01237 | 0.01237
IL Fac. Spec. - NOX Rate Summer v3.1, Unit 746 and retrofits | 397 | 1797 | Rate Constraint in lbs/MMBtu | FALSE | L | Annual | Qualifying Generation | TWh | 0.0024335 | 0.0024335 | 0.0064053 | 0.01237 | 0.01237 | 0.01237 | 0.01237
IL Fac. Spec. - NOX Rate Summer v3.1, Unit 746 and retrofits | 397 | 1797 | Rate Constraint in lbs/MMBtu | FALSE | L | Annual | Rate | lb/MWh | 0.1803 | 0.1803 | 0.1803 | 0.1803 | 0.1803 | 0.1803 | 0.1803
IL Fac. Spec. - NOX Rate Summer v3.1, Unit 746 and retrofits | 397 | 1797 | Rate Constraint in lbs/MMBtu | FALSE | L | Annual | Constraint Shadow Price | US$/Ton | 0 | 0 | 0 | 0 | 0 | 0 | 0
IL Fac. Spec. - NOX Rate Summer v3.1, Unit 747 and retrofits | 398 | 1797 | Rate Constraint in lbs/MMBtu | FALSE | L | Annual | Seasons Included | Seasons | Summer | Summer | Summer | Summer | Summer | Summer | Summer
IL Fac. Spec. - NOX Rate Summer v3.1, Unit 747 and retrofits | 398 | 1797 | Rate Constraint in lbs/MMBtu | FALSE | L | Annual | Standard | lb/MMBtu | 0.25 | 0.25 | 0.25 | 0.25 | 0.25 | 0.25 | 0.25
IL Fac. Spec. - NOX Rate Summer v3.1, Unit 747 and retrofits | 398 | 1797 | Rate Constraint in lbs/MMBtu | FALSE | L | Annual | Emissions at Affected Plants NOX | MTons | 0.00044033 | 0.00044033 | 0.00044033 | 0.0022383 | 0.0022383 | 0.0022383 | 0.0022383
IL Fac. Spec. - NOX Rate Summer v3.1, Unit 747 and retrofits | 398 | 1797 | Rate Constraint in lbs/MMBtu | FALSE | L | Annual | Allowances Purchased NOX | MTons | 0 | 0 | 0 | 0 | 0 | 0 | 0
IL Fac. Spec. - NOX Rate Summer v3.1, Unit 747 and retrofits | 398 | 1797 | Rate Constraint in lbs/MMBtu | FALSE | L | Annual | Allowances Sold NOX | MTons | 0 | 0 | 0 | 0 | 0 | 0 | 0
IL Fac. Spec. - NOX Rate Summer v3.1, Unit 747 and retrofits | 398 | 1797 | Rate Constraint in lbs/MMBtu | FALSE | L | Annual | Allowances Banked | MTons | 0 | 0 | 0 | 0 | 0 | 0 | 0
IL Fac. Spec. - NOX Rate Summer v3.1, Unit 747 and retrofits | 398 | 1797 | Rate Constraint in lbs/MMBtu | FALSE | L | Annual | Allowances Withdrawn (1:1) | MTons | 0 | 0 | 0 | 0 | 0 | 0 | 0
IL Fac. Spec. - NOX Rate Summer v3.1, Unit 747 and retrofits | 398 | 1797 | Rate Constraint in lbs/MMBtu | FALSE | L | Annual | Allowances Withdrawn (n:1) | MTons | 0 | 0 | 0 | 0 | 0 | 0 | 0
IL Fac. Spec. - NOX Rate Summer v3.1, Unit 747 and retrofits | 398 | 1797 | Rate Constraint in lbs/MMBtu | FALSE | L | Annual | Net Emissions Allowance Position | MTons | 0.00044033 | 0.00044033 | 0.00044033 | 0.0022383 | 0.0022383 | 0.0022383 | 0.0022383
IL Fac. Spec. - NOX Rate Summer v3.1, Unit 747 and retrofits | 398 | 1797 | Rate Constraint in lbs/MMBtu | FALSE | L | Annual | Fuel Consumed | TBtu | 0.03231 | 0.03231 | 0.03231 | 0.16424 | 0.16424 | 0.16424 | 0.16424
IL Fac. Spec. - NOX Rate Summer v3.1, Unit 747 and retrofits | 398 | 1797 | Rate Constraint in lbs/MMBtu | FALSE | L | Annual | Rate | lb/MMBtu | 0.027256 | 0.027256 | 0.027256 | 0.027256 | 0.027256 | 0.027256 | 0.027256
IL Fac. Spec. - NOX Rate Summer v3.1, Unit 747 and retrofits | 398 | 1797 | Rate Constraint in lbs/MMBtu | FALSE | L | Annual | Generation | TWh | 0.0024335 | 0.0024335 | 0.0024335 | 0.01237 | 0.01237 | 0.01237 | 0.01237
IL Fac. Spec. - NOX Rate Summer v3.1, Unit 747 and retrofits | 398 | 1797 | Rate Constraint in lbs/MMBtu | FALSE | L | Annual | Qualifying Generation | TWh | 0.0024335 | 0.0024335 | 0.0024335 | 0.01237 | 0.01237 | 0.01237 | 0.01237
IL Fac. Spec. - NOX Rate Summer v3.1, Unit 747 and retrofits | 398 | 1797 | Rate Constraint in lbs/MMBtu | FALSE | L | Annual | Rate | lb/MWh | 0.18094 | 0.18094 | 0.18094 | 0.18094 | 0.18094 | 0.18094 | 0.18094
IL Fac. Spec. - NOX Rate Summer v3.1, Unit 747 and retrofits | 398 | 1797 | Rate Constraint in lbs/MMBtu | FALSE | L | Annual | Constraint Shadow Price | US$/Ton | 0 | 0 | 0 | 0 | 0 | 0 | 0
IL Fac. Spec. - NOX Rate Summer v3.1, Unit 748 and retrofits | 399 | 1797 | Rate Constraint in lbs/MMBtu | FALSE | L | Annual | Seasons Included | Seasons | Summer | Summer | Summer | Summer | Summer | Summer | Summer
IL Fac. Spec. - NOX Rate Summer v3.1, Unit 748 and retrofits | 399 | 1797 | Rate Constraint in lbs/MMBtu | FALSE | L | Annual | Standard | lb/MMBtu | 0.25 | 0.25 | 0.25 | 0.25 | 0.25 | 0.25 | 0.25
IL Fac. Spec. - NOX Rate Summer v3.1, Unit 748 and retrofits | 399 | 1797 | Rate Constraint in lbs/MMBtu | FALSE | L | Annual | Emissions at Affected Plants NOX | MTons | 0.00041252 | 0.00041252 | 0.00041252 | 0.002097 | 0.002097 | 0.002097 | 0.002097
IL Fac. Spec. - NOX Rate Summer v3.1, Unit 748 and retrofits | 399 | 1797 | Rate Constraint in lbs/MMBtu | FALSE | L | Annual | Allowances Purchased NOX | MTons | 0 | 0 | 0 | 0 | 0 | 0 | 0
IL Fac. Spec. - NOX Rate Summer v3.1, Unit 748 and retrofits | 399 | 1797 | Rate Constraint in lbs/MMBtu | FALSE | L | Annual | Allowances Sold NOX | MTons | 0 | 0 | 0 | 0 | 0 | 0 | 0
IL Fac. Spec. - NOX Rate Summer v3.1, Unit 748 and retrofits | 399 | 1797 | Rate Constraint in lbs/MMBtu | FALSE | L | Annual | Allowances Banked | MTons | 0 | 0 | 0 | 0 | 0 | 0 | 0
IL Fac. Spec. - NOX Rate Summer v3.1, Unit 748 and retrofits | 399 | 1797 | Rate Constraint in lbs/MMBtu | FALSE | L | Annual | Allowances Withdrawn (1:1) | MTons | 0 | 0 | 0 | 0 | 0 | 0 | 0
IL Fac. Spec. - NOX Rate Summer v3.1, Unit 748 and retrofits | 399 | 1797 | Rate Constraint in lbs/MMBtu | FALSE | L | Annual | Allowances Withdrawn (n:1) | MTons | 0 | 0 | 0 | 0 | 0 | 0 | 0
IL Fac. Spec. - NOX Rate Summer v3.1, Unit 748 and retrofits | 399 | 1797 | Rate Constraint in lbs/MMBtu | FALSE | L | Annual | Net Emissions Allowance Position | MTons | 0.00041252 | 0.00041252 | 0.00041252 | 0.002097 | 0.002097 | 0.002097 | 0.002097
IL Fac. Spec. - NOX Rate Summer v3.1, Unit 748 and retrofits | 399 | 1797 | Rate Constraint in lbs/MMBtu | FALSE | L | Annual | Fuel Consumed | TBtu | 0.03231 | 0.03231 | 0.03231 | 0.16424 | 0.16424 | 0.16424 | 0.16424
IL Fac. Spec. - NOX Rate Summer v3.1, Unit 748 and retrofits | 399 | 1797 | Rate Constraint in lbs/MMBtu | FALSE | L | Annual | Rate | lb/MMBtu | 0.025535 | 0.025535 | 0.025535 | 0.025535 | 0.025535 | 0.025535 | 0.025535
IL Fac. Spec. - NOX Rate Summer v3.1, Unit 748 and retrofits | 399 | 1797 | Rate Constraint in lbs/MMBtu | FALSE | L | Annual | Generation | TWh | 0.0024335 | 0.0024335 | 0.0024335 | 0.01237 | 0.01237 | 0.01237 | 0.01237
IL Fac. Spec. - NOX Rate Summer v3.1, Unit 748 and retrofits | 399 | 1797 | Rate Constraint in lbs/MMBtu | FALSE | L | Annual | Qualifying Generation | TWh | 0.0024335 | 0.0024335 | 0.0024335 | 0.01237 | 0.01237 | 0.01237 | 0.01237
IL Fac. Spec. - NOX Rate Summer v3.1, Unit 748 and retrofits | 399 | 1797 | Rate Constraint in lbs/MMBtu | FALSE | L | Annual | Rate | lb/MWh | 0.16952 | 0.16952 | 0.16952 | 0.16952 | 0.16952 | 0.16952 | 0.16952
IL Fac. Spec. - NOX Rate Summer v3.1, Unit 748 and retrofits | 399 | 1797 | Rate Constraint in lbs/MMBtu | FALSE | L | Annual | Constraint Shadow Price | US$/Ton | 0 | 0 | 0 | 0 | 0 | 0 | 0
IL Fac. Spec. - NOX Rate Summer v3.1, Unit 749 and retrofits | 400 | 1797 | Rate Constraint in lbs/MMBtu | FALSE | L | Annual | Seasons Included | Seasons | Summer | Summer | Summer | Summer | Summer | Summer | Summer
IL Fac. Spec. - NOX Rate Summer v3.1, Unit 749 and retrofits | 400 | 1797 | Rate Constraint in lbs/MMBtu | FALSE | L | Annual | Standard | lb/MMBtu | 0.25 | 0.25 | 0.25 | 0.25 | 0.25 | 0.25 | 0.25
IL Fac. Spec. - NOX Rate Summer v3.1, Unit 749 and retrofits | 400 | 1797 | Rate Constraint in lbs/MMBtu | FALSE | L | Annual | Emissions at Affected Plants NOX | MTons | 0.00031791 | 0.00031791 | 0.00031791 | 0.0016161 | 0.0016161 | 0.0016161 | 0.0016161
IL Fac. Spec. - NOX Rate Summer v3.1, Unit 749 and retrofits | 400 | 1797 | Rate Constraint in lbs/MMBtu | FALSE | L | Annual | Allowances Purchased NOX | MTons | 0 | 0 | 0 | 0 | 0 | 0 | 0
IL Fac. Spec. - NOX Rate Summer v3.1, Unit 749 and retrofits | 400 | 1797 | Rate Constraint in lbs/MMBtu | FALSE | L | Annual | Allowances Sold NOX | MTons | 0 | 0 | 0 | 0 | 0 | 0 | 0
IL Fac. Spec. - NOX Rate Summer v3.1, Unit 749 and retrofits | 400 | 1797 | Rate Constraint in lbs/MMBtu | FALSE | L | Annual | Allowances Banked | MTons | 0 | 0 | 0 | 0 | 0 | 0 | 0
IL Fac. Spec. - NOX Rate Summer v3.1, Unit 749 and retrofits | 400 | 1797 | Rate Constraint in lbs/MMBtu | FALSE | L | Annual | Allowances Withdrawn (1:1) | MTons | 0 | 0 | 0 | 0 | 0 | 0 | 0
IL Fac. Spec. - NOX Rate Summer v3.1, Unit 749 and retrofits | 400 | 1797 | Rate Constraint in lbs/MMBtu | FALSE | L | Annual | Allowances Withdrawn (n:1) | MTons | 0 | 0 | 0 | 0 | 0 | 0 | 0
IL Fac. Spec. - NOX Rate Summer v3.1, Unit 749 and retrofits | 400 | 1797 | Rate Constraint in lbs/MMBtu | FALSE | L | Annual | Net Emissions Allowance Position | MTons | 0.00031791 | 0.00031791 | 0.00031791 | 0.0016161 | 0.0016161 | 0.0016161 | 0.0016161
IL Fac. Spec. - NOX Rate Summer v3.1, Unit 749 and retrofits | 400 | 1797 | Rate Constraint in lbs/MMBtu | FALSE | L | Annual | Fuel Consumed | TBtu | 0.03231 | 0.03231 | 0.03231 | 0.16424 | 0.16424 | 0.16424 | 0.16424
IL Fac. Spec. - NOX Rate Summer v3.1, Unit 749 and retrofits | 400 | 1797 | Rate Constraint in lbs/MMBtu | FALSE | L | Annual | Rate | lb/MMBtu | 0.019679 | 0.019679 | 0.019679 | 0.019679 | 0.019679 | 0.019679 | 0.019679
IL Fac. Spec. - NOX Rate Summer v3.1, Unit 749 and retrofits | 400 | 1797 | Rate Constraint in lbs/MMBtu | FALSE | L | Annual | Generation | TWh | 0.0024335 | 0.0024335 | 0.0024335 | 0.01237 | 0.01237 | 0.01237 | 0.01237
IL Fac. Spec. - NOX Rate Summer v3.1, Unit 749 and retrofits | 400 | 1797 | Rate Constraint in lbs/MMBtu | FALSE | L | Annual | Qualifying Generation | TWh | 0.0024335 | 0.0024335 | 0.0024335 | 0.01237 | 0.01237 | 0.01237 | 0.01237
IL Fac. Spec. - NOX Rate Summer v3.1, Unit 749 and retrofits | 400 | 1797 | Rate Constraint in lbs/MMBtu | FALSE | L | Annual | Rate | lb/MWh | 0.13064 | 0.13064 | 0.13064 | 0.13064 | 0.13064 | 0.13064 | 0.13064
IL Fac. Spec. - NOX Rate Summer v3.1, Unit 749 and retrofits | 400 | 1797 | Rate Constraint in lbs/MMBtu | FALSE | L | Annual | Constraint Shadow Price | US$/Ton | 0 | 0 | 0 | 0 | 0 | 0 | 0
IL Fac. Spec. - NOX Rate Summer v3.1, Unit 750 and retrofits | 401 | 1797 | Rate Constraint in lbs/MMBtu | FALSE | L | Annual | Seasons Included | Seasons | Summer | Summer | Summer | Summer | Summer | Summer | Summer
IL Fac. Spec. - NOX Rate Summer v3.1, Unit 750 and retrofits | 401 | 1797 | Rate Constraint in lbs/MMBtu | FALSE | L | Annual | Standard | lb/MMBtu | 0.25 | 0.25 | 0.25 | 0.25 | 0.25 | 0.25 | 0.25
IL Fac. Spec. - NOX Rate Summer v3.1, Unit 750 and retrofits | 401 | 1797 | Rate Constraint in lbs/MMBtu | FALSE | L | Annual | Emissions at Affected Plants NOX | MTons | 0.0036953 | 0.0036953 | 0.0036953 | 0.0036953 | 0.014096 | 0.018784 | 0.018784
IL Fac. Spec. - NOX Rate Summer v3.1, Unit 750 and retrofits | 401 | 1797 | Rate Constraint in lbs/MMBtu | FALSE | L | Annual | Allowances Purchased NOX | MTons | 0 | 0 | 0 | 0 | 0 | 0 | 0
IL Fac. Spec. - NOX Rate Summer v3.1, Unit 750 and retrofits | 401 | 1797 | Rate Constraint in lbs/MMBtu | FALSE | L | Annual | Allowances Sold NOX | MTons | 0 | 0 | 0 | 0 | 0 | 0 | 0
IL Fac. Spec. - NOX Rate Summer v3.1, Unit 750 and retrofits | 401 | 1797 | Rate Constraint in lbs/MMBtu | FALSE | L | Annual | Allowances Banked | MTons | 0 | 0 | 0 | 0 | 0 | 0 | 0
IL Fac. Spec. - NOX Rate Summer v3.1, Unit 750 and retrofits | 401 | 1797 | Rate Constraint in lbs/MMBtu | FALSE | L | Annual | Allowances Withdrawn (1:1) | MTons | 0 | 0 | 0 | 0 | 0 | 0 | 0
IL Fac. Spec. - NOX Rate Summer v3.1, Unit 750 and retrofits | 401 | 1797 | Rate Constraint in lbs/MMBtu | FALSE | L | Annual | Allowances Withdrawn (n:1) | MTons | 0 | 0 | 0 | 0 | 0 | 0 | 0
IL Fac. Spec. - NOX Rate Summer v3.1, Unit 750 and retrofits | 401 | 1797 | Rate Constraint in lbs/MMBtu | FALSE | L | Annual | Net Emissions Allowance Position | MTons | 0.0036953 | 0.0036953 | 0.0036953 | 0.0036953 | 0.014096 | 0.018784 | 0.018784
IL Fac. Spec. - NOX Rate Summer v3.1, Unit 750 and retrofits | 401 | 1797 | Rate Constraint in lbs/MMBtu | FALSE | L | Annual | Fuel Consumed | TBtu | 0.078266 | 0.078266 | 0.078266 | 0.078266 | 0.29856 | 0.39785 | 0.39785
IL Fac. Spec. - NOX Rate Summer v3.1, Unit 750 and retrofits | 401 | 1797 | Rate Constraint in lbs/MMBtu | FALSE | L | Annual | Rate | lb/MMBtu | 0.094428 | 0.094428 | 0.094428 | 0.094428 | 0.094428 | 0.094428 | 0.094428
IL Fac. Spec. - NOX Rate Summer v3.1, Unit 750 and retrofits | 401 | 1797 | Rate Constraint in lbs/MMBtu | FALSE | L | Annual | Generation | TWh | 0.0057005 | 0.0057005 | 0.0057005 | 0.0057005 | 0.021745 | 0.028978 | 0.028978
IL Fac. Spec. - NOX Rate Summer v3.1, Unit 750 and retrofits | 401 | 1797 | Rate Constraint in lbs/MMBtu | FALSE | L | Annual | Qualifying Generation | TWh | 0.0057005 | 0.0057005 | 0.0057005 | 0.0057005 | 0.021745 | 0.028978 | 0.028978
IL Fac. Spec. - NOX Rate Summer v3.1, Unit 750 and retrofits | 401 | 1797 | Rate Constraint in lbs/MMBtu | FALSE | L | Annual | Rate | lb/MWh | 0.64823 | 0.64823 | 0.64823 | 0.64823 | 0.64823 | 0.64823 | 0.64823
IL Fac. Spec. - NOX Rate Summer v3.1, Unit 750 and retrofits | 401 | 1797 | Rate Constraint in lbs/MMBtu | FALSE | L | Annual | Constraint Shadow Price | US$/Ton | 0 | 0 | 0 | 0 | 0 | 0 | 0
IL Fac. Spec. - NOX Rate Summer v3.1, Unit 784 and retrofits | 402 | 1797 | Rate Constraint in lbs/MMBtu | FALSE | L | Annual | Seasons Included | Seasons | Summer | Summer | Summer | Summer | Summer | Summer | Summer
IL Fac. Spec. - NOX Rate Summer v3.1, Unit 784 and retrofits | 402 | 1797 | Rate Constraint in lbs/MMBtu | FALSE | L | Annual | Standard | lb/MMBtu | 0.25 | 0.25 | 0.25 | 0.25 | 0.25 | 0.25 | 0.25
IL Fac. Spec. - NOX Rate Summer v3.1, Unit 784 and retrofits | 402 | 1797 | Rate Constraint in lbs/MMBtu | FALSE | L | Annual | Emissions at Affected Plants NOX | MTons | 0.0024183 | 0.0024183 | 0.012293 | 0.012293 | 0.012293 | 0.012293 | 0.012293
IL Fac. Spec. - NOX Rate Summer v3.1, Unit 784 and retrofits | 402 | 1797 | Rate Constraint in lbs/MMBtu | FALSE | L | Annual | Allowances Purchased NOX | MTons | 0 | 0 | 0 | 0 | 0 | 0 | 0
IL Fac. Spec. - NOX Rate Summer v3.1, Unit 784 and retrofits | 402 | 1797 | Rate Constraint in lbs/MMBtu | FALSE | L | Annual | Allowances Sold NOX | MTons | 0 | 0 | 0 | 0 | 0 | 0 | 0
IL Fac. Spec. - NOX Rate Summer v3.1, Unit 784 and retrofits | 402 | 1797 | Rate Constraint in lbs/MMBtu | FALSE | L | Annual | Allowances Banked | MTons | 0 | 0 | 0 | 0 | 0 | 0 | 0
IL Fac. Spec. - NOX Rate Summer v3.1, Unit 784 and retrofits | 402 | 1797 | Rate Constraint in lbs/MMBtu | FALSE | L | Annual | Allowances Withdrawn (1:1) | MTons | 0 | 0 | 0 | 0 | 0 | 0 | 0
IL Fac. Spec. - NOX Rate Summer v3.1, Unit 784 and retrofits | 402 | 1797 | Rate Constraint in lbs/MMBtu | FALSE | L | Annual | Allowances Withdrawn (n:1) | MTons | 0 | 0 | 0 | 0 | 0 | 0 | 0
IL Fac. Spec. - NOX Rate Summer v3.1, Unit 784 and retrofits | 402 | 1797 | Rate Constraint in lbs/MMBtu | FALSE | L | Annual | Net Emissions Allowance Position | MTons | 0.0024183 | 0.0024183 | 0.012293 | 0.012293 | 0.012293 | 0.012293 | 0.012293
IL Fac. Spec. - NOX Rate Summer v3.1, Unit 784 and retrofits | 402 | 1797 | Rate Constraint in lbs/MMBtu | FALSE | L | Annual | Fuel Consumed | TBtu | 0.049423 | 0.049423 | 0.25123 | 0.25123 | 0.25123 | 0.25123 | 0.25123
IL Fac. Spec. - NOX Rate Summer v3.1, Unit 784 and retrofits | 402 | 1797 | Rate Constraint in lbs/MMBtu | FALSE | L | Annual | Rate | lb/MMBtu | 0.09786 | 0.09786 | 0.09786 | 0.09786 | 0.09786 | 0.09786 | 0.09786
IL Fac. Spec. - NOX Rate Summer v3.1, Unit 784 and retrofits | 402 | 1797 | Rate Constraint in lbs/MMBtu | FALSE | L | Annual | Generation | TWh | 0.0038003 | 0.0038003 | 0.019318 | 0.019318 | 0.019318 | 0.019318 | 0.019318
IL Fac. Spec. - NOX Rate Summer v3.1, Unit 784 and retrofits | 402 | 1797 | Rate Constraint in lbs/MMBtu | FALSE | L | Annual | Qualifying Generation | TWh | 0.0038003 | 0.0038003 | 0.019318 | 0.019318 | 0.019318 | 0.019318 | 0.019318
IL Fac. Spec. - NOX Rate Summer v3.1, Unit 784 and retrofits | 402 | 1797 | Rate Constraint in lbs/MMBtu | FALSE | L | Annual | Rate | lb/MWh | 0.63634 | 0.63634 | 0.63634 | 0.63634 | 0.63634 | 0.63634 | 0.63634
IL Fac. Spec. - NOX Rate Summer v3.1, Unit 784 and retrofits | 402 | 1797 | Rate Constraint in lbs/MMBtu | FALSE | L | Annual | Constraint Shadow Price | US$/Ton | 0 | 0 | 0 | 0 | 0 | 0 | 0
IL Fac. Spec. - NOX Rate Summer v3.1, Unit 785 and retrofits | 403 | 1797 | Rate Constraint in lbs/MMBtu | FALSE | L | Annual | Seasons Included | Seasons | Summer | Summer | Summer | Summer | Summer | Summer | Summer
IL Fac. Spec. - NOX Rate Summer v3.1, Unit 785 and retrofits | 403 | 1797 | Rate Constraint in lbs/MMBtu | FALSE | L | Annual | Standard | lb/MMBtu | 0.25 | 0.25 | 0.25 | 0.25 | 0.25 | 0.25 | 0.25
IL Fac. Spec. - NOX Rate Summer v3.1, Unit 785 and retrofits | 403 | 1797 | Rate Constraint in lbs/MMBtu | FALSE | L | Annual | Emissions at Affected Plants NOX | MTons | 0 | 0 | 0.0015819 | 0.0015819 | 0.0015819 | 0.0080414 | 0
IL Fac. Spec. - NOX Rate Summer v3.1, Unit 785 and retrofits | 403 | 1797 | Rate Constraint in lbs/MMBtu | FALSE | L | Annual | Allowances Purchased NOX | MTons | 0 | 0 | 0 | 0 | 0 | 0 | 0
IL Fac. Spec. - NOX Rate Summer v3.1, Unit 785 and retrofits | 403 | 1797 | Rate Constraint in lbs/MMBtu | FALSE | L | Annual | Allowances Sold NOX | MTons | 0 | 0 | 0 | 0 | 0 | 0 | 0
IL Fac. Spec. - NOX Rate Summer v3.1, Unit 785 and retrofits | 403 | 1797 | Rate Constraint in lbs/MMBtu | FALSE | L | Annual | Allowances Banked | MTons | 0 | 0 | 0 | 0 | 0 | 0 | 0
IL Fac. Spec. - NOX Rate Summer v3.1, Unit 785 and retrofits | 403 | 1797 | Rate Constraint in lbs/MMBtu | FALSE | L | Annual | Allowances Withdrawn (1:1) | MTons | 0 | 0 | 0 | 0 | 0 | 0 | 0
IL Fac. Spec. - NOX Rate Summer v3.1, Unit 785 and retrofits | 403 | 1797 | Rate Constraint in lbs/MMBtu | FALSE | L | Annual | Allowances Withdrawn (n:1) | MTons | 0 | 0 | 0 | 0 | 0 | 0 | 0
IL Fac. Spec. - NOX Rate Summer v3.1, Unit 785 and retrofits | 403 | 1797 | Rate Constraint in lbs/MMBtu | FALSE | L | Annual | Net Emissions Allowance Position | MTons | 0 | 0 | 0.0015819 | 0.0015819 | 0.0015819 | 0.0080414 | 0
IL Fac. Spec. - NOX Rate Summer v3.1, Unit 785 and retrofits | 403 | 1797 | Rate Constraint in lbs/MMBtu | FALSE | L | Annual | Fuel Consumed | TBtu | 0 | 0 | 0.014281 | 0.014281 | 0.014281 | 0.072594 | 0
IL Fac. Spec. - NOX Rate Summer v3.1, Unit 785 and retrofits | 403 | 1797 | Rate Constraint in lbs/MMBtu | FALSE | L | Annual | Rate | lb/MMBtu | 0 | 0 | 0.22155 | 0.22155 | 0.22155 | 0.22155 | 0
IL Fac. Spec. - NOX Rate Summer v3.1, Unit 785 and retrofits | 403 | 1797 | Rate Constraint in lbs/MMBtu | FALSE | L | Annual | Generation | TWh | 0 | 0 | 0.00097168 | 0.00097168 | 0.00097168 | 0.0049394 | 0
IL Fac. Spec. - NOX Rate Summer v3.1, Unit 785 and retrofits | 403 | 1797 | Rate Constraint in lbs/MMBtu | FALSE | L | Annual | Qualifying Generation | TWh | 0 | 0 | 0.00097168 | 0.00097168 | 0.00097168 | 0.0049394 | 0
IL Fac. Spec. - NOX Rate Summer v3.1, Unit 785 and retrofits | 403 | 1797 | Rate Constraint in lbs/MMBtu | FALSE | L | Annual | Rate | lb/MWh | 0 | 0 | 1.628 | 1.628 | 1.628 | 1.628 | 0
IL Fac. Spec. - NOX Rate Summer v3.1, Unit 785 and retrofits | 403 | 1797 | Rate Constraint in lbs/MMBtu | FALSE | L | Annual | Constraint Shadow Price | US$/Ton | 0 | 0 | 0 | 0 | 0 | 0 | 0
IL Fac. Spec. - NOX Rate Summer v3.1, Unit 786 and retrofits | 404 | 1797 | Rate Constraint in lbs/MMBtu | FALSE | L | Annual | Seasons Included | Seasons | Summer | Summer | Summer | Summer | Summer | Summer | Summer
IL Fac. Spec. - NOX Rate Summer v3.1, Unit 786 and retrofits | 404 | 1797 | Rate Constraint in lbs/MMBtu | FALSE | L | Annual | Standard | lb/MMBtu | 0.25 | 0.25 | 0.25 | 0.25 | 0.25 | 0.25 | 0.25
IL Fac. Spec. - NOX Rate Summer v3.1, Unit 786 and retrofits | 404 | 1797 | Rate Constraint in lbs/MMBtu | FALSE | L | Annual | Emissions at Affected Plants NOX | MTons | 0 | 0 | 0.0016846 | 0.0016846 | 0.0016846 | 0.0085635 | 0
IL Fac. Spec. - NOX Rate Summer v3.1, Unit 786 and retrofits | 404 | 1797 | Rate Constraint in lbs/MMBtu | FALSE | L | Annual | Allowances Purchased NOX | MTons | 0 | 0 | 0 | 0 | 0 | 0 | 0
IL Fac. Spec. - NOX Rate Summer v3.1, Unit 786 and retrofits | 404 | 1797 | Rate Constraint in lbs/MMBtu | FALSE | L | Annual | Allowances Sold NOX | MTons | 0 | 0 | 0 | 0 | 0 | 0 | 0
IL Fac. Spec. - NOX Rate Summer v3.1, Unit 786 and retrofits | 404 | 1797 | Rate Constraint in lbs/MMBtu | FALSE | L | Annual | Allowances Banked | MTons | 0 | 0 | 0 | 0 | 0 | 0 | 0
IL Fac. Spec. - NOX Rate Summer v3.1, Unit 786 and retrofits | 404 | 1797 | Rate Constraint in lbs/MMBtu | FALSE | L | Annual | Allowances Withdrawn (1:1) | MTons | 0 | 0 | 0 | 0 | 0 | 0 | 0
IL Fac. Spec. - NOX Rate Summer v3.1, Unit 786 and retrofits | 404 | 1797 | Rate Constraint in lbs/MMBtu | FALSE | L | Annual | Allowances Withdrawn (n:1) | MTons | 0 | 0 | 0 | 0 | 0 | 0 | 0
IL Fac. Spec. - NOX Rate Summer v3.1, Unit 786 and retrofits | 404 | 1797 | Rate Constraint in lbs/MMBtu | FALSE | L | Annual | Net Emissions Allowance Position | MTons | 0 | 0 | 0.0016846 | 0.0016846 | 0.0016846 | 0.0085635 | 0
IL Fac. Spec. - NOX Rate Summer v3.1, Unit 786 and retrofits | 404 | 1797 | Rate Constraint in lbs/MMBtu | FALSE | L | Annual | Fuel Consumed | TBtu | 0 | 0 | 0.014287 | 0.014287 | 0.014287 | 0.072623 | 0
IL Fac. Spec. - NOX Rate Summer v3.1, Unit 786 and retrofits | 404 | 1797 | Rate Constraint in lbs/MMBtu | FALSE | L | Annual | Rate | lb/MMBtu | 0 | 0 | 0.23583 | 0.23583 | 0.23583 | 0.23583 | 0
IL Fac. Spec. - NOX Rate Summer v3.1, Unit 786 and retrofits | 404 | 1797 | Rate Constraint in lbs/MMBtu | FALSE | L | Annual | Generation | TWh | 0 | 0 | 0.00097168 | 0.00097168 | 0.00097168 | 0.0049394 | 0
IL Fac. Spec. - NOX Rate Summer v3.1, Unit 786 and retrofits | 404 | 1797 | Rate Constraint in lbs/MMBtu | FALSE | L | Annual | Qualifying Generation | TWh | 0 | 0 | 0.00097168 | 0.00097168 | 0.00097168 | 0.0049394 | 0
IL Fac. Spec. - NOX Rate Summer v3.1, Unit 786 and retrofits | 404 | 1797 | Rate Constraint in lbs/MMBtu | FALSE | L | Annual | Rate | lb/MWh | 0 | 0 | 1.7337 | 1.7337 | 1.7337 | 1.7337 | 0
IL Fac. Spec. - NOX Rate Summer v3.1, Unit 786 and retrofits | 404 | 1797 | Rate Constraint in lbs/MMBtu | FALSE | L | Annual | Constraint Shadow Price | US$/Ton | 0 | 0 | 0 | 0 | 0 | 0 | 0
IL Fac. Spec. - NOX Rate Summer v3.1, Unit 793 and retrofits | 405 | 1797 | Rate Constraint in lbs/MMBtu | FALSE | L | Annual | Seasons Included | Seasons | Summer | Summer | Summer | Summer | Summer | Summer | Summer
IL Fac. Spec. - NOX Rate Summer v3.1, Unit 793 and retrofits | 405 | 1797 | Rate Constraint in lbs/MMBtu | FALSE | L | Annual | Standard | lb/MMBtu | 0.25 | 0.25 | 0.25 | 0.25 | 0.25 | 0.25 | 0.25
IL Fac. Spec. - NOX Rate Summer v3.1, Unit 793 and retrofits | 405 | 1797 | Rate Constraint in lbs/MMBtu | FALSE | L | Annual | Emissions at Affected Plants NOX | MTons | 0.0031355 | 0.0031355 | 0.0031355 | 0.013596 | 0.015939 | 0.015939 | 0.015939
IL Fac. Spec. - NOX Rate Summer v3.1, Unit 793 and retrofits | 405 | 1797 | Rate Constraint in lbs/MMBtu | FALSE | L | Annual | Allowances Purchased NOX | MTons | 0 | 0 | 0 | 0 | 0 | 0 | 0
IL Fac. Spec. - NOX Rate Summer v3.1, Unit 793 and retrofits | 405 | 1797 | Rate Constraint in lbs/MMBtu | FALSE | L | Annual | Allowances Sold NOX | MTons | 0 | 0 | 0 | 0 | 0 | 0 | 0
IL Fac. Spec. - NOX Rate Summer v3.1, Unit 793 and retrofits | 405 | 1797 | Rate Constraint in lbs/MMBtu | FALSE | L | Annual | Allowances Banked | MTons | 0 | 0 | 0 | 0 | 0 | 0 | 0
IL Fac. Spec. - NOX Rate Summer v3.1, Unit 793 and retrofits | 405 | 1797 | Rate Constraint in lbs/MMBtu | FALSE | L | Annual | Allowances Withdrawn (1:1) | MTons | 0 | 0 | 0 | 0 | 0 | 0 | 0
IL Fac. Spec. - NOX Rate Summer v3.1, Unit 793 and retrofits | 405 | 1797 | Rate Constraint in lbs/MMBtu | FALSE | L | Annual | Allowances Withdrawn (n:1) | MTons | 0 | 0 | 0 | 0 | 0 | 0 | 0
IL Fac. Spec. - NOX Rate Summer v3.1, Unit 793 and retrofits | 405 | 1797 | Rate Constraint in lbs/MMBtu | FALSE | L | Annual | Net Emissions Allowance Position | MTons | 0.0031355 | 0.0031355 | 0.0031355 | 0.013596 | 0.015939 | 0.015939 | 0.015939
IL Fac. Spec. - NOX Rate Summer v3.1, Unit 793 and retrofits | 405 | 1797 | Rate Constraint in lbs/MMBtu | FALSE | L | Annual | Fuel Consumed | TBtu | 0.094162 | 0.094162 | 0.094162 | 0.40829 | 0.47866 | 0.47866 | 0.47866
IL Fac. Spec. - NOX Rate Summer v3.1, Unit 793 and retrofits | 405 | 1797 | Rate Constraint in lbs/MMBtu | FALSE | L | Annual | Rate | lb/MMBtu | 0.066598 | 0.066598 | 0.066598 | 0.066598 | 0.066598 | 0.066598 | 0.066598
IL Fac. Spec. - NOX Rate Summer v3.1, Unit 793 and retrofits | 405 | 1797 | Rate Constraint in lbs/MMBtu | FALSE | L | Annual | Generation | TWh | 0.0069339 | 0.0069339 | 0.0069339 | 0.030066 | 0.035247 | 0.035247 | 0.035247
IL Fac. Spec. - NOX Rate Summer v3.1, Unit 793 and retrofits | 405 | 1797 | Rate Constraint in lbs/MMBtu | FALSE | L | Annual | Qualifying Generation | TWh | 0.0069339 | 0.0069339 | 0.0069339 | 0.030066 | 0.035247 | 0.035247 | 0.035247
IL Fac. Spec. - NOX Rate Summer v3.1, Unit 793 and retrofits | 405 | 1797 | Rate Constraint in lbs/MMBtu | FALSE | L | Annual | Rate | lb/MWh | 0.4522 | 0.4522 | 0.4522 | 0.4522 | 0.4522 | 0.4522 | 0.4522
IL Fac. Spec. - NOX Rate Summer v3.1, Unit 793 and retrofits | 405 | 1797 | Rate Constraint in lbs/MMBtu | FALSE | L | Annual | Constraint Shadow Price | US$/Ton | 0 | 0 | 0 | 0 | 0 | 0 | 0
IL Fac. Spec. - NOX Rate Summer v3.1, Unit 807 and retrofits | 406 | 1797 | Rate Constraint in lbs/MMBtu | FALSE | L | Annual | Seasons Included | Seasons | Summer | Summer | Summer | Summer | Summer | Summer | Summer
IL Fac. Spec. - NOX Rate Summer v3.1, Unit 807 and retrofits | 406 | 1797 | Rate Constraint in lbs/MMBtu | FALSE | L | Annual | Standard | lb/MMBtu | 0.25 | 0.25 | 0.25 | 0.25 | 0.25 | 0.25 | 0.25
IL Fac. Spec. - NOX Rate Summer v3.1, Unit 807 and retrofits | 406 | 1797 | Rate Constraint in lbs/MMBtu | FALSE | L | Annual | Emissions at Affected Plants NOX | MTons | 0.0019358 | 0.001679 | 0.0019411 | 0.0019411 | 0.0019411 | 0.0098672 | 0.0098672
IL Fac. Spec. - NOX Rate Summer v3.1, Unit 807 and retrofits | 406 | 1797 | Rate Constraint in lbs/MMBtu | FALSE | L | Annual | Allowances Purchased NOX | MTons | 0 | 0 | 0 | 0 | 0 | 0 | 0
IL Fac. Spec. - NOX Rate Summer v3.1, Unit 807 and retrofits | 406 | 1797 | Rate Constraint in lbs/MMBtu | FALSE | L | Annual | Allowances Sold NOX | MTons | 0 | 0 | 0 | 0 | 0 | 0 | 0
IL Fac. Spec. - NOX Rate Summer v3.1, Unit 807 and retrofits | 406 | 1797 | Rate Constraint in lbs/MMBtu | FALSE | L | Annual | Allowances Banked | MTons | 0 | 0 | 0 | 0 | 0 | 0 | 0
IL Fac. Spec. - NOX Rate Summer v3.1, Unit 807 and retrofits | 406 | 1797 | Rate Constraint in lbs/MMBtu | FALSE | L | Annual | Allowances Withdrawn (1:1) | MTons | 0 | 0 | 0 | 0 | 0 | 0 | 0
IL Fac. Spec. - NOX Rate Summer v3.1, Unit 807 and retrofits | 406 | 1797 | Rate Constraint in lbs/MMBtu | FALSE | L | Annual | Allowances Withdrawn (n:1) | MTons | 0 | 0 | 0 | 0 | 0 | 0 | 0
IL Fac. Spec. - NOX Rate Summer v3.1, Unit 807 and retrofits | 406 | 1797 | Rate Constraint in lbs/MMBtu | FALSE | L | Annual | Net Emissions Allowance Position | MTons | 0.0019358 | 0.001679 | 0.0019411 | 0.0019411 | 0.0019411 | 0.0098672 | 0.0098672
IL Fac. Spec. - NOX Rate Summer v3.1, Unit 807 and retrofits | 406 | 1797 | Rate Constraint in lbs/MMBtu | FALSE | L | Annual | Fuel Consumed | TBtu | 0.052316 | 0.045375 | 0.052459 | 0.052459 | 0.052459 | 0.26667 | 0.26667
IL Fac. Spec. - NOX Rate Summer v3.1, Unit 807 and retrofits | 406 | 1797 | Rate Constraint in lbs/MMBtu | FALSE | L | Annual | Rate | lb/MMBtu | 0.074003 | 0.074003 | 0.074003 | 0.074003 | 0.074003 | 0.074003 | 0.074003
IL Fac. Spec. - NOX Rate Summer v3.1, Unit 807 and retrofits | 406 | 1797 | Rate Constraint in lbs/MMBtu | FALSE | L | Annual | Generation | TWh | 0.0037899 | 0.0032871 | 0.0038003 | 0.0038003 | 0.0038003 | 0.019318 | 0.019318
IL Fac. Spec. - NOX Rate Summer v3.1, Unit 807 and retrofits | 406 | 1797 | Rate Constraint in lbs/MMBtu | FALSE | L | Annual | Qualifying Generation | TWh | 0.0037899 | 0.0032871 | 0.0038003 | 0.0038003 | 0.0038003 | 0.019318 | 0.019318
IL Fac. Spec. - NOX Rate Summer v3.1, Unit 807 and retrofits | 406 | 1797 | Rate Constraint in lbs/MMBtu | FALSE | L | Annual | Rate | lb/MWh | 0.51077 | 0.51077 | 0.51077 | 0.51077 | 0.51077 | 0.51077 | 0.51077
IL Fac. Spec. - NOX Rate Summer v3.1, Unit 807 and retrofits | 406 | 1797 | Rate Constraint in lbs/MMBtu | FALSE | L | Annual | Constraint Shadow Price | US$/Ton | 0 | 0 | 0 | 0 | 0 | 0 | 0
IL Fac. Spec. - NOX Rate Summer v3.1, Unit 808 and retrofits | 407 | 1797 | Rate Constraint in lbs/MMBtu | FALSE | L | Annual | Seasons Included | Seasons | Summer | Summer | Summer | Summer | Summer | Summer | Summer
IL Fac. Spec. - NOX Rate Summer v3.1, Unit 808 and retrofits | 407 | 1797 | Rate Constraint in lbs/MMBtu | FALSE | L | Annual | Standard | lb/MMBtu | 0.25 | 0.25 | 0.25 | 0.25 | 0.25 | 0.25 | 0.25
IL Fac. Spec. - NOX Rate Summer v3.1, Unit 808 and retrofits | 407 | 1797 | Rate Constraint in lbs/MMBtu | FALSE | L | Annual | Emissions at Affected Plants NOX | MTons | 0 | 0 | 0.0016841 | 0.0016841 | 0.0016841 | 0.0085608 | 0.0085608
IL Fac. Spec. - NOX Rate Summer v3.1, Unit 808 and retrofits | 407 | 1797 | Rate Constraint in lbs/MMBtu | FALSE | L | Annual | Allowances Purchased NOX | MTons | 0 | 0 | 0 | 0 | 0 | 0 | 0
IL Fac. Spec. - NOX Rate Summer v3.1, Unit 808 and retrofits | 407 | 1797 | Rate Constraint in lbs/MMBtu | FALSE | L | Annual | Allowances Sold NOX | MTons | 0 | 0 | 0 | 0 | 0 | 0 | 0
IL Fac. Spec. - NOX Rate Summer v3.1, Unit 808 and retrofits | 407 | 1797 | Rate Constraint in lbs/MMBtu | FALSE | L | Annual | Allowances Banked | MTons | 0 | 0 | 0 | 0 | 0 | 0 | 0
IL Fac. Spec. - NOX Rate Summer v3.1, Unit 808 and retrofits | 407 | 1797 | Rate Constraint in lbs/MMBtu | FALSE | L | Annual | Allowances Withdrawn (1:1) | MTons | 0 | 0 | 0 | 0 | 0 | 0 | 0
IL Fac. Spec. - NOX Rate Summer v3.1, Unit 808 and retrofits | 407 | 1797 | Rate Constraint in lbs/MMBtu | FALSE | L | Annual | Allowances Withdrawn (n:1) | MTons | 0 | 0 | 0 | 0 | 0 | 0 | 0
IL Fac. Spec. - NOX Rate Summer v3.1, Unit 808 and retrofits | 407 | 1797 | Rate Constraint in lbs/MMBtu | FALSE | L | Annual | Net Emissions Allowance Position | MTons | 0 | 0 | 0.0016841 | 0.0016841 | 0.0016841 | 0.0085608 | 0.0085608
IL Fac. Spec. - NOX Rate Summer v3.1, Unit 808 and retrofits | 407 | 1797 | Rate Constraint in lbs/MMBtu | FALSE | L | Annual | Fuel Consumed | TBtu | 0 | 0 | 0.052463 | 0.052463 | 0.052463 | 0.26669 | 0.26669
IL Fac. Spec. - NOX Rate Summer v3.1, Unit 808 and retrofits | 407 | 1797 | Rate Constraint in lbs/MMBtu | FALSE | L | Annual | Rate | lb/MMBtu | 0 | 0 | 0.064201 | 0.064201 | 0.064201 | 0.064201 | 0.064201
IL Fac. Spec. - NOX Rate Summer v3.1, Unit 808 and retrofits | 407 | 1797 | Rate Constraint in lbs/MMBtu | FALSE | L | Annual | Generation | TWh | 0 | 0 | 0.0038003 | 0.0038003 | 0.0038003 | 0.019318 | 0.019318
IL Fac. Spec. - NOX Rate Summer v3.1, Unit 808 and retrofits | 407 | 1797 | Rate Constraint in lbs/MMBtu | FALSE | L | Annual | Qualifying Generation | TWh | 0 | 0 | 0.0038003 | 0.0038003 | 0.0038003 | 0.019318 | 0.019318
IL Fac. Spec. - NOX Rate Summer v3.1, Unit 808 and retrofits | 407 | 1797 | Rate Constraint in lbs/MMBtu | FALSE | L | Annual | Rate | lb/MWh | 0 | 0 | 0.44315 | 0.44315 | 0.44315 | 0.44315 | 0.44315
IL Fac. Spec. - NOX Rate Summer v3.1, Unit 808 and retrofits | 407 | 1797 | Rate Constraint in lbs/MMBtu | FALSE | L | Annual | Constraint Shadow Price | US$/Ton | 0 | 0 | 0 | 0 | 0 | 0 | 0
IL Fac. Spec. - NOX Rate Summer v3.1, Unit 2707 and retrofits | 408 | 1797 | Rate Constraint in lbs/MMBtu | FALSE | L | Annual | Seasons Included | Seasons | Summer | Summer | Summer | Summer | Summer | Summer | Summer
IL Fac. Spec. - NOX Rate Summer v3.1, Unit 2707 and retrofits | 408 | 1797 | Rate Constraint in lbs/MMBtu | FALSE | L | Annual | Standard | lb/MMBtu | 0.25 | 0.25 | 0.25 | 0.25 | 0.25 | 0.25 | 0.25
IL Fac. Spec. - NOX Rate Summer v3.1, Unit 2707 and retrofits | 408 | 1797 | Rate Constraint in lbs/MMBtu | FALSE | L | Annual | Emissions at Affected Plants NOX | MTons | 0.02272 | 0.02272 | 0.02272 | 0.02272 | 0.02272 | 0.02272 | 0.02272
IL Fac. Spec. - NOX Rate Summer v3.1, Unit 2707 and retrofits | 408 | 1797 | Rate Constraint in lbs/MMBtu | FALSE | L | Annual | Allowances Purchased NOX | MTons | 0 | 0 | 0 | 0 | 0 | 0 | 0
IL Fac. Spec. - NOX Rate Summer v3.1, Unit 2707 and retrofits | 408 | 1797 | Rate Constraint in lbs/MMBtu | FALSE | L | Annual | Allowances Sold NOX | MTons | 0 | 0 | 0 | 0 | 0 | 0 | 0
IL Fac. Spec. - NOX Rate Summer v3.1, Unit 2707 and retrofits | 408 | 1797 | Rate Constraint in lbs/MMBtu | FALSE | L | Annual | Allowances Banked | MTons | 0 | 0 | 0 | 0 | 0 | 0 | 0
IL Fac. Spec. - NOX Rate Summer v3.1, Unit 2707 and retrofits | 408 | 1797 | Rate Constraint in lbs/MMBtu | FALSE | L | Annual | Allowances Withdrawn (1:1) | MTons | 0 | 0 | 0 | 0 | 0 | 0 | 0
IL Fac. Spec. - NOX Rate Summer v3.1, Unit 2707 and retrofits | 408 | 1797 | Rate Constraint in lbs/MMBtu | FALSE | L | Annual | Allowances Withdrawn (n:1) | MTons | 0 | 0 | 0 | 0 | 0 | 0 | 0
IL Fac. Spec. - NOX Rate Summer v3.1, Unit 2707 and retrofits | 408 | 1797 | Rate Constraint in lbs/MMBtu | FALSE | L | Annual | Net Emissions Allowance Position | MTons | 0.02272 | 0.02272 | 0.02272 | 0.02272 | 0.02272 | 0.02272 | 0.02272
IL Fac. Spec. - NOX Rate Summer v3.1, Unit 2707 and retrofits | 408 | 1797 | Rate Constraint in lbs/MMBtu | FALSE | L | Annual | Fuel Consumed | TBtu | 1.7772 | 1.7772 | 1.7772 | 1.7772 | 1.7772 | 1.7772 | 1.7772
IL Fac. Spec. - NOX Rate Summer v3.1, Unit 2707 and retrofits | 408 | 1797 | Rate Constraint in lbs/MMBtu | FALSE | L | Annual | Rate | lb/MMBtu | 0.025569 | 0.025569 | 0.025569 | 0.025569 | 0.025569 | 0.025569 | 0.025569
IL Fac. Spec. - NOX Rate Summer v3.1, Unit 2707 and retrofits | 408 | 1797 | Rate Constraint in lbs/MMBtu | FALSE | L | Annual | Generation | TWh | 0.23826 | 0.23826 | 0.23826 | 0.23826 | 0.23826 | 0.23826 | 0.23826
IL Fac. Spec. - NOX Rate Summer v3.1, Unit 2707 and retrofits | 408 | 1797 | Rate Constraint in lbs/MMBtu | FALSE | L | Annual | Qualifying Generation | TWh | 0.23826 | 0.23826 | 0.23826 | 0.23826 | 0.23826 | 0.23826 | 0.23826
IL Fac. Spec. - NOX Rate Summer v3.1, Unit 2707 and retrofits | 408 | 1797 | Rate Constraint in lbs/MMBtu | FALSE | L | Annual | Rate | lb/MWh | 0.095359 | 0.095359 | 0.095359 | 0.095359 | 0.095359 | 0.095359 | 0.095359
IL Fac. Spec. - NOX Rate Summer v3.1, Unit 2707 and retrofits | 408 | 1797 | Rate Constraint in lbs/MMBtu | FALSE | L | Annual | Constraint Shadow Price | US$/Ton | 0 | 0 | 0 | 0 | 0 | 0 | 0
IL Fac. Spec. - NOX Rate Summer v3.1, Unit 2708 and retrofits | 409 | 1797 | Rate Constraint in lbs/MMBtu | FALSE | L | Annual | Seasons Included | Seasons | Summer | Summer | Summer | Summer | Summer | Summer | Summer
IL Fac. Spec. - NOX Rate Summer v3.1, Unit 2708 and retrofits | 409 | 1797 | Rate Constraint in lbs/MMBtu | FALSE | L | Annual | Standard | lb/MMBtu | 0.25 | 0.25 | 0.25 | 0.25 | 0.25 | 0.25 | 0.25
IL Fac. Spec. - NOX Rate Summer v3.1, Unit 2708 and retrofits | 409 | 1797 | Rate Constraint in lbs/MMBtu | FALSE | L | Annual | Emissions at Affected Plants NOX | MTons | 0.022037 | 0.022037 | 0.022037 | 0.022037 | 0.022037 | 0.022037 | 0.022037
IL Fac. Spec. - NOX Rate Summer v3.1, Unit 2708 and retrofits | 409 | 1797 | Rate Constraint in lbs/MMBtu | FALSE | L | Annual | Allowances Purchased NOX | MTons | 0 | 0 | 0 | 0 | 0 | 0 | 0
IL Fac. Spec. - NOX Rate Summer v3.1, Unit 2708 and retrofits | 409 | 1797 | Rate Constraint in lbs/MMBtu | FALSE | L | Annual | Allowances Sold NOX | MTons | 0 | 0 | 0 | 0 | 0 | 0 | 0
IL Fac. Spec. - NOX Rate Summer v3.1, Unit 2708 and retrofits | 409 | 1797 | Rate Constraint in lbs/MMBtu | FALSE | L | Annual | Allowances Banked | MTons | 0 | 0 | 0 | 0 | 0 | 0 | 0
IL Fac. Spec. - NOX Rate Summer v3.1, Unit 2708 and retrofits | 409 | 1797 | Rate Constraint in lbs/MMBtu | FALSE | L | Annual | Allowances Withdrawn (1:1) | MTons | 0 | 0 | 0 | 0 | 0 | 0 | 0
IL Fac. Spec. - NOX Rate Summer v3.1, Unit 2708 and retrofits | 409 | 1797 | Rate Constraint in lbs/MMBtu | FALSE | L | Annual | Allowances Withdrawn (n:1) | MTons | 0 | 0 | 0 | 0 | 0 | 0 | 0
IL Fac. Spec. - NOX Rate Summer v3.1, Unit 2708 and retrofits | 409 | 1797 | Rate Constraint in lbs/MMBtu | FALSE | L | Annual | Net Emissions Allowance Position | MTons | 0.022037 | 0.022037 | 0.022037 | 0.022037 | 0.022037 | 0.022037 | 0.022037
IL Fac. Spec. - NOX Rate Summer v3.1, Unit 2708 and retrofits | 409 | 1797 | Rate Constraint in lbs/MMBtu | FALSE | L | Annual | Fuel Consumed | TBtu | 1.7772 | 1.7772 | 1.7772 | 1.7772 | 1.7772 | 1.7772 | 1.7772
IL Fac. Spec. - NOX Rate Summer v3.1, Unit 2708 and retrofits | 409 | 1797 | Rate Constraint in lbs/MMBtu | FALSE | L | Annual | Rate | lb/MMBtu | 0.0248 | 0.0248 | 0.0248 | 0.0248 | 0.0248 | 0.0248 | 0.0248
IL Fac. Spec. - NOX Rate Summer v3.1, Unit 2708 and retrofits | 409 | 1797 | Rate Constraint in lbs/MMBtu | FALSE | L | Annual | Generation | TWh | 0.23826 | 0.23826 | 0.23826 | 0.23826 | 0.23826 | 0.23826 | 0.23826
IL Fac. Spec. - NOX Rate Summer v3.1, Unit 2708 and retrofits | 409 | 1797 | Rate Constraint in lbs/MMBtu | FALSE | L | Annual | Qualifying Generation | TWh | 0.23826 | 0.23826 | 0.23826 | 0.23826 | 0.23826 | 0.23826 | 0.23826
IL Fac. Spec. - NOX Rate Summer v3.1, Unit 2708 and retrofits | 409 | 1797 | Rate Constraint in lbs/MMBtu | FALSE | L | Annual | Rate | lb/MWh | 0.092492 | 0.092492 | 0.092492 | 0.092492 | 0.092492 | 0.092492 | 0.092492
IL Fac. Spec. - NOX Rate Summer v3.1, Unit 2708 and retrofits | 409 | 1797 | Rate Constraint in lbs/MMBtu | FALSE | L | Annual | Constraint Shadow Price | US$/Ton | 0 | 0 | 0 | 0 | 0 | 0 | 0
IL Fac. Spec. - NOX Rate Summer v3.1, Unit 2709 and retrofits | 410 | 1797 | Rate Constraint in lbs/MMBtu | FALSE | L | Annual | Seasons Included | Seasons | Summer | Summer | Summer | Summer | Summer | Summer | Summer
IL Fac. Spec. - NOX Rate Summer v3.1, Unit 2709 and retrofits | 410 | 1797 | Rate Constraint in lbs/MMBtu | FALSE | L | Annual | Standard | lb/MMBtu | 0.25 | 0.25 | 0.25 | 0.25 | 0.25 | 0.25 | 0.25
IL Fac. Spec. - NOX Rate Summer v3.1, Unit 2709 and retrofits | 410 | 1797 | Rate Constraint in lbs/MMBtu | FALSE | L | Annual | Emissions at Affected Plants NOX | MTons | 0.024851 | 0.024851 | 0.024851 | 0.024851 | 0.024851 | 0.024851 | 0.024851
IL Fac. Spec. - NOX Rate Summer v3.1, Unit 2709 and retrofits | 410 | 1797 | Rate Constraint in lbs/MMBtu | FALSE | L | Annual | Allowances Purchased NOX | MTons | 0 | 0 | 0 | 0 | 0 | 0 | 0
IL Fac. Spec. - NOX Rate Summer v3.1, Unit 2709 and retrofits | 410 | 1797 | Rate Constraint in lbs/MMBtu | FALSE | L | Annual | Allowances Sold NOX | MTons | 0 | 0 | 0 | 0 | 0 | 0 | 0
IL Fac. Spec. - NOX Rate Summer v3.1, Unit 2709 and retrofits | 410 | 1797 | Rate Constraint in lbs/MMBtu | FALSE | L | Annual | Allowances Banked | MTons | 0 | 0 | 0 | 0 | 0 | 0 | 0
IL Fac. Spec. - NOX Rate Summer v3.1, Unit 2709 and retrofits | 410 | 1797 | Rate Constraint in lbs/MMBtu | FALSE | L | Annual | Allowances Withdrawn (1:1) | MTons | 0 | 0 | 0 | 0 | 0 | 0 | 0
IL Fac. Spec. - NOX Rate Summer v3.1, Unit 2709 and retrofits | 410 | 1797 | Rate Constraint in lbs/MMBtu | FALSE | L | Annual | Allowances Withdrawn (n:1) | MTons | 0 | 0 | 0 | 0 | 0 | 0 | 0
IL Fac. Spec. - NOX Rate Summer v3.1, Unit 2709 and retrofits | 410 | 1797 | Rate Constraint in lbs/MMBtu | FALSE | L | Annual | Net Emissions Allowance Position | MTons | 0.024851 | 0.024851 | 0.024851 | 0.024851 | 0.024851 | 0.024851 | 0.024851
IL Fac. Spec. - NOX Rate Summer v3.1, Unit 2709 and retrofits | 410 | 1797 | Rate Constraint in lbs/MMBtu | FALSE | L | Annual | Fuel Consumed | TBtu | 1.7772 | 1.7772 | 1.7772 | 1.7772 | 1.7772 | 1.7772 | 1.7772
IL Fac. Spec. - NOX Rate Summer v3.1, Unit 2709 and retrofits | 410 | 1797 | Rate Constraint in lbs/MMBtu | FALSE | L | Annual | Rate | lb/MMBtu | 0.027967 | 0.027967 | 0.027967 | 0.027967 | 0.027967 | 0.027967 | 0.027967
IL Fac. Spec. - NOX Rate Summer v3.1, Unit 2709 and retrofits | 410 | 1797 | Rate Constraint in lbs/MMBtu | FALSE | L | Annual | Generation | TWh | 0.23826 | 0.23826 | 0.23826 | 0.23826 | 0.23826 | 0.23826 | 0.23826
IL Fac. Spec. - NOX Rate Summer v3.1, Unit 2709 and retrofits | 410 | 1797 | Rate Constraint in lbs/MMBtu | FALSE | L | Annual | Qualifying Generation | TWh | 0.23826 | 0.23826 | 0.23826 | 0.23826 | 0.23826 | 0.23826 | 0.23826
IL Fac. Spec. - NOX Rate Summer v3.1, Unit 2709 and retrofits | 410 | 1797 | Rate Constraint in lbs/MMBtu | FALSE | L | Annual | Rate | lb/MWh | 0.1043 | 0.1043 | 0.1043 | 0.1043 | 0.1043 | 0.1043 | 0.1043
IL Fac. Spec. - NOX Rate Summer v3.1, Unit 2709 and retrofits | 410 | 1797 | Rate Constraint in lbs/MMBtu | FALSE | L | Annual | Constraint Shadow Price | US$/Ton | 0 | 0 | 0 | 0 | 0 | 0 | 0
IL Fac. Spec. - NOX Rate Summer v3.1, Unit 2710 and retrofits | 411 | 1797 | Rate Constraint in lbs/MMBtu | FALSE | L | Annual | Seasons Included | Seasons | Summer | Summer | Summer | Summer | Summer | Summer | Summer
IL Fac. Spec. - NOX Rate Summer v3.1, Unit 2710 and retrofits | 411 | 1797 | Rate Constraint in lbs/MMBtu | FALSE | L | Annual | Standard | lb/MMBtu | 0.25 | 0.25 | 0.25 | 0.25 | 0.25 | 0.25 | 0.25
IL Fac. Spec. - NOX Rate Summer v3.1, Unit 2710 and retrofits | 411 | 1797 | Rate Constraint in lbs/MMBtu | FALSE | L | Annual | Emissions at Affected Plants NOX | MTons | 0.021587 | 0.021587 | 0.021587 | 0.021587 | 0.021587 | 0.021587 | 0.021587
IL Fac. Spec. - NOX Rate Summer v3.1, Unit 2710 and retrofits | 411 | 1797 | Rate Constraint in lbs/MMBtu | FALSE | L | Annual | Allowances Purchased NOX | MTons | 0 | 0 | 0 | 0 | 0 | 0 | 0
IL Fac. Spec. - NOX Rate Summer v3.1, Unit 2710 and retrofits | 411 | 1797 | Rate Constraint in lbs/MMBtu | FALSE | L | Annual | Allowances Sold NOX | MTons | 0 | 0 | 0 | 0 | 0 | 0 | 0
IL Fac. Spec. - NOX Rate Summer v3.1, Unit 2710 and retrofits | 411 | 1797 | Rate Constraint in lbs/MMBtu | FALSE | L | Annual | Allowances Banked | MTons | 0 | 0 | 0 | 0 | 0 | 0 | 0
IL Fac. Spec. - NOX Rate Summer v3.1, Unit 2710 and retrofits | 411 | 1797 | Rate Constraint in lbs/MMBtu | FALSE | L | Annual | Allowances Withdrawn (1:1) | MTons | 0 | 0 | 0 | 0 | 0 | 0 | 0
IL Fac. Spec. - NOX Rate Summer v3.1, Unit 2710 and retrofits | 411 | 1797 | Rate Constraint in lbs/MMBtu | FALSE | L | Annual | Allowances Withdrawn (n:1) | MTons | 0 | 0 | 0 | 0 | 0 | 0 | 0
IL Fac. Spec. - NOX Rate Summer v3.1, Unit 2710 and retrofits | 411 | 1797 | Rate Constraint in lbs/MMBtu | FALSE | L | Annual | Net Emissions Allowance Position | MTons | 0.021587 | 0.021587 | 0.021587 | 0.021587 | 0.021587 | 0.021587 | 0.021587
IL Fac. Spec. - NOX Rate Summer v3.1, Unit 2710 and retrofits | 411 | 1797 | Rate Constraint in lbs/MMBtu | FALSE | L | Annual | Fuel Consumed | TBtu | 1.7772 | 1.7772 | 1.7772 | 1.7772 | 1.7772 | 1.7772 | 1.7772
IL Fac. Spec. - NOX Rate Summer v3.1, Unit 2710 and retrofits | 411 | 1797 | Rate Constraint in lbs/MMBtu | FALSE | L | Annual | Rate | lb/MMBtu | 0.024293 | 0.024293 | 0.024293 | 0.024293 | 0.024293 | 0.024293 | 0.024293
IL Fac. Spec. - NOX Rate Summer v3.1, Unit 2710 and retrofits | 411 | 1797 | Rate Constraint in lbs/MMBtu | FALSE | L | Annual | Generation | TWh | 0.23826 | 0.23826 | 0.23826 | 0.23826 | 0.23826 | 0.23826 | 0.23826
IL Fac. Spec. - NOX Rate Summer v3.1, Unit 2710 and retrofits | 411 | 1797 | Rate Constraint in lbs/MMBtu | FALSE | L | Annual | Qualifying Generation | TWh | 0.23826 | 0.23826 | 0.23826 | 0.23826 | 0.23826 | 0.23826 | 0.23826
IL Fac. Spec. - NOX Rate Summer v3.1, Unit 2710 and retrofits | 411 | 1797 | Rate Constraint in lbs/MMBtu | FALSE | L | Annual | Rate | lb/MWh | 0.090602 | 0.090602 | 0.090602 | 0.090602 | 0.090602 | 0.090602 | 0.090602
IL Fac. Spec. - NOX Rate Summer v3.1, Unit 2710 and retrofits | 411 | 1797 | Rate Constraint in lbs/MMBtu | FALSE | L | Annual | Constraint Shadow Price | US$/Ton | 0 | 0 | 0 | 0 | 0 | 0 | 0
IL Fac. Spec. - NOX Rate Summer v3.1, Unit 2711 and retrofits | 412 | 1797 | Rate Constraint in lbs/MMBtu | FALSE | L | Annual | Seasons Included | Seasons | Summer | Summer | Summer | Summer | Summer | Summer | Summer
IL Fac. Spec. - NOX Rate Summer v3.1, Unit 2711 and retrofits | 412 | 1797 | Rate Constraint in lbs/MMBtu | FALSE | L | Annual | Standard | lb/MMBtu | 0.25 | 0.25 | 0.25 | 0.25 | 0.25 | 0.25 | 0.25
IL Fac. Spec. - NOX Rate Summer v3.1, Unit 2711 and retrofits | 412 | 1797 | Rate Constraint in lbs/MMBtu | FALSE | L | Annual | Emissions at Affected Plants NOX | MTons | 0.01775 | 0.01775 | 0.01775 | 0.01775 | 0.01775 | 0.01775 | 0.01775
IL Fac. Spec. - NOX Rate Summer v3.1, Unit 2711 and retrofits | 412 | 1797 | Rate Constraint in lbs/MMBtu | FALSE | L | Annual | Allowances Purchased NOX | MTons | 0 | 0 | 0 | 0 | 0 | 0 | 0
IL Fac. Spec. - NOX Rate Summer v3.1, Unit 2711 and retrofits | 412 | 1797 | Rate Constraint in lbs/MMBtu | FALSE | L | Annual | Allowances Sold NOX | MTons | 0 | 0 | 0 | 0 | 0 | 0 | 0
IL Fac. Spec. - NOX Rate Summer v3.1, Unit 2711 and retrofits | 412 | 1797 | Rate Constraint in lbs/MMBtu | FALSE | L | Annual | Allowances Banked | MTons | 0 | 0 | 0 | 0 | 0 | 0 | 0
IL Fac. Spec. - NOX Rate Summer v3.1, Unit 2711 and retrofits | 412 | 1797 | Rate Constraint in lbs/MMBtu | FALSE | L | Annual | Allowances Withdrawn (1:1) | MTons | 0 | 0 | 0 | 0 | 0 | 0 | 0
IL Fac. Spec. - NOX Rate Summer v3.1, Unit 2711 and retrofits | 412 | 1797 | Rate Constraint in lbs/MMBtu | FALSE | L | Annual | Allowances Withdrawn (n:1) | MTons | 0 | 0 | 0 | 0 | 0 | 0 | 0
IL Fac. Spec. - NOX Rate Summer v3.1, Unit 2711 and retrofits | 412 | 1797 | Rate Constraint in lbs/MMBtu | FALSE | L | Annual | Net Emissions Allowance Position | MTons | 0.01775 | 0.01775 | 0.01775 | 0.01775 | 0.01775 | 0.01775 | 0.01775
IL Fac. Spec. - NOX Rate Summer v3.1, Unit 2711 and retrofits | 412 | 1797 | Rate Constraint in lbs/MMBtu | FALSE | L | Annual | Fuel Consumed | TBtu | 1.3884 | 1.3884 | 1.3884 | 1.3884 | 1.3884 | 1.3884 | 1.3884
IL Fac. Spec. - NOX Rate Summer v3.1, Unit 2711 and retrofits | 412 | 1797 | Rate Constraint in lbs/MMBtu | FALSE | L | Annual | Rate | lb/MMBtu | 0.025569 | 0.025569 | 0.025569 | 0.025569 | 0.025569 | 0.025569 | 0.025569
IL Fac. Spec. - NOX Rate Summer v3.1, Unit 2711 and retrofits | 412 | 1797 | Rate Constraint in lbs/MMBtu | FALSE | L | Annual | Generation | TWh | 0.18614 | 0.18614 | 0.18614 | 0.18614 | 0.18614 | 0.18614 | 0.18614
IL Fac. Spec. - NOX Rate Summer v3.1, Unit 2711 and retrofits | 412 | 1797 | Rate Constraint in lbs/MMBtu | FALSE | L | Annual | Qualifying Generation | TWh | 0.18614 | 0.18614 | 0.18614 | 0.18614 | 0.18614 | 0.18614 | 0.18614
IL Fac. Spec. - NOX Rate Summer v3.1, Unit 2711 and retrofits | 412 | 1797 | Rate Constraint in lbs/MMBtu | FALSE | L | Annual | Rate | lb/MWh | 0.095359 | 0.095359 | 0.095359 | 0.095359 | 0.095359 | 0.095359 | 0.095359
IL Fac. Spec. - NOX Rate Summer v3.1, Unit 2711 and retrofits | 412 | 1797 | Rate Constraint in lbs/MMBtu | FALSE | L | Annual | Constraint Shadow Price | US$/Ton | 0 | 0 | 0 | 0 | 0 | 0 | 0
IL Fac. Spec. - NOX Rate Summer v3.1, Unit 2712 and retrofits | 413 | 1797 | Rate Constraint in lbs/MMBtu | FALSE | L | Annual | Seasons Included | Seasons | Summer | Summer | Summer | Summer | Summer | Summer | Summer
IL Fac. Spec. - NOX Rate Summer v3.1, Unit 2712 and retrofits | 413 | 1797 | Rate Constraint in lbs/MMBtu | FALSE | L | Annual | Standard | lb/MMBtu | 0.25 | 0.25 | 0.25 | 0.25 | 0.25 | 0.25 | 0.25
IL Fac. Spec. - NOX Rate Summer v3.1, Unit 2712 and retrofits | 413 | 1797 | Rate Constraint in lbs/MMBtu | FALSE | L | Annual | Emissions at Affected Plants NOX | MTons | 0.017216 | 0.017216 | 0.017216 | 0.017216 | 0.017216 | 0.017216 | 0.017216
IL Fac. Spec. - NOX Rate Summer v3.1, Unit 2712 and retrofits | 413 | 1797 | Rate Constraint in lbs/MMBtu | FALSE | L | Annual | Allowances Purchased NOX | MTons | 0 | 0 | 0 | 0 | 0 | 0 | 0
IL Fac. Spec. - NOX Rate Summer v3.1, Unit 2712 and retrofits | 413 | 1797 | Rate Constraint in lbs/MMBtu | FALSE | L | Annual | Allowances Sold NOX | MTons | 0 | 0 | 0 | 0 | 0 | 0 | 0
IL Fac. Spec. - NOX Rate Summer v3.1, Unit 2712 and retrofits | 413 | 1797 | Rate Constraint in lbs/MMBtu | FALSE | L | Annual | Allowances Banked | MTons | 0 | 0 | 0 | 0 | 0 | 0 | 0
IL Fac. Spec. - NOX Rate Summer v3.1, Unit 2712 and retrofits | 413 | 1797 | Rate Constraint in lbs/MMBtu | FALSE | L | Annual | Allowances Withdrawn (1:1) | MTons | 0 | 0 | 0 | 0 | 0 | 0 | 0
IL Fac. Spec. - NOX Rate Summer v3.1, Unit 2712 and retrofits | 413 | 1797 | Rate Constraint in lbs/MMBtu | FALSE | L | Annual | Allowances Withdrawn (n:1) | MTons | 0 | 0 | 0 | 0 | 0 | 0 | 0
IL Fac. Spec. - NOX Rate Summer v3.1, Unit 2712 and retrofits | 413 | 1797 | Rate Constraint in lbs/MMBtu | FALSE | L | Annual | Net Emissions Allowance Position | MTons | 0.017216 | 0.017216 | 0.017216 | 0.017216 | 0.017216 | 0.017216 | 0.017216
IL Fac. Spec. - NOX Rate Summer v3.1, Unit 2712 and retrofits | 413 | 1797 | Rate Constraint in lbs/MMBtu | FALSE | L | Annual | Fuel Consumed | TBtu | 1.3884 | 1.3884 | 1.3884 | 1.3884 | 1.3884 | 1.3884 | 1.3884
IL Fac. Spec. - NOX Rate Summer v3.1, Unit 2712 and retrofits | 413 | 1797 | Rate Constraint in lbs/MMBtu | FALSE | L | Annual | Rate | lb/MMBtu | 0.0248 | 0.0248 | 0.0248 | 0.0248 | 0.0248 | 0.0248 | 0.0248
IL Fac. Spec. - NOX Rate Summer v3.1, Unit 2712 and retrofits | 413 | 1797 | Rate Constraint in lbs/MMBtu | FALSE | L | Annual | Generation | TWh | 0.18614 | 0.18614 | 0.18614 | 0.18614 | 0.18614 | 0.18614 | 0.18614
IL Fac. Spec. - NOX Rate Summer v3.1, Unit 2712 and retrofits | 413 | 1797 | Rate Constraint in lbs/MMBtu | FALSE | L | Annual | Qualifying Generation | TWh | 0.18614 | 0.18614 | 0.18614 | 0.18614 | 0.18614 | 0.18614 | 0.18614
IL Fac. Spec. - NOX Rate Summer v3.1, Unit 2712 and retrofits | 413 | 1797 | Rate Constraint in lbs/MMBtu | FALSE | L | Annual | Rate | lb/MWh | 0.092492 | 0.092492 | 0.092492 | 0.092492 | 0.092492 | 0.092492 | 0.092492
IL Fac. Spec. - NOX Rate Summer v3.1, Unit 2712 and retrofits | 413 | 1797 | Rate Constraint in lbs/MMBtu | FALSE | L | Annual | Constraint Shadow Price | US$/Ton | 0 | 0 | 0 | 0 | 0 | 0 | 0
IL Fac. Spec. - NOX Rate Summer v3.1, Unit 2713 and retrofits | 414 | 1797 | Rate Constraint in lbs/MMBtu | FALSE | L | Annual | Seasons Included | Seasons | Summer | Summer | Summer | Summer | Summer | Summer | Summer
IL Fac. Spec. - NOX Rate Summer v3.1, Unit 2713 and retrofits | 414 | 1797 | Rate Constraint in lbs/MMBtu | FALSE | L | Annual | Standard | lb/MMBtu | 0.25 | 0.25 | 0.25 | 0.25 | 0.25 | 0.25 | 0.25
IL Fac. Spec. - NOX Rate Summer v3.1, Unit 2713 and retrofits | 414 | 1797 | Rate Constraint in lbs/MMBtu | FALSE | L | Annual | Emissions at Affected Plants NOX | MTons | 0.019415 | 0.019415 | 0.019415 | 0.019415 | 0.019415 | 0.019415 | 0.019415
IL Fac. Spec. - NOX Rate Summer v3.1, Unit 2713 and retrofits | 414 | 1797 | Rate Constraint in lbs/MMBtu | FALSE | L | Annual | Allowances Purchased NOX | MTons | 0 | 0 | 0 | 0 | 0 | 0 | 0
IL Fac. Spec. - NOX Rate Summer v3.1, Unit 2713 and retrofits | 414 | 1797 | Rate Constraint in lbs/MMBtu | FALSE | L | Annual | Allowances Sold NOX | MTons | 0 | 0 | 0 | 0 | 0 | 0 | 0
IL Fac. Spec. - NOX Rate Summer v3.1, Unit 2713 and retrofits | 414 | 1797 | Rate Constraint in lbs/MMBtu | FALSE | L | Annual | Allowances Banked | MTons | 0 | 0 | 0 | 0 | 0 | 0 | 0
IL Fac. Spec. - NOX Rate Summer v3.1, Unit 2713 and retrofits | 414 | 1797 | Rate Constraint in lbs/MMBtu | FALSE | L | Annual | Allowances Withdrawn (1:1) | MTons | 0 | 0 | 0 | 0 | 0 | 0 | 0
IL Fac. Spec. - NOX Rate Summer v3.1, Unit 2713 and retrofits | 414 | 1797 | Rate Constraint in lbs/MMBtu | FALSE | L | Annual | Allowances Withdrawn (n:1) | MTons | 0 | 0 | 0 | 0 | 0 | 0 | 0
IL Fac. Spec. - NOX Rate Summer v3.1, Unit 2713 and retrofits | 414 | 1797 | Rate Constraint in lbs/MMBtu | FALSE | L | Annual | Net Emissions Allowance Position | MTons | 0.019415 | 0.019415 | 0.019415 | 0.019415 | 0.019415 | 0.019415 | 0.019415
IL Fac. Spec. - NOX Rate Summer v3.1, Unit 2713 and retrofits | 414 | 1797 | Rate Constraint in lbs/MMBtu | FALSE | L | Annual | Fuel Consumed | TBtu | 1.3884 | 1.3884 | 1.3884 | 1.3884 | 1.3884 | 1.3884 | 1.3884
IL Fac. Spec. - NOX Rate Summer v3.1, Unit 2713 and retrofits | 414 | 1797 | Rate Constraint in lbs/MMBtu | FALSE | L | Annual | Rate | lb/MMBtu | 0.027967 | 0.027967 | 0.027967 | 0.027967 | 0.027967 | 0.027967 | 0.027967
IL Fac. Spec. - NOX Rate Summer v3.1, Unit 2713 and retrofits | 414 | 1797 | Rate Constraint in lbs/MMBtu | FALSE | L | Annual | Generation | TWh | 0.18614 | 0.18614 | 0.18614 | 0.18614 | 0.18614 | 0.18614 | 0.18614
IL Fac. Spec. - NOX Rate Summer v3.1, Unit 2713 and retrofits | 414 | 1797 | Rate Constraint in lbs/MMBtu | FALSE | L | Annual | Qualifying Generation | TWh | 0.18614 | 0.18614 | 0.18614 | 0.18614 | 0.18614 | 0.18614 | 0.18614
IL Fac. Spec. - NOX Rate Summer v3.1, Unit 2713 and retrofits | 414 | 1797 | Rate Constraint in lbs/MMBtu | FALSE | L | Annual | Rate | lb/MWh | 0.1043 | 0.1043 | 0.1043 | 0.1043 | 0.1043 | 0.1043 | 0.1043
IL Fac. Spec. - NOX Rate Summer v3.1, Unit 2713 and retrofits | 414 | 1797 | Rate Constraint in lbs/MMBtu | FALSE | L | Annual | Constraint Shadow Price | US$/Ton | 0 | 0 | 0 | 0 | 0 | 0 | 0
IL Fac. Spec. - NOX Rate Summer v3.1, Unit 2714 and retrofits | 415 | 1797 | Rate Constraint in lbs/MMBtu | FALSE | L | Annual | Seasons Included | Seasons | Summer | Summer | Summer | Summer | Summer | Summer | Summer
IL Fac. Spec. - NOX Rate Summer v3.1, Unit 2714 and retrofits | 415 | 1797 | Rate Constraint in lbs/MMBtu | FALSE | L | Annual | Standard | lb/MMBtu | 0.25 | 0.25 | 0.25 | 0.25 | 0.25 | 0.25 | 0.25
IL Fac. Spec. - NOX Rate Summer v3.1, Unit 2714 and retrofits | 415 | 1797 | Rate Constraint in lbs/MMBtu | FALSE | L | Annual | Emissions at Affected Plants NOX | MTons | 0.016865 | 0.016865 | 0.016865 | 0.016865 | 0.016865 | 0.016865 | 0.016865
IL Fac. Spec. - NOX Rate Summer v3.1, Unit 2714 and retrofits | 415 | 1797 | Rate Constraint in lbs/MMBtu | FALSE | L | Annual | Allowances Purchased NOX | MTons | 0 | 0 | 0 | 0 | 0 | 0 | 0
IL Fac. Spec. - NOX Rate Summer v3.1, Unit 2714 and retrofits | 415 | 1797 | Rate Constraint in lbs/MMBtu | FALSE | L | Annual | Allowances Sold NOX | MTons | 0 | 0 | 0 | 0 | 0 | 0 | 0
IL Fac. Spec. - NOX Rate Summer v3.1, Unit 2714 and retrofits | 415 | 1797 | Rate Constraint in lbs/MMBtu | FALSE | L | Annual | Allowances Banked | MTons | 0 | 0 | 0 | 0 | 0 | 0 | 0
IL Fac. Spec. - NOX Rate Summer v3.1, Unit 2714 and retrofits | 415 | 1797 | Rate Constraint in lbs/MMBtu | FALSE | L | Annual | Allowances Withdrawn (1:1) | MTons | 0 | 0 | 0 | 0 | 0 | 0 | 0
IL Fac. Spec. - NOX Rate Summer v3.1, Unit 2714 and retrofits | 415 | 1797 | Rate Constraint in lbs/MMBtu | FALSE | L | Annual | Allowances Withdrawn (n:1) | MTons | 0 | 0 | 0 | 0 | 0 | 0 | 0
IL Fac. Spec. - NOX Rate Summer v3.1, Unit 2714 and retrofits | 415 | 1797 | Rate Constraint in lbs/MMBtu | FALSE | L | Annual | Net Emissions Allowance Position | MTons | 0.016865 | 0.016865 | 0.016865 | 0.016865 | 0.016865 | 0.016865 | 0.016865
IL Fac. Spec. - NOX Rate Summer v3.1, Unit 2714 and retrofits | 415 | 1797 | Rate Constraint in lbs/MMBtu | FALSE | L | Annual | Fuel Consumed | TBtu | 1.3884 | 1.3884 | 1.3884 | 1.3884 | 1.3884 | 1.3884 | 1.3884
IL Fac. Spec. - NOX Rate Summer v3.1, Unit 2714 and retrofits | 415 | 1797 | Rate Constraint in lbs/MMBtu | FALSE | L | Annual | Rate | lb/MMBtu | 0.024293 | 0.024293 | 0.024293 | 0.024293 | 0.024293 | 0.024293 | 0.024293
IL Fac. Spec. - NOX Rate Summer v3.1, Unit 2714 and retrofits | 415 | 1797 | Rate Constraint in lbs/MMBtu | FALSE | L | Annual | Generation | TWh | 0.18614 | 0.18614 | 0.18614 | 0.18614 | 0.18614 | 0.18614 | 0.18614
IL Fac. Spec. - NOX Rate Summer v3.1, Unit 2714 and retrofits | 415 | 1797 | Rate Constraint in lbs/MMBtu | FALSE | L | Annual | Qualifying Generation | TWh | 0.18614 | 0.18614 | 0.18614 | 0.18614 | 0.18614 | 0.18614 | 0.18614
IL Fac. Spec. - NOX Rate Summer v3.1, Unit 2714 and retrofits | 415 | 1797 | Rate Constraint in lbs/MMBtu | FALSE | L | Annual | Rate | lb/MWh | 0.090602 | 0.090602 | 0.090602 | 0.090602 | 0.090602 | 0.090602 | 0.090602
IL Fac. Spec. - NOX Rate Summer v3.1, Unit 2714 and retrofits | 415 | 1797 | Rate Constraint in lbs/MMBtu | FALSE | L | Annual | Constraint Shadow Price | US$/Ton | 0 | 0 | 0 | 0 | 0 | 0 | 0
IL Fac. Spec. - NOX Rate Summer v3.1, Unit 2716 and retrofits | 416 | 1797 | Rate Constraint in lbs/MMBtu | FALSE | L | Annual | Seasons Included | Seasons | Summer | Summer | Summer | Summer | Summer | Summer | Summer
IL Fac. Spec. - NOX Rate Summer v3.1, Unit 2716 and retrofits | 416 | 1797 | Rate Constraint in lbs/MMBtu | FALSE | L | Annual | Standard | lb/MMBtu | 0.25 | 0.25 | 0.25 | 0.25 | 0.25 | 0.25 | 0.25
IL Fac. Spec. - NOX Rate Summer v3.1, Unit 2716 and retrofits | 416 | 1797 | Rate Constraint in lbs/MMBtu | FALSE | L | Annual | Emissions at Affected Plants NOX | MTons | 0.010767 | 0.010767 | 0.010767 | 0.010767 | 0.010767 | 0.010767 | 0.010767
IL Fac. Spec. - NOX Rate Summer v3.1, Unit 2716 and retrofits | 416 | 1797 | Rate Constraint in lbs/MMBtu | FALSE | L | Annual | Allowances Purchased NOX | MTons | 0 | 0 | 0 | 0 | 0 | 0 | 0
IL Fac. Spec. - NOX Rate Summer v3.1, Unit 2716 and retrofits | 416 | 1797 | Rate Constraint in lbs/MMBtu | FALSE | L | Annual | Allowances Sold NOX | MTons | 0 | 0 | 0 | 0 | 0 | 0 | 0
IL Fac. Spec. - NOX Rate Summer v3.1, Unit 2716 and retrofits | 416 | 1797 | Rate Constraint in lbs/MMBtu | FALSE | L | Annual | Allowances Banked | MTons | 0 | 0 | 0 | 0 | 0 | 0 | 0
IL Fac. Spec. - NOX Rate Summer v3.1, Unit 2716 and retrofits | 416 | 1797 | Rate Constraint in lbs/MMBtu | FALSE | L | Annual | Allowances Withdrawn (1:1) | MTons | 0 | 0 | 0 | 0 | 0 | 0 | 0
IL Fac. Spec. - NOX Rate Summer v3.1, Unit 2716 and retrofits | 416 | 1797 | Rate Constraint in lbs/MMBtu | FALSE | L | Annual | Allowances Withdrawn (n:1) | MTons | 0 | 0 | 0 | 0 | 0 | 0 | 0
IL Fac. Spec. - NOX Rate Summer v3.1, Unit 2716 and retrofits | 416 | 1797 | Rate Constraint in lbs/MMBtu | FALSE | L | Annual | Net Emissions Allowance Position | MTons | 0.010767 | 0.010767 | 0.010767 | 0.010767 | 0.010767 | 0.010767 | 0.010767
IL Fac. Spec. - NOX Rate Summer v3.1, Unit 2716 and retrofits | 416 | 1797 | Rate Constraint in lbs/MMBtu | FALSE | L | Annual | Fuel Consumed | TBtu | 0.27368 | 0.27368 | 0.27368 | 0.27368 | 0.27368 | 0.27368 | 0.27368
IL Fac. Spec. - NOX Rate Summer v3.1, Unit 2716 and retrofits | 416 | 1797 | Rate Constraint in lbs/MMBtu | FALSE | L | Annual | Rate | lb/MMBtu | 0.078687 | 0.078687 | 0.078687 | 0.078687 | 0.078687 | 0.078687 | 0.078687
IL Fac. Spec. - NOX Rate Summer v3.1, Unit 2716 and retrofits | 416 | 1797 | Rate Constraint in lbs/MMBtu | FALSE | L | Annual | Generation | TWh | 0.04641 | 0.04641 | 0.04641 | 0.04641 | 0.04641 | 0.04641 | 0.04641
IL Fac. Spec. - NOX Rate Summer v3.1, Unit 2716 and retrofits | 416 | 1797 | Rate Constraint in lbs/MMBtu | FALSE | L | Annual | Qualifying Generation | TWh | 0.04641 | 0.04641 | 0.04641 | 0.04641 | 0.04641 | 0.04641 | 0.04641
IL Fac. Spec. - NOX Rate Summer v3.1, Unit 2716 and retrofits | 416 | 1797 | Rate Constraint in lbs/MMBtu | FALSE | L | Annual | Rate | lb/MWh | 0.23201 | 0.23201 | 0.23201 | 0.23201 | 0.23201 | 0.23201 | 0.23201
IL Fac. Spec. - NOX Rate Summer v3.1, Unit 2716 and retrofits | 416 | 1797 | Rate Constraint in lbs/MMBtu | FALSE | L | Annual | Constraint Shadow Price | US$/Ton | 0 | 0 | 0 | 0 | 0 | 0 | 0
IL Fac. Spec. - NOX Rate Summer v3.1, Unit 2717 and retrofits | 417 | 1797 | Rate Constraint in lbs/MMBtu | FALSE | L | Annual | Seasons Included | Seasons | Summer | Summer | Summer | Summer | Summer | Summer | Summer
IL Fac. Spec. - NOX Rate Summer v3.1, Unit 2717 and retrofits | 417 | 1797 | Rate Constraint in lbs/MMBtu | FALSE | L | Annual | Standard | lb/MMBtu | 0.25 | 0.25 | 0.25 | 0.25 | 0.25 | 0.25 | 0.25
IL Fac. Spec. - NOX Rate Summer v3.1, Unit 2717 and retrofits | 417 | 1797 | Rate Constraint in lbs/MMBtu | FALSE | L | Annual | Emissions at Affected Plants NOX | MTons | 0.010767 | 0.010767 | 0.010767 | 0.010767 | 0.010767 | 0.010767 | 0.010767
IL Fac. Spec. - NOX Rate Summer v3.1, Unit 2717 and retrofits | 417 | 1797 | Rate Constraint in lbs/MMBtu | FALSE | L | Annual | Allowances Purchased NOX | MTons | 0 | 0 | 0 | 0 | 0 | 0 | 0
IL Fac. Spec. - NOX Rate Summer v3.1, Unit 2717 and retrofits | 417 | 1797 | Rate Constraint in lbs/MMBtu | FALSE | L | Annual | Allowances Sold NOX | MTons | 0 | 0 | 0 | 0 | 0 | 0 | 0
IL Fac. Spec. - NOX Rate Summer v3.1, Unit 2717 and retrofits | 417 | 1797 | Rate Constraint in lbs/MMBtu | FALSE | L | Annual | Allowances Banked | MTons | 0 | 0 | 0 | 0 | 0 | 0 | 0
IL Fac. Spec. - NOX Rate Summer v3.1, Unit 2717 and retrofits | 417 | 1797 | Rate Constraint in lbs/MMBtu | FALSE | L | Annual | Allowances Withdrawn (1:1) | MTons | 0 | 0 | 0 | 0 | 0 | 0 | 0
IL Fac. Spec. - NOX Rate Summer v3.1, Unit 2717 and retrofits | 417 | 1797 | Rate Constraint in lbs/MMBtu | FALSE | L | Annual | Allowances Withdrawn (n:1) | MTons | 0 | 0 | 0 | 0 | 0 | 0 | 0
IL Fac. Spec. - NOX Rate Summer v3.1, Unit 2717 and retrofits | 417 | 1797 | Rate Constraint in lbs/MMBtu | FALSE | L | Annual | Net Emissions Allowance Position | MTons | 0.010767 | 0.010767 | 0.010767 | 0.010767 | 0.010767 | 0.010767 | 0.010767
IL Fac. Spec. - NOX Rate Summer v3.1, Unit 2717 and retrofits | 417 | 1797 | Rate Constraint in lbs/MMBtu | FALSE | L | Annual | Fuel Consumed | TBtu | 0.27368 | 0.27368 | 0.27368 | 0.27368 | 0.27368 | 0.27368 | 0.27368
IL Fac. Spec. - NOX Rate Summer v3.1, Unit 2717 and retrofits | 417 | 1797 | Rate Constraint in lbs/MMBtu | FALSE | L | Annual | Rate | lb/MMBtu | 0.078687 | 0.078687 | 0.078687 | 0.078687 | 0.078687 | 0.078687 | 0.078687
IL Fac. Spec. - NOX Rate Summer v3.1, Unit 2717 and retrofits | 417 | 1797 | Rate Constraint in lbs/MMBtu | FALSE | L | Annual | Generation | TWh | 0.04641 | 0.04641 | 0.04641 | 0.04641 | 0.04641 | 0.04641 | 0.04641
IL Fac. Spec. - NOX Rate Summer v3.1, Unit 2717 and retrofits | 417 | 1797 | Rate Constraint in lbs/MMBtu | FALSE | L | Annual | Qualifying Generation | TWh | 0.04641 | 0.04641 | 0.04641 | 0.04641 | 0.04641 | 0.04641 | 0.04641
IL Fac. Spec. - NOX Rate Summer v3.1, Unit 2717 and retrofits | 417 | 1797 | Rate Constraint in lbs/MMBtu | FALSE | L | Annual | Rate | lb/MWh | 0.23201 | 0.23201 | 0.23201 | 0.23201 | 0.23201 | 0.23201 | 0.23201
IL Fac. Spec. - NOX Rate Summer v3.1, Unit 2717 and retrofits | 417 | 1797 | Rate Constraint in lbs/MMBtu | FALSE | L | Annual | Constraint Shadow Price | US$/Ton | 0 | 0 | 0 | 0 | 0 | 0 | 0
IL Fac. Spec. - NOX Rate Summer v3.1, Unit 2718 and retrofits | 418 | 1797 | Rate Constraint in lbs/MMBtu | FALSE | L | Annual | Seasons Included | Seasons | Summer | Summer | Summer | Summer | Summer | Summer | Summer
IL Fac. Spec. - NOX Rate Summer v3.1, Unit 2718 and retrofits | 418 | 1797 | Rate Constraint in lbs/MMBtu | FALSE | L | Annual | Standard | lb/MMBtu | 0.25 | 0.25 | 0.25 | 0.25 | 0.25 | 0.25 | 0.25
IL Fac. Spec. - NOX Rate Summer v3.1, Unit 2718 and retrofits | 418 | 1797 | Rate Constraint in lbs/MMBtu | FALSE | L | Annual | Emissions at Affected Plants NOX | MTons | 0.010767 | 0.010767 | 0.010767 | 0.010767 | 0.010767 | 0.010767 | 0.010767
IL Fac. Spec. - NOX Rate Summer v3.1, Unit 2718 and retrofits | 418 | 1797 | Rate Constraint in lbs/MMBtu | FALSE | L | Annual | Allowances Purchased NOX | MTons | 0 | 0 | 0 | 0 | 0 | 0 | 0
IL Fac. Spec. - NOX Rate Summer v3.1, Unit 2718 and retrofits | 418 | 1797 | Rate Constraint in lbs/MMBtu | FALSE | L | Annual | Allowances Sold NOX | MTons | 0 | 0 | 0 | 0 | 0 | 0 | 0
IL Fac. Spec. - NOX Rate Summer v3.1, Unit 2718 and retrofits | 418 | 1797 | Rate Constraint in lbs/MMBtu | FALSE | L | Annual | Allowances Banked | MTons | 0 | 0 | 0 | 0 | 0 | 0 | 0
IL Fac. Spec. - NOX Rate Summer v3.1, Unit 2718 and retrofits | 418 | 1797 | Rate Constraint in lbs/MMBtu | FALSE | L | Annual | Allowances Withdrawn (1:1) | MTons | 0 | 0 | 0 | 0 | 0 | 0 | 0
IL Fac. Spec. - NOX Rate Summer v3.1, Unit 2718 and retrofits | 418 | 1797 | Rate Constraint in lbs/MMBtu | FALSE | L | Annual | Allowances Withdrawn (n:1) | MTons | 0 | 0 | 0 | 0 | 0 | 0 | 0
IL Fac. Spec. - NOX Rate Summer v3.1, Unit 2718 and retrofits | 418 | 1797 | Rate Constraint in lbs/MMBtu | FALSE | L | Annual | Net Emissions Allowance Position | MTons | 0.010767 | 0.010767 | 0.010767 | 0.010767 | 0.010767 | 0.010767 | 0.010767
IL Fac. Spec. - NOX Rate Summer v3.1, Unit 2718 and retrofits | 418 | 1797 | Rate Constraint in lbs/MMBtu | FALSE | L | Annual | Fuel Consumed | TBtu | 0.27368 | 0.27368 | 0.27368 | 0.27368 | 0.27368 | 0.27368 | 0.27368
IL Fac. Spec. - NOX Rate Summer v3.1, Unit 2718 and retrofits | 418 | 1797 | Rate Constraint in lbs/MMBtu | FALSE | L | Annual | Rate | lb/MMBtu | 0.078687 | 0.078687 | 0.078687 | 0.078687 | 0.078687 | 0.078687 | 0.078687
IL Fac. Spec. - NOX Rate Summer v3.1, Unit 2718 and retrofits | 418 | 1797 | Rate Constraint in lbs/MMBtu | FALSE | L | Annual | Generation | TWh | 0.04641 | 0.04641 | 0.04641 | 0.04641 | 0.04641 | 0.04641 | 0.04641
IL Fac. Spec. - NOX Rate Summer v3.1, Unit 2718 and retrofits | 418 | 1797 | Rate Constraint in lbs/MMBtu | FALSE | L | Annual | Qualifying Generation | TWh | 0.04641 | 0.04641 | 0.04641 | 0.04641 | 0.04641 | 0.04641 | 0.04641
IL Fac. Spec. - NOX Rate Summer v3.1, Unit 2718 and retrofits | 418 | 1797 | Rate Constraint in lbs/MMBtu | FALSE | L | Annual | Rate | lb/MWh | 0.23201 | 0.23201 | 0.23201 | 0.23201 | 0.23201 | 0.23201 | 0.23201
IL Fac. Spec. - NOX Rate Summer v3.1, Unit 2718 and retrofits | 418 | 1797 | Rate Constraint in lbs/MMBtu | FALSE | L | Annual | Constraint Shadow Price | US$/Ton | 0 | 0 | 0 | 0 | 0 | 0 | 0
IL Fac. Spec. - NOX Rate Summer v3.1, Unit 2719 and retrofits | 419 | 1797 | Rate Constraint in lbs/MMBtu | FALSE | L | Annual | Seasons Included | Seasons | Summer | Summer | Summer | Summer | Summer | Summer | Summer
IL Fac. Spec. - NOX Rate Summer v3.1, Unit 2719 and retrofits | 419 | 1797 | Rate Constraint in lbs/MMBtu | FALSE | L | Annual | Standard | lb/MMBtu | 0.25 | 0.25 | 0.25 | 0.25 | 0.25 | 0.25 | 0.25
IL Fac. Spec. - NOX Rate Summer v3.1, Unit 2719 and retrofits | 419 | 1797 | Rate Constraint in lbs/MMBtu | FALSE | L | Annual | Emissions at Affected Plants NOX | MTons | 0.017568 | 0.017568 | 0.017568 | 0.017568 | 0.017568 | 0.017568 | 0.017568
IL Fac. Spec. - NOX Rate Summer v3.1, Unit 2719 and retrofits | 419 | 1797 | Rate Constraint in lbs/MMBtu | FALSE | L | Annual | Allowances Purchased NOX | MTons | 0 | 0 | 0 | 0 | 0 | 0 | 0
IL Fac. Spec. - NOX Rate Summer v3.1, Unit 2719 and retrofits | 419 | 1797 | Rate Constraint in lbs/MMBtu | FALSE | L | Annual | Allowances Sold NOX | MTons | 0 | 0 | 0 | 0 | 0 | 0 | 0
IL Fac. Spec. - NOX Rate Summer v3.1, Unit 2719 and retrofits | 419 | 1797 | Rate Constraint in lbs/MMBtu | FALSE | L | Annual | Allowances Banked | MTons | 0 | 0 | 0 | 0 | 0 | 0 | 0
IL Fac. Spec. - NOX Rate Summer v3.1, Unit 2719 and retrofits | 419 | 1797 | Rate Constraint in lbs/MMBtu | FALSE | L | Annual | Allowances Withdrawn (1:1) | MTons | 0 | 0 | 0 | 0 | 0 | 0 | 0
IL Fac. Spec. - NOX Rate Summer v3.1, Unit 2719 and retrofits | 419 | 1797 | Rate Constraint in lbs/MMBtu | FALSE | L | Annual | Allowances Withdrawn (n:1) | MTons | 0 | 0 | 0 | 0 | 0 | 0 | 0
IL Fac. Spec. - NOX Rate Summer v3.1, Unit 2719 and retrofits | 419 | 1797 | Rate Constraint in lbs/MMBtu | FALSE | L | Annual | Net Emissions Allowance Position | MTons | 0.017568 | 0.017568 | 0.017568 | 0.017568 | 0.017568 | 0.017568 | 0.017568
IL Fac. Spec. - NOX Rate Summer v3.1, Unit 2719 and retrofits | 419 | 1797 | Rate Constraint in lbs/MMBtu | FALSE | L | Annual | Fuel Consumed | TBtu | 0.44653 | 0.44653 | 0.44653 | 0.44653 | 0.44653 | 0.44653 | 0.44653
IL Fac. Spec. - NOX Rate Summer v3.1, Unit 2719 and retrofits | 419 | 1797 | Rate Constraint in lbs/MMBtu | FALSE | L | Annual | Rate | lb/MMBtu | 0.078687 | 0.078687 | 0.078687 | 0.078687 | 0.078687 | 0.078687 | 0.078687
IL Fac. Spec. - NOX Rate Summer v3.1, Unit 2719 and retrofits | 419 | 1797 | Rate Constraint in lbs/MMBtu | FALSE | L | Annual | Generation | TWh | 0.075721 | 0.075721 | 0.075721 | 0.075721 | 0.075721 | 0.075721 | 0.075721
IL Fac. Spec. - NOX Rate Summer v3.1, Unit 2719 and retrofits | 419 | 1797 | Rate Constraint in lbs/MMBtu | FALSE | L | Annual | Qualifying Generation | TWh | 0.075721 | 0.075721 | 0.075721 | 0.075721 | 0.075721 | 0.075721 | 0.075721
IL Fac. Spec. - NOX Rate Summer v3.1, Unit 2719 and retrofits | 419 | 1797 | Rate Constraint in lbs/MMBtu | FALSE | L | Annual | Rate | lb/MWh | 0.23201 | 0.23201 | 0.23201 | 0.23201 | 0.23201 | 0.23201 | 0.23201
IL Fac. Spec. - NOX Rate Summer v3.1, Unit 2719 and retrofits | 419 | 1797 | Rate Constraint in lbs/MMBtu | FALSE | L | Annual | Constraint Shadow Price | US$/Ton | 0 | 0 | 0 | 0 | 0 | 0 | 0
IL Fac. Spec. - NOX Rate Summer v3.1, Unit 2853 and retrofits | 420 | 1797 | Rate Constraint in lbs/MMBtu | FALSE | L | Annual | Seasons Included | Seasons | Summer | Summer | Summer | Summer | Summer | Summer | Summer
IL Fac. Spec. - NOX Rate Summer v3.1, Unit 2853 and retrofits | 420 | 1797 | Rate Constraint in lbs/MMBtu | FALSE | L | Annual | Standard | lb/MMBtu | 0.25 | 0.25 | 0.25 | 0.25 | 0.25 | 0.25 | 0.25
IL Fac. Spec. - NOX Rate Summer v3.1, Unit 2853 and retrofits | 420 | 1797 | Rate Constraint in lbs/MMBtu | FALSE | L | Annual | Emissions at Affected Plants NOX | MTons | 0.0061786 | 0.0061786 | 0.0061786 | 0.0061786 | 0.0061786 | 0.018558 | 0.018558
IL Fac. Spec. - NOX Rate Summer v3.1, Unit 2853 and retrofits | 420 | 1797 | Rate Constraint in lbs/MMBtu | FALSE | L | Annual | Allowances Purchased NOX | MTons | 0 | 0 | 0 | 0 | 0 | 0 | 0
IL Fac. Spec. - NOX Rate Summer v3.1, Unit 2853 and retrofits | 420 | 1797 | Rate Constraint in lbs/MMBtu | FALSE | L | Annual | Allowances Sold NOX | MTons | 0 | 0 | 0 | 0 | 0 | 0 | 0
IL Fac. Spec. - NOX Rate Summer v3.1, Unit 2853 and retrofits | 420 | 1797 | Rate Constraint in lbs/MMBtu | FALSE | L | Annual | Allowances Banked | MTons | 0 | 0 | 0 | 0 | 0 | 0 | 0
IL Fac. Spec. - NOX Rate Summer v3.1, Unit 2853 and retrofits | 420 | 1797 | Rate Constraint in lbs/MMBtu | FALSE | L | Annual | Allowances Withdrawn (1:1) | MTons | 0 | 0 | 0 | 0 | 0 | 0 | 0
IL Fac. Spec. - NOX Rate Summer v3.1, Unit 2853 and retrofits | 420 | 1797 | Rate Constraint in lbs/MMBtu | FALSE | L | Annual | Allowances Withdrawn (n:1) | MTons | 0 | 0 | 0 | 0 | 0 | 0 | 0
IL Fac. Spec. - NOX Rate Summer v3.1, Unit 2853 and retrofits | 420 | 1797 | Rate Constraint in lbs/MMBtu | FALSE | L | Annual | Net Emissions Allowance Position | MTons | 0.0061786 | 0.0061786 | 0.0061786 | 0.0061786 | 0.0061786 | 0.018558 | 0.018558
IL Fac. Spec. - NOX Rate Summer v3.1, Unit 2853 and retrofits | 420 | 1797 | Rate Constraint in lbs/MMBtu | FALSE | L | Annual | Fuel Consumed | TBtu | 0.62559 | 0.62559 | 0.62559 | 0.62559 | 0.62559 | 1.879 | 1.879
IL Fac. Spec. - NOX Rate Summer v3.1, Unit 2853 and retrofits | 420 | 1797 | Rate Constraint in lbs/MMBtu | FALSE | L | Annual | Rate | lb/MMBtu | 0.019753 | 0.019753 | 0.019753 | 0.019753 | 0.019753 | 0.019753 | 0.019753
IL Fac. Spec. - NOX Rate Summer v3.1, Unit 2853 and retrofits | 420 | 1797 | Rate Constraint in lbs/MMBtu | FALSE | L | Annual | Generation | TWh | 0.076844 | 0.076844 | 0.076844 | 0.076844 | 0.076844 | 0.23081 | 0.23081
IL Fac. Spec. - NOX Rate Summer v3.1, Unit 2853 and retrofits | 420 | 1797 | Rate Constraint in lbs/MMBtu | FALSE | L | Annual | Qualifying Generation | TWh | 0.076844 | 0.076844 | 0.076844 | 0.076844 | 0.076844 | 0.23081 | 0.23081
IL Fac. Spec. - NOX Rate Summer v3.1, Unit 2853 and retrofits | 420 | 1797 | Rate Constraint in lbs/MMBtu | FALSE | L | Annual | Rate | lb/MWh | 0.080405 | 0.080405 | 0.080405 | 0.080405 | 0.080405 | 0.080405 | 0.080405
IL Fac. Spec. - NOX Rate Summer v3.1, Unit 2853 and retrofits | 420 | 1797 | Rate Constraint in lbs/MMBtu | FALSE | L | Annual | Constraint Shadow Price | US$/Ton | 0 | 0 | 0 | 0 | 0 | 0 | 0
IL Fac. Spec. - NOX Rate Summer v3.1, Unit 2854 and retrofits | 421 | 1797 | Rate Constraint in lbs/MMBtu | FALSE | L | Annual | Seasons Included | Seasons | Summer | Summer | Summer | Summer | Summer | Summer | Summer
IL Fac. Spec. - NOX Rate Summer v3.1, Unit 2854 and retrofits | 421 | 1797 | Rate Constraint in lbs/MMBtu | FALSE | L | Annual | Standard | lb/MMBtu | 0.25 | 0.25 | 0.25 | 0.25 | 0.25 | 0.25 | 0.25
IL Fac. Spec. - NOX Rate Summer v3.1, Unit 2854 and retrofits | 421 | 1797 | Rate Constraint in lbs/MMBtu | FALSE | L | Annual | Emissions at Affected Plants NOX | MTons | 0.0061786 | 0.0061786 | 0.0061786 | 0.0061786 | 0.0061786 | 0.018558 | 0.018558
IL Fac. Spec. - NOX Rate Summer v3.1, Unit 2854 and retrofits | 421 | 1797 | Rate Constraint in lbs/MMBtu | FALSE | L | Annual | Allowances Purchased NOX | MTons | 0 | 0 | 0 | 0 | 0 | 0 | 0
IL Fac. Spec. - NOX Rate Summer v3.1, Unit 2854 and retrofits | 421 | 1797 | Rate Constraint in lbs/MMBtu | FALSE | L | Annual | Allowances Sold NOX | MTons | 0 | 0 | 0 | 0 | 0 | 0 | 0
IL Fac. Spec. - NOX Rate Summer v3.1, Unit 2854 and retrofits | 421 | 1797 | Rate Constraint in lbs/MMBtu | FALSE | L | Annual | Allowances Banked | MTons | 0 | 0 | 0 | 0 | 0 | 0 | 0
IL Fac. Spec. - NOX Rate Summer v3.1, Unit 2854 and retrofits | 421 | 1797 | Rate Constraint in lbs/MMBtu | FALSE | L | Annual | Allowances Withdrawn (1:1) | MTons | 0 | 0 | 0 | 0 | 0 | 0 | 0
IL Fac. Spec. - NOX Rate Summer v3.1, Unit 2854 and retrofits | 421 | 1797 | Rate Constraint in lbs/MMBtu | FALSE | L | Annual | Allowances Withdrawn (n:1) | MTons | 0 | 0 | 0 | 0 | 0 | 0 | 0
IL Fac. Spec. - NOX Rate Summer v3.1, Unit 2854 and retrofits | 421 | 1797 | Rate Constraint in lbs/MMBtu | FALSE | L | Annual | Net Emissions Allowance Position | MTons | 0.0061786 | 0.0061786 | 0.0061786 | 0.0061786 | 0.0061786 | 0.018558 | 0.018558
IL Fac. Spec. - NOX Rate Summer v3.1, Unit 2854 and retrofits | 421 | 1797 | Rate Constraint in lbs/MMBtu | FALSE | L | Annual | Fuel Consumed | TBtu | 0.62559 | 0.62559 | 0.62559 | 0.62559 | 0.62559 | 1.879 | 1.879
IL Fac. Spec. - NOX Rate Summer v3.1, Unit 2854 and retrofits | 421 | 1797 | Rate Constraint in lbs/MMBtu | FALSE | L | Annual | Rate | lb/MMBtu | 0.019753 | 0.019753 | 0.019753 | 0.019753 | 0.019753 | 0.019753 | 0.019753
IL Fac. Spec. - NOX Rate Summer v3.1, Unit 2854 and retrofits | 421 | 1797 | Rate Constraint in lbs/MMBtu | FALSE | L | Annual | Generation | TWh | 0.076844 | 0.076844 | 0.076844 | 0.076844 | 0.076844 | 0.23081 | 0.23081
IL Fac. Spec. - NOX Rate Summer v3.1, Unit 2854 and retrofits | 421 | 1797 | Rate Constraint in lbs/MMBtu | FALSE | L | Annual | Qualifying Generation | TWh | 0.076844 | 0.076844 | 0.076844 | 0.076844 | 0.076844 | 0.23081 | 0.23081
IL Fac. Spec. - NOX Rate Summer v3.1, Unit 2854 and retrofits | 421 | 1797 | Rate Constraint in lbs/MMBtu | FALSE | L | Annual | Rate | lb/MWh | 0.080405 | 0.080405 | 0.080405 | 0.080405 | 0.080405 | 0.080405 | 0.080405
IL Fac. Spec. - NOX Rate Summer v3.1, Unit 2854 and retrofits | 421 | 1797 | Rate Constraint in lbs/MMBtu | FALSE | L | Annual | Constraint Shadow Price | US$/Ton | 0 | 0 | 0 | 0 | 0 | 0 | 0
IL Fac. Spec. - NOX Rate Summer v3.1, Unit 2855 and retrofits | 422 | 1797 | Rate Constraint in lbs/MMBtu | FALSE | L | Annual | Seasons Included | Seasons | Summer | Summer | Summer | Summer | Summer | Summer | Summer
IL Fac. Spec. - NOX Rate Summer v3.1, Unit 2855 and retrofits | 422 | 1797 | Rate Constraint in lbs/MMBtu | FALSE | L | Annual | Standard | lb/MMBtu | 0.25 | 0.25 | 0.25 | 0.25 | 0.25 | 0.25 | 0.25
IL Fac. Spec. - NOX Rate Summer v3.1, Unit 2855 and retrofits | 422 | 1797 | Rate Constraint in lbs/MMBtu | FALSE | L | Annual | Emissions at Affected Plants NOX | MTons | 0.013274 | 0.013274 | 0.013274 | 0.013274 | 0.013274 | 0.039871 | 0.039871
IL Fac. Spec. - NOX Rate Summer v3.1, Unit 2855 and retrofits | 422 | 1797 | Rate Constraint in lbs/MMBtu | FALSE | L | Annual | Allowances Purchased NOX | MTons | 0 | 0 | 0 | 0 | 0 | 0 | 0
IL Fac. Spec. - NOX Rate Summer v3.1, Unit 2855 and retrofits | 422 | 1797 | Rate Constraint in lbs/MMBtu | FALSE | L | Annual | Allowances Sold NOX | MTons | 0 | 0 | 0 | 0 | 0 | 0 | 0
IL Fac. Spec. - NOX Rate Summer v3.1, Unit 2855 and retrofits | 422 | 1797 | Rate Constraint in lbs/MMBtu | FALSE | L | Annual | Allowances Banked | MTons | 0 | 0 | 0 | 0 | 0 | 0 | 0
IL Fac. Spec. - NOX Rate Summer v3.1, Unit 2855 and retrofits | 422 | 1797 | Rate Constraint in lbs/MMBtu | FALSE | L | Annual | Allowances Withdrawn (1:1) | MTons | 0 | 0 | 0 | 0 | 0 | 0 | 0
IL Fac. Spec. - NOX Rate Summer v3.1, Unit 2855 and retrofits | 422 | 1797 | Rate Constraint in lbs/MMBtu | FALSE | L | Annual | Allowances Withdrawn (n:1) | MTons | 0 | 0 | 0 | 0 | 0 | 0 | 0
IL Fac. Spec. - NOX Rate Summer v3.1, Unit 2855 and retrofits | 422 | 1797 | Rate Constraint in lbs/MMBtu | FALSE | L | Annual | Net Emissions Allowance Position | MTons | 0.013274 | 0.013274 | 0.013274 | 0.013274 | 0.013274 | 0.039871 | 0.039871
IL Fac. Spec. - NOX Rate Summer v3.1, Unit 2855 and retrofits | 422 | 1797 | Rate Constraint in lbs/MMBtu | FALSE | L | Annual | Fuel Consumed | TBtu | 1.344 | 1.344 | 1.344 | 1.344 | 1.344 | 4.0369 | 4.0369
IL Fac. Spec. - NOX Rate Summer v3.1, Unit 2855 and retrofits | 422 | 1797 | Rate Constraint in lbs/MMBtu | FALSE | L | Annual | Rate | lb/MMBtu | 0.019753 | 0.019753 | 0.019753 | 0.019753 | 0.019753 | 0.019753 | 0.019753
IL Fac. Spec. - NOX Rate Summer v3.1, Unit 2855 and retrofits | 422 | 1797 | Rate Constraint in lbs/MMBtu | FALSE | L | Annual | Generation | TWh | 0.16509 | 0.16509 | 0.16509 | 0.16509 | 0.16509 | 0.49587 | 0.49587
IL Fac. Spec. - NOX Rate Summer v3.1, Unit 2855 and retrofits | 422 | 1797 | Rate Constraint in lbs/MMBtu | FALSE | L | Annual | Qualifying Generation | TWh | 0.16509 | 0.16509 | 0.16509 | 0.16509 | 0.16509 | 0.49587 | 0.49587
IL Fac. Spec. - NOX Rate Summer v3.1, Unit 2855 and retrofits | 422 | 1797 | Rate Constraint in lbs/MMBtu | FALSE | L | Annual | Rate | lb/MWh | 0.080405 | 0.080405 | 0.080405 | 0.080405 | 0.080405 | 0.080405 | 0.080405
IL Fac. Spec. - NOX Rate Summer v3.1, Unit 2855 and retrofits | 422 | 1797 | Rate Constraint in lbs/MMBtu | FALSE | L | Annual | Constraint Shadow Price | US$/Ton | 0 | 0 | 0 | 0 | 0 | 0 | 0
IL Fac. Spec. - NOX Rate Summer v3.1, Unit 2857 and retrofits | 423 | 1797 | Rate Constraint in lbs/MMBtu | FALSE | L | Annual | Seasons Included | Seasons | Summer | Summer | Summer | Summer | Summer | Summer | Summer
IL Fac. Spec. - NOX Rate Summer v3.1, Unit 2857 and retrofits | 423 | 1797 | Rate Constraint in lbs/MMBtu | FALSE | L | Annual | Standard | lb/MMBtu | 0.25 | 0.25 | 0.25 | 0.25 | 0.25 | 0.25 | 0.25
IL Fac. Spec. - NOX Rate Summer v3.1, Unit 2857 and retrofits | 423 | 1797 | Rate Constraint in lbs/MMBtu | FALSE | L | Annual | Emissions at Affected Plants NOX | MTons | 0.040642 | 0.040642 | 0.040642 | 0.040642 | 0.040642 | 0.12207 | 0.12207
IL Fac. Spec. - NOX Rate Summer v3.1, Unit 2857 and retrofits | 423 | 1797 | Rate Constraint in lbs/MMBtu | FALSE | L | Annual | Allowances Purchased NOX | MTons | 0 | 0 | 0 | 0 | 0 | 0 | 0
IL Fac. Spec. - NOX Rate Summer v3.1, Unit 2857 and retrofits | 423 | 1797 | Rate Constraint in lbs/MMBtu | FALSE | L | Annual | Allowances Sold NOX | MTons | 0 | 0 | 0 | 0 | 0 | 0 | 0
IL Fac. Spec. - NOX Rate Summer v3.1, Unit 2857 and retrofits | 423 | 1797 | Rate Constraint in lbs/MMBtu | FALSE | L | Annual | Allowances Banked | MTons | 0 | 0 | 0 | 0 | 0 | 0 | 0
IL Fac. Spec. - NOX Rate Summer v3.1, Unit 2857 and retrofits | 423 | 1797 | Rate Constraint in lbs/MMBtu | FALSE | L | Annual | Allowances Withdrawn (1:1) | MTons | 0 | 0 | 0 | 0 | 0 | 0 | 0
IL Fac. Spec. - NOX Rate Summer v3.1, Unit 2857 and retrofits | 423 | 1797 | Rate Constraint in lbs/MMBtu | FALSE | L | Annual | Allowances Withdrawn (n:1) | MTons | 0 | 0 | 0 | 0 | 0 | 0 | 0
IL Fac. Spec. - NOX Rate Summer v3.1, Unit 2857 and retrofits | 423 | 1797 | Rate Constraint in lbs/MMBtu | FALSE | L | Annual | Net Emissions Allowance Position | MTons | 0.040642 | 0.040642 | 0.040642 | 0.040642 | 0.040642 | 0.12207 | 0.12207
IL Fac. Spec. - NOX Rate Summer v3.1, Unit 2857 and retrofits | 423 | 1797 | Rate Constraint in lbs/MMBtu | FALSE | L | Annual | Fuel Consumed | TBtu | 0.67175 | 0.67175 | 0.67175 | 0.67175 | 0.67175 | 2.0177 | 2.0177
IL Fac. Spec. - NOX Rate Summer v3.1, Unit 2857 and retrofits | 423 | 1797 | Rate Constraint in lbs/MMBtu | FALSE | L | Annual | Rate | lb/MMBtu | 0.121 | 0.121 | 0.121 | 0.121 | 0.121 | 0.121 | 0.121
IL Fac. Spec. - NOX Rate Summer v3.1, Unit 2857 and retrofits | 423 | 1797 | Rate Constraint in lbs/MMBtu | FALSE | L | Annual | Generation | TWh | 0.080315 | 0.080315 | 0.080315 | 0.080315 | 0.080315 | 0.24124 | 0.24124
IL Fac. Spec. - NOX Rate Summer v3.1, Unit 2857 and retrofits | 423 | 1797 | Rate Constraint in lbs/MMBtu | FALSE | L | Annual | Qualifying Generation | TWh | 0.080315 | 0.080315 | 0.080315 | 0.080315 | 0.080315 | 0.24124 | 0.24124
IL Fac. Spec. - NOX Rate Summer v3.1, Unit 2857 and retrofits | 423 | 1797 | Rate Constraint in lbs/MMBtu | FALSE | L | Annual | Rate | lb/MWh | 0.50603 | 0.50603 | 0.50603 | 0.50603 | 0.50603 | 0.50603 | 0.50603
IL Fac. Spec. - NOX Rate Summer v3.1, Unit 2857 and retrofits | 423 | 1797 | Rate Constraint in lbs/MMBtu | FALSE | L | Annual | Constraint Shadow Price | US$/Ton | 0 | 0 | 0 | 0 | 0 | 0 | 0
IL Fac. Spec. - NOX Rate Summer v3.1, Unit 2858 and retrofits | 424 | 1797 | Rate Constraint in lbs/MMBtu | FALSE | L | Annual | Seasons Included | Seasons | Summer | Summer | Summer | Summer | Summer | Summer | Summer
IL Fac. Spec. - NOX Rate Summer v3.1, Unit 2858 and retrofits | 424 | 1797 | Rate Constraint in lbs/MMBtu | FALSE | L | Annual | Standard | lb/MMBtu | 0.25 | 0.25 | 0.25 | 0.25 | 0.25 | 0.25 | 0.25
IL Fac. Spec. - NOX Rate Summer v3.1, Unit 2858 and retrofits | 424 | 1797 | Rate Constraint in lbs/MMBtu | FALSE | L | Annual | Emissions at Affected Plants NOX | MTons | 0.04014 | 0.04014 | 0.04014 | 0.04014 | 0.04014 | 0.12057 | 0.12057
IL Fac. Spec. - NOX Rate Summer v3.1, Unit 2858 and retrofits | 424 | 1797 | Rate Constraint in lbs/MMBtu | FALSE | L | Annual | Allowances Purchased NOX | MTons | 0 | 0 | 0 | 0 | 0 | 0 | 0
IL Fac. Spec. - NOX Rate Summer v3.1, Unit 2858 and retrofits | 424 | 1797 | Rate Constraint in lbs/MMBtu | FALSE | L | Annual | Allowances Sold NOX | MTons | 0 | 0 | 0 | 0 | 0 | 0 | 0
IL Fac. Spec. - NOX Rate Summer v3.1, Unit 2858 and retrofits | 424 | 1797 | Rate Constraint in lbs/MMBtu | FALSE | L | Annual | Allowances Banked | MTons | 0 | 0 | 0 | 0 | 0 | 0 | 0
IL Fac. Spec. - NOX Rate Summer v3.1, Unit 2858 and retrofits | 424 | 1797 | Rate Constraint in lbs/MMBtu | FALSE | L | Annual | Allowances Withdrawn (1:1) | MTons | 0 | 0 | 0 | 0 | 0 | 0 | 0
IL Fac. Spec. - NOX Rate Summer v3.1, Unit 2858 and retrofits | 424 | 1797 | Rate Constraint in lbs/MMBtu | FALSE | L | Annual | Allowances Withdrawn (n:1) | MTons | 0 | 0 | 0 | 0 | 0 | 0 | 0
IL Fac. Spec. - NOX Rate Summer v3.1, Unit 2858 and retrofits | 424 | 1797 | Rate Constraint in lbs/MMBtu | FALSE | L | Annual | Net Emissions Allowance Position | MTons | 0.04014 | 0.04014 | 0.04014 | 0.04014 | 0.04014 | 0.12057 | 0.12057
IL Fac. Spec. - NOX Rate Summer v3.1, Unit 2858 and retrofits | 424 | 1797 | Rate Constraint in lbs/MMBtu | FALSE | L | Annual | Fuel Consumed | TBtu | 0.66346 | 0.66346 | 0.66346 | 0.66346 | 0.66346 | 1.9928 | 1.9928
IL Fac. Spec. - NOX Rate Summer v3.1, Unit 2858 and retrofits | 424 | 1797 | Rate Constraint in lbs/MMBtu | FALSE | L | Annual | Rate | lb/MMBtu | 0.121 | 0.121 | 0.121 | 0.121 | 0.121 | 0.121 | 0.121
IL Fac. Spec. - NOX Rate Summer v3.1, Unit 2858 and retrofits | 424 | 1797 | Rate Constraint in lbs/MMBtu | FALSE | L | Annual | Generation | TWh | 0.079323 | 0.079323 | 0.079323 | 0.079323 | 0.079323 | 0.23826 | 0.23826
IL Fac. Spec. - NOX Rate Summer v3.1, Unit 2858 and retrofits | 424 | 1797 | Rate Constraint in lbs/MMBtu | FALSE | L | Annual | Qualifying Generation | TWh | 0.079323 | 0.079323 | 0.079323 | 0.079323 | 0.079323 | 0.23826 | 0.23826
IL Fac. Spec. - NOX Rate Summer v3.1, Unit 2858 and retrofits | 424 | 1797 | Rate Constraint in lbs/MMBtu | FALSE | L | Annual | Rate | lb/MWh | 0.50603 | 0.50603 | 0.50603 | 0.50603 | 0.50603 | 0.50603 | 0.50603
IL Fac. Spec. - NOX Rate Summer v3.1, Unit 2858 and retrofits | 424 | 1797 | Rate Constraint in lbs/MMBtu | FALSE | L | Annual | Constraint Shadow Price | US$/Ton | 0 | 0 | 0 | 0 | 0 | 0 | 0
IL Fac. Spec. - NOX Rate Summer v3.1, Unit 3219 and retrofits | 425 | 1797 | Rate Constraint in lbs/MMBtu | FALSE | L | Annual | Seasons Included | Seasons | Summer | Summer | Summer | Summer | Summer | Summer | Summer
IL Fac. Spec. - NOX Rate Summer v3.1, Unit 3219 and retrofits | 425 | 1797 | Rate Constraint in lbs/MMBtu | FALSE | L | Annual | Standard | lb/MMBtu | 0.25 | 0.25 | 0.25 | 0.25 | 0.25 | 0.25 | 0.25
IL Fac. Spec. - NOX Rate Summer v3.1, Unit 3219 and retrofits | 425 | 1797 | Rate Constraint in lbs/MMBtu | FALSE | L | Annual | Emissions at Affected Plants NOX | MTons | 0.012732 | 0.012732 | 0.012732 | 0.012732 | 0.0042387 | 0.012732 | 0.012732
IL Fac. Spec. - NOX Rate Summer v3.1, Unit 3219 and retrofits | 425 | 1797 | Rate Constraint in lbs/MMBtu | FALSE | L | Annual | Allowances Purchased NOX | MTons | 0 | 0 | 0 | 0 | 0 | 0 | 0
IL Fac. Spec. - NOX Rate Summer v3.1, Unit 3219 and retrofits | 425 | 1797 | Rate Constraint in lbs/MMBtu | FALSE | L | Annual | Allowances Sold NOX | MTons | 0 | 0 | 0 | 0 | 0 | 0 | 0
IL Fac. Spec. - NOX Rate Summer v3.1, Unit 3219 and retrofits | 425 | 1797 | Rate Constraint in lbs/MMBtu | FALSE | L | Annual | Allowances Banked | MTons | 0 | 0 | 0 | 0 | 0 | 0 | 0
IL Fac. Spec. - NOX Rate Summer v3.1, Unit 3219 and retrofits | 425 | 1797 | Rate Constraint in lbs/MMBtu | FALSE | L | Annual | Allowances Withdrawn (1:1) | MTons | 0 | 0 | 0 | 0 | 0 | 0 | 0
IL Fac. Spec. - NOX Rate Summer v3.1, Unit 3219 and retrofits | 425 | 1797 | Rate Constraint in lbs/MMBtu | FALSE | L | Annual | Allowances Withdrawn (n:1) | MTons | 0 | 0 | 0 | 0 | 0 | 0 | 0
IL Fac. Spec. - NOX Rate Summer v3.1, Unit 3219 and retrofits | 425 | 1797 | Rate Constraint in lbs/MMBtu | FALSE | L | Annual | Net Emissions Allowance Position | MTons | 0.012732 | 0.012732 | 0.012732 | 0.012732 | 0.0042387 | 0.012732 | 0.012732
IL Fac. Spec. - NOX Rate Summer v3.1, Unit 3219 and retrofits | 425 | 1797 | Rate Constraint in lbs/MMBtu | FALSE | L | Annual | Fuel Consumed | TBtu | 1.7322 | 1.7322 | 1.7322 | 1.7322 | 0.5767 | 1.7322 | 1.7322
IL Fac. Spec. - NOX Rate Summer v3.1, Unit 3219 and retrofits | 425 | 1797 | Rate Constraint in lbs/MMBtu | FALSE | L | Annual | Rate | lb/MMBtu | 0.0147 | 0.0147 | 0.0147 | 0.0147 | 0.0147 | 0.0147 | 0.0147
IL Fac. Spec. - NOX Rate Summer v3.1, Unit 3219 and retrofits | 425 | 1797 | Rate Constraint in lbs/MMBtu | FALSE | L | Annual | Generation | TWh | 0.2457 | 0.2457 | 0.2457 | 0.2457 | 0.081802 | 0.2457 | 0.2457
IL Fac. Spec. - NOX Rate Summer v3.1, Unit 3219 and retrofits | 425 | 1797 | Rate Constraint in lbs/MMBtu | FALSE | L | Annual | Qualifying Generation | TWh | 0.2457 | 0.2457 | 0.2457 | 0.2457 | 0.081802 | 0.2457 | 0.2457
IL Fac. Spec. - NOX Rate Summer v3.1, Unit 3219 and retrofits | 425 | 1797 | Rate Constraint in lbs/MMBtu | FALSE | L | Annual | Rate | lb/MWh | 0.051817 | 0.051817 | 0.051817 | 0.051817 | 0.051817 | 0.051817 | 0.051817
IL Fac. Spec. - NOX Rate Summer v3.1, Unit 3219 and retrofits | 425 | 1797 | Rate Constraint in lbs/MMBtu | FALSE | L | Annual | Constraint Shadow Price | US$/Ton | 0 | 0 | 0 | 0 | 0 | 0 | 0
IL Fac. Spec. - NOX Rate Summer v3.1, Unit 3220 and retrofits | 426 | 1797 | Rate Constraint in lbs/MMBtu | FALSE | L | Annual | Seasons Included | Seasons | Summer | Summer | Summer | Summer | Summer | Summer | Summer
IL Fac. Spec. - NOX Rate Summer v3.1, Unit 3220 and retrofits | 426 | 1797 | Rate Constraint in lbs/MMBtu | FALSE | L | Annual | Standard | lb/MMBtu | 0.25 | 0.25 | 0.25 | 0.25 | 0.25 | 0.25 | 0.25
IL Fac. Spec. - NOX Rate Summer v3.1, Unit 3220 and retrofits | 426 | 1797 | Rate Constraint in lbs/MMBtu | FALSE | L | Annual | Emissions at Affected Plants NOX | MTons | 0.014738 | 0.014738 | 0.014738 | 0.014738 | 0.0049066 | 0.014738 | 0.014738
IL Fac. Spec. - NOX Rate Summer v3.1, Unit 3220 and retrofits | 426 | 1797 | Rate Constraint in lbs/MMBtu | FALSE | L | Annual | Allowances Purchased NOX | MTons | 0 | 0 | 0 | 0 | 0 | 0 | 0
IL Fac. Spec. - NOX Rate Summer v3.1, Unit 3220 and retrofits | 426 | 1797 | Rate Constraint in lbs/MMBtu | FALSE | L | Annual | Allowances Sold NOX | MTons | 0 | 0 | 0 | 0 | 0 | 0 | 0
IL Fac. Spec. - NOX Rate Summer v3.1, Unit 3220 and retrofits | 426 | 1797 | Rate Constraint in lbs/MMBtu | FALSE | L | Annual | Allowances Banked | MTons | 0 | 0 | 0 | 0 | 0 | 0 | 0
IL Fac. Spec. - NOX Rate Summer v3.1, Unit 3220 and retrofits | 426 | 1797 | Rate Constraint in lbs/MMBtu | FALSE | L | Annual | Allowances Withdrawn (1:1) | MTons | 0 | 0 | 0 | 0 | 0 | 0 | 0
IL Fac. Spec. - NOX Rate Summer v3.1, Unit 3220 and retrofits | 426 | 1797 | Rate Constraint in lbs/MMBtu | FALSE | L | Annual | Allowances Withdrawn (n:1) | MTons | 0 | 0 | 0 | 0 | 0 | 0 | 0
IL Fac. Spec. - NOX Rate Summer v3.1, Unit 3220 and retrofits | 426 | 1797 | Rate Constraint in lbs/MMBtu | FALSE | L | Annual | Net Emissions Allowance Position | MTons | 0.014738 | 0.014738 | 0.014738 | 0.014738 | 0.0049066 | 0.014738 | 0.014738
IL Fac. Spec. - NOX Rate Summer v3.1, Unit 3220 and retrofits | 426 | 1797 | Rate Constraint in lbs/MMBtu | FALSE | L | Annual | Fuel Consumed | TBtu | 2.0052 | 2.0052 | 2.0052 | 2.0052 | 0.66758 | 2.0052 | 2.0052
IL Fac. Spec. - NOX Rate Summer v3.1, Unit 3220 and retrofits | 426 | 1797 | Rate Constraint in lbs/MMBtu | FALSE | L | Annual | Rate | lb/MMBtu | 0.0147 | 0.0147 | 0.0147 | 0.0147 | 0.0147 | 0.0147 | 0.0147
IL Fac. Spec. - NOX Rate Summer v3.1, Unit 3220 and retrofits | 426 | 1797 | Rate Constraint in lbs/MMBtu | FALSE | L | Annual | Generation | TWh | 0.28442 | 0.28442 | 0.28442 | 0.28442 | 0.094692 | 0.28442 | 0.28442
IL Fac. Spec. - NOX Rate Summer v3.1, Unit 3220 and retrofits | 426 | 1797 | Rate Constraint in lbs/MMBtu | FALSE | L | Annual | Qualifying Generation | TWh | 0.28442 | 0.28442 | 0.28442 | 0.28442 | 0.094692 | 0.28442 | 0.28442
IL Fac. Spec. - NOX Rate Summer v3.1, Unit 3220 and retrofits | 426 | 1797 | Rate Constraint in lbs/MMBtu | FALSE | L | Annual | Rate | lb/MWh | 0.051817 | 0.051817 | 0.051817 | 0.051817 | 0.051817 | 0.051817 | 0.051817
IL Fac. Spec. - NOX Rate Summer v3.1, Unit 3220 and retrofits | 426 | 1797 | Rate Constraint in lbs/MMBtu | FALSE | L | Annual | Constraint Shadow Price | US$/Ton | 0 | 0 | 0 | 0 | 0 | 0 | 0
IL Fac. Spec. - NOX Rate Summer v3.1, Unit 3221 and retrofits | 427 | 1797 | Rate Constraint in lbs/MMBtu | FALSE | L | Annual | Seasons Included | Seasons | Summer | Summer | Summer | Summer | Summer | Summer | Summer
IL Fac. Spec. - NOX Rate Summer v3.1, Unit 3221 and retrofits | 427 | 1797 | Rate Constraint in lbs/MMBtu | FALSE | L | Annual | Standard | lb/MMBtu | 0.25 | 0.25 | 0.25 | 0.25 | 0.25 | 0.25 | 0.25
IL Fac. Spec. - NOX Rate Summer v3.1, Unit 3221 and retrofits | 427 | 1797 | Rate Constraint in lbs/MMBtu | FALSE | L | Annual | Emissions at Affected Plants NOX | MTons | 0.012732 | 0.012732 | 0.012732 | 0.012732 | 0.0092806 | 0.012732 | 0.012732
IL Fac. Spec. - NOX Rate Summer v3.1, Unit 3221 and retrofits | 427 | 1797 | Rate Constraint in lbs/MMBtu | FALSE | L | Annual | Allowances Purchased NOX | MTons | 0 | 0 | 0 | 0 | 0 | 0 | 0
IL Fac. Spec. - NOX Rate Summer v3.1, Unit 3221 and retrofits | 427 | 1797 | Rate Constraint in lbs/MMBtu | FALSE | L | Annual | Allowances Sold NOX | MTons | 0 | 0 | 0 | 0 | 0 | 0 | 0
IL Fac. Spec. - NOX Rate Summer v3.1, Unit 3221 and retrofits | 427 | 1797 | Rate Constraint in lbs/MMBtu | FALSE | L | Annual | Allowances Banked | MTons | 0 | 0 | 0 | 0 | 0 | 0 | 0
IL Fac. Spec. - NOX Rate Summer v3.1, Unit 3221 and retrofits | 427 | 1797 | Rate Constraint in lbs/MMBtu | FALSE | L | Annual | Allowances Withdrawn (1:1) | MTons | 0 | 0 | 0 | 0 | 0 | 0 | 0
IL Fac. Spec. - NOX Rate Summer v3.1, Unit 3221 and retrofits | 427 | 1797 | Rate Constraint in lbs/MMBtu | FALSE | L | Annual | Allowances Withdrawn (n:1) | MTons | 0 | 0 | 0 | 0 | 0 | 0 | 0
IL Fac. Spec. - NOX Rate Summer v3.1, Unit 3221 and retrofits | 427 | 1797 | Rate Constraint in lbs/MMBtu | FALSE | L | Annual | Net Emissions Allowance Position | MTons | 0.012732 | 0.012732 | 0.012732 | 0.012732 | 0.0092806 | 0.012732 | 0.012732
IL Fac. Spec. - NOX Rate Summer v3.1, Unit 3221 and retrofits | 427 | 1797 | Rate Constraint in lbs/MMBtu | FALSE | L | Annual | Fuel Consumed | TBtu | 1.7322 | 1.7322 | 1.7322 | 1.7322 | 1.2627 | 1.7322 | 1.7322
IL Fac. Spec. - NOX Rate Summer v3.1, Unit 3221 and retrofits | 427 | 1797 | Rate Constraint in lbs/MMBtu | FALSE | L | Annual | Rate | lb/MMBtu | 0.0147 | 0.0147 | 0.0147 | 0.0147 | 0.0147 | 0.0147 | 0.0147
IL Fac. Spec. - NOX Rate Summer v3.1, Unit 3221 and retrofits | 427 | 1797 | Rate Constraint in lbs/MMBtu | FALSE | L | Annual | Generation | TWh | 0.2457 | 0.2457 | 0.2457 | 0.2457 | 0.1791 | 0.2457 | 0.2457
IL Fac. Spec. - NOX Rate Summer v3.1, Unit 3221 and retrofits | 427 | 1797 | Rate Constraint in lbs/MMBtu | FALSE | L | Annual | Qualifying Generation | TWh | 0.2457 | 0.2457 | 0.2457 | 0.2457 | 0.1791 | 0.2457 | 0.2457
IL Fac. Spec. - NOX Rate Summer v3.1, Unit 3221 and retrofits | 427 | 1797 | Rate Constraint in lbs/MMBtu | FALSE | L | Annual | Rate | lb/MWh | 0.051817 | 0.051817 | 0.051817 | 0.051817 | 0.051817 | 0.051817 | 0.051817
IL Fac. Spec. - NOX Rate Summer v3.1, Unit 3221 and retrofits | 427 | 1797 | Rate Constraint in lbs/MMBtu | FALSE | L | Annual | Constraint Shadow Price | US$/Ton | 0 | 0 | 0 | 0 | 0 | 0 | 0
IL Fac. Spec. - NOX Rate Summer v3.1, Unit 4070 and retrofits | 428 | 1797 | Rate Constraint in lbs/MMBtu | FALSE | L | Annual | Seasons Included | Seasons | Summer | Summer | Summer | Summer | Summer | Summer | Summer
IL Fac. Spec. - NOX Rate Summer v3.1, Unit 4070 and retrofits | 428 | 1797 | Rate Constraint in lbs/MMBtu | FALSE | L | Annual | Standard | lb/MMBtu | 0.25 | 0.25 | 0.25 | 0.25 | 0.25 | 0.25 | 0.25
IL Fac. Spec. - NOX Rate Summer v3.1, Unit 4070 and retrofits | 428 | 1797 | Rate Constraint in lbs/MMBtu | FALSE | L | Annual | Emissions at Affected Plants NOX | MTons | 0.81177 | 0.81177 | 0.81177 | 0.81177 | 0.81177 | 0.81177 | 0.81177
IL Fac. Spec. - NOX Rate Summer v3.1, Unit 4070 and retrofits | 428 | 1797 | Rate Constraint in lbs/MMBtu | FALSE | L | Annual | Allowances Purchased NOX | MTons | 0 | 0 | 0 | 0 | 0 | 0 | 0
IL Fac. Spec. - NOX Rate Summer v3.1, Unit 4070 and retrofits | 428 | 1797 | Rate Constraint in lbs/MMBtu | FALSE | L | Annual | Allowances Sold NOX | MTons | 0 | 0 | 0 | 0 | 0 | 0 | 0
IL Fac. Spec. - NOX Rate Summer v3.1, Unit 4070 and retrofits | 428 | 1797 | Rate Constraint in lbs/MMBtu | FALSE | L | Annual | Allowances Banked | MTons | 0 | 0 | 0 | 0 | 0 | 0 | 0
IL Fac. Spec. - NOX Rate Summer v3.1, Unit 4070 and retrofits | 428 | 1797 | Rate Constraint in lbs/MMBtu | FALSE | L | Annual | Allowances Withdrawn (1:1) | MTons | 0 | 0 | 0 | 0 | 0 | 0 | 0
IL Fac. Spec. - NOX Rate Summer v3.1, Unit 4070 and retrofits | 428 | 1797 | Rate Constraint in lbs/MMBtu | FALSE | L | Annual | Allowances Withdrawn (n:1) | MTons | 0 | 0 | 0 | 0 | 0 | 0 | 0
IL Fac. Spec. - NOX Rate Summer v3.1, Unit 4070 and retrofits | 428 | 1797 | Rate Constraint in lbs/MMBtu | FALSE | L | Annual | Net Emissions Allowance Position | MTons | 0.81177 | 0.81177 | 0.81177 | 0.81177 | 0.81177 | 0.81177 | 0.81177
IL Fac. Spec. - NOX Rate Summer v3.1, Unit 4070 and retrofits | 428 | 1797 | Rate Constraint in lbs/MMBtu | FALSE | L | Annual | Fuel Consumed | TBtu | 23.1934 | 23.1934 | 23.1934 | 23.1934 | 23.1934 | 23.1934 | 23.1934
IL Fac. Spec. - NOX Rate Summer v3.1, Unit 4070 and retrofits | 428 | 1797 | Rate Constraint in lbs/MMBtu | FALSE | L | Annual | Rate | lb/MMBtu | 0.07 | 0.07 | 0.07 | 0.07 | 0.07 | 0.07 | 0.07
IL Fac. Spec. - NOX Rate Summer v3.1, Unit 4070 and retrofits | 428 | 1797 | Rate Constraint in lbs/MMBtu | FALSE | L | Annual | Generation | TWh | 2.6356 | 2.6356 | 2.6356 | 2.6356 | 2.6356 | 2.6356 | 2.6356
IL Fac. Spec. - NOX Rate Summer v3.1, Unit 4070 and retrofits | 428 | 1797 | Rate Constraint in lbs/MMBtu | FALSE | L | Annual | Qualifying Generation | TWh | 2.6356 | 2.6356 | 2.6356 | 2.6356 | 2.6356 | 2.6356 | 2.6356
IL Fac. Spec. - NOX Rate Summer v3.1, Unit 4070 and retrofits | 428 | 1797 | Rate Constraint in lbs/MMBtu | FALSE | L | Annual | Rate | lb/MWh | 0.308 | 0.308 | 0.308 | 0.308 | 0.308 | 0.308 | 0.308
IL Fac. Spec. - NOX Rate Summer v3.1, Unit 4070 and retrofits | 428 | 1797 | Rate Constraint in lbs/MMBtu | FALSE | L | Annual | Constraint Shadow Price | US$/Ton | 0 | 0 | 0 | 0 | 0 | 0 | 0
IL Fac. Spec. - NOX Rate Summer v3.1, Unit 4071 and retrofits | 429 | 1797 | Rate Constraint in lbs/MMBtu | FALSE | L | Annual | Seasons Included | Seasons | Summer | Summer | Summer | Summer | Summer | Summer | Summer
IL Fac. Spec. - NOX Rate Summer v3.1, Unit 4071 and retrofits | 429 | 1797 | Rate Constraint in lbs/MMBtu | FALSE | L | Annual | Standard | lb/MMBtu | 0.25 | 0.25 | 0.25 | 0.25 | 0.25 | 0.25 | 0.25
IL Fac. Spec. - NOX Rate Summer v3.1, Unit 4071 and retrofits | 429 | 1797 | Rate Constraint in lbs/MMBtu | FALSE | L | Annual | Emissions at Affected Plants NOX | MTons | 0.81177 | 0.81177 | 0.81177 | 0.81177 | 0.81177 | 0.81177 | 0.81177
IL Fac. Spec. - NOX Rate Summer v3.1, Unit 4071 and retrofits | 429 | 1797 | Rate Constraint in lbs/MMBtu | FALSE | L | Annual | Allowances Purchased NOX | MTons | 0 | 0 | 0 | 0 | 0 | 0 | 0
IL Fac. Spec. - NOX Rate Summer v3.1, Unit 4071 and retrofits | 429 | 1797 | Rate Constraint in lbs/MMBtu | FALSE | L | Annual | Allowances Sold NOX | MTons | 0 | 0 | 0 | 0 | 0 | 0 | 0
IL Fac. Spec. - NOX Rate Summer v3.1, Unit 4071 and retrofits | 429 | 1797 | Rate Constraint in lbs/MMBtu | FALSE | L | Annual | Allowances Banked | MTons | 0 | 0 | 0 | 0 | 0 | 0 | 0
IL Fac. Spec. - NOX Rate Summer v3.1, Unit 4071 and retrofits | 429 | 1797 | Rate Constraint in lbs/MMBtu | FALSE | L | Annual | Allowances Withdrawn (1:1) | MTons | 0 | 0 | 0 | 0 | 0 | 0 | 0
IL Fac. Spec. - NOX Rate Summer v3.1, Unit 4071 and retrofits | 429 | 1797 | Rate Constraint in lbs/MMBtu | FALSE | L | Annual | Allowances Withdrawn (n:1) | MTons | 0 | 0 | 0 | 0 | 0 | 0 | 0
IL Fac. Spec. - NOX Rate Summer v3.1, Unit 4071 and retrofits | 429 | 1797 | Rate Constraint in lbs/MMBtu | FALSE | L | Annual | Net Emissions Allowance Position | MTons | 0.81177 | 0.81177 | 0.81177 | 0.81177 | 0.81177 | 0.81177 | 0.81177
IL Fac. Spec. - NOX Rate Summer v3.1, Unit 4071 and retrofits | 429 | 1797 | Rate Constraint in lbs/MMBtu | FALSE | L | Annual | Fuel Consumed | TBtu | 23.1934 | 23.1934 | 23.1934 | 23.1934 | 23.1934 | 23.1934 | 23.1934
IL Fac. Spec. - NOX Rate Summer v3.1, Unit 4071 and retrofits | 429 | 1797 | Rate Constraint in lbs/MMBtu | FALSE | L | Annual | Rate | lb/MMBtu | 0.07 | 0.07 | 0.07 | 0.07 | 0.07 | 0.07 | 0.07
IL Fac. Spec. - NOX Rate Summer v3.1, Unit 4071 and retrofits | 429 | 1797 | Rate Constraint in lbs/MMBtu | FALSE | L | Annual | Generation | TWh | 2.6356 | 2.6356 | 2.6356 | 2.6356 | 2.6356 | 2.6356 | 2.6356
IL Fac. Spec. - NOX Rate Summer v3.1, Unit 4071 and retrofits | 429 | 1797 | Rate Constraint in lbs/MMBtu | FALSE | L | Annual | Qualifying Generation | TWh | 2.6356 | 2.6356 | 2.6356 | 2.6356 | 2.6356 | 2.6356 | 2.6356
IL Fac. Spec. - NOX Rate Summer v3.1, Unit 4071 and retrofits | 429 | 1797 | Rate Constraint in lbs/MMBtu | FALSE | L | Annual | Rate | lb/MWh | 0.308 | 0.308 | 0.308 | 0.308 | 0.308 | 0.308 | 0.308
IL Fac. Spec. - NOX Rate Summer v3.1, Unit 4071 and retrofits | 429 | 1797 | Rate Constraint in lbs/MMBtu | FALSE | L | Annual | Constraint Shadow Price | US$/Ton | 0 | 0 | 0 | 0 | 0 | 0 | 0
IL Fac. Spec. - NOX Rate Summer v3.1, Unit 4072 and retrofits | 430 | 1797 | Rate Constraint in lbs/MMBtu | FALSE | L | Annual | Seasons Included | Seasons | Summer | Summer | Summer | Summer | Summer | Summer | Summer
IL Fac. Spec. - NOX Rate Summer v3.1, Unit 4072 and retrofits | 430 | 1797 | Rate Constraint in lbs/MMBtu | FALSE | L | Annual | Standard | lb/MMBtu | 0.25 | 0.25 | 0.25 | 0.25 | 0.25 | 0.25 | 0.25
IL Fac. Spec. - NOX Rate Summer v3.1, Unit 4072 and retrofits | 430 | 1797 | Rate Constraint in lbs/MMBtu | FALSE | L | Annual | Emissions at Affected Plants NOX | MTons | 0.16732 | 0.14778 | 0.14778 | 0.14778 | 0.14778 | 0.14778 | 0.16732
IL Fac. Spec. - NOX Rate Summer v3.1, Unit 4072 and retrofits | 430 | 1797 | Rate Constraint in lbs/MMBtu | FALSE | L | Annual | Allowances Purchased NOX | MTons | 0 | 0 | 0 | 0 | 0 | 0 | 0
IL Fac. Spec. - NOX Rate Summer v3.1, Unit 4072 and retrofits | 430 | 1797 | Rate Constraint in lbs/MMBtu | FALSE | L | Annual | Allowances Sold NOX | MTons | 0 | 0 | 0 | 0 | 0 | 0 | 0
IL Fac. Spec. - NOX Rate Summer v3.1, Unit 4072 and retrofits | 430 | 1797 | Rate Constraint in lbs/MMBtu | FALSE | L | Annual | Allowances Banked | MTons | 0 | 0 | 0 | 0 | 0 | 0 | 0
IL Fac. Spec. - NOX Rate Summer v3.1, Unit 4072 and retrofits | 430 | 1797 | Rate Constraint in lbs/MMBtu | FALSE | L | Annual | Allowances Withdrawn (1:1) | MTons | 0 | 0 | 0 | 0 | 0 | 0 | 0
IL Fac. Spec. - NOX Rate Summer v3.1, Unit 4072 and retrofits | 430 | 1797 | Rate Constraint in lbs/MMBtu | FALSE | L | Annual | Allowances Withdrawn (n:1) | MTons | 0 | 0 | 0 | 0 | 0 | 0 | 0
IL Fac. Spec. - NOX Rate Summer v3.1, Unit 4072 and retrofits | 430 | 1797 | Rate Constraint in lbs/MMBtu | FALSE | L | Annual | Net Emissions Allowance Position | MTons | 0.16732 | 0.14778 | 0.14778 | 0.14778 | 0.14778 | 0.14778 | 0.16732
IL Fac. Spec. - NOX Rate Summer v3.1, Unit 4072 and retrofits | 430 | 1797 | Rate Constraint in lbs/MMBtu | FALSE | L | Annual | Fuel Consumed | TBtu | 7.7531 | 6.6942 | 6.6942 | 6.6942 | 6.6942 | 6.6942 | 7.7531
IL Fac. Spec. - NOX Rate Summer v3.1, Unit 4072 and retrofits | 430 | 1797 | Rate Constraint in lbs/MMBtu | FALSE | L | Annual | Rate | lb/MMBtu | 0.043163 | 0.044153 | 0.044153 | 0.044153 | 0.044153 | 0.044153 | 0.043163
IL Fac. Spec. - NOX Rate Summer v3.1, Unit 4072 and retrofits | 430 | 1797 | Rate Constraint in lbs/MMBtu | FALSE | L | Annual | Generation | TWh | 0.65975 | 0.57629 | 0.57629 | 0.57629 | 0.57629 | 0.57629 | 0.65975
IL Fac. Spec. - NOX Rate Summer v3.1, Unit 4072 and retrofits | 430 | 1797 | Rate Constraint in lbs/MMBtu | FALSE | L | Annual | Qualifying Generation | TWh | 0.65975 | 0.57629 | 0.57629 | 0.57629 | 0.57629 | 0.57629 | 0.65975
IL Fac. Spec. - NOX Rate Summer v3.1, Unit 4072 and retrofits | 430 | 1797 | Rate Constraint in lbs/MMBtu | FALSE | L | Annual | Rate | lb/MWh | 0.25362 | 0.25644 | 0.25644 | 0.25644 | 0.25644 | 0.25644 | 0.25362
IL Fac. Spec. - NOX Rate Summer v3.1, Unit 4072 and retrofits | 430 | 1797 | Rate Constraint in lbs/MMBtu | FALSE | L | Annual | Constraint Shadow Price | US$/Ton | 0 | 0 | 0 | 0 | 0 | 0 | 0
IL Fac. Spec. - NOX Rate Summer v3.1, Unit 4214 and retrofits | 431 | 1797 | Rate Constraint in lbs/MMBtu | FALSE | L | Annual | Seasons Included | Seasons | Summer | Summer | Summer | Summer | Summer | Summer | Summer
IL Fac. Spec. - NOX Rate Summer v3.1, Unit 4214 and retrofits | 431 | 1797 | Rate Constraint in lbs/MMBtu | FALSE | L | Annual | Standard | lb/MMBtu | 0.25 | 0.25 | 0.25 | 0.25 | 0.25 | 0.25 | 0.25
IL Fac. Spec. - NOX Rate Summer v3.1, Unit 4214 and retrofits | 431 | 1797 | Rate Constraint in lbs/MMBtu | FALSE | L | Annual | Emissions at Affected Plants NOX | MTons | 0.14641 | 0.14641 | 0.14641 | 0.14641 | 0.14641 | 0.14641 | 0.14641
IL Fac. Spec. - NOX Rate Summer v3.1, Unit 4214 and retrofits | 431 | 1797 | Rate Constraint in lbs/MMBtu | FALSE | L | Annual | Allowances Purchased NOX | MTons | 0 | 0 | 0 | 0 | 0 | 0 | 0
IL Fac. Spec. - NOX Rate Summer v3.1, Unit 4214 and retrofits | 431 | 1797 | Rate Constraint in lbs/MMBtu | FALSE | L | Annual | Allowances Sold NOX | MTons | 0 | 0 | 0 | 0 | 0 | 0 | 0
IL Fac. Spec. - NOX Rate Summer v3.1, Unit 4214 and retrofits | 431 | 1797 | Rate Constraint in lbs/MMBtu | FALSE | L | Annual | Allowances Banked | MTons | 0 | 0 | 0 | 0 | 0 | 0 | 0
IL Fac. Spec. - NOX Rate Summer v3.1, Unit 4214 and retrofits | 431 | 1797 | Rate Constraint in lbs/MMBtu | FALSE | L | Annual | Allowances Withdrawn (1:1) | MTons | 0 | 0 | 0 | 0 | 0 | 0 | 0
IL Fac. Spec. - NOX Rate Summer v3.1, Unit 4214 and retrofits | 431 | 1797 | Rate Constraint in lbs/MMBtu | FALSE | L | Annual | Allowances Withdrawn (n:1) | MTons | 0 | 0 | 0 | 0 | 0 | 0 | 0
IL Fac. Spec. - NOX Rate Summer v3.1, Unit 4214 and retrofits | 431 | 1797 | Rate Constraint in lbs/MMBtu | FALSE | L | Annual | Net Emissions Allowance Position | MTons | 0.14641 | 0.14641 | 0.14641 | 0.14641 | 0.14641 | 0.14641 | 0.14641
IL Fac. Spec. - NOX Rate Summer v3.1, Unit 4214 and retrofits | 431 | 1797 | Rate Constraint in lbs/MMBtu | FALSE | L | Annual | Fuel Consumed | TBtu | 3.4207 | 3.4207 | 3.4207 | 3.4207 | 3.4207 | 3.4207 | 3.4207
IL Fac. Spec. - NOX Rate Summer v3.1, Unit 4214 and retrofits | 431 | 1797 | Rate Constraint in lbs/MMBtu | FALSE | L | Annual | Rate | lb/MMBtu | 0.085602 | 0.085602 | 0.085602 | 0.085602 | 0.085602 | 0.085602 | 0.085602
IL Fac. Spec. - NOX Rate Summer v3.1, Unit 4214 and retrofits | 431 | 1797 | Rate Constraint in lbs/MMBtu | FALSE | L | Annual | Generation | TWh | 0.17652 | 0.17652 | 0.17652 | 0.17652 | 0.17652 | 0.17652 | 0.17652
IL Fac. Spec. - NOX Rate Summer v3.1, Unit 4214 and retrofits | 431 | 1797 | Rate Constraint in lbs/MMBtu | FALSE | L | Annual | Qualifying Generation | TWh | 0.17652 | 0.17652 | 0.17652 | 0.17652 | 0.17652 | 0.17652 | 0.17652
IL Fac. Spec. - NOX Rate Summer v3.1, Unit 4214 and retrofits | 431 | 1797 | Rate Constraint in lbs/MMBtu | FALSE | L | Annual | Rate | lb/MWh | 0.82944 | 0.82944 | 0.82944 | 0.82944 | 0.82944 | 0.82944 | 0.82944
IL Fac. Spec. - NOX Rate Summer v3.1, Unit 4214 and retrofits | 431 | 1797 | Rate Constraint in lbs/MMBtu | FALSE | L | Annual | Constraint Shadow Price | US$/Ton | 0 | 0 | 0 | 0 | 0 | 0 | 0
IL Facility Average - NOX Rate Summer v3.1 | 432 | 1796 | Rate Constraint in lbs/MMBtu | FALSE | L | Annual | Seasons Included | Seasons | Summer | Summer | Summer | Summer | Summer | Summer | Summer
IL Facility Average - NOX Rate Summer v3.1 | 432 | 1796 | Rate Constraint in lbs/MMBtu | FALSE | L | Annual | Standard | lb/MMBtu | 0.25 | 0.25 | 0.25 | 0.25 | 0.25 | 0.25 | 0.25
IL Facility Average - NOX Rate Summer v3.1 | 432 | 1796 | Rate Constraint in lbs/MMBtu | FALSE | L | Annual | Emissions at Affected Plants NOX | MTons | 13.0184 | 13.1196 | 13.2738 | 13.2129 | 13.2826 | 13.6297 | 13.772
IL Facility Average - NOX Rate Summer v3.1 | 432 | 1796 | Rate Constraint in lbs/MMBtu | FALSE | L | Annual | Allowances Purchased NOX | MTons | 0 | 0 | 0 | 0 | 0 | 0 | 0
IL Facility Average - NOX Rate Summer v3.1 | 432 | 1796 | Rate Constraint in lbs/MMBtu | FALSE | L | Annual | Allowances Sold NOX | MTons | 0 | 0 | 0 | 0 | 0 | 0 | 0
IL Facility Average - NOX Rate Summer v3.1 | 432 | 1796 | Rate Constraint in lbs/MMBtu | FALSE | L | Annual | Allowances Banked | MTons | 0 | 0 | 0 | 0 | 0 | 0 | 0
IL Facility Average - NOX Rate Summer v3.1 | 432 | 1796 | Rate Constraint in lbs/MMBtu | FALSE | L | Annual | Allowances Withdrawn (1:1) | MTons | 0 | 0 | 0 | 0 | 0 | 0 | 0
IL Facility Average - NOX Rate Summer v3.1 | 432 | 1796 | Rate Constraint in lbs/MMBtu | FALSE | L | Annual | Allowances Withdrawn (n:1) | MTons | 0 | 0 | 0 | 0 | 0 | 0 | 0
IL Facility Average - NOX Rate Summer v3.1 | 432 | 1796 | Rate Constraint in lbs/MMBtu | FALSE | L | Annual | Net Emissions Allowance Position | MTons | 13.0184 | 13.1196 | 13.2738 | 13.2129 | 13.2826 | 13.6297 | 13.772
IL Facility Average - NOX Rate Summer v3.1 | 432 | 1796 | Rate Constraint in lbs/MMBtu | FALSE | L | Annual | Fuel Consumed | TBtu | 306.2668 | 305.991 | 308.4475 | 308.7696 | 307.8242 | 316.6702 | 321.075
IL Facility Average - NOX Rate Summer v3.1 | 432 | 1796 | Rate Constraint in lbs/MMBtu | FALSE | L | Annual | Rate | lb/MMBtu | 0.085013 | 0.085752 | 0.086069 | 0.085584 | 0.0863 | 0.086081 | 0.085787
IL Facility Average - NOX Rate Summer v3.1 | 432 | 1796 | Rate Constraint in lbs/MMBtu | FALSE | L | Annual | Generation | TWh | 29.4176 | 29.4618 | 29.6545 | 29.7042 | 29.6259 | 30.5169 | 30.8917
IL Facility Average - NOX Rate Summer v3.1 | 432 | 1796 | Rate Constraint in lbs/MMBtu | FALSE | L | Annual | Qualifying Generation | TWh | 29.4176 | 29.4618 | 29.6545 | 29.7042 | 29.6259 | 30.5169 | 30.8917
IL Facility Average - NOX Rate Summer v3.1 | 432 | 1796 | Rate Constraint in lbs/MMBtu | FALSE | L | Annual | Rate | lb/MWh | 0.44254 | 0.44531 | 0.44762 | 0.44481 | 0.44834 | 0.44663 | 0.44582
IL Facility Average - NOX Rate Summer v3.1 | 432 | 1796 | Rate Constraint in lbs/MMBtu | FALSE | L | Annual | Constraint Shadow Price | US$/Ton | 0 | 0 | 0 | 0 | 0 | 0 | 0
IL MPS- Ameren MER Rate Annual v5.12 | 433 | 5753 | MACT Fuel Choice Floor in lbs/MMBtu | FALSE | L | Annual | Seasons Included | Seasons | Winter, Summer | Winter, Summer | Winter, Summer | Winter, Summer | Winter, Summer | Winter, Summer | Winter, Summer
IL MPS- Ameren MER Rate Annual v5.12 | 433 | 5753 | MACT Fuel Choice Floor in lbs/MMBtu | FALSE | L | Annual | Emission Floor | lbs/MMBtu | 7.349e-07 | 7.349e-07 | 7.349e-07 | 7.349e-07 | 7.349e-07 | 7.349e-07 | 7.349e-07
IL MPS- Ameren MER Rate Annual v5.12 | 433 | 5753 | MACT Fuel Choice Floor in lbs/MMBtu | FALSE | L | Annual | Emissions at Affected Plants MER | lbs | 61.7745 | 61.5522 | 62.097 | 60.9032 | 62.847 | 70.4064 | 73.4146
IL MPS- Ameren MER Rate Annual v5.12 | 433 | 5753 | MACT Fuel Choice Floor in lbs/MMBtu | FALSE | L | Annual | Allowances Purchased MER | lbs | 0 | 0 | 0 | 0 | 0 | 0 | 0
IL MPS- Ameren MER Rate Annual v5.12 | 433 | 5753 | MACT Fuel Choice Floor in lbs/MMBtu | FALSE | L | Annual | Allowances Sold MER | lbs | 0 | 0 | 0 | 0 | 0 | 0 | 0
IL MPS- Ameren MER Rate Annual v5.12 | 433 | 5753 | MACT Fuel Choice Floor in lbs/MMBtu | FALSE | L | Annual | Allowances Banked | lbs | 0 | 0 | 0 | 0 | 0 | 0 | 0
IL MPS- Ameren MER Rate Annual v5.12 | 433 | 5753 | MACT Fuel Choice Floor in lbs/MMBtu | FALSE | L | Annual | Allowances Withdrawn (1:1) | lbs | 0 | 0 | 0 | 0 | 0 | 0 | 0
IL MPS- Ameren MER Rate Annual v5.12 | 433 | 5753 | MACT Fuel Choice Floor in lbs/MMBtu | FALSE | L | Annual | Allowances Withdrawn (n:1) | lbs | 0 | 0 | 0 | 0 | 0 | 0 | 0
IL MPS- Ameren MER Rate Annual v5.12 | 433 | 5753 | MACT Fuel Choice Floor in lbs/MMBtu | FALSE | L | Annual | Net Emissions Allowance Position | lbs | 61.7745 | 61.5522 | 62.097 | 60.9032 | 62.847 | 70.4064 | 73.4146
IL MPS- Ameren MER Rate Annual v5.12 | 433 | 5753 | MACT Fuel Choice Floor in lbs/MMBtu | FALSE | L | Annual | Fuel Consumed | TBtu | 124.4752 | 121.4517 | 121.2353 | 121.1902 | 113.3921 | 119.7308 | 124.4752
IL MPS- Ameren MER Rate Annual v5.12 | 433 | 5753 | MACT Fuel Choice Floor in lbs/MMBtu | FALSE | L | Annual | Rate | lb/MMBtu | 4.9628e-07 | 5.068e-07 | 5.122e-07 | 5.0254e-07 | 5.5425e-07 | 5.8804e-07 | 5.8979e-07
IL MPS- Ameren MER Rate Annual v5.12 | 433 | 5753 | MACT Fuel Choice Floor in lbs/MMBtu | FALSE | L | Annual | Generation | TWh | 12.0293 | 11.7506 | 11.7207 | 11.7207 | 10.9806 | 11.5748 | 12.0293
IL MPS- Ameren MER Rate Annual v5.12 | 433 | 5753 | MACT Fuel Choice Floor in lbs/MMBtu | FALSE | L | Annual | Qualifying Generation | TWh | 12.0293 | 11.7506 | 11.7207 | 11.7207 | 10.9806 | 11.5748 | 12.0293
IL MPS- Ameren MER Rate Annual v5.12 | 433 | 5753 | MACT Fuel Choice Floor in lbs/MMBtu | FALSE | L | Annual | Constraint Shadow Price | US$/Lb | 0 | 0 | 0 | 0 | 0 | 0 | 0
IL MPS- Ameren NOX rate Annual v5.12 | 434 | 5754 | Rate Constraint in lbs/MMBtu | FALSE | L | Annual | Seasons Included | Seasons | Winter, Summer | Winter, Summer | Winter, Summer | Winter, Summer | Winter, Summer | Winter, Summer | Winter, Summer
IL MPS- Ameren NOX rate Annual v5.12 | 434 | 5754 | Rate Constraint in lbs/MMBtu | FALSE | L | Annual | Standard | lb/MMBtu | 0.11 | 0.11 | 0.11 | 0.11 | 0.11 | 0.11 | 0.11
IL MPS- Ameren NOX rate Annual v5.12 | 434 | 5754 | Rate Constraint in lbs/MMBtu | FALSE | L | Annual | Emissions at Affected Plants NOX | MTons | 3.7558 | 3.6862 | 3.6763 | 3.6773 | 3.4364 | 3.6378 | 3.7558
IL MPS- Ameren NOX rate Annual v5.12 | 434 | 5754 | Rate Constraint in lbs/MMBtu | FALSE | L | Annual | Allowances Purchased NOX | MTons | 0 | 0 | 0 | 0 | 0 | 0 | 0
IL MPS- Ameren NOX rate Annual v5.12 | 434 | 5754 | Rate Constraint in lbs/MMBtu | FALSE | L | Annual | Allowances Sold NOX | MTons | 0 | 0 | 0 | 0 | 0 | 0 | 0
IL MPS- Ameren NOX rate Annual v5.12 | 434 | 5754 | Rate Constraint in lbs/MMBtu | FALSE | L | Annual | Allowances Banked | MTons | 0 | 0 | 0 | 0 | 0 | 0 | 0
IL MPS- Ameren NOX rate Annual v5.12 | 434 | 5754 | Rate Constraint in lbs/MMBtu | FALSE | L | Annual | Allowances Withdrawn (1:1) | MTons | 0 | 0 | 0 | 0 | 0 | 0 | 0
IL MPS- Ameren NOX rate Annual v5.12 | 434 | 5754 | Rate Constraint in lbs/MMBtu | FALSE | L | Annual | Allowances Withdrawn (n:1) | MTons | 0 | 0 | 0 | 0 | 0 | 0 | 0
IL MPS- Ameren NOX rate Annual v5.12 | 434 | 5754 | Rate Constraint in lbs/MMBtu | FALSE | L | Annual | Net Emissions Allowance Position | MTons | 3.7558 | 3.6862 | 3.6763 | 3.6773 | 3.4364 | 3.6378 | 3.7558
IL MPS- Ameren NOX rate Annual v5.12 | 434 | 5754 | Rate Constraint in lbs/MMBtu | FALSE | L | Annual | Fuel Consumed | TBtu | 124.4752 | 121.4517 | 121.2353 | 121.1902 | 113.3921 | 119.7308 | 124.4752
IL MPS- Ameren NOX rate Annual v5.12 | 434 | 5754 | Rate Constraint in lbs/MMBtu | FALSE | L | Annual | Rate | lb/MMBtu | 0.060345 | 0.060703 | 0.060647 | 0.060686 | 0.06061 | 0.060766 | 0.060345
IL MPS- Ameren NOX rate Annual v5.12 | 434 | 5754 | Rate Constraint in lbs/MMBtu | FALSE | L | Annual | Generation | TWh | 12.0293 | 11.7506 | 11.7207 | 11.7207 | 10.9806 | 11.5748 | 12.0293
IL MPS- Ameren NOX rate Annual v5.12 | 434 | 5754 | Rate Constraint in lbs/MMBtu | FALSE | L | Annual | Qualifying Generation | TWh | 12.0293 | 11.7506 | 11.7207 | 11.7207 | 10.9806 | 11.5748 | 12.0293
IL MPS- Ameren NOX rate Annual v5.12 | 434 | 5754 | Rate Constraint in lbs/MMBtu | FALSE | L | Annual | Rate | lb/MWh | 0.31222 | 0.3137 | 0.31366 | 0.31374 | 0.31295 | 0.31429 | 0.31222
IL MPS- Ameren NOX rate Annual v5.12 | 434 | 5754 | Rate Constraint in lbs/MMBtu | FALSE | L | Annual | Constraint Shadow Price | US$/Ton | 0 | 0 | 0 | 0 | 0 | 0 | 0
IL MPS- Ameren NOX rate Summer v5.12 | 435 | 5755 | Rate Constraint in lbs/MMBtu | FALSE | L | Annual | Seasons Included | Seasons | Summer | Summer | Summer | Summer | Summer | Summer | Summer
IL MPS- Ameren NOX rate Summer v5.12 | 435 | 5755 | Rate Constraint in lbs/MMBtu | FALSE | L | Annual | Standard | lb/MMBtu | 0.11 | 0.11 | 0.11 | 0.11 | 0.11 | 0.11 | 0.11
IL MPS- Ameren NOX rate Summer v5.12 | 435 | 5755 | Rate Constraint in lbs/MMBtu | FALSE | L | Annual | Emissions at Affected Plants NOX | MTons | 1.6455 | 1.611 | 1.611 | 1.6098 | 1.5495 | 1.611 | 1.6452
IL MPS- Ameren NOX rate Summer v5.12 | 435 | 5755 | Rate Constraint in lbs/MMBtu | FALSE | L | Annual | Allowances Purchased NOX | MTons | 0 | 0 | 0 | 0 | 0 | 0 | 0
IL MPS- Ameren NOX rate Summer v5.12 | 435 | 5755 | Rate Constraint in lbs/MMBtu | FALSE | L | Annual | Allowances Sold NOX | MTons | 0 | 0 | 0 | 0 | 0 | 0 | 0
IL MPS- Ameren NOX rate Summer v5.12 | 435 | 5755 | Rate Constraint in lbs/MMBtu | FALSE | L | Annual | Allowances Banked | MTons | 0 | 0 | 0 | 0 | 0 | 0 | 0
IL MPS- Ameren NOX rate Summer v5.12 | 435 | 5755 | Rate Constraint in lbs/MMBtu | FALSE | L | Annual | Allowances Withdrawn (1:1) | MTons | 0 | 0 | 0 | 0 | 0 | 0 | 0
IL MPS- Ameren NOX rate Summer v5.12 | 435 | 5755 | Rate Constraint in lbs/MMBtu | FALSE | L | Annual | Allowances Withdrawn (n:1) | MTons | 0 | 0 | 0 | 0 | 0 | 0 | 0
IL MPS- Ameren NOX rate Summer v5.12 | 435 | 5755 | Rate Constraint in lbs/MMBtu | FALSE | L | Annual | Net Emissions Allowance Position | MTons | 1.6455 | 1.611 | 1.611 | 1.6098 | 1.5495 | 1.611 | 1.6452
IL MPS- Ameren NOX rate Summer v5.12 | 435 | 5755 | Rate Constraint in lbs/MMBtu | FALSE | L | Annual | Fuel Consumed | TBtu | 54.3863 | 53.0041 | 53.0034 | 53.0557 | 50.6067 | 53.0034 | 54.4399
IL MPS- Ameren NOX rate Summer v5.12 | 435 | 5755 | Rate Constraint in lbs/MMBtu | FALSE | L | Annual | Rate | lb/MMBtu | 0.060511 | 0.060788 | 0.060789 | 0.060684 | 0.061235 | 0.060789 | 0.06044
IL MPS- Ameren NOX rate Summer v5.12 | 435 | 5755 | Rate Constraint in lbs/MMBtu | FALSE | L | Annual | Generation | TWh | 5.2671 | 5.1325 | 5.1325 | 5.1325 | 4.8991 | 5.1325 | 5.2671
IL MPS- Ameren NOX rate Summer v5.12 | 435 | 5755 | Rate Constraint in lbs/MMBtu | FALSE | L | Annual | Qualifying Generation | TWh | 5.2671 | 5.1325 | 5.1325 | 5.1325 | 4.8991 | 5.1325 | 5.2671
IL MPS- Ameren NOX rate Summer v5.12 | 435 | 5755 | Rate Constraint in lbs/MMBtu | FALSE | L | Annual | Rate | lb/MWh | 0.31241 | 0.31389 | 0.31389 | 0.31365 | 0.31628 | 0.31389 | 0.31235
IL MPS- Ameren NOX rate Summer v5.12 | 435 | 5755 | Rate Constraint in lbs/MMBtu | FALSE | L | Annual | Constraint Shadow Price | US$/Ton | 0 | 0 | 0 | 0 | 0 | 0 | 0
IL MPS- Ameren SO2 Rate Annual v5.12 | 436 | 5756 | Rate Constraint in lbs/MMBtu | FALSE | L | Annual | Seasons Included | Seasons | Winter, Summer | Winter, Summer | Winter, Summer | Winter, Summer | Winter, Summer | Winter, Summer | Winter, Summer
IL MPS- Ameren SO2 Rate Annual v5.12 | 436 | 5756 | Rate Constraint in lbs/MMBtu | FALSE | L | Annual | Standard | lb/MMBtu | 0.24 | 0.23 | 0.23 | 0.23 | 0.23 | 0.23 | 0.23
IL MPS- Ameren SO2 Rate Annual v5.12 | 436 | 5756 | Rate Constraint in lbs/MMBtu | FALSE | L | Annual | Emissions at Affected Plants SO2 | MTons | 3.988 | 3.999 | 4.0938 | 4.0205 | 4.339 | 4.3549 | 4.3965
IL MPS- Ameren SO2 Rate Annual v5.12 | 436 | 5756 | Rate Constraint in lbs/MMBtu | FALSE | L | Annual | Allowances Purchased SO2 | MTons | 0 | 0 | 0 | 0 | 0 | 0 | 0
IL MPS- Ameren SO2 Rate Annual v5.12 | 436 | 5756 | Rate Constraint in lbs/MMBtu | FALSE | L | Annual | Allowances Sold SO2 | MTons | 0 | 0 | 0 | 0 | 0 | 0 | 0
IL MPS- Ameren SO2 Rate Annual v5.12 | 436 | 5756 | Rate Constraint in lbs/MMBtu | FALSE | L | Annual | Allowances Banked | MTons | 0 | 0 | 0 | 0 | 0 | 0 | 0
IL MPS- Ameren SO2 Rate Annual v5.12 | 436 | 5756 | Rate Constraint in lbs/MMBtu | FALSE | L | Annual | Allowances Withdrawn (1:1) | MTons | 0 | 0 | 0 | 0 | 0 | 0 | 0
IL MPS- Ameren SO2 Rate Annual v5.12 | 436 | 5756 | Rate Constraint in lbs/MMBtu | FALSE | L | Annual | Allowances Withdrawn (n:1) | MTons | 0 | 0 | 0 | 0 | 0 | 0 | 0
IL MPS- Ameren SO2 Rate Annual v5.12 | 436 | 5756 | Rate Constraint in lbs/MMBtu | FALSE | L | Annual | Net Emissions Allowance Position | MTons | 3.988 | 3.999 | 4.0938 | 4.0205 | 4.339 | 4.3549 | 4.3965
IL MPS- Ameren SO2 Rate Annual v5.12 | 436 | 5756 | Rate Constraint in lbs/MMBtu | FALSE | L | Annual | Fuel Consumed | TBtu | 124.4752 | 121.4517 | 121.2353 | 121.1902 | 113.3921 | 119.7308 | 124.4752
IL MPS- Ameren SO2 Rate Annual v5.12 | 436 | 5756 | Rate Constraint in lbs/MMBtu | FALSE | L | Annual | Rate | lb/MMBtu | 0.064078 | 0.065853 | 0.067534 | 0.06635 | 0.076531 | 0.072745 | 0.070641
IL MPS- Ameren SO2 Rate Annual v5.12 | 436 | 5756 | Rate Constraint in lbs/MMBtu | FALSE | L | Annual | Generation | TWh | 12.0293 | 11.7506 | 11.7207 | 11.7207 | 10.9806 | 11.5748 | 12.0293
IL MPS- Ameren SO2 Rate Annual v5.12 | 436 | 5756 | Rate Constraint in lbs/MMBtu | FALSE | L | Annual | Qualifying Generation | TWh | 12.0293 | 11.7506 | 11.7207 | 11.7207 | 10.9806 | 11.5748 | 12.0293
IL MPS- Ameren SO2 Rate Annual v5.12 | 436 | 5756 | Rate Constraint in lbs/MMBtu | FALSE | L | Annual | Rate | lb/MWh | 0.33153 | 0.34032 | 0.34928 | 0.34303 | 0.39515 | 0.37624 | 0.36548
IL MPS- Ameren SO2 Rate Annual v5.12 | 436 | 5756 | Rate Constraint in lbs/MMBtu | FALSE | L | Annual | Constraint Shadow Price | US$/Ton | 0 | 0 | 0 | 0 | 0 | 0 | 0
IL MPS- Dynegy MER Rate Annual v5.12 | 437 | 5757 | MACT Fuel Choice Floor in lbs/MMBtu | FALSE | L | Annual | Seasons Included | Seasons | Winter, Summer | Winter, Summer | Winter, Summer | Winter, Summer | Winter, Summer | Winter, Summer | Winter, Summer
IL MPS- Dynegy MER Rate Annual v5.12 | 437 | 5757 | MACT Fuel Choice Floor in lbs/MMBtu | FALSE | L | Annual | Emission Floor | lbs/MMBtu | 7.8e-07 | 7.8e-07 | 7.8e-07 | 7.8e-07 | 7.8e-07 | 7.8e-07 | 7.8e-07
IL MPS- Dynegy MER Rate Annual v5.12 | 437 | 5757 | MACT Fuel Choice Floor in lbs/MMBtu | FALSE | L | Annual | Emissions at Affected Plants MER | lbs | 89.8996 | 90.4878 | 88.8893 | 91.5944 | 89.0743 | 95.7083 | 96.9902
IL MPS- Dynegy MER Rate Annual v5.12 | 437 | 5757 | MACT Fuel Choice Floor in lbs/MMBtu | FALSE | L | Annual | Allowances Purchased MER | lbs | 0 | 0 | 0 | 0 | 0 | 0 | 0
IL MPS- Dynegy MER Rate Annual v5.12 | 437 | 5757 | MACT Fuel Choice Floor in lbs/MMBtu | FALSE | L | Annual | Allowances Sold MER | lbs | 0 | 0 | 0 | 0 | 0 | 0 | 0
IL MPS- Dynegy MER Rate Annual v5.12 | 437 | 5757 | MACT Fuel Choice Floor in lbs/MMBtu | FALSE | L | Annual | Allowances Banked | lbs | 0 | 0 | 0 | 0 | 0 | 0 | 0
IL MPS- Dynegy MER Rate Annual v5.12 | 437 | 5757 | MACT Fuel Choice Floor in lbs/MMBtu | FALSE | L | Annual | Allowances Withdrawn (1:1) | lbs | 0 | 0 | 0 | 0 | 0 | 0 | 0
IL MPS- Dynegy MER Rate Annual v5.12 | 437 | 5757 | MACT Fuel Choice Floor in lbs/MMBtu | FALSE | L | Annual | Allowances Withdrawn (n:1) | lbs | 0 | 0 | 0 | 0 | 0 | 0 | 0
IL MPS- Dynegy MER Rate Annual v5.12 | 437 | 5757 | MACT Fuel Choice Floor in lbs/MMBtu | FALSE | L | Annual | Net Emissions Allowance Position | lbs | 89.8996 | 90.4878 | 88.8893 | 91.5944 | 89.0743 | 95.7083 | 96.9902
IL MPS- Dynegy MER Rate Annual v5.12 | 437 | 5757 | MACT Fuel Choice Floor in lbs/MMBtu | FALSE | L | Annual | Fuel Consumed | TBtu | 166.7983 | 164.6235 | 164.8183 | 166.5965 | 162.1034 | 162.1577 | 166.7983
IL MPS- Dynegy MER Rate Annual v5.12 | 437 | 5757 | MACT Fuel Choice Floor in lbs/MMBtu | FALSE | L | Annual | Rate | lb/MMBtu | 5.3897e-07 | 5.4966e-07 | 5.3932e-07 | 5.498e-07 | 5.4949e-07 | 5.9022e-07 | 5.8148e-07
IL MPS- Dynegy MER Rate Annual v5.12 | 437 | 5757 | MACT Fuel Choice Floor in lbs/MMBtu | FALSE | L | Annual | Generation | TWh | 15.923 | 15.7524 | 15.7528 | 15.923 | 15.5346 | 15.5346 | 15.923
IL MPS- Dynegy MER Rate Annual v5.12 | 437 | 5757 | MACT Fuel Choice Floor in lbs/MMBtu | FALSE | L | Annual | Qualifying Generation | TWh | 15.923 | 15.7524 | 15.7528 | 15.923 | 15.5346 | 15.5346 | 15.923
IL MPS- Dynegy MER Rate Annual v5.12 | 437 | 5757 | MACT Fuel Choice Floor in lbs/MMBtu | FALSE | L | Annual | Constraint Shadow Price | US$/Lb | 0 | 0 | 0 | 0 | 0 | 0 | 0
IL MPS- Dynegy NOx rate Annual v5.12 | 438 | 5760 | Rate Constraint in lbs/MMBtu | FALSE | L | Annual | Seasons Included | Seasons | Winter, Summer | Winter, Summer | Winter, Summer | Winter, Summer | Winter, Summer | Winter, Summer | Winter, Summer
IL MPS- Dynegy NOx rate Annual v5.12 | 438 | 5760 | Rate Constraint in lbs/MMBtu | FALSE | L | Annual | Standard | lb/MMBtu | 0.11 | 0.11 | 0.11 | 0.11 | 0.11 | 0.11 | 0.11
IL MPS- Dynegy NOx rate Annual v5.12 | 438 | 5760 | Rate Constraint in lbs/MMBtu | FALSE | L | Annual | Emissions at Affected Plants NOX | MTons | 4.7495 | 4.6938 | 4.6885 | 4.7555 | 4.6151 | 4.6136 | 4.7495
IL MPS- Dynegy NOx rate Annual v5.12 | 438 | 5760 | Rate Constraint in lbs/MMBtu | FALSE | L | Annual | Allowances Purchased NOX | MTons | 0 | 0 | 0 | 0 | 0 | 0 | 0
IL MPS- Dynegy NOx rate Annual v5.12 | 438 | 5760 | Rate Constraint in lbs/MMBtu | FALSE | L | Annual | Allowances Sold NOX | MTons | 0 | 0 | 0 | 0 | 0 | 0 | 0
IL MPS- Dynegy NOx rate Annual v5.12 | 438 | 5760 | Rate Constraint in lbs/MMBtu | FALSE | L | Annual | Allowances Banked | MTons | 0 | 0 | 0 | 0 | 0 | 0 | 0
IL MPS- Dynegy NOx rate Annual v5.12 | 438 | 5760 | Rate Constraint in lbs/MMBtu | FALSE | L | Annual | Allowances Withdrawn (1:1) | MTons | 0 | 0 | 0 | 0 | 0 | 0 | 0
IL MPS- Dynegy NOx rate Annual v5.12 | 438 | 5760 | Rate Constraint in lbs/MMBtu | FALSE | L | Annual | Allowances Withdrawn (n:1) | MTons | 0 | 0 | 0 | 0 | 0 | 0 | 0
IL MPS- Dynegy NOx rate Annual v5.12 | 438 | 5760 | Rate Constraint in lbs/MMBtu | FALSE | L | Annual | Net Emissions Allowance Position | MTons | 4.7495 | 4.6938 | 4.6885 | 4.7555 | 4.6151 | 4.6136 | 4.7495
IL MPS- Dynegy NOx rate Annual v5.12 | 438 | 5760 | Rate Constraint in lbs/MMBtu | FALSE | L | Annual | Fuel Consumed | TBtu | 166.7983 | 164.6235 | 164.8183 | 166.5965 | 162.1034 | 162.1577 | 166.7983
IL MPS- Dynegy NOx rate Annual v5.12 | 438 | 5760 | Rate Constraint in lbs/MMBtu | FALSE | L | Annual | Rate | lb/MMBtu | 0.056949 | 0.057025 | 0.056893 | 0.057089 | 0.056941 | 0.056902 | 0.056949
IL MPS- Dynegy NOx rate Annual v5.12 | 438 | 5760 | Rate Constraint in lbs/MMBtu | FALSE | L | Annual | Generation | TWh | 15.923 | 15.7524 | 15.7528 | 15.923 | 15.5346 | 15.5346 | 15.923
IL MPS- Dynegy NOx rate Annual v5.12 | 438 | 5760 | Rate Constraint in lbs/MMBtu | FALSE | L | Annual | Qualifying Generation | TWh | 15.923 | 15.7524 | 15.7528 | 15.923 | 15.5346 | 15.5346 | 15.923
IL MPS- Dynegy NOx rate Annual v5.12 | 438 | 5760 | Rate Constraint in lbs/MMBtu | FALSE | L | Annual | Rate | lb/MWh | 0.29828 | 0.29798 | 0.29763 | 0.29865 | 0.29709 | 0.29699 | 0.29828
IL MPS- Dynegy NOx rate Annual v5.12 | 438 | 5760 | Rate Constraint in lbs/MMBtu | FALSE | L | Annual | Constraint Shadow Price | US$/Ton | 0 | 0 | 0 | 0 | 0 | 0 | 0
IL MPS- Dynegy NOX rate Summer v5.12 | 439 | 5761 | Rate Constraint in lbs/MMBtu | FALSE | L | Annual | Seasons Included | Seasons | Summer | Summer | Summer | Summer | Summer | Summer | Summer
IL MPS- Dynegy NOX rate Summer v5.12 | 439 | 5761 | Rate Constraint in lbs/MMBtu | FALSE | L | Annual | Standard | lb/MMBtu | 0.11 | 0.11 | 0.11 | 0.11 | 0.11 | 0.11 | 0.11
IL MPS- Dynegy NOX rate Summer v5.12 | 439 | 5761 | Rate Constraint in lbs/MMBtu | FALSE | L | Annual | Emissions at Affected Plants NOX | MTons | 2.0838 | 2.0282 | 2.0228 | 2.0898 | 2.0282 | 2.0299 | 2.0856
IL MPS- Dynegy NOX rate Summer v5.12 | 439 | 5761 | Rate Constraint in lbs/MMBtu | FALSE | L | Annual | Allowances Purchased NOX | MTons | 0 | 0 | 0 | 0 | 0 | 0 | 0
IL MPS- Dynegy NOX rate Summer v5.12 | 439 | 5761 | Rate Constraint in lbs/MMBtu | FALSE | L | Annual | Allowances Sold NOX | MTons | 0 | 0 | 0 | 0 | 0 | 0 | 0
IL MPS- Dynegy NOX rate Summer v5.12 | 439 | 5761 | Rate Constraint in lbs/MMBtu | FALSE | L | Annual | Allowances Banked | MTons | 0 | 0 | 0 | 0 | 0 | 0 | 0
IL MPS- Dynegy NOX rate Summer v5.12 | 439 | 5761 | Rate Constraint in lbs/MMBtu | FALSE | L | Annual | Allowances Withdrawn (1:1) | MTons | 0 | 0 | 0 | 0 | 0 | 0 | 0
IL MPS- Dynegy NOX rate Summer v5.12 | 439 | 5761 | Rate Constraint in lbs/MMBtu | FALSE | L | Annual | Allowances Withdrawn (n:1) | MTons | 0 | 0 | 0 | 0 | 0 | 0 | 0
IL MPS- Dynegy NOX rate Summer v5.12 | 439 | 5761 | Rate Constraint in lbs/MMBtu | FALSE | L | Annual | Net Emissions Allowance Position | MTons | 2.0838 | 2.0282 | 2.0228 | 2.0898 | 2.0282 | 2.0299 | 2.0856
IL MPS- Dynegy NOX rate Summer v5.12 | 439 | 5761 | Rate Constraint in lbs/MMBtu | FALSE | L | Annual | Fuel Consumed | TBtu | 73.2936 | 71.1188 | 71.3136 | 73.0919 | 71.1188 | 71.1898 | 73.3646
IL MPS- Dynegy NOX rate Summer v5.12 | 439 | 5761 | Rate Constraint in lbs/MMBtu | FALSE | L | Annual | Rate | lb/MMBtu | 0.056863 | 0.057036 | 0.05673 | 0.057182 | 0.057036 | 0.057029 | 0.056856
IL MPS- Dynegy NOX rate Summer v5.12 | 439 | 5761 | Rate Constraint in lbs/MMBtu | FALSE | L | Annual | Generation | TWh | 6.9948 | 6.8242 | 6.8246 | 6.9948 | 6.8242 | 6.8242 | 6.9948
IL MPS- Dynegy NOX rate Summer v5.12 | 439 | 5761 | Rate Constraint in lbs/MMBtu | FALSE | L | Annual | Qualifying Generation | TWh | 6.9948 | 6.8242 | 6.8246 | 6.9948 | 6.8242 | 6.8242 | 6.9948
IL MPS- Dynegy NOX rate Summer v5.12 | 439 | 5761 | Rate Constraint in lbs/MMBtu | FALSE | L | Annual | Rate | lb/MWh | 0.29791 | 0.2972 | 0.2964 | 0.29876 | 0.2972 | 0.29746 | 0.29817
IL MPS- Dynegy NOX rate Summer v5.12 | 439 | 5761 | Rate Constraint in lbs/MMBtu | FALSE | L | Annual | Constraint Shadow Price | US$/Ton | 0 | 0 | 0 | 0 | 0 | 0 | 0
IL MPS- Dynegy SO2 Rate Annual v5.12 | 440 | 5762 | Rate Constraint in lbs/MMBtu | FALSE | L | Annual | Seasons Included | Seasons | Winter, Summer | Winter, Summer | Winter, Summer | Winter, Summer | Winter, Summer | Winter, Summer | Winter, Summer
IL MPS- Dynegy SO2 Rate Annual v5.12 | 440 | 5762 | Rate Constraint in lbs/MMBtu | FALSE | L | Annual | Standard | lb/MMBtu | 0.25 | 0.25 | 0.25 | 0.25 | 0.25 | 0.25 | 0.25
IL MPS- Dynegy SO2 Rate Annual v5.12 | 440 | 5762 | Rate Constraint in lbs/MMBtu | FALSE | L | Annual | Emissions at Affected Plants SO2 | MTons | 6.6666 | 6.5796 | 6.5875 | 6.6585 | 6.4787 | 7.0831 | 7.2689
IL MPS- Dynegy SO2 Rate Annual v5.12 | 440 | 5762 | Rate Constraint in lbs/MMBtu | FALSE | L | Annual | Allowances Purchased SO2 | MTons | 0 | 0 | 0 | 0 | 0 | 0 | 0
IL MPS- Dynegy SO2 Rate Annual v5.12 | 440 | 5762 | Rate Constraint in lbs/MMBtu | FALSE | L | Annual | Allowances Sold SO2 | MTons | 0 | 0 | 0 | 0 | 0 | 0 | 0
IL MPS- Dynegy SO2 Rate Annual v5.12 | 440 | 5762 | Rate Constraint in lbs/MMBtu | FALSE | L | Annual | Allowances Banked | MTons | 0 | 0 | 0 | 0 | 0 | 0 | 0
IL MPS- Dynegy SO2 Rate Annual v5.12 | 440 | 5762 | Rate Constraint in lbs/MMBtu | FALSE | L | Annual | Allowances Withdrawn (1:1) | MTons | 0 | 0 | 0 | 0 | 0 | 0 | 0
IL MPS- Dynegy SO2 Rate Annual v5.12 | 440 | 5762 | Rate Constraint in lbs/MMBtu | FALSE | L | Annual | Allowances Withdrawn (n:1) | MTons | 0 | 0 | 0 | 0 | 0 | 0 | 0
IL MPS- Dynegy SO2 Rate Annual v5.12 | 440 | 5762 | Rate Constraint in lbs/MMBtu | FALSE | L | Annual | Net Emissions Allowance Position | MTons | 6.6666 | 6.5796 | 6.5875 | 6.6585 | 6.4787 | 7.0831 | 7.2689
IL MPS- Dynegy SO2 Rate Annual v5.12 | 440 | 5762 | Rate Constraint in lbs/MMBtu | FALSE | L | Annual | Fuel Consumed | TBtu | 166.7983 | 164.6235 | 164.8183 | 166.5965 | 162.1034 | 162.1577 | 166.7983
IL MPS- Dynegy SO2 Rate Annual v5.12 | 440 | 5762 | Rate Constraint in lbs/MMBtu | FALSE | L | Annual | Rate | lb/MMBtu | 0.079936 | 0.079935 | 0.079937 | 0.079936 | 0.079932 | 0.087361 | 0.087158
IL MPS- Dynegy SO2 Rate Annual v5.12 | 440 | 5762 | Rate Constraint in lbs/MMBtu | FALSE | L | Annual | Generation | TWh | 15.923 | 15.7524 | 15.7528 | 15.923 | 15.5346 | 15.5346 | 15.923
IL MPS- Dynegy SO2 Rate Annual v5.12 | 440 | 5762 | Rate Constraint in lbs/MMBtu | FALSE | L | Annual | Qualifying Generation | TWh | 15.923 | 15.7524 | 15.7528 | 15.923 | 15.5346 | 15.5346 | 15.923
IL MPS- Dynegy SO2 Rate Annual v5.12 | 440 | 5762 | Rate Constraint in lbs/MMBtu | FALSE | L | Annual | Rate | lb/MWh | 0.41868 | 0.41769 | 0.41818 | 0.41817 | 0.41705 | 0.45596 | 0.4565
IL MPS- Dynegy SO2 Rate Annual v5.12 | 440 | 5762 | Rate Constraint in lbs/MMBtu | FALSE | L | Annual | Constraint Shadow Price | US$/Ton | 0 | 0 | 0 | 0 | 0 | 0 | 0
Kansas Nearman Unit 1NOx Rate Annual v4.10 | 441 | 2260 | Rate Constraint in lbs/MMBtu | FALSE | L | Annual | Seasons Included | Seasons | Winter, Summer | Winter, Summer | Winter, Summer | Winter, Summer | Winter, Summer | Winter, Summer | Winter, Summer
Kansas Nearman Unit 1NOx Rate Annual v4.10 | 441 | 2260 | Rate Constraint in lbs/MMBtu | FALSE | L | Annual | Standard | lb/MMBtu | 0.26 | 0.26 | 0.26 | 0.26 | 0.26 | 0.26 | 0.26
Kansas Nearman Unit 1NOx Rate Annual v4.10 | 441 | 2260 | Rate Constraint in lbs/MMBtu | FALSE | L | Annual | Emissions at Affected Plants NOX | MTons | 2.3826 | 2.3826 | 2.3826 | 2.3826 | 1.8779 | 2.0812 | 2.3826
Kansas Nearman Unit 1NOx Rate Annual v4.10 | 441 | 2260 | Rate Constraint in lbs/MMBtu | FALSE | L | Annual | Allowances Purchased NOX | MTons | 0 | 0 | 0 | 0 | 0 | 0 | 0
Kansas Nearman Unit 1NOx Rate Annual v4.10 | 441 | 2260 | Rate Constraint in lbs/MMBtu | FALSE | L | Annual | Allowances Sold NOX | MTons | 0 | 0 | 0 | 0 | 0 | 0 | 0
Kansas Nearman Unit 1NOx Rate Annual v4.10 | 441 | 2260 | Rate Constraint in lbs/MMBtu | FALSE | L | Annual | Allowances Banked | MTons | 0 | 0 | 0 | 0 | 0 | 0 | 0
Kansas Nearman Unit 1NOx Rate Annual v4.10 | 441 | 2260 | Rate Constraint in lbs/MMBtu | FALSE | L | Annual | Allowances Withdrawn (1:1) | MTons | 0 | 0 | 0 | 0 | 0 | 0 | 0
Kansas Nearman Unit 1NOx Rate Annual v4.10 | 441 | 2260 | Rate Constraint in lbs/MMBtu | FALSE | L | Annual | Allowances Withdrawn (n:1) | MTons | 0 | 0 | 0 | 0 | 0 | 0 | 0
Kansas Nearman Unit 1NOx Rate Annual v4.10 | 441 | 2260 | Rate Constraint in lbs/MMBtu | FALSE | L | Annual | Net Emissions Allowance Position | MTons | 2.3826 | 2.3826 | 2.3826 | 2.3826 | 1.8779 | 2.0812 | 2.3826
Kansas Nearman Unit 1NOx Rate Annual v4.10 | 441 | 2260 | Rate Constraint in lbs/MMBtu | FALSE | L | Annual | Fuel Consumed | TBtu | 18.3273 | 18.3273 | 18.3273 | 18.3273 | 14.4457 | 16.0089 | 18.3273
Kansas Nearman Unit 1NOx Rate Annual v4.10 | 441 | 2260 | Rate Constraint in lbs/MMBtu | FALSE | L | Annual | Rate | lb/MMBtu | 0.26 | 0.26 | 0.26 | 0.26 | 0.26 | 0.26 | 0.26
Kansas Nearman Unit 1NOx Rate Annual v4.10 | 441 | 2260 | Rate Constraint in lbs/MMBtu | FALSE | L | Annual | Generation | TWh | 1.6356 | 1.6356 | 1.6356 | 1.6356 | 1.2892 | 1.4287 | 1.6356
Kansas Nearman Unit 1NOx Rate Annual v4.10 | 441 | 2260 | Rate Constraint in lbs/MMBtu | FALSE | L | Annual | Qualifying Generation | TWh | 1.6356 | 1.6356 | 1.6356 | 1.6356 | 1.2892 | 1.4287 | 1.6356
Kansas Nearman Unit 1NOx Rate Annual v4.10 | 441 | 2260 | Rate Constraint in lbs/MMBtu | FALSE | L | Annual | Rate | lb/MWh | 1.4567 | 1.4567 | 1.4567 | 1.4567 | 1.4567 | 1.4567 | 1.4567
Kansas Nearman Unit 1NOx Rate Annual v4.10 | 441 | 2260 | Rate Constraint in lbs/MMBtu | FALSE | L | Annual | Constraint Shadow Price | US$/Ton | 2082.8329 | 4653.4286 | 5574.6991 | 1999.2856 | 1063.966 | 776.8792 | 2037.4479
Kansas Quindaro Unit 2 Nox Rate Annual v4.10 | 442 | 2259 | Rate Constraint in lbs/MMBtu | FALSE | L | Annual | Seasons Included | Seasons | Winter, Summer | Winter, Summer | Winter, Summer | Winter, Summer | Winter, Summer | Winter, Summer | Winter, Summer
Kansas Quindaro Unit 2 Nox Rate Annual v4.10 | 442 | 2259 | Rate Constraint in lbs/MMBtu | FALSE | L | Annual | Standard | lb/MMBtu | 0.2 | 0.2 | 0.2 | 0.2 | 0.2 | 0.2 | 0.2
Kansas Quindaro Unit 2 Nox Rate Annual v4.10 | 442 | 2259 | Rate Constraint in lbs/MMBtu | FALSE | L | Annual | Emissions at Affected Plants NOX | MTons | 0 | 0 | 0 | 0 | 0 | 0 | 0
Kansas Quindaro Unit 2 Nox Rate Annual v4.10 | 442 | 2259 | Rate Constraint in lbs/MMBtu | FALSE | L | Annual | Allowances Purchased NOX | MTons | 0 | 0 | 0 | 0 | 0 | 0 | 0
Kansas Quindaro Unit 2 Nox Rate Annual v4.10 | 442 | 2259 | Rate Constraint in lbs/MMBtu | FALSE | L | Annual | Allowances Sold NOX | MTons | 0 | 0 | 0 | 0 | 0 | 0 | 0
Kansas Quindaro Unit 2 Nox Rate Annual v4.10 | 442 | 2259 | Rate Constraint in lbs/MMBtu | FALSE | L | Annual | Allowances Banked | MTons | 0 | 0 | 0 | 0 | 0 | 0 | 0
Kansas Quindaro Unit 2 Nox Rate Annual v4.10 | 442 | 2259 | Rate Constraint in lbs/MMBtu | FALSE | L | Annual | Allowances Withdrawn (1:1) | MTons | 0 | 0 | 0 | 0 | 0 | 0 | 0
Kansas Quindaro Unit 2 Nox Rate Annual v4.10 | 442 | 2259 | Rate Constraint in lbs/MMBtu | FALSE | L | Annual | Allowances Withdrawn (n:1) | MTons | 0 | 0 | 0 | 0 | 0 | 0 | 0
Kansas Quindaro Unit 2 Nox Rate Annual v4.10 | 442 | 2259 | Rate Constraint in lbs/MMBtu | FALSE | L | Annual | Net Emissions Allowance Position | MTons | 0 | 0 | 0 | 0 | 0 | 0 | 0
Kansas Quindaro Unit 2 Nox Rate Annual v4.10 | 442 | 2259 | Rate Constraint in lbs/MMBtu | FALSE | L | Annual | Fuel Consumed | TBtu | 0 | 0 | 0 | 0 | 0 | 0 | 0
Kansas Quindaro Unit 2 Nox Rate Annual v4.10 | 442 | 2259 | Rate Constraint in lbs/MMBtu | FALSE | L | Annual | Rate | lb/MMBtu | 0 | 0 | 0 | 0 | 0 | 0 | 0
Kansas Quindaro Unit 2 Nox Rate Annual v4.10 | 442 | 2259 | Rate Constraint in lbs/MMBtu | FALSE | L | Annual | Generation | TWh | 0 | 0 | 0 | 0 | 0 | 0 | 0
Kansas Quindaro Unit 2 Nox Rate Annual v4.10 | 442 | 2259 | Rate Constraint in lbs/MMBtu | FALSE | L | Annual | Qualifying Generation | TWh | 0 | 0 | 0 | 0 | 0 | 0 | 0
Kansas Quindaro Unit 2 Nox Rate Annual v4.10 | 442 | 2259 | Rate Constraint in lbs/MMBtu | FALSE | L | Annual | Rate | lb/MWh | 0 | 0 | 0 | 0 | 0 | 0 | 0
Kansas Quindaro Unit 2 Nox Rate Annual v4.10 | 442 | 2259 | Rate Constraint in lbs/MMBtu | FALSE | L | Annual | Constraint Shadow Price | US$/Ton | 3909.0773 | 6991.8162 | 9200.9803 | 5707.8997 | 1322.0797 | 555.0718 | 548.555
LA Big Cajun 1 CT- NOx Summer v4.10 | 443 | 2425 | Rate Constraint in lbs/MMBtu | FALSE | L | Annual | Seasons Included | Seasons | Summer | Summer | Summer | Summer | Summer | Summer | Summer
LA Big Cajun 1 CT- NOx Summer v4.10 | 443 | 2425 | Rate Constraint in lbs/MMBtu | FALSE | L | Annual | Standard | lb/MMBtu | 0.2 | 0.2 | 0.2 | 0.2 | 0.2 | 0.2 | 0.2
LA Big Cajun 1 CT- NOx Summer v4.10 | 443 | 2425 | Rate Constraint in lbs/MMBtu | FALSE | L | Annual | Emissions at Affected Plants NOX | MTons | 0 | 0 | 0 | 0.0027651 | 0.0027651 | 0.014056 | 0.014056
LA Big Cajun 1 CT- NOx Summer v4.10 | 443 | 2425 | Rate Constraint in lbs/MMBtu | FALSE | L | Annual | Allowances Purchased NOX | MTons | 0 | 0 | 0 | 0 | 0 | 0 | 0
LA Big Cajun 1 CT- NOx Summer v4.10 | 443 | 2425 | Rate Constraint in lbs/MMBtu | FALSE | L | Annual | Allowances Sold NOX | MTons | 0 | 0 | 0 | 0 | 0 | 0 | 0
LA Big Cajun 1 CT- NOx Summer v4.10 | 443 | 2425 | Rate Constraint in lbs/MMBtu | FALSE | L | Annual | Allowances Banked | MTons | 0 | 0 | 0 | 0 | 0 | 0 | 0
LA Big Cajun 1 CT- NOx Summer v4.10 | 443 | 2425 | Rate Constraint in lbs/MMBtu | FALSE | L | Annual | Allowances Withdrawn (1:1) | MTons | 0 | 0 | 0 | 0 | 0 | 0 | 0
LA Big Cajun 1 CT- NOx Summer v4.10 | 443 | 2425 | Rate Constraint in lbs/MMBtu | FALSE | L | Annual | Allowances Withdrawn (n:1) | MTons | 0 | 0 | 0 | 0 | 0 | 0 | 0
LA Big Cajun 1 CT- NOx Summer v4.10 | 443 | 2425 | Rate Constraint in lbs/MMBtu | FALSE | L | Annual | Net Emissions Allowance Position | MTons | 0 | 0 | 0 | 0.0027651 | 0.0027651 | 0.014056 | 0.014056
LA Big Cajun 1 CT- NOx Summer v4.10 | 443 | 2425 | Rate Constraint in lbs/MMBtu | FALSE | L | Annual | Fuel Consumed | TBtu | 0 | 0 | 0 | 0.086864 | 0.086864 | 0.44156 | 0.44156
LA Big Cajun 1 CT- NOx Summer v4.10 | 443 | 2425 | Rate Constraint in lbs/MMBtu | FALSE | L | Annual | Rate | lb/MMBtu | 0 | 0 | 0 | 0.063666 | 0.063666 | 0.063666 | 0.063666
LA Big Cajun 1 CT- NOx Summer v4.10 | 443 | 2425 | Rate Constraint in lbs/MMBtu | FALSE | L | Annual | Generation | TWh | 0 | 0 | 0 | 0.0070007 | 0.0070007 | 0.035587 | 0.035587
LA Big Cajun 1 CT- NOx Summer v4.10 | 443 | 2425 | Rate Constraint in lbs/MMBtu | FALSE | L | Annual | Qualifying Generation | TWh | 0 | 0 | 0 | 0.0070007 | 0.0070007 | 0.035587 | 0.035587
LA Big Cajun 1 CT- NOx Summer v4.10 | 443 | 2425 | Rate Constraint in lbs/MMBtu | FALSE | L | Annual | Rate | lb/MWh | 0 | 0 | 0 | 0.39498 | 0.39498 | 0.39498 | 0.39498
LA Big Cajun 1 CT- NOx Summer v4.10 | 443 | 2425 | Rate Constraint in lbs/MMBtu | FALSE | L | Annual | Constraint Shadow Price | US$/Ton | 0 | 0 | 0 | 0 | 0 | 0 | 0
LA Big Cajun 1 OGS- NOx Summer v4.10 | 444 | 2426 | Rate Constraint in lbs/MMBtu | FALSE | L | Annual | Seasons Included | Seasons | Summer | Summer | Summer | Summer | Summer | Summer | Summer
LA Big Cajun 1 OGS- NOx Summer v4.10 | 444 | 2426 | Rate Constraint in lbs/MMBtu | FALSE | L | Annual | Standard | lb/MMBtu | 0.1 | 0.1 | 0.1 | 0.1 | 0.1 | 0.1 | 0.1
LA Big Cajun 1 OGS- NOx Summer v4.10 | 444 | 2426 | Rate Constraint in lbs/MMBtu | FALSE | L | Annual | Emissions at Affected Plants NOX | MTons | 0 | 0 | 0 | 0 | 0 | 0 | 0
LA Big Cajun 1 OGS- NOx Summer v4.10 | 444 | 2426 | Rate Constraint in lbs/MMBtu | FALSE | L | Annual | Allowances Purchased NOX | MTons | 0 | 0 | 0 | 0 | 0 | 0 | 0
LA Big Cajun 1 OGS- NOx Summer v4.10 | 444 | 2426 | Rate Constraint in lbs/MMBtu | FALSE | L | Annual | Allowances Sold NOX | MTons | 0 | 0 | 0 | 0 | 0 | 0 | 0
LA Big Cajun 1 OGS- NOx Summer v4.10 | 444 | 2426 | Rate Constraint in lbs/MMBtu | FALSE | L | Annual | Allowances Banked | MTons | 0 | 0 | 0 | 0 | 0 | 0 | 0
LA Big Cajun 1 OGS- NOx Summer v4.10 | 444 | 2426 | Rate Constraint in lbs/MMBtu | FALSE | L | Annual | Allowances Withdrawn (1:1) | MTons | 0 | 0 | 0 | 0 | 0 | 0 | 0
LA Big Cajun 1 OGS- NOx Summer v4.10 | 444 | 2426 | Rate Constraint in lbs/MMBtu | FALSE | L | Annual | Allowances Withdrawn (n:1) | MTons | 0 | 0 | 0 | 0 | 0 | 0 | 0
LA Big Cajun 1 OGS- NOx Summer v4.10 | 444 | 2426 | Rate Constraint in lbs/MMBtu | FALSE | L | Annual | Net Emissions Allowance Position | MTons | 0 | 0 | 0 | 0 | 0 | 0 | 0
LA Big Cajun 1 OGS- NOx Summer v4.10 | 444 | 2426 | Rate Constraint in lbs/MMBtu | FALSE | L | Annual | Fuel Consumed | TBtu | 0 | 0 | 0 | 0 | 0 | 0 | 0
LA Big Cajun 1 OGS- NOx Summer v4.10 | 444 | 2426 | Rate Constraint in lbs/MMBtu | FALSE | L | Annual | Rate | lb/MMBtu | 0 | 0 | 0 | 0 | 0 | 0 | 0
LA Big Cajun 1 OGS- NOx Summer v4.10 | 444 | 2426 | Rate Constraint in lbs/MMBtu | FALSE | L | Annual | Generation | TWh | 0 | 0 | 0 | 0 | 0 | 0 | 0
LA Big Cajun 1 OGS- NOx Summer v4.10 | 444 | 2426 | Rate Constraint in lbs/MMBtu | FALSE | L | Annual | Qualifying Generation | TWh | 0 | 0 | 0 | 0 | 0 | 0 | 0
LA Big Cajun 1 OGS- NOx Summer v4.10 | 444 | 2426 | Rate Constraint in lbs/MMBtu | FALSE | L | Annual | Rate | lb/MWh | 0 | 0 | 0 | 0 | 0 | 0 | 0
LA Big Cajun 1 OGS- NOx Summer v4.10 | 444 | 2426 | Rate Constraint in lbs/MMBtu | FALSE | L | Annual | Constraint Shadow Price | US$/Ton | 7778.2436 | 7322.4042 | 3020.1439 | 1967.0339 | 4448.0706 | 0 | 0
LA Big Cajun 2- NOx Summer v4.10 | 445 | 2427 | Rate Constraint in lbs/MMBtu | FALSE | L | Annual | Seasons Included | Seasons | Summer | Summer | Summer | Summer | Summer | Summer | Summer
LA Big Cajun 2- NOx Summer v4.10 | 445 | 2427 | Rate Constraint in lbs/MMBtu | FALSE | L | Annual | Standard | lb/MMBtu | 0.21 | 0.21 | 0.21 | 0.21 | 0.21 | 0.21 | 0.21
LA Big Cajun 2- NOx Summer v4.10 | 445 | 2427 | Rate Constraint in lbs/MMBtu | FALSE | L | Annual | Emissions at Affected Plants NOX | MTons | 0.77222 | 0.93472 | 0.93472 | 1.0701 | 1.0701 | 1.0701 | 1.0701
LA Big Cajun 2- NOx Summer v4.10 | 445 | 2427 | Rate Constraint in lbs/MMBtu | FALSE | L | Annual | Allowances Purchased NOX | MTons | 0 | 0 | 0 | 0 | 0 | 0 | 0
LA Big Cajun 2- NOx Summer v4.10 | 445 | 2427 | Rate Constraint in lbs/MMBtu | FALSE | L | Annual | Allowances Sold NOX | MTons | 0 | 0 | 0 | 0 | 0 | 0 | 0
LA Big Cajun 2- NOx Summer v4.10 | 445 | 2427 | Rate Constraint in lbs/MMBtu | FALSE | L | Annual | Allowances Banked | MTons | 0 | 0 | 0 | 0 | 0 | 0 | 0
LA Big Cajun 2- NOx Summer v4.10 | 445 | 2427 | Rate Constraint in lbs/MMBtu | FALSE | L | Annual | Allowances Withdrawn (1:1) | MTons | 0 | 0 | 0 | 0 | 0 | 0 | 0
LA Big Cajun 2- NOx Summer v4.10 | 445 | 2427 | Rate Constraint in lbs/MMBtu | FALSE | L | Annual | Allowances Withdrawn (n:1) | MTons | 0 | 0 | 0 | 0 | 0 | 0 | 0
LA Big Cajun 2- NOx Summer v4.10 | 445 | 2427 | Rate Constraint in lbs/MMBtu | FALSE | L | Annual | Net Emissions Allowance Position | MTons | 0.77222 | 0.93472 | 0.93472 | 1.0701 | 1.0701 | 1.0701 | 1.0701
LA Big Cajun 2- NOx Summer v4.10 | 445 | 2427 | Rate Constraint in lbs/MMBtu | FALSE | L | Annual | Fuel Consumed | TBtu | 13.7177 | 16.6043 | 16.6043 | 19.0089 | 19.0089 | 19.0089 | 19.0089
LA Big Cajun 2- NOx Summer v4.10 | 445 | 2427 | Rate Constraint in lbs/MMBtu | FALSE | L | Annual | Rate | lb/MMBtu | 0.11259 | 0.11259 | 0.11259 | 0.11259 | 0.11259 | 0.11259 | 0.11259
LA Big Cajun 2- NOx Summer v4.10 | 445 | 2427 | Rate Constraint in lbs/MMBtu | FALSE | L | Annual | Generation | TWh | 1.3236 | 1.6022 | 1.6022 | 1.8342 | 1.8342 | 1.8342 | 1.8342
LA Big Cajun 2- NOx Summer v4.10 | 445 | 2427 | Rate Constraint in lbs/MMBtu | FALSE | L | Annual | Qualifying Generation | TWh | 1.3236 | 1.6022 | 1.6022 | 1.8342 | 1.8342 | 1.8342 | 1.8342
LA Big Cajun 2- NOx Summer v4.10 | 445 | 2427 | Rate Constraint in lbs/MMBtu | FALSE | L | Annual | Rate | lb/MWh | 0.58342 | 0.58342 | 0.58342 | 0.58342 | 0.58342 | 0.58342 | 0.58342
LA Big Cajun 2- NOx Summer v4.10 | 445 | 2427 | Rate Constraint in lbs/MMBtu | FALSE | L | Annual | Constraint Shadow Price | US$/Ton | 0 | 0 | 0 | 0 | 0 | 0 | 0
LA Carville Energy LLC -Nox Summer v5.12 | 446 | 2522 | Rate Constraint in lbs/MMBtu | FALSE | L | Annual | Seasons Included | Seasons | Summer | Summer | Summer | Summer | Summer | Summer | Summer
LA Carville Energy LLC -Nox Summer v5.12 | 446 | 2522 | Rate Constraint in lbs/MMBtu | FALSE | L | Annual | Standard | lb/MMBtu | 0.2 | 0.2 | 0.2 | 0.2 | 0.2 | 0.2 | 0.2
LA Carville Energy LLC -Nox Summer v5.12 | 446 | 2522 | Rate Constraint in lbs/MMBtu | FALSE | L | Annual | Emissions at Affected Plants NOX | MTons | 0.13617 | 0.13617 | 0.13617 | 0.13617 | 0.13617 | 0.13617 | 0.13617
LA Carville Energy LLC -Nox Summer v5.12 | 446 | 2522 | Rate Constraint in lbs/MMBtu | FALSE | L | Annual | Allowances Purchased NOX | MTons | 0 | 0 | 0 | 0 | 0 | 0 | 0
LA Carville Energy LLC -Nox Summer v5.12 | 446 | 2522 | Rate Constraint in lbs/MMBtu | FALSE | L | Annual | Allowances Sold NOX | MTons | 0 | 0 | 0 | 0 | 0 | 0 | 0
LA Carville Energy LLC -Nox Summer v5.12 | 446 | 2522 | Rate Constraint in lbs/MMBtu | FALSE | L | Annual | Allowances Banked | MTons | 0 | 0 | 0 | 0 | 0 | 0 | 0
LA Carville Energy LLC -Nox Summer v5.12 | 446 | 2522 | Rate Constraint in lbs/MMBtu | FALSE | L | Annual | Allowances Withdrawn (1:1) | MTons | 0 | 0 | 0 | 0 | 0 | 0 | 0
LA Carville Energy LLC -Nox Summer v5.12 | 446 | 2522 | Rate Constraint in lbs/MMBtu | FALSE | L | Annual | Allowances Withdrawn (n:1) | MTons | 0 | 0 | 0 | 0 | 0 | 0 | 0
LA Carville Energy LLC -Nox Summer v5.12 | 446 | 2522 | Rate Constraint in lbs/MMBtu | FALSE | L | Annual | Net Emissions Allowance Position | MTons | 0.13617 | 0.13617 | 0.13617 | 0.13617 | 0.13617 | 0.13617 | 0.13617
LA Carville Energy LLC -Nox Summer v5.12 | 446 | 2522 | Rate Constraint in lbs/MMBtu | FALSE | L | Annual | Fuel Consumed | TBtu | 6.4124 | 6.4124 | 6.4124 | 6.4124 | 6.4124 | 6.4124 | 6.4124
LA Carville Energy LLC -Nox Summer v5.12 | 446 | 2522 | Rate Constraint in lbs/MMBtu | FALSE | L | Annual | Rate | lb/MMBtu | 0.042472 | 0.042472 | 0.042472 | 0.042472 | 0.042472 | 0.042472 | 0.042472
LA Carville Energy LLC -Nox Summer v5.12 | 446 | 2522 | Rate Constraint in lbs/MMBtu | FALSE | L | Annual | Generation | TWh | 1.0734 | 1.0734 | 1.0734 | 1.0734 | 1.0734 | 1.0734 | 1.0734
LA Carville Energy LLC -Nox Summer v5.12 | 446 | 2522 | Rate Constraint in lbs/MMBtu | FALSE | L | Annual | Qualifying Generation | TWh | 1.0734 | 1.0734 | 1.0734 | 1.0734 | 1.0734 | 1.0734 | 1.0734
LA Carville Energy LLC -Nox Summer v5.12 | 446 | 2522 | Rate Constraint in lbs/MMBtu | FALSE | L | Annual | Rate | lb/MWh | 0.12686 | 0.12686 | 0.12686 | 0.12686 | 0.12686 | 0.12686 | 0.12686
LA Carville Energy LLC -Nox Summer v5.12 | 446 | 2522 | Rate Constraint in lbs/MMBtu | FALSE | L | Annual | Constraint Shadow Price | US$/Ton | 0 | 0 | 0 | 0 | 0 | 0 | 0
LA Formosa Plastics High - NOx Summer v4.10 | 447 | 2421 | Rate Constraint in lbs/MMBtu | FALSE | L | Annual | Seasons Included | Seasons | Summer | Summer | Summer | Summer | Summer | Summer | Summer
LA Formosa Plastics High - NOx Summer v4.10 | 447 | 2421 | Rate Constraint in lbs/MMBtu | FALSE | L | Annual | Standard | lb/MMBtu | 0.1 | 0.1 | 0.1 | 0.1 | 0.1 | 0.1 | 0.1
LA Formosa Plastics High - NOx Summer v4.10 | 447 | 2421 | Rate Constraint in lbs/MMBtu | FALSE | L | Annual | Emissions at Affected Plants NOX | MTons | 0.024609 | 0 | 0.024609 | 0.02687 | 0.02687 | 0.021859 | 0.021859
LA Formosa Plastics High - NOx Summer v4.10 | 447 | 2421 | Rate Constraint in lbs/MMBtu | FALSE | L | Annual | Allowances Purchased NOX | MTons | 0 | 0 | 0 | 0 | 0 | 0 | 0
LA Formosa Plastics High - NOx Summer v4.10 | 447 | 2421 | Rate Constraint in lbs/MMBtu | FALSE | L | Annual | Allowances Sold NOX | MTons | 0 | 0 | 0 | 0 | 0 | 0 | 0
LA Formosa Plastics High - NOx Summer v4.10 | 447 | 2421 | Rate Constraint in lbs/MMBtu | FALSE | L | Annual | Allowances Banked | MTons | 0 | 0 | 0 | 0 | 0 | 0 | 0
LA Formosa Plastics High - NOx Summer v4.10 | 447 | 2421 | Rate Constraint in lbs/MMBtu | FALSE | L | Annual | Allowances Withdrawn (1:1) | MTons | 0 | 0 | 0 | 0 | 0 | 0 | 0
LA Formosa Plastics High - NOx Summer v4.10 | 447 | 2421 | Rate Constraint in lbs/MMBtu | FALSE | L | Annual | Allowances Withdrawn (n:1) | MTons | 0 | 0 | 0 | 0 | 0 | 0 | 0
LA Formosa Plastics High - NOx Summer v4.10 | 447 | 2421 | Rate Constraint in lbs/MMBtu | FALSE | L | Annual | Net Emissions Allowance Position | MTons | 0.024609 | 0 | 0.024609 | 0.02687 | 0.02687 | 0.021859 | 0.021859
LA Formosa Plastics High - NOx Summer v4.10 | 447 | 2421 | Rate Constraint in lbs/MMBtu | FALSE | L | Annual | Fuel Consumed | TBtu | 0.14322 | 0 | 0.14322 | 0.15638 | 0.15638 | 0.12722 | 0.12722
LA Formosa Plastics High - NOx Summer v4.10 | 447 | 2421 | Rate Constraint in lbs/MMBtu | FALSE | L | Annual | Rate | lb/MMBtu | 0.34366 | 0 | 0.34366 | 0.34366 | 0.34366 | 0.34366 | 0.34366
LA Formosa Plastics High - NOx Summer v4.10 | 447 | 2421 | Rate Constraint in lbs/MMBtu | FALSE | L | Annual | Generation | TWh | 0.017255 | 0 | 0.017255 | 0.01884 | 0.01884 | 0.015327 | 0.015327
LA Formosa Plastics High - NOx Summer v4.10 | 447 | 2421 | Rate Constraint in lbs/MMBtu | FALSE | L | Annual | Qualifying Generation | TWh | 0.017255 | 0 | 0.017255 | 0.01884 | 0.01884 | 0.015327 | 0.015327
LA Formosa Plastics High - NOx Summer v4.10 | 447 | 2421 | Rate Constraint in lbs/MMBtu | FALSE | L | Annual | Rate | lb/MWh | 1.4262 | 0 | 1.4262 | 1.4262 | 1.4262 | 1.4262 | 1.4262
LA Formosa Plastics High - NOx Summer v4.10 | 447 | 2421 | Rate Constraint in lbs/MMBtu | FALSE | L | Annual | Constraint Shadow Price | US$/Ton | 4317.095 | 2235.4004 | 4312.6112 | 9798.9629 | 10126.7978 | 6304.581 | 12776.6312
LA Formosa Plastics Low - NOx Summer v4.10 | 448 | 2422 | Rate Constraint in lbs/MMBtu | FALSE | L | Annual | Seasons Included | Seasons | Summer | Summer | Summer | Summer | Summer | Summer | Summer
LA Formosa Plastics Low - NOx Summer v4.10 | 448 | 2422 | Rate Constraint in lbs/MMBtu | FALSE | L | Annual | Standard | lb/MMBtu | 0.2 | 0.2 | 0.2 | 0.2 | 0.2 | 0.2 | 0.2
LA Formosa Plastics Low - NOx Summer v4.10 | 448 | 2422 | Rate Constraint in lbs/MMBtu | FALSE | L | Annual | Emissions at Affected Plants NOX | MTons | 0 | 0 | 0 | 0.0028284 | 0.014378 | 0.014378 | 0.014378
LA Formosa Plastics Low - NOx Summer v4.10 | 448 | 2422 | Rate Constraint in lbs/MMBtu | FALSE | L | Annual | Allowances Purchased NOX | MTons | 0 | 0 | 0 | 0 | 0 | 0 | 0
LA Formosa Plastics Low - NOx Summer v4.10 | 448 | 2422 | Rate Constraint in lbs/MMBtu | FALSE | L | Annual | Allowances Sold NOX | MTons | 0 | 0 | 0 | 0 | 0 | 0 | 0
LA Formosa Plastics Low - NOx Summer v4.10 | 448 | 2422 | Rate Constraint in lbs/MMBtu | FALSE | L | Annual | Allowances Banked | MTons | 0 | 0 | 0 | 0 | 0 | 0 | 0
LA Formosa Plastics Low - NOx Summer v4.10 | 448 | 2422 | Rate Constraint in lbs/MMBtu | FALSE | L | Annual | Allowances Withdrawn (1:1) | MTons | 0 | 0 | 0 | 0 | 0 | 0 | 0
LA Formosa Plastics Low - NOx Summer v4.10 | 448 | 2422 | Rate Constraint in lbs/MMBtu | FALSE | L | Annual | Allowances Withdrawn (n:1) | MTons | 0 | 0 | 0 | 0 | 0 | 0 | 0
LA Formosa Plastics Low - NOx Summer v4.10 | 448 | 2422 | Rate Constraint in lbs/MMBtu | FALSE | L | Annual | Net Emissions Allowance Position | MTons | 0 | 0 | 0 | 0.0028284 | 0.014378 | 0.014378 | 0.014378
LA Formosa Plastics Low - NOx Summer v4.10 | 448 | 2422 | Rate Constraint in lbs/MMBtu | FALSE | L | Annual | Fuel Consumed | TBtu | 0 | 0 | 0 | 0.025676 | 0.13052 | 0.13052 | 0.13052
LA Formosa Plastics Low - NOx Summer v4.10 | 448 | 2422 | Rate Constraint in lbs/MMBtu | FALSE | L | Annual | Rate | lb/MMBtu | 0 | 0 | 0 | 0.22032 | 0.22032 | 0.22032 | 0.22032
LA Formosa Plastics Low - NOx Summer v4.10 | 448 | 2422 | Rate Constraint in lbs/MMBtu | FALSE | L | Annual | Generation | TWh | 0 | 0 | 0 | 0.0021377 | 0.010867 | 0.010867 | 0.010867
LA Formosa Plastics Low - NOx Summer v4.10 | 448 | 2422 | Rate Constraint in lbs/MMBtu | FALSE | L | Annual | Qualifying Generation | TWh | 0 | 0 | 0 | 0.0021377 | 0.010867 | 0.010867 | 0.010867
LA Formosa Plastics Low - NOx Summer v4.10 | 448 | 2422 | Rate Constraint in lbs/MMBtu | FALSE | L | Annual | Rate | lb/MWh | 0 | 0 | 0 | 1.3231 | 1.3231 | 1.3231 | 1.3231
LA Formosa Plastics Low - NOx Summer v4.10 | 448 | 2422 | Rate Constraint in lbs/MMBtu | FALSE | L | Annual | Constraint Shadow Price | US$/Ton | 0 | 0 | 0 | 0 | 0 | 20125.7047 | 33626.3087
LA Geismar Cogen -Nox Summer v5.12 | 449 | 2524 | Rate Constraint in lbs/MMBtu | FALSE | L | Annual | Seasons Included | Seasons | Summer | Summer | Summer | Summer | Summer | Summer | Summer
LA Geismar Cogen -Nox Summer v5.12 | 449 | 2524 | Rate Constraint in lbs/MMBtu | FALSE | L | Annual | Standard | lb/MMBtu | 0.2 | 0.2 | 0.2 | 0.2 | 0.2 | 0.2 | 0.2
LA Geismar Cogen -Nox Summer v5.12 | 449 | 2524 | Rate Constraint in lbs/MMBtu | FALSE | L | Annual | Emissions at Affected Plants NOX | MTons | 0 | 0 | 0 | 0.00090806 | 0.004616 | 0.004616 | 0.004616
LA Geismar Cogen -Nox Summer v5.12 | 449 | 2524 | Rate Constraint in lbs/MMBtu | FALSE | L | Annual | Allowances Purchased NOX | MTons | 0 | 0 | 0 | 0 | 0 | 0 | 0
LA Geismar Cogen -Nox Summer v5.12 | 449 | 2524 | Rate Constraint in lbs/MMBtu | FALSE | L | Annual | Allowances Sold NOX | MTons | 0 | 0 | 0 | 0 | 0 | 0 | 0
LA Geismar Cogen -Nox Summer v5.12 | 449 | 2524 | Rate Constraint in lbs/MMBtu | FALSE | L | Annual | Allowances Banked | MTons | 0 | 0 | 0 | 0 | 0 | 0 | 0
LA Geismar Cogen -Nox Summer v5.12 | 449 | 2524 | Rate Constraint in lbs/MMBtu | FALSE | L | Annual | Allowances Withdrawn (1:1) | MTons | 0 | 0 | 0 | 0 | 0 | 0 | 0
LA Geismar Cogen -Nox Summer v5.12 | 449 | 2524 | Rate Constraint in lbs/MMBtu | FALSE | L | Annual | Allowances Withdrawn (n:1) | MTons | 0 | 0 | 0 | 0 | 0 | 0 | 0
LA Geismar Cogen -Nox Summer v5.12 | 449 | 2524 | Rate Constraint in lbs/MMBtu | FALSE | L | Annual | Net Emissions Allowance Position | MTons | 0 | 0 | 0 | 0.00090806 | 0.004616 | 0.004616 | 0.004616
LA Geismar Cogen -Nox Summer v5.12 | 449 | 2524 | Rate Constraint in lbs/MMBtu | FALSE | L | Annual | Fuel Consumed | TBtu | 0 | 0 | 0 | 0.027624 | 0.14042 | 0.14042 | 0.14042
LA Geismar Cogen -Nox Summer v5.12 | 449 | 2524 | Rate Constraint in lbs/MMBtu | FALSE | L | Annual | Rate | lb/MMBtu | 0 | 0 | 0 | 0.065745 | 0.065745 | 0.065745 | 0.065745
LA Geismar Cogen -Nox Summer v5.12 | 449 | 2524 | Rate Constraint in lbs/MMBtu | FALSE | L | Annual | Generation | TWh | 0 | 0 | 0 | 0.0024002 | 0.012201 | 0.012201 | 0.012201
LA Geismar Cogen -Nox Summer v5.12 | 449 | 2524 | Rate Constraint in lbs/MMBtu | FALSE | L | Annual | Qualifying Generation | TWh | 0 | 0 | 0 | 0.0024002 | 0.012201 | 0.012201 | 0.012201
LA Geismar Cogen -Nox Summer v5.12 | 449 | 2524 | Rate Constraint in lbs/MMBtu | FALSE | L | Annual | Rate | lb/MWh | 0 | 0 | 0 | 0.37833 | 0.37833 | 0.37833 | 0.37833
LA Geismar Cogen -Nox Summer v5.12 | 449 | 2524 | Rate Constraint in lbs/MMBtu | FALSE | L | Annual | Constraint Shadow Price | US$/Ton | 0 | 0 | 0 | 0 | 0 | 0 | 0
LA Georgia Gulf Plaquemine -Nox Summer v5.12 | 450 | 2521 | Rate Constraint in lbs/MMBtu | FALSE | L | Annual | Seasons Included | Seasons | Summer | Summer | Summer | Summer | Summer | Summer | Summer
LA Georgia Gulf Plaquemine -Nox Summer v5.12 | 450 | 2521 | Rate Constraint in lbs/MMBtu | FALSE | L | Annual | Standard | lb/MMBtu | 0.2 | 0.2 | 0.2 | 0.2 | 0.2 | 0.2 | 0.2
LA Georgia Gulf Plaquemine -Nox Summer v5.12 | 450 | 2521 | Rate Constraint in lbs/MMBtu | FALSE | L | Annual | Emissions at Affected Plants NOX | MTons | 0.043507 | 0.014476 | 0.043507 | 0.13068 | 0.043507 | 0.014476 | 0.014476
LA Georgia Gulf Plaquemine -Nox Summer v5.12 | 450 | 2521 | Rate Constraint in lbs/MMBtu | FALSE | L | Annual | Allowances Purchased NOX | MTons | 0 | 0 | 0 | 0 | 0 | 0 | 0
LA Georgia Gulf Plaquemine -Nox Summer v5.12 | 450 | 2521 | Rate Constraint in lbs/MMBtu | FALSE | L | Annual | Allowances Sold NOX | MTons | 0 | 0 | 0 | 0 | 0 | 0 | 0
LA Georgia Gulf Plaquemine -Nox Summer v5.12 | 450 | 2521 | Rate Constraint in lbs/MMBtu | FALSE | L | Annual | Allowances Banked | MTons | 0 | 0 | 0 | 0 | 0 | 0 | 0
LA Georgia Gulf Plaquemine -Nox Summer v5.12 | 450 | 2521 | Rate Constraint in lbs/MMBtu | FALSE | L | Annual | Allowances Withdrawn (1:1) | MTons | 0 | 0 | 0 | 0 | 0 | 0 | 0
LA Georgia Gulf Plaquemine -Nox Summer v5.12 | 450 | 2521 | Rate Constraint in lbs/MMBtu | FALSE | L | Annual | Allowances Withdrawn (n:1) | MTons | 0 | 0 | 0 | 0 | 0 | 0 | 0
LA Georgia Gulf Plaquemine -Nox Summer v5.12 | 450 | 2521 | Rate Constraint in lbs/MMBtu | FALSE | L | Annual | Net Emissions Allowance Position | MTons | 0.043507 | 0.014476 | 0.043507 | 0.13068 | 0.043507 | 0.014476 | 0.014476
LA Georgia Gulf Plaquemine -Nox Summer v5.12 | 450 | 2521 | Rate Constraint in lbs/MMBtu | FALSE | L | Annual | Fuel Consumed | TBtu | 1.0634 | 0.35383 | 1.0634 | 3.1941 | 1.0634 | 0.35383 | 0.35383
LA Georgia Gulf Plaquemine -Nox Summer v5.12 | 450 | 2521 | Rate Constraint in lbs/MMBtu | FALSE | L | Annual | Rate | lb/MMBtu | 0.081825 | 0.081825 | 0.081825 | 0.081825 | 0.081825 | 0.081825 | 0.081825
LA Georgia Gulf Plaquemine -Nox Summer v5.12 | 450 | 2521 | Rate Constraint in lbs/MMBtu | FALSE | L | Annual | Generation | TWh | 0.12223 | 0.04067 | 0.12223 | 0.36714 | 0.12223 | 0.04067 | 0.04067
LA Georgia Gulf Plaquemine -Nox Summer v5.12 | 450 | 2521 | Rate Constraint in lbs/MMBtu | FALSE | L | Annual | Qualifying Generation | TWh | 0.12223 | 0.04067 | 0.12223 | 0.36714 | 0.12223 | 0.04067 | 0.04067
LA Georgia Gulf Plaquemine -Nox Summer v5.12 | 450 | 2521 | Rate Constraint in lbs/MMBtu | FALSE | L | Annual | Rate | lb/MWh | 0.35594 | 0.35594 | 0.35594 | 0.35594 | 0.35594 | 0.35594 | 0.35594
LA Georgia Gulf Plaquemine -Nox Summer v5.12 | 450 | 2521 | Rate Constraint in lbs/MMBtu | FALSE | L | Annual | Constraint Shadow Price | US$/Ton | 0 | 0 | 0 | 0 | 0 | 0 | 0
LA Louisiana 1 - NOx Summer v4.10 | 451 | 2419 | Rate Constraint in lbs/MMBtu | FALSE | L | Annual | Seasons Included | Seasons | Summer | Summer | Summer | Summer | Summer | Summer | Summer
LA Louisiana 1 - NOx Summer v4.10 | 451 | 2419 | Rate Constraint in lbs/MMBtu | FALSE | L | Annual | Standard | lb/MMBtu | 0.2 | 0.2 | 0.2 | 0.2 | 0.2 | 0.2 | 0.2
LA Louisiana 1 - NOx Summer v4.10 | 451 | 2419 | Rate Constraint in lbs/MMBtu | FALSE | L | Annual | Emissions at Affected Plants NOX | MTons | 0.18259 | 0.060791 | 0.074467 | 0.18259 | 0.18259 | 0.18259 | 0.020227
LA Louisiana 1 - NOx Summer v4.10 | 451 | 2419 | Rate Constraint in lbs/MMBtu | FALSE | L | Annual | Allowances Purchased NOX | MTons | 0 | 0 | 0 | 0 | 0 | 0 | 0
LA Louisiana 1 - NOx Summer v4.10 | 451 | 2419 | Rate Constraint in lbs/MMBtu | FALSE | L | Annual | Allowances Sold NOX | MTons | 0 | 0 | 0 | 0 | 0 | 0 | 0
LA Louisiana 1 - NOx Summer v4.10 | 451 | 2419 | Rate Constraint in lbs/MMBtu | FALSE | L | Annual | Allowances Banked | MTons | 0 | 0 | 0 | 0 | 0 | 0 | 0
LA Louisiana 1 - NOx Summer v4.10 | 451 | 2419 | Rate Constraint in lbs/MMBtu | FALSE | L | Annual | Allowances Withdrawn (1:1) | MTons | 0 | 0 | 0 | 0 | 0 | 0 | 0
LA Louisiana 1 - NOx Summer v4.10 | 451 | 2419 | Rate Constraint in lbs/MMBtu | FALSE | L | Annual | Allowances Withdrawn (n:1) | MTons | 0 | 0 | 0 | 0 | 0 | 0 | 0
LA Louisiana 1 - NOx Summer v4.10 | 451 | 2419 | Rate Constraint in lbs/MMBtu | FALSE | L | Annual | Net Emissions Allowance Position | MTons | 0.18259 | 0.060791 | 0.074467 | 0.18259 | 0.18259 | 0.18259 | 0.020227
LA Louisiana 1 - NOx Summer v4.10 | 451 | 2419 | Rate Constraint in lbs/MMBtu | FALSE | L | Annual | Fuel Consumed | TBtu | 2.5067 | 0.83455 | 1.0223 | 2.5067 | 2.5067 | 2.5067 | 0.27768
LA Louisiana 1 - NOx Summer v4.10 | 451 | 2419 | Rate Constraint in lbs/MMBtu | FALSE | L | Annual | Rate | lb/MMBtu | 0.14569 | 0.14569 | 0.14569 | 0.14569 | 0.14569 | 0.14569 | 0.14569
LA Louisiana 1 - NOx Summer v4.10 | 451 | 2419 | Rate Constraint in lbs/MMBtu | FALSE | L | Annual | Generation | TWh | 0.29563 | 0.098425 | 0.12057 | 0.29563 | 0.29563 | 0.29563 | 0.032749
LA Louisiana 1 - NOx Summer v4.10 | 451 | 2419 | Rate Constraint in lbs/MMBtu | FALSE | L | Annual | Qualifying Generation | TWh | 0.29563 | 0.098425 | 0.12057 | 0.29563 | 0.29563 | 0.29563 | 0.032749
LA Louisiana 1 - NOx Summer v4.10 | 451 | 2419 | Rate Constraint in lbs/MMBtu | FALSE | L | Annual | Rate | lb/MWh | 0.61764 | 0.61764 | 0.61764 | 0.61764 | 0.61764 | 0.61764 | 0.61764
LA Louisiana 1 - NOx Summer v4.10 | 451 | 2419 | Rate Constraint in lbs/MMBtu | FALSE | L | Annual | Constraint Shadow Price | US$/Ton | 0 | 0 | 0 | 0 | 0 | 0 | 0
LA Louisiana 2 - NOx Summer v4.10 | 452 | 2420 | Rate Constraint in lbs/MMBtu | FALSE | L | Annual | Seasons Included | Seasons | Summer | Summer | Summer | Summer | Summer | Summer | Summer
LA Louisiana 2 - NOx Summer v4.10 | 452 | 2420 | Rate Constraint in lbs/MMBtu | FALSE | L | Annual | Standard | lb/MMBtu | 0.1 | 0.1 | 0.1 | 0.1 | 0.1 | 0.1 | 0.1
LA Louisiana 2 - NOx Summer v4.10 | 452 | 2420 | Rate Constraint in lbs/MMBtu | FALSE | L | Annual | Emissions at Affected Plants NOX | MTons | 0 | 0 | 0 | 0 | 0 | 0 | 0
LA Louisiana 2 - NOx Summer v4.10 | 452 | 2420 | Rate Constraint in lbs/MMBtu | FALSE | L | Annual | Allowances Purchased NOX | MTons | 0 | 0 | 0 | 0 | 0 | 0 | 0
LA Louisiana 2 - NOx Summer v4.10 | 452 | 2420 | Rate Constraint in lbs/MMBtu | FALSE | L | Annual | Allowances Sold NOX | MTons | 0 | 0 | 0 | 0 | 0 | 0 | 0
LA Louisiana 2 - NOx Summer v4.10 | 452 | 2420 | Rate Constraint in lbs/MMBtu | FALSE | L | Annual | Allowances Banked | MTons | 0 | 0 | 0 | 0 | 0 | 0 | 0
LA Louisiana 2 - NOx Summer v4.10 | 452 | 2420 | Rate Constraint in lbs/MMBtu | FALSE | L | Annual | Allowances Withdrawn (1:1) | MTons | 0 | 0 | 0 | 0 | 0 | 0 | 0
LA Louisiana 2 - NOx Summer v4.10 | 452 | 2420 | Rate Constraint in lbs/MMBtu | FALSE | L | Annual | Allowances Withdrawn (n:1) | MTons | 0 | 0 | 0 | 0 | 0 | 0 | 0
LA Louisiana 2 - NOx Summer v4.10 | 452 | 2420 | Rate Constraint in lbs/MMBtu | FALSE | L | Annual | Net Emissions Allowance Position | MTons | 0 | 0 | 0 | 0 | 0 | 0 | 0
LA Louisiana 2 - NOx Summer v4.10 | 452 | 2420 | Rate Constraint in lbs/MMBtu | FALSE | L | Annual | Fuel Consumed | TBtu | 0 | 0 | 0 | 0 | 0 | 0 | 0
LA Louisiana 2 - NOx Summer v4.10 | 452 | 2420 | Rate Constraint in lbs/MMBtu | FALSE | L | Annual | Rate | lb/MMBtu | 0 | 0 | 0 | 0 | 0 | 0 | 0
LA Louisiana 2 - NOx Summer v4.10 | 452 | 2420 | Rate Constraint in lbs/MMBtu | FALSE | L | Annual | Generation | TWh | 0 | 0 | 0 | 0 | 0 | 0 | 0
LA Louisiana 2 - NOx Summer v4.10 | 452 | 2420 | Rate Constraint in lbs/MMBtu | FALSE | L | Annual | Qualifying Generation | TWh | 0 | 0 | 0 | 0 | 0 | 0 | 0
LA Louisiana 2 - NOx Summer v4.10 | 452 | 2420 | Rate Constraint in lbs/MMBtu | FALSE | L | Annual | Rate | lb/MWh | 0 | 0 | 0 | 0 | 0 | 0 | 0
LA Louisiana 2 - NOx Summer v4.10 | 452 | 2420 | Rate Constraint in lbs/MMBtu | FALSE | L | Annual | Constraint Shadow Price | US$/Ton | 0 | 0 | 0 | 0 | 2591.7322 | 0 | 0
LA New Roads - NOx Summer v4.10 | 453 | 2424 | Rate Constraint in lbs/MMBtu | FALSE | L | Annual | Seasons Included | Seasons | Summer | Summer | Summer | Summer | Summer | Summer | Summer
LA New Roads - NOx Summer v4.10 | 453 | 2424 | Rate Constraint in lbs/MMBtu | FALSE | L | Annual | Standard | lb/MMBtu | 0.2 | 0.2 | 0.2 | 0.2 | 0.2 | 0.2 | 0.2
LA New Roads - NOx Summer v4.10 | 453 | 2424 | Rate Constraint in lbs/MMBtu | FALSE | L | Annual | Emissions at Affected Plants NOX | MTons | 0 | 0 | 0 | 0 | 0 | 0 | 0
LA New Roads - NOx Summer v4.10 | 453 | 2424 | Rate Constraint in lbs/MMBtu | FALSE | L | Annual | Allowances Purchased NOX | MTons | 0 | 0 | 0 | 0 | 0 | 0 | 0
LA New Roads - NOx Summer v4.10 | 453 | 2424 | Rate Constraint in lbs/MMBtu | FALSE | L | Annual | Allowances Sold NOX | MTons | 0 | 0 | 0 | 0 | 0 | 0 | 0
LA New Roads - NOx Summer v4.10 | 453 | 2424 | Rate Constraint in lbs/MMBtu | FALSE | L | Annual | Allowances Banked | MTons | 0 | 0 | 0 | 0 | 0 | 0 | 0
LA New Roads - NOx Summer v4.10 | 453 | 2424 | Rate Constraint in lbs/MMBtu | FALSE | L | Annual | Allowances Withdrawn (1:1) | MTons | 0 | 0 | 0 | 0 | 0 | 0 | 0
LA New Roads - NOx Summer v4.10 | 453 | 2424 | Rate Constraint in lbs/MMBtu | FALSE | L | Annual | Allowances Withdrawn (n:1) | MTons | 0 | 0 | 0 | 0 | 0 | 0 | 0
LA New Roads - NOx Summer v4.10 | 453 | 2424 | Rate Constraint in lbs/MMBtu | FALSE | L | Annual | Net Emissions Allowance Position | MTons | 0 | 0 | 0 | 0 | 0 | 0 | 0
LA New Roads - NOx Summer v4.10 | 453 | 2424 | Rate Constraint in lbs/MMBtu | FALSE | L | Annual | Fuel Consumed | TBtu | 0 | 0 | 0 | 0 | 0 | 0 | 0
LA New Roads - NOx Summer v4.10 | 453 | 2424 | Rate Constraint in lbs/MMBtu | FALSE | L | Annual | Rate | lb/MMBtu | 0 | 0 | 0 | 0 | 0 | 0 | 0
LA New Roads - NOx Summer v4.10 | 453 | 2424 | Rate Constraint in lbs/MMBtu | FALSE | L | Annual | Generation | TWh | 0 | 0 | 0 | 0 | 0 | 0 | 0
LA New Roads - NOx Summer v4.10 | 453 | 2424 | Rate Constraint in lbs/MMBtu | FALSE | L | Annual | Qualifying Generation | TWh | 0 | 0 | 0 | 0 | 0 | 0 | 0
LA New Roads - NOx Summer v4.10 | 453 | 2424 | Rate Constraint in lbs/MMBtu | FALSE | L | Annual | Rate | lb/MWh | 0 | 0 | 0 | 0 | 0 | 0 | 0
LA New Roads - NOx Summer v4.10 | 453 | 2424 | Rate Constraint in lbs/MMBtu | FALSE | L | Annual | Constraint Shadow Price | US$/Ton | 0 | 0 | 0 | 717.1639 | 1863.5538 | 2946.2084 | 3856.496
LA Plaquemine Cogeneration Plant -Nox Summer v5.12 | 454 | 2523 | Rate Constraint in lbs/MMBtu | FALSE | L | Annual | Seasons Included | Seasons | Summer | Summer | Summer | Summer | Summer | Summer | Summer
LA Plaquemine Cogeneration Plant -Nox Summer v5.12 | 454 | 2523 | Rate Constraint in lbs/MMBtu | FALSE | L | Annual | Standard | lb/MMBtu | 0.2 | 0.2 | 0.2 | 0.2 | 0.2 | 0.2 | 0.2
LA Plaquemine Cogeneration Plant -Nox Summer v5.12 | 454 | 2523 | Rate Constraint in lbs/MMBtu | FALSE | L | Annual | Emissions at Affected Plants NOX | MTons | 0.10307 | 0.10307 | 0.10307 | 0.10307 | 0.10307 | 0.10307 | 0.10307
LA Plaquemine Cogeneration Plant -Nox Summer v5.12 | 454 | 2523 | Rate Constraint in lbs/MMBtu | FALSE | L | Annual | Allowances Purchased NOX | MTons | 0 | 0 | 0 | 0 | 0 | 0 | 0
LA Plaquemine Cogeneration Plant -Nox Summer v5.12 | 454 | 2523 | Rate Constraint in lbs/MMBtu | FALSE | L | Annual | Allowances Sold NOX | MTons | 0 | 0 | 0 | 0 | 0 | 0 | 0
LA Plaquemine Cogeneration Plant -Nox Summer v5.12 | 454 | 2523 | Rate Constraint in lbs/MMBtu | FALSE | L | Annual | Allowances Banked | MTons | 0 | 0 | 0 | 0 | 0 | 0 | 0
LA Plaquemine Cogeneration Plant -Nox Summer v5.12 | 454 | 2523 | Rate Constraint in lbs/MMBtu | FALSE | L | Annual | Allowances Withdrawn (1:1) | MTons | 0 | 0 | 0 | 0 | 0 | 0 | 0
LA Plaquemine Cogeneration Plant -Nox Summer v5.12 | 454 | 2523 | Rate Constraint in lbs/MMBtu | FALSE | L | Annual | Allowances Withdrawn (n:1) | MTons | 0 | 0 | 0 | 0 | 0 | 0 | 0
LA Plaquemine Cogeneration Plant -Nox Summer v5.12 | 454 | 2523 | Rate Constraint in lbs/MMBtu | FALSE | L | Annual | Net Emissions Allowance Position | MTons | 0.10307 | 0.10307 | 0.10307 | 0.10307 | 0.10307 | 0.10307 | 0.10307
LA Plaquemine Cogeneration Plant -Nox Summer v5.12 | 454 | 2523 | Rate Constraint in lbs/MMBtu | FALSE | L | Annual | Fuel Consumed | TBtu | 11.8601 | 11.8601 | 11.8601 | 11.8601 | 11.8601 | 11.8601 | 11.8601
LA Plaquemine Cogeneration Plant -Nox Summer v5.12 | 454 | 2523 | Rate Constraint in lbs/MMBtu | FALSE | L | Annual | Rate | lb/MMBtu | 0.017381 | 0.017381 | 0.017381 | 0.017381 | 0.017381 | 0.017381 | 0.017381
LA Plaquemine Cogeneration Plant -Nox Summer v5.12 | 454 | 2523 | Rate Constraint in lbs/MMBtu | FALSE | L | Annual | Generation | TWh | 1.8581 | 1.8581 | 1.8581 | 1.8581 | 1.8581 | 1.8581 | 1.8581
LA Plaquemine Cogeneration Plant -Nox Summer v5.12 | 454 | 2523 | Rate Constraint in lbs/MMBtu | FALSE | L | Annual | Qualifying Generation | TWh | 1.8581 | 1.8581 | 1.8581 | 1.8581 | 1.8581 | 1.8581 | 1.8581
LA Plaquemine Cogeneration Plant -Nox Summer v5.12 | 454 | 2523 | Rate Constraint in lbs/MMBtu | FALSE | L | Annual | Rate | lb/MWh | 0.055472 | 0.055472 | 0.055472 | 0.055472 | 0.055472 | 0.055472 | 0.055472
LA Plaquemine Cogeneration Plant -Nox Summer v5.12 | 454 | 2523 | Rate Constraint in lbs/MMBtu | FALSE | L | Annual | Constraint Shadow Price | US$/Ton | 0 | 0 | 0 | 0 | 0 | 0 | 0
LA Plaquemine -Nox Summer v5.12 | 455 | 2526 | Rate Constraint in lbs/MMBtu | FALSE | L | Annual | Seasons Included | Seasons | Summer | Summer | Summer | Summer | Summer | Summer | Summer
LA Plaquemine -Nox Summer v5.12 | 455 | 2526 | Rate Constraint in lbs/MMBtu | FALSE | L | Annual | Standard | lb/MMBtu | 0.1 | 0.1 | 0.1 | 0.1 | 0.1 | 0.1 | 0.1
LA Plaquemine -Nox Summer v5.12 | 455 | 2526 | Rate Constraint in lbs/MMBtu | FALSE | L | Annual | Emissions at Affected Plants NOX | MTons | 0 | 0 | 0 | 0 | 0 | 0 | 0
LA Plaquemine -Nox Summer v5.12 | 455 | 2526 | Rate Constraint in lbs/MMBtu | FALSE | L | Annual | Allowances Purchased NOX | MTons | 0 | 0 | 0 | 0 | 0 | 0 | 0
LA Plaquemine -Nox Summer v5.12 | 455 | 2526 | Rate Constraint in lbs/MMBtu | FALSE | L | Annual | Allowances Sold NOX | MTons | 0 | 0 | 0 | 0 | 0 | 0 | 0
LA Plaquemine -Nox Summer v5.12 | 455 | 2526 | Rate Constraint in lbs/MMBtu | FALSE | L | Annual | Allowances Banked | MTons | 0 | 0 | 0 | 0 | 0 | 0 | 0
LA Plaquemine -Nox Summer v5.12 | 455 | 2526 | Rate Constraint in lbs/MMBtu | FALSE | L | Annual | Allowances Withdrawn (1:1) | MTons | 0 | 0 | 0 | 0 | 0 | 0 | 0
LA Plaquemine -Nox Summer v5.12 | 455 | 2526 | Rate Constraint in lbs/MMBtu | FALSE | L | Annual | Allowances Withdrawn (n:1) | MTons | 0 | 0 | 0 | 0 | 0 | 0 | 0
LA Plaquemine -Nox Summer v5.12 | 455 | 2526 | Rate Constraint in lbs/MMBtu | FALSE | L | Annual | Net Emissions Allowance Position | MTons | 0 | 0 | 0 | 0 | 0 | 0 | 0
LA Plaquemine -Nox Summer v5.12 | 455 | 2526 | Rate Constraint in lbs/MMBtu | FALSE | L | Annual | Fuel Consumed | TBtu | 0 | 0 | 0 | 0 | 0 | 0 | 0
LA Plaquemine -Nox Summer v5.12 | 455 | 2526 | Rate Constraint in lbs/MMBtu | FALSE | L | Annual | Rate | lb/MMBtu | 0 | 0 | 0 | 0 | 0 | 0 | 0
LA Plaquemine -Nox Summer v5.12 | 455 | 2526 | Rate Constraint in lbs/MMBtu | FALSE | L | Annual | Generation | TWh | 0 | 0 | 0 | 0 | 0 | 0 | 0
LA Plaquemine -Nox Summer v5.12 | 455 | 2526 | Rate Constraint in lbs/MMBtu | FALSE | L | Annual | Qualifying Generation | TWh | 0 | 0 | 0 | 0 | 0 | 0 | 0
LA Plaquemine -Nox Summer v5.12 | 455 | 2526 | Rate Constraint in lbs/MMBtu | FALSE | L | Annual | Rate | lb/MWh | 0 | 0 | 0 | 0 | 0 | 0 | 0
LA Plaquemine -Nox Summer v5.12 | 455 | 2526 | Rate Constraint in lbs/MMBtu | FALSE | L | Annual | Constraint Shadow Price | US$/Ton | 0 | 0 | 0 | 0 | 0 | 29740.0408 | 35622.9271
LA Shell Chemical - NOx Summer v4.10 | 456 | 2423 | Rate Constraint in lbs/MMBtu | FALSE | L | Annual | Seasons Included | Seasons | Summer | Summer | Summer | Summer | Summer | Summer | Summer
LA Shell Chemical - NOx Summer v4.10 | 456 | 2423 | Rate Constraint in lbs/MMBtu | FALSE | L | Annual | Standard | lb/MMBtu | 0.2 | 0.2 | 0.2 | 0.2 | 0.2 | 0.2 | 0.2
LA Shell Chemical - NOx Summer v4.10 | 456 | 2423 | Rate Constraint in lbs/MMBtu | FALSE | L | Annual | Emissions at Affected Plants NOX | MTons | 0 | 0 | 0 | 0.0025736 | 0.013082 | 0.013082 | 0.013082
LA Shell Chemical - NOx Summer v4.10 | 456 | 2423 | Rate Constraint in lbs/MMBtu | FALSE | L | Annual | Allowances Purchased NOX | MTons | 0 | 0 | 0 | 0 | 0 | 0 | 0
LA Shell Chemical - NOx Summer v4.10 | 456 | 2423 | Rate Constraint in lbs/MMBtu | FALSE | L | Annual | Allowances Sold NOX | MTons | 0 | 0 | 0 | 0 | 0 | 0 | 0
LA Shell Chemical - NOx Summer v4.10 | 456 | 2423 | Rate Constraint in lbs/MMBtu | FALSE | L | Annual | Allowances Banked | MTons | 0 | 0 | 0 | 0 | 0 | 0 | 0
LA Shell Chemical - NOx Summer v4.10 | 456 | 2423 | Rate Constraint in lbs/MMBtu | FALSE | L | Annual | Allowances Withdrawn (1:1) | MTons | 0 | 0 | 0 | 0 | 0 | 0 | 0
LA Shell Chemical - NOx Summer v4.10 | 456 | 2423 | Rate Constraint in lbs/MMBtu | FALSE | L | Annual | Allowances Withdrawn (n:1) | MTons | 0 | 0 | 0 | 0 | 0 | 0 | 0
LA Shell Chemical - NOx Summer v4.10 | 456 | 2423 | Rate Constraint in lbs/MMBtu | FALSE | L | Annual | Net Emissions Allowance Position | MTons | 0 | 0 | 0 | 0.0025736 | 0.013082 | 0.013082 | 0.013082
LA Shell Chemical - NOx Summer v4.10 | 456 | 2423 | Rate Constraint in lbs/MMBtu | FALSE | L | Annual | Fuel Consumed | TBtu | 0 | 0 | 0 | 0.024963 | 0.12689 | 0.12689 | 0.12689
LA Shell Chemical - NOx Summer v4.10 | 456 | 2423 | Rate Constraint in lbs/MMBtu | FALSE | L | Annual | Rate | lb/MMBtu | 0 | 0 | 0 | 0.20619 | 0.20619 | 0.20619 | 0.20619
LA Shell Chemical - NOx Summer v4.10 | 456 | 2423 | Rate Constraint in lbs/MMBtu | FALSE | L | Annual | Generation | TWh | 0 | 0 | 0 | 0.0022025 | 0.011196 | 0.011196 | 0.011196
LA Shell Chemical - NOx Summer v4.10 | 456 | 2423 | Rate Constraint in lbs/MMBtu | FALSE | L | Annual | Qualifying Generation | TWh | 0 | 0 | 0 | 0.0022025 | 0.011196 | 0.011196 | 0.011196
LA Shell Chemical - NOx Summer v4.10 | 456 | 2423 | Rate Constraint in lbs/MMBtu | FALSE | L | Annual | Rate | lb/MWh | 0 | 0 | 0 | 1.1685 | 1.1685 | 1.1685 | 1.1685
LA Shell Chemical - NOx Summer v4.10 | 456 | 2423 | Rate Constraint in lbs/MMBtu | FALSE | L | Annual | Constraint Shadow Price | US$/Ton | 0 | 0 | 0 | 0 | 0 | 17338.5974 | 30647.915
LA Willow Glen 1-4 -NOx Summer Cap v5.13 | 458 | 6042 | Rate Constraint in MTons | FALSE | L | Annual | Seasons Included | Seasons | Summer | Summer | Summer | Summer | Summer | Summer | Summer
LA Willow Glen 1-4 -NOx Summer Cap v5.13 | 458 | 6042 | Rate Constraint in MTons | FALSE | L | Annual | Standard | MTons | 5.1794 | 5.1794 | 5.1794 | 5.1794 | 5.1794 | 5.1794 | 5.1794
LA Willow Glen 1-4 -NOx Summer Cap v5.13 | 458 | 6042 | Rate Constraint in MTons | FALSE | L | Annual | Standard NOX | MTons | 5.1794 | 5.1794 | 5.1794 | 5.1794 | 5.1794 | 5.1794 | 5.1794
LA Willow Glen 1-4 -NOx Summer Cap v5.13 | 458 | 6042 | Rate Constraint in MTons | FALSE | L | Annual | Emissions at Affected Plants NOX | MTons | 0.099496 | 0.095442 | 0 | 0 | 0 | 0 | 0
LA Willow Glen 1-4 -NOx Summer Cap v5.13 | 458 | 6042 | Rate Constraint in MTons | FALSE | L | Annual | Allowances Purchased NOX | MTons | 0 | 0 | 0 | 0 | 0 | 0 | 0
LA Willow Glen 1-4 -NOx Summer Cap v5.13 | 458 | 6042 | Rate Constraint in MTons | FALSE | L | Annual | Allowances Sold NOX | MTons | 0 | 0 | 0 | 0 | 0 | 0 | 0
LA Willow Glen 1-4 -NOx Summer Cap v5.13 | 458 | 6042 | Rate Constraint in MTons | FALSE | L | Annual | Allowances Banked | MTons | 0 | 0 | 0 | 0 | 0 | 0 | 0
LA Willow Glen 1-4 -NOx Summer Cap v5.13 | 458 | 6042 | Rate Constraint in MTons | FALSE | L | Annual | Allowances Withdrawn (1:1) | MTons | 0 | 0 | 0 | 0 | 0 | 0 | 0
LA Willow Glen 1-4 -NOx Summer Cap v5.13 | 458 | 6042 | Rate Constraint in MTons | FALSE | L | Annual | Allowances Withdrawn (n:1) | MTons | 0 | 0 | 0 | 0 | 0 | 0 | 0
LA Willow Glen 1-4 -NOx Summer Cap v5.13 | 458 | 6042 | Rate Constraint in MTons | FALSE | L | Annual | Net Emissions Allowance Position | MTons | 0.099496 | 0.095442 | 0 | 0 | 0 | 0 | 0
LA Willow Glen 1-4 -NOx Summer Cap v5.13 | 458 | 6042 | Rate Constraint in MTons | FALSE | L | Annual | Fuel Consumed | TBtu | 0.77784 | 0.73145 | 0 | 0 | 0 | 0 | 0
LA Willow Glen 1-4 -NOx Summer Cap v5.13 | 458 | 6042 | Rate Constraint in MTons | FALSE | L | Annual | Rate | lb/MMBtu | 0.25583 | 0.26096 | 0 | 0 | 0 | 0 | 0
LA Willow Glen 1-4 -NOx Summer Cap v5.13 | 458 | 6042 | Rate Constraint in MTons | FALSE | L | Annual | Generation | TWh | 0.063876 | 0.05996 | 0 | 0 | 0 | 0 | 0
LA Willow Glen 1-4 -NOx Summer Cap v5.13 | 458 | 6042 | Rate Constraint in MTons | FALSE | L | Annual | Qualifying Generation | TWh | 0.063876 | 0.05996 | 0 | 0 | 0 | 0 | 0
LA Willow Glen 1-4 -NOx Summer Cap v5.13 | 458 | 6042 | Rate Constraint in MTons | FALSE | L | Annual | Rate | lb/MWh | 1.5577 | 1.5918 | 0 | 0 | 0 | 0 | 0
LA Willow Glen 1-4 -NOx Summer Cap v5.13 | 458 | 6042 | Rate Constraint in MTons | FALSE | L | Annual | Constraint Shadow Price | US$/Ton | 0 | 0 | 0 | 0 | 0 | 0 | 0
Louisiana Coal Units - SO2 Rate Annual v3.1, Unit 3377 and retrofits | 460 | 2199 | Rate Constraint in lbs/MMBtu | FALSE | L | Annual | Seasons Included | Seasons | Winter, Summer | Winter, Summer | Winter, Summer | Winter, Summer | Winter, Summer | Winter, Summer | Winter, Summer
Louisiana Coal Units - SO2 Rate Annual v3.1, Unit 3377 and retrofits | 460 | 2199 | Rate Constraint in lbs/MMBtu | FALSE | L | Annual | Standard | lb/MMBtu | 1.2 | 1.2 | 1.2 | 1.2 | 1.2 | 1.2 | 1.2
Louisiana Coal Units - SO2 Rate Annual v3.1, Unit 3377 and retrofits | 460 | 2199 | Rate Constraint in lbs/MMBtu | FALSE | L | Annual | Emissions at Affected Plants SO2 | MTons | 0 | 0 | 0 | 0 | 0 | 0 | 0
Louisiana Coal Units - SO2 Rate Annual v3.1, Unit 3377 and retrofits | 460 | 2199 | Rate Constraint in lbs/MMBtu | FALSE | L | Annual | Allowances Purchased SO2 | MTons | 0 | 0 | 0 | 0 | 0 | 0 | 0
Louisiana Coal Units - SO2 Rate Annual v3.1, Unit 3377 and retrofits | 460 | 2199 | Rate Constraint in lbs/MMBtu | FALSE | L | Annual | Allowances Sold SO2 | MTons | 0 | 0 | 0 | 0 | 0 | 0 | 0
Louisiana Coal Units - SO2 Rate Annual v3.1, Unit 3377 and retrofits | 460 | 2199 | Rate Constraint in lbs/MMBtu | FALSE | L | Annual | Allowances Banked | MTons | 0 | 0 | 0 | 0 | 0 | 0 | 0
Louisiana Coal Units - SO2 Rate Annual v3.1, Unit 3377 and retrofits | 460 | 2199 | Rate Constraint in lbs/MMBtu | FALSE | L | Annual | Allowances Withdrawn (1:1) | MTons | 0 | 0 | 0 | 0 | 0 | 0 | 0
Louisiana Coal Units - SO2 Rate Annual v3.1, Unit 3377 and retrofits | 460 | 2199 | Rate Constraint in lbs/MMBtu | FALSE | L | Annual | Allowances Withdrawn (n:1) | MTons | 0 | 0 | 0 | 0 | 0 | 0 | 0
Louisiana Coal Units - SO2 Rate Annual v3.1, Unit 3377 and retrofits | 460 | 2199 | Rate Constraint in lbs/MMBtu | FALSE | L | Annual | Net Emissions Allowance Position | MTons | 0 | 0 | 0 | 0 | 0 | 0 | 0
Louisiana Coal Units - SO2 Rate Annual v3.1, Unit 3377 and retrofits | 460 | 2199 | Rate Constraint in lbs/MMBtu | FALSE | L | Annual | Fuel Consumed | TBtu | 0 | 0 | 0 | 0 | 0 | 0 | 0
Louisiana Coal Units - SO2 Rate Annual v3.1, Unit 3377 and retrofits | 460 | 2199 | Rate Constraint in lbs/MMBtu | FALSE | L | Annual | Rate | lb/MMBtu | 0 | 0 | 0 | 0 | 0 | 0 | 0
Louisiana Coal Units - SO2 Rate Annual v3.1, Unit 3377 and retrofits | 460 | 2199 | Rate Constraint in lbs/MMBtu | FALSE | L | Annual | Generation | TWh | 0 | 0 | 0 | 0 | 0 | 0 | 0
Louisiana Coal Units - SO2 Rate Annual v3.1, Unit 3377 and retrofits | 460 | 2199 | Rate Constraint in lbs/MMBtu | FALSE | L | Annual | Qualifying Generation | TWh | 0 | 0 | 0 | 0 | 0 | 0 | 0
Louisiana Coal Units - SO2 Rate Annual v3.1, Unit 3377 and retrofits | 460 | 2199 | Rate Constraint in lbs/MMBtu | FALSE | L | Annual | Rate | lb/MWh | 0 | 0 | 0 | 0 | 0 | 0 | 0
Louisiana Coal Units - SO2 Rate Annual v3.1, Unit 3377 and retrofits | 460 | 2199 | Rate Constraint in lbs/MMBtu | FALSE | L | Annual | Constraint Shadow Price | US$/Ton | 0 | 0 | 0 | 0 | 0 | 0 | 0
Louisiana Coal Units - SO2 Rate Annual v3.1, Unit 3471 and retrofits | 461 | 2199 | Rate Constraint in lbs/MMBtu | FALSE | L | Annual | Seasons Included | Seasons | Winter, Summer | Winter, Summer | Winter, Summer | Winter, Summer | Winter, Summer | Winter, Summer | Winter, Summer
Louisiana Coal Units - SO2 Rate Annual v3.1, Unit 3471 and retrofits | 461 | 2199 | Rate Constraint in lbs/MMBtu | FALSE | L | Annual | Standard | lb/MMBtu | 1.2 | 1.2 | 1.2 | 1.2 | 1.2 | 1.2 | 1.2
Louisiana Coal Units - SO2 Rate Annual v3.1, Unit 3471 and retrofits | 461 | 2199 | Rate Constraint in lbs/MMBtu | FALSE | L | Annual | Emissions at Affected Plants SO2 | MTons | 0 | 0 | 0 | 0 | 0 | 0 | 0
Louisiana Coal Units - SO2 Rate Annual v3.1, Unit 3471 and retrofits | 461 | 2199 | Rate Constraint in lbs/MMBtu | FALSE | L | Annual | Allowances Purchased SO2 | MTons | 0 | 0 | 0 | 0 | 0 | 0 | 0
Louisiana Coal Units - SO2 Rate Annual v3.1, Unit 3471 and retrofits | 461 | 2199 | Rate Constraint in lbs/MMBtu | FALSE | L | Annual | Allowances Sold SO2 | MTons | 0 | 0 | 0 | 0 | 0 | 0 | 0
Louisiana Coal Units - SO2 Rate Annual v3.1, Unit 3471 and retrofits | 461 | 2199 | Rate Constraint in lbs/MMBtu | FALSE | L | Annual | Allowances Banked | MTons | 0 | 0 | 0 | 0 | 0 | 0 | 0
Louisiana Coal Units - SO2 Rate Annual v3.1, Unit 3471 and retrofits | 461 | 2199 | Rate Constraint in lbs/MMBtu | FALSE | L | Annual | Allowances Withdrawn (1:1) | MTons | 0 | 0 | 0 | 0 | 0 | 0 | 0
Louisiana Coal Units - SO2 Rate Annual v3.1, Unit 3471 and retrofits | 461 | 2199 | Rate Constraint in lbs/MMBtu | FALSE | L | Annual | Allowances Withdrawn (n:1) | MTons | 0 | 0 | 0 | 0 | 0 | 0 | 0
Louisiana Coal Units - SO2 Rate Annual v3.1, Unit 3471 and retrofits | 461 | 2199 | Rate Constraint in lbs/MMBtu | FALSE | L | Annual | Net Emissions Allowance Position | MTons | 0 | 0 | 0 | 0 | 0 | 0 | 0
Louisiana Coal Units - SO2 Rate Annual v3.1, Unit 3471 and retrofits | 461 | 2199 | Rate Constraint in lbs/MMBtu | FALSE | L | Annual | Fuel Consumed | TBtu | 0 | 0 | 0 | 0 | 0 | 0 | 0
Louisiana Coal Units - SO2 Rate Annual v3.1, Unit 3471 and retrofits | 461 | 2199 | Rate Constraint in lbs/MMBtu | FALSE | L | Annual | Rate | lb/MMBtu | 0 | 0 | 0 | 0 | 0 | 0 | 0
Louisiana Coal Units - SO2 Rate Annual v3.1, Unit 3471 and retrofits | 461 | 2199 | Rate Constraint in lbs/MMBtu | FALSE | L | Annual | Generation | TWh | 0 | 0 | 0 | 0 | 0 | 0 | 0
Louisiana Coal Units - SO2 Rate Annual v3.1, Unit 3471 and retrofits | 461 | 2199 | Rate Constraint in lbs/MMBtu | FALSE | L | Annual | Qualifying Generation | TWh | 0 | 0 | 0 | 0 | 0 | 0 | 0
Louisiana Coal Units - SO2 Rate Annual v3.1, Unit 3471 and retrofits | 461 | 2199 | Rate Constraint in lbs/MMBtu | FALSE | L | Annual | Rate | lb/MWh | 0 | 0 | 0 | 0 | 0 | 0 | 0
Louisiana Coal Units - SO2 Rate Annual v3.1, Unit 3471 and retrofits | 461 | 2199 | Rate Constraint in lbs/MMBtu | FALSE | L | Annual | Constraint Shadow Price | US$/Ton | 0 | 0 | 0 | 0 | 0 | 0 | 0
Louisiana Coal Units - SO2 Rate Annual v3.1, Unit 3506 and retrofits | 462 | 2199 | Rate Constraint in lbs/MMBtu | FALSE | L | Annual | Seasons Included | Seasons | Winter, Summer | Winter, Summer | Winter, Summer | Winter, Summer | Winter, Summer | Winter, Summer | Winter, Summer
Louisiana Coal Units - SO2 Rate Annual v3.1, Unit 3506 and retrofits | 462 | 2199 | Rate Constraint in lbs/MMBtu | FALSE | L | Annual | Standard | lb/MMBtu | 1.2 | 1.2 | 1.2 | 1.2 | 1.2 | 1.2 | 1.2
Louisiana Coal Units - SO2 Rate Annual v3.1, Unit 3506 and retrofits | 462 | 2199 | Rate Constraint in lbs/MMBtu | FALSE | L | Annual | Emissions at Affected Plants SO2 | MTons | 2.7178 | 3.2897 | 3.2897 | 3.7661 | 3.7661 | 3.4989 | 3.6787
Louisiana Coal Units - SO2 Rate Annual v3.1, Unit 3506 and retrofits | 462 | 2199 | Rate Constraint in lbs/MMBtu | FALSE | L | Annual | Allowances Purchased SO2 | MTons | 0 | 0 | 0 | 0 | 0 | 0 | 0
Louisiana Coal Units - SO2 Rate Annual v3.1, Unit 3506 and retrofits | 462 | 2199 | Rate Constraint in lbs/MMBtu | FALSE | L | Annual | Allowances Sold SO2 | MTons | 0 | 0 | 0 | 0 | 0 | 0 | 0
Louisiana Coal Units - SO2 Rate Annual v3.1, Unit 3506 and retrofits | 462 | 2199 | Rate Constraint in lbs/MMBtu | FALSE | L | Annual | Allowances Banked | MTons | 0 | 0 | 0 | 0 | 0 | 0 | 0
Louisiana Coal Units - SO2 Rate Annual v3.1, Unit 3506 and retrofits | 462 | 2199 | Rate Constraint in lbs/MMBtu | FALSE | L | Annual | Allowances Withdrawn (1:1) | MTons | 0 | 0 | 0 | 0 | 0 | 0 | 0
Louisiana Coal Units - SO2 Rate Annual v3.1, Unit 3506 and retrofits | 462 | 2199 | Rate Constraint in lbs/MMBtu | FALSE | L | Annual | Allowances Withdrawn (n:1) | MTons | 0 | 0 | 0 | 0 | 0 | 0 | 0
Louisiana Coal Units - SO2 Rate Annual v3.1, Unit 3506 and retrofits | 462 | 2199 | Rate Constraint in lbs/MMBtu | FALSE | L | Annual | Net Emissions Allowance Position | MTons | 2.7178 | 3.2897 | 3.2897 | 3.7661 | 3.7661 | 3.4989 | 3.6787
Louisiana Coal Units - SO2 Rate Annual v3.1, Unit 3506 and retrofits | 462 | 2199 | Rate Constraint in lbs/MMBtu | FALSE | L | Annual | Fuel Consumed | TBtu | 31.2386 | 37.8122 | 37.8122 | 43.2882 | 43.2882 | 40.2168 | 43.3581
Louisiana Coal Units - SO2 Rate Annual v3.1, Unit 3506 and retrofits | 462 | 2199 | Rate Constraint in lbs/MMBtu | FALSE | L | Annual | Rate | lb/MMBtu | 0.174 | 0.174 | 0.174 | 0.174 | 0.174 | 0.174 | 0.16969
Louisiana Coal Units - SO2 Rate Annual v3.1, Unit 3506 and retrofits | 462 | 2199 | Rate Constraint in lbs/MMBtu | FALSE | L | Annual | Generation | TWh | 3.0142 | 3.6485 | 3.6485 | 4.1769 | 4.1769 | 3.8805 | 4.1769
Louisiana Coal Units - SO2 Rate Annual v3.1, Unit 3506 and retrofits | 462 | 2199 | Rate Constraint in lbs/MMBtu | FALSE | L | Annual | Qualifying Generation | TWh | 3.0142 | 3.6485 | 3.6485 | 4.1769 | 4.1769 | 3.8805 | 4.1769
Louisiana Coal Units - SO2 Rate Annual v3.1, Unit 3506 and retrofits | 462 | 2199 | Rate Constraint in lbs/MMBtu | FALSE | L | Annual | Rate | lb/MWh | 0.90164 | 0.90164 | 0.90164 | 0.90164 | 0.90164 | 0.90164 | 0.88073
Louisiana Coal Units - SO2 Rate Annual v3.1, Unit 3506 and retrofits | 462 | 2199 | Rate Constraint in lbs/MMBtu | FALSE | L | Annual | Constraint Shadow Price | US$/Ton | 0 | 0 | 0 | 0 | 0 | 0 | 0
Louisiana Coal Units - SO2 Rate Annual v3.1, Unit 3507 and retrofits | 463 | 2199 | Rate Constraint in lbs/MMBtu | FALSE | L | Annual | Seasons Included | Seasons | Winter, Summer | Winter, Summer | Winter, Summer | Winter, Summer | Winter, Summer | Winter, Summer | Winter, Summer
Louisiana Coal Units - SO2 Rate Annual v3.1, Unit 3507 and retrofits | 463 | 2199 | Rate Constraint in lbs/MMBtu | FALSE | L | Annual | Standard | lb/MMBtu | 1.2 | 1.2 | 1.2 | 1.2 | 1.2 | 1.2 | 1.2
Louisiana Coal Units - SO2 Rate Annual v3.1, Unit 3507 and retrofits | 463 | 2199 | Rate Constraint in lbs/MMBtu | FALSE | L | Annual | Emissions at Affected Plants SO2 | MTons | 0 | 0 | 0 | 0 | 0 | 0 | 0
Louisiana Coal Units - SO2 Rate Annual v3.1, Unit 3507 and retrofits | 463 | 2199 | Rate Constraint in lbs/MMBtu | FALSE | L | Annual | Allowances Purchased SO2 | MTons | 0 | 0 | 0 | 0 | 0 | 0 | 0
Louisiana Coal Units - SO2 Rate Annual v3.1, Unit 3507 and retrofits | 463 | 2199 | Rate Constraint in lbs/MMBtu | FALSE | L | Annual | Allowances Sold SO2 | MTons | 0 | 0 | 0 | 0 | 0 | 0 | 0
Louisiana Coal Units - SO2 Rate Annual v3.1, Unit 3507 and retrofits | 463 | 2199 | Rate Constraint in lbs/MMBtu | FALSE | L | Annual | Allowances Banked | MTons | 0 | 0 | 0 | 0 | 0 | 0 | 0
Louisiana Coal Units - SO2 Rate Annual v3.1, Unit 3507 and retrofits | 463 | 2199 | Rate Constraint in lbs/MMBtu | FALSE | L | Annual | Allowances Withdrawn (1:1) | MTons | 0 | 0 | 0 | 0 | 0 | 0 | 0
Louisiana Coal Units - SO2 Rate Annual v3.1, Unit 3507 and retrofits | 463 | 2199 | Rate Constraint in lbs/MMBtu | FALSE | L | Annual | Allowances Withdrawn (n:1) | MTons | 0 | 0 | 0 | 0 | 0 | 0 | 0
Louisiana Coal Units - SO2 Rate Annual v3.1, Unit 3507 and retrofits | 463 | 2199 | Rate Constraint in lbs/MMBtu | FALSE | L | Annual | Net Emissions Allowance Position | MTons | 0 | 0 | 0 | 0 | 0 | 0 | 0
Louisiana Coal Units - SO2 Rate Annual v3.1, Unit 3507 and retrofits | 463 | 2199 | Rate Constraint in lbs/MMBtu | FALSE | L | Annual | Fuel Consumed | TBtu | 0 | 0 | 0 | 0 | 0 | 0 | 0
Louisiana Coal Units - SO2 Rate Annual v3.1, Unit 3507 and retrofits | 463 | 2199 | Rate Constraint in lbs/MMBtu | FALSE | L | Annual | Rate | lb/MMBtu | 0 | 0 | 0 | 0 | 0 | 0 | 0
Louisiana Coal Units - SO2 Rate Annual v3.1, Unit 3507 and retrofits | 463 | 2199 | Rate Constraint in lbs/MMBtu | FALSE | L | Annual | Generation | TWh | 0 | 0 | 0 | 0 | 0 | 0 | 0
Louisiana Coal Units - SO2 Rate Annual v3.1, Unit 3507 and retrofits | 463 | 2199 | Rate Constraint in lbs/MMBtu | FALSE | L | Annual | Qualifying Generation | TWh | 0 | 0 | 0 | 0 | 0 | 0 | 0
Louisiana Coal Units - SO2 Rate Annual v3.1, Unit 3507 and retrofits | 463 | 2199 | Rate Constraint in lbs/MMBtu | FALSE | L | Annual | Rate | lb/MWh | 0 | 0 | 0 | 0 | 0 | 0 | 0
Louisiana Coal Units - SO2 Rate Annual v3.1, Unit 3507 and retrofits | 463 | 2199 | Rate Constraint in lbs/MMBtu | FALSE | L | Annual | Constraint Shadow Price | US$/Ton | 0 | 0 | 0 | 0 | 0 | 0 | 0
Louisiana Coal Units - SO2 Rate Annual v3.1, Unit 3508 and retrofits | 464 | 2199 | Rate Constraint in lbs/MMBtu | FALSE | L | Annual | Seasons Included | Seasons | Winter, Summer | Winter, Summer | Winter, Summer | Winter, Summer | Winter, Summer | Winter, Summer | Winter, Summer
Louisiana Coal Units - SO2 Rate Annual v3.1, Unit 3508 and retrofits | 464 | 2199 | Rate Constraint in lbs/MMBtu | FALSE | L | Annual | Standard | lb/MMBtu | 1.2 | 1.2 | 1.2 | 1.2 | 1.2 | 1.2 | 1.2
Louisiana Coal Units - SO2 Rate Annual v3.1, Unit 3508 and retrofits | 464 | 2199 | Rate Constraint in lbs/MMBtu | FALSE | L | Annual | Emissions at Affected Plants SO2 | MTons | 0 | 0 | 0 | 0 | 0 | 0 | 0
Louisiana Coal Units - SO2 Rate Annual v3.1, Unit 3508 and retrofits | 464 | 2199 | Rate Constraint in lbs/MMBtu | FALSE | L | Annual | Allowances Purchased SO2 | MTons | 0 | 0 | 0 | 0 | 0 | 0 | 0
Louisiana Coal Units - SO2 Rate Annual v3.1, Unit 3508 and retrofits | 464 | 2199 | Rate Constraint in lbs/MMBtu | FALSE | L | Annual | Allowances Sold SO2 | MTons | 0 | 0 | 0 | 0 | 0 | 0 | 0
Louisiana Coal Units - SO2 Rate Annual v3.1, Unit 3508 and retrofits | 464 | 2199 | Rate Constraint in lbs/MMBtu | FALSE | L | Annual | Allowances Banked | MTons | 0 | 0 | 0 | 0 | 0 | 0 | 0
Louisiana Coal Units - SO2 Rate Annual v3.1, Unit 3508 and retrofits | 464 | 2199 | Rate Constraint in lbs/MMBtu | FALSE | L | Annual | Allowances Withdrawn (1:1) | MTons | 0 | 0 | 0 | 0 | 0 | 0 | 0
Louisiana Coal Units - SO2 Rate Annual v3.1, Unit 3508 and retrofits | 464 | 2199 | Rate Constraint in lbs/MMBtu | FALSE | L | Annual | Allowances Withdrawn (n:1) | MTons | 0 | 0 | 0 | 0 | 0 | 0 | 0
Louisiana Coal Units - SO2 Rate Annual v3.1, Unit 3508 and retrofits | 464 | 2199 | Rate Constraint in lbs/MMBtu | FALSE | L | Annual | Net Emissions Allowance Position | MTons | 0 | 0 | 0 | 0 | 0 | 0 | 0
Louisiana Coal Units - SO2 Rate Annual v3.1, Unit 3508 and retrofits | 464 | 2199 | Rate Constraint in lbs/MMBtu | FALSE | L | Annual | Fuel Consumed | TBtu | 0 | 0 | 0 | 0 | 0 | 0 | 0
Louisiana Coal Units - SO2 Rate Annual v3.1, Unit 3508 and retrofits | 464 | 2199 | Rate Constraint in lbs/MMBtu | FALSE | L | Annual | Rate | lb/MMBtu | 0 | 0 | 0 | 0 | 0 | 0 | 0
Louisiana Coal Units - SO2 Rate Annual v3.1, Unit 3508 and retrofits | 464 | 2199 | Rate Constraint in lbs/MMBtu | FALSE | L | Annual | Generation | TWh | 0 | 0 | 0 | 0 | 0 | 0 | 0
Louisiana Coal Units - SO2 Rate Annual v3.1, Unit 3508 and retrofits | 464 | 2199 | Rate Constraint in lbs/MMBtu | FALSE | L | Annual | Qualifying Generation | TWh | 0 | 0 | 0 | 0 | 0 | 0 | 0
Louisiana Coal Units - SO2 Rate Annual v3.1, Unit 3508 and retrofits | 464 | 2199 | Rate Constraint in lbs/MMBtu | FALSE | L | Annual | Rate | lb/MWh | 0 | 0 | 0 | 0 | 0 | 0 | 0
Louisiana Coal Units - SO2 Rate Annual v3.1, Unit 3508 and retrofits | 464 | 2199 | Rate Constraint in lbs/MMBtu | FALSE | L | Annual | Constraint Shadow Price | US$/Ton | 0 | 0 | 0 | 0 | 0 | 0 | 0
Louisiana Coal Units - SO2 Rate Annual v3.1, Unit 3660 and retrofits | 465 | 2199 | Rate Constraint in lbs/MMBtu | FALSE | L | Annual | Seasons Included | Seasons | Winter, Summer | Winter, Summer | Winter, Summer | Winter, Summer | Winter, Summer | Winter, Summer | Winter, Summer
Louisiana Coal Units - SO2 Rate Annual v3.1, Unit 3660 and retrofits | 465 | 2199 | Rate Constraint in lbs/MMBtu | FALSE | L | Annual | Standard | lb/MMBtu | 1.2 | 1.2 | 1.2 | 1.2 | 1.2 | 1.2 | 1.2
Louisiana Coal Units - SO2 Rate Annual v3.1, Unit 3660 and retrofits | 465 | 2199 | Rate Constraint in lbs/MMBtu | FALSE | L | Annual | Emissions at Affected Plants SO2 | MTons | 0 | 0 | 0 | 0 | 0 | 0 | 0
Louisiana Coal Units - SO2 Rate Annual v3.1, Unit 3660 and retrofits | 465 | 2199 | Rate Constraint in lbs/MMBtu | FALSE | L | Annual | Allowances Purchased SO2 | MTons | 0 | 0 | 0 | 0 | 0 | 0 | 0
Louisiana Coal Units - SO2 Rate Annual v3.1, Unit 3660 and retrofits | 465 | 2199 | Rate Constraint in lbs/MMBtu | FALSE | L | Annual | Allowances Sold SO2 | MTons | 0 | 0 | 0 | 0 | 0 | 0 | 0
Louisiana Coal Units - SO2 Rate Annual v3.1, Unit 3660 and retrofits | 465 | 2199 | Rate Constraint in lbs/MMBtu | FALSE | L | Annual | Allowances Banked | MTons | 0 | 0 | 0 | 0 | 0 | 0 | 0
Louisiana Coal Units - SO2 Rate Annual v3.1, Unit 3660 and retrofits | 465 | 2199 | Rate Constraint in lbs/MMBtu | FALSE | L | Annual | Allowances Withdrawn (1:1) | MTons | 0 | 0 | 0 | 0 | 0 | 0 | 0
Louisiana Coal Units - SO2 Rate Annual v3.1, Unit 3660 and retrofits | 465 | 2199 | Rate Constraint in lbs/MMBtu | FALSE | L | Annual | Allowances Withdrawn (n:1) | MTons | 0 | 0 | 0 | 0 | 0 | 0 | 0
Louisiana Coal Units - SO2 Rate Annual v3.1, Unit 3660 and retrofits | 465 | 2199 | Rate Constraint in lbs/MMBtu | FALSE | L | Annual | Net Emissions Allowance Position | MTons | 0 | 0 | 0 | 0 | 0 | 0 | 0
Louisiana Coal Units - SO2 Rate Annual v3.1, Unit 3660 and retrofits | 465 | 2199 | Rate Constraint in lbs/MMBtu | FALSE | L | Annual | Fuel Consumed | TBtu | 0 | 0 | 0 | 0 | 0 | 0 | 0
Louisiana Coal Units - SO2 Rate Annual v3.1, Unit 3660 and retrofits | 465 | 2199 | Rate Constraint in lbs/MMBtu | FALSE | L | Annual | Rate | lb/MMBtu | 0 | 0 | 0 | 0 | 0 | 0 | 0
Louisiana Coal Units - SO2 Rate Annual v3.1, Unit 3660 and retrofits | 465 | 2199 | Rate Constraint in lbs/MMBtu | FALSE | L | Annual | Generation | TWh | 0 | 0 | 0 | 0 | 0 | 0 | 0
Louisiana Coal Units - SO2 Rate Annual v3.1, Unit 3660 and retrofits | 465 | 2199 | Rate Constraint in lbs/MMBtu | FALSE | L | Annual | Qualifying Generation | TWh | 0 | 0 | 0 | 0 | 0 | 0 | 0
Louisiana Coal Units - SO2 Rate Annual v3.1, Unit 3660 and retrofits | 465 | 2199 | Rate Constraint in lbs/MMBtu | FALSE | L | Annual | Rate | lb/MWh | 0 | 0 | 0 | 0 | 0 | 0 | 0
Louisiana Coal Units - SO2 Rate Annual v3.1, Unit 3660 and retrofits | 465 | 2199 | Rate Constraint in lbs/MMBtu | FALSE | L | Annual | Constraint Shadow Price | US$/Ton | 0 | 0 | 0 | 0 | 0 | 0 | 0
Louisiana Coal Units - SO2 Rate Annual v3.1, Unit 3661 and retrofits | 466 | 2199 | Rate Constraint in lbs/MMBtu | FALSE | L | Annual | Seasons Included | Seasons | Winter, Summer | Winter, Summer | Winter, Summer | Winter, Summer | Winter, Summer | Winter, Summer | Winter, Summer
Louisiana Coal Units - SO2 Rate Annual v3.1, Unit 3661 and retrofits | 466 | 2199 | Rate Constraint in lbs/MMBtu | FALSE | L | Annual | Standard | lb/MMBtu | 1.2 | 1.2 | 1.2 | 1.2 | 1.2 | 1.2 | 1.2
Louisiana Coal Units - SO2 Rate Annual v3.1, Unit 3661 and retrofits | 466 | 2199 | Rate Constraint in lbs/MMBtu | FALSE | L | Annual | Emissions at Affected Plants SO2 | MTons | 0 | 0 | 0 | 0 | 0 | 0 | 0
Louisiana Coal Units - SO2 Rate Annual v3.1, Unit 3661 and retrofits | 466 | 2199 | Rate Constraint in lbs/MMBtu | FALSE | L | Annual | Allowances Purchased SO2 | MTons | 0 | 0 | 0 | 0 | 0 | 0 | 0
Louisiana Coal Units - SO2 Rate Annual v3.1, Unit 3661 and retrofits | 466 | 2199 | Rate Constraint in lbs/MMBtu | FALSE | L | Annual | Allowances Sold SO2 | MTons | 0 | 0 | 0 | 0 | 0 | 0 | 0
Louisiana Coal Units - SO2 Rate Annual v3.1, Unit 3661 and retrofits | 466 | 2199 | Rate Constraint in lbs/MMBtu | FALSE | L | Annual | Allowances Banked | MTons | 0 | 0 | 0 | 0 | 0 | 0 | 0
Louisiana Coal Units - SO2 Rate Annual v3.1, Unit 3661 and retrofits | 466 | 2199 | Rate Constraint in lbs/MMBtu | FALSE | L | Annual | Allowances Withdrawn (1:1) | MTons | 0 | 0 | 0 | 0 | 0 | 0 | 0
Louisiana Coal Units - SO2 Rate Annual v3.1, Unit 3661 and retrofits | 466 | 2199 | Rate Constraint in lbs/MMBtu | FALSE | L | Annual | Allowances Withdrawn (n:1) | MTons | 0 | 0 | 0 | 0 | 0 | 0 | 0
Louisiana Coal Units - SO2 Rate Annual v3.1, Unit 3661 and retrofits | 466 | 2199 | Rate Constraint in lbs/MMBtu | FALSE | L | Annual | Net Emissions Allowance Position | MTons | 0 | 0 | 0 | 0 | 0 | 0 | 0
Louisiana Coal Units - SO2 Rate Annual v3.1, Unit 3661 and retrofits | 466 | 2199 | Rate Constraint in lbs/MMBtu | FALSE | L | Annual | Fuel Consumed | TBtu | 0 | 0 | 0 | 0 | 0 | 0 | 0
Louisiana Coal Units - SO2 Rate Annual v3.1, Unit 3661 and retrofits | 466 | 2199 | Rate Constraint in lbs/MMBtu | FALSE | L | Annual | Rate | lb/MMBtu | 0 | 0 | 0 | 0 | 0 | 0 | 0
Louisiana Coal Units - SO2 Rate Annual v3.1, Unit 3661 and retrofits | 466 | 2199 | Rate Constraint in lbs/MMBtu | FALSE | L | Annual | Generation | TWh | 0 | 0 | 0 | 0 | 0 | 0 | 0
Louisiana Coal Units - SO2 Rate Annual v3.1, Unit 3661 and retrofits | 466 | 2199 | Rate Constraint in lbs/MMBtu | FALSE | L | Annual | Qualifying Generation | TWh | 0 | 0 | 0 | 0 | 0 | 0 | 0
Louisiana Coal Units - SO2 Rate Annual v3.1, Unit 3661 and retrofits | 466 | 2199 | Rate Constraint in lbs/MMBtu | FALSE | L | Annual | Rate | lb/MWh | 0 | 0 | 0 | 0 | 0 | 0 | 0
Louisiana Coal Units - SO2 Rate Annual v3.1, Unit 3661 and retrofits | 466 | 2199 | Rate Constraint in lbs/MMBtu | FALSE | L | Annual | Constraint Shadow Price | US$/Ton | 0 | 0 | 0 | 0 | 0 | 0 | 0
Louisiana Coal Units - SO2 Rate Annual v3.1, Unit 4473 and retrofits | 467 | 2199 | Rate Constraint in lbs/MMBtu | FALSE | L | Annual | Seasons Included | Seasons | Winter, Summer | Winter, Summer | Winter, Summer | Winter, Summer | Winter, Summer | Winter, Summer | Winter, Summer
Louisiana Coal Units - SO2 Rate Annual v3.1, Unit 4473 and retrofits | 467 | 2199 | Rate Constraint in lbs/MMBtu | FALSE | L | Annual | Standard | lb/MMBtu | 1.2 | 1.2 | 1.2 | 1.2 | 1.2 | 1.2 | 1.2
Louisiana Coal Units - SO2 Rate Annual v3.1, Unit 4473 and retrofits | 467 | 2199 | Rate Constraint in lbs/MMBtu | FALSE | L | Annual | Emissions at Affected Plants SO2 | MTons | 0.43925 | 0.7371 | 1.3413 | 1.3413 | 1.3413 | 1.5356 | 1.5356
Louisiana Coal Units - SO2 Rate Annual v3.1, Unit 4473 and retrofits | 467 | 2199 | Rate Constraint in lbs/MMBtu | FALSE | L | Annual | Allowances Purchased SO2 | MTons | 0 | 0 | 0 | 0 | 0 | 0 | 0
Louisiana Coal Units - SO2 Rate Annual v3.1, Unit 4473 and retrofits | 467 | 2199 | Rate Constraint in lbs/MMBtu | FALSE | L | Annual | Allowances Sold SO2 | MTons | 0 | 0 | 0 | 0 | 0 | 0 | 0
Louisiana Coal Units - SO2 Rate Annual v3.1, Unit 4473 and retrofits | 467 | 2199 | Rate Constraint in lbs/MMBtu | FALSE | L | Annual | Allowances Banked | MTons | 0 | 0 | 0 | 0 | 0 | 0 | 0
Louisiana Coal Units - SO2 Rate Annual v3.1, Unit 4473 and retrofits | 467 | 2199 | Rate Constraint in lbs/MMBtu | FALSE | L | Annual | Allowances Withdrawn (1:1) | MTons | 0 | 0 | 0 | 0 | 0 | 0 | 0
Louisiana Coal Units - SO2 Rate Annual v3.1, Unit 4473 and retrofits | 467 | 2199 | Rate Constraint in lbs/MMBtu | FALSE | L | Annual | Allowances Withdrawn (n:1) | MTons | 0 | 0 | 0 | 0 | 0 | 0 | 0
Louisiana Coal Units - SO2 Rate Annual v3.1, Unit 4473 and retrofits | 467 | 2199 | Rate Constraint in lbs/MMBtu | FALSE | L | Annual | Net Emissions Allowance Position | MTons | 0.43925 | 0.7371 | 1.3413 | 1.3413 | 1.3413 | 1.5356 | 1.5356
Louisiana Coal Units - SO2 Rate Annual v3.1, Unit 4473 and retrofits | 467 | 2199 | Rate Constraint in lbs/MMBtu | FALSE | L | Annual | Fuel Consumed | TBtu | 10.9949 | 18.4505 | 18.4505 | 18.4505 | 18.4505 | 21.1225 | 21.1225
Louisiana Coal Units - SO2 Rate Annual v3.1, Unit 4473 and retrofits | 467 | 2199 | Rate Constraint in lbs/MMBtu | FALSE | L | Annual | Rate | lb/MMBtu | 0.0799 | 0.0799 | 0.1454 | 0.1454 | 0.1454 | 0.1454 | 0.1454
Louisiana Coal Units - SO2 Rate Annual v3.1, Unit 4473 and retrofits | 467 | 2199 | Rate Constraint in lbs/MMBtu | FALSE | L | Annual | Generation | TWh | 0.97179 | 1.6308 | 1.6308 | 1.6308 | 1.6308 | 1.8669 | 1.8669
Louisiana Coal Units - SO2 Rate Annual v3.1, Unit 4473 and retrofits | 467 | 2199 | Rate Constraint in lbs/MMBtu | FALSE | L | Annual | Qualifying Generation | TWh | 0.97179 | 1.6308 | 1.6308 | 1.6308 | 1.6308 | 1.8669 | 1.8669
Louisiana Coal Units - SO2 Rate Annual v3.1, Unit 4473 and retrofits | 467 | 2199 | Rate Constraint in lbs/MMBtu | FALSE | L | Annual | Rate | lb/MWh | 0.45199 | 0.45199 | 0.82253 | 0.82253 | 0.82253 | 0.82253 | 0.82253
Louisiana Coal Units - SO2 Rate Annual v3.1, Unit 4473 and retrofits | 467 | 2199 | Rate Constraint in lbs/MMBtu | FALSE | L | Annual | Constraint Shadow Price | US$/Ton | 0 | 0 | 0 | 0 | 0 | 0 | 0
Louisiana Coal Units - SO2 Rate Annual v3.1, Unit 4474 and retrofits | 468 | 2199 | Rate Constraint in lbs/MMBtu | FALSE | L | Annual | Seasons Included | Seasons | Winter, Summer | Winter, Summer | Winter, Summer | Winter, Summer | Winter, Summer | Winter, Summer | Winter, Summer
Louisiana Coal Units - SO2 Rate Annual v3.1, Unit 4474 and retrofits | 468 | 2199 | Rate Constraint in lbs/MMBtu | FALSE | L | Annual | Standard | lb/MMBtu | 1.2 | 1.2 | 1.2 | 1.2 | 1.2 | 1.2 | 1.2
Louisiana Coal Units - SO2 Rate Annual v3.1, Unit 4474 and retrofits | 468 | 2199 | Rate Constraint in lbs/MMBtu | FALSE | L | Annual | Emissions at Affected Plants SO2 | MTons | 0.55278 | 0.89654 | 1.3413 | 1.3413 | 1.3413 | 1.5356 | 1.5356
Louisiana Coal Units - SO2 Rate Annual v3.1, Unit 4474 and retrofits | 468 | 2199 | Rate Constraint in lbs/MMBtu | FALSE | L | Annual | Allowances Purchased SO2 | MTons | 0 | 0 | 0 | 0 | 0 | 0 | 0
Louisiana Coal Units - SO2 Rate Annual v3.1, Unit 4474 and retrofits | 468 | 2199 | Rate Constraint in lbs/MMBtu | FALSE | L | Annual | Allowances Sold SO2 | MTons | 0 | 0 | 0 | 0 | 0 | 0 | 0
Louisiana Coal Units - SO2 Rate Annual v3.1, Unit 4474 and retrofits | 468 | 2199 | Rate Constraint in lbs/MMBtu | FALSE | L | Annual | Allowances Banked | MTons | 0 | 0 | 0 | 0 | 0 | 0 | 0
Louisiana Coal Units - SO2 Rate Annual v3.1, Unit 4474 and retrofits | 468 | 2199 | Rate Constraint in lbs/MMBtu | FALSE | L | Annual | Allowances Withdrawn (1:1) | MTons | 0 | 0 | 0 | 0 | 0 | 0 | 0
Louisiana Coal Units - SO2 Rate Annual v3.1, Unit 4474 and retrofits | 468 | 2199 | Rate Constraint in lbs/MMBtu | FALSE | L | Annual | Allowances Withdrawn (n:1) | MTons | 0 | 0 | 0 | 0 | 0 | 0 | 0
Louisiana Coal Units - SO2 Rate Annual v3.1, Unit 4474 and retrofits | 468 | 2199 | Rate Constraint in lbs/MMBtu | FALSE | L | Annual | Net Emissions Allowance Position | MTons | 0.55278 | 0.89654 | 1.3413 | 1.3413 | 1.3413 | 1.5356 | 1.5356
Louisiana Coal Units - SO2 Rate Annual v3.1, Unit 4474 and retrofits | 468 | 2199 | Rate Constraint in lbs/MMBtu | FALSE | L | Annual | Fuel Consumed | TBtu | 13.8369 | 18.4505 | 18.4505 | 18.4505 | 18.4505 | 21.1225 | 21.1225
Louisiana Coal Units - SO2 Rate Annual v3.1, Unit 4474 and retrofits | 468 | 2199 | Rate Constraint in lbs/MMBtu | FALSE | L | Annual | Rate | lb/MMBtu | 0.0799 | 0.097183 | 0.1454 | 0.1454 | 0.1454 | 0.1454 | 0.1454
Louisiana Coal Units - SO2 Rate Annual v3.1, Unit 4474 and retrofits | 468 | 2199 | Rate Constraint in lbs/MMBtu | FALSE | L | Annual | Generation | TWh | 1.223 | 1.6308 | 1.6308 | 1.6308 | 1.6308 | 1.8669 | 1.8669
Louisiana Coal Units - SO2 Rate Annual v3.1, Unit 4474 and retrofits | 468 | 2199 | Rate Constraint in lbs/MMBtu | FALSE | L | Annual | Qualifying Generation | TWh | 1.223 | 1.6308 | 1.6308 | 1.6308 | 1.6308 | 1.8669 | 1.8669
Louisiana Coal Units - SO2 Rate Annual v3.1, Unit 4474 and retrofits | 468 | 2199 | Rate Constraint in lbs/MMBtu | FALSE | L | Annual | Rate | lb/MWh | 0.45199 | 0.54977 | 0.82253 | 0.82253 | 0.82253 | 0.82253 | 0.82253
Louisiana Coal Units - SO2 Rate Annual v3.1, Unit 4474 and retrofits | 468 | 2199 | Rate Constraint in lbs/MMBtu | FALSE | L | Annual | Constraint Shadow Price | US$/Ton | 0 | 0 | 0 | 0 | 0 | 0 | 0
Louisiana Coal Units - SO2 Rate Annual v3.1, Unit 5210 and retrofits | 469 | 2199 | Rate Constraint in lbs/MMBtu | FALSE | L | Annual | Seasons Included | Seasons | Winter, Summer | Winter, Summer | Winter, Summer | Winter, Summer | Winter, Summer | Winter, Summer | Winter, Summer
Louisiana Coal Units - SO2 Rate Annual v3.1, Unit 5210 and retrofits | 469 | 2199 | Rate Constraint in lbs/MMBtu | FALSE | L | Annual | Standard | lb/MMBtu | 1.2 | 1.2 | 1.2 | 1.2 | 1.2 | 1.2 | 1.2
Louisiana Coal Units - SO2 Rate Annual v3.1, Unit 5210 and retrofits | 469 | 2199 | Rate Constraint in lbs/MMBtu | FALSE | L | Annual | Emissions at Affected Plants SO2 | MTons | 0 | 0 | 0 | 0 | 0 | 0 | 0
Louisiana Coal Units - SO2 Rate Annual v3.1, Unit 5210 and retrofits | 469 | 2199 | Rate Constraint in lbs/MMBtu | FALSE | L | Annual | Allowances Purchased SO2 | MTons | 0 | 0 | 0 | 0 | 0 | 0 | 0
Louisiana Coal Units - SO2 Rate Annual v3.1, Unit 5210 and retrofits | 469 | 2199 | Rate Constraint in lbs/MMBtu | FALSE | L | Annual | Allowances Sold SO2 | MTons | 0 | 0 | 0 | 0 | 0 | 0 | 0
Louisiana Coal Units - SO2 Rate Annual v3.1, Unit 5210 and retrofits | 469 | 2199 | Rate Constraint in lbs/MMBtu | FALSE | L | Annual | Allowances Banked | MTons | 0 | 0 | 0 | 0 | 0 | 0 | 0
Louisiana Coal Units - SO2 Rate Annual v3.1, Unit 5210 and retrofits | 469 | 2199 | Rate Constraint in lbs/MMBtu | FALSE | L | Annual | Allowances Withdrawn (1:1) | MTons | 0 | 0 | 0 | 0 | 0 | 0 | 0
Louisiana Coal Units - SO2 Rate Annual v3.1, Unit 5210 and retrofits | 469 | 2199 | Rate Constraint in lbs/MMBtu | FALSE | L | Annual | Allowances Withdrawn (n:1) | MTons | 0 | 0 | 0 | 0 | 0 | 0 | 0
Louisiana Coal Units - SO2 Rate Annual v3.1, Unit 5210 and retrofits | 469 | 2199 | Rate Constraint in lbs/MMBtu | FALSE | L | Annual | Net Emissions Allowance Position | MTons | 0 | 0 | 0 | 0 | 0 | 0 | 0
Louisiana Coal Units - SO2 Rate Annual v3.1, Unit 5210 and retrofits | 469 | 2199 | Rate Constraint in lbs/MMBtu | FALSE | L | Annual | Fuel Consumed | TBtu | 0 | 0 | 0 | 0 | 0 | 0 | 0
Louisiana Coal Units - SO2 Rate Annual v3.1, Unit 5210 and retrofits | 469 | 2199 | Rate Constraint in lbs/MMBtu | FALSE | L | Annual | Rate | lb/MMBtu | 0 | 0 | 0 | 0 | 0 | 0 | 0
Louisiana Coal Units - SO2 Rate Annual v3.1, Unit 5210 and retrofits | 469 | 2199 | Rate Constraint in lbs/MMBtu | FALSE | L | Annual | Generation | TWh | 0 | 0 | 0 | 0 | 0 | 0 | 0
Louisiana Coal Units - SO2 Rate Annual v3.1, Unit 5210 and retrofits | 469 | 2199 | Rate Constraint in lbs/MMBtu | FALSE | L | Annual | Qualifying Generation | TWh | 0 | 0 | 0 | 0 | 0 | 0 | 0
Louisiana Coal Units - SO2 Rate Annual v3.1, Unit 5210 and retrofits | 469 | 2199 | Rate Constraint in lbs/MMBtu | FALSE | L | Annual | Rate | lb/MWh | 0 | 0 | 0 | 0 | 0 | 0 | 0
Louisiana Coal Units - SO2 Rate Annual v3.1, Unit 5210 and retrofits | 469 | 2199 | Rate Constraint in lbs/MMBtu | FALSE | L | Annual | Constraint Shadow Price | US$/Ton | 0 | 0 | 0 | 0 | 0 | 0 | 0
Louisiana Coal Units - SO2 Rate Annual v3.1, Unit 5441 and retrofits | 470 | 2199 | Rate Constraint in lbs/MMBtu | FALSE | L | Annual | Seasons Included | Seasons | Winter, Summer | Winter, Summer | Winter, Summer | Winter, Summer | Winter, Summer | Winter, Summer | Winter, Summer
Louisiana Coal Units - SO2 Rate Annual v3.1, Unit 5441 and retrofits | 470 | 2199 | Rate Constraint in lbs/MMBtu | FALSE | L | Annual | Standard | lb/MMBtu | 1.2 | 1.2 | 1.2 | 1.2 | 1.2 | 1.2 | 1.2
Louisiana Coal Units - SO2 Rate Annual v3.1, Unit 5441 and retrofits | 470 | 2199 | Rate Constraint in lbs/MMBtu | FALSE | L | Annual | Emissions at Affected Plants SO2 | MTons | 6.615 | 6.615 | 6.615 | 6.615 | 6.615 | 6.615 | 6.615
Louisiana Coal Units - SO2 Rate Annual v3.1, Unit 5441 and retrofits | 470 | 2199 | Rate Constraint in lbs/MMBtu | FALSE | L | Annual | Allowances Purchased SO2 | MTons | 0 | 0 | 0 | 0 | 0 | 0 | 0
Louisiana Coal Units - SO2 Rate Annual v3.1, Unit 5441 and retrofits | 470 | 2199 | Rate Constraint in lbs/MMBtu | FALSE | L | Annual | Allowances Sold SO2 | MTons | 0 | 0 | 0 | 0 | 0 | 0 | 0
Louisiana Coal Units - SO2 Rate Annual v3.1, Unit 5441 and retrofits | 470 | 2199 | Rate Constraint in lbs/MMBtu | FALSE | L | Annual | Allowances Banked | MTons | 0 | 0 | 0 | 0 | 0 | 0 | 0
Louisiana Coal Units - SO2 Rate Annual v3.1, Unit 5441 and retrofits | 470 | 2199 | Rate Constraint in lbs/MMBtu | FALSE | L | Annual | Allowances Withdrawn (1:1) | MTons | 0 | 0 | 0 | 0 | 0 | 0 | 0
Louisiana Coal Units - SO2 Rate Annual v3.1, Unit 5441 and retrofits | 470 | 2199 | Rate Constraint in lbs/MMBtu | FALSE | L | Annual | Allowances Withdrawn (n:1) | MTons | 0 | 0 | 0 | 0 | 0 | 0 | 0
Louisiana Coal Units - SO2 Rate Annual v3.1, Unit 5441 and retrofits | 470 | 2199 | Rate Constraint in lbs/MMBtu | FALSE | L | Annual | Net Emissions Allowance Position | MTons | 6.615 | 6.615 | 6.615 | 6.615 | 6.615 | 6.615 | 6.615
Louisiana Coal Units - SO2 Rate Annual v3.1, Unit 5441 and retrofits | 470 | 2199 | Rate Constraint in lbs/MMBtu | FALSE | L | Annual | Fuel Consumed | TBtu | 53.1325 | 53.1325 | 53.1325 | 53.1325 | 53.1325 | 53.1325 | 53.1325
Louisiana Coal Units - SO2 Rate Annual v3.1, Unit 5441 and retrofits | 470 | 2199 | Rate Constraint in lbs/MMBtu | FALSE | L | Annual | Rate | lb/MMBtu | 0.249 | 0.249 | 0.249 | 0.249 | 0.249 | 0.249 | 0.249
Louisiana Coal Units - SO2 Rate Annual v3.1, Unit 5441 and retrofits | 470 | 2199 | Rate Constraint in lbs/MMBtu | FALSE | L | Annual | Generation | TWh | 4.6213 | 4.6213 | 4.6213 | 4.6213 | 4.6213 | 4.6213 | 4.6213
Louisiana Coal Units - SO2 Rate Annual v3.1, Unit 5441 and retrofits | 470 | 2199 | Rate Constraint in lbs/MMBtu | FALSE | L | Annual | Qualifying Generation | TWh | 4.6213 | 4.6213 | 4.6213 | 4.6213 | 4.6213 | 4.6213 | 4.6213
Louisiana Coal Units - SO2 Rate Annual v3.1, Unit 5441 and retrofits | 470 | 2199 | Rate Constraint in lbs/MMBtu | FALSE | L | Annual | Rate | lb/MWh | 1.4314 | 1.4314 | 1.4314 | 1.4314 | 1.4314 | 1.4314 | 1.4314
Louisiana Coal Units - SO2 Rate Annual v3.1, Unit 5441 and retrofits | 470 | 2199 | Rate Constraint in lbs/MMBtu | FALSE | L | Annual | Constraint Shadow Price | US$/Ton | 0 | 0 | 0 | 0 | 0 | 0 | 0
MA Brayton 1-3 - MER Cap Annual v3.1, Unit 4112 and retrofits | 471 | 1810 | Rate Constraint in MTons | FALSE | L | Annual | Seasons Included | Seasons | Winter, Summer | Winter, Summer | Winter, Summer | Winter, Summer | Winter, Summer | Winter, Summer | Winter, Summer
MA Brayton 1-3 - MER Cap Annual v3.1, Unit 4112 and retrofits | 471 | 1810 | Rate Constraint in MTons | FALSE | L | Annual | Standard | Lb | 146.6 | 146.6 | 146.6 | 146.6 | 146.6 | 146.6 | 146.6
MA Brayton 1-3 - MER Cap Annual v3.1, Unit 4112 and retrofits | 471 | 1810 | Rate Constraint in MTons | FALSE | L | Annual | Standard MER | lbs | 146.6 | 146.6 | 146.6 | 146.6 | 146.6 | 146.6 | 146.6
MA Brayton 1-3 - MER Cap Annual v3.1, Unit 4112 and retrofits | 471 | 1810 | Rate Constraint in MTons | FALSE | L | Annual | Emissions at Affected Plants MER | lbs | 0 | 0 | 0 | 0 | 0 | 0 | 0
MA Brayton 1-3 - MER Cap Annual v3.1, Unit 4112 and retrofits | 471 | 1810 | Rate Constraint in MTons | FALSE | L | Annual | Allowances Purchased MER | lbs | 0 | 0 | 0 | 0 | 0 | 0 | 0
MA Brayton 1-3 - MER Cap Annual v3.1, Unit 4112 and retrofits | 471 | 1810 | Rate Constraint in MTons | FALSE | L | Annual | Allowances Sold MER | lbs | 0 | 0 | 0 | 0 | 0 | 0 | 0
MA Brayton 1-3 - MER Cap Annual v3.1, Unit 4112 and retrofits | 471 | 1810 | Rate Constraint in MTons | FALSE | L | Annual | Allowances Banked | lbs | 0 | 0 | 0 | 0 | 0 | 0 | 0
MA Brayton 1-3 - MER Cap Annual v3.1, Unit 4112 and retrofits | 471 | 1810 | Rate Constraint in MTons | FALSE | L | Annual | Allowances Withdrawn (1:1) | lbs | 0 | 0 | 0 | 0 | 0 | 0 | 0
MA Brayton 1-3 - MER Cap Annual v3.1, Unit 4112 and retrofits | 471 | 1810 | Rate Constraint in MTons | FALSE | L | Annual | Allowances Withdrawn (n:1) | lbs | 0 | 0 | 0 | 0 | 0 | 0 | 0
MA Brayton 1-3 - MER Cap Annual v3.1, Unit 4112 and retrofits | 471 | 1810 | Rate Constraint in MTons | FALSE | L | Annual | Net Emissions Allowance Position | lbs | 0 | 0 | 0 | 0 | 0 | 0 | 0
MA Brayton 1-3 - MER Cap Annual v3.1, Unit 4112 and retrofits | 471 | 1810 | Rate Constraint in MTons | FALSE | L | Annual | Fuel Consumed | TBtu | 0 | 0 | 0 | 0 | 0 | 0 | 0
MA Brayton 1-3 - MER Cap Annual v3.1, Unit 4112 and retrofits | 471 | 1810 | Rate Constraint in MTons | FALSE | L | Annual | Rate | lb/MMBtu | 0 | 0 | 0 | 0 | 0 | 0 | 0
MA Brayton 1-3 - MER Cap Annual v3.1, Unit 4112 and retrofits | 471 | 1810 | Rate Constraint in MTons | FALSE | L | Annual | Generation | TWh | 0 | 0 | 0 | 0 | 0 | 0 | 0
MA Brayton 1-3 - MER Cap Annual v3.1, Unit 4112 and retrofits | 471 | 1810 | Rate Constraint in MTons | FALSE | L | Annual | Qualifying Generation | TWh | 0 | 0 | 0 | 0 | 0 | 0 | 0
MA Brayton 1-3 - MER Cap Annual v3.1, Unit 4112 and retrofits | 471 | 1810 | Rate Constraint in MTons | FALSE | L | Annual | Rate | lb/MWh | 0 | 0 | 0 | 0 | 0 | 0 | 0
MA Brayton 1-3 - MER Cap Annual v3.1, Unit 4112 and retrofits | 471 | 1810 | Rate Constraint in MTons | FALSE | L | Annual | Constraint Shadow Price | US$/Lb | 0 | 0 | 0 | 0 | 0 | 0 | 0
MA Brayton 1-3 - MER Cap Annual v3.1, Unit 4113 and retrofits | 472 | 1810 | Rate Constraint in MTons | FALSE | L | Annual | Seasons Included | Seasons | Winter, Summer | Winter, Summer | Winter, Summer | Winter, Summer | Winter, Summer | Winter, Summer | Winter, Summer
MA Brayton 1-3 - MER Cap Annual v3.1, Unit 4113 and retrofits | 472 | 1810 | Rate Constraint in MTons | FALSE | L | Annual | Standard | Lb | 146.6 | 146.6 | 146.6 | 146.6 | 146.6 | 146.6 | 146.6
MA Brayton 1-3 - MER Cap Annual v3.1, Unit 4113 and retrofits | 472 | 1810 | Rate Constraint in MTons | FALSE | L | Annual | Standard MER | lbs | 146.6 | 146.6 | 146.6 | 146.6 | 146.6 | 146.6 | 146.6
MA Brayton 1-3 - MER Cap Annual v3.1, Unit 4113 and retrofits | 472 | 1810 | Rate Constraint in MTons | FALSE | L | Annual | Emissions at Affected Plants MER | lbs | 0 | 0 | 0 | 0 | 0 | 0 | 0
MA Brayton 1-3 - MER Cap Annual v3.1, Unit 4113 and retrofits | 472 | 1810 | Rate Constraint in MTons | FALSE | L | Annual | Allowances Purchased MER | lbs | 0 | 0 | 0 | 0 | 0 | 0 | 0
MA Brayton 1-3 - MER Cap Annual v3.1, Unit 4113 and retrofits | 472 | 1810 | Rate Constraint in MTons | FALSE | L | Annual | Allowances Sold MER | lbs | 0 | 0 | 0 | 0 | 0 | 0 | 0
MA Brayton 1-3 - MER Cap Annual v3.1, Unit 4113 and retrofits | 472 | 1810 | Rate Constraint in MTons | FALSE | L | Annual | Allowances Banked | lbs | 0 | 0 | 0 | 0 | 0 | 0 | 0
MA Brayton 1-3 - MER Cap Annual v3.1, Unit 4113 and retrofits | 472 | 1810 | Rate Constraint in MTons | FALSE | L | Annual | Allowances Withdrawn (1:1) | lbs | 0 | 0 | 0 | 0 | 0 | 0 | 0
MA Brayton 1-3 - MER Cap Annual v3.1, Unit 4113 and retrofits | 472 | 1810 | Rate Constraint in MTons | FALSE | L | Annual | Allowances Withdrawn (n:1) | lbs | 0 | 0 | 0 | 0 | 0 | 0 | 0
MA Brayton 1-3 - MER Cap Annual v3.1, Unit 4113 and retrofits | 472 | 1810 | Rate Constraint in MTons | FALSE | L | Annual | Net Emissions Allowance Position | lbs | 0 | 0 | 0 | 0 | 0 | 0 | 0
MA Brayton 1-3 - MER Cap Annual v3.1, Unit 4113 and retrofits | 472 | 1810 | Rate Constraint in MTons | FALSE | L | Annual | Fuel Consumed | TBtu | 0 | 0 | 0 | 0 | 0 | 0 | 0
MA Brayton 1-3 - MER Cap Annual v3.1, Unit 4113 and retrofits | 472 | 1810 | Rate Constraint in MTons | FALSE | L | Annual | Rate | lb/MMBtu | 0 | 0 | 0 | 0 | 0 | 0 | 0
MA Brayton 1-3 - MER Cap Annual v3.1, Unit 4113 and retrofits | 472 | 1810 | Rate Constraint in MTons | FALSE | L | Annual | Generation | TWh | 0 | 0 | 0 | 0 | 0 | 0 | 0
MA Brayton 1-3 - MER Cap Annual v3.1, Unit 4113 and retrofits | 472 | 1810 | Rate Constraint in MTons | FALSE | L | Annual | Qualifying Generation | TWh | 0 | 0 | 0 | 0 | 0 | 0 | 0
MA Brayton 1-3 - MER Cap Annual v3.1, Unit 4113 and retrofits | 472 | 1810 | Rate Constraint in MTons | FALSE | L | Annual | Rate | lb/MWh | 0 | 0 | 0 | 0 | 0 | 0 | 0
MA Brayton 1-3 - MER Cap Annual v3.1, Unit 4113 and retrofits | 472 | 1810 | Rate Constraint in MTons | FALSE | L | Annual | Constraint Shadow Price | US$/Lb | 0 | 0 | 0 | 0 | 0 | 0 | 0
MA Brayton 1-3 - MER Cap Annual v3.1, Unit 4133 and retrofits | 473 | 1810 | Rate Constraint in MTons | FALSE | L | Annual | Seasons Included | Seasons | Winter, Summer | Winter, Summer | Winter, Summer | Winter, Summer | Winter, Summer | Winter, Summer | Winter, Summer
MA Brayton 1-3 - MER Cap Annual v3.1, Unit 4133 and retrofits | 473 | 1810 | Rate Constraint in MTons | FALSE | L | Annual | Standard | Lb | 146.6 | 146.6 | 146.6 | 146.6 | 146.6 | 146.6 | 146.6
MA Brayton 1-3 - MER Cap Annual v3.1, Unit 4133 and retrofits | 473 | 1810 | Rate Constraint in MTons | FALSE | L | Annual | Standard MER | lbs | 146.6 | 146.6 | 146.6 | 146.6 | 146.6 | 146.6 | 146.6
MA Brayton 1-3 - MER Cap Annual v3.1, Unit 4133 and retrofits | 473 | 1810 | Rate Constraint in MTons | FALSE | L | Annual | Emissions at Affected Plants MER | lbs | 0 | 0 | 0 | 0 | 0 | 0 | 0
MA Brayton 1-3 - MER Cap Annual v3.1, Unit 4133 and retrofits | 473 | 1810 | Rate Constraint in MTons | FALSE | L | Annual | Allowances Purchased MER | lbs | 0 | 0 | 0 | 0 | 0 | 0 | 0
MA Brayton 1-3 - MER Cap Annual v3.1, Unit 4133 and retrofits | 473 | 1810 | Rate Constraint in MTons | FALSE | L | Annual | Allowances Sold MER | lbs | 0 | 0 | 0 | 0 | 0 | 0 | 0
MA Brayton 1-3 - MER Cap Annual v3.1, Unit 4133 and retrofits | 473 | 1810 | Rate Constraint in MTons | FALSE | L | Annual | Allowances Banked | lbs | 0 | 0 | 0 | 0 | 0 | 0 | 0
MA Brayton 1-3 - MER Cap Annual v3.1, Unit 4133 and retrofits | 473 | 1810 | Rate Constraint in MTons | FALSE | L | Annual | Allowances Withdrawn (1:1) | lbs | 0 | 0 | 0 | 0 | 0 | 0 | 0
MA Brayton 1-3 - MER Cap Annual v3.1, Unit 4133 and retrofits | 473 | 1810 | Rate Constraint in MTons | FALSE | L | Annual | Allowances Withdrawn (n:1) | lbs | 0 | 0 | 0 | 0 | 0 | 0 | 0
MA Brayton 1-3 - MER Cap Annual v3.1, Unit 4133 and retrofits | 473 | 1810 | Rate Constraint in MTons | FALSE | L | Annual | Net Emissions Allowance Position | lbs | 0 | 0 | 0 | 0 | 0 | 0 | 0
MA Brayton 1-3 - MER Cap Annual v3.1, Unit 4133 and retrofits | 473 | 1810 | Rate Constraint in MTons | FALSE | L | Annual | Fuel Consumed | TBtu | 0 | 0 | 0 | 0 | 0 | 0 | 0
MA Brayton 1-3 - MER Cap Annual v3.1, Unit 4133 and retrofits | 473 | 1810 | Rate Constraint in MTons | FALSE | L | Annual | Rate | lb/MMBtu | 0 | 0 | 0 | 0 | 0 | 0 | 0
MA Brayton 1-3 - MER Cap Annual v3.1, Unit 4133 and retrofits | 473 | 1810 | Rate Constraint in MTons | FALSE | L | Annual | Generation | TWh | 0 | 0 | 0 | 0 | 0 | 0 | 0
MA Brayton 1-3 - MER Cap Annual v3.1, Unit 4133 and retrofits | 473 | 1810 | Rate Constraint in MTons | FALSE | L | Annual | Qualifying Generation | TWh | 0 | 0 | 0 | 0 | 0 | 0 | 0
MA Brayton 1-3 - MER Cap Annual v3.1, Unit 4133 and retrofits | 473 | 1810 | Rate Constraint in MTons | FALSE | L | Annual | Rate | lb/MWh | 0 | 0 | 0 | 0 | 0 | 0 | 0
MA Brayton 1-3 - MER Cap Annual v3.1, Unit 4133 and retrofits | 473 | 1810 | Rate Constraint in MTons | FALSE | L | Annual | Constraint Shadow Price | US$/Lb | 0 | 0 | 0 | 0 | 0 | 0 | 0
MA Fac. Spec. - Brayton Point NOx v3.1 | 474 | 2100 | Rate Constraint in lbs/MWh | FALSE | L | Annual | Seasons Included | Seasons | Winter, Summer | Winter, Summer | Winter, Summer | Winter, Summer | Winter, Summer | Winter, Summer | Winter, Summer
MA Fac. Spec. - Brayton Point NOx v3.1 | 474 | 2100 | Rate Constraint in lbs/MWh | FALSE | L | Annual | Standard | lb/MWh | 1.5 | 1.5 | 1.5 | 1.5 | 1.5 | 1.5 | 1.5
MA Fac. Spec. - Brayton Point NOx v3.1 | 474 | 2100 | Rate Constraint in lbs/MWh | FALSE | L | Annual | Emissions at Affected Plants NOX | MTons | 0 | 0 | 0 | 0 | 0 | 0 | 0
MA Fac. Spec. - Brayton Point NOx v3.1 | 474 | 2100 | Rate Constraint in lbs/MWh | FALSE | L | Annual | Allowances Purchased NOX | MTons | 0 | 0 | 0 | 0 | 0 | 0 | 0
MA Fac. Spec. - Brayton Point NOx v3.1 | 474 | 2100 | Rate Constraint in lbs/MWh | FALSE | L | Annual | Allowances Sold NOX | MTons | 0 | 0 | 0 | 0 | 0 | 0 | 0
MA Fac. Spec. - Brayton Point NOx v3.1 | 474 | 2100 | Rate Constraint in lbs/MWh | FALSE | L | Annual | Allowances Banked | MTons | 0 | 0 | 0 | 0 | 0 | 0 | 0
MA Fac. Spec. - Brayton Point NOx v3.1 | 474 | 2100 | Rate Constraint in lbs/MWh | FALSE | L | Annual | Allowances Withdrawn (1:1) | MTons | 0 | 0 | 0 | 0 | 0 | 0 | 0
MA Fac. Spec. - Brayton Point NOx v3.1 | 474 | 2100 | Rate Constraint in lbs/MWh | FALSE | L | Annual | Allowances Withdrawn (n:1) | MTons | 0 | 0 | 0 | 0 | 0 | 0 | 0
MA Fac. Spec. - Brayton Point NOx v3.1 | 474 | 2100 | Rate Constraint in lbs/MWh | FALSE | L | Annual | Net Emissions Allowance Position | MTons | 0 | 0 | 0 | 0 | 0 | 0 | 0
MA Fac. Spec. - Brayton Point NOx v3.1 | 474 | 2100 | Rate Constraint in lbs/MWh | FALSE | L | Annual | Fuel Consumed | TBtu | 0 | 0 | 0 | 0 | 0 | 0 | 0
MA Fac. Spec. - Brayton Point NOx v3.1 | 474 | 2100 | Rate Constraint in lbs/MWh | FALSE | L | Annual | Rate | lb/MMBtu | 0 | 0 | 0 | 0 | 0 | 0 | 0
MA Fac. Spec. - Brayton Point NOx v3.1 | 474 | 2100 | Rate Constraint in lbs/MWh | FALSE | L | Annual | Generation | TWh | 0 | 0 | 0 | 0 | 0 | 0 | 0
MA Fac. Spec. - Brayton Point NOx v3.1 | 474 | 2100 | Rate Constraint in lbs/MWh | FALSE | L | Annual | Qualifying Generation | TWh | 0 | 0 | 0 | 0 | 0 | 0 | 0
MA Fac. Spec. - Brayton Point NOx v3.1 | 474 | 2100 | Rate Constraint in lbs/MWh | FALSE | L | Annual | Constraint Shadow Price | US$/Ton | 0 | 0 | 0 | 0 | 0 | 0 | 0
MA Fac. Spec. - Brayton Point SO2 Annual v3.1 | 475 | 2105 | Rate Constraint in lbs/MWh | FALSE | L | Annual | Seasons Included | Seasons | Winter, Summer | Winter, Summer | Winter, Summer | Winter, Summer | Winter, Summer | Winter, Summer | Winter, Summer
MA Fac. Spec. - Brayton Point SO2 Annual v3.1 | 475 | 2105 | Rate Constraint in lbs/MWh | FALSE | L | Annual | Standard | lb/MWh | 3 | 3 | 3 | 3 | 3 | 3 | 3
MA Fac. Spec. - Brayton Point SO2 Annual v3.1 | 475 | 2105 | Rate Constraint in lbs/MWh | FALSE | L | Annual | Emissions at Affected Plants SO2 | MTons | 0 | 0 | 0 | 0 | 0 | 0 | 0
MA Fac. Spec. - Brayton Point SO2 Annual v3.1 | 475 | 2105 | Rate Constraint in lbs/MWh | FALSE | L | Annual | Allowances Purchased SO2 | MTons | 0 | 0 | 0 | 0 | 0 | 0 | 0
MA Fac. Spec. - Brayton Point SO2 Annual v3.1 | 475 | 2105 | Rate Constraint in lbs/MWh | FALSE | L | Annual | Allowances Sold SO2 | MTons | 0 | 0 | 0 | 0 | 0 | 0 | 0
MA Fac. Spec. - Brayton Point SO2 Annual v3.1 | 475 | 2105 | Rate Constraint in lbs/MWh | FALSE | L | Annual | Allowances Banked | MTons | 0 | 0 | 0 | 0 | 0 | 0 | 0
MA Fac. Spec. - Brayton Point SO2 Annual v3.1 | 475 | 2105 | Rate Constraint in lbs/MWh | FALSE | L | Annual | Allowances Withdrawn (1:1) | MTons | 0 | 0 | 0 | 0 | 0 | 0 | 0
MA Fac. Spec. - Brayton Point SO2 Annual v3.1 | 475 | 2105 | Rate Constraint in lbs/MWh | FALSE | L | Annual | Allowances Withdrawn (n:1) | MTons | 0 | 0 | 0 | 0 | 0 | 0 | 0
MA Fac. Spec. - Brayton Point SO2 Annual v3.1 | 475 | 2105 | Rate Constraint in lbs/MWh | FALSE | L | Annual | Net Emissions Allowance Position | MTons | 0 | 0 | 0 | 0 | 0 | 0 | 0
MA Fac. Spec. - Brayton Point SO2 Annual v3.1 | 475 | 2105 | Rate Constraint in lbs/MWh | FALSE | L | Annual | Fuel Consumed | TBtu | 0 | 0 | 0 | 0 | 0 | 0 | 0
MA Fac. Spec. - Brayton Point SO2 Annual v3.1 | 475 | 2105 | Rate Constraint in lbs/MWh | FALSE | L | Annual | Rate | lb/MMBtu | 0 | 0 | 0 | 0 | 0 | 0 | 0
MA Fac. Spec. - Brayton Point SO2 Annual v3.1 | 475 | 2105 | Rate Constraint in lbs/MWh | FALSE | L | Annual | Generation | TWh | 0 | 0 | 0 | 0 | 0 | 0 | 0
MA Fac. Spec. - Brayton Point SO2 Annual v3.1 | 475 | 2105 | Rate Constraint in lbs/MWh | FALSE | L | Annual | Qualifying Generation | TWh | 0 | 0 | 0 | 0 | 0 | 0 | 0
MA Fac. Spec. - Brayton Point SO2 Annual v3.1 | 475 | 2105 | Rate Constraint in lbs/MWh | FALSE | L | Annual | Constraint Shadow Price | US$/Ton | 0 | 0 | 0 | 0 | 0 | 0 | 0
MA Fac. Spec. - Canal NOx v3.1 | 476 | 2103 | Rate Constraint in lbs/MWh | FALSE | L | Annual | Seasons Included | Seasons | Winter, Summer | Winter, Summer | Winter, Summer | Winter, Summer | Winter, Summer | Winter, Summer | Winter, Summer
MA Fac. Spec. - Canal NOx v3.1 | 476 | 2103 | Rate Constraint in lbs/MWh | FALSE | L | Annual | Standard | lb/MWh | 1.5 | 1.5 | 1.5 | 1.5 | 1.5 | 1.5 | 1.5
MA Fac. Spec. - Canal NOx v3.1 | 476 | 2103 | Rate Constraint in lbs/MWh | FALSE | L | Annual | Emissions at Affected Plants NOX | MTons | 0 | 0 | 0 | 0 | 0 | 0 | 0
MA Fac. Spec. - Canal NOx v3.1 | 476 | 2103 | Rate Constraint in lbs/MWh | FALSE | L | Annual | Allowances Purchased NOX | MTons | 0 | 0 | 0 | 0 | 0 | 0 | 0
MA Fac. Spec. - Canal NOx v3.1 | 476 | 2103 | Rate Constraint in lbs/MWh | FALSE | L | Annual | Allowances Sold NOX | MTons | 0 | 0 | 0 | 0 | 0 | 0 | 0
MA Fac. Spec. - Canal NOx v3.1 | 476 | 2103 | Rate Constraint in lbs/MWh | FALSE | L | Annual | Allowances Banked | MTons | 0 | 0 | 0 | 0 | 0 | 0 | 0
MA Fac. Spec. - Canal NOx v3.1 | 476 | 2103 | Rate Constraint in lbs/MWh | FALSE | L | Annual | Allowances Withdrawn (1:1) | MTons | 0 | 0 | 0 | 0 | 0 | 0 | 0
MA Fac. Spec. - Canal NOx v3.1 | 476 | 2103 | Rate Constraint in lbs/MWh | FALSE | L | Annual | Allowances Withdrawn (n:1) | MTons | 0 | 0 | 0 | 0 | 0 | 0 | 0
MA Fac. Spec. - Canal NOx v3.1 | 476 | 2103 | Rate Constraint in lbs/MWh | FALSE | L | Annual | Net Emissions Allowance Position | MTons | 0 | 0 | 0 | 0 | 0 | 0 | 0
MA Fac. Spec. - Canal NOx v3.1 | 476 | 2103 | Rate Constraint in lbs/MWh | FALSE | L | Annual | Fuel Consumed | TBtu | 0 | 0 | 0 | 0 | 0 | 0 | 0
MA Fac. Spec. - Canal NOx v3.1 | 476 | 2103 | Rate Constraint in lbs/MWh | FALSE | L | Annual | Rate | lb/MMBtu | 0 | 0 | 0 | 0 | 0 | 0 | 0
MA Fac. Spec. - Canal NOx v3.1 | 476 | 2103 | Rate Constraint in lbs/MWh | FALSE | L | Annual | Generation | TWh | 0 | 0 | 0 | 0 | 0 | 0 | 0
MA Fac. Spec. - Canal NOx v3.1 | 476 | 2103 | Rate Constraint in lbs/MWh | FALSE | L | Annual | Qualifying Generation | TWh | 0 | 0 | 0 | 0 | 0 | 0 | 0
MA Fac. Spec. - Canal NOx v3.1 | 476 | 2103 | Rate Constraint in lbs/MWh | FALSE | L | Annual | Constraint Shadow Price | US$/Ton | 749218230.719 | 220759.8638 | 500766.217 | 714500.4189 | 892659.3108 | 21847.6094 | 0
MA Fac. Spec. - Canal SO2 Annual v3.1 | 477 | 2107 | Rate Constraint in lbs/MWh | FALSE | L | Annual | Seasons Included | Seasons | Winter, Summer | Winter, Summer | Winter, Summer | Winter, Summer | Winter, Summer | Winter, Summer | Winter, Summer
MA Fac. Spec. - Canal SO2 Annual v3.1 | 477 | 2107 | Rate Constraint in lbs/MWh | FALSE | L | Annual | Standard | lb/MWh | 3 | 3 | 3 | 3 | 3 | 3 | 3
MA Fac. Spec. - Canal SO2 Annual v3.1 | 477 | 2107 | Rate Constraint in lbs/MWh | FALSE | L | Annual | Emissions at Affected Plants SO2 | MTons | 0 | 0 | 0 | 0 | 0 | 0 | 0
MA Fac. Spec. - Canal SO2 Annual v3.1 | 477 | 2107 | Rate Constraint in lbs/MWh | FALSE | L | Annual | Allowances Purchased SO2 | MTons | 0 | 0 | 0 | 0 | 0 | 0 | 0
MA Fac. Spec. - Canal SO2 Annual v3.1 | 477 | 2107 | Rate Constraint in lbs/MWh | FALSE | L | Annual | Allowances Sold SO2 | MTons | 0 | 0 | 0 | 0 | 0 | 0 | 0
MA Fac. Spec. - Canal SO2 Annual v3.1 | 477 | 2107 | Rate Constraint in lbs/MWh | FALSE | L | Annual | Allowances Banked | MTons | 0 | 0 | 0 | 0 | 0 | 0 | 0
MA Fac. Spec. - Canal SO2 Annual v3.1 | 477 | 2107 | Rate Constraint in lbs/MWh | FALSE | L | Annual | Allowances Withdrawn (1:1) | MTons | 0 | 0 | 0 | 0 | 0 | 0 | 0
MA Fac. Spec. - Canal SO2 Annual v3.1 | 477 | 2107 | Rate Constraint in lbs/MWh | FALSE | L | Annual | Allowances Withdrawn (n:1) | MTons | 0 | 0 | 0 | 0 | 0 | 0 | 0
MA Fac. Spec. - Canal SO2 Annual v3.1 | 477 | 2107 | Rate Constraint in lbs/MWh | FALSE | L | Annual | Net Emissions Allowance Position | MTons | 0 | 0 | 0 | 0 | 0 | 0 | 0
MA Fac. Spec. - Canal SO2 Annual v3.1 | 477 | 2107 | Rate Constraint in lbs/MWh | FALSE | L | Annual | Fuel Consumed | TBtu | 0 | 0 | 0 | 0 | 0 | 0 | 0
MA Fac. Spec. - Canal SO2 Annual v3.1 | 477 | 2107 | Rate Constraint in lbs/MWh | FALSE | L | Annual | Rate | lb/MMBtu | 0 | 0 | 0 | 0 | 0 | 0 | 0
MA Fac. Spec. - Canal SO2 Annual v3.1 | 477 | 2107 | Rate Constraint in lbs/MWh | FALSE | L | Annual | Generation | TWh | 0 | 0 | 0 | 0 | 0 | 0 | 0
MA Fac. Spec. - Canal SO2 Annual v3.1 | 477 | 2107 | Rate Constraint in lbs/MWh | FALSE | L | Annual | Qualifying Generation | TWh | 0 | 0 | 0 | 0 | 0 | 0 | 0
MA Fac. Spec. - Canal SO2 Annual v3.1 | 477 | 2107 | Rate Constraint in lbs/MWh | FALSE | L | Annual | Constraint Shadow Price | US$/Ton | 83605286.179 | 0 | 0 | 0 | 0 | 0 | 7289.801
MA Fac. Spec. - Mt. Tom NOx v3.1 | 479 | 2102 | Rate Constraint in lbs/MWh | FALSE | L | Annual | Seasons Included | Seasons | Winter, Summer | Winter, Summer | Winter, Summer | Winter, Summer | Winter, Summer | Winter, Summer | Winter, Summer
MA Fac. Spec. - Mt. Tom NOx v3.1 | 479 | 2102 | Rate Constraint in lbs/MWh | FALSE | L | Annual | Standard | lb/MWh | 1.5 | 1.5 | 1.5 | 1.5 | 1.5 | 1.5 | 1.5
MA Fac. Spec. - Mt. Tom NOx v3.1 | 479 | 2102 | Rate Constraint in lbs/MWh | FALSE | L | Annual | Emissions at Affected Plants NOX | MTons | 0.16812 | 0.097598 | 0.16812 | 0.2581 | 0.097598 | 0.1605 | 0.31789
MA Fac. Spec. - Mt. Tom NOx v3.1 | 479 | 2102 | Rate Constraint in lbs/MWh | FALSE | L | Annual | Allowances Purchased NOX | MTons | 0 | 0 | 0 | 0 | 0 | 0 | 0
MA Fac. Spec. - Mt. Tom NOx v3.1 | 479 | 2102 | Rate Constraint in lbs/MWh | FALSE | L | Annual | Allowances Sold NOX | MTons | 0 | 0 | 0 | 0 | 0 | 0 | 0
MA Fac. Spec. - Mt. Tom NOx v3.1 | 479 | 2102 | Rate Constraint in lbs/MWh | FALSE | L | Annual | Allowances Banked | MTons | 0 | 0 | 0 | 0 | 0 | 0 | 0
MA Fac. Spec. - Mt. Tom NOx v3.1 | 479 | 2102 | Rate Constraint in lbs/MWh | FALSE | L | Annual | Allowances Withdrawn (1:1) | MTons | 0 | 0 | 0 | 0 | 0 | 0 | 0
MA Fac. Spec. - Mt. Tom NOx v3.1 | 479 | 2102 | Rate Constraint in lbs/MWh | FALSE | L | Annual | Allowances Withdrawn (n:1) | MTons | 0 | 0 | 0 | 0 | 0 | 0 | 0
MA Fac. Spec. - Mt. Tom NOx v3.1 | 479 | 2102 | Rate Constraint in lbs/MWh | FALSE | L | Annual | Net Emissions Allowance Position | MTons | 0.16812 | 0.097598 | 0.16812 | 0.2581 | 0.097598 | 0.1605 | 0.31789
MA Fac. Spec. - Mt. Tom NOx v3.1 | 479 | 2102 | Rate Constraint in lbs/MWh | FALSE | L | Annual | Fuel Consumed | TBtu | 4.8567 | 2.8195 | 4.8567 | 7.4563 | 2.8195 | 4.6368 | 9.1835
MA Fac. Spec. - Mt. Tom NOx v3.1 | 479 | 2102 | Rate Constraint in lbs/MWh | FALSE | L | Annual | Rate | lb/MMBtu | 0.06923 | 0.06923 | 0.06923 | 0.06923 | 0.06923 | 0.06923 | 0.06923
MA Fac. Spec. - Mt. Tom NOx v3.1 | 479 | 2102 | Rate Constraint in lbs/MWh | FALSE | L | Annual | Generation | TWh | 0.44776 | 0.25994 | 0.44776 | 0.68742 | 0.25994 | 0.42748 | 0.84666
MA Fac. Spec. - Mt. Tom NOx v3.1 | 479 | 2102 | Rate Constraint in lbs/MWh | FALSE | L | Annual | Qualifying Generation | TWh | 0.44776 | 0.25994 | 0.44776 | 0.68742 | 0.25994 | 0.42748 | 0.84666
MA Fac. Spec. - Mt. Tom NOx v3.1 | 479 | 2102 | Rate Constraint in lbs/MWh | FALSE | L | Annual | Constraint Shadow Price | US$/Ton | 0 | 0 | 0 | 0 | 0 | 0 | 0
MA Fac. Spec. - Mt. Tom SO2 Annual v3.1 | 480 | 2108 | Rate Constraint in lbs/MWh | FALSE | L | Annual | Seasons Included | Seasons | Winter, Summer | Winter, Summer | Winter, Summer | Winter, Summer | Winter, Summer | Winter, Summer | Winter, Summer
MA Fac. Spec. - Mt. Tom SO2 Annual v3.1 | 480 | 2108 | Rate Constraint in lbs/MWh | FALSE | L | Annual | Standard | lb/MWh | 3 | 3 | 3 | 3 | 3 | 3 | 3
MA Fac. Spec. - Mt. Tom SO2 Annual v3.1 | 480 | 2108 | Rate Constraint in lbs/MWh | FALSE | L | Annual | Emissions at Affected Plants SO2 | MTons | 0.55792 | 0.32389 | 0.55792 | 0.75939 | 0.29717 | 0.18524 | 0.36688
MA Fac. Spec. - Mt. Tom SO2 Annual v3.1 | 480 | 2108 | Rate Constraint in lbs/MWh | FALSE | L | Annual | Allowances Purchased SO2 | MTons | 0 | 0 | 0 | 0 | 0 | 0 | 0
MA Fac. Spec. - Mt. Tom SO2 Annual v3.1 | 480 | 2108 | Rate Constraint in lbs/MWh | FALSE | L | Annual | Allowances Sold SO2 | MTons | 0 | 0 | 0 | 0 | 0 | 0 | 0
MA Fac. Spec. - Mt. Tom SO2 Annual v3.1 | 480 | 2108 | Rate Constraint in lbs/MWh | FALSE | L | Annual | Allowances Banked | MTons | 0 | 0 | 0 | 0 | 0 | 0 | 0
MA Fac. Spec. - Mt. Tom SO2 Annual v3.1 | 480 | 2108 | Rate Constraint in lbs/MWh | FALSE | L | Annual | Allowances Withdrawn (1:1) | MTons | 0 | 0 | 0 | 0 | 0 | 0 | 0
MA Fac. Spec. - Mt. Tom SO2 Annual v3.1 | 480 | 2108 | Rate Constraint in lbs/MWh | FALSE | L | Annual | Allowances Withdrawn (n:1) | MTons | 0 | 0 | 0 | 0 | 0 | 0 | 0
MA Fac. Spec. - Mt. Tom SO2 Annual v3.1 | 480 | 2108 | Rate Constraint in lbs/MWh | FALSE | L | Annual | Net Emissions Allowance Position | MTons | 0.55792 | 0.32389 | 0.55792 | 0.75939 | 0.29717 | 0.18524 | 0.36688
MA Fac. Spec. - Mt. Tom SO2 Annual v3.1 | 480 | 2108 | Rate Constraint in lbs/MWh | FALSE | L | Annual | Fuel Consumed | TBtu | 4.8567 | 2.8195 | 4.8567 | 7.4563 | 2.8195 | 4.6368 | 9.1835
MA Fac. Spec. - Mt. Tom SO2 Annual v3.1 | 480 | 2108 | Rate Constraint in lbs/MWh | FALSE | L | Annual | Rate | lb/MMBtu | 0.22975 | 0.22975 | 0.22975 | 0.20369 | 0.2108 | 0.0799 | 0.0799
MA Fac. Spec. - Mt. Tom SO2 Annual v3.1 | 480 | 2108 | Rate Constraint in lbs/MWh | FALSE | L | Annual | Generation | TWh | 0.44776 | 0.25994 | 0.44776 | 0.68742 | 0.25994 | 0.42748 | 0.84666
MA Fac. Spec. - Mt. Tom SO2 Annual v3.1 | 480 | 2108 | Rate Constraint in lbs/MWh | FALSE | L | Annual | Qualifying Generation | TWh | 0.44776 | 0.25994 | 0.44776 | 0.68742 | 0.25994 | 0.42748 | 0.84666
MA Fac. Spec. - Mt. Tom SO2 Annual v3.1 | 480 | 2108 | Rate Constraint in lbs/MWh | FALSE | L | Annual | Constraint Shadow Price | US$/Ton | 0 | 0 | 0 | 0 | 0 | 0 | 0
MA Fac. Spec. - Mystic Gen NOx v3.1 | 481 | 2101 | Rate Constraint in lbs/MWh | FALSE | L | Annual | Seasons Included | Seasons | Winter, Summer | Winter, Summer | Winter, Summer | Winter, Summer | Winter, Summer | Winter, Summer | Winter, Summer
MA Fac. Spec. - Mystic Gen NOx v3.1 | 481 | 2101 | Rate Constraint in lbs/MWh | FALSE | L | Annual | Standard | lb/MWh | 1.5 | 1.5 | 1.5 | 1.5 | 1.5 | 1.5 | 1.5
MA Fac. Spec. - Mystic Gen NOx v3.1 | 481 | 2101 | Rate Constraint in lbs/MWh | FALSE | L | Annual | Emissions at Affected Plants NOX | MTons | 0.32169 | 0.32169 | 0.27966 | 0.27054 | 0.27966 | 0.25957 | 0.20299
MA Fac. Spec. - Mystic Gen NOx v3.1 | 481 | 2101 | Rate Constraint in lbs/MWh | FALSE | L | Annual | Allowances Purchased NOX | MTons | 0 | 0 | 0 | 0 | 0 | 0 | 0
MA Fac. Spec. - Mystic Gen NOx v3.1 | 481 | 2101 | Rate Constraint in lbs/MWh | FALSE | L | Annual | Allowances Sold NOX | MTons | 0 | 0 | 0 | 0 | 0 | 0 | 0
MA Fac. Spec. - Mystic Gen NOx v3.1 | 481 | 2101 | Rate Constraint in lbs/MWh | FALSE | L | Annual | Allowances Banked | MTons | 0 | 0 | 0 | 0 | 0 | 0 | 0
MA Fac. Spec. - Mystic Gen NOx v3.1 | 481 | 2101 | Rate Constraint in lbs/MWh | FALSE | L | Annual | Allowances Withdrawn (1:1) | MTons | 0 | 0 | 0 | 0 | 0 | 0 | 0
MA Fac. Spec. - Mystic Gen NOx v3.1 | 481 | 2101 | Rate Constraint in lbs/MWh | FALSE | L | Annual | Allowances Withdrawn (n:1) | MTons | 0 | 0 | 0 | 0 | 0 | 0 | 0
MA Fac. Spec. - Mystic Gen NOx v3.1 | 481 | 2101 | Rate Constraint in lbs/MWh | FALSE | L | Annual | Net Emissions Allowance Position | MTons | 0.32169 | 0.32169 | 0.27966 | 0.27054 | 0.27966 | 0.25957 | 0.20299
MA Fac. Spec. - Mystic Gen NOx v3.1 | 481 | 2101 | Rate Constraint in lbs/MWh | FALSE | L | Annual | Fuel Consumed | TBtu | 78.6328 | 78.6328 | 77.8647 | 75.3231 | 77.8647 | 72.2711 | 56.518
MA Fac. Spec. - Mystic Gen NOx v3.1 | 481 | 2101 | Rate Constraint in lbs/MWh | FALSE | L | Annual | Rate | lb/MMBtu | 0.008182 | 0.008182 | 0.0071834 | 0.0071834 | 0.0071834 | 0.0071834 | 0.0071834
MA Fac. Spec. - Mystic Gen NOx v3.1 | 481 | 2101 | Rate Constraint in lbs/MWh | FALSE | L | Annual | Generation | TWh | 10.5775 | 10.5775 | 10.5152 | 10.1719 | 10.5152 | 9.7598 | 7.6324
MA Fac. Spec. - Mystic Gen NOx v3.1 | 481 | 2101 | Rate Constraint in lbs/MWh | FALSE | L | Annual | Qualifying Generation | TWh | 10.5775 | 10.5775 | 10.5152 | 10.1719 | 10.5152 | 9.7598 | 7.6324
MA Fac. Spec. - Mystic Gen NOx v3.1 | 481 | 2101 | Rate Constraint in lbs/MWh | FALSE | L | Annual | Constraint Shadow Price | US$/Ton | 0 | 0 | 0 | 0 | 0 | 0 | 0
MA Fac. Spec. - Mystic Gen SO2 Annual v3.1 | 482 | 2106 | Rate Constraint in lbs/MWh | FALSE | L | Annual | Seasons Included | Seasons | Winter, Summer | Winter, Summer | Winter, Summer | Winter, Summer | Winter, Summer | Winter, Summer | Winter, Summer
MA Fac. Spec. - Mystic Gen SO2 Annual v3.1 | 482 | 2106 | Rate Constraint in lbs/MWh | FALSE | L | Annual | Standard | lb/MWh | 3 | 3 | 3 | 3 | 3 | 3 | 3
MA Fac. Spec. - Mystic Gen SO2 Annual v3.1 | 482 | 2106 | Rate Constraint in lbs/MWh | FALSE | L | Annual | Emissions at Affected Plants SO2 | MTons | 0 | 0 | 0 | 0 | 0 | 0 | 0
MA Fac. Spec. - Mystic Gen SO2 Annual v3.1 | 482 | 2106 | Rate Constraint in lbs/MWh | FALSE | L | Annual | Allowances Purchased SO2 | MTons | 0 | 0 | 0 | 0 | 0 | 0 | 0
MA Fac. Spec. - Mystic Gen SO2 Annual v3.1 | 482 | 2106 | Rate Constraint in lbs/MWh | FALSE | L | Annual | Allowances Sold SO2 | MTons | 0 | 0 | 0 | 0 | 0 | 0 | 0
MA Fac. Spec. - Mystic Gen SO2 Annual v3.1 | 482 | 2106 | Rate Constraint in lbs/MWh | FALSE | L | Annual | Allowances Banked | MTons | 0 | 0 | 0 | 0 | 0 | 0 | 0
MA Fac. Spec. - Mystic Gen SO2 Annual v3.1 | 482 | 2106 | Rate Constraint in lbs/MWh | FALSE | L | Annual | Allowances Withdrawn (1:1) | MTons | 0 | 0 | 0 | 0 | 0 | 0 | 0
MA Fac. Spec. - Mystic Gen SO2 Annual v3.1 | 482 | 2106 | Rate Constraint in lbs/MWh | FALSE | L | Annual | Allowances Withdrawn (n:1) | MTons | 0 | 0 | 0 | 0 | 0 | 0 | 0
MA Fac. Spec. - Mystic Gen SO2 Annual v3.1 | 482 | 2106 | Rate Constraint in lbs/MWh | FALSE | L | Annual | Net Emissions Allowance Position | MTons | 0 | 0 | 0 | 0 | 0 | 0 | 0
MA Fac. Spec. - Mystic Gen SO2 Annual v3.1 | 482 | 2106 | Rate Constraint in lbs/MWh | FALSE | L | Annual | Fuel Consumed | TBtu | 78.6328 | 78.6328 | 77.8647 | 75.3231 | 77.8647 | 72.2711 | 56.518
MA Fac. Spec. - Mystic Gen SO2 Annual v3.1 | 482 | 2106 | Rate Constraint in lbs/MWh | FALSE | L | Annual | Rate | lb/MMBtu | 0 | 0 | 0 | 0 | 0 | 0 | 0
MA Fac. Spec. - Mystic Gen SO2 Annual v3.1 | 482 | 2106 | Rate Constraint in lbs/MWh | FALSE | L | Annual | Generation | TWh | 10.5775 | 10.5775 | 10.5152 | 10.1719 | 10.5152 | 9.7598 | 7.6324
MA Fac. Spec. - Mystic Gen SO2 Annual v3.1 | 482 | 2106 | Rate Constraint in lbs/MWh | FALSE | L | Annual | Qualifying Generation | TWh | 10.5775 | 10.5775 | 10.5152 | 10.1719 | 10.5152 | 9.7598 | 7.6324
MA Fac. Spec. - Mystic Gen SO2 Annual v3.1 | 482 | 2106 | Rate Constraint in lbs/MWh | FALSE | L | Annual | Constraint Shadow Price | US$/Ton | 0 | 0 | 0 | 0 | 0 | 0 | 0
MA Plant Mt. Tom 1 - MER Cap Annual v3.1, Unit 4176 and retrofits | 483 | 1811 | Rate Constraint in MTons | FALSE | L | Annual | Seasons Included | Seasons | Winter, Summer | Winter, Summer | Winter, Summer | Winter, Summer | Winter, Summer | Winter, Summer | Winter, Summer
MA Plant Mt. Tom 1 - MER Cap Annual v3.1, Unit 4176 and retrofits | 483 | 1811 | Rate Constraint in MTons | FALSE | L | Annual | Standard | Lb | 4.1 | 4.1 | 4.1 | 4.1 | 4.1 | 4.1 | 4.1
MA Plant Mt. Tom 1 - MER Cap Annual v3.1, Unit 4176 and retrofits | 483 | 1811 | Rate Constraint in MTons | FALSE | L | Annual | Standard MER | lbs | 4.1 | 4.1 | 4.1 | 4.1 | 4.1 | 4.1 | 4.1
MA Plant Mt. Tom 1 - MER Cap Annual v3.1, Unit 4176 and retrofits | 483 | 1811 | Rate Constraint in MTons | FALSE | L | Annual | Emissions at Affected Plants MER | lbs | 4.1 | 2.3802 | 4.1 | 4.1 | 2.0373 | 0.86608 | 1.7153
MA Plant Mt. Tom 1 - MER Cap Annual v3.1, Unit 4176 and retrofits | 483 | 1811 | Rate Constraint in MTons | FALSE | L | Annual | Allowances Purchased MER | lbs | 0 | 0 | 0 | 0 | 0 | 0 | 0
MA Plant Mt. Tom 1 - MER Cap Annual v3.1, Unit 4176 and retrofits | 483 | 1811 | Rate Constraint in MTons | FALSE | L | Annual | Allowances Sold MER | lbs | 0 | 0 | 0 | 0 | 0 | 0 | 0
MA Plant Mt. Tom 1 - MER Cap Annual v3.1, Unit 4176 and retrofits | 483 | 1811 | Rate Constraint in MTons | FALSE | L | Annual | Allowances Banked | lbs | 0 | 0 | 0 | 0 | 0 | 0 | 0
MA Plant Mt. Tom 1 - MER Cap Annual v3.1, Unit 4176 and retrofits | 483 | 1811 | Rate Constraint in MTons | FALSE | L | Annual | Allowances Withdrawn (1:1) | lbs | 0 | 0 | 0 | 0 | 0 | 0 | 0
MA Plant Mt. Tom 1 - MER Cap Annual v3.1, Unit 4176 and retrofits | 483 | 1811 | Rate Constraint in MTons | FALSE | L | Annual | Allowances Withdrawn (n:1) | lbs | 0 | 0 | 0 | 0 | 0 | 0 | 0
MA Plant Mt. Tom 1 - MER Cap Annual v3.1, Unit 4176 and retrofits | 483 | 1811 | Rate Constraint in MTons | FALSE | L | Annual | Net Emissions Allowance Position | lbs | 4.1 | 2.3802 | 4.1 | 4.1 | 2.0373 | 0.86608 | 1.7153
MA Plant Mt. Tom 1 - MER Cap Annual v3.1, Unit 4176 and retrofits | 483 | 1811 | Rate Constraint in MTons | FALSE | L | Annual | Fuel Consumed | TBtu | 4.8567 | 2.8195 | 4.8567 | 7.4563 | 2.8195 | 4.6368 | 9.1835
MA Plant Mt. Tom 1 - MER Cap Annual v3.1, Unit 4176 and retrofits | 483 | 1811 | Rate Constraint in MTons | FALSE | L | Annual | Rate | lb/MMBtu | 8.4419e-07 | 8.4419e-07 | 8.4419e-07 | 5.4987e-07 | 7.2257e-07 | 1.8678e-07 | 1.8678e-07
MA Plant Mt. Tom 1 - MER Cap Annual v3.1, Unit 4176 and retrofits | 483 | 1811 | Rate Constraint in MTons | FALSE | L | Annual | Generation | TWh | 0.44776 | 0.25994 | 0.44776 | 0.68742 | 0.25994 | 0.42748 | 0.84666
MA Plant Mt. Tom 1 - MER Cap Annual v3.1, Unit 4176 and retrofits | 483 | 1811 | Rate Constraint in MTons | FALSE | L | Annual | Qualifying Generation | TWh | 0.44776 | 0.25994 | 0.44776 | 0.68742 | 0.25994 | 0.42748 | 0.84666
MA Plant Mt. Tom 1 - MER Cap Annual v3.1, Unit 4176 and retrofits | 483 | 1811 | Rate Constraint in MTons | FALSE | L | Annual | Rate | lb/MWh | 9.1567 | 9.1567 | 9.1567 | 5.9643 | 7.8376 | 2.026 | 2.026
MA Plant Mt. Tom 1 - MER Cap Annual v3.1, Unit 4176 and retrofits | 483 | 1811 | Rate Constraint in MTons | FALSE | L | Annual | Constraint Shadow Price | US$/Lb | 74011.8012 | 0 | 135001.5748 | 289280.5882 | 0 | 0 | 0
MD Healthy Air Act - Constellation NOx Cap Ann 4.1 | 484 | 2433 | Rate Constraint in MTons | FALSE | L | Annual | Seasons Included | Seasons | Winter, Summer | Winter, Summer | Winter, Summer | Winter, Summer | Winter, Summer | Winter, Summer | Winter, Summer
MD Healthy Air Act - Constellation NOx Cap Ann 4.1 | 484 | 2433 | Rate Constraint in MTons | FALSE | L | Annual | Standard | MTons | 8.026 | 8.026 | 8.026 | 8.026 | 8.026 | 8.026 | 8.026
MD Healthy Air Act - Constellation NOx Cap Ann 4.1 | 484 | 2433 | Rate Constraint in MTons | FALSE | L | Annual | Standard NOX | MTons | 8.026 | 8.026 | 8.026 | 8.026 | 8.026 | 8.026 | 8.026
MD Healthy Air Act - Constellation NOx Cap Ann 4.1 | 484 | 2433 | Rate Constraint in MTons | FALSE | L | Annual | Emissions at Affected Plants NOX | MTons | 1.4934 | 2.0604 | 2.0863 | 1.8914 | 1.4934 | 1.8914 | 3.63
MD Healthy Air Act - Constellation NOx Cap Ann 4.1 | 484 | 2433 | Rate Constraint in MTons | FALSE | L | Annual | Allowances Purchased NOX | MTons | 0 | 0 | 0 | 0 | 0 | 0 | 0
MD Healthy Air Act - Constellation NOx Cap Ann 4.1 | 484 | 2433 | Rate Constraint in MTons | FALSE | L | Annual | Allowances Sold NOX | MTons | 0 | 0 | 0 | 0 | 0 | 0 | 0
MD Healthy Air Act - Constellation NOx Cap Ann 4.1 | 484 | 2433 | Rate Constraint in MTons | FALSE | L | Annual | Allowances Banked | MTons | 0 | 0 | 0 | 0 | 0 | 0 | 0
MD Healthy Air Act - Constellation NOx Cap Ann 4.1 | 484 | 2433 | Rate Constraint in MTons | FALSE | L | Annual | Allowances Withdrawn (1:1) | MTons | 0 | 0 | 0 | 0 | 0 | 0 | 0
MD Healthy Air Act - Constellation NOx Cap Ann 4.1 | 484 | 2433 | Rate Constraint in MTons | FALSE | L | Annual | Allowances Withdrawn (n:1) | MTons | 0 | 0 | 0 | 0 | 0 | 0 | 0
MD Healthy Air Act - Constellation NOx Cap Ann 4.1 | 484 | 2433 | Rate Constraint in MTons | FALSE | L | Annual | Net Emissions Allowance Position | MTons | 1.4934 | 2.0604 | 2.0863 | 1.8914 | 1.4934 | 1.8914 | 3.63
MD Healthy Air Act - Constellation NOx Cap Ann 4.1 | 484 | 2433 | Rate Constraint in MTons | FALSE | L | Annual | Fuel Consumed | TBtu | 24.8586 | 34.2966 | 34.7279 | 31.4836 | 24.8586 | 31.4836 | 60.4237
MD Healthy Air Act - Constellation NOx Cap Ann 4.1 | 484 | 2433 | Rate Constraint in MTons | FALSE | L | Annual | Rate | lb/MMBtu | 0.12015 | 0.12015 | 0.12015 | 0.12015 | 0.12015 | 0.12015 | 0.12015
MD Healthy Air Act - Constellation NOx Cap Ann 4.1 | 484 | 2433 | Rate Constraint in MTons | FALSE | L | Annual | Generation | TWh | 2.3255 | 3.2084 | 3.2487 | 2.9452 | 2.3255 | 2.9452 | 5.6525
MD Healthy Air Act - Constellation NOx Cap Ann 4.1 | 484 | 2433 | Rate Constraint in MTons | FALSE | L | Annual | Qualifying Generation | TWh | 2.3255 | 3.2084 | 3.2487 | 2.9452 | 2.3255 | 2.9452 | 5.6525
MD Healthy Air Act - Constellation NOx Cap Ann 4.1 | 484 | 2433 | Rate Constraint in MTons | FALSE | L | Annual | Rate | lb/MWh | 0.64219 | 0.64219 | 0.64219 | 0.64219 | 0.64219 | 0.64219 | 0.64219
MD Healthy Air Act - Constellation NOx Cap Ann 4.1 | 484 | 2433 | Rate Constraint in MTons | FALSE | L | Annual | Constraint Shadow Price | US$/Ton | 0 | 0 | 0 | 0 | 0 | 0 | 0
MD Healthy Air Act - Constellation NOx Cap Sum 4.1 | 485 | 2435 | Rate Constraint in MTons | FALSE | L | Annual | Seasons Included | Seasons | Winter, Summer | Winter, Summer | Winter, Summer | Winter, Summer | Winter, Summer | Winter, Summer | Winter, Summer
MD Healthy Air Act - Constellation NOx Cap Sum 4.1 | 485 | 2435 | Rate Constraint in MTons | FALSE | L | Annual | Standard | MTons | 3.63 | 3.63 | 3.63 | 3.63 | 3.63 | 3.63 | 3.63
MD Healthy Air Act - Constellation NOx Cap Sum 4.1 | 485 | 2435 | Rate Constraint in MTons | FALSE | L | Annual | Standard NOX | MTons | 3.63 | 3.63 | 3.63 | 3.63 | 3.63 | 3.63 | 3.63
MD Healthy Air Act - Constellation NOx Cap Sum 4.1 | 485 | 2435 | Rate Constraint in MTons | FALSE | L | Annual | Emissions at Affected Plants NOX | MTons | 1.4934 | 2.0604 | 2.0863 | 1.8914 | 1.4934 | 1.8914 | 3.63
MD Healthy Air Act - Constellation NOx Cap Sum 4.1 | 485 | 2435 | Rate Constraint in MTons | FALSE | L | Annual | Allowances Purchased NOX | MTons | 0 | 0 | 0 | 0 | 0 | 0 | 0
MD Healthy Air Act - Constellation NOx Cap Sum 4.1 | 485 | 2435 | Rate Constraint in MTons | FALSE | L | Annual | Allowances Sold NOX | MTons | 0 | 0 | 0 | 0 | 0 | 0 | 0
MD Healthy Air Act - Constellation NOx Cap Sum 4.1 | 485 | 2435 | Rate Constraint in MTons | FALSE | L | Annual | Allowances Banked | MTons | 0 | 0 | 0 | 0 | 0 | 0 | 0
MD Healthy Air Act - Constellation NOx Cap Sum 4.1 | 485 | 2435 | Rate Constraint in MTons | FALSE | L | Annual | Allowances Withdrawn (1:1) | MTons | 0 | 0 | 0 | 0 | 0 | 0 | 0
MD Healthy Air Act - Constellation NOx Cap Sum 4.1 | 485 | 2435 | Rate Constraint in MTons | FALSE | L | Annual | Allowances Withdrawn (n:1) | MTons | 0 | 0 | 0 | 0 | 0 | 0 | 0
MD Healthy Air Act - Constellation NOx Cap Sum 4.1 | 485 | 2435 | Rate Constraint in MTons | FALSE | L | Annual | Net Emissions Allowance Position | MTons | 1.4934 | 2.0604 | 2.0863 | 1.8914 | 1.4934 | 1.8914 | 3.63
MD Healthy Air Act - Constellation NOx Cap Sum 4.1 | 485 | 2435 | Rate Constraint in MTons | FALSE | L | Annual | Fuel Consumed | TBtu | 24.8586 | 34.2966 | 34.7279 | 31.4836 | 24.8586 | 31.4836 | 60.4237
MD Healthy Air Act - Constellation NOx Cap Sum 4.1 | 485 | 2435 | Rate Constraint in MTons | FALSE | L | Annual | Rate | lb/MMBtu | 0.12015 | 0.12015 | 0.12015 | 0.12015 | 0.12015 | 0.12015 | 0.12015
MD Healthy Air Act - Constellation NOx Cap Sum 4.1 | 485 | 2435 | Rate Constraint in MTons | FALSE | L | Annual | Generation | TWh | 2.3255 | 3.2084 | 3.2487 | 2.9452 | 2.3255 | 2.9452 | 5.6525
MD Healthy Air Act - Constellation NOx Cap Sum 4.1 | 485 | 2435 | Rate Constraint in MTons | FALSE | L | Annual | Qualifying Generation | TWh | 2.3255 | 3.2084 | 3.2487 | 2.9452 | 2.3255 | 2.9452 | 5.6525
MD Healthy Air Act - Constellation NOx Cap Sum 4.1 | 485 | 2435 | Rate Constraint in MTons | FALSE | L | Annual | Rate | lb/MWh | 0.64219 | 0.64219 | 0.64219 | 0.64219 | 0.64219 | 0.64219 | 0.64219
MD Healthy Air Act - Constellation NOx Cap Sum 4.1 | 485 | 2435 | Rate Constraint in MTons | FALSE | L | Annual | Constraint Shadow Price | US$/Ton | 0 | 0 | 0 | 0 | 0 | 0 | 3103.3784
MD Healthy Air Act - Constellation SO2 Cap Ann 4.1 | 486 | 2434 | Rate Constraint in MTons | FALSE | L | Annual | Seasons Included | Seasons | Winter, Summer | Winter, Summer | Winter, Summer | Winter, Summer | Winter, Summer | Winter, Summer | Winter, Summer
MD Healthy Air Act - Constellation SO2 Cap Ann 4.1 | 486 | 2434 | Rate Constraint in MTons | FALSE | L | Annual | Standard | MTons | 17.926 | 17.926 | 17.926 | 17.926 | 17.926 | 17.926 | 17.926
MD Healthy Air Act - Constellation SO2 Cap Ann 4.1 | 486 | 2434 | Rate Constraint in MTons | FALSE | L | Annual | Standard SO2 | MTons | 17.926 | 17.926 | 17.926 | 17.926 | 17.926 | 17.926 | 17.926
MD Healthy Air Act - Constellation SO2 Cap Ann 4.1 | 486 | 2434 | Rate Constraint in MTons | FALSE | L | Annual | Emissions at Affected Plants SO2 | MTons | 0.74451 | 1.0272 | 1.0401 | 0.94293 | 0.74451 | 0.94293 | 1.8097
MD Healthy Air Act - Constellation SO2 Cap Ann 4.1 | 486 | 2434 | Rate Constraint in MTons | FALSE | L | Annual | Allowances Purchased SO2 | MTons | 0 | 0 | 0 | 0 | 0 | 0 | 0
MD Healthy Air Act - Constellation SO2 Cap Ann 4.1 | 486 | 2434 | Rate Constraint in MTons | FALSE | L | Annual | Allowances Sold SO2 | MTons | 0 | 0 | 0 | 0 | 0 | 0 | 0
MD Healthy Air Act - Constellation SO2 Cap Ann 4.1 | 486 | 2434 | Rate Constraint in MTons | FALSE | L | Annual | Allowances Banked | MTons | 0 | 0 | 0 | 0 | 0 | 0 | 0
MD Healthy Air Act - Constellation SO2 Cap Ann 4.1 | 486 | 2434 | Rate Constraint in MTons | FALSE | L | Annual | Allowances Withdrawn (1:1) | MTons | 0 | 0 | 0 | 0 | 0 | 0 | 0
MD Healthy Air Act - Constellation SO2 Cap Ann 4.1 | 486 | 2434 | Rate Constraint in MTons | FALSE | L | Annual | Allowances Withdrawn (n:1) | MTons | 0 | 0 | 0 | 0 | 0 | 0 | 0
MD Healthy Air Act - Constellation SO2 Cap Ann 4.1 | 486 | 2434 | Rate Constraint in MTons | FALSE | L | Annual | Net Emissions Allowance Position | MTons | 0.74451 | 1.0272 | 1.0401 | 0.94293 | 0.74451 | 0.94293 | 1.8097
MD Healthy Air Act - Constellation SO2 Cap Ann 4.1 | 486 | 2434 | Rate Constraint in MTons | FALSE | L | Annual | Fuel Consumed | TBtu | 24.8586 | 34.2966 | 34.7279 | 31.4836 | 24.8586 | 31.4836 | 60.4237
MD Healthy Air Act - Constellation SO2 Cap Ann 4.1 | 486 | 2434 | Rate Constraint in MTons | FALSE | L | Annual | Rate | lb/MMBtu | 0.0599 | 0.0599 | 0.0599 | 0.0599 | 0.0599 | 0.0599 | 0.0599
MD Healthy Air Act - Constellation SO2 Cap Ann 4.1 | 486 | 2434 | Rate Constraint in MTons | FALSE | L | Annual | Generation | TWh | 2.3255 | 3.2084 | 3.2487 | 2.9452 | 2.3255 | 2.9452 | 5.6525
MD Healthy Air Act - Constellation SO2 Cap Ann 4.1 | 486 | 2434 | Rate Constraint in MTons | FALSE | L | Annual | Qualifying Generation | TWh | 2.3255 | 3.2084 | 3.2487 | 2.9452 | 2.3255 | 2.9452 | 5.6525
MD Healthy Air Act - Constellation SO2 Cap Ann 4.1 | 486 | 2434 | Rate Constraint in MTons | FALSE | L | Annual | Rate | lb/MWh | 0.32016 | 0.32016 | 0.32016 | 0.32016 | 0.32016 | 0.32016 | 0.32016
MD Healthy Air Act - Constellation SO2 Cap Ann 4.1 | 486 | 2434 | Rate Constraint in MTons | FALSE | L | Annual | Constraint Shadow Price | US$/Ton | 0 | 0 | 0 | 0 | 0 | 0 | 0
MD Healthy Air Act - MER Removal Annual v3.1 | 487 | 1800 | MACT Fuel Choice Floor in lbs/MMBtu | FALSE | L | Annual | Seasons Included | Seasons | Winter, Summer | Winter, Summer | Winter, Summer | Winter, Summer | Winter, Summer | Winter, Summer | Winter, Summer
MD Healthy Air Act - MER Removal Annual v3.1 | 487 | 1800 | MACT Fuel Choice Floor in lbs/MMBtu | FALSE | L | Annual | Emission Floor | lbs/MMBtu | 0 | 0 | 0 | 0 | 0 | 0 | 0
MD Healthy Air Act - MER Removal Annual v3.1 | 487 | 1800 | MACT Fuel Choice Floor in lbs/MMBtu | FALSE | L | Annual | Emissions at Affected Plants MER | lbs | 147.5121 | 162.6778 | 160.3932 | 152.9213 | 131.7178 | 64.18 | 72.4039
MD Healthy Air Act - MER Removal Annual v3.1 | 487 | 1800 | MACT Fuel Choice Floor in lbs/MMBtu | FALSE | L | Annual | Allowances Purchased MER | lbs | 0 | 0 | 0 | 0 | 0 | 0 | 0
MD Healthy Air Act - MER Removal Annual v3.1 | 487 | 1800 | MACT Fuel Choice Floor in lbs/MMBtu | FALSE | L | Annual | Allowances Sold MER | lbs | 0 | 0 | 0 | 0 | 0 | 0 | 0
MD Healthy Air Act - MER Removal Annual v3.1 | 487 | 1800 | MACT Fuel Choice Floor in lbs/MMBtu | FALSE | L | Annual | Allowances Banked | lbs | 0 | 0 | 0 | 0 | 0 | 0 | 0
MD Healthy Air Act - MER Removal Annual v3.1 | 487 | 1800 | MACT Fuel Choice Floor in lbs/MMBtu | FALSE | L | Annual | Allowances Withdrawn (1:1) | lbs | 0 | 0 | 0 | 0 | 0 | 0 | 0
MD Healthy Air Act - MER Removal Annual v3.1 | 487 | 1800 | MACT Fuel Choice Floor in lbs/MMBtu | FALSE | L | Annual | Allowances Withdrawn (n:1) | lbs | 0 | 0 | 0 | 0 | 0 | 0 | 0
MD Healthy Air Act - MER Removal Annual v3.1 | 487 | 1800 | MACT Fuel Choice Floor in lbs/MMBtu | FALSE | L | Annual | Net Emissions Allowance Position | lbs | 147.5121 | 162.6778 | 160.3932 | 152.9213 | 131.7178 | 64.18 | 72.4039
MD Healthy Air Act - MER Removal Annual v3.1 | 487 | 1800 | MACT Fuel Choice Floor in lbs/MMBtu | FALSE | L | Annual | Fuel Consumed | TBtu | 156.3705 | 173.3683 | 171.1544 | 167.9102 | 145.5713 | 121.6373 | 154.8007
MD Healthy Air Act - MER Removal Annual v3.1 | 487 | 1800 | MACT Fuel Choice Floor in lbs/MMBtu | FALSE | L | Annual | Rate | lb/MMBtu | 9.4335e-07 | 9.3834e-07 | 9.3713e-07 | 9.1073e-07 | 9.0483e-07 | 5.2763e-07 | 4.6772e-07
MD Healthy Air Act - MER Removal Annual v3.1 | 487 | 1800 | MACT Fuel Choice Floor in lbs/MMBtu | FALSE | L | Annual | Generation | TWh | 15.6567 | 17.3517 | 17.1075 | 16.804 | 14.5485 | 12.2453 | 15.4588
MD Healthy Air Act - MER Removal Annual v3.1 | 487 | 1800 | MACT Fuel Choice Floor in lbs/MMBtu | FALSE | L | Annual | Qualifying Generation | TWh | 15.6567 | 17.3517 | 17.1075 | 16.804 | 14.5485 | 12.2453 | 15.4588
MD Healthy Air Act - MER Removal Annual v3.1 | 487 | 1800 | MACT Fuel Choice Floor in lbs/MMBtu | FALSE | L | Annual | Constraint Shadow Price | US$/Lb | 0 | 0 | 0 | 0 | 0 | 0 | 0
MD Healthy Air Act - Mirant NOx Cap Annual v4.10 | 488 | 2262 | Rate Constraint in MTons | FALSE | L | Annual | Seasons Included | Seasons | Winter, Summer | Winter, Summer | Winter, Summer | Winter, Summer | Winter, Summer | Winter, Summer | Winter, Summer
MD Healthy Air Act - Mirant NOx Cap Annual v4.10 | 488 | 2262 | Rate Constraint in MTons | FALSE | L | Annual | Standard | MTons | 8.298 | 8.298 | 8.298 | 8.298 | 8.298 | 8.298 | 8.298
MD Healthy Air Act - Mirant NOx Cap Annual v4.10 | 488 | 2262 | Rate Constraint in MTons | FALSE | L | Annual | Standard NOX | MTons | 8.298 | 8.298 | 8.298 | 8.298 | 8.298 | 8.298 | 8.298
MD Healthy Air Act - Mirant NOx Cap Annual v4.10 | 488 | 2262 | Rate Constraint in MTons | FALSE | L | Annual | Emissions at Affected Plants NOX | MTons | 8.298 | 8.298 | 8.298 | 8.298 | 7.7001 | 3.7799 | 3.4519
MD Healthy Air Act - Mirant NOx Cap Annual v4.10 | 488 | 2262 | Rate Constraint in MTons | FALSE | L | Annual | Allowances Purchased NOX | MTons | 0 | 0 | 0 | 0 | 0 | 0 | 0
MD Healthy Air Act - Mirant NOx Cap Annual v4.10 | 488 | 2262 | Rate Constraint in MTons | FALSE | L | Annual | Allowances Sold NOX | MTons | 0 | 0 | 0 | 0 | 0 | 0 | 0
MD Healthy Air Act - Mirant NOx Cap Annual v4.10 | 488 | 2262 | Rate Constraint in MTons | FALSE | L | Annual | Allowances Banked | MTons | 0 | 0 | 0 | 0 | 0 | 0 | 0
MD Healthy Air Act - Mirant NOx Cap Annual v4.10 | 488 | 2262 | Rate Constraint in MTons | FALSE | L | Annual | Allowances Withdrawn (1:1) | MTons | 0 | 0 | 0 | 0 | 0 | 0 | 0
MD Healthy Air Act - Mirant NOx Cap Annual v4.10 | 488 | 2262 | Rate Constraint in MTons | FALSE | L | Annual | Allowances Withdrawn (n:1) | MTons | 0 | 0 | 0 | 0 | 0 | 0 | 0
MD Healthy Air Act - Mirant NOx Cap Annual v4.10 | 488 | 2262 | Rate Constraint in MTons | FALSE | L | Annual | Net Emissions Allowance Position | MTons | 8.298 | 8.298 | 8.298 | 8.298 | 7.7001 | 3.7799 | 3.4519
MD Healthy Air Act - Mirant NOx Cap Annual v4.10 | 488 | 2262 | Rate Constraint in MTons | FALSE | L | Annual | Fuel Consumed | TBtu | 131.512 | 139.0717 | 136.4265 | 136.4265 | 120.7128 | 90.1537 | 94.3769
MD Healthy Air Act - Mirant NOx Cap Annual v4.10 | 488 | 2262 | Rate Constraint in MTons | FALSE | L | Annual | Rate | lb/MMBtu | 0.12619 | 0.11933 | 0.12165 | 0.12165 | 0.12758 | 0.083856 | 0.073152
MD Healthy Air Act - Mirant NOx Cap Annual v4.10 | 488 | 2262 | Rate Constraint in MTons | FALSE | L | Annual | Generation | TWh | 13.3312 | 14.1433 | 13.8588 | 13.8588 | 12.223 | 9.3 | 9.8063
MD Healthy Air Act - Mirant NOx Cap Annual v4.10 | 488 | 2262 | Rate Constraint in MTons | FALSE | L | Annual | Qualifying Generation | TWh | 13.3312 | 14.1433 | 13.8588 | 13.8588 | 12.223 | 9.3 | 9.8063
MD Healthy Air Act - Mirant NOx Cap Annual v4.10 | 488 | 2262 | Rate Constraint in MTons | FALSE | L | Annual | Rate | lb/MWh | 0.62245 | 0.58671 | 0.59875 | 0.59875 | 0.62997 | 0.40644 | 0.35201
MD Healthy Air Act - Mirant NOx Cap Annual v4.10 | 488 | 2262 | Rate Constraint in MTons | FALSE | L | Annual | Constraint Shadow Price | US$/Ton | 774.1437 | 2342.4138 | 1759.7615 | 1866.8025 | 0 | 0 | 0
MD Healthy Air Act - Mirant NOx Cap Summer v4.10 | 489 | 2265 | Rate Constraint in MTons | FALSE | L | Annual | Seasons Included | Seasons | Summer | Summer | Summer | Summer | Summer | Summer | Summer
MD Healthy Air Act - Mirant NOx Cap Summer v4.10 | 489 | 2265 | Rate Constraint in MTons | FALSE | L | Annual | Standard | MTons | 3.567 | 3.567 | 3.567 | 3.567 | 3.567 | 3.567 | 3.567
MD Healthy Air Act - Mirant NOx Cap Summer v4.10 | 489 | 2265 | Rate Constraint in MTons | FALSE | L | Annual | Standard NOX | MTons | 3.567 | 3.567 | 3.567 | 3.567 | 3.567 | 3.567 | 3.567
MD Healthy Air Act - Mirant NOx Cap Summer v4.10 | 489 | 2265 | Rate Constraint in MTons | FALSE | L | Annual | Emissions at Affected Plants NOX | MTons | 3.567 | 3.567 | 3.567 | 3.567 | 3.567 | 2.4108 | 2.7159
MD Healthy Air Act - Mirant NOx Cap Summer v4.10 | 489 | 2265 | Rate Constraint in MTons | FALSE | L | Annual | Allowances Purchased NOX | MTons | 0 | 0 | 0 | 0 | 0 | 0 | 0
MD Healthy Air Act - Mirant NOx Cap Summer v4.10 | 489 | 2265 | Rate Constraint in MTons | FALSE | L | Annual | Allowances Sold NOX | MTons | 0 | 0 | 0 | 0 | 0 | 0 | 0
MD Healthy Air Act - Mirant NOx Cap Summer v4.10 | 489 | 2265 | Rate Constraint in MTons | FALSE | L | Annual | Allowances Banked | MTons | 0 | 0 | 0 | 0 | 0 | 0 | 0
MD Healthy Air Act - Mirant NOx Cap Summer v4.10 | 489 | 2265 | Rate Constraint in MTons | FALSE | L | Annual | Allowances Withdrawn (1:1) | MTons | 0 | 0 | 0 | 0 | 0 | 0 | 0
MD Healthy Air Act - Mirant NOx Cap Summer v4.10 | 489 | 2265 | Rate Constraint in MTons | FALSE | L | Annual | Allowances Withdrawn (n:1) | MTons | 0 | 0 | 0 | 0 | 0 | 0 | 0
MD Healthy Air Act - Mirant NOx Cap Summer v4.10 | 489 | 2265 | Rate Constraint in MTons | FALSE | L | Annual | Net Emissions Allowance Position | MTons | 3.567 | 3.567 | 3.567 | 3.567 | 3.567 | 2.4108 | 2.7159
MD Healthy Air Act - Mirant NOx Cap Summer v4.10 | 489 | 2265 | Rate Constraint in MTons | FALSE | L | Annual | Fuel Consumed | TBtu | 54.8411 | 59.7475 | 59.7436 | 59.7436 | 54.7894 | 45.8176 | 52.7857
MD Healthy Air Act - Mirant NOx Cap Summer v4.10 | 489 | 2265 | Rate Constraint in MTons | FALSE | L | Annual | Rate | lb/MMBtu | 0.13008 | 0.1194 | 0.11941 | 0.11941 | 0.13021 | 0.10523 | 0.1029
MD Healthy Air Act - Mirant NOx Cap Summer v4.10 | 489 | 2265 | Rate Constraint in MTons | FALSE | L | Annual | Generation | TWh | 5.5191 | 6.0454 | 6.0455 | 6.0455 | 5.5174 | 4.6807 | 5.4207
MD Healthy Air Act - Mirant NOx Cap Summer v4.10 | 489 | 2265 | Rate Constraint in MTons | FALSE | L | Annual | Qualifying Generation | TWh | 5.5191 | 6.0454 | 6.0455 | 6.0455 | 5.5174 | 4.6807 | 5.4207
MD Healthy Air Act - Mirant NOx Cap Summer v4.10 | 489 | 2265 | Rate Constraint in MTons | FALSE | L | Annual | Rate | lb/MWh | 0.6463 | 0.59003 | 0.59002 | 0.59002 | 0.6465 | 0.51504 | 0.50102
MD Healthy Air Act - Mirant NOx Cap Summer v4.10 | 489 | 2265 | Rate Constraint in MTons | FALSE | L | Annual | Constraint Shadow Price | US$/Ton | 1621.3399 | 1232.3128 | 1765.2789 | 2100.6531 | 1591.4729 | 0 | 0
MD Healthy Air Act - Mirant SO2 Cap Annual v4.10 | 490 | 2268 | Rate Constraint in MTons | FALSE | L | Annual | Seasons Included | Seasons | Winter, Summer | Winter, Summer | Winter, Summer | Winter, Summer | Winter, Summer | Winter, Summer | Winter, Summer
MD Healthy Air Act - Mirant SO2 Cap Annual v4.10 | 490 | 2268 | Rate Constraint in MTons | FALSE | L | Annual | Standard | MTons | 18.541 | 18.541 | 18.541 | 18.541 | 18.541 | 18.541 | 18.541
MD Healthy Air Act - Mirant SO2 Cap Annual v4.10 | 490 | 2268 | Rate Constraint in MTons | FALSE | L | Annual | Standard SO2 | MTons | 18.541 | 18.541 | 18.541 | 18.541 | 18.541 | 18.541 | 18.541
MD Healthy Air Act - Mirant SO2 Cap Annual v4.10 | 490 | 2268 | Rate Constraint in MTons | FALSE | L | Annual | Emissions at Affected Plants SO2 | MTons | 3.9388 | 4.1652 | 4.086 | 5.1135 | 4.7336 | 2.7001 | 2.8266
MD Healthy Air Act - Mirant SO2 Cap Annual v4.10 | 490 | 2268 | Rate Constraint in MTons | FALSE | L | Annual | Allowances Purchased SO2 | MTons | 0 | 0 | 0 | 0 | 0 | 0 | 0
MD Healthy Air Act - Mirant SO2 Cap Annual v4.10 | 490 | 2268 | Rate Constraint in MTons | FALSE | L | Annual | Allowances Sold SO2 | MTons | 0 | 0 | 0 | 0 | 0 | 0 | 0
MD Healthy Air Act - Mirant SO2 Cap Annual v4.10 | 490 | 2268 | Rate Constraint in MTons | FALSE | L | Annual | Allowances Banked | MTons | 0 | 0 | 0 | 0 | 0 | 0 | 0
MD Healthy Air Act - Mirant SO2 Cap Annual v4.10 | 490 | 2268 | Rate Constraint in MTons | FALSE | L | Annual | Allowances Withdrawn (1:1) | MTons | 0 | 0 | 0 | 0 | 0 | 0 | 0
MD Healthy Air Act - Mirant SO2 Cap Annual v4.10 | 490 | 2268 | Rate Constraint in MTons | FALSE | L | Annual | Allowances Withdrawn (n:1) | MTons | 0 | 0 | 0 | 0 | 0 | 0 | 0
MD Healthy Air Act - Mirant SO2 Cap Annual v4.10 | 490 | 2268 | Rate Constraint in MTons | FALSE | L | Annual | Net Emissions Allowance Position | MTons | 3.9388 | 4.1652 | 4.086 | 5.1135 | 4.7336 | 2.7001 | 2.8266
MD Healthy Air Act - Mirant SO2 Cap Annual v4.10 | 490 | 2268 | Rate Constraint in MTons | FALSE | L | Annual | Fuel Consumed | TBtu | 131.512 | 139.0717 | 136.4265 | 136.4265 | 120.7128 | 90.1537 | 94.3769
MD Healthy Air Act - Mirant SO2 Cap Annual v4.10 | 490 | 2268 | Rate Constraint in MTons | FALSE | L | Annual | Rate | lb/MMBtu | 0.0599 | 0.0599 | 0.0599 | 0.074963 | 0.078427 | 0.0599 | 0.0599
MD Healthy Air Act - Mirant SO2 Cap Annual v4.10 | 490 | 2268 | Rate Constraint in MTons | FALSE | L | Annual | Generation | TWh | 13.3312 | 14.1433 | 13.8588 | 13.8588 | 12.223 | 9.3 | 9.8063
MD Healthy Air Act - Mirant SO2 Cap Annual v4.10 | 490 | 2268 | Rate Constraint in MTons | FALSE | L | Annual | Qualifying Generation | TWh | 13.3312 | 14.1433 | 13.8588 | 13.8588 | 12.223 | 9.3 | 9.8063
MD Healthy Air Act - Mirant SO2 Cap Annual v4.10 | 490 | 2268 | Rate Constraint in MTons | FALSE | L | Annual | Rate | lb/MWh | 0.29546 | 0.2945 | 0.29483 | 0.36897 | 0.38727 | 0.29033 | 0.28824
MD Healthy Air Act - Mirant SO2 Cap Annual v4.10 | 490 | 2268 | Rate Constraint in MTons | FALSE | L | Annual | Constraint Shadow Price | US$/Ton | 0 | 0 | 0 | 0 | 0 | 0 | 0
ME Fac. Spec. - NOX 0.15 Rate Annual v3.1, Unit 3985 and retrofits | 491 | 1798 | Rate Constraint in lbs/MMBtu | FALSE | L | Annual | Seasons Included | Seasons | Winter, Summer | Winter, Summer | Winter, Summer | Winter, Summer | Winter, Summer | Winter, Summer | Winter, Summer
ME Fac. Spec. - NOX 0.15 Rate Annual v3.1, Unit 3985 and retrofits | 491 | 1798 | Rate Constraint in lbs/MMBtu | FALSE | L | Annual | Standard | lb/MMBtu | 0.15 | 0.15 | 0.15 | 0.15 | 0.15 | 0.15 | 0.15
ME Fac. Spec. - NOX 0.15 Rate Annual v3.1, Unit 3985 and retrofits | 491 | 1798 | Rate Constraint in lbs/MMBtu | FALSE | L | Annual | Emissions at Affected Plants NOX | MTons | 0.051253 | 0 | 0 | 0 | 0 | 0 | 0
ME Fac. Spec. - NOX 0.15 Rate Annual v3.1, Unit 3985 and retrofits | 491 | 1798 | Rate Constraint in lbs/MMBtu | FALSE | L | Annual | Allowances Purchased NOX | MTons | 0 | 0 | 0 | 0 | 0 | 0 | 0
ME Fac. Spec. - NOX 0.15 Rate Annual v3.1, Unit 3985 and retrofits | 491 | 1798 | Rate Constraint in lbs/MMBtu | FALSE | L | Annual | Allowances Sold NOX | MTons | 0 | 0 | 0 | 0 | 0 | 0 | 0
ME Fac. Spec. - NOX 0.15 Rate Annual v3.1, Unit 3985 and retrofits | 491 | 1798 | Rate Constraint in lbs/MMBtu | FALSE | L | Annual | Allowances Banked | MTons | 0 | 0 | 0 | 0 | 0 | 0 | 0
ME Fac. Spec. - NOX 0.15 Rate Annual v3.1, Unit 3985 and retrofits | 491 | 1798 | Rate Constraint in lbs/MMBtu | FALSE | L | Annual | Allowances Withdrawn (1:1) | MTons | 0 | 0 | 0 | 0 | 0 | 0 | 0
ME Fac. Spec. - NOX 0.15 Rate Annual v3.1, Unit 3985 and retrofits | 491 | 1798 | Rate Constraint in lbs/MMBtu | FALSE | L | Annual | Allowances Withdrawn (n:1) | MTons | 0 | 0 | 0 | 0 | 0 | 0 | 0
ME Fac. Spec. - NOX 0.15 Rate Annual v3.1, Unit 3985 and retrofits | 491 | 1798 | Rate Constraint in lbs/MMBtu | FALSE | L | Annual | Net Emissions Allowance Position | MTons | 0.051253 | 0 | 0 | 0 | 0 | 0 | 0
ME Fac. Spec. - NOX 0.15 Rate Annual v3.1, Unit 3985 and retrofits | 491 | 1798 | Rate Constraint in lbs/MMBtu | FALSE | L | Annual | Fuel Consumed | TBtu | 0.68338 | 0 | 0 | 0 | 0 | 0 | 0
ME Fac. Spec. - NOX 0.15 Rate Annual v3.1, Unit 3985 and retrofits | 491 | 1798 | Rate Constraint in lbs/MMBtu | FALSE | L | Annual | Rate | lb/MMBtu | 0.15 | 0 | 0 | 0 | 0 | 0 | 0
ME Fac. Spec. - NOX 0.15 Rate Annual v3.1, Unit 3985 and retrofits | 491 | 1798 | Rate Constraint in lbs/MMBtu | FALSE | L | Annual | Generation | TWh | 0.051921 | 0 | 0 | 0 | 0 | 0 | 0
ME Fac. Spec. - NOX 0.15 Rate Annual v3.1, Unit 3985 and retrofits | 491 | 1798 | Rate Constraint in lbs/MMBtu | FALSE | L | Annual | Qualifying Generation | TWh | 0.051921 | 0 | 0 | 0 | 0 | 0 | 0
ME Fac. Spec. - NOX 0.15 Rate Annual v3.1, Unit 3985 and retrofits | 491 | 1798 | Rate Constraint in lbs/MMBtu | FALSE | L | Annual | Rate | lb/MWh | 0.98715 | 0 | 0 | 0 | 0 | 0 | 0
ME Fac. Spec. - NOX 0.15 Rate Annual v3.1, Unit 3985 and retrofits | 491 | 1798 | Rate Constraint in lbs/MMBtu | FALSE | L | Annual | Constraint Shadow Price | US$/Ton | 141025.7028 | 0 | 0 | 0 | 0 | 0 | 0
ME Fac. Spec. - NOX 0.15 Rate Annual v3.1, Unit 3986 and retrofits | 492 | 1798 | Rate Constraint in lbs/MMBtu | FALSE | L | Annual | Seasons Included | Seasons | Winter, Summer | Winter, Summer | Winter, Summer | Winter, Summer | Winter, Summer | Winter, Summer | Winter, Summer
ME Fac. Spec. - NOX 0.15 Rate Annual v3.1, Unit 3986 and retrofits | 492 | 1798 | Rate Constraint in lbs/MMBtu | FALSE | L | Annual | Standard | lb/MMBtu | 0.15 | 0.15 | 0.15 | 0.15 | 0.15 | 0.15 | 0.15
ME Fac. Spec. - NOX 0.15 Rate Annual v3.1, Unit 3986 and retrofits | 492 | 1798 | Rate Constraint in lbs/MMBtu | FALSE | L | Annual | Emissions at Affected Plants NOX | MTons | 0.012694 | 0 | 0 | 0 | 0 | 0 | 0
ME Fac. Spec. - NOX 0.15 Rate Annual v3.1, Unit 3986 and retrofits | 492 | 1798 | Rate Constraint in lbs/MMBtu | FALSE | L | Annual | Allowances Purchased NOX | MTons | 0 | 0 | 0 | 0 | 0 | 0 | 0
ME Fac. Spec. - NOX 0.15 Rate Annual v3.1, Unit 3986 and retrofits | 492 | 1798 | Rate Constraint in lbs/MMBtu | FALSE | L | Annual | Allowances Sold NOX | MTons | 0 | 0 | 0 | 0 | 0 | 0 | 0
ME Fac. Spec. - NOX 0.15 Rate Annual v3.1, Unit 3986 and retrofits | 492 | 1798 | Rate Constraint in lbs/MMBtu | FALSE | L | Annual | Allowances Banked | MTons | 0 | 0 | 0 | 0 | 0 | 0 | 0
ME Fac. Spec. - NOX 0.15 Rate Annual v3.1, Unit 3986 and retrofits | 492 | 1798 | Rate Constraint in lbs/MMBtu | FALSE | L | Annual | Allowances Withdrawn (1:1) | MTons | 0 | 0 | 0 | 0 | 0 | 0 | 0
ME Fac. Spec. - NOX 0.15 Rate Annual v3.1, Unit 3986 and retrofits | 492 | 1798 | Rate Constraint in lbs/MMBtu | FALSE | L | Annual | Allowances Withdrawn (n:1) | MTons | 0 | 0 | 0 | 0 | 0 | 0 | 0
ME Fac. Spec. - NOX 0.15 Rate Annual v3.1, Unit 3986 and retrofits | 492 | 1798 | Rate Constraint in lbs/MMBtu | FALSE | L | Annual | Net Emissions Allowance Position | MTons | 0.012694 | 0 | 0 | 0 | 0 | 0 | 0
ME Fac. Spec. - NOX 0.15 Rate Annual v3.1, Unit 3986 and retrofits | 492 | 1798 | Rate Constraint in lbs/MMBtu | FALSE | L | Annual | Fuel Consumed | TBtu | 0.16925 | 0 | 0 | 0 | 0 | 0 | 0
ME Fac. Spec. - NOX 0.15 Rate Annual v3.1, Unit 3986 and retrofits | 492 | 1798 | Rate Constraint in lbs/MMBtu | FALSE | L | Annual | Rate | lb/MMBtu | 0.15 | 0 | 0 | 0 | 0 | 0 | 0
ME Fac. Spec. - NOX 0.15 Rate Annual v3.1, Unit 3986 and retrofits | 492 | 1798 | Rate Constraint in lbs/MMBtu | FALSE | L | Annual | Generation | TWh | 0.011672 | 0 | 0 | 0 | 0 | 0 | 0
ME Fac. Spec. - NOX 0.15 Rate Annual v3.1, Unit 3986 and retrofits | 492 | 1798 | Rate Constraint in lbs/MMBtu | FALSE | L | Annual | Qualifying Generation | TWh | 0.011672 | 0 | 0 | 0 | 0 | 0 | 0
ME Fac. Spec. - NOX 0.15 Rate Annual v3.1, Unit 3986 and retrofits | 492 | 1798 | Rate Constraint in lbs/MMBtu | FALSE | L | Annual | Rate | lb/MWh | 1.0875 | 0 | 0 | 0 | 0 | 0 | 0
ME Fac. Spec. - NOX 0.15 Rate Annual v3.1, Unit 3986 and retrofits | 492 | 1798 | Rate Constraint in lbs/MMBtu | FALSE | L | Annual | Constraint Shadow Price | US$/Ton | 166357.1732 | 0 | 0 | 0 | 0 | 0 | 0
ME Fac. Spec. - NOX 0.15 Rate Annual v3.1, Unit 3987 and retrofits | 493 | 1798 | Rate Constraint in lbs/MMBtu | FALSE | L | Annual | Seasons Included | Seasons | Winter, Summer | Winter, Summer | Winter, Summer | Winter, Summer | Winter, Summer | Winter, Summer | Winter, Summer
ME Fac. Spec. - NOX 0.15 Rate Annual v3.1, Unit 3987 and retrofits | 493 | 1798 | Rate Constraint in lbs/MMBtu | FALSE | L | Annual | Standard | lb/MMBtu | 0.15 | 0.15 | 0.15 | 0.15 | 0.15 | 0.15 | 0.15
ME Fac. Spec. - NOX 0.15 Rate Annual v3.1, Unit 3987 and retrofits | 493 | 1798 | Rate Constraint in lbs/MMBtu | FALSE | L | Annual | Emissions at Affected Plants NOX | MTons | 0.010687 | 0 | 0 | 0 | 0 | 0 | 0
ME Fac. Spec. - NOX 0.15 Rate Annual v3.1, Unit 3987 and retrofits | 493 | 1798 | Rate Constraint in lbs/MMBtu | FALSE | L | Annual | Allowances Purchased NOX | MTons | 0 | 0 | 0 | 0 | 0 | 0 | 0
ME Fac. Spec. - NOX 0.15 Rate Annual v3.1, Unit 3987 and retrofits | 493 | 1798 | Rate Constraint in lbs/MMBtu | FALSE | L | Annual | Allowances Sold NOX | MTons | 0 | 0 | 0 | 0 | 0 | 0 | 0
ME Fac. Spec. - NOX 0.15 Rate Annual v3.1, Unit 3987 and retrofits | 493 | 1798 | Rate Constraint in lbs/MMBtu | FALSE | L | Annual | Allowances Banked | MTons | 0 | 0 | 0 | 0 | 0 | 0 | 0
ME Fac. Spec. - NOX 0.15 Rate Annual v3.1, Unit 3987 and retrofits | 493 | 1798 | Rate Constraint in lbs/MMBtu | FALSE | L | Annual | Allowances Withdrawn (1:1) | MTons | 0 | 0 | 0 | 0 | 0 | 0 | 0
ME Fac. Spec. - NOX 0.15 Rate Annual v3.1, Unit 3987 and retrofits | 493 | 1798 | Rate Constraint in lbs/MMBtu | FALSE | L | Annual | Allowances Withdrawn (n:1) | MTons | 0 | 0 | 0 | 0 | 0 | 0 | 0
ME Fac. Spec. - NOX 0.15 Rate Annual v3.1, Unit 3987 and retrofits | 493 | 1798 | Rate Constraint in lbs/MMBtu | FALSE | L | Annual | Net Emissions Allowance Position | MTons | 0.010687 | 0 | 0 | 0 | 0 | 0 | 0
ME Fac. Spec. - NOX 0.15 Rate Annual v3.1, Unit 3987 and retrofits | 493 | 1798 | Rate Constraint in lbs/MMBtu | FALSE | L | Annual | Fuel Consumed | TBtu | 0.1425 | 0 | 0 | 0 | 0 | 0 | 0
ME Fac. Spec. - NOX 0.15 Rate Annual v3.1, Unit 3987 and retrofits | 493 | 1798 | Rate Constraint in lbs/MMBtu | FALSE | L | Annual | Rate | lb/MMBtu | 0.15 | 0 | 0 | 0 | 0 | 0 | 0
ME Fac. Spec. - NOX 0.15 Rate Annual v3.1, Unit 3987 and retrofits | 493 | 1798 | Rate Constraint in lbs/MMBtu | FALSE | L | Annual | Generation | TWh | 0.010848 | 0 | 0 | 0 | 0 | 0 | 0
ME Fac. Spec. - NOX 0.15 Rate Annual v3.1, Unit 3987 and retrofits | 493 | 1798 | Rate Constraint in lbs/MMBtu | FALSE | L | Annual | Qualifying Generation | TWh | 0.010848 | 0 | 0 | 0 | 0 | 0 | 0
ME Fac. Spec. - NOX 0.15 Rate Annual v3.1, Unit 3987 and retrofits | 493 | 1798 | Rate Constraint in lbs/MMBtu | FALSE | L | Annual | Rate | lb/MWh | 0.9852 | 0 | 0 | 0 | 0 | 0 | 0
ME Fac. Spec. - NOX 0.15 Rate Annual v3.1, Unit 3987 and retrofits | 493 | 1798 | Rate Constraint in lbs/MMBtu | FALSE | L | Annual | Constraint Shadow Price | US$/Ton | 143580.0672 | 0 | 0 | 0 | 0 | 0 | 0
ME Fac. Spec. - NOx 0.20 Rate Annual v3.1, Unit 2390 and retrofits | 494 | 1818 | Rate Constraint in lbs/MMBtu | FALSE | L | Annual | Seasons Included | Seasons | Winter, Summer | Winter, Summer | Winter, Summer | Winter, Summer | Winter, Summer | Winter, Summer | Winter, Summer
ME Fac. Spec. - NOx 0.20 Rate Annual v3.1, Unit 2390 and retrofits | 494 | 1818 | Rate Constraint in lbs/MMBtu | FALSE | L | Annual | Standard | lb/MMBtu | 0.2 | 0.2 | 0.2 | 0.2 | 0.2 | 0.2 | 0.2
ME Fac. Spec. - NOx 0.20 Rate Annual v3.1, Unit 2390 and retrofits | 494 | 1818 | Rate Constraint in lbs/MMBtu | FALSE | L | Annual | Emissions at Affected Plants NOX | MTons | 0 | 0 | 0 | 0 | 0 | 0 | 0
ME Fac. Spec. - NOx 0.20 Rate Annual v3.1, Unit 2390 and retrofits | 494 | 1818 | Rate Constraint in lbs/MMBtu | FALSE | L | Annual | Allowances Purchased NOX | MTons | 0 | 0 | 0 | 0 | 0 | 0 | 0
ME Fac. Spec. - NOx 0.20 Rate Annual v3.1, Unit 2390 and retrofits | 494 | 1818 | Rate Constraint in lbs/MMBtu | FALSE | L | Annual | Allowances Sold NOX | MTons | 0 | 0 | 0 | 0 | 0 | 0 | 0
ME Fac. Spec. - NOx 0.20 Rate Annual v3.1, Unit 2390 and retrofits | 494 | 1818 | Rate Constraint in lbs/MMBtu | FALSE | L | Annual | Allowances Banked | MTons | 0 | 0 | 0 | 0 | 0 | 0 | 0
ME Fac. Spec. - NOx 0.20 Rate Annual v3.1, Unit 2390 and retrofits | 494 | 1818 | Rate Constraint in lbs/MMBtu | FALSE | L | Annual | Allowances Withdrawn (1:1) | MTons | 0 | 0 | 0 | 0 | 0 | 0 | 0
ME Fac. Spec. - NOx 0.20 Rate Annual v3.1, Unit 2390 and retrofits | 494 | 1818 | Rate Constraint in lbs/MMBtu | FALSE | L | Annual | Allowances Withdrawn (n:1) | MTons | 0 | 0 | 0 | 0 | 0 | 0 | 0
ME Fac. Spec. - NOx 0.20 Rate Annual v3.1, Unit 2390 and retrofits | 494 | 1818 | Rate Constraint in lbs/MMBtu | FALSE | L | Annual | Net Emissions Allowance Position | MTons | 0 | 0 | 0 | 0 | 0 | 0 | 0
ME Fac. Spec. - NOx 0.20 Rate Annual v3.1, Unit 2390 and retrofits | 494 | 1818 | Rate Constraint in lbs/MMBtu | FALSE | L | Annual | Fuel Consumed | TBtu | 0 | 0 | 0 | 0 | 0 | 0 | 0
ME Fac. Spec. - NOx 0.20 Rate Annual v3.1, Unit 2390 and retrofits | 494 | 1818 | Rate Constraint in lbs/MMBtu | FALSE | L | Annual | Rate | lb/MMBtu | 0 | 0 | 0 | 0 | 0 | 0 | 0
ME Fac. Spec. - NOx 0.20 Rate Annual v3.1, Unit 2390 and retrofits | 494 | 1818 | Rate Constraint in lbs/MMBtu | FALSE | L | Annual | Generation | TWh | 0 | 0 | 0 | 0 | 0 | 0 | 0
ME Fac. Spec. - NOx 0.20 Rate Annual v3.1, Unit 2390 and retrofits | 494 | 1818 | Rate Constraint in lbs/MMBtu | FALSE | L | Annual | Qualifying Generation | TWh | 0 | 0 | 0 | 0 | 0 | 0 | 0
ME Fac. Spec. - NOx 0.20 Rate Annual v3.1, Unit 2390 and retrofits | 494 | 1818 | Rate Constraint in lbs/MMBtu | FALSE | L | Annual | Rate | lb/MWh | 0 | 0 | 0 | 0 | 0 | 0 | 0
ME Fac. Spec. - NOx 0.20 Rate Annual v3.1, Unit 2390 and retrofits | 494 | 1818 | Rate Constraint in lbs/MMBtu | FALSE | L | Annual | Constraint Shadow Price | US$/Ton | 0 | 0 | 0 | 0 | 0 | 0 | 0
ME Fac. Spec. - NOx 0.20 Rate Annual v3.1, Unit 3985 and retrofits | 495 | 1818 | Rate Constraint in lbs/MMBtu | FALSE | L | Annual | Seasons Included | Seasons | Winter, Summer | Winter, Summer | Winter, Summer | Winter, Summer | Winter, Summer | Winter, Summer | Winter, Summer
ME Fac. Spec. - NOx 0.20 Rate Annual v3.1, Unit 3985 and retrofits | 495 | 1818 | Rate Constraint in lbs/MMBtu | FALSE | L | Annual | Standard | lb/MMBtu | 0.2 | 0.2 | 0.2 | 0.2 | 0.2 | 0.2 | 0.2
ME Fac. Spec. - NOx 0.20 Rate Annual v3.1, Unit 3985 and retrofits | 495 | 1818 | Rate Constraint in lbs/MMBtu | FALSE | L | Annual | Emissions at Affected Plants NOX | MTons | 0.051253 | 0 | 0 | 0 | 0 | 0 | 0
ME Fac. Spec. - NOx 0.20 Rate Annual v3.1, Unit 3985 and retrofits | 495 | 1818 | Rate Constraint in lbs/MMBtu | FALSE | L | Annual | Allowances Purchased NOX | MTons | 0 | 0 | 0 | 0 | 0 | 0 | 0
ME Fac. Spec. - NOx 0.20 Rate Annual v3.1, Unit 3985 and retrofits | 495 | 1818 | Rate Constraint in lbs/MMBtu | FALSE | L | Annual | Allowances Sold NOX | MTons | 0 | 0 | 0 | 0 | 0 | 0 | 0
ME Fac. Spec. - NOx 0.20 Rate Annual v3.1, Unit 3985 and retrofits | 495 | 1818 | Rate Constraint in lbs/MMBtu | FALSE | L | Annual | Allowances Banked | MTons | 0 | 0 | 0 | 0 | 0 | 0 | 0
ME Fac. Spec. - NOx 0.20 Rate Annual v3.1, Unit 3985 and retrofits | 495 | 1818 | Rate Constraint in lbs/MMBtu | FALSE | L | Annual | Allowances Withdrawn (1:1) | MTons | 0 | 0 | 0 | 0 | 0 | 0 | 0
ME Fac. Spec. - NOx 0.20 Rate Annual v3.1, Unit 3985 and retrofits | 495 | 1818 | Rate Constraint in lbs/MMBtu | FALSE | L | Annual | Allowances Withdrawn (n:1) | MTons | 0 | 0 | 0 | 0 | 0 | 0 | 0
ME Fac. Spec. - NOx 0.20 Rate Annual v3.1, Unit 3985 and retrofits | 495 | 1818 | Rate Constraint in lbs/MMBtu | FALSE | L | Annual | Net Emissions Allowance Position | MTons | 0.051253 | 0 | 0 | 0 | 0 | 0 | 0
ME Fac. Spec. - NOx 0.20 Rate Annual v3.1, Unit 3985 and retrofits | 495 | 1818 | Rate Constraint in lbs/MMBtu | FALSE | L | Annual | Fuel Consumed | TBtu | 0.68338 | 0 | 0 | 0 | 0 | 0 | 0
ME Fac. Spec. - NOx 0.20 Rate Annual v3.1, Unit 3985 and retrofits | 495 | 1818 | Rate Constraint in lbs/MMBtu | FALSE | L | Annual | Rate | lb/MMBtu | 0.15 | 0 | 0 | 0 | 0 | 0 | 0
ME Fac. Spec. - NOx 0.20 Rate Annual v3.1, Unit 3985 and retrofits | 495 | 1818 | Rate Constraint in lbs/MMBtu | FALSE | L | Annual | Generation | TWh | 0.051921 | 0 | 0 | 0 | 0 | 0 | 0
ME Fac. Spec. - NOx 0.20 Rate Annual v3.1, Unit 3985 and retrofits | 495 | 1818 | Rate Constraint in lbs/MMBtu | FALSE | L | Annual | Qualifying Generation | TWh | 0.051921 | 0 | 0 | 0 | 0 | 0 | 0
ME Fac. Spec. - NOx 0.20 Rate Annual v3.1, Unit 3985 and retrofits | 495 | 1818 | Rate Constraint in lbs/MMBtu | FALSE | L | Annual | Rate | lb/MWh | 0.98715 | 0 | 0 | 0 | 0 | 0 | 0
ME Fac. Spec. - NOx 0.20 Rate Annual v3.1, Unit 3985 and retrofits | 495 | 1818 | Rate Constraint in lbs/MMBtu | FALSE | L | Annual | Constraint Shadow Price | US$/Ton | 0 | 0 | 0 | 0 | 0 | 0 | 0
ME Fac. Spec. - NOx 0.20 Rate Annual v3.1, Unit 3986 and retrofits | 496 | 1818 | Rate Constraint in lbs/MMBtu | FALSE | L | Annual | Seasons Included | Seasons | Winter, Summer | Winter, Summer | Winter, Summer | Winter, Summer | Winter, Summer | Winter, Summer | Winter, Summer
ME Fac. Spec. - NOx 0.20 Rate Annual v3.1, Unit 3986 and retrofits | 496 | 1818 | Rate Constraint in lbs/MMBtu | FALSE | L | Annual | Standard | lb/MMBtu | 0.2 | 0.2 | 0.2 | 0.2 | 0.2 | 0.2 | 0.2
ME Fac. Spec. - NOx 0.20 Rate Annual v3.1, Unit 3986 and retrofits | 496 | 1818 | Rate Constraint in lbs/MMBtu | FALSE | L | Annual | Emissions at Affected Plants NOX | MTons | 0.012694 | 0 | 0 | 0 | 0 | 0 | 0
ME Fac. Spec. - NOx 0.20 Rate Annual v3.1, Unit 3986 and retrofits | 496 | 1818 | Rate Constraint in lbs/MMBtu | FALSE | L | Annual | Allowances Purchased NOX | MTons | 0 | 0 | 0 | 0 | 0 | 0 | 0
ME Fac. Spec. - NOx 0.20 Rate Annual v3.1, Unit 3986 and retrofits | 496 | 1818 | Rate Constraint in lbs/MMBtu | FALSE | L | Annual | Allowances Sold NOX | MTons | 0 | 0 | 0 | 0 | 0 | 0 | 0
ME Fac. Spec. - NOx 0.20 Rate Annual v3.1, Unit 3986 and retrofits | 496 | 1818 | Rate Constraint in lbs/MMBtu | FALSE | L | Annual | Allowances Banked | MTons | 0 | 0 | 0 | 0 | 0 | 0 | 0
ME Fac. Spec. - NOx 0.20 Rate Annual v3.1, Unit 3986 and retrofits | 496 | 1818 | Rate Constraint in lbs/MMBtu | FALSE | L | Annual | Allowances Withdrawn (1:1) | MTons | 0 | 0 | 0 | 0 | 0 | 0 | 0
ME Fac. Spec. - NOx 0.20 Rate Annual v3.1, Unit 3986 and retrofits | 496 | 1818 | Rate Constraint in lbs/MMBtu | FALSE | L | Annual | Allowances Withdrawn (n:1) | MTons | 0 | 0 | 0 | 0 | 0 | 0 | 0
ME Fac. Spec. - NOx 0.20 Rate Annual v3.1, Unit 3986 and retrofits | 496 | 1818 | Rate Constraint in lbs/MMBtu | FALSE | L | Annual | Net Emissions Allowance Position | MTons | 0.012694 | 0 | 0 | 0 | 0 | 0 | 0
ME Fac. Spec. - NOx 0.20 Rate Annual v3.1, Unit 3986 and retrofits | 496 | 1818 | Rate Constraint in lbs/MMBtu | FALSE | L | Annual | Fuel Consumed | TBtu | 0.16925 | 0 | 0 | 0 | 0 | 0 | 0
ME Fac. Spec. - NOx 0.20 Rate Annual v3.1, Unit 3986 and retrofits | 496 | 1818 | Rate Constraint in lbs/MMBtu | FALSE | L | Annual | Rate | lb/MMBtu | 0.15 | 0 | 0 | 0 | 0 | 0 | 0
ME Fac. Spec. - NOx 0.20 Rate Annual v3.1, Unit 3986 and retrofits | 496 | 1818 | Rate Constraint in lbs/MMBtu | FALSE | L | Annual | Generation | TWh | 0.011672 | 0 | 0 | 0 | 0 | 0 | 0
ME Fac. Spec. - NOx 0.20 Rate Annual v3.1, Unit 3986 and retrofits | 496 | 1818 | Rate Constraint in lbs/MMBtu | FALSE | L | Annual | Qualifying Generation | TWh | 0.011672 | 0 | 0 | 0 | 0 | 0 | 0
ME Fac. Spec. - NOx 0.20 Rate Annual v3.1, Unit 3986 and retrofits | 496 | 1818 | Rate Constraint in lbs/MMBtu | FALSE | L | Annual | Rate | lb/MWh | 1.0875 | 0 | 0 | 0 | 0 | 0 | 0
ME Fac. Spec. - NOx 0.20 Rate Annual v3.1, Unit 3986 and retrofits | 496 | 1818 | Rate Constraint in lbs/MMBtu | FALSE | L | Annual | Constraint Shadow Price | US$/Ton | 0 | 0 | 0 | 0 | 0 | 0 | 0
ME Fac. Spec. - NOx 0.20 Rate Annual v3.1, Unit 3987 and retrofits | 497 | 1818 | Rate Constraint in lbs/MMBtu | FALSE | L | Annual | Seasons Included | Seasons | Winter, Summer | Winter, Summer | Winter, Summer | Winter, Summer | Winter, Summer | Winter, Summer | Winter, Summer
ME Fac. Spec. - NOx 0.20 Rate Annual v3.1, Unit 3987 and retrofits | 497 | 1818 | Rate Constraint in lbs/MMBtu | FALSE | L | Annual | Standard | lb/MMBtu | 0.2 | 0.2 | 0.2 | 0.2 | 0.2 | 0.2 | 0.2
ME Fac. Spec. - NOx 0.20 Rate Annual v3.1, Unit 3987 and retrofits | 497 | 1818 | Rate Constraint in lbs/MMBtu | FALSE | L | Annual | Emissions at Affected Plants NOX | MTons | 0.010687 | 0 | 0 | 0 | 0 | 0 | 0
ME Fac. Spec. - NOx 0.20 Rate Annual v3.1, Unit 3987 and retrofits | 497 | 1818 | Rate Constraint in lbs/MMBtu | FALSE | L | Annual | Allowances Purchased NOX | MTons | 0 | 0 | 0 | 0 | 0 | 0 | 0
ME Fac. Spec. - NOx 0.20 Rate Annual v3.1, Unit 3987 and retrofits | 497 | 1818 | Rate Constraint in lbs/MMBtu | FALSE | L | Annual | Allowances Sold NOX | MTons | 0 | 0 | 0 | 0 | 0 | 0 | 0
ME Fac. Spec. - NOx 0.20 Rate Annual v3.1, Unit 3987 and retrofits | 497 | 1818 | Rate Constraint in lbs/MMBtu | FALSE | L | Annual | Allowances Banked | MTons | 0 | 0 | 0 | 0 | 0 | 0 | 0
ME Fac. Spec. - NOx 0.20 Rate Annual v3.1, Unit 3987 and retrofits | 497 | 1818 | Rate Constraint in lbs/MMBtu | FALSE | L | Annual | Allowances Withdrawn (1:1) | MTons | 0 | 0 | 0 | 0 | 0 | 0 | 0
ME Fac. Spec. - NOx 0.20 Rate Annual v3.1, Unit 3987 and retrofits | 497 | 1818 | Rate Constraint in lbs/MMBtu | FALSE | L | Annual | Allowances Withdrawn (n:1) | MTons | 0 | 0 | 0 | 0 | 0 | 0 | 0
ME Fac. Spec. - NOx 0.20 Rate Annual v3.1, Unit 3987 and retrofits | 497 | 1818 | Rate Constraint in lbs/MMBtu | FALSE | L | Annual | Net Emissions Allowance Position | MTons | 0.010687 | 0 | 0 | 0 | 0 | 0 | 0
ME Fac. Spec. - NOx 0.20 Rate Annual v3.1, Unit 3987 and retrofits | 497 | 1818 | Rate Constraint in lbs/MMBtu | FALSE | L | Annual | Fuel Consumed | TBtu | 0.1425 | 0 | 0 | 0 | 0 | 0 | 0
ME Fac. Spec. - NOx 0.20 Rate Annual v3.1, Unit 3987 and retrofits | 497 | 1818 | Rate Constraint in lbs/MMBtu | FALSE | L | Annual | Rate | lb/MMBtu | 0.15 | 0 | 0 | 0 | 0 | 0 | 0
ME Fac. Spec. - NOx 0.20 Rate Annual v3.1, Unit 3987 and retrofits | 497 | 1818 | Rate Constraint in lbs/MMBtu | FALSE | L | Annual | Generation | TWh | 0.010848 | 0 | 0 | 0 | 0 | 0 | 0
ME Fac. Spec. - NOx 0.20 Rate Annual v3.1, Unit 3987 and retrofits | 497 | 1818 | Rate Constraint in lbs/MMBtu | FALSE | L | Annual | Qualifying Generation | TWh | 0.010848 | 0 | 0 | 0 | 0 | 0 | 0
ME Fac. Spec. - NOx 0.20 Rate Annual v3.1, Unit 3987 and retrofits | 497 | 1818 | Rate Constraint in lbs/MMBtu | FALSE | L | Annual | Rate | lb/MWh | 0.9852 | 0 | 0 | 0 | 0 | 0 | 0
ME Fac. Spec. - NOx 0.20 Rate Annual v3.1, Unit 3987 and retrofits | 497 | 1818 | Rate Constraint in lbs/MMBtu | FALSE | L | Annual | Constraint Shadow Price | US$/Ton | 0 | 0 | 0 | 0 | 0 | 0 | 0
ME Fac. Spec. - NOx 0.20 Rate Annual v3.1, Unit 3988 and retrofits | 498 | 1818 | Rate Constraint in lbs/MMBtu | FALSE | L | Annual | Seasons Included | Seasons | Winter, Summer | Winter, Summer | Winter, Summer | Winter, Summer | Winter, Summer | Winter, Summer | Winter, Summer
ME Fac. Spec. - NOx 0.20 Rate Annual v3.1, Unit 3988 and retrofits | 498 | 1818 | Rate Constraint in lbs/MMBtu | FALSE | L | Annual | Standard | lb/MMBtu | 0.2 | 0.2 | 0.2 | 0.2 | 0.2 | 0.2 | 0.2
ME Fac. Spec. - NOx 0.20 Rate Annual v3.1, Unit 3988 and retrofits | 498 | 1818 | Rate Constraint in lbs/MMBtu | FALSE | L | Annual | Emissions at Affected Plants NOX | MTons | 0.011588 | 0 | 0 | 0 | 0 | 0 | 0
ME Fac. Spec. - NOx 0.20 Rate Annual v3.1, Unit 3988 and retrofits | 498 | 1818 | Rate Constraint in lbs/MMBtu | FALSE | L | Annual | Allowances Purchased NOX | MTons | 0 | 0 | 0 | 0 | 0 | 0 | 0
ME Fac. Spec. - NOx 0.20 Rate Annual v3.1, Unit 3988 and retrofits | 498 | 1818 | Rate Constraint in lbs/MMBtu | FALSE | L | Annual | Allowances Sold NOX | MTons | 0 | 0 | 0 | 0 | 0 | 0 | 0
ME Fac. Spec. - NOx 0.20 Rate Annual v3.1, Unit 3988 and retrofits | 498 | 1818 | Rate Constraint in lbs/MMBtu | FALSE | L | Annual | Allowances Banked | MTons | 0 | 0 | 0 | 0 | 0 | 0 | 0
ME Fac. Spec. - NOx 0.20 Rate Annual v3.1, Unit 3988 and retrofits | 498 | 1818 | Rate Constraint in lbs/MMBtu | FALSE | L | Annual | Allowances Withdrawn (1:1) | MTons | 0 | 0 | 0 | 0 | 0 | 0 | 0
ME Fac. Spec. - NOx 0.20 Rate Annual v3.1, Unit 3988 and retrofits | 498 | 1818 | Rate Constraint in lbs/MMBtu | FALSE | L | Annual | Allowances Withdrawn (n:1) | MTons | 0 | 0 | 0 | 0 | 0 | 0 | 0
ME Fac. Spec. - NOx 0.20 Rate Annual v3.1, Unit 3988 and retrofits | 498 | 1818 | Rate Constraint in lbs/MMBtu | FALSE | L | Annual | Net Emissions Allowance Position | MTons | 0.011588 | 0 | 0 | 0 | 0 | 0 | 0
ME Fac. Spec. - NOx 0.20 Rate Annual v3.1, Unit 3988 and retrofits | 498 | 1818 | Rate Constraint in lbs/MMBtu | FALSE | L | Annual | Fuel Consumed | TBtu | 0.11588 | 0 | 0 | 0 | 0 | 0 | 0
ME Fac. Spec. - NOx 0.20 Rate Annual v3.1, Unit 3988 and retrofits | 498 | 1818 | Rate Constraint in lbs/MMBtu | FALSE | L | Annual | Rate | lb/MMBtu | 0.2 | 0 | 0 | 0 | 0 | 0 | 0
ME Fac. Spec. - NOx 0.20 Rate Annual v3.1, Unit 3988 and retrofits | 498 | 1818 | Rate Constraint in lbs/MMBtu | FALSE | L | Annual | Generation | TWh | 0.0079918 | 0 | 0 | 0 | 0 | 0 | 0
ME Fac. Spec. - NOx 0.20 Rate Annual v3.1, Unit 3988 and retrofits | 498 | 1818 | Rate Constraint in lbs/MMBtu | FALSE | L | Annual | Qualifying Generation | TWh | 0.0079918 | 0 | 0 | 0 | 0 | 0 | 0
ME Fac. Spec. - NOx 0.20 Rate Annual v3.1, Unit 3988 and retrofits | 498 | 1818 | Rate Constraint in lbs/MMBtu | FALSE | L | Annual | Rate | lb/MWh | 1.45 | 0 | 0 | 0 | 0 | 0 | 0
ME Fac. Spec. - NOx 0.20 Rate Annual v3.1, Unit 3988 and retrofits | 498 | 1818 | Rate Constraint in lbs/MMBtu | FALSE | L | Annual | Constraint Shadow Price | US$/Ton | 119182.1099 | 0 | 0 | 0 | 0 | 0 | 0
ME Fac. Spec. - NOX 0.22 Rate Annual v3.1, Unit 3988 and retrofits | 499 | 1799 | Rate Constraint in lbs/MMBtu | FALSE | L | Annual | Seasons Included | Seasons | Winter, Summer | Winter, Summer | Winter, Summer | Winter, Summer | Winter, Summer | Winter, Summer | Winter, Summer
ME Fac. Spec. - NOX 0.22 Rate Annual v3.1, Unit 3988 and retrofits | 499 | 1799 | Rate Constraint in lbs/MMBtu | FALSE | L | Annual | Standard | lb/MMBtu | 0.22 | 0.22 | 0.22 | 0.22 | 0.22 | 0.22 | 0.22
ME Fac. Spec. - NOX 0.22 Rate Annual v3.1, Unit 3988 and retrofits | 499 | 1799 | Rate Constraint in lbs/MMBtu | FALSE | L | Annual | Emissions at Affected Plants NOX | MTons | 0.011588 | 0 | 0 | 0 | 0 | 0 | 0
ME Fac. Spec. - NOX 0.22 Rate Annual v3.1, Unit 3988 and retrofits | 499 | 1799 | Rate Constraint in lbs/MMBtu | FALSE | L | Annual | Allowances Purchased NOX | MTons | 0 | 0 | 0 | 0 | 0 | 0 | 0
ME Fac. Spec. - NOX 0.22 Rate Annual v3.1, Unit 3988 and retrofits | 499 | 1799 | Rate Constraint in lbs/MMBtu | FALSE | L | Annual | Allowances Sold NOX | MTons | 0 | 0 | 0 | 0 | 0 | 0 | 0
ME Fac. Spec. - NOX 0.22 Rate Annual v3.1, Unit 3988 and retrofits | 499 | 1799 | Rate Constraint in lbs/MMBtu | FALSE | L | Annual | Allowances Banked | MTons | 0 | 0 | 0 | 0 | 0 | 0 | 0
ME Fac. Spec. - NOX 0.22 Rate Annual v3.1, Unit 3988 and retrofits | 499 | 1799 | Rate Constraint in lbs/MMBtu | FALSE | L | Annual | Allowances Withdrawn (1:1) | MTons | 0 | 0 | 0 | 0 | 0 | 0 | 0
ME Fac. Spec. - NOX 0.22 Rate Annual v3.1, Unit 3988 and retrofits | 499 | 1799 | Rate Constraint in lbs/MMBtu | FALSE | L | Annual | Allowances Withdrawn (n:1) | MTons | 0 | 0 | 0 | 0 | 0 | 0 | 0
ME Fac. Spec. - NOX 0.22 Rate Annual v3.1, Unit 3988 and retrofits | 499 | 1799 | Rate Constraint in lbs/MMBtu | FALSE | L | Annual | Net Emissions Allowance Position | MTons | 0.011588 | 0 | 0 | 0 | 0 | 0 | 0
ME Fac. Spec. - NOX 0.22 Rate Annual v3.1, Unit 3988 and retrofits | 499 | 1799 | Rate Constraint in lbs/MMBtu | FALSE | L | Annual | Fuel Consumed | TBtu | 0.11588 | 0 | 0 | 0 | 0 | 0 | 0
ME Fac. Spec. - NOX 0.22 Rate Annual v3.1, Unit 3988 and retrofits | 499 | 1799 | Rate Constraint in lbs/MMBtu | FALSE | L | Annual | Rate | lb/MMBtu | 0.2 | 0 | 0 | 0 | 0 | 0 | 0
ME Fac. Spec. - NOX 0.22 Rate Annual v3.1, Unit 3988 and retrofits | 499 | 1799 | Rate Constraint in lbs/MMBtu | FALSE | L | Annual | Generation | TWh | 0.0079918 | 0 | 0 | 0 | 0 | 0 | 0
ME Fac. Spec. - NOX 0.22 Rate Annual v3.1, Unit 3988 and retrofits | 499 | 1799 | Rate Constraint in lbs/MMBtu | FALSE | L | Annual | Qualifying Generation | TWh | 0.0079918 | 0 | 0 | 0 | 0 | 0 | 0
ME Fac. Spec. - NOX 0.22 Rate Annual v3.1, Unit 3988 and retrofits | 499 | 1799 | Rate Constraint in lbs/MMBtu | FALSE | L | Annual | Rate | lb/MWh | 1.45 | 0 | 0 | 0 | 0 | 0 | 0
ME Fac. Spec. - NOX 0.22 Rate Annual v3.1, Unit 3988 and retrofits | 499 | 1799 | Rate Constraint in lbs/MMBtu | FALSE | L | Annual | Constraint Shadow Price | US$/Ton | 0 | 0 | 0 | 0 | 0 | 0 | 0
ME Mercury Cap Annual v3.1 | 500 | 1509 | Rate Constraint in MTons | FALSE | L | Annual | Seasons Included | Seasons | Winter, Summer | Winter, Summer | Winter, Summer | Winter, Summer | Winter, Summer | Winter, Summer | Winter, Summer
ME Mercury Cap Annual v3.1 | 500 | 1509 | Rate Constraint in MTons | FALSE | L | Annual | Standard | Lb | 26 | 26 | 26 | 26 | 26 | 26 | 26
ME Mercury Cap Annual v3.1 | 500 | 1509 | Rate Constraint in MTons | FALSE | L | Annual | Standard MER | lbs | 26 | 26 | 26 | 26 | 26 | 26 | 26
ME Mercury Cap Annual v3.1 | 500 | 1509 | Rate Constraint in MTons | FALSE | L | Annual | Emissions at Affected Plants MER | lbs | 0 | 0 | 0 | 0 | 0 | 0 | 0
ME Mercury Cap Annual v3.1 | 500 | 1509 | Rate Constraint in MTons | FALSE | L | Annual | Allowances Purchased MER | lbs | 0 | 0 | 0 | 0 | 0 | 0 | 0
ME Mercury Cap Annual v3.1 | 500 | 1509 | Rate Constraint in MTons | FALSE | L | Annual | Allowances Sold MER | lbs | 0 | 0 | 0 | 0 | 0 | 0 | 0
ME Mercury Cap Annual v3.1 | 500 | 1509 | Rate Constraint in MTons | FALSE | L | Annual | Allowances Banked | lbs | 0 | 0 | 0 | 0 | 0 | 0 | 0
ME Mercury Cap Annual v3.1 | 500 | 1509 | Rate Constraint in MTons | FALSE | L | Annual | Allowances Withdrawn (1:1) | lbs | 0 | 0 | 0 | 0 | 0 | 0 | 0
ME Mercury Cap Annual v3.1 | 500 | 1509 | Rate Constraint in MTons | FALSE | L | Annual | Allowances Withdrawn (n:1) | lbs | 0 | 0 | 0 | 0 | 0 | 0 | 0
ME Mercury Cap Annual v3.1 | 500 | 1509 | Rate Constraint in MTons | FALSE | L | Annual | Net Emissions Allowance Position | lbs | 0 | 0 | 0 | 0 | 0 | 0 | 0
ME Mercury Cap Annual v3.1 | 500 | 1509 | Rate Constraint in MTons | FALSE | L | Annual | Fuel Consumed | TBtu | 0 | 0 | 0 | 0 | 0 | 0 | 0
ME Mercury Cap Annual v3.1 | 500 | 1509 | Rate Constraint in MTons | FALSE | L | Annual | Rate | lb/MMBtu | 0 | 0 | 0 | 0 | 0 | 0 | 0
ME Mercury Cap Annual v3.1 | 500 | 1509 | Rate Constraint in MTons | FALSE | L | Annual | Generation | TWh | 0 | 0 | 0 | 0 | 0 | 0 | 0
ME Mercury Cap Annual v3.1 | 500 | 1509 | Rate Constraint in MTons | FALSE | L | Annual | Qualifying Generation | TWh | 0 | 0 | 0 | 0 | 0 | 0 | 0
ME Mercury Cap Annual v3.1 | 500 | 1509 | Rate Constraint in MTons | FALSE | L | Annual | Rate | lb/MWh | 0 | 0 | 0 | 0 | 0 | 0 | 0
ME Mercury Cap Annual v3.1 | 500 | 1509 | Rate Constraint in MTons | FALSE | L | Annual | Constraint Shadow Price | US$/Lb | 0 | 0 | 0 | 0 | 0 | 0 | 0
MI Hg Rule - MER Annual Reduction v4.10 | 501 | 2216 | MACT Fuel Choice Floor in lbs/MMBtu | FALSE | L | Annual | Seasons Included | Seasons | Winter, Summer | Winter, Summer | Winter, Summer | Winter, Summer | Winter, Summer | Winter, Summer | Winter, Summer
MI Hg Rule - MER Annual Reduction v4.10 | 501 | 2216 | MACT Fuel Choice Floor in lbs/MMBtu | FALSE | L | Annual | Emission Floor | lbs/MMBtu | 8.07e-07 | 8.07e-07 | 8.07e-07 | 8.07e-07 | 8.07e-07 | 8.07e-07 | 8.07e-07
MI Hg Rule - MER Annual Reduction v4.10 | 501 | 2216 | MACT Fuel Choice Floor in lbs/MMBtu | FALSE | L | Annual | Emissions at Affected Plants MER | lbs | 303.1991 | 300.0933 | 299.8278 | 300.8833 | 300.3612 | 300.2906 | 299.2857
MI Hg Rule - MER Annual Reduction v4.10 | 501 | 2216 | MACT Fuel Choice Floor in lbs/MMBtu | FALSE | L | Annual | Allowances Purchased MER | lbs | 0 | 0 | 0 | 0 | 0 | 0 | 0
MI Hg Rule - MER Annual Reduction v4.10 | 501 | 2216 | MACT Fuel Choice Floor in lbs/MMBtu | FALSE | L | Annual | Allowances Sold MER | lbs | 0 | 0 | 0 | 0 | 0 | 0 | 0
MI Hg Rule - MER Annual Reduction v4.10 | 501 | 2216 | MACT Fuel Choice Floor in lbs/MMBtu | FALSE | L | Annual | Allowances Banked | lbs | 0 | 0 | 0 | 0 | 0 | 0 | 0
MI Hg Rule - MER Annual Reduction v4.10 | 501 | 2216 | MACT Fuel Choice Floor in lbs/MMBtu | FALSE | L | Annual | Allowances Withdrawn (1:1) | lbs | 0 | 0 | 0 | 0 | 0 | 0 | 0
MI Hg Rule - MER Annual Reduction v4.10 | 501 | 2216 | MACT Fuel Choice Floor in lbs/MMBtu | FALSE | L | Annual | Allowances Withdrawn (n:1) | lbs | 0 | 0 | 0 | 0 | 0 | 0 | 0
MI Hg Rule - MER Annual Reduction v4.10 | 501 | 2216 | MACT Fuel Choice Floor in lbs/MMBtu | FALSE | L | Annual | Net Emissions Allowance Position | lbs | 303.1991 | 300.0933 | 299.8278 | 300.8833 | 300.3612 | 300.2906 | 299.2857
MI Hg Rule - MER Annual Reduction v4.10 | 501 | 2216 | MACT Fuel Choice Floor in lbs/MMBtu | FALSE | L | Annual | Fuel Consumed | TBtu | 673.166 | 652.5777 | 652.5977 | 652.4484 | 651.0447 | 652.245 | 653.7718
MI Hg Rule - MER Annual Reduction v4.10 | 501 | 2216 | MACT Fuel Choice Floor in lbs/MMBtu | FALSE | L | Annual | Rate | lb/MMBtu | 4.5041e-07 | 4.5986e-07 | 4.5944e-07 | 4.6116e-07 | 4.6135e-07 | 4.604e-07 | 4.5778e-07
MI Hg Rule - MER Annual Reduction v4.10 | 501 | 2216 | MACT Fuel Choice Floor in lbs/MMBtu | FALSE | L | Annual | Generation | TWh | 67.5914 | 65.9284 | 65.9284 | 65.9284 | 65.8144 | 65.9066 | 66.0127
MI Hg Rule - MER Annual Reduction v4.10 | 501 | 2216 | MACT Fuel Choice Floor in lbs/MMBtu | FALSE | L | Annual | Qualifying Generation | TWh | 67.5914 | 65.9284 | 65.9284 | 65.9284 | 65.8144 | 65.9066 | 66.0127
MI Hg Rule - MER Annual Reduction v4.10 | 501 | 2216 | MACT Fuel Choice Floor in lbs/MMBtu | FALSE | L | Annual | Constraint Shadow Price | US$/Lb | 0 | 0 | 0 | 0 | 0 | 0 | 0
Missouri - NOX .18 Rate Annual v3.1 | 502 | 1820 | Rate Constraint in lbs/MMBtu | FALSE | L | Annual | Seasons Included | Seasons | Winter, Summer | Winter, Summer | Winter, Summer | Winter, Summer | Winter, Summer | Winter, Summer | Winter, Summer
Missouri - NOX .18 Rate Annual v3.1 | 502 | 1820 | Rate Constraint in lbs/MMBtu | FALSE | L | Annual | Standard | lb/MMBtu | 0.18 | 0.18 | 0.18 | 0.18 | 0.18 | 0.18 | 0.18
Missouri - NOX .18 Rate Annual v3.1 | 502 | 1820 | Rate Constraint in lbs/MMBtu | FALSE | L | Annual | Emissions at Affected Plants NOX | MTons | 17.7125 | 17.7469 | 17.7664 | 17.7741 | 17.7102 | 17.7717 | 17.757
Missouri - NOX .18 Rate Annual v3.1 | 502 | 1820 | Rate Constraint in lbs/MMBtu | FALSE | L | Annual | Allowances Purchased NOX | MTons | 0 | 0 | 0 | 0 | 0 | 0 | 0
Missouri - NOX .18 Rate Annual v3.1 | 502 | 1820 | Rate Constraint in lbs/MMBtu | FALSE | L | Annual | Allowances Sold NOX | MTons | 0 | 0 | 0 | 0 | 0 | 0 | 0
Missouri - NOX .18 Rate Annual v3.1 | 502 | 1820 | Rate Constraint in lbs/MMBtu | FALSE | L | Annual | Allowances Banked | MTons | 0 | 11.3847 | 0 | 0 | 0 | 0 | 0
Missouri - NOX .18 Rate Annual v3.1 | 502 | 1820 | Rate Constraint in lbs/MMBtu | FALSE | L | Annual | Allowances Withdrawn (1:1) | MTons | 0 | 0 | -2.8462 | 0 | 0 | 0 | 0
Missouri - NOX .18 Rate Annual v3.1 | 502 | 1820 | Rate Constraint in lbs/MMBtu | FALSE | L | Annual | Allowances Withdrawn (n:1) | MTons | 0 | 0 | 0 | 0 | 0 | 0 | 0
Missouri - NOX .18 Rate Annual v3.1 | 502 | 1820 | Rate Constraint in lbs/MMBtu | FALSE | L | Annual | Net Emissions Allowance Position | MTons | 17.7125 | 29.1315 | 14.9203 | 17.7741 | 17.7102 | 17.7717 | 17.757
Missouri - NOX .18 Rate Annual v3.1 | 502 | 1820 | Rate Constraint in lbs/MMBtu | FALSE | L | Annual | Fuel Consumed | TBtu | 324.3089 | 323.6837 | 324.0645 | 323.8926 | 322.1554 | 323.9416 | 324.2415
Missouri - NOX .18 Rate Annual v3.1 | 502 | 1820 | Rate Constraint in lbs/MMBtu | FALSE | L | Annual | Rate | lb/MMBtu | 0.10923 | 0.10966 | 0.10965 | 0.10975 | 0.10995 | 0.10972 | 0.10953
Missouri - NOX .18 Rate Annual v3.1 | 502 | 1820 | Rate Constraint in lbs/MMBtu | FALSE | L | Annual | Generation | TWh | 32.1082 | 32.1082 | 32.1154 | 32.1154 | 31.9579 | 32.1154 | 32.1154
Missouri - NOX .18 Rate Annual v3.1 | 502 | 1820 | Rate Constraint in lbs/MMBtu | FALSE | L | Annual | Qualifying Generation | TWh | 32.1082 | 32.1082 | 32.1154 | 32.1154 | 31.9579 | 32.1154 | 32.1154
Missouri - NOX .18 Rate Annual v3.1 | 502 | 1820 | Rate Constraint in lbs/MMBtu | FALSE | L | Annual | Rate | lb/MWh | 0.55165 | 0.55272 | 0.55321 | 0.55344 | 0.55417 | 0.55337 | 0.55291
Missouri - NOX .18 Rate Annual v3.1 | 502 | 1820 | Rate Constraint in lbs/MMBtu | FALSE | L | Annual | Constraint Shadow Price | US$/Ton | 0 | 0 | 0 | 0 | 0 | 0 | 0
Missouri - NOX .25 Rate Annual v3.1 | 503 | 1821 | Rate Constraint in lbs/MMBtu | FALSE | L | Annual | Seasons Included | Seasons | Winter, Summer | Winter, Summer | Winter, Summer | Winter, Summer | Winter, Summer | Winter, Summer | Winter, Summer
Missouri - NOX .25 Rate Annual v3.1 | 503 | 1821 | Rate Constraint in lbs/MMBtu | FALSE | L | Annual | Standard | lb/MMBtu | 0.25 | 0.25 | 0.25 | 0.25 | 0.25 | 0.25 | 0.25
Missouri - NOX .25 Rate Annual v3.1 | 503 | 1821 | Rate Constraint in lbs/MMBtu | FALSE | L | Annual | Emissions at Affected Plants NOX | MTons | 18.4057 | 19.0213 | 19.0047 | 18.9683 | 18.5808 | 18.8867 | 19.1167
Missouri - NOX .25 Rate Annual v3.1 | 503 | 1821 | Rate Constraint in lbs/MMBtu | FALSE | L | Annual | Allowances Purchased NOX | MTons | 0 | 0 | 0 | 0 | 0 | 0 | 0
Missouri - NOX .25 Rate Annual v3.1 | 503 | 1821 | Rate Constraint in lbs/MMBtu | FALSE | L | Annual | Allowances Sold NOX | MTons | 0 | 0 | 0 | 0 | 0 | 0 | 0
Missouri - NOX .25 Rate Annual v3.1 | 503 | 1821 | Rate Constraint in lbs/MMBtu | FALSE | L | Annual | Allowances Banked | MTons | 0 | 3.0159 | 0 | 0 | 3.0098 | 0 | 0
Missouri - NOX .25 Rate Annual v3.1 | 503 | 1821 | Rate Constraint in lbs/MMBtu | FALSE | L | Annual | Allowances Withdrawn (1:1) | MTons | 0 | 0 | -0.75397 | 0 | 0 | -1.5049 | 0
Missouri - NOX .25 Rate Annual v3.1 | 503 | 1821 | Rate Constraint in lbs/MMBtu | FALSE | L | Annual | Allowances Withdrawn (n:1) | MTons | 0 | 0 | 0 | 0 | 0 | 0 | 0
Missouri - NOX .25 Rate Annual v3.1 | 503 | 1821 | Rate Constraint in lbs/MMBtu | FALSE | L | Annual | Net Emissions Allowance Position | MTons | 18.4057 | 22.0372 | 18.2507 | 18.9683 | 21.5906 | 17.3818 | 19.1167
Missouri - NOX .25 Rate Annual v3.1 | 503 | 1821 | Rate Constraint in lbs/MMBtu | FALSE | L | Annual | Fuel Consumed | TBtu | 168.0458 | 176.2973 | 176.429 | 176.1179 | 172.7248 | 175.4612 | 177.5662
Missouri - NOX .25 Rate Annual v3.1 | 503 | 1821 | Rate Constraint in lbs/MMBtu | FALSE | L | Annual | Rate | lb/MMBtu | 0.21906 | 0.21579 | 0.21544 | 0.2154 | 0.21515 | 0.21528 | 0.21532
Missouri - NOX .25 Rate Annual v3.1 | 503 | 1821 | Rate Constraint in lbs/MMBtu | FALSE | L | Annual | Generation | TWh | 17.3096 | 18.1696 | 18.1696 | 18.1374 | 17.8075 | 18.0681 | 18.2811
Missouri - NOX .25 Rate Annual v3.1 | 503 | 1821 | Rate Constraint in lbs/MMBtu | FALSE | L | Annual | Qualifying Generation | TWh | 17.3096 | 18.1696 | 18.1696 | 18.1374 | 17.8075 | 18.0681 | 18.2811
Missouri - NOX .25 Rate Annual v3.1 | 503 | 1821 | Rate Constraint in lbs/MMBtu | FALSE | L | Annual | Rate | lb/MWh | 1.0633 | 1.0469 | 1.046 | 1.0458 | 1.0434 | 1.0453 | 1.0457
Missouri - NOX .25 Rate Annual v3.1 | 503 | 1821 | Rate Constraint in lbs/MMBtu | FALSE | L | Annual | Constraint Shadow Price | US$/Ton | 0 | 0 | 0 | 0 | 0 | 0 | 0
Missouri - NOX .35 Rate Annual v3.1 | 504 | 1822 | Rate Constraint in lbs/MMBtu | FALSE | L | Annual | Seasons Included | Seasons | Winter, Summer | Winter, Summer | Winter, Summer | Winter, Summer | Winter, Summer | Winter, Summer | Winter, Summer
Missouri - NOX .35 Rate Annual v3.1 | 504 | 1822 | Rate Constraint in lbs/MMBtu | FALSE | L | Annual | Standard | lb/MMBtu | 0.35 | 0.35 | 0.35 | 0.35 | 0.35 | 0.35 | 0.35
Missouri - NOX .35 Rate Annual v3.1 | 504 | 1822 | Rate Constraint in lbs/MMBtu | FALSE | L | Annual | Emissions at Affected Plants NOX | MTons | 18.5344 | 18.5798 | 18.5993 | 18.6389 | 16.3586 | 17.7075 | 18.7224
Missouri - NOX .35 Rate Annual v3.1 | 504 | 1822 | Rate Constraint in lbs/MMBtu | FALSE | L | Annual | Allowances Purchased NOX | MTons | 0 | 0 | 0 | 0 | 0 | 0 | 0
Missouri - NOX .35 Rate Annual v3.1 | 504 | 1822 | Rate Constraint in lbs/MMBtu | FALSE | L | Annual | Allowances Sold NOX | MTons | 0 | 0 | 0 | 0 | 0 | 0 | 0
Missouri - NOX .35 Rate Annual v3.1 | 504 | 1822 | Rate Constraint in lbs/MMBtu | FALSE | L | Annual | Allowances Banked | MTons | 0 | 45.0948 | 0 | 0 | 0 | 0 | 0
Missouri - NOX .35 Rate Annual v3.1 | 504 | 1822 | Rate Constraint in lbs/MMBtu | FALSE | L | Annual | Allowances Withdrawn (1:1) | MTons | 0 | 0 | -11.2737 | 0 | 0 | 0 | 0
Missouri - NOX .35 Rate Annual v3.1 | 504 | 1822 | Rate Constraint in lbs/MMBtu | FALSE | L | Annual | Allowances Withdrawn (n:1) | MTons | 0 | 0 | 0 | 0 | 0 | 0 | 0
Missouri - NOX .35 Rate Annual v3.1 | 504 | 1822 | Rate Constraint in lbs/MMBtu | FALSE | L | Annual | Net Emissions Allowance Position | MTons | 18.5344 | 63.6746 | 7.3256 | 18.6389 | 16.3586 | 17.7075 | 18.7224
Missouri - NOX .35 Rate Annual v3.1 | 504 | 1822 | Rate Constraint in lbs/MMBtu | FALSE | L | Annual | Fuel Consumed | TBtu | 358.8982 | 363.8551 | 364.3417 | 365.3615 | 319.0535 | 354.5456 | 366.892
Missouri - NOX .35 Rate Annual v3.1 | 504 | 1822 | Rate Constraint in lbs/MMBtu | FALSE | L | Annual | Rate | lb/MMBtu | 0.10329 | 0.10213 | 0.1021 | 0.10203 | 0.10254 | 0.099889 | 0.10206
Missouri - NOX .35 Rate Annual v3.1 | 504 | 1822 | Rate Constraint in lbs/MMBtu | FALSE | L | Annual | Generation | TWh | 35.0593 | 35.7007 | 35.7485 | 35.8301 | 31.1646 | 34.7702 | 35.9791
Missouri - NOX .35 Rate Annual v3.1 | 504 | 1822 | Rate Constraint in lbs/MMBtu | FALSE | L | Annual | Qualifying Generation | TWh | 35.0593 | 35.7007 | 35.7485 | 35.8301 | 31.1646 | 34.7702 | 35.9791
Missouri - NOX .35 Rate Annual v3.1 | 504 | 1822 | Rate Constraint in lbs/MMBtu | FALSE | L | Annual | Rate | lb/MWh | 0.52866 | 0.52043 | 0.52028 | 0.5202 | 0.52491 | 0.50927 | 0.52037
Missouri - NOX .35 Rate Annual v3.1 | 504 | 1822 | Rate Constraint in lbs/MMBtu | FALSE | L | Annual | Constraint Shadow Price | US$/Ton | 0 | 0 | 0 | 0 | 0 | 0 | 0
MN Hg Emis Red Act - MER Removal Annual v3.1 | 505 | 1511 | MACT Fuel Choice Floor in lbs/MMBtu | FALSE | L | Annual | Seasons Included | Seasons | Winter, Summer | Winter, Summer | Winter, Summer | Winter, Summer | Winter, Summer | Winter, Summer | Winter, Summer
MN Hg Emis Red Act - MER Removal Annual v3.1 | 505 | 1511 | MACT Fuel Choice Floor in lbs/MMBtu | FALSE | L | Annual | Emission Floor | lbs/MMBtu | 0 | 0 | 0 | 0 | 0 | 0 | 0
MN Hg Emis Red Act - MER Removal Annual v3.1 | 505 | 1511 | MACT Fuel Choice Floor in lbs/MMBtu | FALSE | L | Annual | Emissions at Affected Plants MER | lbs | 142.1703 | 132.8749 | 117.57 | 117.57 | 116.5613 | 117.57 | 116.415
MN Hg Emis Red Act - MER Removal Annual v3.1 | 505 | 1511 | MACT Fuel Choice Floor in lbs/MMBtu | FALSE | L | Annual | Allowances Purchased MER | lbs | 0 | 0 | 0 | 0 | 0 | 0 | 0
MN Hg Emis Red Act - MER Removal Annual v3.1 | 505 | 1511 | MACT Fuel Choice Floor in lbs/MMBtu | FALSE | L | Annual | Allowances Sold MER | lbs | 0 | 0 | 0 | 0 | 0 | 0 | 0
MN Hg Emis Red Act - MER Removal Annual v3.1 | 505 | 1511 | MACT Fuel Choice Floor in lbs/MMBtu | FALSE | L | Annual | Allowances Banked | lbs | 0 | 0 | 0 | 0 | 0 | 0 | 0
MN Hg Emis Red Act - MER Removal Annual v3.1 | 505 | 1511 | MACT Fuel Choice Floor in lbs/MMBtu | FALSE | L | Annual | Allowances Withdrawn (1:1) | lbs | 0 | 0 | 0 | 0 | 0 | 0 | 0
MN Hg Emis Red Act - MER Removal Annual v3.1 | 505 | 1511 | MACT Fuel Choice Floor in lbs/MMBtu | FALSE | L | Annual | Allowances Withdrawn (n:1) | lbs | 0 | 0 | 0 | 0 | 0 | 0 | 0
MN Hg Emis Red Act - MER Removal Annual v3.1 | 505 | 1511 | MACT Fuel Choice Floor in lbs/MMBtu | FALSE | L | Annual | Net Emissions Allowance Position | lbs | 142.1703 | 132.8749 | 117.57 | 117.57 | 116.5613 | 117.57 | 116.415
MN Hg Emis Red Act - MER Removal Annual v3.1 | 505 | 1511 | MACT Fuel Choice Floor in lbs/MMBtu | FALSE | L | Annual | Fuel Consumed | TBtu | 264.4489 | 264.5397 | 266.3115 | 266.3115 | 263.9325 | 266.3115 | 266.3115
MN Hg Emis Red Act - MER Removal Annual v3.1 | 505 | 1511 | MACT Fuel Choice Floor in lbs/MMBtu | FALSE | L | Annual | Rate | lb/MMBtu | 5.3761e-07 | 5.0229e-07 | 4.4148e-07 | 4.4148e-07 | 4.4163e-07 | 4.4148e-07 | 4.3714e-07
MN Hg Emis Red Act - MER Removal Annual v3.1 | 505 | 1511 | MACT Fuel Choice Floor in lbs/MMBtu | FALSE | L | Annual | Generation | TWh | 25.6111 | 25.6194 | 25.7816 | 25.7816 | 25.5639 | 25.7816 | 25.7816
MN Hg Emis Red Act - MER Removal Annual v3.1 | 505 | 1511 | MACT Fuel Choice Floor in lbs/MMBtu | FALSE | L | Annual | Qualifying Generation | TWh | 25.6111 | 25.6194 | 25.7816 | 25.7816 | 25.5639 | 25.7816 | 25.7816
MN Hg Emis Red Act - MER Removal Annual v3.1 | 505 | 1511 | MACT Fuel Choice Floor in lbs/MMBtu | FALSE | L | Annual | Constraint Shadow Price | US$/Lb | 0 | 0 | 0 | 0 | 0 | 0 | 0
MN Reg Silver Lake 4 - NOX Rate Annual v3.1, Unit 3606 and retrofits | 506 | 1824 | Rate Constraint in lbs/MMBtu | FALSE | L | Annual | Seasons Included | Seasons | Winter, Summer | Winter, Summer | Winter, Summer | Winter, Summer | Winter, Summer | Winter, Summer | Winter, Summer
MN Reg Silver Lake 4 - NOX Rate Annual v3.1, Unit 3606 and retrofits | 506 | 1824 | Rate Constraint in lbs/MMBtu | FALSE | L | Annual | Standard | lb/MMBtu | 0.15 | 0.15 | 0.15 | 0.15 | 0.15 | 0.15 | 0.15
MN Reg Silver Lake 4 - NOX Rate Annual v3.1, Unit 3606 and retrofits | 506 | 1824 | Rate Constraint in lbs/MMBtu | FALSE | L | Annual | Emissions at Affected Plants NOX | MTons | 0 | 0 | 0 | 0 | 0 | 0 | 0
MN Reg Silver Lake 4 - NOX Rate Annual v3.1, Unit 3606 and retrofits | 506 | 1824 | Rate Constraint in lbs/MMBtu | FALSE | L | Annual | Allowances Purchased NOX | MTons | 0 | 0 | 0 | 0 | 0 | 0 | 0
MN Reg Silver Lake 4 - NOX Rate Annual v3.1, Unit 3606 and retrofits | 506 | 1824 | Rate Constraint in lbs/MMBtu | FALSE | L | Annual | Allowances Sold NOX | MTons | 0 | 0 | 0 | 0 | 0 | 0 | 0
MN Reg Silver Lake 4 - NOX Rate Annual v3.1, Unit 3606 and retrofits | 506 | 1824 | Rate Constraint in lbs/MMBtu | FALSE | L | Annual | Allowances Banked | MTons | 0 | 0 | 0 | 0 | 0 | 0 | 0
MN Reg Silver Lake 4 - NOX Rate Annual v3.1, Unit 3606 and retrofits | 506 | 1824 | Rate Constraint in lbs/MMBtu | FALSE | L | Annual | Allowances Withdrawn (1:1) | MTons | 0 | 0 | 0 | 0 | 0 | 0 | 0
MN Reg Silver Lake 4 - NOX Rate Annual v3.1, Unit 3606 and retrofits | 506 | 1824 | Rate Constraint in lbs/MMBtu | FALSE | L | Annual | Allowances Withdrawn (n:1) | MTons | 0 | 0 | 0 | 0 | 0 | 0 | 0
MN Reg Silver Lake 4 - NOX Rate Annual v3.1, Unit 3606 and retrofits | 506 | 1824 | Rate Constraint in lbs/MMBtu | FALSE | L | Annual | Net Emissions Allowance Position | MTons | 0 | 0 | 0 | 0 | 0 | 0 | 0
MN Reg Silver Lake 4 - NOX Rate Annual v3.1, Unit 3606 and retrofits | 506 | 1824 | Rate Constraint in lbs/MMBtu | FALSE | L | Annual | Fuel Consumed | TBtu | 0 | 0 | 0 | 0 | 0 | 0 | 0
MN Reg Silver Lake 4 - NOX Rate Annual v3.1, Unit 3606 and retrofits | 506 | 1824 | Rate Constraint in lbs/MMBtu | FALSE | L | Annual | Rate | lb/MMBtu | 0 | 0 | 0 | 0 | 0 | 0 | 0
MN Reg Silver Lake 4 - NOX Rate Annual v3.1, Unit 3606 and retrofits | 506 | 1824 | Rate Constraint in lbs/MMBtu | FALSE | L | Annual | Generation | TWh | 0 | 0 | 0 | 0 | 0 | 0 | 0
MN Reg Silver Lake 4 - NOX Rate Annual v3.1, Unit 3606 and retrofits | 506 | 1824 | Rate Constraint in lbs/MMBtu | FALSE | L | Annual | Qualifying Generation | TWh | 0 | 0 | 0 | 0 | 0 | 0 | 0
MN Reg Silver Lake 4 - NOX Rate Annual v3.1, Unit 3606 and retrofits | 506 | 1824 | Rate Constraint in lbs/MMBtu | FALSE | L | Annual | Rate | lb/MWh | 0 | 0 | 0 | 0 | 0 | 0 | 0
MN Reg Silver Lake 4 - NOX Rate Annual v3.1, Unit 3606 and retrofits | 506 | 1824 | Rate Constraint in lbs/MMBtu | FALSE | L | Annual | Constraint Shadow Price | US$/Ton | 10347.3491 | 16573.9825 | 4201.2247 | 3635.6931 | 3059.6946 | 2943.0396 | 2423.6559
MT Hg Rate Lignite Annual v3.1 | 507 | 1517 | Rate Constraint in lbs/MMBtu | FALSE | L | Annual | Seasons Included | Seasons | Winter, Summer | Winter, Summer | Winter, Summer | Winter, Summer | Winter, Summer | Winter, Summer | Winter, Summer
MT Hg Rate Lignite Annual v3.1 | 507 | 1517 | Rate Constraint in lbs/MMBtu | FALSE | L | Annual | Standard | lb/MMBtu | 1.5e-06 | 1.5e-06 | 1.5e-06 | 1.5e-06 | 1.5e-06 | 1.5e-06 | 1.5e-06
MT Hg Rate Lignite Annual v3.1 | 507 | 1517 | Rate Constraint in lbs/MMBtu | FALSE | L | Annual | Emissions at Affected Plants MER | lbs | 4.4233 | 5.1755 | 5.1755 | 4.7814 | 3.9502 | 4.7814 | 5.4739
MT Hg Rate Lignite Annual v3.1 | 507 | 1517 | Rate Constraint in lbs/MMBtu | FALSE | L | Annual | Allowances Purchased MER | lbs | 0 | 0 | 0 | 0 | 0 | 0 | 0
MT Hg Rate Lignite Annual v3.1 | 507 | 1517 | Rate Constraint in lbs/MMBtu | FALSE | L | Annual | Allowances Sold MER | lbs | 0 | 0 | 0 | 0 | 0 | 0 | 0
MT Hg Rate Lignite Annual v3.1 | 507 | 1517 | Rate Constraint in lbs/MMBtu | FALSE | L | Annual | Allowances Banked | lbs | 0 | 1.6765 | 0 | 0 | 1.2797 | 1.5488 | 0
MT Hg Rate Lignite Annual v3.1 | 507 | 1517 | Rate Constraint in lbs/MMBtu | FALSE | L | Annual | Allowances Withdrawn (1:1) | lbs | 0 | 0 | -0.41911 | 0 | 0 | 0 | 0
MT Hg Rate Lignite Annual v3.1 | 507 | 1517 | Rate Constraint in lbs/MMBtu | FALSE | L | Annual | Allowances Withdrawn (n:1) | lbs | 0 | 0 | 0 | 0 | 0 | 0 | 0
MT Hg Rate Lignite Annual v3.1 | 507 | 1517 | Rate Constraint in lbs/MMBtu | FALSE | L | Annual | Net Emissions Allowance Position | lbs | 4.4233 | 6.852 | 4.7564 | 4.7814 | 5.2299 | 6.3303 | 5.4739
MT Hg Rate Lignite Annual v3.1 | 507 | 1517 | Rate Constraint in lbs/MMBtu | FALSE | L | Annual | Fuel Consumed | TBtu | 3.9041 | 4.568 | 4.568 | 4.2202 | 3.4865 | 4.2202 | 4.8313
MT Hg Rate Lignite Annual v3.1 | 507 | 1517 | Rate Constraint in lbs/MMBtu | FALSE | L | Annual | Rate | lb/MMBtu | 1.133e-06 | 1.133e-06 | 1.133e-06 | 1.133e-06 | 1.133e-06 | 1.133e-06 | 1.133e-06
MT Hg Rate Lignite Annual v3.1 | 507 | 1517 | Rate Constraint in lbs/MMBtu | FALSE | L | Annual | Generation | TWh | 0.30931 | 0.36191 | 0.36191 | 0.33435 | 0.27622 | 0.33435 | 0.38277
MT Hg Rate Lignite Annual v3.1 | 507 | 1517 | Rate Constraint in lbs/MMBtu | FALSE | L | Annual | Qualifying Generation | TWh | 0.30931 | 0.36191 | 0.36191 | 0.33435 | 0.27622 | 0.33435 | 0.38277
MT Hg Rate Lignite Annual v3.1 | 507 | 1517 | Rate Constraint in lbs/MMBtu | FALSE | L | Annual | Rate | lb/MWh | 14.3007 | 14.3007 | 14.3007 | 14.3007 | 14.3007 | 14.3007 | 14.3007
MT Hg Rate Lignite Annual v3.1 | 507 | 1517 | Rate Constraint in lbs/MMBtu | FALSE | L | Annual | Constraint Shadow Price | US$/Lb | 0 | 0 | 0 | 0 | 0 | 0 | 0
MT Hg Rate Non Lignite Annual v3.1 | 508 | 1518 | Rate Constraint in lbs/MMBtu | FALSE | L | Annual | Seasons Included | Seasons | Winter, Summer | Winter, Summer | Winter, Summer | Winter, Summer | Winter, Summer | Winter, Summer | Winter, Summer
MT Hg Rate Non Lignite Annual v3.1 | 508 | 1518 | Rate Constraint in lbs/MMBtu | FALSE | L | Annual | Standard | lb/MMBtu | 9e-07 | 9e-07 | 9e-07 | 9e-07 | 9e-07 | 9e-07 | 9e-07
MT Hg Rate Non Lignite Annual v3.1 | 508 | 1518 | Rate Constraint in lbs/MMBtu | FALSE | L | Annual | Emissions at Affected Plants MER | lbs | 82.5869 | 84.385 | 84.385 | 84.7514 | 84.7514 | 84.7514 | 84.7514
MT Hg Rate Non Lignite Annual v3.1 | 508 | 1518 | Rate Constraint in lbs/MMBtu | FALSE | L | Annual | Allowances Purchased MER | lbs | 0 | 0 | 0 | 0 | 0 | 0 | 0
MT Hg Rate Non Lignite Annual v3.1 | 508 | 1518 | Rate Constraint in lbs/MMBtu | FALSE | L | Annual | Allowances Sold MER | lbs | 0 | 0 | 0 | 0 | 0 | 0 | 0
MT Hg Rate Non Lignite Annual v3.1 | 508 | 1518 | Rate Constraint in lbs/MMBtu | FALSE | L | Annual | Allowances Banked | lbs | 0 | 84.556 | 0 | 84.1904 | 84.1907 | 0 | 0
MT Hg Rate Non Lignite Annual v3.1 | 508 | 1518 | Rate Constraint in lbs/MMBtu | FALSE | L | Annual | Allowances Withdrawn (1:1) | lbs | 0 | 0 | -21.139 | 0 | 0 | 0 | 0
MT Hg Rate Non Lignite Annual v3.1 | 508 | 1518 | Rate Constraint in lbs/MMBtu | FALSE | L | Annual | Allowances Withdrawn (n:1) | lbs | 0 | 0 | 0 | 0 | 0 | 0 | 0
MT Hg Rate Non Lignite Annual v3.1 | 508 | 1518 | Rate Constraint in lbs/MMBtu | FALSE | L | Annual | Net Emissions Allowance Position | lbs | 82.5869 | 168.941 | 63.246 | 168.9418 | 168.9421 | 84.7514 | 84.7514
MT Hg Rate Non Lignite Annual v3.1 | 508 | 1518 | Rate Constraint in lbs/MMBtu | FALSE | L | Annual | Fuel Consumed | TBtu | 183.4725 | 187.7133 | 187.7133 | 187.7133 | 187.7133 | 187.7133 | 187.7133
MT Hg Rate Non Lignite Annual v3.1 | 508 | 1518 | Rate Constraint in lbs/MMBtu | FALSE | L | Annual | Rate | lb/MMBtu | 4.5013e-07 | 4.4954e-07 | 4.4954e-07 | 4.5149e-07 | 4.5149e-07 | 4.5149e-07 | 4.5149e-07
MT Hg Rate Non Lignite Annual v3.1 | 508 | 1518 | Rate Constraint in lbs/MMBtu | FALSE | L | Annual | Generation | TWh | 16.9278 | 17.2638 | 17.2638 | 17.2638 | 17.2638 | 17.2638 | 17.2638
MT Hg Rate Non Lignite Annual v3.1 | 508 | 1518 | Rate Constraint in lbs/MMBtu | FALSE | L | Annual | Qualifying Generation | TWh | 16.9278 | 17.2638 | 17.2638 | 17.2638 | 17.2638 | 17.2638 | 17.2638
MT Hg Rate Non Lignite Annual v3.1 | 508 | 1518 | Rate Constraint in lbs/MMBtu | FALSE | L | Annual | Rate | lb/MWh | 4.8788 | 4.888 | 4.888 | 4.9092 | 4.9092 | 4.9092 | 4.9092
MT Hg Rate Non Lignite Annual v3.1 | 508 | 1518 | Rate Constraint in lbs/MMBtu | FALSE | L | Annual | Constraint Shadow Price | US$/Lb | 0 | 0 | 0 | 0 | 0 | 0 | 0
New Hampshire MER Removal Annual v3.1 | 509 | 1966 | MACT Fuel Choice Floor in lbs/MMBtu | FALSE | L | Annual | Seasons Included | Seasons | Winter, Summer | Winter, Summer | Winter, Summer | Winter, Summer | Winter, Summer | Winter, Summer | Winter, Summer
New Hampshire MER Removal Annual v3.1 | 509 | 1966 | MACT Fuel Choice Floor in lbs/MMBtu | FALSE | L | Annual | Emission Floor | lbs/MMBtu | 0 | 0 | 0 | 0 | 0 | 0 | 0
New Hampshire MER Removal Annual v3.1 | 509 | 1966 | MACT Fuel Choice Floor in lbs/MMBtu | FALSE | L | Annual | Emissions at Affected Plants MER | lbs | 0 | 0 | 0 | 0 | 0 | 0 | 0
New Hampshire MER Removal Annual v3.1 | 509 | 1966 | MACT Fuel Choice Floor in lbs/MMBtu | FALSE | L | Annual | Allowances Purchased MER | lbs | 0 | 0 | 0 | 0 | 0 | 0 | 0
New Hampshire MER Removal Annual v3.1 | 509 | 1966 | MACT Fuel Choice Floor in lbs/MMBtu | FALSE | L | Annual | Allowances Sold MER | lbs | 0 | 0 | 0 | 0 | 0 | 0 | 0
New Hampshire MER Removal Annual v3.1 | 509 | 1966 | MACT Fuel Choice Floor in lbs/MMBtu | FALSE | L | Annual | Allowances Banked | lbs | 0 | 0 | 0 | 0 | 0 | 0 | 0
New Hampshire MER Removal Annual v3.1 | 509 | 1966 | MACT Fuel Choice Floor in lbs/MMBtu | FALSE | L | Annual | Allowances Withdrawn (1:1) | lbs | 0 | 0 | 0 | 0 | 0 | 0 | 0
New Hampshire MER Removal Annual v3.1 | 509 | 1966 | MACT Fuel Choice Floor in lbs/MMBtu | FALSE | L | Annual | Allowances Withdrawn (n:1) | lbs | 0 | 0 | 0 | 0 | 0 | 0 | 0
New Hampshire MER Removal Annual v3.1 | 509 | 1966 | MACT Fuel Choice Floor in lbs/MMBtu | FALSE | L | Annual | Net Emissions Allowance Position | lbs | 0 | 0 | 0 | 0 | 0 | 0 | 0
New Hampshire MER Removal Annual v3.1 | 509 | 1966 | MACT Fuel Choice Floor in lbs/MMBtu | FALSE | L | Annual | Fuel Consumed | TBtu | 0 | 0 | 0 | 0 | 0 | 0 | 0
New Hampshire MER Removal Annual v3.1 | 509 | 1966 | MACT Fuel Choice Floor in lbs/MMBtu | FALSE | L | Annual | Rate | lb/MMBtu | 0 | 0 | 0 | 0 | 0 | 0 | 0
New Hampshire MER Removal Annual v3.1 | 509 | 1966 | MACT Fuel Choice Floor in lbs/MMBtu | FALSE | L | Annual | Generation | TWh | 0 | 0 | 0 | 0 | 0 | 0 | 0
New Hampshire MER Removal Annual v3.1 | 509 | 1966 | MACT Fuel Choice Floor in lbs/MMBtu | FALSE | L | Annual | Qualifying Generation | TWh | 0 | 0 | 0 | 0 | 0 | 0 | 0
New Hampshire MER Removal Annual v3.1 | 509 | 1966 | MACT Fuel Choice Floor in lbs/MMBtu | FALSE | L | Annual | Constraint Shadow Price | US$/Lb | 0 | 0 | 0 | 0 | 0 | 0 | 0
New Hampshire 6 Unit - NOX Cap Annual v3.1 | 510 | 1830 | Rate Constraint in MTons | FALSE | L | Annual | Seasons Included | Seasons | Winter, Summer | Winter, Summer | Winter, Summer | Winter, Summer | Winter, Summer | Winter, Summer | Winter, Summer
New Hampshire 6 Unit - NOX Cap Annual v3.1 | 510 | 1830 | Rate Constraint in MTons | FALSE | L | Annual | Standard | MTons | 3.64 | 3.64 | 3.64 | 3.64 | 3.64 | 3.64 | 3.64
New Hampshire 6 Unit - NOX Cap Annual v3.1 | 510 | 1830 | Rate Constraint in MTons | FALSE | L | Annual | Standard NOX | MTons | 3.64 | 3.64 | 3.64 | 3.64 | 3.64 | 3.64 | 3.64
New Hampshire 6 Unit - NOX Cap Annual v3.1 | 510 | 1830 | Rate Constraint in MTons | FALSE | L | Annual | Emissions at Affected Plants NOX | MTons | 0.081628 | 0.03809 | 0.044789 | 0.049355 | 0.049355 | 0.042975 | 0.042975
New Hampshire 6 Unit - NOX Cap Annual v3.1 | 510 | 1830 | Rate Constraint in MTons | FALSE | L | Annual | Allowances Purchased NOX | MTons | 0 | 0 | 0 | 0 | 0 | 0 | 0
New Hampshire 6 Unit - NOX Cap Annual v3.1 | 510 | 1830 | Rate Constraint in MTons | FALSE | L | Annual | Allowances Sold NOX | MTons | 0 | 0 | 0 | 0 | 0 | 0 | 0
New Hampshire 6 Unit - NOX Cap Annual v3.1 | 510 | 1830 | Rate Constraint in MTons | FALSE | L | Annual | Allowances Banked | MTons | 0 | 0 | 3.5952 | 0 | 0 | 0 | 0
New Hampshire 6 Unit - NOX Cap Annual v3.1 | 510 | 1830 | Rate Constraint in MTons | FALSE | L | Annual | Allowances Withdrawn (1:1) | MTons | 0 | 0 | 0 | -2.8762 | 0 | 0 | 0
New Hampshire 6 Unit - NOX Cap Annual v3.1 | 510 | 1830 | Rate Constraint in MTons | FALSE | L | Annual | Allowances Withdrawn (n:1) | MTons | 0 | 0 | 0 | 0 | 0 | 0 | 0
New Hampshire 6 Unit - NOX Cap Annual v3.1 | 510 | 1830 | Rate Constraint in MTons | FALSE | L | Annual | Net Emissions Allowance Position | MTons | 0.081628 | 0.03809 | 3.64 | -2.8268 | 0.049355 | 0.042975 | 0.042975
New Hampshire 6 Unit - NOX Cap Annual v3.1 | 510 | 1830 | Rate Constraint in MTons | FALSE | L | Annual | Fuel Consumed | TBtu | 2.0058 | 1.1529 | 1.3557 | 1.4939 | 1.4939 | 1.3008 | 1.3008
New Hampshire 6 Unit - NOX Cap Annual v3.1 | 510 | 1830 | Rate Constraint in MTons | FALSE | L | Annual | Rate | lb/MMBtu | 0.08139 | 0.066075 | 0.066075 | 0.066075 | 0.066075 | 0.066075 | 0.066075
New Hampshire 6 Unit - NOX Cap Annual v3.1 | 510 | 1830 | Rate Constraint in MTons | FALSE | L | Annual | Generation | TWh | 0.13951 | 0.078197 | 0.09195 | 0.10132 | 0.10132 | 0.088226 | 0.088226
New Hampshire 6 Unit - NOX Cap Annual v3.1 | 510 | 1830 | Rate Constraint in MTons | FALSE | L | Annual | Qualifying Generation | TWh | 0.13951 | 0.078197 | 0.09195 | 0.10132 | 0.10132 | 0.088226 | 0.088226
New Hampshire 6 Unit - NOX Cap Annual v3.1 | 510 | 1830 | Rate Constraint in MTons | FALSE | L | Annual | Rate | lb/MWh | 0.58512 | 0.4871 | 0.4871 | 0.4871 | 0.4871 | 0.4871 | 0.4871
New Hampshire 6 Unit - NOX Cap Annual v3.1 | 510 | 1830 | Rate Constraint in MTons | FALSE | L | Annual | Constraint Shadow Price | US$/Ton | 0 | 0 | 0 | 0 | 0 | 0 | 0
New Hampshire 6 Unit - SO2 Cap Annual v3.1 | 511 | 1831 | Rate Constraint in MTons | FALSE | L | Annual | Seasons Included | Seasons | Winter, Summer | Winter, Summer | Winter, Summer | Winter, Summer | Winter, Summer | Winter, Summer | Winter, Summer
New Hampshire 6 Unit - SO2 Cap Annual v3.1 | 511 | 1831 | Rate Constraint in MTons | FALSE | L | Annual | Standard | MTons | 7.29 | 7.29 | 7.29 | 7.29 | 7.29 | 7.29 | 7.29
New Hampshire 6 Unit - SO2 Cap Annual v3.1 | 511 | 1831 | Rate Constraint in MTons | FALSE | L | Annual | Standard SO2 | MTons | 7.29 | 7.29 | 7.29 | 7.29 | 7.29 | 7.29 | 7.29
New Hampshire 6 Unit - SO2 Cap Annual v3.1 | 511 | 1831 | Rate Constraint in MTons | FALSE | L | Annual | Emissions at Affected Plants SO2 | MTons | 0.059757 | 0.046117 | 0.054228 | 0.059757 | 0.059757 | 0.052032 | 0.052032
New Hampshire 6 Unit - SO2 Cap Annual v3.1 | 511 | 1831 | Rate Constraint in MTons | FALSE | L | Annual | Allowances Purchased SO2 | MTons | 0 | 0 | 0 | 0 | 0 | 0 | 0
New Hampshire 6 Unit - SO2 Cap Annual v3.1 | 511 | 1831 | Rate Constraint in MTons | FALSE | L | Annual | Allowances Sold SO2 | MTons | 0 | 0 | 0 | 0 | 0 | 0 | 0
New Hampshire 6 Unit - SO2 Cap Annual v3.1 | 511 | 1831 | Rate Constraint in MTons | FALSE | L | Annual | Allowances Banked | MTons | 3.645 | 7.5069 | 7.2358 | 0 | 7.2302 | 1.8524 | 0
New Hampshire 6 Unit - SO2 Cap Annual v3.1 | 511 | 1831 | Rate Constraint in MTons | FALSE | L | Annual | Allowances Withdrawn (1:1) | MTons | 0 | -7.29 | 0 | -7.29 | 0 | 0 | -7.29
New Hampshire 6 Unit - SO2 Cap Annual v3.1 | 511 | 1831 | Rate Constraint in MTons | FALSE | L | Annual | Allowances Withdrawn (n:1) | MTons | 0 | 0 | 0 | 0 | 0 | 0 | 0
New Hampshire 6 Unit - SO2 Cap Annual v3.1 | 511 | 1831 | Rate Constraint in MTons | FALSE | L | Annual | Net Emissions Allowance Position | MTons | 3.7048 | 0.26303 | 7.29 | -7.2302 | 7.29 | 1.9044 | -7.238
New Hampshire 6 Unit - SO2 Cap Annual v3.1 | 511 | 1831 | Rate Constraint in MTons | FALSE | L | Annual | Fuel Consumed | TBtu | 2.0058 | 1.1529 | 1.3557 | 1.4939 | 1.4939 | 1.3008 | 1.3008
New Hampshire 6 Unit - SO2 Cap Annual v3.1 | 511 | 1831 | Rate Constraint in MTons | FALSE | L | Annual | Rate | lb/MMBtu | 0.059583 | 0.08 | 0.08 | 0.08 | 0.08 | 0.08 | 0.08
New Hampshire 6 Unit - SO2 Cap Annual v3.1 | 511 | 1831 | Rate Constraint in MTons | FALSE | L | Annual | Generation | TWh | 0.13951 | 0.078197 | 0.09195 | 0.10132 | 0.10132 | 0.088226 | 0.088226
New Hampshire 6 Unit - SO2 Cap Annual v3.1 | 511 | 1831 | Rate Constraint in MTons | FALSE | L | Annual | Qualifying Generation | TWh | 0.13951 | 0.078197 | 0.09195 | 0.10132 | 0.10132 | 0.088226 | 0.088226
New Hampshire 6 Unit - SO2 Cap Annual v3.1 | 511 | 1831 | Rate Constraint in MTons | FALSE | L | Annual | Rate | lb/MWh | 0.42835 | 0.58976 | 0.58976 | 0.58976 | 0.58976 | 0.58976 | 0.58976
New Hampshire 6 Unit - SO2 Cap Annual v3.1 | 511 | 1831 | Rate Constraint in MTons | FALSE | L | Annual | Constraint Shadow Price | US$/Ton | 0 | 0 | 0 | 0 | 0 | 0 | 0
New Hampshire State - NOX Cap Summer v3.1 | 512 | 1832 | Rate Constraint in MTons | FALSE | L | Annual | Seasons Included | Seasons | Summer | Summer | Summer | Summer | Summer | Summer | Summer
New Hampshire State - NOX Cap Summer v3.1 | 512 | 1832 | Rate Constraint in MTons | FALSE | L | Annual | Standard | MTons | 2.9 | 2.9 | 2.9 | 2.9 | 2.9 | 2.9 | 2.9
New Hampshire State - NOX Cap Summer v3.1 | 512 | 1832 | Rate Constraint in MTons | FALSE | L | Annual | Standard NOX | MTons | 2.9 | 2.9 | 2.9 | 2.9 | 2.9 | 2.9 | 2.9
New Hampshire State - NOX Cap Summer v3.1 | 512 | 1832 | Rate Constraint in MTons | FALSE | L | Annual | Emissions at Affected Plants NOX | MTons | 0.021188 | 1.4185e-05 | 0.0046908 | 0.0046908 | 0.0046908 | 0.04327 | 0.082844
New Hampshire State - NOX Cap Summer v3.1 | 512 | 1832 | Rate Constraint in MTons | FALSE | L | Annual | Allowances Purchased NOX | MTons | 0 | 0 | 0 | 0 | 0 | 0 | 0
New Hampshire State - NOX Cap Summer v3.1 | 512 | 1832 | Rate Constraint in MTons | FALSE | L | Annual | Allowances Sold NOX | MTons | 0 | 0 | 0 | 0 | 0 | 0 | 0
New Hampshire State - NOX Cap Summer v3.1 | 512 | 1832 | Rate Constraint in MTons | FALSE | L | Annual | Allowances Banked | MTons | 1.45 | 5.8 | 3.625 | 3.48 | 0 | 0 | 0
New Hampshire State - NOX Cap Summer v3.1 | 512 | 1832 | Rate Constraint in MTons | FALSE | L | Annual | Allowances Withdrawn (1:1) | MTons | 0 | -2.9 | -1.45 | -2.9 | -2.9 | 0 | 0
New Hampshire State - NOX Cap Summer v3.1 | 512 | 1832 | Rate Constraint in MTons | FALSE | L | Annual | Allowances Withdrawn (n:1) | MTons | 0 | 0 | 0 | 0 | 0 | 0 | 0
New Hampshire State - NOX Cap Summer v3.1 | 512 | 1832 | Rate Constraint in MTons | FALSE | L | Annual | Net Emissions Allowance Position | MTons | 1.4712 | 2.9 | 2.1797 | 0.58469 | -2.8953 | 0.04327 | 0.082844
New Hampshire State - NOX Cap Summer v3.1 | 512 | 1832 | Rate Constraint in MTons | FALSE | L | Annual | Fuel Consumed | TBtu | 0.27465 | 0.0025791 | 0.012971 | 0.012971 | 0.012971 | 7.8672 | 15.0625
New Hampshire State - NOX Cap Summer v3.1 | 512 | 1832 | Rate Constraint in MTons | FALSE | L | Annual | Rate | lb/MMBtu | 0.15429 | 0.011 | 0.72331 | 0.72331 | 0.72331 | 0.011 | 0.011
New Hampshire State - NOX Cap Summer v3.1 | 512 | 1832 | Rate Constraint in MTons | FALSE | L | Annual | Generation | TWh | 0.020316 | 0.00026453 | 0.0007975 | 0.0007975 | 0.0007975 | 1.2234 | 2.3424
New Hampshire State - NOX Cap Summer v3.1 | 512 | 1832 | Rate Constraint in MTons | FALSE | L | Annual | Qualifying Generation | TWh | 0.020316 | 0.00026453 | 0.0007975 | 0.0007975 | 0.0007975 | 1.2234 | 2.3424
New Hampshire State - NOX Cap Summer v3.1 | 512 | 1832 | Rate Constraint in MTons | FALSE | L | Annual | Rate | lb/MWh | 1.0429 | 0.053625 | 5.8819 | 5.8819 | 5.8819 | 0.035369 | 0.035367
New Hampshire State - NOX Cap Summer v3.1 | 512 | 1832 | Rate Constraint in MTons | FALSE | L | Annual | Constraint Shadow Price | US$/Ton | 0 | 0 | 0 | 0 | 0 | 0 | 0
New Jersey - MER Removal Annual v3.1 | 513 | 1833 | MACT Fuel Choice Floor in lbs/MMBtu | FALSE | L | Annual | Seasons Included | Seasons | Winter, Summer | Winter, Summer | Winter, Summer | Winter, Summer | Winter, Summer | Winter, Summer | Winter, Summer
New Jersey - MER Removal Annual v3.1 | 513 | 1833 | MACT Fuel Choice Floor in lbs/MMBtu | FALSE | L | Annual | Emission Floor | lbs/MMBtu | 0 | 0 | 0 | 0 | 0 | 0 | 0
New Jersey - MER Removal Annual v3.1 | 513 | 1833 | MACT Fuel Choice Floor in lbs/MMBtu | FALSE | L | Annual | Emissions at Affected Plants MER | lbs | 64.3833 | 73.2227 | 73.0489 | 76.5034 | 66.9699 | 44.2781 | 54.9339
New Jersey - MER Removal Annual v3.1 | 513 | 1833 | MACT Fuel Choice Floor in lbs/MMBtu | FALSE | L | Annual | Allowances Purchased MER | lbs | 0 | 0 | 0 | 0 | 0 | 0 | 0
New Jersey - MER Removal Annual v3.1 | 513 | 1833 | MACT Fuel Choice Floor in lbs/MMBtu | FALSE | L | Annual | Allowances Sold MER | lbs | 0 | 0 | 0 | 0 | 0 | 0 | 0
New Jersey - MER Removal Annual v3.1 | 513 | 1833 | MACT Fuel Choice Floor in lbs/MMBtu | FALSE | L | Annual | Allowances Banked | lbs | 0 | 0 | 0 | 0 | 0 | 0 | 0
New Jersey - MER Removal Annual v3.1 | 513 | 1833 | MACT Fuel Choice Floor in lbs/MMBtu | FALSE | L | Annual | Allowances Withdrawn (1:1) | lbs | 0 | 0 | 0 | 0 | 0 | 0 | 0
New Jersey - MER Removal Annual v3.1 | 513 | 1833 | MACT Fuel Choice Floor in lbs/MMBtu | FALSE | L | Annual | Allowances Withdrawn (n:1) | lbs | 0 | 0 | 0 | 0 | 0 | 0 | 0
New Jersey - MER Removal Annual v3.1 | 513 | 1833 | MACT Fuel Choice Floor in lbs/MMBtu | FALSE | L | Annual | Net Emissions Allowance Position | lbs | 64.3833 | 73.2227 | 73.0489 | 76.5034 | 66.9699 | 44.2781 | 54.9339
New Jersey - MER Removal Annual v3.1 | 513 | 1833 | MACT Fuel Choice Floor in lbs/MMBtu | FALSE | L | Annual | Fuel Consumed | TBtu | 86.3127 | 96.5181 | 96.5296 | 102.3383 | 92.4903 | 99.2701 | 125.3793
New Jersey - MER Removal Annual v3.1 | 513 | 1833 | MACT Fuel Choice Floor in lbs/MMBtu | FALSE | L | Annual | Rate | lb/MMBtu | 7.4593e-07 | 7.5864e-07 | 7.5675e-07 | 7.4755e-07 | 7.2407e-07 | 4.4604e-07 | 4.3814e-07
New Jersey - MER Removal Annual v3.1 | 513 | 1833 | MACT Fuel Choice Floor in lbs/MMBtu | FALSE | L | Annual | Generation | TWh | 8.2118 | 9.1544 | 9.1544 | 9.7026 | 8.7647 | 9.392 | 11.8687
New Jersey - MER Removal Annual v3.1 | 513 | 1833 | MACT Fuel Choice Floor in lbs/MMBtu | FALSE | L | Annual | Qualifying Generation | TWh | 8.2118 | 9.1544 | 9.1544 | 9.7026 | 8.7647 | 9.392 | 11.8687
New Jersey - MER Removal Annual v3.1 | 513 | 1833 | MACT Fuel Choice Floor in lbs/MMBtu | FALSE | L | Annual | Constraint Shadow Price | US$/Lb | 0 | 0 | 0 | 0 | 0 | 0 | 0
New York - NOX Cap Winter v3.1 | 514 | 1834 | Rate Constraint in MTons | FALSE | L | Annual | Seasons Included | Seasons | Winter | Winter | Winter | Winter | Winter | Winter | Winter
New York - NOX Cap Winter v3.1 | 514 | 1834 | Rate Constraint in MTons | FALSE | L | Annual | Standard | MTons | 39.91 | 39.91 | 39.91 | 39.91 | 39.91 | 39.91 | 39.91
New York - NOX Cap Winter v3.1 | 514 | 1834 | Rate Constraint in MTons | FALSE | L | Annual | Standard NOX | MTons | 39.91 | 39.91 | 39.91 | 39.91 | 39.91 | 39.91 | 39.91
New York - NOX Cap Winter v3.1 | 514 | 1834 | Rate Constraint in MTons | FALSE | L | Annual | Emissions at Affected Plants NOX | MTons | 4.3694 | 4.3422 | 4.2712 | 3.5097 | 2.7422 | 1.7572 | 1.7847
New York - NOX Cap Winter v3.1 | 514 | 1834 | Rate Constraint in MTons | FALSE | L | Annual | Allowances Purchased NOX | MTons | 0 | 0 | 0 | 0 | 0 | 0 | 0
New York - NOX Cap Winter v3.1 | 514 | 1834 | Rate Constraint in MTons | FALSE | L | Annual | Allowances Sold NOX | MTons | 0 | 0 | 0 | 0 | 0 | 0 | 0
New York - NOX Cap Winter v3.1 | 514 | 1834 | Rate Constraint in MTons | FALSE | L | Annual | Allowances Banked | MTons | 19.955 | 0 | 35.6388 | 19.381 | 0 | 0 | 0
New York - NOX Cap Winter v3.1 | 514 | 1834 | Rate Constraint in MTons | FALSE | L | Annual | Allowances Withdrawn (1:1) | MTons | 0 | -39.91 | 0 | 0 | -39.91 | 0 | 0
New York - NOX Cap Winter v3.1 | 514 | 1834 | Rate Constraint in MTons | FALSE | L | Annual | Allowances Withdrawn (n:1) | MTons | 0 | 0 | 0 | 0 | 0 | 0 | 0
New York - NOX Cap Winter v3.1 | 514 | 1834 | Rate Constraint in MTons | FALSE | L | Annual | Net Emissions Allowance Position | MTons | 24.3244 | -35.5678 | 39.91 | 22.8906 | -37.1678 | 1.7572 | 1.7847
New York - NOX Cap Winter v3.1 | 514 | 1834 | Rate Constraint in MTons | FALSE | L | Annual | Fuel Consumed | TBtu | 214.3347 | 211.375 | 209.9207 | 174.6861 | 192.5424 | 284.4724 | 288.5269
New York - NOX Cap Winter v3.1 | 514 | 1834 | Rate Constraint in MTons | FALSE | L | Annual | Rate | lb/MMBtu | 0.040772 | 0.041086 | 0.040694 | 0.040182 | 0.028484 | 0.012354 | 0.012371
New York - NOX Cap Winter v3.1 | 514 | 1834 | Rate Constraint in MTons | FALSE | L | Annual | Generation | TWh | 27.9209 | 27.6445 | 27.5194 | 23.1093 | 27.4231 | 42.7715 | 43.8044
New York - NOX Cap Winter v3.1 | 514 | 1834 | Rate Constraint in MTons | FALSE | L | Annual | Qualifying Generation | TWh | 27.9209 | 27.6445 | 27.5194 | 23.1093 | 27.4231 | 42.7715 | 43.8044
New York - NOX Cap Winter v3.1 | 514 | 1834 | Rate Constraint in MTons | FALSE | L | Annual | Rate | lb/MWh | 0.15649 | 0.15707 | 0.15521 | 0.15187 | 0.099996 | 0.041084 | 0.040742
New York - NOX Cap Winter v3.1 | 514 | 1834 | Rate Constraint in MTons | FALSE | L | Annual | Constraint Shadow Price | US$/Ton | 0 | 0 | 0 | 0 | 0 | 0 | 0
New York - SO2 Cap Annual v3.1 | 515 | 1835 | Rate Constraint in MTons | FALSE | L | Annual | Seasons Included | Seasons | Winter, Summer | Winter, Summer | Winter, Summer | Winter, Summer | Winter, Summer | Winter, Summer | Winter, Summer
New York - SO2 Cap Annual v3.1 | 515 | 1835 | Rate Constraint in MTons | FALSE | L | Annual | Standard | MTons | 131.36 | 131.36 | 131.36 | 131.36 | 131.36 | 131.36 | 131.36
New York - SO2 Cap Annual v3.1 | 515 | 1835 | Rate Constraint in MTons | FALSE | L | Annual | Standard SO2 | MTons | 131.36 | 131.36 | 131.36 | 131.36 | 131.36 | 131.36 | 131.36
New York - SO2 Cap Annual v3.1 | 515 | 1835 | Rate Constraint in MTons | FALSE | L | Annual | Emissions at Affected Plants SO2 | MTons | 1.7609 | 2.0682 | 2.0682 | 2.0682 | 1.4925 | 0.45832 | 0.65628
New York - SO2 Cap Annual v3.1 | 515 | 1835 | Rate Constraint in MTons | FALSE | L | Annual | Allowances Purchased SO2 | MTons | 0 | 0 | 0 | 0 | 0 | 0 | 0
New York - SO2 Cap Annual v3.1 | 515 | 1835 | Rate Constraint in MTons | FALSE | L | Annual | Allowances Sold SO2 | MTons | 0 | 0 | 0 | 0 | 0 | 0 | 0
New York - SO2 Cap Annual v3.1 | 515 | 1835 | Rate Constraint in MTons | FALSE | L | Annual | Allowances Banked | MTons | 69.8102 | 0 | 129.2949 | 0 | 129.8697 | 33.5851 | 0
New York - SO2 Cap Annual v3.1 | 515 | 1835 | Rate Constraint in MTons | FALSE | L | Annual | Allowances Withdrawn (1:1) | MTons | 0 | 0 | 0 | -131.36 | 0 | 0 | -131.36
New York - SO2 Cap Annual v3.1 | 515 | 1835 | Rate Constraint in MTons | FALSE | L | Annual | Allowances Withdrawn (n:1) | MTons | 0 | 0 | 0 | 0 | 0 | 0 | 0
New York - SO2 Cap Annual v3.1 | 515 | 1835 | Rate Constraint in MTons | FALSE | L | Annual | Net Emissions Allowance Position | MTons | 71.5711 | 2.0682 | 131.3631 | -129.2918 | 131.3623 | 34.0434 | -130.7037
New York - SO2 Cap Annual v3.1 | 515 | 1835 | Rate Constraint in MTons | FALSE | L | Annual | Fuel Consumed | TBtu | 415.0134 | 410.5258 | 408.4101 | 347.2849 | 393.938 | 548.0386 | 554.5402
New York - SO2 Cap Annual v3.1 | 515 | 1835 | Rate Constraint in MTons | FALSE | L | Annual | Rate | lb/MMBtu | 0.0084861 | 0.010076 | 0.010128 | 0.011911 | 0.0075774 | 0.0016726 | 0.0023669
New York - SO2 Cap Annual v3.1 | 515 | 1835 | Rate Constraint in MTons | FALSE | L | Annual | Generation | TWh | 52.8474 | 52.3559 | 52.3363 | 45.1751 | 54.5401 | 81.199 | 82.888
New York - SO2 Cap Annual v3.1 | 515 | 1835 | Rate Constraint in MTons | FALSE | L | Annual | Qualifying Generation | TWh | 52.8474 | 52.3559 | 52.3363 | 45.1751 | 54.5401 | 81.199 | 82.888
New York - SO2 Cap Annual v3.1 | 515 | 1835 | Rate Constraint in MTons | FALSE | L | Annual | Rate | lb/MWh | 0.033321 | 0.039503 | 0.039518 | 0.045783 | 0.027366 | 0.0056444 | 0.0079177
New York - SO2 Cap Annual v3.1 | 515 | 1835 | Rate Constraint in MTons | FALSE | L | Annual | Constraint Shadow Price | US$/Ton | 0 | 0 | 0 | 0 | 0 | 0 | 0
NJ BLEngland - NOx Annual GPS v4.10, Unit 4087 and retrofits | 516 | 2271 | Rate Constraint in lbs/MWh | FALSE | L | Annual | Seasons Included | Seasons | Winter, Summer | Winter, Summer | Winter, Summer | Winter, Summer | Winter, Summer | Winter, Summer | Winter, Summer
NJ BLEngland - NOx Annual GPS v4.10, Unit 4087 and retrofits | 516 | 2271 | Rate Constraint in lbs/MWh | FALSE | L | Annual | Standard | lb/MWh | 1.5 | 1.5 | 1.5 | 1.5 | 1.5 | 1.5 | 1.5
NJ BLEngland - NOx Annual GPS v4.10, Unit 4087 and retrofits | 516 | 2271 | Rate Constraint in lbs/MWh | FALSE | L | Annual | Emissions at Affected Plants NOX | MTons | 0 | 0 | 0 | 0 | 0 | 0 | 0
NJ BLEngland - NOx Annual GPS v4.10, Unit 4087 and retrofits | 516 | 2271 | Rate Constraint in lbs/MWh | FALSE | L | Annual | Allowances Purchased NOX | MTons | 0 | 0 | 0 | 0 | 0 | 0 | 0
NJ BLEngland - NOx Annual GPS v4.10, Unit 4087 and retrofits | 516 | 2271 | Rate Constraint in lbs/MWh | FALSE | L | Annual | Allowances Sold NOX | MTons | 0 | 0 | 0 | 0 | 0 | 0 | 0
NJ BLEngland - NOx Annual GPS v4.10, Unit 4087 and retrofits | 516 | 2271 | Rate Constraint in lbs/MWh | FALSE | L | Annual | Allowances Banked | MTons | 0 | 0 | 0 | 0 | 0 | 0 | 0
NJ BLEngland - NOx Annual GPS v4.10, Unit 4087 and retrofits | 516 | 2271 | Rate Constraint in lbs/MWh | FALSE | L | Annual | Allowances Withdrawn (1:1) | MTons | 0 | 0 | 0 | 0 | 0 | 0 | 0
NJ BLEngland - NOx Annual GPS v4.10, Unit 4087 and retrofits | 516 | 2271 | Rate Constraint in lbs/MWh | FALSE | L | Annual | Allowances Withdrawn (n:1) | MTons | 0 | 0 | 0 | 0 | 0 | 0 | 0
NJ BLEngland - NOx Annual GPS v4.10, Unit 4087 and retrofits | 516 | 2271 | Rate Constraint in lbs/MWh | FALSE | L | Annual | Net Emissions Allowance Position | MTons | 0 | 0 | 0 | 0 | 0 | 0 | 0
NJ BLEngland - NOx Annual GPS v4.10, Unit 4087 and retrofits | 516 | 2271 | Rate Constraint in lbs/MWh | FALSE | L | Annual | Fuel Consumed | TBtu | 0 | 0 | 0 | 0 | 0 | 0 | 0
NJ BLEngland - NOx Annual GPS v4.10, Unit 4087 and retrofits | 516 | 2271 | Rate Constraint in lbs/MWh | FALSE | L | Annual | Rate | lb/MMBtu | 0 | 0 | 0 | 0 | 0 | 0 | 0
NJ BLEngland - NOx Annual GPS v4.10, Unit 4087 and retrofits | 516 | 2271 | Rate Constraint in lbs/MWh | FALSE | L | Annual | Generation | TWh | 0 | 0 | 0 | 0 | 0 | 0 | 0
NJ BLEngland - NOx Annual GPS v4.10, Unit 4087 and retrofits | 516 | 2271 | Rate Constraint in lbs/MWh | FALSE | L | Annual | Qualifying Generation | TWh | 0 | 0 | 0 | 0 | 0 | 0 | 0
NJ BLEngland - NOx Annual GPS v4.10, Unit 4087 and retrofits | 516 | 2271 | Rate Constraint in lbs/MWh | FALSE | L | Annual | Constraint Shadow Price | US$/Ton | 84317.1129 | 94464.3702 | 52507.9225 | 45100.9905 | 41740.1388 | 13773.0365 | 13697.4161
NJ BLEngland 3- NOx AnnualGPS v4.10, Unit 4052 and retrofits | 517 | 2272 | Rate Constraint in lbs/MWh | FALSE | L | Annual | Seasons Included | Seasons | Winter, Summer | Winter, Summer | Winter, Summer | Winter, Summer | Winter, Summer | Winter, Summer | Winter, Summer
NJ BLEngland 3- NOx AnnualGPS v4.10, Unit 4052 and retrofits | 517 | 2272 | Rate Constraint in lbs/MWh | FALSE | L | Annual | Standard | lb/MWh | 2 | 2 | 2 | 2 | 2 | 2 | 2
NJ BLEngland 3- NOx AnnualGPS v4.10, Unit 4052 and retrofits | 517 | 2272 | Rate Constraint in lbs/MWh | FALSE | L | Annual | Emissions at Affected Plants NOX | MTons | 0.0068216 | 0 | 0.17827 | 0 | 0 | 0 | 0
NJ BLEngland 3- NOx AnnualGPS v4.10, Unit 4052 and retrofits | 517 | 2272 | Rate Constraint in lbs/MWh | FALSE | L | Annual | Allowances Purchased NOX | MTons | 0 | 0 | 0 | 0 | 0 | 0 | 0
NJ BLEngland 3- NOx AnnualGPS v4.10, Unit 4052 and retrofits | 517 | 2272 | Rate Constraint in lbs/MWh | FALSE | L | Annual | Allowances Sold NOX | MTons | 0 | 0 | 0 | 0 | 0 | 0 | 0
NJ BLEngland 3- NOx AnnualGPS v4.10, Unit 4052 and retrofits | 517 | 2272 | Rate Constraint in lbs/MWh | FALSE | L | Annual | Allowances Banked | MTons | 0 | 0 | 0 | 0 | 0 | 0 | 0
NJ BLEngland 3- NOx AnnualGPS v4.10, Unit 4052 and retrofits | 517 | 2272 | Rate Constraint in lbs/MWh | FALSE | L | Annual | Allowances Withdrawn (1:1) | MTons | 0 | 0 | 0 | 0 | 0 | 0 | 0
NJ BLEngland 3- NOx AnnualGPS v4.10, Unit 4052 and retrofits | 517 | 2272 | Rate Constraint in lbs/MWh | FALSE | L | Annual | Allowances Withdrawn (n:1) | MTons | 0 | 0 | 0 | 0 | 0 | 0 | 0
NJ BLEngland 3- NOx AnnualGPS v4.10, Unit 4052 and retrofits | 517 | 2272 | Rate Constraint in lbs/MWh | FALSE | L | Annual | Net Emissions Allowance Position | MTons | 0.0068216 | 0 | 0.17827 | 0 | 0 | 0 | 0
NJ BLEngland 3- NOx AnnualGPS v4.10, Unit 4052 and retrofits | 517 | 2272 | Rate Constraint in lbs/MWh | FALSE | L | Annual | Fuel Consumed | TBtu | 0.073037 | 0 | 1.9087 | 0 | 0 | 0 | 0
NJ BLEngland 3- NOx AnnualGPS v4.10, Unit 4052 and retrofits | 517 | 2272 | Rate Constraint in lbs/MWh | FALSE | L | Annual | Rate | lb/MMBtu | 0.1868 | 0 | 0.1868 | 0 | 0 | 0 | 0
NJ BLEngland 3- NOx AnnualGPS v4.10, Unit 4052 and retrofits | 517 | 2272 | Rate Constraint in lbs/MWh | FALSE | L | Annual | Generation | TWh | 0.0068818 | 0 | 0.17984 | 0 | 0 | 0 | 0
NJ BLEngland 3- NOx AnnualGPS v4.10, Unit 4052 and retrofits | 517 | 2272 | Rate Constraint in lbs/MWh | FALSE | L | Annual | Qualifying Generation | TWh | 0.0068818 | 0 | 0.17984 | 0 | 0 | 0 | 0
NJ BLEngland 3- NOx AnnualGPS v4.10, Unit 4052 and retrofits | 517 | 2272 | Rate Constraint in lbs/MWh | FALSE | L | Annual | Constraint Shadow Price | US$/Ton | 0 | 0 | 0 | 0 | 0 | 0 | 0
NJ ChambersCogen- NOx Annual GPS v4.10, Unit 3584 and retrofits | 518 | 2273 | Rate Constraint in lbs/MWh | FALSE | L | Annual | Seasons Included | Seasons | Winter, Summer | Winter, Summer | Winter, Summer | Winter, Summer | Winter, Summer | Winter, Summer | Winter, Summer
NJ ChambersCogen- NOx Annual GPS v4.10, Unit 3584 and retrofits | 518 | 2273 | Rate Constraint in lbs/MWh | FALSE | L | Annual | Standard | lb/MWh | 1.8124 | 1.8124 | 1.8124 | 1.8124 | 1.8124 | 1.8124 | 1.8124
NJ ChambersCogen- NOx Annual GPS v4.10, Unit 3584 and retrofits | 518 | 2273 | Rate Constraint in lbs/MWh | FALSE | L | Annual | Emissions at Affected Plants NOX | MTons | 0.59952 | 0.60042 | 0.59954 | 0.67079 | 0.59952 | 0.59952 | 0.67079
NJ ChambersCogen- NOx Annual GPS v4.10, Unit 3584 and retrofits | 518 | 2273 | Rate Constraint in lbs/MWh | FALSE | L | Annual | Allowances Purchased NOX | MTons | 0 | 0 | 0 | 0 | 0 | 0 | 0
NJ ChambersCogen- NOx Annual GPS v4.10, Unit 3584 and retrofits | 518 | 2273 | Rate Constraint in lbs/MWh | FALSE | L | Annual | Allowances Sold NOX | MTons | 0 | 0 | 0 | 0 | 0 | 0 | 0
NJ ChambersCogen- NOx Annual GPS v4.10, Unit 3584 and retrofits | 518 | 2273 | Rate Constraint in lbs/MWh | FALSE | L | Annual | Allowances Banked | MTons | 0 | 0 | 0 | 0 | 0 | 0 | 0
NJ ChambersCogen- NOx Annual GPS v4.10, Unit 3584 and retrofits | 518 | 2273 | Rate Constraint in lbs/MWh | FALSE | L | Annual | Allowances Withdrawn (1:1) | MTons | 0 | 0 | 0 | 0 | 0 | 0 | 0
NJ ChambersCogen- NOx Annual GPS v4.10, Unit 3584 and retrofits | 518 | 2273 | Rate Constraint in lbs/MWh | FALSE | L | Annual | Allowances Withdrawn (n:1) | MTons | 0 | 0 | 0 | 0 | 0 | 0 | 0
NJ ChambersCogen- NOx Annual GPS v4.10, Unit 3584 and retrofits | 518 | 2273 | Rate Constraint in lbs/MWh | FALSE | L | Annual | Net Emissions Allowance Position | MTons | 0.59952 | 0.60042 | 0.59954 | 0.67079 | 0.59952 | 0.59952 | 0.67079
NJ ChambersCogen- NOx Annual GPS v4.10, Unit 3584 and retrofits | 518 | 2273 | Rate Constraint in lbs/MWh | FALSE | L | Annual | Fuel Consumed | TBtu | 7.5006 | 7.4888 | 7.5003 | 8.3923 | 7.5006 | 7.5006 | 8.3923
NJ ChambersCogen- NOx Annual GPS v4.10, Unit 3584 and retrofits | 518 | 2273 | Rate Constraint in lbs/MWh | FALSE | L | Annual | Rate | lb/MMBtu | 0.15986 | 0.16035 | 0.15987 | 0.15986 | 0.15986 | 0.15986 | 0.15986
NJ ChambersCogen- NOx Annual GPS v4.10, Unit 3584 and retrofits | 518 | 2273 | Rate Constraint in lbs/MWh | FALSE | L | Annual | Generation | TWh | 0.7038 | 0.7038 | 0.7038 | 0.78746 | 0.7038 | 0.7038 | 0.78746
NJ ChambersCogen- NOx Annual GPS v4.10, Unit 3584 and retrofits | 518 | 2273 | Rate Constraint in lbs/MWh | FALSE | L | Annual | Qualifying Generation | TWh | 0.7038 | 0.7038 | 0.7038 | 0.78746 | 0.7038 | 0.7038 | 0.78746
NJ ChambersCogen- NOx Annual GPS v4.10, Unit 3584 and retrofits | 518 | 2273 | Rate Constraint in lbs/MWh | FALSE | L | Annual | Constraint Shadow Price | US$/Ton | 0 | 0 | 0 | 0 | 0 | 0 | 0
NJ ChambersCogen- NOx Annual GPS v4.10, Unit 3585 and retrofits | 519 | 2273 | Rate Constraint in lbs/MWh | FALSE | L | Annual | Seasons Included | Seasons | Winter, Summer | Winter, Summer | Winter, Summer | Winter, Summer | Winter, Summer | Winter, Summer | Winter, Summer
NJ ChambersCogen- NOx Annual GPS v4.10, Unit 3585 and retrofits | 519 | 2273 | Rate Constraint in lbs/MWh | FALSE | L | Annual | Standard | lb/MWh | 1.8124 | 1.8124 | 1.8124 | 1.8124 | 1.8124 | 1.8124 | 1.8124
NJ ChambersCogen- NOx Annual GPS v4.10, Unit 3585 and retrofits | 519 | 2273 | Rate Constraint in lbs/MWh | FALSE | L | Annual | Emissions at Affected Plants NOX | MTons | 0.55655 | 0.55689 | 0.55689 | 0.61975 | 0.5539 | 0.5539 | 0.61975
NJ ChambersCogen- NOx Annual GPS v4.10, Unit 3585 and retrofits | 519 | 2273 | Rate Constraint in lbs/MWh | FALSE | L | Annual | Allowances Purchased NOX | MTons | 0 | 0 | 0 | 0 | 0 | 0 | 0
NJ ChambersCogen- NOx Annual GPS v4.10, Unit 3585 and retrofits | 519 | 2273 | Rate Constraint in lbs/MWh | FALSE | L | Annual | Allowances Sold NOX | MTons | 0 | 0 | 0 | 0 | 0 | 0 | 0
NJ ChambersCogen- NOx Annual GPS v4.10, Unit 3585 and retrofits | 519 | 2273 | Rate Constraint in lbs/MWh | FALSE | L | Annual | Allowances Banked | MTons | 0 | 0 | 0 | 0 | 0 | 0 | 0
NJ ChambersCogen- NOx Annual GPS v4.10, Unit 3585 and retrofits | 519 | 2273 | Rate Constraint in lbs/MWh | FALSE | L | Annual | Allowances Withdrawn (1:1) | MTons | 0 | 0 | 0 | 0 | 0 | 0 | 0
NJ ChambersCogen- NOx Annual GPS v4.10, Unit 3585 and retrofits | 519 | 2273 | Rate Constraint in lbs/MWh | FALSE | L | Annual | Allowances Withdrawn (n:1) | MTons | 0 | 0 | 0 | 0 | 0 | 0 | 0
NJ ChambersCogen- NOx Annual GPS v4.10, Unit 3585 and retrofits | 519 | 2273 | Rate Constraint in lbs/MWh | FALSE | L | Annual | Net Emissions Allowance Position | MTons | 0.55655 | 0.55689 | 0.55689 | 0.61975 | 0.5539 | 0.5539 | 0.61975
NJ ChambersCogen- NOx Annual GPS v4.10, Unit 3585 and retrofits | 519 | 2273 | Rate Constraint in lbs/MWh | FALSE | L | Annual | Fuel Consumed | TBtu | 7.463 | 7.4581 | 7.4581 | 8.3923 | 7.5006 | 7.5006 | 8.3923
NJ ChambersCogen- NOx Annual GPS v4.10, Unit 3585 and retrofits | 519 | 2273 | Rate Constraint in lbs/MWh | FALSE | L | Annual | Rate | lb/MMBtu | 0.14915 | 0.14934 | 0.14934 | 0.1477 | 0.1477 | 0.1477 | 0.1477
NJ ChambersCogen- NOx Annual GPS v4.10, Unit 3585 and retrofits | 519 | 2273 | Rate Constraint in lbs/MWh | FALSE | L | Annual | Generation | TWh | 0.7038 | 0.7038 | 0.7038 | 0.78746 | 0.7038 | 0.7038 | 0.78746
NJ ChambersCogen- NOx Annual GPS v4.10, Unit 3585 and retrofits | 519 | 2273 | Rate Constraint in lbs/MWh | FALSE | L | Annual | Qualifying Generation | TWh | 0.7038 | 0.7038 | 0.7038 | 0.78746 | 0.7038 | 0.7038 | 0.78746
NJ ChambersCogen- NOx Annual GPS v4.10, Unit 3585 and retrofits | 519 | 2273 | Rate Constraint in lbs/MWh | FALSE | L | Annual | Constraint Shadow Price | US$/Ton | 0 | 0 | 0 | 0 | 0 | 0 | 0
NJ HEDD CC Ngas Units - Nox Rate Annual v5.12, Unit 2897 and retrofits | 520 | 5788 | Rate Constraint in lbs/MWh | FALSE | L | Annual | Seasons Included | Seasons | Winter, Summer | Winter, Summer | Winter, Summer | Winter, Summer | Winter, Summer | Winter, Summer | Winter, Summer
NJ HEDD CC Ngas Units - Nox Rate Annual v5.12, Unit 2897 and retrofits | 520 | 5788 | Rate Constraint in lbs/MWh | FALSE | L | Annual | Standard | lb/MWh | 0.75 | 0.75 | 0.75 | 0.75 | 0.75 | 0.75 | 0.75
NJ HEDD CC Ngas Units - Nox Rate Annual v5.12, Unit 2897 and retrofits | 520 | 5788 | Rate Constraint in lbs/MWh | FALSE | L | Annual | Emissions at Affected Plants NOX | MTons | 0.0040348 | 0.0040348 | 0.0040348 | 0.0015539 | 0.0012371 | 0.0012371 | 0.0012371
NJ HEDD CC Ngas Units - Nox Rate Annual v5.12, Unit 2897 and retrofits | 520 | 5788 | Rate Constraint in lbs/MWh | FALSE | L | Annual | Allowances Purchased NOX | MTons | 0 | 0 | 0 | 0 | 0 | 0 | 0
NJ HEDD CC Ngas Units - Nox Rate Annual v5.12, Unit 2897 and retrofits | 520 | 5788 | Rate Constraint in lbs/MWh | FALSE | L | Annual | Allowances Sold NOX | MTons | 0 | 0 | 0 | 0 | 0 | 0 | 0
NJ HEDD CC Ngas Units - Nox Rate Annual v5.12, Unit 2897 and retrofits | 520 | 5788 | Rate Constraint in lbs/MWh | FALSE | L | Annual | Allowances Banked | MTons | 0 | 0 | 0 | 0 | 0 | 0 | 0
NJ HEDD CC Ngas Units - Nox Rate Annual v5.12, Unit 2897 and retrofits | 520 | 5788 | Rate Constraint in lbs/MWh | FALSE | L | Annual | Allowances Withdrawn (1:1) | MTons | 0 | 0 | 0 | 0 | 0 | 0 | 0
NJ HEDD CC Ngas Units - Nox Rate Annual v5.12, Unit 2897 and retrofits | 520 | 5788 | Rate Constraint in lbs/MWh | FALSE | L | Annual | Allowances Withdrawn (n:1) | MTons | 0 | 0 | 0 | 0 | 0 | 0 | 0
NJ HEDD CC Ngas Units - Nox Rate Annual v5.12, Unit 2897 and retrofits | 520 | 5788 | Rate Constraint in lbs/MWh | FALSE | L | Annual | Net Emissions Allowance Position | MTons | 0.0040348 | 0.0040348 | 0.0040348 | 0.0015539 | 0.0012371 | 0.0012371 | 0.0012371
NJ HEDD CC Ngas Units - Nox Rate Annual v5.12, Unit 2897 and retrofits | 520 | 5788 | Rate Constraint in lbs/MWh | FALSE | L | Annual | Fuel Consumed | TBtu | 0.11207 | 0.11207 | 0.11207 | 0.043159 | 0.034359 | 0.034359 | 0.034359
NJ HEDD CC Ngas Units - Nox Rate Annual v5.12, Unit 2897 and retrofits | 520 | 5788 | Rate Constraint in lbs/MWh | FALSE | L | Annual | Rate | lb/MMBtu | 0.072007 | 0.072007 | 0.072007 | 0.072007 | 0.072007 | 0.072007 | 0.072007
NJ HEDD CC Ngas Units - Nox Rate Annual v5.12, Unit 2897 and retrofits | 520 | 5788 | Rate Constraint in lbs/MWh | FALSE | L | Annual | Generation | TWh | 0.01076 | 0.01076 | 0.01076 | 0.0041439 | 0.003299 | 0.003299 | 0.003299
NJ HEDD CC Ngas Units - Nox Rate Annual v5.12, Unit 2897 and retrofits | 520 | 5788 | Rate Constraint in lbs/MWh | FALSE | L | Annual | Qualifying Generation | TWh | 0.01076 | 0.01076 | 0.01076 | 0.0041439 | 0.003299 | 0.003299 | 0.003299
NJ HEDD CC Ngas Units - Nox Rate Annual v5.12, Unit 2897 and retrofits | 520 | 5788 | Rate Constraint in lbs/MWh | FALSE | L | Annual | Constraint Shadow Price | US$/Ton | 0 | 0 | 0 | 0 | 0 | 0 | 0
NJ LoganGen- NOx Annual GPS v4.10, Unit 3586 and retrofits | 521 | 2278 | Rate Constraint in lbs/MWh | FALSE | L | Annual | Seasons Included | Seasons | Winter, Summer | Winter, Summer | Winter, Summer | Winter, Summer | Winter, Summer | Winter, Summer | Winter, Summer
NJ LoganGen- NOx Annual GPS v4.10, Unit 3586 and retrofits | 521 | 2278 | Rate Constraint in lbs/MWh | FALSE | L | Annual | Standard | lb/MWh | 1.5414 | 1.5414 | 1.5414 | 1.5414 | 1.5414 | 1.5414 | 1.5414
NJ LoganGen- NOx Annual GPS v4.10, Unit 3586 and retrofits | 521 | 2278 | Rate Constraint in lbs/MWh | FALSE | L | Annual | Emissions at Affected Plants NOX | MTons | 0.78542 | 0.78542 | 0.78542 | 0.78542 | 0.78542 | 0.34428 | 0.78542
NJ LoganGen- NOx Annual GPS v4.10, Unit 3586 and retrofits | 521 | 2278 | Rate Constraint in lbs/MWh | FALSE | L | Annual | Allowances Purchased NOX | MTons | 0 | 0 | 0 | 0 | 0 | 0 | 0
NJ LoganGen- NOx Annual GPS v4.10, Unit 3586 and retrofits | 521 | 2278 | Rate Constraint in lbs/MWh | FALSE | L | Annual | Allowances Sold NOX | MTons | 0 | 0 | 0 | 0 | 0 | 0 | 0
NJ LoganGen- NOx Annual GPS v4.10, Unit 3586 and retrofits | 521 | 2278 | Rate Constraint in lbs/MWh | FALSE | L | Annual | Allowances Banked | MTons | 0 | 0 | 0 | 0 | 0 | 0 | 0
NJ LoganGen- NOx Annual GPS v4.10, Unit 3586 and retrofits | 521 | 2278 | Rate Constraint in lbs/MWh | FALSE | L | Annual | Allowances Withdrawn (1:1) | MTons | 0 | 0 | 0 | 0 | 0 | 0 | 0
NJ LoganGen- NOx Annual GPS v4.10, Unit 3586 and retrofits | 521 | 2278 | Rate Constraint in lbs/MWh | FALSE | L | Annual | Allowances Withdrawn (n:1) | MTons | 0 | 0 | 0 | 0 | 0 | 0 | 0
NJ LoganGen- NOx Annual GPS v4.10, Unit 3586 and retrofits | 521 | 2278 | Rate Constraint in lbs/MWh | FALSE | L | Annual | Net Emissions Allowance Position | MTons | 0.78542 | 0.78542 | 0.78542 | 0.78542 | 0.78542 | 0.34428 | 0.78542
NJ LoganGen- NOx Annual GPS v4.10, Unit 3586 and retrofits | 521 | 2278 | Rate Constraint in lbs/MWh | FALSE | L | Annual | Fuel Consumed | TBtu | 11.8415 | 11.8415 | 11.8415 | 11.8415 | 11.8415 | 5.1906 | 11.8415
NJ LoganGen- NOx Annual GPS v4.10, Unit 3586 and retrofits | 521 | 2278 | Rate Constraint in lbs/MWh | FALSE | L | Annual | Rate | lb/MMBtu | 0.13265 | 0.13265 | 0.13265 | 0.13265 | 0.13265 | 0.13265 | 0.13265
NJ LoganGen- NOx Annual GPS v4.10, Unit 3586 and retrofits | 521 | 2278 | Rate Constraint in lbs/MWh | FALSE | L | Annual | Generation | TWh | 1.1436 | 1.1436 | 1.1436 | 1.1436 | 1.1436 | 0.50128 | 1.1436
NJ LoganGen- NOx Annual GPS v4.10, Unit 3586 and retrofits | 521 | 2278 | Rate Constraint in lbs/MWh | FALSE | L | Annual | Qualifying Generation | TWh | 1.1436 | 1.1436 | 1.1436 | 1.1436 | 1.1436 | 0.50128 | 1.1436
NJ LoganGen- NOx Annual GPS v4.10, Unit 3586 and retrofits | 521 | 2278 | Rate Constraint in lbs/MWh | FALSE | L | Annual | Constraint Shadow Price | US$/Ton | 0 | 0 | 0 | 0 | 0 | 0 | 0
NJ Non-HEDD CC Ngas Units - Nox Rate Annual v5.12, Unit 2877 and retrofits | 522 | 5789 | Rate Constraint in lbs/MWh | FALSE | L | Annual | Seasons Included | Seasons | Winter, Summer | Winter, Summer | Winter, Summer | Winter, Summer | Winter, Summer | Winter, Summer | Winter, Summer
NJ Non-HEDD CC Ngas Units - Nox Rate Annual v5.12, Unit 2877 and retrofits | 522 | 5789 | Rate Constraint in lbs/MWh | FALSE | L | Annual | Standard | lb/MWh | 1.3 | 1.3 | 1.3 | 1.3 | 1.3 | 1.3 | 1.3
NJ Non-HEDD CC Ngas Units - Nox Rate Annual v5.12, Unit 2877 and retrofits | 522 | 5789 | Rate Constraint in lbs/MWh | FALSE | L | Annual | Emissions at Affected Plants NOX | MTons | 0.0065992 | 0.0065992 | 0.0065992 | 0.0052537 | 0.0052537 | 0.0052537 | 0.0052537
NJ Non-HEDD CC Ngas Units - Nox Rate Annual v5.12, Unit 2877 and retrofits | 522 | 5789 | Rate Constraint in lbs/MWh | FALSE | L | Annual | Allowances Purchased NOX | MTons | 0 | 0 | 0 | 0 | 0 | 0 | 0
NJ Non-HEDD CC Ngas Units - Nox Rate Annual v5.12, Unit 2877 and retrofits | 522 | 5789 | Rate Constraint in lbs/MWh | FALSE | L | Annual | Allowances Sold NOX | MTons | 0 | 0 | 0 | 0 | 0 | 0 | 0
NJ Non-HEDD CC Ngas Units - Nox Rate Annual v5.12, Unit 2877 and retrofits | 522 | 5789 | Rate Constraint in lbs/MWh | FALSE | L | Annual | Allowances Banked | MTons | 0 | 0 | 0 | 0 | 0 | 0 | 0
NJ Non-HEDD CC Ngas Units - Nox Rate Annual v5.12, Unit 2877 and retrofits | 522 | 5789 | Rate Constraint in lbs/MWh | FALSE | L | Annual | Allowances Withdrawn (1:1) | MTons | 0 | 0 | 0 | 0 | 0 | 0 | 0
NJ Non-HEDD CC Ngas Units - Nox Rate Annual v5.12, Unit 2877 and retrofits | 522 | 5789 | Rate Constraint in lbs/MWh | FALSE | L | Annual | Allowances Withdrawn (n:1) | MTons | 0 | 0 | 0 | 0 | 0 | 0 | 0
NJ Non-HEDD CC Ngas Units - Nox Rate Annual v5.12, Unit 2877 and retrofits | 522 | 5789 | Rate Constraint in lbs/MWh | FALSE | L | Annual | Net Emissions Allowance Position | MTons | 0.0065992 | 0.0065992 | 0.0065992 | 0.0052537 | 0.0052537 | 0.0052537 | 0.0052537
NJ Non-HEDD CC Ngas Units - Nox Rate Annual v5.12, Unit 2877 and retrofits | 522 | 5789 | Rate Constraint in lbs/MWh | FALSE | L | Annual | Fuel Consumed | TBtu | 0.11474 | 0.11474 | 0.11474 | 0.091349 | 0.091349 | 0.091349 | 0.091349
NJ Non-HEDD CC Ngas Units - Nox Rate Annual v5.12, Unit 2877 and retrofits | 522 | 5789 | Rate Constraint in lbs/MWh | FALSE | L | Annual | Rate | lb/MMBtu | 0.11502 | 0.11502 | 0.11502 | 0.11502 | 0.11502 | 0.11502 | 0.11502
NJ Non-HEDD CC Ngas Units - Nox Rate Annual v5.12, Unit 2877 and retrofits | 522 | 5789 | Rate Constraint in lbs/MWh | FALSE | L | Annual | Generation | TWh | 0.010153 | 0.010153 | 0.010153 | 0.0080826 | 0.0080826 | 0.0080826 | 0.0080826
NJ Non-HEDD CC Ngas Units - Nox Rate Annual v5.12, Unit 2877 and retrofits | 522 | 5789 | Rate Constraint in lbs/MWh | FALSE | L | Annual | Qualifying Generation | TWh | 0.010153 | 0.010153 | 0.010153 | 0.0080826 | 0.0080826 | 0.0080826 | 0.0080826
NJ Non-HEDD CC Ngas Units - Nox Rate Annual v5.12, Unit 2877 and retrofits | 522 | 5789 | Rate Constraint in lbs/MWh | FALSE | L | Annual | Constraint Shadow Price | US$/Ton | 0 | 0 | 0 | 0 | 0 | 0 | 0
NJ Non-HEDD CC Ngas Units - Nox Rate Annual v5.12, Unit 2878 and retrofits | 523 | 5789 | Rate Constraint in lbs/MWh | FALSE | L | Annual | Seasons Included | Seasons | Winter, Summer | Winter, Summer | Winter, Summer | Winter, Summer | Winter, Summer | Winter, Summer | Winter, Summer
NJ Non-HEDD CC Ngas Units - Nox Rate Annual v5.12, Unit 2878 and retrofits | 523 | 5789 | Rate Constraint in lbs/MWh | FALSE | L | Annual | Standard | lb/MWh | 1.3 | 1.3 | 1.3 | 1.3 | 1.3 | 1.3 | 1.3
NJ Non-HEDD CC Ngas Units - Nox Rate Annual v5.12, Unit 2878 and retrofits | 523 | 5789 | Rate Constraint in lbs/MWh | FALSE | L | Annual | Emissions at Affected Plants NOX | MTons | 0.0065992 | 0.0055446 | 0.0065992 | 0.0052537 | 0.0052537 | 0.0052537 | 0.0052537
NJ Non-HEDD CC Ngas Units - Nox Rate Annual v5.12, Unit 2878 and retrofits | 523 | 5789 | Rate Constraint in lbs/MWh | FALSE | L | Annual | Allowances Purchased NOX | MTons | 0 | 0 | 0 | 0 | 0 | 0 | 0
NJ Non-HEDD CC Ngas Units - Nox Rate Annual v5.12, Unit 2878 and retrofits | 523 | 5789 | Rate Constraint in lbs/MWh | FALSE | L | Annual | Allowances Sold NOX | MTons | 0 | 0 | 0 | 0 | 0 | 0 | 0
NJ Non-HEDD CC Ngas Units - Nox Rate Annual v5.12, Unit 2878 and retrofits | 523 | 5789 | Rate Constraint in lbs/MWh | FALSE | L | Annual | Allowances Banked | MTons | 0 | 0 | 0 | 0 | 0 | 0 | 0
NJ Non-HEDD CC Ngas Units - Nox Rate Annual v5.12, Unit 2878 and retrofits | 523 | 5789 | Rate Constraint in lbs/MWh | FALSE | L | Annual | Allowances Withdrawn (1:1) | MTons | 0 | 0 | 0 | 0 | 0 | 0 | 0
NJ Non-HEDD CC Ngas Units - Nox Rate Annual v5.12, Unit 2878 and retrofits | 523 | 5789 | Rate Constraint in lbs/MWh | FALSE | L | Annual | Allowances Withdrawn (n:1) | MTons | 0 | 0 | 0 | 0 | 0 | 0 | 0
NJ Non-HEDD CC Ngas Units - Nox Rate Annual v5.12, Unit 2878 and retrofits | 523 | 5789 | Rate Constraint in lbs/MWh | FALSE | L | Annual | Net Emissions Allowance Position | MTons | 0.0065992 | 0.0055446 | 0.0065992 | 0.0052537 | 0.0052537 | 0.0052537 | 0.0052537
NJ Non-HEDD CC Ngas Units - Nox Rate Annual v5.12, Unit 2878 and retrofits | 523 | 5789 | Rate Constraint in lbs/MWh | FALSE | L | Annual | Fuel Consumed | TBtu | 0.11474 | 0.096408 | 0.11474 | 0.091349 | 0.091349 | 0.091349 | 0.091349
NJ Non-HEDD CC Ngas Units - Nox Rate Annual v5.12, Unit 2878 and retrofits | 523 | 5789 | Rate Constraint in lbs/MWh | FALSE | L | Annual | Rate | lb/MMBtu | 0.11502 | 0.11502 | 0.11502 | 0.11502 | 0.11502 | 0.11502 | 0.11502
NJ Non-HEDD CC Ngas Units - Nox Rate Annual v5.12, Unit 2878 and retrofits | 523 | 5789 | Rate Constraint in lbs/MWh | FALSE | L | Annual | Generation | TWh | 0.010153 | 0.0085302 | 0.010153 | 0.0080826 | 0.0080826 | 0.0080826 | 0.0080826
NJ Non-HEDD CC Ngas Units - Nox Rate Annual v5.12, Unit 2878 and retrofits | 523 | 5789 | Rate Constraint in lbs/MWh | FALSE | L | Annual | Qualifying Generation | TWh | 0.010153 | 0.0085302 | 0.010153 | 0.0080826 | 0.0080826 | 0.0080826 | 0.0080826
NJ Non-HEDD CC Ngas Units - Nox Rate Annual v5.12, Unit 2878 and retrofits | 523 | 5789 | Rate Constraint in lbs/MWh | FALSE | L | Annual | Constraint Shadow Price | US$/Ton | 0 | 0 | 0 | 0 | 0 | 0 | 0
NJ Non-HEDD CC Ngas Units - Nox Rate Annual v5.12, Unit 2879 and retrofits | 524 | 5789 | Rate Constraint in lbs/MWh | FALSE | L | Annual | Seasons Included | Seasons | Winter, Summer | Winter, Summer | Winter, Summer | Winter, Summer | Winter, Summer | Winter, Summer | Winter, Summer
NJ Non-HEDD CC Ngas Units - Nox Rate Annual v5.12, Unit 2879 and retrofits | 524 | 5789 | Rate Constraint in lbs/MWh | FALSE | L | Annual | Standard | lb/MWh | 1.3 | 1.3 | 1.3 | 1.3 | 1.3 | 1.3 | 1.3
NJ Non-HEDD CC Ngas Units - Nox Rate Annual v5.12, Unit 2879 and retrofits | 524 | 5789 | Rate Constraint in lbs/MWh | FALSE | L | Annual | Emissions at Affected Plants NOX | MTons | 0.0065992 | 0.0052537 | 0.0065992 | 0.0052537 | 0.0052537 | 0.0052537 | 0.0052537
NJ Non-HEDD CC Ngas Units - Nox Rate Annual v5.12, Unit 2879 and retrofits | 524 | 5789 | Rate Constraint in lbs/MWh | FALSE | L | Annual | Allowances Purchased NOX | MTons | 0 | 0 | 0 | 0 | 0 | 0 | 0
NJ Non-HEDD CC Ngas Units - Nox Rate Annual v5.12, Unit 2879 and retrofits | 524 | 5789 | Rate Constraint in lbs/MWh | FALSE | L | Annual | Allowances Sold NOX | MTons | 0 | 0 | 0 | 0 | 0 | 0 | 0
NJ Non-HEDD CC Ngas Units - Nox Rate Annual v5.12, Unit 2879 and retrofits | 524 | 5789 | Rate Constraint in lbs/MWh | FALSE | L | Annual | Allowances Banked | MTons | 0 | 0 | 0 | 0 | 0 | 0 | 0
NJ Non-HEDD CC Ngas Units - Nox Rate Annual v5.12, Unit 2879 and retrofits | 524 | 5789 | Rate Constraint in lbs/MWh | FALSE | L | Annual | Allowances Withdrawn (1:1) | MTons | 0 | 0 | 0 | 0 | 0 | 0 | 0
NJ Non-HEDD CC Ngas Units - Nox Rate Annual v5.12, Unit 2879 and retrofits | 524 | 5789 | Rate Constraint in lbs/MWh | FALSE | L | Annual | Allowances Withdrawn (n:1) | MTons | 0 | 0 | 0 | 0 | 0 | 0 | 0
NJ Non-HEDD CC Ngas Units - Nox Rate Annual v5.12, Unit 2879 and retrofits | 524 | 5789 | Rate Constraint in lbs/MWh | FALSE | L | Annual | Net Emissions Allowance Position | MTons | 0.0065992 | 0.0052537 | 0.0065992 | 0.0052537 | 0.0052537 | 0.0052537 | 0.0052537
NJ Non-HEDD CC Ngas Units - Nox Rate Annual v5.12, Unit 2879 and retrofits | 524 | 5789 | Rate Constraint in lbs/MWh | FALSE | L | Annual | Fuel Consumed | TBtu | 0.11474 | 0.091349 | 0.11474 | 0.091349 | 0.091349 | 0.091349 | 0.091349
NJ Non-HEDD CC Ngas Units - Nox Rate Annual v5.12, Unit 2879 and retrofits | 524 | 5789 | Rate Constraint in lbs/MWh | FALSE | L | Annual | Rate | lb/MMBtu | 0.11502 | 0.11502 | 0.11502 | 0.11502 | 0.11502 | 0.11502 | 0.11502
NJ Non-HEDD CC Ngas Units - Nox Rate Annual v5.12, Unit 2879 and retrofits | 524 | 5789 | Rate Constraint in lbs/MWh | FALSE | L | Annual | Generation | TWh | 0.010153 | 0.0080826 | 0.010153 | 0.0080826 | 0.0080826 | 0.0080826 | 0.0080826
NJ Non-HEDD CC Ngas Units - Nox Rate Annual v5.12, Unit 2879 and retrofits | 524 | 5789 | Rate Constraint in lbs/MWh | FALSE | L | Annual | Qualifying Generation | TWh | 0.010153 | 0.0080826 | 0.010153 | 0.0080826 | 0.0080826 | 0.0080826 | 0.0080826
NJ Non-HEDD CC Ngas Units - Nox Rate Annual v5.12, Unit 2879 and retrofits | 524 | 5789 | Rate Constraint in lbs/MWh | FALSE | L | Annual | Constraint Shadow Price | US$/Ton | 0 | 0 | 0 | 0 | 0 | 0 | 0
NJ Non-HEDD CC Ngas Units - Nox Rate Annual v5.12, Unit 2880 and retrofits | 525 | 5789 | Rate Constraint in lbs/MWh | FALSE | L | Annual | Seasons Included | Seasons | Winter, Summer | Winter, Summer | Winter, Summer | Winter, Summer | Winter, Summer | Winter, Summer | Winter, Summer
NJ Non-HEDD CC Ngas Units - Nox Rate Annual v5.12, Unit 2880 and retrofits | 525 | 5789 | Rate Constraint in lbs/MWh | FALSE | L | Annual | Standard | lb/MWh | 1.3 | 1.3 | 1.3 | 1.3 | 1.3 | 1.3 | 1.3
NJ Non-HEDD CC Ngas Units - Nox Rate Annual v5.12, Unit 2880 and retrofits | 525 | 5789 | Rate Constraint in lbs/MWh | FALSE | L | Annual | Emissions at Affected Plants NOX | MTons | 0.0068685 | 0.0068685 | 0.0068685 | 0.0054681 | 0.0054681 | 0.0054681 | 0.0054681
NJ Non-HEDD CC Ngas Units - Nox Rate Annual v5.12, Unit 2880 and retrofits | 525 | 5789 | Rate Constraint in lbs/MWh | FALSE | L | Annual | Allowances Purchased NOX | MTons | 0 | 0 | 0 | 0 | 0 | 0 | 0
NJ Non-HEDD CC Ngas Units - Nox Rate Annual v5.12, Unit 2880 and retrofits | 525 | 5789 | Rate Constraint in lbs/MWh | FALSE | L | Annual | Allowances Sold NOX | MTons | 0 | 0 | 0 | 0 | 0 | 0 | 0
NJ Non-HEDD CC Ngas Units - Nox Rate Annual v5.12, Unit 2880 and retrofits | 525 | 5789 | Rate Constraint in lbs/MWh | FALSE | L | Annual | Allowances Banked | MTons | 0 | 0 | 0 | 0 | 0 | 0 | 0
NJ Non-HEDD CC Ngas Units - Nox Rate Annual v5.12, Unit 2880 and retrofits | 525 | 5789 | Rate Constraint in lbs/MWh | FALSE | L | Annual | Allowances Withdrawn (1:1) | MTons | 0 | 0 | 0 | 0 | 0 | 0 | 0
NJ Non-HEDD CC Ngas Units - Nox Rate Annual v5.12, Unit 2880 and retrofits | 525 | 5789 | Rate Constraint in lbs/MWh | FALSE | L | Annual | Allowances Withdrawn (n:1) | MTons | 0 | 0 | 0 | 0 | 0 | 0 | 0
NJ Non-HEDD CC Ngas Units - Nox Rate Annual v5.12, Unit 2880 and retrofits | 525 | 5789 | Rate Constraint in lbs/MWh | FALSE | L | Annual | Net Emissions Allowance Position | MTons | 0.0068685 | 0.0068685 | 0.0068685 | 0.0054681 | 0.0054681 | 0.0054681 | 0.0054681
NJ Non-HEDD CC Ngas Units - Nox Rate Annual v5.12, Unit 2880 and retrofits | 525 | 5789 | Rate Constraint in lbs/MWh | FALSE | L | Annual | Fuel Consumed | TBtu | 0.11943 | 0.11943 | 0.11943 | 0.095078 | 0.095078 | 0.095078 | 0.095078
NJ Non-HEDD CC Ngas Units - Nox Rate Annual v5.12, Unit 2880 and retrofits | 525 | 5789 | Rate Constraint in lbs/MWh | FALSE | L | Annual | Rate | lb/MMBtu | 0.11502 | 0.11502 | 0.11502 | 0.11502 | 0.11502 | 0.11502 | 0.11502
NJ Non-HEDD CC Ngas Units - Nox Rate Annual v5.12, Unit 2880 and retrofits | 525 | 5789 | Rate Constraint in lbs/MWh | FALSE | L | Annual | Generation | TWh | 0.010567 | 0.010567 | 0.010567 | 0.0084125 | 0.0084125 | 0.0084125 | 0.0084125
NJ Non-HEDD CC Ngas Units - Nox Rate Annual v5.12, Unit 2880 and retrofits | 525 | 5789 | Rate Constraint in lbs/MWh | FALSE | L | Annual | Qualifying Generation | TWh | 0.010567 | 0.010567 | 0.010567 | 0.0084125 | 0.0084125 | 0.0084125 | 0.0084125
NJ Non-HEDD CC Ngas Units - Nox Rate Annual v5.12, Unit 2880 and retrofits | 525 | 5789 | Rate Constraint in lbs/MWh | FALSE | L | Annual | Constraint Shadow Price | US$/Ton | 0 | 0 | 0 | 0 | 0 | 0 | 0
NJ Non-HEDD CT NGas Units - Nox Rate Annual v5.12, Unit 888 and retrofits | 526 | 2455 | Rate Constraint in lbs/MWh | FALSE | L | Annual | Seasons Included | Seasons | Winter, Summer | Winter, Summer | Winter, Summer | Winter, Summer | Winter, Summer | Winter, Summer | Winter, Summer
NJ Non-HEDD CT NGas Units - Nox Rate Annual v5.12, Unit 888 and retrofits | 526 | 2455 | Rate Constraint in lbs/MWh | FALSE | L | Annual | Standard | lb/MWh | 2.2 | 2.2 | 2.2 | 2.2 | 2.2 | 2.2 | 2.2
NJ Non-HEDD CT NGas Units - Nox Rate Annual v5.12, Unit 888 and retrofits | 526 | 2455 | Rate Constraint in lbs/MWh | FALSE | L | Annual | Emissions at Affected Plants NOX | MTons | 0 | 0 | 0 | 0 | 0 | 0 | 0
NJ Non-HEDD CT NGas Units - Nox Rate Annual v5.12, Unit 888 and retrofits | 526 | 2455 | Rate Constraint in lbs/MWh | FALSE | L | Annual | Allowances Purchased NOX | MTons | 0 | 0 | 0 | 0 | 0 | 0 | 0
NJ Non-HEDD CT NGas Units - Nox Rate Annual v5.12, Unit 888 and retrofits | 526 | 2455 | Rate Constraint in lbs/MWh | FALSE | L | Annual | Allowances Sold NOX | MTons | 0 | 0 | 0 | 0 | 0 | 0 | 0
NJ Non-HEDD CT NGas Units - Nox Rate Annual v5.12, Unit 888 and retrofits | 526 | 2455 | Rate Constraint in lbs/MWh | FALSE | L | Annual | Allowances Banked | MTons | 0 | 0 | 0 | 0 | 0 | 0 | 0
NJ Non-HEDD CT NGas Units - Nox Rate Annual v5.12, Unit 888 and retrofits | 526 | 2455 | Rate Constraint in lbs/MWh | FALSE | L | Annual | Allowances Withdrawn (1:1) | MTons | 0 | 0 | 0 | 0 | 0 | 0 | 0
NJ Non-HEDD CT NGas Units - Nox Rate Annual v5.12, Unit 888 and retrofits | 526 | 2455 | Rate Constraint in lbs/MWh | FALSE | L | Annual | Allowances Withdrawn (n:1) | MTons | 0 | 0 | 0 | 0 | 0 | 0 | 0
NJ Non-HEDD CT NGas Units - Nox Rate Annual v5.12, Unit 888 and retrofits | 526 | 2455 | Rate Constraint in lbs/MWh | FALSE | L | Annual | Net Emissions Allowance Position | MTons | 0 | 0 | 0 | 0 | 0 | 0 | 0
NJ Non-HEDD CT NGas Units - Nox Rate Annual v5.12, Unit 888 and retrofits | 526 | 2455 | Rate Constraint in lbs/MWh | FALSE | L | Annual | Fuel Consumed | TBtu | 0 | 0 | 0 | 0 | 0 | 0 | 0
NJ Non-HEDD CT NGas Units - Nox Rate Annual v5.12, Unit 888 and retrofits | 526 | 2455 | Rate Constraint in lbs/MWh | FALSE | L | Annual | Rate | lb/MMBtu | 0 | 0 | 0 | 0 | 0 | 0 | 0
NJ Non-HEDD CT NGas Units - Nox Rate Annual v5.12, Unit 888 and retrofits | 526 | 2455 | Rate Constraint in lbs/MWh | FALSE | L | Annual | Generation | TWh | 0 | 0 | 0 | 0 | 0 | 0 | 0
NJ Non-HEDD CT NGas Units - Nox Rate Annual v5.12, Unit 888 and retrofits | 526 | 2455 | Rate Constraint in lbs/MWh | FALSE | L | Annual | Qualifying Generation | TWh | 0 | 0 | 0 | 0 | 0 | 0 | 0
NJ Non-HEDD CT NGas Units - Nox Rate Annual v5.12, Unit 888 and retrofits | 526 | 2455 | Rate Constraint in lbs/MWh | FALSE | L | Annual | Constraint Shadow Price | US$/Ton | 86533.0928 | 57547.3702 | 133260.4512 | 146331.9758 | 161309.0327 | 9760.7365 | 8989.3194
NJ Non-HEDD CT NGas Units - Nox Rate Annual v5.12, Unit 889 and retrofits | 527 | 2455 | Rate Constraint in lbs/MWh | FALSE | L | Annual | Seasons Included | Seasons | Winter, Summer | Winter, Summer | Winter, Summer | Winter, Summer | Winter, Summer | Winter, Summer | Winter, Summer
NJ Non-HEDD CT NGas Units - Nox Rate Annual v5.12, Unit 889 and retrofits | 527 | 2455 | Rate Constraint in lbs/MWh | FALSE | L | Annual | Standard | lb/MWh | 2.2 | 2.2 | 2.2 | 2.2 | 2.2 | 2.2 | 2.2
NJ Non-HEDD CT NGas Units - Nox Rate Annual v5.12, Unit 889 and retrofits | 527 | 2455 | Rate Constraint in lbs/MWh | FALSE | L | Annual | Emissions at Affected Plants NOX | MTons | 0.0012616 | 0.0011591 | 0.0011591 | 0.00038566 | 0.00038566 | 0.00038566 | 0.00038566
NJ Non-HEDD CT NGas Units - Nox Rate Annual v5.12, Unit 889 and retrofits | 527 | 2455 | Rate Constraint in lbs/MWh | FALSE | L | Annual | Allowances Purchased NOX | MTons | 0 | 0 | 0 | 0 | 0 | 0 | 0
NJ Non-HEDD CT NGas Units - Nox Rate Annual v5.12, Unit 889 and retrofits | 527 | 2455 | Rate Constraint in lbs/MWh | FALSE | L | Annual | Allowances Sold NOX | MTons | 0 | 0 | 0 | 0 | 0 | 0 | 0
NJ Non-HEDD CT NGas Units - Nox Rate Annual v5.12, Unit 889 and retrofits | 527 | 2455 | Rate Constraint in lbs/MWh | FALSE | L | Annual | Allowances Banked | MTons | 0 | 0 | 0 | 0 | 0 | 0 | 0
NJ Non-HEDD CT NGas Units - Nox Rate Annual v5.12, Unit 889 and retrofits | 527 | 2455 | Rate Constraint in lbs/MWh | FALSE | L | Annual | Allowances Withdrawn (1:1) | MTons | 0 | 0 | 0 | 0 | 0 | 0 | 0
NJ Non-HEDD CT NGas Units - Nox Rate Annual v5.12, Unit 889 and retrofits | 527 | 2455 | Rate Constraint in lbs/MWh | FALSE | L | Annual | Allowances Withdrawn (n:1) | MTons | 0 | 0 | 0 | 0 | 0 | 0 | 0
NJ Non-HEDD CT NGas Units - Nox Rate Annual v5.12, Unit 889 and retrofits | 527 | 2455 | Rate Constraint in lbs/MWh | FALSE | L | Annual | Net Emissions Allowance Position | MTons | 0.0012616 | 0.0011591 | 0.0011591 | 0.00038566 | 0.00038566 | 0.00038566 | 0.00038566
NJ Non-HEDD CT NGas Units - Nox Rate Annual v5.12, Unit 889 and retrofits | 527 | 2455 | Rate Constraint in lbs/MWh | FALSE | L | Annual | Fuel Consumed | TBtu | 0.01147 | 0.010538 | 0.010538 | 0.0035062 | 0.0035062 | 0.0035062 | 0.0035062
NJ Non-HEDD CT NGas Units - Nox Rate Annual v5.12, Unit 889 and retrofits | 527 | 2455 | Rate Constraint in lbs/MWh | FALSE | L | Annual | Rate | lb/MMBtu | 0.21999 | 0.21999 | 0.21999 | 0.21999 | 0.21999 | 0.21999 | 0.21999
NJ Non-HEDD CT NGas Units - Nox Rate Annual v5.12, Unit 889 and retrofits | 527 | 2455 | Rate Constraint in lbs/MWh | FALSE | L | Annual | Generation | TWh | 0.001147 | 0.0010538 | 0.0010538 | 0.00035062 | 0.00035062 | 0.00035062 | 0.00035062
NJ Non-HEDD CT NGas Units - Nox Rate Annual v5.12, Unit 889 and retrofits | 527 | 2455 | Rate Constraint in lbs/MWh | FALSE | L | Annual | Qualifying Generation | TWh | 0.001147 | 0.0010538 | 0.0010538 | 0.00035062 | 0.00035062 | 0.00035062 | 0.00035062
NJ Non-HEDD CT NGas Units - Nox Rate Annual v5.12, Unit 889 and retrofits | 527 | 2455 | Rate Constraint in lbs/MWh | FALSE | L | Annual | Constraint Shadow Price | US$/Ton | 0 | 0 | 0 | 0 | 0 | 0 | 0
NJ Non-HEDD CT NGas Units - Nox Rate Annual v5.12, Unit 892 and retrofits | 528 | 2455 | Rate Constraint in lbs/MWh | FALSE | L | Annual | Seasons Included | Seasons | Winter, Summer | Winter, Summer | Winter, Summer | Winter, Summer | Winter, Summer | Winter, Summer | Winter, Summer
NJ Non-HEDD CT NGas Units - Nox Rate Annual v5.12, Unit 892 and retrofits | 528 | 2455 | Rate Constraint in lbs/MWh | FALSE | L | Annual | Standard | lb/MWh | 2.2 | 2.2 | 2.2 | 2.2 | 2.2 | 2.2 | 2.2
NJ Non-HEDD CT NGas Units - Nox Rate Annual v5.12, Unit 892 and retrofits | 528 | 2455 | Rate Constraint in lbs/MWh | FALSE | L | Annual | Emissions at Affected Plants NOX | MTons | 0 | 0 | 0 | 0 | 0 | 0 | 0
NJ Non-HEDD CT NGas Units - Nox Rate Annual v5.12, Unit 892 and retrofits | 528 | 2455 | Rate Constraint in lbs/MWh | FALSE | L | Annual | Allowances Purchased NOX | MTons | 0 | 0 | 0 | 0 | 0 | 0 | 0
NJ Non-HEDD CT NGas Units - Nox Rate Annual v5.12, Unit 892 and retrofits | 528 | 2455 | Rate Constraint in lbs/MWh | FALSE | L | Annual | Allowances Sold NOX | MTons | 0 | 0 | 0 | 0 | 0 | 0 | 0
NJ Non-HEDD CT NGas Units - Nox Rate Annual v5.12, Unit 892 and retrofits | 528 | 2455 | Rate Constraint in lbs/MWh | FALSE | L | Annual | Allowances Banked | MTons | 0 | 0 | 0 | 0 | 0 | 0 | 0
NJ Non-HEDD CT NGas Units - Nox Rate Annual v5.12, Unit 892 and retrofits | 528 | 2455 | Rate Constraint in lbs/MWh | FALSE | L | Annual | Allowances Withdrawn (1:1) | MTons | 0 | 0 | 0 | 0 | 0 | 0 | 0
NJ Non-HEDD CT NGas Units - Nox Rate Annual v5.12, Unit 892 and retrofits | 528 | 2455 | Rate Constraint in lbs/MWh | FALSE | L | Annual | Allowances Withdrawn (n:1) | MTons | 0 | 0 | 0 | 0 | 0 | 0 | 0
NJ Non-HEDD CT NGas Units - Nox Rate Annual v5.12, Unit 892 and retrofits | 528 | 2455 | Rate Constraint in lbs/MWh | FALSE | L | Annual | Net Emissions Allowance Position | MTons | 0 | 0 | 0 | 0 | 0 | 0 | 0
NJ Non-HEDD CT NGas Units - Nox Rate Annual v5.12, Unit 892 and retrofits | 528 | 2455 | Rate Constraint in lbs/MWh | FALSE | L | Annual | Fuel Consumed | TBtu | 0 | 0 | 0 | 0 | 0 | 0 | 0
NJ Non-HEDD CT NGas Units - Nox Rate Annual v5.12, Unit 892 and retrofits | 528 | 2455 | Rate Constraint in lbs/MWh | FALSE | L | Annual | Rate | lb/MMBtu | 0 | 0 | 0 | 0 | 0 | 0 | 0
NJ Non-HEDD CT NGas Units - Nox Rate Annual v5.12, Unit 892 and retrofits | 528 | 2455 | Rate Constraint in lbs/MWh | FALSE | L | Annual | Generation | TWh | 0 | 0 | 0 | 0 | 0 | 0 | 0
NJ Non-HEDD CT NGas Units - Nox Rate Annual v5.12, Unit 892 and retrofits | 528 | 2455 | Rate Constraint in lbs/MWh | FALSE | L | Annual | Qualifying Generation | TWh | 0 | 0 | 0 | 0 | 0 | 0 | 0
NJ Non-HEDD CT NGas Units - Nox Rate Annual v5.12, Unit 892 and retrofits | 528 | 2455 | Rate Constraint in lbs/MWh | FALSE | L | Annual | Constraint Shadow Price | US$/Ton | 86533.0928 | 57547.3702 | 133260.4512 | 146331.9758 | 161309.0327 | 9760.7365 | 8989.3194
NJ Non-HEDD CT NGas Units - Nox Rate Annual v5.12, Unit 893 and retrofits | 529 | 2455 | Rate Constraint in lbs/MWh | FALSE | L | Annual | Seasons Included | Seasons | Winter, Summer | Winter, Summer | Winter, Summer | Winter, Summer | Winter, Summer | Winter, Summer | Winter, Summer
NJ Non-HEDD CT NGas Units - Nox Rate Annual v5.12, Unit 893 and retrofits | 529 | 2455 | Rate Constraint in lbs/MWh | FALSE | L | Annual | Standard | lb/MWh | 2.2 | 2.2 | 2.2 | 2.2 | 2.2 | 2.2 | 2.2
NJ Non-HEDD CT NGas Units - Nox Rate Annual v5.12, Unit 893 and retrofits | 529 | 2455 | Rate Constraint in lbs/MWh | FALSE | L | Annual | Emissions at Affected Plants NOX | MTons | 0 | 0 | 0 | 0 | 0 | 0 | 0
NJ Non-HEDD CT NGas Units - Nox Rate Annual v5.12, Unit 893 and retrofits | 529 | 2455 | Rate Constraint in lbs/MWh | FALSE | L | Annual | Allowances Purchased NOX | MTons | 0 | 0 | 0 | 0 | 0 | 0 | 0
NJ Non-HEDD CT NGas Units - Nox Rate Annual v5.12, Unit 893 and retrofits | 529 | 2455 | Rate Constraint in lbs/MWh | FALSE | L | Annual | Allowances Sold NOX | MTons | 0 | 0 | 0 | 0 | 0 | 0 | 0
NJ Non-HEDD CT NGas Units - Nox Rate Annual v5.12, Unit 893 and retrofits | 529 | 2455 | Rate Constraint in lbs/MWh | FALSE | L | Annual | Allowances Banked | MTons | 0 | 0 | 0 | 0 | 0 | 0 | 0
NJ Non-HEDD CT NGas Units - Nox Rate Annual v5.12, Unit 893 and retrofits | 529 | 2455 | Rate Constraint in lbs/MWh | FALSE | L | Annual | Allowances Withdrawn (1:1) | MTons | 0 | 0 | 0 | 0 | 0 | 0 | 0
NJ Non-HEDD CT NGas Units - Nox Rate Annual v5.12, Unit 893 and retrofits | 529 | 2455 | Rate Constraint in lbs/MWh | FALSE | L | Annual | Allowances Withdrawn (n:1) | MTons | 0 | 0 | 0 | 0 | 0 | 0 | 0
NJ Non-HEDD CT NGas Units - Nox Rate Annual v5.12, Unit 893 and retrofits | 529 | 2455 | Rate Constraint in lbs/MWh | FALSE | L | Annual | Net Emissions Allowance Position | MTons | 0 | 0 | 0 | 0 | 0 | 0 | 0
NJ Non-HEDD CT NGas Units - Nox Rate Annual v5.12, Unit 893 and retrofits | 529 | 2455 | Rate Constraint in lbs/MWh | FALSE | L | Annual | Fuel Consumed | TBtu | 0 | 0 | 0 | 0 | 0 | 0 | 0
NJ Non-HEDD CT NGas Units - Nox Rate Annual v5.12, Unit 893 and retrofits | 529 | 2455 | Rate Constraint in lbs/MWh | FALSE | L | Annual | Rate | lb/MMBtu | 0 | 0 | 0 | 0 | 0 | 0 | 0
NJ Non-HEDD CT NGas Units - Nox Rate Annual v5.12, Unit 893 and retrofits | 529 | 2455 | Rate Constraint in lbs/MWh | FALSE | L | Annual | Generation | TWh | 0 | 0 | 0 | 0 | 0 | 0 | 0
NJ Non-HEDD CT NGas Units - Nox Rate Annual v5.12, Unit 893 and retrofits | 529 | 2455 | Rate Constraint in lbs/MWh | FALSE | L | Annual | Qualifying Generation | TWh | 0 | 0 | 0 | 0 | 0 | 0 | 0
NJ Non-HEDD CT NGas Units - Nox Rate Annual v5.12, Unit 893 and retrofits | 529 | 2455 | Rate Constraint in lbs/MWh | FALSE | L | Annual | Constraint Shadow Price | US$/Ton | 253905.9113 | 189196.5742 | 371024.7777 | 410117.7003 | 447126.8046 | 88965.7897 | 101381.403
NJ Non-HEDD CT NGas Units - Nox Rate Annual v5.12, Unit 894 and retrofits | 530 | 2455 | Rate Constraint in lbs/MWh | FALSE | L | Annual | Seasons Included | Seasons | Winter, Summer | Winter, Summer | Winter, Summer | Winter, Summer | Winter, Summer | Winter, Summer | Winter, Summer
NJ Non-HEDD CT NGas Units - Nox Rate Annual v5.12, Unit 894 and retrofits | 530 | 2455 | Rate Constraint in lbs/MWh | FALSE | L | Annual | Standard | lb/MWh | 2.2 | 2.2 | 2.2 | 2.2 | 2.2 | 2.2 | 2.2
NJ Non-HEDD CT NGas Units - Nox Rate Annual v5.12, Unit 894 and retrofits | 530 | 2455 | Rate Constraint in lbs/MWh | FALSE | L | Annual | Emissions at Affected Plants NOX | MTons | 0 | 0 | 0 | 0 | 0 | 0 | 0
NJ Non-HEDD CT NGas Units - Nox Rate Annual v5.12, Unit 894 and retrofits | 530 | 2455 | Rate Constraint in lbs/MWh | FALSE | L | Annual | Allowances Purchased NOX | MTons | 0 | 0 | 0 | 0 | 0 | 0 | 0
NJ Non-HEDD CT NGas Units - Nox Rate Annual v5.12, Unit 894 and retrofits | 530 | 2455 | Rate Constraint in lbs/MWh | FALSE | L | Annual | Allowances Sold NOX | MTons | 0 | 0 | 0 | 0 | 0 | 0 | 0
NJ Non-HEDD CT NGas Units - Nox Rate Annual v5.12, Unit 894 and retrofits | 530 | 2455 | Rate Constraint in lbs/MWh | FALSE | L | Annual | Allowances Banked | MTons | 0 | 0 | 0 | 0 | 0 | 0 | 0
NJ Non-HEDD CT NGas Units - Nox Rate Annual v5.12, Unit 894 and retrofits | 530 | 2455 | Rate Constraint in lbs/MWh | FALSE | L | Annual | Allowances Withdrawn (1:1) | MTons | 0 | 0 | 0 | 0 | 0 | 0 | 0
NJ Non-HEDD CT NGas Units - Nox Rate Annual v5.12, Unit 894 and retrofits | 530 | 2455 | Rate Constraint in lbs/MWh | FALSE | L | Annual | Allowances Withdrawn (n:1) | MTons | 0 | 0 | 0 | 0 | 0 | 0 | 0
NJ Non-HEDD CT NGas Units - Nox Rate Annual v5.12, Unit 894 and retrofits | 530 | 2455 | Rate Constraint in lbs/MWh | FALSE | L | Annual | Net Emissions Allowance Position | MTons | 0 | 0 | 0 | 0 | 0 | 0 | 0
NJ Non-HEDD CT NGas Units - Nox Rate Annual v5.12, Unit 894 and retrofits | 530 | 2455 | Rate Constraint in lbs/MWh | FALSE | L | Annual | Fuel Consumed | TBtu | 0 | 0 | 0 | 0 | 0 | 0 | 0
NJ Non-HEDD CT NGas Units - Nox Rate Annual v5.12, Unit 894 and retrofits | 530 | 2455 | Rate Constraint in lbs/MWh | FALSE | L | Annual | Rate | lb/MMBtu | 0 | 0 | 0 | 0 | 0 | 0 | 0
NJ Non-HEDD CT NGas Units - Nox Rate Annual v5.12, Unit 894 and retrofits | 530 | 2455 | Rate Constraint in lbs/MWh | FALSE | L | Annual | Generation | TWh | 0 | 0 | 0 | 0 | 0 | 0 | 0
NJ Non-HEDD CT NGas Units - Nox Rate Annual v5.12, Unit 894 and retrofits | 530 | 2455 | Rate Constraint in lbs/MWh | FALSE | L | Annual | Qualifying Generation | TWh | 0 | 0 | 0 | 0 | 0 | 0 | 0
NJ Non-HEDD CT NGas Units - Nox Rate Annual v5.12, Unit 894 and retrofits | 530 | 2455 | Rate Constraint in lbs/MWh | FALSE | L | Annual | Constraint Shadow Price | US$/Ton | 238452.0385 | 177681.2063 | 348442.5162 | 385156.0651 | 419912.6263 | 83550.9257 | 95210.8678
NJ Non-HEDD CT NGas Units - Nox Rate Annual v5.12, Unit 895 and retrofits | 531 | 2455 | Rate Constraint in lbs/MWh | FALSE | L | Annual | Seasons Included | Seasons | Winter, Summer | Winter, Summer | Winter, Summer | Winter, Summer | Winter, Summer | Winter, Summer | Winter, Summer
NJ Non-HEDD CT NGas Units - Nox Rate Annual v5.12, Unit 895 and retrofits | 531 | 2455 | Rate Constraint in lbs/MWh | FALSE | L | Annual | Standard | lb/MWh | 2.2 | 2.2 | 2.2 | 2.2 | 2.2 | 2.2 | 2.2
NJ Non-HEDD CT NGas Units - Nox Rate Annual v5.12, Unit 895 and retrofits | 531 | 2455 | Rate Constraint in lbs/MWh | FALSE | L | Annual | Emissions at Affected Plants NOX | MTons | 0.00035054 | 0.00035054 | 0.00035054 | 0.00035054 | 0.00035054 | 0.00035054 | 0.00035054
NJ Non-HEDD CT NGas Units - Nox Rate Annual v5.12, Unit 895 and retrofits | 531 | 2455 | Rate Constraint in lbs/MWh | FALSE | L | Annual | Allowances Purchased NOX | MTons | 0 | 0 | 0 | 0 | 0 | 0 | 0
NJ Non-HEDD CT NGas Units - Nox Rate Annual v5.12, Unit 895 and retrofits | 531 | 2455 | Rate Constraint in lbs/MWh | FALSE | L | Annual | Allowances Sold NOX | MTons | 0 | 0 | 0 | 0 | 0 | 0 | 0
NJ Non-HEDD CT NGas Units - Nox Rate Annual v5.12, Unit 895 and retrofits | 531 | 2455 | Rate Constraint in lbs/MWh | FALSE | L | Annual | Allowances Banked | MTons | 0 | 0 | 0 | 0 | 0 | 0 | 0
NJ Non-HEDD CT NGas Units - Nox Rate Annual v5.12, Unit 895 and retrofits | 531 | 2455 | Rate Constraint in lbs/MWh | FALSE | L | Annual | Allowances Withdrawn (1:1) | MTons | 0 | 0 | 0 | 0 | 0 | 0 | 0
NJ Non-HEDD CT NGas Units - Nox Rate Annual v5.12, Unit 895 and retrofits | 531 | 2455 | Rate Constraint in lbs/MWh | FALSE | L | Annual | Allowances Withdrawn (n:1) | MTons | 0 | 0 | 0 | 0 | 0 | 0 | 0
NJ Non-HEDD CT NGas Units - Nox Rate Annual v5.12, Unit 895 and retrofits | 531 | 2455 | Rate Constraint in lbs/MWh | FALSE | L | Annual | Net Emissions Allowance Position | MTons | 0.00035054 | 0.00035054 | 0.00035054 | 0.00035054 | 0.00035054 | 0.00035054 | 0.00035054
NJ Non-HEDD CT NGas Units - Nox Rate Annual v5.12, Unit 895 and retrofits | 531 | 2455 | Rate Constraint in lbs/MWh | FALSE | L | Annual | Fuel Consumed | TBtu | 0.0034689 | 0.0034689 | 0.0034689 | 0.0034689 | 0.0034689 | 0.0034689 | 0.0034689
NJ Non-HEDD CT NGas Units - Nox Rate Annual v5.12, Unit 895 and retrofits | 531 | 2455 | Rate Constraint in lbs/MWh | FALSE | L | Annual | Rate | lb/MMBtu | 0.2021 | 0.2021 | 0.2021 | 0.2021 | 0.2021 | 0.2021 | 0.2021
NJ Non-HEDD CT NGas Units - Nox Rate Annual v5.12, Unit 895 and retrofits | 531 | 2455 | Rate Constraint in lbs/MWh | FALSE | L | Annual | Generation | TWh | 0.00031875 | 0.00031875 | 0.00031875 | 0.00031875 | 0.00031875 | 0.00031875 | 0.00031875
NJ Non-HEDD CT NGas Units - Nox Rate Annual v5.12, Unit 895 and retrofits | 531 | 2455 | Rate Constraint in lbs/MWh | FALSE | L | Annual | Qualifying Generation | TWh | 0.00031875 | 0.00031875 | 0.00031875 | 0.00031875 | 0.00031875 | 0.00031875 | 0.00031875
NJ Non-HEDD CT NGas Units - Nox Rate Annual v5.12, Unit 895 and retrofits | 531 | 2455 | Rate Constraint in lbs/MWh | FALSE | L | Annual | Constraint Shadow Price | US$/Ton | 0 | 0 | 0 | 0 | 0 | 0 | 0
NJ Non-HEDD CT NGas Units - Nox Rate Annual v5.12, Unit 896 and retrofits | 532 | 2455 | Rate Constraint in lbs/MWh | FALSE | L | Annual | Seasons Included | Seasons | Winter, Summer | Winter, Summer | Winter, Summer | Winter, Summer | Winter, Summer | Winter, Summer | Winter, Summer
NJ Non-HEDD CT NGas Units - Nox Rate Annual v5.12, Unit 896 and retrofits | 532 | 2455 | Rate Constraint in lbs/MWh | FALSE | L | Annual | Standard | lb/MWh | 2.2 | 2.2 | 2.2 | 2.2 | 2.2 | 2.2 | 2.2
NJ Non-HEDD CT NGas Units - Nox Rate Annual v5.12, Unit 896 and retrofits | 532 | 2455 | Rate Constraint in lbs/MWh | FALSE | L | Annual | Emissions at Affected Plants NOX | MTons | 0.00035062 | 0.00035062 | 0.00035062 | 0.00035062 | 0.00035062 | 0.00035062 | 0.00035062
NJ Non-HEDD CT NGas Units - Nox Rate Annual v5.12, Unit 896 and retrofits | 532 | 2455 | Rate Constraint in lbs/MWh | FALSE | L | Annual | Allowances Purchased NOX | MTons | 0 | 0 | 0 | 0 | 0 | 0 | 0
NJ Non-HEDD CT NGas Units - Nox Rate Annual v5.12, Unit 896 and retrofits | 532 | 2455 | Rate Constraint in lbs/MWh | FALSE | L | Annual | Allowances Sold NOX | MTons | 0 | 0 | 0 | 0 | 0 | 0 | 0
NJ Non-HEDD CT NGas Units - Nox Rate Annual v5.12, Unit 896 and retrofits | 532 | 2455 | Rate Constraint in lbs/MWh | FALSE | L | Annual | Allowances Banked | MTons | 0 | 0 | 0 | 0 | 0 | 0 | 0
NJ Non-HEDD CT NGas Units - Nox Rate Annual v5.12, Unit 896 and retrofits | 532 | 2455 | Rate Constraint in lbs/MWh | FALSE | L | Annual | Allowances Withdrawn (1:1) | MTons | 0 | 0 | 0 | 0 | 0 | 0 | 0
NJ Non-HEDD CT NGas Units - Nox Rate Annual v5.12, Unit 896 and retrofits | 532 | 2455 | Rate Constraint in lbs/MWh | FALSE | L | Annual | Allowances Withdrawn (n:1) | MTons | 0 | 0 | 0 | 0 | 0 | 0 | 0
NJ Non-HEDD CT NGas Units - Nox Rate Annual v5.12, Unit 896 and retrofits | 532 | 2455 | Rate Constraint in lbs/MWh | FALSE | L | Annual | Net Emissions Allowance Position | MTons | 0.00035062 | 0.00035062 | 0.00035062 | 0.00035062 | 0.00035062 | 0.00035062 | 0.00035062
NJ Non-HEDD CT NGas Units - Nox Rate Annual v5.12, Unit 896 and retrofits | 532 | 2455 | Rate Constraint in lbs/MWh | FALSE | L | Annual | Fuel Consumed | TBtu | 0.0034715 | 0.0034715 | 0.0034715 | 0.0034715 | 0.0034715 | 0.0034715 | 0.0034715
NJ Non-HEDD CT NGas Units - Nox Rate Annual v5.12, Unit 896 and retrofits | 532 | 2455 | Rate Constraint in lbs/MWh | FALSE | L | Annual | Rate | lb/MMBtu | 0.202 | 0.202 | 0.202 | 0.202 | 0.202 | 0.202 | 0.202
NJ Non-HEDD CT NGas Units - Nox Rate Annual v5.12, Unit 896 and retrofits | 532 | 2455 | Rate Constraint in lbs/MWh | FALSE | L | Annual | Generation | TWh | 0.00031875 | 0.00031875 | 0.00031875 | 0.00031875 | 0.00031875 | 0.00031875 | 0.00031875
NJ Non-HEDD CT NGas Units - Nox Rate Annual v5.12, Unit 896 and retrofits | 532 | 2455 | Rate Constraint in lbs/MWh | FALSE | L | Annual | Qualifying Generation | TWh | 0.00031875 | 0.00031875 | 0.00031875 | 0.00031875 | 0.00031875 | 0.00031875 | 0.00031875
NJ Non-HEDD CT NGas Units - Nox Rate Annual v5.12, Unit 896 and retrofits | 532 | 2455 | Rate Constraint in lbs/MWh | FALSE | L | Annual | Constraint Shadow Price | US$/Ton | 0 | 0 | 0 | 0 | 0 | 0 | 0
NJ Non-HEDD CT NGas Units - Nox Rate Annual v5.12, Unit 897 and retrofits | 533 | 2455 | Rate Constraint in lbs/MWh | FALSE | L | Annual | Seasons Included | Seasons | Winter, Summer | Winter, Summer | Winter, Summer | Winter, Summer | Winter, Summer | Winter, Summer | Winter, Summer
NJ Non-HEDD CT NGas Units - Nox Rate Annual v5.12, Unit 897 and retrofits | 533 | 2455 | Rate Constraint in lbs/MWh | FALSE | L | Annual | Standard | lb/MWh | 2.2 | 2.2 | 2.2 | 2.2 | 2.2 | 2.2 | 2.2
NJ Non-HEDD CT NGas Units - Nox Rate Annual v5.12, Unit 897 and retrofits | 533 | 2455 | Rate Constraint in lbs/MWh | FALSE | L | Annual | Emissions at Affected Plants NOX | MTons | 0.00070124 | 0.00070124 | 0.00070124 | 0.00070124 | 0.00070124 | 0.00070124 | 0.00070124
NJ Non-HEDD CT NGas Units - Nox Rate Annual v5.12, Unit 897 and retrofits | 533 | 2455 | Rate Constraint in lbs/MWh | FALSE | L | Annual | Allowances Purchased NOX | MTons | 0 | 0 | 0 | 0 | 0 | 0 | 0
NJ Non-HEDD CT NGas Units - Nox Rate Annual v5.12, Unit 897 and retrofits | 533 | 2455 | Rate Constraint in lbs/MWh | FALSE | L | Annual | Allowances Sold NOX | MTons | 0 | 0 | 0 | 0 | 0 | 0 | 0
NJ Non-HEDD CT NGas Units - Nox Rate Annual v5.12, Unit 897 and retrofits | 533 | 2455 | Rate Constraint in lbs/MWh | FALSE | L | Annual | Allowances Banked | MTons | 0 | 0 | 0 | 0 | 0 | 0 | 0
NJ Non-HEDD CT NGas Units - Nox Rate Annual v5.12, Unit 897 and retrofits | 533 | 2455 | Rate Constraint in lbs/MWh | FALSE | L | Annual | Allowances Withdrawn (1:1) | MTons | 0 | 0 | 0 | 0 | 0 | 0 | 0
NJ Non-HEDD CT NGas Units - Nox Rate Annual v5.12, Unit 897 and retrofits | 533 | 2455 | Rate Constraint in lbs/MWh | FALSE | L | Annual | Allowances Withdrawn (n:1) | MTons | 0 | 0 | 0 | 0 | 0 | 0 | 0
NJ Non-HEDD CT NGas Units - Nox Rate Annual v5.12, Unit 897 and retrofits | 533 | 2455 | Rate Constraint in lbs/MWh | FALSE | L | Annual | Net Emissions Allowance Position | MTons | 0.00070124 | 0.00070124 | 0.00070124 | 0.00070124 | 0.00070124 | 0.00070124 | 0.00070124
NJ Non-HEDD CT NGas Units - Nox Rate Annual v5.12, Unit 897 and retrofits | 533 | 2455 | Rate Constraint in lbs/MWh | FALSE | L | Annual | Fuel Consumed | TBtu | 0.006943 | 0.006943 | 0.006943 | 0.006943 | 0.006943 | 0.006943 | 0.006943
NJ Non-HEDD CT NGas Units - Nox Rate Annual v5.12, Unit 897 and retrofits | 533 | 2455 | Rate Constraint in lbs/MWh | FALSE | L | Annual | Rate | lb/MMBtu | 0.202 | 0.202 | 0.202 | 0.202 | 0.202 | 0.202 | 0.202
NJ Non-HEDD CT NGas Units - Nox Rate Annual v5.12, Unit 897 and retrofits | 533 | 2455 | Rate Constraint in lbs/MWh | FALSE | L | Annual | Generation | TWh | 0.0006375 | 0.0006375 | 0.0006375 | 0.0006375 | 0.0006375 | 0.0006375 | 0.0006375
NJ Non-HEDD CT NGas Units - Nox Rate Annual v5.12, Unit 897 and retrofits | 533 | 2455 | Rate Constraint in lbs/MWh | FALSE | L | Annual | Qualifying Generation | TWh | 0.0006375 | 0.0006375 | 0.0006375 | 0.0006375 | 0.0006375 | 0.0006375 | 0.0006375
NJ Non-HEDD CT NGas Units - Nox Rate Annual v5.12, Unit 897 and retrofits | 533 | 2455 | Rate Constraint in lbs/MWh | FALSE | L | Annual | Constraint Shadow Price | US$/Ton | 0 | 0 | 0 | 0 | 0 | 0 | 0
NJ Non-HEDD CT NGas Units - Nox Rate Annual v5.12, Unit 899 and retrofits | 534 | 2455 | Rate Constraint in lbs/MWh | FALSE | L | Annual | Seasons Included | Seasons | Winter, Summer | Winter, Summer | Winter, Summer | Winter, Summer | Winter, Summer | Winter, Summer | Winter, Summer
NJ Non-HEDD CT NGas Units - Nox Rate Annual v5.12, Unit 899 and retrofits | 534 | 2455 | Rate Constraint in lbs/MWh | FALSE | L | Annual | Standard | lb/MWh | 2.2 | 2.2 | 2.2 | 2.2 | 2.2 | 2.2 | 2.2
NJ Non-HEDD CT NGas Units - Nox Rate Annual v5.12, Unit 899 and retrofits | 534 | 2455 | Rate Constraint in lbs/MWh | FALSE | L | Annual | Emissions at Affected Plants NOX | MTons | 0.0018334 | 0.0018334 | 0.0018334 | 0.0018334 | 0.0018334 | 0 | 0
NJ Non-HEDD CT NGas Units - Nox Rate Annual v5.12, Unit 899 and retrofits | 534 | 2455 | Rate Constraint in lbs/MWh | FALSE | L | Annual | Allowances Purchased NOX | MTons | 0 | 0 | 0 | 0 | 0 | 0 | 0
NJ Non-HEDD CT NGas Units - Nox Rate Annual v5.12, Unit 899 and retrofits | 534 | 2455 | Rate Constraint in lbs/MWh | FALSE | L | Annual | Allowances Sold NOX | MTons | 0 | 0 | 0 | 0 | 0 | 0 | 0
NJ Non-HEDD CT NGas Units - Nox Rate Annual v5.12, Unit 899 and retrofits | 534 | 2455 | Rate Constraint in lbs/MWh | FALSE | L | Annual | Allowances Banked | MTons | 0 | 0 | 0 | 0 | 0 | 0 | 0
NJ Non-HEDD CT NGas Units - Nox Rate Annual v5.12, Unit 899 and retrofits | 534 | 2455 | Rate Constraint in lbs/MWh | FALSE | L | Annual | Allowances Withdrawn (1:1) | MTons | 0 | 0 | 0 | 0 | 0 | 0 | 0
NJ Non-HEDD CT NGas Units - Nox Rate Annual v5.12, Unit 899 and retrofits | 534 | 2455 | Rate Constraint in lbs/MWh | FALSE | L | Annual | Allowances Withdrawn (n:1) | MTons | 0 | 0 | 0 | 0 | 0 | 0 | 0
NJ Non-HEDD CT NGas Units - Nox Rate Annual v5.12, Unit 899 and retrofits | 534 | 2455 | Rate Constraint in lbs/MWh | FALSE | L | Annual | Net Emissions Allowance Position | MTons | 0.0018334 | 0.0018334 | 0.0018334 | 0.0018334 | 0.0018334 | 0 | 0
NJ Non-HEDD CT NGas Units - Nox Rate Annual v5.12, Unit 899 and retrofits | 534 | 2455 | Rate Constraint in lbs/MWh | FALSE | L | Annual | Fuel Consumed | TBtu | 0.02527 | 0.02527 | 0.02527 | 0.02527 | 0.02527 | 0 | 0
NJ Non-HEDD CT NGas Units - Nox Rate Annual v5.12, Unit 899 and retrofits | 534 | 2455 | Rate Constraint in lbs/MWh | FALSE | L | Annual | Rate | lb/MMBtu | 0.1451 | 0.1451 | 0.1451 | 0.1451 | 0.1451 | 0 | 0
NJ Non-HEDD CT NGas Units - Nox Rate Annual v5.12, Unit 899 and retrofits | 534 | 2455 | Rate Constraint in lbs/MWh | FALSE | L | Annual | Generation | TWh | 0.0016668 | 0.0016668 | 0.0016668 | 0.0016668 | 0.0016668 | 0 | 0
NJ Non-HEDD CT NGas Units - Nox Rate Annual v5.12, Unit 899 and retrofits | 534 | 2455 | Rate Constraint in lbs/MWh | FALSE | L | Annual | Qualifying Generation | TWh | 0.0016668 | 0.0016668 | 0.0016668 | 0.0016668 | 0.0016668 | 0 | 0
NJ Non-HEDD CT NGas Units - Nox Rate Annual v5.12, Unit 899 and retrofits | 534 | 2455 | Rate Constraint in lbs/MWh | FALSE | L | Annual | Constraint Shadow Price | US$/Ton | 0 | 0 | 0 | 0 | 0 | 0 | 0
NJ Non-HEDD CT NGas Units - Nox Rate Annual v5.12, Unit 931 and retrofits | 535 | 2455 | Rate Constraint in lbs/MWh | FALSE | L | Annual | Seasons Included | Seasons | Winter, Summer | Winter, Summer | Winter, Summer | Winter, Summer | Winter, Summer | Winter, Summer | Winter, Summer
NJ Non-HEDD CT NGas Units - Nox Rate Annual v5.12, Unit 931 and retrofits | 535 | 2455 | Rate Constraint in lbs/MWh | FALSE | L | Annual | Standard | lb/MWh | 2.2 | 2.2 | 2.2 | 2.2 | 2.2 | 2.2 | 2.2
NJ Non-HEDD CT NGas Units - Nox Rate Annual v5.12, Unit 931 and retrofits | 535 | 2455 | Rate Constraint in lbs/MWh | FALSE | L | Annual | Emissions at Affected Plants NOX | MTons | 0 | 0 | 0 | 0 | 0 | 0 | 0
NJ Non-HEDD CT NGas Units - Nox Rate Annual v5.12, Unit 931 and retrofits | 535 | 2455 | Rate Constraint in lbs/MWh | FALSE | L | Annual | Allowances Purchased NOX | MTons | 0 | 0 | 0 | 0 | 0 | 0 | 0
NJ Non-HEDD CT NGas Units - Nox Rate Annual v5.12, Unit 931 and retrofits | 535 | 2455 | Rate Constraint in lbs/MWh | FALSE | L | Annual | Allowances Sold NOX | MTons | 0 | 0 | 0 | 0 | 0 | 0 | 0
NJ Non-HEDD CT NGas Units - Nox Rate Annual v5.12, Unit 931 and retrofits | 535 | 2455 | Rate Constraint in lbs/MWh | FALSE | L | Annual | Allowances Banked | MTons | 0 | 0 | 0 | 0 | 0 | 0 | 0
NJ Non-HEDD CT NGas Units - Nox Rate Annual v5.12, Unit 931 and retrofits | 535 | 2455 | Rate Constraint in lbs/MWh | FALSE | L | Annual | Allowances Withdrawn (1:1) | MTons | 0 | 0 | 0 | 0 | 0 | 0 | 0
NJ Non-HEDD CT NGas Units - Nox Rate Annual v5.12, Unit 931 and retrofits | 535 | 2455 | Rate Constraint in lbs/MWh | FALSE | L | Annual | Allowances Withdrawn (n:1) | MTons | 0 | 0 | 0 | 0 | 0 | 0 | 0
NJ Non-HEDD CT NGas Units - Nox Rate Annual v5.12, Unit 931 and retrofits | 535 | 2455 | Rate Constraint in lbs/MWh | FALSE | L | Annual | Net Emissions Allowance Position | MTons | 0 | 0 | 0 | 0 | 0 | 0 | 0
NJ Non-HEDD CT NGas Units - Nox Rate Annual v5.12, Unit 931 and retrofits | 535 | 2455 | Rate Constraint in lbs/MWh | FALSE | L | Annual | Fuel Consumed | TBtu | 0 | 0 | 0 | 0 | 0 | 0 | 0
NJ Non-HEDD CT NGas Units - Nox Rate Annual v5.12, Unit 931 and retrofits | 535 | 2455 | Rate Constraint in lbs/MWh | FALSE | L | Annual | Rate | lb/MMBtu | 0 | 0 | 0 | 0 | 0 | 0 | 0
NJ Non-HEDD CT NGas Units - Nox Rate Annual v5.12, Unit 931 and retrofits | 535 | 2455 | Rate Constraint in lbs/MWh | FALSE | L | Annual | Generation | TWh | 0 | 0 | 0 | 0 | 0 | 0 | 0
NJ Non-HEDD CT NGas Units - Nox Rate Annual v5.12, Unit 931 and retrofits | 535 | 2455 | Rate Constraint in lbs/MWh | FALSE | L | Annual | Qualifying Generation | TWh | 0 | 0 | 0 | 0 | 0 | 0 | 0
NJ Non-HEDD CT NGas Units - Nox Rate Annual v5.12, Unit 931 and retrofits | 535 | 2455 | Rate Constraint in lbs/MWh | FALSE | L | Annual | Constraint Shadow Price | US$/Ton | 170136.6584 | 126776.3819 | 248615.3848 | 274810.6758 | 299609.6466 | 59613.9809 | 67933.4048
NJ Non-HEDD CT NGas Units - Nox Rate Annual v5.12, Unit 933 and retrofits | 536 | 2455 | Rate Constraint in lbs/MWh | FALSE | L | Annual | Seasons Included | Seasons | Winter, Summer | Winter, Summer | Winter, Summer | Winter, Summer | Winter, Summer | Winter, Summer | Winter, Summer
NJ Non-HEDD CT NGas Units - Nox Rate Annual v5.12, Unit 933 and retrofits | 536 | 2455 | Rate Constraint in lbs/MWh | FALSE | L | Annual | Standard | lb/MWh | 2.2 | 2.2 | 2.2 | 2.2 | 2.2 | 2.2 | 2.2
NJ Non-HEDD CT NGas Units - Nox Rate Annual v5.12, Unit 933 and retrofits | 536 | 2455 | Rate Constraint in lbs/MWh | FALSE | L | Annual | Emissions at Affected Plants NOX | MTons | 0.0056144 | 0.0056144 | 0.0056144 | 0.0056144 | 0.0056144 | 0.0056144 | 0.0056144
NJ Non-HEDD CT NGas Units - Nox Rate Annual v5.12, Unit 933 and retrofits | 536 | 2455 | Rate Constraint in lbs/MWh | FALSE | L | Annual | Allowances Purchased NOX | MTons | 0 | 0 | 0 | 0 | 0 | 0 | 0
NJ Non-HEDD CT NGas Units - Nox Rate Annual v5.12, Unit 933 and retrofits | 536 | 2455 | Rate Constraint in lbs/MWh | FALSE | L | Annual | Allowances Sold NOX | MTons | 0 | 0 | 0 | 0 | 0 | 0 | 0
NJ Non-HEDD CT NGas Units - Nox Rate Annual v5.12, Unit 933 and retrofits | 536 | 2455 | Rate Constraint in lbs/MWh | FALSE | L | Annual | Allowances Banked | MTons | 0 | 0 | 0 | 0 | 0 | 0 | 0
NJ Non-HEDD CT NGas Units - Nox Rate Annual v5.12, Unit 933 and retrofits | 536 | 2455 | Rate Constraint in lbs/MWh | FALSE | L | Annual | Allowances Withdrawn (1:1) | MTons | 0 | 0 | 0 | 0 | 0 | 0 | 0
NJ Non-HEDD CT NGas Units - Nox Rate Annual v5.12, Unit 933 and retrofits | 536 | 2455 | Rate Constraint in lbs/MWh | FALSE | L | Annual | Allowances Withdrawn (n:1) | MTons | 0 | 0 | 0 | 0 | 0 | 0 | 0
NJ Non-HEDD CT NGas Units - Nox Rate Annual v5.12, Unit 933 and retrofits | 536 | 2455 | Rate Constraint in lbs/MWh | FALSE | L | Annual | Net Emissions Allowance Position | MTons | 0.0056144 | 0.0056144 | 0.0056144 | 0.0056144 | 0.0056144 | 0.0056144 | 0.0056144
NJ Non-HEDD CT NGas Units - Nox Rate Annual v5.12, Unit 933 and retrofits | 536 | 2455 | Rate Constraint in lbs/MWh | FALSE | L | Annual | Fuel Consumed | TBtu | 0.057981 | 0.057981 | 0.057981 | 0.057981 | 0.057981 | 0.057981 | 0.057981
NJ Non-HEDD CT NGas Units - Nox Rate Annual v5.12, Unit 933 and retrofits | 536 | 2455 | Rate Constraint in lbs/MWh | FALSE | L | Annual | Rate | lb/MMBtu | 0.19366 | 0.19366 | 0.19366 | 0.19366 | 0.19366 | 0.19366 | 0.19366
NJ Non-HEDD CT NGas Units - Nox Rate Annual v5.12, Unit 933 and retrofits | 536 | 2455 | Rate Constraint in lbs/MWh | FALSE | L | Annual | Generation | TWh | 0.005104 | 0.005104 | 0.005104 | 0.005104 | 0.005104 | 0.005104 | 0.005104
NJ Non-HEDD CT NGas Units - Nox Rate Annual v5.12, Unit 933 and retrofits | 536 | 2455 | Rate Constraint in lbs/MWh | FALSE | L | Annual | Qualifying Generation | TWh | 0.005104 | 0.005104 | 0.005104 | 0.005104 | 0.005104 | 0.005104 | 0.005104
NJ Non-HEDD CT NGas Units - Nox Rate Annual v5.12, Unit 933 and retrofits | 536 | 2455 | Rate Constraint in lbs/MWh | FALSE | L | Annual | Constraint Shadow Price | US$/Ton | 0 | 0 | 0 | 0 | 0 | 0 | 0
NJ Non-HEDD CT NGas Units - Nox Rate Annual v5.12, Unit 934 and retrofits | 537 | 2455 | Rate Constraint in lbs/MWh | FALSE | L | Annual | Seasons Included | Seasons | Winter, Summer | Winter, Summer | Winter, Summer | Winter, Summer | Winter, Summer | Winter, Summer | Winter, Summer
NJ Non-HEDD CT NGas Units - Nox Rate Annual v5.12, Unit 934 and retrofits | 537 | 2455 | Rate Constraint in lbs/MWh | FALSE | L | Annual | Standard | lb/MWh | 2.2 | 2.2 | 2.2 | 2.2 | 2.2 | 2.2 | 2.2
NJ Non-HEDD CT NGas Units - Nox Rate Annual v5.12, Unit 934 and retrofits | 537 | 2455 | Rate Constraint in lbs/MWh | FALSE | L | Annual | Emissions at Affected Plants NOX | MTons | 0.0059711 | 0.0059711 | 0.0059711 | 0.0059711 | 0.0059711 | 0.0059711 | 0.0059711
NJ Non-HEDD CT NGas Units - Nox Rate Annual v5.12, Unit 934 and retrofits | 537 | 2455 | Rate Constraint in lbs/MWh | FALSE | L | Annual | Allowances Purchased NOX | MTons | 0 | 0 | 0 | 0 | 0 | 0 | 0
NJ Non-HEDD CT NGas Units - Nox Rate Annual v5.12, Unit 934 and retrofits | 537 | 2455 | Rate Constraint in lbs/MWh | FALSE | L | Annual | Allowances Sold NOX | MTons | 0 | 0 | 0 | 0 | 0 | 0 | 0
NJ Non-HEDD CT NGas Units - Nox Rate Annual v5.12, Unit 934 and retrofits | 537 | 2455 | Rate Constraint in lbs/MWh | FALSE | L | Annual | Allowances Banked | MTons | 0 | 0 | 0 | 0 | 0 | 0 | 0
NJ Non-HEDD CT NGas Units - Nox Rate Annual v5.12, Unit 934 and retrofits | 537 | 2455 | Rate Constraint in lbs/MWh | FALSE | L | Annual | Allowances Withdrawn (1:1) | MTons | 0 | 0 | 0 | 0 | 0 | 0 | 0
NJ Non-HEDD CT NGas Units - Nox Rate Annual v5.12, Unit 934 and retrofits | 537 | 2455 | Rate Constraint in lbs/MWh | FALSE | L | Annual | Allowances Withdrawn (n:1) | MTons | 0 | 0 | 0 | 0 | 0 | 0 | 0
NJ Non-HEDD CT NGas Units - Nox Rate Annual v5.12, Unit 934 and retrofits | 537 | 2455 | Rate Constraint in lbs/MWh | FALSE | L | Annual | Net Emissions Allowance Position | MTons | 0.0059711 | 0.0059711 | 0.0059711 | 0.0059711 | 0.0059711 | 0.0059711 | 0.0059711
NJ Non-HEDD CT NGas Units - Nox Rate Annual v5.12, Unit 934 and retrofits | 537 | 2455 | Rate Constraint in lbs/MWh | FALSE | L | Annual | Fuel Consumed | TBtu | 0.063688 | 0.063688 | 0.063688 | 0.063688 | 0.063688 | 0.063688 | 0.063688
NJ Non-HEDD CT NGas Units - Nox Rate Annual v5.12, Unit 934 and retrofits | 537 | 2455 | Rate Constraint in lbs/MWh | FALSE | L | Annual | Rate | lb/MMBtu | 0.18751 | 0.18751 | 0.18751 | 0.18751 | 0.18751 | 0.18751 | 0.18751
NJ Non-HEDD CT NGas Units - Nox Rate Annual v5.12, Unit 934 and retrofits | 537 | 2455 | Rate Constraint in lbs/MWh | FALSE | L | Annual | Generation | TWh | 0.0055979 | 0.0055979 | 0.0055979 | 0.0055979 | 0.0055979 | 0.0055979 | 0.0055979
NJ Non-HEDD CT NGas Units - Nox Rate Annual v5.12, Unit 934 and retrofits | 537 | 2455 | Rate Constraint in lbs/MWh | FALSE | L | Annual | Qualifying Generation | TWh | 0.0055979 | 0.0055979 | 0.0055979 | 0.0055979 | 0.0055979 | 0.0055979 | 0.0055979
NJ Non-HEDD CT NGas Units - Nox Rate Annual v5.12, Unit 934 and retrofits | 537 | 2455 | Rate Constraint in lbs/MWh | FALSE | L | Annual | Constraint Shadow Price | US$/Ton | 0 | 0 | 0 | 0 | 0 | 0 | 0
NJ Non-HEDD CT NGas Units - Nox Rate Annual v5.12, Unit 942 and retrofits | 538 | 2455 | Rate Constraint in lbs/MWh | FALSE | L | Annual | Seasons Included | Seasons | Winter, Summer | Winter, Summer | Winter, Summer | Winter, Summer | Winter, Summer | Winter, Summer | Winter, Summer
NJ Non-HEDD CT NGas Units - Nox Rate Annual v5.12, Unit 942 and retrofits | 538 | 2455 | Rate Constraint in lbs/MWh | FALSE | L | Annual | Standard | lb/MWh | 2.2 | 2.2 | 2.2 | 2.2 | 2.2 | 2.2 | 2.2
NJ Non-HEDD CT NGas Units - Nox Rate Annual v5.12, Unit 942 and retrofits | 538 | 2455 | Rate Constraint in lbs/MWh | FALSE | L | Annual | Emissions at Affected Plants NOX | MTons | 0.0029689 | 0.0029689 | 0.0029689 | 0.015092 | 0.0029689 | 0 | 0
NJ Non-HEDD CT NGas Units - Nox Rate Annual v5.12, Unit 942 and retrofits | 538 | 2455 | Rate Constraint in lbs/MWh | FALSE | L | Annual | Allowances Purchased NOX | MTons | 0 | 0 | 0 | 0 | 0 | 0 | 0
NJ Non-HEDD CT NGas Units - Nox Rate Annual v5.12, Unit 942 and retrofits | 538 | 2455 | Rate Constraint in lbs/MWh | FALSE | L | Annual | Allowances Sold NOX | MTons | 0 | 0 | 0 | 0 | 0 | 0 | 0
NJ Non-HEDD CT NGas Units - Nox Rate Annual v5.12, Unit 942 and retrofits | 538 | 2455 | Rate Constraint in lbs/MWh | FALSE | L | Annual | Allowances Banked | MTons | 0 | 0 | 0 | 0 | 0 | 0 | 0
NJ Non-HEDD CT NGas Units - Nox Rate Annual v5.12, Unit 942 and retrofits | 538 | 2455 | Rate Constraint in lbs/MWh | FALSE | L | Annual | Allowances Withdrawn (1:1) | MTons | 0 | 0 | 0 | 0 | 0 | 0 | 0
NJ Non-HEDD CT NGas Units - Nox Rate Annual v5.12, Unit 942 and retrofits | 538 | 2455 | Rate Constraint in lbs/MWh | FALSE | L | Annual | Allowances Withdrawn (n:1) | MTons | 0 | 0 | 0 | 0 | 0 | 0 | 0
NJ Non-HEDD CT NGas Units - Nox Rate Annual v5.12, Unit 942 and retrofits | 538 | 2455 | Rate Constraint in lbs/MWh | FALSE | L | Annual | Net Emissions Allowance Position | MTons | 0.0029689 | 0.0029689 | 0.0029689 | 0.015092 | 0.0029689 | 0 | 0
NJ Non-HEDD CT NGas Units - Nox Rate Annual v5.12, Unit 942 and retrofits | 538 | 2455 | Rate Constraint in lbs/MWh | FALSE | L | Annual | Fuel Consumed | TBtu | 0.040228 | 0.040228 | 0.040228 | 0.20449 | 0.040228 | 0 | 0
NJ Non-HEDD CT NGas Units - Nox Rate Annual v5.12, Unit 942 and retrofits | 538 | 2455 | Rate Constraint in lbs/MWh | FALSE | L | Annual | Rate | lb/MMBtu | 0.1476 | 0.1476 | 0.1476 | 0.1476 | 0.1476 | 0 | 0
NJ Non-HEDD CT NGas Units - Nox Rate Annual v5.12, Unit 942 and retrofits | 538 | 2455 | Rate Constraint in lbs/MWh | FALSE | L | Annual | Generation | TWh | 0.0027003 | 0.0027003 | 0.0027003 | 0.013726 | 0.0027003 | 0 | 0
NJ Non-HEDD CT NGas Units - Nox Rate Annual v5.12, Unit 942 and retrofits | 538 | 2455 | Rate Constraint in lbs/MWh | FALSE | L | Annual | Qualifying Generation | TWh | 0.0027003 | 0.0027003 | 0.0027003 | 0.013726 | 0.0027003 | 0 | 0
NJ Non-HEDD CT NGas Units - Nox Rate Annual v5.12, Unit 942 and retrofits | 538 | 2455 | Rate Constraint in lbs/MWh | FALSE | L | Annual | Constraint Shadow Price | US$/Ton | 0 | 0 | 0 | 0 | 0 | 0 | 0
NJ Non-HEDD CT NGas Units - Nox Rate Annual v5.12, Unit 943 and retrofits | 539 | 2455 | Rate Constraint in lbs/MWh | FALSE | L | Annual | Seasons Included | Seasons | Winter, Summer | Winter, Summer | Winter, Summer | Winter, Summer | Winter, Summer | Winter, Summer | Winter, Summer
NJ Non-HEDD CT NGas Units - Nox Rate Annual v5.12, Unit 943 and retrofits | 539 | 2455 | Rate Constraint in lbs/MWh | FALSE | L | Annual | Standard | lb/MWh | 2.2 | 2.2 | 2.2 | 2.2 | 2.2 | 2.2 | 2.2
NJ Non-HEDD CT NGas Units - Nox Rate Annual v5.12, Unit 943 and retrofits | 539 | 2455 | Rate Constraint in lbs/MWh | FALSE | L | Annual | Emissions at Affected Plants NOX | MTons | 0.0019435 | 0.0019435 | 0.0019435 | 0.0019435 | 0.0019435 | 0 | 0
NJ Non-HEDD CT NGas Units - Nox Rate Annual v5.12, Unit 943 and retrofits | 539 | 2455 | Rate Constraint in lbs/MWh | FALSE | L | Annual | Allowances Purchased NOX | MTons | 0 | 0 | 0 | 0 | 0 | 0 | 0
NJ Non-HEDD CT NGas Units - Nox Rate Annual v5.12, Unit 943 and retrofits | 539 | 2455 | Rate Constraint in lbs/MWh | FALSE | L | Annual | Allowances Sold NOX | MTons | 0 | 0 | 0 | 0 | 0 | 0 | 0
NJ Non-HEDD CT NGas Units - Nox Rate Annual v5.12, Unit 943 and retrofits | 539 | 2455 | Rate Constraint in lbs/MWh | FALSE | L | Annual | Allowances Banked | MTons | 0 | 0 | 0 | 0 | 0 | 0 | 0
NJ Non-HEDD CT NGas Units - Nox Rate Annual v5.12, Unit 943 and retrofits | 539 | 2455 | Rate Constraint in lbs/MWh | FALSE | L | Annual | Allowances Withdrawn (1:1) | MTons | 0 | 0 | 0 | 0 | 0 | 0 | 0
NJ Non-HEDD CT NGas Units - Nox Rate Annual v5.12, Unit 943 and retrofits | 539 | 2455 | Rate Constraint in lbs/MWh | FALSE | L | Annual | Allowances Withdrawn (n:1) | MTons | 0 | 0 | 0 | 0 | 0 | 0 | 0
NJ Non-HEDD CT NGas Units - Nox Rate Annual v5.12, Unit 943 and retrofits | 539 | 2455 | Rate Constraint in lbs/MWh | FALSE | L | Annual | Net Emissions Allowance Position | MTons | 0.0019435 | 0.0019435 | 0.0019435 | 0.0019435 | 0.0019435 | 0 | 0
NJ Non-HEDD CT NGas Units - Nox Rate Annual v5.12, Unit 943 and retrofits | 539 | 2455 | Rate Constraint in lbs/MWh | FALSE | L | Annual | Fuel Consumed | TBtu | 0.028768 | 0.028768 | 0.028768 | 0.028768 | 0.028768 | 0 | 0
NJ Non-HEDD CT NGas Units - Nox Rate Annual v5.12, Unit 943 and retrofits | 539 | 2455 | Rate Constraint in lbs/MWh | FALSE | L | Annual | Rate | lb/MMBtu | 0.13512 | 0.13512 | 0.13512 | 0.13512 | 0.13512 | 0 | 0
NJ Non-HEDD CT NGas Units - Nox Rate Annual v5.12, Unit 943 and retrofits | 539 | 2455 | Rate Constraint in lbs/MWh | FALSE | L | Annual | Generation | TWh | 0.0017668 | 0.0017668 | 0.0017668 | 0.0017668 | 0.0017668 | 0 | 0
NJ Non-HEDD CT NGas Units - Nox Rate Annual v5.12, Unit 943 and retrofits | 539 | 2455 | Rate Constraint in lbs/MWh | FALSE | L | Annual | Qualifying Generation | TWh | 0.0017668 | 0.0017668 | 0.0017668 | 0.0017668 | 0.0017668 | 0 | 0
NJ Non-HEDD CT NGas Units - Nox Rate Annual v5.12, Unit 943 and retrofits | 539 | 2455 | Rate Constraint in lbs/MWh | FALSE | L | Annual | Constraint Shadow Price | US$/Ton | 0 | 0 | 0 | 0 | 0 | 0 | 0
NJ Non-HEDD CT NGas Units - Nox Rate Annual v5.12, Unit 944 and retrofits | 540 | 2455 | Rate Constraint in lbs/MWh | FALSE | L | Annual | Seasons Included | Seasons | Winter, Summer | Winter, Summer | Winter, Summer | Winter, Summer | Winter, Summer | Winter, Summer | Winter, Summer
NJ Non-HEDD CT NGas Units - Nox Rate Annual v5.12, Unit 944 and retrofits | 540 | 2455 | Rate Constraint in lbs/MWh | FALSE | L | Annual | Standard | lb/MWh | 2.2 | 2.2 | 2.2 | 2.2 | 2.2 | 2.2 | 2.2
NJ Non-HEDD CT NGas Units - Nox Rate Annual v5.12, Unit 944 and retrofits | 540 | 2455 | Rate Constraint in lbs/MWh | FALSE | L | Annual | Emissions at Affected Plants NOX | MTons | 0.0020899 | 0.0020899 | 0.0020899 | 0.0020899 | 0.0020899 | 0 | 0
NJ Non-HEDD CT NGas Units - Nox Rate Annual v5.12, Unit 944 and retrofits | 540 | 2455 | Rate Constraint in lbs/MWh | FALSE | L | Annual | Allowances Purchased NOX | MTons | 0 | 0 | 0 | 0 | 0 | 0 | 0
NJ Non-HEDD CT NGas Units - Nox Rate Annual v5.12, Unit 944 and retrofits | 540 | 2455 | Rate Constraint in lbs/MWh | FALSE | L | Annual | Allowances Sold NOX | MTons | 0 | 0 | 0 | 0 | 0 | 0 | 0
NJ Non-HEDD CT NGas Units - Nox Rate Annual v5.12, Unit 944 and retrofits | 540 | 2455 | Rate Constraint in lbs/MWh | FALSE | L | Annual | Allowances Banked | MTons | 0 | 0 | 0 | 0 | 0 | 0 | 0
NJ Non-HEDD CT NGas Units - Nox Rate Annual v5.12, Unit 944 and retrofits | 540 | 2455 | Rate Constraint in lbs/MWh | FALSE | L | Annual | Allowances Withdrawn (1:1) | MTons | 0 | 0 | 0 | 0 | 0 | 0 | 0
NJ Non-HEDD CT NGas Units - Nox Rate Annual v5.12, Unit 944 and retrofits | 540 | 2455 | Rate Constraint in lbs/MWh | FALSE | L | Annual | Allowances Withdrawn (n:1) | MTons | 0 | 0 | 0 | 0 | 0 | 0 | 0
NJ Non-HEDD CT NGas Units - Nox Rate Annual v5.12, Unit 944 and retrofits | 540 | 2455 | Rate Constraint in lbs/MWh | FALSE | L | Annual | Net Emissions Allowance Position | MTons | 0.0020899 | 0.0020899 | 0.0020899 | 0.0020899 | 0.0020899 | 0 | 0
NJ Non-HEDD CT NGas Units - Nox Rate Annual v5.12, Unit 944 and retrofits | 540 | 2455 | Rate Constraint in lbs/MWh | FALSE | L | Annual | Fuel Consumed | TBtu | 0.030939 | 0.030939 | 0.030939 | 0.030939 | 0.030939 | 0 | 0
NJ Non-HEDD CT NGas Units - Nox Rate Annual v5.12, Unit 944 and retrofits | 540 | 2455 | Rate Constraint in lbs/MWh | FALSE | L | Annual | Rate | lb/MMBtu | 0.1351 | 0.1351 | 0.1351 | 0.1351 | 0.1351 | 0 | 0
NJ Non-HEDD CT NGas Units - Nox Rate Annual v5.12, Unit 944 and retrofits | 540 | 2455 | Rate Constraint in lbs/MWh | FALSE | L | Annual | Generation | TWh | 0.0019002 | 0.0019002 | 0.0019002 | 0.0019002 | 0.0019002 | 0 | 0
NJ Non-HEDD CT NGas Units - Nox Rate Annual v5.12, Unit 944 and retrofits | 540 | 2455 | Rate Constraint in lbs/MWh | FALSE | L | Annual | Qualifying Generation | TWh | 0.0019002 | 0.0019002 | 0.0019002 | 0.0019002 | 0.0019002 | 0 | 0
NJ Non-HEDD CT NGas Units - Nox Rate Annual v5.12, Unit 944 and retrofits | 540 | 2455 | Rate Constraint in lbs/MWh | FALSE | L | Annual | Constraint Shadow Price | US$/Ton | 0 | 0 | 0 | 0 | 0 | 0 | 0
NJ Non-HEDD CT NGas Units - Nox Rate Annual v5.12, Unit 945 and retrofits | 541 | 2455 | Rate Constraint in lbs/MWh | FALSE | L | Annual | Seasons Included | Seasons | Winter, Summer | Winter, Summer | Winter, Summer | Winter, Summer | Winter, Summer | Winter, Summer | Winter, Summer
NJ Non-HEDD CT NGas Units - Nox Rate Annual v5.12, Unit 945 and retrofits | 541 | 2455 | Rate Constraint in lbs/MWh | FALSE | L | Annual | Standard | lb/MWh | 2.2 | 2.2 | 2.2 | 2.2 | 2.2 | 2.2 | 2.2
NJ Non-HEDD CT NGas Units - Nox Rate Annual v5.12, Unit 945 and retrofits | 541 | 2455 | Rate Constraint in lbs/MWh | FALSE | L | Annual | Emissions at Affected Plants NOX | MTons | 0.0020899 | 0.0020899 | 0.0020899 | 0.0020899 | 0.0020899 | 0 | 0
NJ Non-HEDD CT NGas Units - Nox Rate Annual v5.12, Unit 945 and retrofits | 541 | 2455 | Rate Constraint in lbs/MWh | FALSE | L | Annual | Allowances Purchased NOX | MTons | 0 | 0 | 0 | 0 | 0 | 0 | 0
NJ Non-HEDD CT NGas Units - Nox Rate Annual v5.12, Unit 945 and retrofits | 541 | 2455 | Rate Constraint in lbs/MWh | FALSE | L | Annual | Allowances Sold NOX | MTons | 0 | 0 | 0 | 0 | 0 | 0 | 0
NJ Non-HEDD CT NGas Units - Nox Rate Annual v5.12, Unit 945 and retrofits | 541 | 2455 | Rate Constraint in lbs/MWh | FALSE | L | Annual | Allowances Banked | MTons | 0 | 0 | 0 | 0 | 0 | 0 | 0
NJ Non-HEDD CT NGas Units - Nox Rate Annual v5.12, Unit 945 and retrofits | 541 | 2455 | Rate Constraint in lbs/MWh | FALSE | L | Annual | Allowances Withdrawn (1:1) | MTons | 0 | 0 | 0 | 0 | 0 | 0 | 0
NJ Non-HEDD CT NGas Units - Nox Rate Annual v5.12, Unit 945 and retrofits | 541 | 2455 | Rate Constraint in lbs/MWh | FALSE | L | Annual | Allowances Withdrawn (n:1) | MTons | 0 | 0 | 0 | 0 | 0 | 0 | 0
NJ Non-HEDD CT NGas Units - Nox Rate Annual v5.12, Unit 945 and retrofits | 541 | 2455 | Rate Constraint in lbs/MWh | FALSE | L | Annual | Net Emissions Allowance Position | MTons | 0.0020899 | 0.0020899 | 0.0020899 | 0.0020899 | 0.0020899 | 0 | 0
NJ Non-HEDD CT NGas Units - Nox Rate Annual v5.12, Unit 945 and retrofits | 541 | 2455 | Rate Constraint in lbs/MWh | FALSE | L | Annual | Fuel Consumed | TBtu | 0.030939 | 0.030939 | 0.030939 | 0.030939 | 0.030939 | 0 | 0
NJ Non-HEDD CT NGas Units - Nox Rate Annual v5.12, Unit 945 and retrofits | 541 | 2455 | Rate Constraint in lbs/MWh | FALSE | L | Annual | Rate | lb/MMBtu | 0.1351 | 0.1351 | 0.1351 | 0.1351 | 0.1351 | 0 | 0
NJ Non-HEDD CT NGas Units - Nox Rate Annual v5.12, Unit 945 and retrofits | 541 | 2455 | Rate Constraint in lbs/MWh | FALSE | L | Annual | Generation | TWh | 0.0019002 | 0.0019002 | 0.0019002 | 0.0019002 | 0.0019002 | 0 | 0
NJ Non-HEDD CT NGas Units - Nox Rate Annual v5.12, Unit 945 and retrofits | 541 | 2455 | Rate Constraint in lbs/MWh | FALSE | L | Annual | Qualifying Generation | TWh | 0.0019002 | 0.0019002 | 0.0019002 | 0.0019002 | 0.0019002 | 0 | 0
NJ Non-HEDD CT NGas Units - Nox Rate Annual v5.12, Unit 945 and retrofits | 541 | 2455 | Rate Constraint in lbs/MWh | FALSE | L | Annual | Constraint Shadow Price | US$/Ton | 0 | 0 | 0 | 0 | 0 | 0 | 0
NJ Non-HEDD CT NGas Units - Nox Rate Annual v5.12, Unit 947 and retrofits | 542 | 2455 | Rate Constraint in lbs/MWh | FALSE | L | Annual | Seasons Included | Seasons | Winter, Summer | Winter, Summer | Winter, Summer | Winter, Summer | Winter, Summer | Winter, Summer | Winter, Summer
NJ Non-HEDD CT NGas Units - Nox Rate Annual v5.12, Unit 947 and retrofits | 542 | 2455 | Rate Constraint in lbs/MWh | FALSE | L | Annual | Standard | lb/MWh | 2.2 | 2.2 | 2.2 | 2.2 | 2.2 | 2.2 | 2.2
NJ Non-HEDD CT NGas Units - Nox Rate Annual v5.12, Unit 947 and retrofits | 542 | 2455 | Rate Constraint in lbs/MWh | FALSE | L | Annual | Emissions at Affected Plants NOX | MTons | 0.0031536 | 0.0031536 | 0.0031536 | 0.016031 | 0.0031536 | 0 | 0
NJ Non-HEDD CT NGas Units - Nox Rate Annual v5.12, Unit 947 and retrofits | 542 | 2455 | Rate Constraint in lbs/MWh | FALSE | L | Annual | Allowances Purchased NOX | MTons | 0 | 0 | 0 | 0 | 0 | 0 | 0
NJ Non-HEDD CT NGas Units - Nox Rate Annual v5.12, Unit 947 and retrofits | 542 | 2455 | Rate Constraint in lbs/MWh | FALSE | L | Annual | Allowances Sold NOX | MTons | 0 | 0 | 0 | 0 | 0 | 0 | 0
NJ Non-HEDD CT NGas Units - Nox Rate Annual v5.12, Unit 947 and retrofits | 542 | 2455 | Rate Constraint in lbs/MWh | FALSE | L | Annual | Allowances Banked | MTons | 0 | 0 | 0 | 0 | 0 | 0 | 0
NJ Non-HEDD CT NGas Units - Nox Rate Annual v5.12, Unit 947 and retrofits | 542 | 2455 | Rate Constraint in lbs/MWh | FALSE | L | Annual | Allowances Withdrawn (1:1) | MTons | 0 | 0 | 0 | 0 | 0 | 0 | 0
NJ Non-HEDD CT NGas Units - Nox Rate Annual v5.12, Unit 947 and retrofits | 542 | 2455 | Rate Constraint in lbs/MWh | FALSE | L | Annual | Allowances Withdrawn (n:1) | MTons | 0 | 0 | 0 | 0 | 0 | 0 | 0
NJ Non-HEDD CT NGas Units - Nox Rate Annual v5.12, Unit 947 and retrofits | 542 | 2455 | Rate Constraint in lbs/MWh | FALSE | L | Annual | Net Emissions Allowance Position | MTons | 0.0031536 | 0.0031536 | 0.0031536 | 0.016031 | 0.0031536 | 0 | 0
NJ Non-HEDD CT NGas Units - Nox Rate Annual v5.12, Unit 947 and retrofits | 542 | 2455 | Rate Constraint in lbs/MWh | FALSE | L | Annual | Fuel Consumed | TBtu | 0.041538 | 0.041538 | 0.041538 | 0.21115 | 0.041538 | 0 | 0
NJ Non-HEDD CT NGas Units - Nox Rate Annual v5.12, Unit 947 and retrofits | 542 | 2455 | Rate Constraint in lbs/MWh | FALSE | L | Annual | Rate | lb/MMBtu | 0.15184 | 0.15184 | 0.15184 | 0.15184 | 0.15184 | 0 | 0
NJ Non-HEDD CT NGas Units - Nox Rate Annual v5.12, Unit 947 and retrofits | 542 | 2455 | Rate Constraint in lbs/MWh | FALSE | L | Annual | Generation | TWh | 0.0028669 | 0.0028669 | 0.0028669 | 0.014573 | 0.0028669 | 0 | 0
NJ Non-HEDD CT NGas Units - Nox Rate Annual v5.12, Unit 947 and retrofits | 542 | 2455 | Rate Constraint in lbs/MWh | FALSE | L | Annual | Qualifying Generation | TWh | 0.0028669 | 0.0028669 | 0.0028669 | 0.014573 | 0.0028669 | 0 | 0
NJ Non-HEDD CT NGas Units - Nox Rate Annual v5.12, Unit 947 and retrofits | 542 | 2455 | Rate Constraint in lbs/MWh | FALSE | L | Annual | Constraint Shadow Price | US$/Ton | 0 | 0 | 0 | 0 | 0 | 0 | 0
NJ Non-HEDD CT NGas Units - Nox Rate Annual v5.12, Unit 948 and retrofits | 543 | 2455 | Rate Constraint in lbs/MWh | FALSE | L | Annual | Seasons Included | Seasons | Winter, Summer | Winter, Summer | Winter, Summer | Winter, Summer | Winter, Summer | Winter, Summer | Winter, Summer
NJ Non-HEDD CT NGas Units - Nox Rate Annual v5.12, Unit 948 and retrofits | 543 | 2455 | Rate Constraint in lbs/MWh | FALSE | L | Annual | Standard | lb/MWh | 2.2 | 2.2 | 2.2 | 2.2 | 2.2 | 2.2 | 2.2
NJ Non-HEDD CT NGas Units - Nox Rate Annual v5.12, Unit 948 and retrofits | 543 | 2455 | Rate Constraint in lbs/MWh | FALSE | L | Annual | Emissions at Affected Plants NOX | MTons | 0.0016026 | 0.0016026 | 0.0016026 | 0.0016026 | 0.0016026 | 0 | 0
NJ Non-HEDD CT NGas Units - Nox Rate Annual v5.12, Unit 948 and retrofits | 543 | 2455 | Rate Constraint in lbs/MWh | FALSE | L | Annual | Allowances Purchased NOX | MTons | 0 | 0 | 0 | 0 | 0 | 0 | 0
NJ Non-HEDD CT NGas Units - Nox Rate Annual v5.12, Unit 948 and retrofits | 543 | 2455 | Rate Constraint in lbs/MWh | FALSE | L | Annual | Allowances Sold NOX | MTons | 0 | 0 | 0 | 0 | 0 | 0 | 0
NJ Non-HEDD CT NGas Units - Nox Rate Annual v5.12, Unit 948 and retrofits | 543 | 2455 | Rate Constraint in lbs/MWh | FALSE | L | Annual | Allowances Banked | MTons | 0 | 0 | 0 | 0 | 0 | 0 | 0
NJ Non-HEDD CT NGas Units - Nox Rate Annual v5.12, Unit 948 and retrofits | 543 | 2455 | Rate Constraint in lbs/MWh | FALSE | L | Annual | Allowances Withdrawn (1:1) | MTons | 0 | 0 | 0 | 0 | 0 | 0 | 0
NJ Non-HEDD CT NGas Units - Nox Rate Annual v5.12, Unit 948 and retrofits | 543 | 2455 | Rate Constraint in lbs/MWh | FALSE | L | Annual | Allowances Withdrawn (n:1) | MTons | 0 | 0 | 0 | 0 | 0 | 0 | 0
NJ Non-HEDD CT NGas Units - Nox Rate Annual v5.12, Unit 948 and retrofits | 543 | 2455 | Rate Constraint in lbs/MWh | FALSE | L | Annual | Net Emissions Allowance Position | MTons | 0.0016026 | 0.0016026 | 0.0016026 | 0.0016026 | 0.0016026 | 0 | 0
NJ Non-HEDD CT NGas Units - Nox Rate Annual v5.12, Unit 948 and retrofits | 543 | 2455 | Rate Constraint in lbs/MWh | FALSE | L | Annual | Fuel Consumed | TBtu | 0.024982 | 0.024982 | 0.024982 | 0.024982 | 0.024982 | 0 | 0
NJ Non-HEDD CT NGas Units - Nox Rate Annual v5.12, Unit 948 and retrofits | 543 | 2455 | Rate Constraint in lbs/MWh | FALSE | L | Annual | Rate | lb/MMBtu | 0.1283 | 0.1283 | 0.1283 | 0.1283 | 0.1283 | 0 | 0
NJ Non-HEDD CT NGas Units - Nox Rate Annual v5.12, Unit 948 and retrofits | 543 | 2455 | Rate Constraint in lbs/MWh | FALSE | L | Annual | Generation | TWh | 0.0014575 | 0.0014575 | 0.0014575 | 0.0014575 | 0.0014575 | 0 | 0
NJ Non-HEDD CT NGas Units - Nox Rate Annual v5.12, Unit 948 and retrofits | 543 | 2455 | Rate Constraint in lbs/MWh | FALSE | L | Annual | Qualifying Generation | TWh | 0.0014575 | 0.0014575 | 0.0014575 | 0.0014575 | 0.0014575 | 0 | 0
NJ Non-HEDD CT NGas Units - Nox Rate Annual v5.12, Unit 948 and retrofits | 543 | 2455 | Rate Constraint in lbs/MWh | FALSE | L | Annual | Constraint Shadow Price | US$/Ton | 0 | 0 | 0 | 0 | 0 | 0 | 0
NJ Non-HEDD CT NGas Units - Nox Rate Annual v5.12, Unit 949 and retrofits | 544 | 2455 | Rate Constraint in lbs/MWh | FALSE | L | Annual | Seasons Included | Seasons | Winter, Summer | Winter, Summer | Winter, Summer | Winter, Summer | Winter, Summer | Winter, Summer | Winter, Summer
NJ Non-HEDD CT NGas Units - Nox Rate Annual v5.12, Unit 949 and retrofits | 544 | 2455 | Rate Constraint in lbs/MWh | FALSE | L | Annual | Standard | lb/MWh | 2.2 | 2.2 | 2.2 | 2.2 | 2.2 | 2.2 | 2.2
NJ Non-HEDD CT NGas Units - Nox Rate Annual v5.12, Unit 949 and retrofits | 544 | 2455 | Rate Constraint in lbs/MWh | FALSE | L | Annual | Emissions at Affected Plants NOX | MTons | 0.0017093 | 0.0017093 | 0.0017093 | 0.0017093 | 0.0017093 | 0 | 0
NJ Non-HEDD CT NGas Units - Nox Rate Annual v5.12, Unit 949 and retrofits | 544 | 2455 | Rate Constraint in lbs/MWh | FALSE | L | Annual | Allowances Purchased NOX | MTons | 0 | 0 | 0 | 0 | 0 | 0 | 0
NJ Non-HEDD CT NGas Units - Nox Rate Annual v5.12, Unit 949 and retrofits | 544 | 2455 | Rate Constraint in lbs/MWh | FALSE | L | Annual | Allowances Sold NOX | MTons | 0 | 0 | 0 | 0 | 0 | 0 | 0
NJ Non-HEDD CT NGas Units - Nox Rate Annual v5.12, Unit 949 and retrofits | 544 | 2455 | Rate Constraint in lbs/MWh | FALSE | L | Annual | Allowances Banked | MTons | 0 | 0 | 0 | 0 | 0 | 0 | 0
NJ Non-HEDD CT NGas Units - Nox Rate Annual v5.12, Unit 949 and retrofits | 544 | 2455 | Rate Constraint in lbs/MWh | FALSE | L | Annual | Allowances Withdrawn (1:1) | MTons | 0 | 0 | 0 | 0 | 0 | 0 | 0
NJ Non-HEDD CT NGas Units - Nox Rate Annual v5.12, Unit 949 and retrofits | 544 | 2455 | Rate Constraint in lbs/MWh | FALSE | L | Annual | Allowances Withdrawn (n:1) | MTons | 0 | 0 | 0 | 0 | 0 | 0 | 0
NJ Non-HEDD CT NGas Units - Nox Rate Annual v5.12, Unit 949 and retrofits | 544 | 2455 | Rate Constraint in lbs/MWh | FALSE | L | Annual | Net Emissions Allowance Position | MTons | 0.0017093 | 0.0017093 | 0.0017093 | 0.0017093 | 0.0017093 | 0 | 0
NJ Non-HEDD CT NGas Units - Nox Rate Annual v5.12, Unit 949 and retrofits | 544 | 2455 | Rate Constraint in lbs/MWh | FALSE | L | Annual | Fuel Consumed | TBtu | 0.026625 | 0.026625 | 0.026625 | 0.026625 | 0.026625 | 0 | 0
NJ Non-HEDD CT NGas Units - Nox Rate Annual v5.12, Unit 949 and retrofits | 544 | 2455 | Rate Constraint in lbs/MWh | FALSE | L | Annual | Rate | lb/MMBtu | 0.1284 | 0.1284 | 0.1284 | 0.1284 | 0.1284 | 0 | 0
NJ Non-HEDD CT NGas Units - Nox Rate Annual v5.12, Unit 949 and retrofits | 544 | 2455 | Rate Constraint in lbs/MWh | FALSE | L | Annual | Generation | TWh | 0.0015546 | 0.0015546 | 0.0015546 | 0.0015546 | 0.0015546 | 0 | 0
NJ Non-HEDD CT NGas Units - Nox Rate Annual v5.12, Unit 949 and retrofits | 544 | 2455 | Rate Constraint in lbs/MWh | FALSE | L | Annual | Qualifying Generation | TWh | 0.0015546 | 0.0015546 | 0.0015546 | 0.0015546 | 0.0015546 | 0 | 0
NJ Non-HEDD CT NGas Units - Nox Rate Annual v5.12, Unit 949 and retrofits | 544 | 2455 | Rate Constraint in lbs/MWh | FALSE | L | Annual | Constraint Shadow Price | US$/Ton | 0 | 0 | 0 | 0 | 0 | 0 | 0
NJ Non-HEDD CT Oil Units - Nox Rate Annual v5.12, Unit 907 and retrofits | 545 | 2454 | Rate Constraint in lbs/MWh | FALSE | L | Annual | Seasons Included | Seasons | Winter, Summer | Winter, Summer | Winter, Summer | Winter, Summer | Winter, Summer | Winter, Summer | Winter, Summer
NJ Non-HEDD CT Oil Units - Nox Rate Annual v5.12, Unit 907 and retrofits | 545 | 2454 | Rate Constraint in lbs/MWh | FALSE | L | Annual | Standard | lb/MWh | 3 | 3 | 3 | 3 | 3 | 3 | 3
NJ Non-HEDD CT Oil Units - Nox Rate Annual v5.12, Unit 907 and retrofits | 545 | 2454 | Rate Constraint in lbs/MWh | FALSE | L | Annual | Emissions at Affected Plants NOX | MTons | 0 | 0 | 0 | 0 | 0 | 0 | 0
NJ Non-HEDD CT Oil Units - Nox Rate Annual v5.12, Unit 907 and retrofits | 545 | 2454 | Rate Constraint in lbs/MWh | FALSE | L | Annual | Allowances Purchased NOX | MTons | 0 | 0 | 0 | 0 | 0 | 0 | 0
NJ Non-HEDD CT Oil Units - Nox Rate Annual v5.12, Unit 907 and retrofits | 545 | 2454 | Rate Constraint in lbs/MWh | FALSE | L | Annual | Allowances Sold NOX | MTons | 0 | 0 | 0 | 0 | 0 | 0 | 0
NJ Non-HEDD CT Oil Units - Nox Rate Annual v5.12, Unit 907 and retrofits | 545 | 2454 | Rate Constraint in lbs/MWh | FALSE | L | Annual | Allowances Banked | MTons | 0 | 0 | 0 | 0 | 0 | 0 | 0
NJ Non-HEDD CT Oil Units - Nox Rate Annual v5.12, Unit 907 and retrofits | 545 | 2454 | Rate Constraint in lbs/MWh | FALSE | L | Annual | Allowances Withdrawn (1:1) | MTons | 0 | 0 | 0 | 0 | 0 | 0 | 0
NJ Non-HEDD CT Oil Units - Nox Rate Annual v5.12, Unit 907 and retrofits | 545 | 2454 | Rate Constraint in lbs/MWh | FALSE | L | Annual | Allowances Withdrawn (n:1) | MTons | 0 | 0 | 0 | 0 | 0 | 0 | 0
NJ Non-HEDD CT Oil Units - Nox Rate Annual v5.12, Unit 907 and retrofits | 545 | 2454 | Rate Constraint in lbs/MWh | FALSE | L | Annual | Net Emissions Allowance Position | MTons | 0 | 0 | 0 | 0 | 0 | 0 | 0
NJ Non-HEDD CT Oil Units - Nox Rate Annual v5.12, Unit 907 and retrofits | 545 | 2454 | Rate Constraint in lbs/MWh | FALSE | L | Annual | Fuel Consumed | TBtu | 0 | 0 | 0 | 0 | 0 | 0 | 0
NJ Non-HEDD CT Oil Units - Nox Rate Annual v5.12, Unit 907 and retrofits | 545 | 2454 | Rate Constraint in lbs/MWh | FALSE | L | Annual | Rate | lb/MMBtu | 0 | 0 | 0 | 0 | 0 | 0 | 0
NJ Non-HEDD CT Oil Units - Nox Rate Annual v5.12, Unit 907 and retrofits | 545 | 2454 | Rate Constraint in lbs/MWh | FALSE | L | Annual | Generation | TWh | 0 | 0 | 0 | 0 | 0 | 0 | 0
NJ Non-HEDD CT Oil Units - Nox Rate Annual v5.12, Unit 907 and retrofits | 545 | 2454 | Rate Constraint in lbs/MWh | FALSE | L | Annual | Qualifying Generation | TWh | 0 | 0 | 0 | 0 | 0 | 0 | 0
NJ Non-HEDD CT Oil Units - Nox Rate Annual v5.12, Unit 907 and retrofits | 545 | 2454 | Rate Constraint in lbs/MWh | FALSE | L | Annual | Constraint Shadow Price | US$/Ton | 0 | 0 | 0 | 0 | 0 | 0 | 0
NJ Non-HEDD CT Oil Units - Nox Rate Annual v5.12, Unit 946 and retrofits | 546 | 2454 | Rate Constraint in lbs/MWh | FALSE | L | Annual | Seasons Included | Seasons | Winter, Summer | Winter, Summer | Winter, Summer | Winter, Summer | Winter, Summer | Winter, Summer | Winter, Summer
NJ Non-HEDD CT Oil Units - Nox Rate Annual v5.12, Unit 946 and retrofits | 546 | 2454 | Rate Constraint in lbs/MWh | FALSE | L | Annual | Standard | lb/MWh | 3 | 3 | 3 | 3 | 3 | 3 | 3
NJ Non-HEDD CT Oil Units - Nox Rate Annual v5.12, Unit 946 and retrofits | 546 | 2454 | Rate Constraint in lbs/MWh | FALSE | L | Annual | Emissions at Affected Plants NOX | MTons | 0.0028503 | 0.0028503 | 0.0028503 | 0.0028503 | 0.0028503 | 0 | 0
NJ Non-HEDD CT Oil Units - Nox Rate Annual v5.12, Unit 946 and retrofits | 546 | 2454 | Rate Constraint in lbs/MWh | FALSE | L | Annual | Allowances Purchased NOX | MTons | 0 | 0 | 0 | 0 | 0 | 0 | 0
NJ Non-HEDD CT Oil Units - Nox Rate Annual v5.12, Unit 946 and retrofits | 546 | 2454 | Rate Constraint in lbs/MWh | FALSE | L | Annual | Allowances Sold NOX | MTons | 0 | 0 | 0 | 0 | 0 | 0 | 0
NJ Non-HEDD CT Oil Units - Nox Rate Annual v5.12, Unit 946 and retrofits | 546 | 2454 | Rate Constraint in lbs/MWh | FALSE | L | Annual | Allowances Banked | MTons | 0 | 0 | 0 | 0 | 0 | 0 | 0
NJ Non-HEDD CT Oil Units - Nox Rate Annual v5.12, Unit 946 and retrofits | 546 | 2454 | Rate Constraint in lbs/MWh | FALSE | L | Annual | Allowances Withdrawn (1:1) | MTons | 0 | 0 | 0 | 0 | 0 | 0 | 0
NJ Non-HEDD CT Oil Units - Nox Rate Annual v5.12, Unit 946 and retrofits | 546 | 2454 | Rate Constraint in lbs/MWh | FALSE | L | Annual | Allowances Withdrawn (n:1) | MTons | 0 | 0 | 0 | 0 | 0 | 0 | 0
NJ Non-HEDD CT Oil Units - Nox Rate Annual v5.12, Unit 946 and retrofits | 546 | 2454 | Rate Constraint in lbs/MWh | FALSE | L | Annual | Net Emissions Allowance Position | MTons | 0.0028503 | 0.0028503 | 0.0028503 | 0.0028503 | 0.0028503 | 0 | 0
NJ Non-HEDD CT Oil Units - Nox Rate Annual v5.12, Unit 946 and retrofits | 546 | 2454 | Rate Constraint in lbs/MWh | FALSE | L | Annual | Fuel Consumed | TBtu | 0.030937 | 0.030937 | 0.030937 | 0.030937 | 0.030937 | 0 | 0
NJ Non-HEDD CT Oil Units - Nox Rate Annual v5.12, Unit 946 and retrofits | 546 | 2454 | Rate Constraint in lbs/MWh | FALSE | L | Annual | Rate | lb/MMBtu | 0.18426 | 0.18426 | 0.18426 | 0.18426 | 0.18426 | 0 | 0
NJ Non-HEDD CT Oil Units - Nox Rate Annual v5.12, Unit 946 and retrofits | 546 | 2454 | Rate Constraint in lbs/MWh | FALSE | L | Annual | Generation | TWh | 0.0019002 | 0.0019002 | 0.0019002 | 0.0019002 | 0.0019002 | 0 | 0
NJ Non-HEDD CT Oil Units - Nox Rate Annual v5.12, Unit 946 and retrofits | 546 | 2454 | Rate Constraint in lbs/MWh | FALSE | L | Annual | Qualifying Generation | TWh | 0.0019002 | 0.0019002 | 0.0019002 | 0.0019002 | 0.0019002 | 0 | 0
NJ Non-HEDD CT Oil Units - Nox Rate Annual v5.12, Unit 946 and retrofits | 546 | 2454 | Rate Constraint in lbs/MWh | FALSE | L | Annual | Constraint Shadow Price | US$/Ton | 0 | 0 | 0 | 0 | 0 | 0 | 0
NJ PSEGHudson2- NOx Annual GPS v4.10, Unit 4104 and retrofits | 547 | 2280 | Rate Constraint in lbs/MWh | FALSE | L | Annual | Seasons Included | Seasons | Winter, Summer | Winter, Summer | Winter, Summer | Winter, Summer | Winter, Summer | Winter, Summer | Winter, Summer
NJ PSEGHudson2- NOx Annual GPS v4.10, Unit 4104 and retrofits | 547 | 2280 | Rate Constraint in lbs/MWh | FALSE | L | Annual | Standard | lb/MWh | 1.5 | 1.5 | 1.5 | 1.5 | 1.5 | 1.5 | 1.5
NJ PSEGHudson2- NOx Annual GPS v4.10, Unit 4104 and retrofits | 547 | 2280 | Rate Constraint in lbs/MWh | FALSE | L | Annual | Emissions at Affected Plants NOX | MTons | 1.2624 | 1.2624 | 1.2624 | 1.4112 | 1.2624 | 1.528 | 1.7493
NJ PSEGHudson2- NOx Annual GPS v4.10, Unit 4104 and retrofits | 547 | 2280 | Rate Constraint in lbs/MWh | FALSE | L | Annual | Allowances Purchased NOX | MTons | 0 | 0 | 0 | 0 | 0 | 0 | 0
NJ PSEGHudson2- NOx Annual GPS v4.10, Unit 4104 and retrofits | 547 | 2280 | Rate Constraint in lbs/MWh | FALSE | L | Annual | Allowances Sold NOX | MTons | 0 | 0 | 0 | 0 | 0 | 0 | 0
NJ PSEGHudson2- NOx Annual GPS v4.10, Unit 4104 and retrofits | 547 | 2280 | Rate Constraint in lbs/MWh | FALSE | L | Annual | Allowances Banked | MTons | 0 | 0 | 0 | 0 | 0 | 0 | 0
NJ PSEGHudson2- NOx Annual GPS v4.10, Unit 4104 and retrofits | 547 | 2280 | Rate Constraint in lbs/MWh | FALSE | L | Annual | Allowances Withdrawn (1:1) | MTons | 0 | 0 | 0 | 0 | 0 | 0 | 0
NJ PSEGHudson2- NOx Annual GPS v4.10, Unit 4104 and retrofits | 547 | 2280 | Rate Constraint in lbs/MWh | FALSE | L | Annual | Allowances Withdrawn (n:1) | MTons | 0 | 0 | 0 | 0 | 0 | 0 | 0
NJ PSEGHudson2- NOx Annual GPS v4.10, Unit 4104 and retrofits | 547 | 2280 | Rate Constraint in lbs/MWh | FALSE | L | Annual | Net Emissions Allowance Position | MTons | 1.2624 | 1.2624 | 1.2624 | 1.4112 | 1.2624 | 1.528 | 1.7493
NJ PSEGHudson2- NOx Annual GPS v4.10, Unit 4104 and retrofits | 547 | 2280 | Rate Constraint in lbs/MWh | FALSE | L | Annual | Fuel Consumed | TBtu | 33.4665 | 33.4665 | 33.4665 | 37.4123 | 33.4665 | 40.5089 | 46.3754
NJ PSEGHudson2- NOx Annual GPS v4.10, Unit 4104 and retrofits | 547 | 2280 | Rate Constraint in lbs/MWh | FALSE | L | Annual | Rate | lb/MMBtu | 0.075442 | 0.075442 | 0.075442 | 0.075442 | 0.075442 | 0.075442 | 0.075442
NJ PSEGHudson2- NOx Annual GPS v4.10, Unit 4104 and retrofits | 547 | 2280 | Rate Constraint in lbs/MWh | FALSE | L | Annual | Generation | TWh | 3.2306 | 3.2306 | 3.2306 | 3.6115 | 3.2306 | 3.9105 | 4.4768
NJ PSEGHudson2- NOx Annual GPS v4.10, Unit 4104 and retrofits | 547 | 2280 | Rate Constraint in lbs/MWh | FALSE | L | Annual | Qualifying Generation | TWh | 3.2306 | 3.2306 | 3.2306 | 3.6115 | 3.2306 | 3.9105 | 4.4768
NJ PSEGHudson2- NOx Annual GPS v4.10, Unit 4104 and retrofits | 547 | 2280 | Rate Constraint in lbs/MWh | FALSE | L | Annual | Constraint Shadow Price | US$/Ton | 0 | 0 | 0 | 0 | 0 | 0 | 0
NJ PSEGMercer1 and 2- NOx Annual GPS v4.10, Unit 4105 and retrofits | 548 | 2281 | Rate Constraint in lbs/MWh | FALSE | L | Annual | Seasons Included | Seasons | Winter, Summer | Winter, Summer | Winter, Summer | Winter, Summer | Winter, Summer | Winter, Summer | Winter, Summer
NJ PSEGMercer1 and 2- NOx Annual GPS v4.10, Unit 4105 and retrofits | 548 | 2281 | Rate Constraint in lbs/MWh | FALSE | L | Annual | Standard | lb/MWh | 1.5 | 1.5 | 1.5 | 1.5 | 1.5 | 1.5 | 1.5
NJ PSEGMercer1 and 2- NOx Annual GPS v4.10, Unit 4105 and retrofits | 548 | 2281 | Rate Constraint in lbs/MWh | FALSE | L | Annual | Emissions at Affected Plants NOX | MTons | 0.3449 | 0.78203 | 0.78203 | 0.78203 | 0.59875 | 0.77871 | 1.0831
NJ PSEGMercer1 and 2- NOx Annual GPS v4.10, Unit 4105 and retrofits | 548 | 2281 | Rate Constraint in lbs/MWh | FALSE | L | Annual | Allowances Purchased NOX | MTons | 0 | 0 | 0 | 0 | 0 | 0 | 0
NJ PSEGMercer1 and 2- NOx Annual GPS v4.10, Unit 4105 and retrofits | 548 | 2281 | Rate Constraint in lbs/MWh | FALSE | L | Annual | Allowances Sold NOX | MTons | 0 | 0 | 0 | 0 | 0 | 0 | 0
NJ PSEGMercer1 and 2- NOx Annual GPS v4.10, Unit 4105 and retrofits | 548 | 2281 | Rate Constraint in lbs/MWh | FALSE | L | Annual | Allowances Banked | MTons | 0 | 0 | 0 | 0 | 0 | 0 | 0
NJ PSEGMercer1 and 2- NOx Annual GPS v4.10, Unit 4105 and retrofits | 548 | 2281 | Rate Constraint in lbs/MWh | FALSE | L | Annual | Allowances Withdrawn (1:1) | MTons | 0 | 0 | 0 | 0 | 0 | 0 | 0
NJ PSEGMercer1 and 2- NOx Annual GPS v4.10, Unit 4105 and retrofits | 548 | 2281 | Rate Constraint in lbs/MWh | FALSE | L | Annual | Allowances Withdrawn (n:1) | MTons | 0 | 0 | 0 | 0 | 0 | 0 | 0
NJ PSEGMercer1 and 2- NOx Annual GPS v4.10, Unit 4105 and retrofits | 548 | 2281 | Rate Constraint in lbs/MWh | FALSE | L | Annual | Net Emissions Allowance Position | MTons | 0.3449 | 0.78203 | 0.78203 | 0.78203 | 0.59875 | 0.77871 | 1.0831
NJ PSEGMercer1 and 2- NOx Annual GPS v4.10, Unit 4105 and retrofits | 548 | 2281 | Rate Constraint in lbs/MWh | FALSE | L | Annual | Fuel Consumed | TBtu | 8.0655 | 18.2876 | 18.2876 | 18.2876 | 14.1246 | 18.3698 | 25.3565
NJ PSEGMercer1 and 2- NOx Annual GPS v4.10, Unit 4105 and retrofits | 548 | 2281 | Rate Constraint in lbs/MWh | FALSE | L | Annual | Rate | lb/MMBtu | 0.085526 | 0.085526 | 0.085526 | 0.085526 | 0.084781 | 0.084781 | 0.085428
NJ PSEGMercer1 and 2- NOx Annual GPS v4.10, Unit 4105 and retrofits | 548 | 2281 | Rate Constraint in lbs/MWh | FALSE | L | Annual | Generation | TWh | 0.74371 | 1.6863 | 1.6863 | 1.6863 | 1.2966 | 1.6863 | 2.3367
NJ PSEGMercer1 and 2- NOx Annual GPS v4.10, Unit 4105 and retrofits | 548 | 2281 | Rate Constraint in lbs/MWh | FALSE | L | Annual | Qualifying Generation | TWh | 0.74371 | 1.6863 | 1.6863 | 1.6863 | 1.2966 | 1.6863 | 2.3367
NJ PSEGMercer1 and 2- NOx Annual GPS v4.10, Unit 4105 and retrofits | 548 | 2281 | Rate Constraint in lbs/MWh | FALSE | L | Annual | Constraint Shadow Price | US$/Ton | 0 | 0 | 0 | 0 | 0 | 0 | 0
NJ PSEGMercer1 and 2- NOx Annual GPS v4.10, Unit 4106 and retrofits | 549 | 2281 | Rate Constraint in lbs/MWh | FALSE | L | Annual | Seasons Included | Seasons | Winter, Summer | Winter, Summer | Winter, Summer | Winter, Summer | Winter, Summer | Winter, Summer | Winter, Summer
NJ PSEGMercer1 and 2- NOx Annual GPS v4.10, Unit 4106 and retrofits | 549 | 2281 | Rate Constraint in lbs/MWh | FALSE | L | Annual | Standard | lb/MWh | 1.5 | 1.5 | 1.5 | 1.5 | 1.5 | 1.5 | 1.5
NJ PSEGMercer1 and 2- NOx Annual GPS v4.10, Unit 4106 and retrofits | 549 | 2281 | Rate Constraint in lbs/MWh | FALSE | L | Annual | Emissions at Affected Plants NOX | MTons | 0.7685 | 0.7685 | 0.7685 | 0.76702 | 0.76524 | 0.85606 | 1.0604
NJ PSEGMercer1 and 2- NOx Annual GPS v4.10, Unit 4106 and retrofits | 549 | 2281 | Rate Constraint in lbs/MWh | FALSE | L | Annual | Allowances Purchased NOX | MTons | 0 | 0 | 0 | 0 | 0 | 0 | 0
NJ PSEGMercer1 and 2- NOx Annual GPS v4.10, Unit 4106 and retrofits | 549 | 2281 | Rate Constraint in lbs/MWh | FALSE | L | Annual | Allowances Sold NOX | MTons | 0 | 0 | 0 | 0 | 0 | 0 | 0
NJ PSEGMercer1 and 2- NOx Annual GPS v4.10, Unit 4106 and retrofits | 549 | 2281 | Rate Constraint in lbs/MWh | FALSE | L | Annual | Allowances Banked | MTons | 0 | 0 | 0 | 0 | 0 | 0 | 0
NJ PSEGMercer1 and 2- NOx Annual GPS v4.10, Unit 4106 and retrofits | 549 | 2281 | Rate Constraint in lbs/MWh | FALSE | L | Annual | Allowances Withdrawn (1:1) | MTons | 0 | 0 | 0 | 0 | 0 | 0 | 0
NJ PSEGMercer1 and 2- NOx Annual GPS v4.10, Unit 4106 and retrofits | 549 | 2281 | Rate Constraint in lbs/MWh | FALSE | L | Annual | Allowances Withdrawn (n:1) | MTons | 0 | 0 | 0 | 0 | 0 | 0 | 0
NJ PSEGMercer1 and 2- NOx Annual GPS v4.10, Unit 4106 and retrofits | 549 | 2281 | Rate Constraint in lbs/MWh | FALSE | L | Annual | Net Emissions Allowance Position | MTons | 0.7685 | 0.7685 | 0.7685 | 0.76702 | 0.76524 | 0.85606 | 1.0604
NJ PSEGMercer1 and 2- NOx Annual GPS v4.10, Unit 4106 and retrofits | 549 | 2281 | Rate Constraint in lbs/MWh | FALSE | L | Annual | Fuel Consumed | TBtu | 17.9756 | 17.9756 | 17.9756 | 18.0124 | 18.0565 | 20.1996 | 25.0214
NJ PSEGMercer1 and 2- NOx Annual GPS v4.10, Unit 4106 and retrofits | 549 | 2281 | Rate Constraint in lbs/MWh | FALSE | L | Annual | Rate | lb/MMBtu | 0.085505 | 0.085505 | 0.085505 | 0.085166 | 0.084761 | 0.084761 | 0.084761
NJ PSEGMercer1 and 2- NOx Annual GPS v4.10, Unit 4106 and retrofits | 549 | 2281 | Rate Constraint in lbs/MWh | FALSE | L | Annual | Generation | TWh | 1.6863 | 1.6863 | 1.6863 | 1.6863 | 1.6863 | 1.8864 | 2.3367
NJ PSEGMercer1 and 2- NOx Annual GPS v4.10, Unit 4106 and retrofits | 549 | 2281 | Rate Constraint in lbs/MWh | FALSE | L | Annual | Qualifying Generation | TWh | 1.6863 | 1.6863 | 1.6863 | 1.6863 | 1.6863 | 1.8864 | 2.3367
NJ PSEGMercer1 and 2- NOx Annual GPS v4.10, Unit 4106 and retrofits | 549 | 2281 | Rate Constraint in lbs/MWh | FALSE | L | Annual | Constraint Shadow Price | US$/Ton | 0 | 0 | 0 | 0 | 0 | 0 | 0
North Carolina Duke - NOX Cap Annual v3.1 | 550 | 1836 | Rate Constraint in MTons | FALSE | L | Annual | Seasons Included | Seasons | Winter, Summer | Winter, Summer | Winter, Summer | Winter, Summer | Winter, Summer | Winter, Summer | Winter, Summer
North Carolina Duke - NOX Cap Annual v3.1 | 550 | 1836 | Rate Constraint in MTons | FALSE | L | Annual | Standard | MTons | 31 | 31 | 31 | 31 | 31 | 31 | 31
North Carolina Duke - NOX Cap Annual v3.1 | 550 | 1836 | Rate Constraint in MTons | FALSE | L | Annual | Standard NOX | MTons | 31 | 31 | 31 | 31 | 31 | 31 | 31
North Carolina Duke - NOX Cap Annual v3.1 | 550 | 1836 | Rate Constraint in MTons | FALSE | L | Annual | Emissions at Affected Plants NOX | MTons | 12.7833 | 12.4395 | 13.3218 | 13.99 | 12.1178 | 11.438 | 14.169
North Carolina Duke - NOX Cap Annual v3.1 | 550 | 1836 | Rate Constraint in MTons | FALSE | L | Annual | Allowances Purchased NOX | MTons | 0 | 0 | 0 | 0 | 0 | 0 | 0
North Carolina Duke - NOX Cap Annual v3.1 | 550 | 1836 | Rate Constraint in MTons | FALSE | L | Annual | Allowances Sold NOX | MTons | 0 | 0 | 0 | 0 | 0 | 0 | 0
North Carolina Duke - NOX Cap Annual v3.1 | 550 | 1836 | Rate Constraint in MTons | FALSE | L | Annual | Allowances Banked | MTons | 0 | 0 | 0 | 0 | 0 | 0 | 0
North Carolina Duke - NOX Cap Annual v3.1 | 550 | 1836 | Rate Constraint in MTons | FALSE | L | Annual | Allowances Withdrawn (1:1) | MTons | 0 | 0 | 0 | 0 | 0 | 0 | 0
North Carolina Duke - NOX Cap Annual v3.1 | 550 | 1836 | Rate Constraint in MTons | FALSE | L | Annual | Allowances Withdrawn (n:1) | MTons | 0 | 0 | 0 | 0 | 0 | 0 | 0
North Carolina Duke - NOX Cap Annual v3.1 | 550 | 1836 | Rate Constraint in MTons | FALSE | L | Annual | Net Emissions Allowance Position | MTons | 12.7833 | 12.4395 | 13.3218 | 13.99 | 12.1178 | 11.438 | 14.169
North Carolina Duke - NOX Cap Annual v3.1 | 550 | 1836 | Rate Constraint in MTons | FALSE | L | Annual | Fuel Consumed | TBtu | 336.5335 | 328.2733 | 344.6008 | 363.8522 | 315.1932 | 289.6845 | 370.6675
North Carolina Duke - NOX Cap Annual v3.1 | 550 | 1836 | Rate Constraint in MTons | FALSE | L | Annual | Rate | lb/MMBtu | 0.07597 | 0.075788 | 0.077317 | 0.076899 | 0.076891 | 0.078968 | 0.076451
North Carolina Duke - NOX Cap Annual v3.1 | 550 | 1836 | Rate Constraint in MTons | FALSE | L | Annual | Generation | TWh | 36.1042 | 35.2346 | 36.9694 | 39.0157 | 33.8763 | 31.1287 | 39.7371
North Carolina Duke - NOX Cap Annual v3.1 | 550 | 1836 | Rate Constraint in MTons | FALSE | L | Annual | Qualifying Generation | TWh | 36.1042 | 35.2346 | 36.9694 | 39.0157 | 33.8763 | 31.1287 | 39.7371
North Carolina Duke - NOX Cap Annual v3.1 | 550 | 1836 | Rate Constraint in MTons | FALSE | L | Annual | Rate | lb/MWh | 0.35407 | 0.35305 | 0.36035 | 0.35857 | 0.35771 | 0.36744 | 0.35657
North Carolina Duke - NOX Cap Annual v3.1 | 550 | 1836 | Rate Constraint in MTons | FALSE | L | Annual | Constraint Shadow Price | US$/Ton | 0 | 0 | 0 | 0 | 0 | 0 | 0
North Carolina Duke - SO2 Cap Annual v3.1 | 551 | 1837 | Rate Constraint in MTons | FALSE | L | Annual | Seasons Included | Seasons | Winter, Summer | Winter, Summer | Winter, Summer | Winter, Summer | Winter, Summer | Winter, Summer | Winter, Summer
North Carolina Duke - SO2 Cap Annual v3.1 | 551 | 1837 | Rate Constraint in MTons | FALSE | L | Annual | Standard | MTons | 80 | 80 | 80 | 80 | 80 | 80 | 80
North Carolina Duke - SO2 Cap Annual v3.1 | 551 | 1837 | Rate Constraint in MTons | FALSE | L | Annual | Standard SO2 | MTons | 80 | 80 | 80 | 80 | 80 | 80 | 80
North Carolina Duke - SO2 Cap Annual v3.1 | 551 | 1837 | Rate Constraint in MTons | FALSE | L | Annual | Emissions at Affected Plants SO2 | MTons | 10.3332 | 18.4208 | 20.039 | 22.0763 | 29.1956 | 26.3036 | 28.9553
North Carolina Duke - SO2 Cap Annual v3.1 | 551 | 1837 | Rate Constraint in MTons | FALSE | L | Annual | Allowances Purchased SO2 | MTons | 0 | 0 | 0 | 0 | 0 | 0 | 0
North Carolina Duke - SO2 Cap Annual v3.1 | 551 | 1837 | Rate Constraint in MTons | FALSE | L | Annual | Allowances Sold SO2 | MTons | 0 | 0 | 0 | 0 | 0 | 0 | 0
North Carolina Duke - SO2 Cap Annual v3.1 | 551 | 1837 | Rate Constraint in MTons | FALSE | L | Annual | Allowances Banked | MTons | 0 | 0 | 0 | 0 | 0 | 0 | 0
North Carolina Duke - SO2 Cap Annual v3.1 | 551 | 1837 | Rate Constraint in MTons | FALSE | L | Annual | Allowances Withdrawn (1:1) | MTons | 0 | 0 | 0 | 0 | 0 | 0 | 0
North Carolina Duke - SO2 Cap Annual v3.1 | 551 | 1837 | Rate Constraint in MTons | FALSE | L | Annual | Allowances Withdrawn (n:1) | MTons | 0 | 0 | 0 | 0 | 0 | 0 | 0
North Carolina Duke - SO2 Cap Annual v3.1 | 551 | 1837 | Rate Constraint in MTons | FALSE | L | Annual | Net Emissions Allowance Position | MTons | 10.3332 | 18.4208 | 20.039 | 22.0763 | 29.1956 | 26.3036 | 28.9553
North Carolina Duke - SO2 Cap Annual v3.1 | 551 | 1837 | Rate Constraint in MTons | FALSE | L | Annual | Fuel Consumed | TBtu | 336.5335 | 328.2733 | 344.6008 | 363.8522 | 315.1932 | 289.6845 | 370.6675
North Carolina Duke - SO2 Cap Annual v3.1 | 551 | 1837 | Rate Constraint in MTons | FALSE | L | Annual | Rate | lb/MMBtu | 0.06141 | 0.11223 | 0.1163 | 0.12135 | 0.18525 | 0.1816 | 0.15623
North Carolina Duke - SO2 Cap Annual v3.1 | 551 | 1837 | Rate Constraint in MTons | FALSE | L | Annual | Generation | TWh | 36.1042 | 35.2346 | 36.9694 | 39.0157 | 33.8763 | 31.1287 | 39.7371
North Carolina Duke - SO2 Cap Annual v3.1 | 551 | 1837 | Rate Constraint in MTons | FALSE | L | Annual | Qualifying Generation | TWh | 36.1042 | 35.2346 | 36.9694 | 39.0157 | 33.8763 | 31.1287 | 39.7371
North Carolina Duke - SO2 Cap Annual v3.1 | 551 | 1837 | Rate Constraint in MTons | FALSE | L | Annual | Rate | lb/MWh | 0.2862 | 0.5228 | 0.54204 | 0.56583 | 0.86183 | 0.84499 | 0.72867
North Carolina Duke - SO2 Cap Annual v3.1 | 551 | 1837 | Rate Constraint in MTons | FALSE | L | Annual | Constraint Shadow Price | US$/Ton | 0 | 0 | 0 | 0 | 0 | 0 | 0
North Carolina Progress - NOX Cap Annual v3.1 | 552 | 1838 | Rate Constraint in MTons | FALSE | L | Annual | Seasons Included | Seasons | Winter, Summer | Winter, Summer | Winter, Summer | Winter, Summer | Winter, Summer | Winter, Summer | Winter, Summer
North Carolina Progress - NOX Cap Annual v3.1 | 552 | 1838 | Rate Constraint in MTons | FALSE | L | Annual | Standard | MTons | 25 | 25 | 25 | 25 | 25 | 25 | 25
North Carolina Progress - NOX Cap Annual v3.1 | 552 | 1838 | Rate Constraint in MTons | FALSE | L | Annual | Standard NOX | MTons | 25 | 25 | 25 | 25 | 25 | 25 | 25
North Carolina Progress - NOX Cap Annual v3.1 | 552 | 1838 | Rate Constraint in MTons | FALSE | L | Annual | Emissions at Affected Plants NOX | MTons | 7.4377 | 5.9775 | 6.7968 | 7.4886 | 5.2637 | 4.2376 | 6.6489
North Carolina Progress - NOX Cap Annual v3.1 | 552 | 1838 | Rate Constraint in MTons | FALSE | L | Annual | Allowances Purchased NOX | MTons | 0 | 0 | 0 | 0 | 0 | 0 | 0
North Carolina Progress - NOX Cap Annual v3.1 | 552 | 1838 | Rate Constraint in MTons | FALSE | L | Annual | Allowances Sold NOX | MTons | 0 | 0 | 0 | 0 | 0 | 0 | 0
North Carolina Progress - NOX Cap Annual v3.1 | 552 | 1838 | Rate Constraint in MTons | FALSE | L | Annual | Allowances Banked | MTons | 0 | 0 | 0 | 0 | 0 | 0 | 0
North Carolina Progress - NOX Cap Annual v3.1 | 552 | 1838 | Rate Constraint in MTons | FALSE | L | Annual | Allowances Withdrawn (1:1) | MTons | 0 | 0 | 0 | 0 | 0 | 0 | 0
North Carolina Progress - NOX Cap Annual v3.1 | 552 | 1838 | Rate Constraint in MTons | FALSE | L | Annual | Allowances Withdrawn (n:1) | MTons | 0 | 0 | 0 | 0 | 0 | 0 | 0
North Carolina Progress - NOX Cap Annual v3.1 | 552 | 1838 | Rate Constraint in MTons | FALSE | L | Annual | Net Emissions Allowance Position | MTons | 7.4377 | 5.9775 | 6.7968 | 7.4886 | 5.2637 | 4.2376 | 6.6489
North Carolina Progress - NOX Cap Annual v3.1 | 552 | 1838 | Rate Constraint in MTons | FALSE | L | Annual | Fuel Consumed | TBtu | 160.0878 | 128.2763 | 144.4076 | 160.2986 | 109.1455 | 90.8717 | 142.9288
North Carolina Progress - NOX Cap Annual v3.1 | 552 | 1838 | Rate Constraint in MTons | FALSE | L | Annual | Rate | lb/MMBtu | 0.092921 | 0.093198 | 0.094133 | 0.093433 | 0.096454 | 0.093266 | 0.093038
North Carolina Progress - NOX Cap Annual v3.1 | 552 | 1838 | Rate Constraint in MTons | FALSE | L | Annual | Generation | TWh | 15.2434 | 12.2876 | 13.7596 | 15.2535 | 10.4567 | 8.6763 | 13.6287
North Carolina Progress - NOX Cap Annual v3.1 | 552 | 1838 | Rate Constraint in MTons | FALSE | L | Annual | Qualifying Generation | TWh | 15.2434 | 12.2876 | 13.7596 | 15.2535 | 10.4567 | 8.6763 | 13.6287
North Carolina Progress - NOX Cap Annual v3.1 | 552 | 1838 | Rate Constraint in MTons | FALSE | L | Annual | Rate | lb/MWh | 0.48793 | 0.48647 | 0.49397 | 0.49094 | 0.50339 | 0.48841 | 0.48786
North Carolina Progress - NOX Cap Annual v3.1 | 552 | 1838 | Rate Constraint in MTons | FALSE | L | Annual | Constraint Shadow Price | US$/Ton | 0 | 0 | 0 | 0 | 0 | 0 | 0
North Carolina Progress - SO2 Cap Annual v3.1 | 553 | 1839 | Rate Constraint in MTons | FALSE | L | Annual | Seasons Included | Seasons | Winter, Summer | Winter, Summer | Winter, Summer | Winter, Summer | Winter, Summer | Winter, Summer | Winter, Summer
North Carolina Progress - SO2 Cap Annual v3.1 | 553 | 1839 | Rate Constraint in MTons | FALSE | L | Annual | Standard | MTons | 50 | 50 | 50 | 50 | 50 | 50 | 50
North Carolina Progress - SO2 Cap Annual v3.1 | 553 | 1839 | Rate Constraint in MTons | FALSE | L | Annual | Standard SO2 | MTons | 50 | 50 | 50 | 50 | 50 | 50 | 50
North Carolina Progress - SO2 Cap Annual v3.1 | 553 | 1839 | Rate Constraint in MTons | FALSE | L | Annual | Emissions at Affected Plants SO2 | MTons | 5.9539 | 4.6965 | 4.4396 | 5.6221 | 4.5622 | 5.8531 | 5.4076
North Carolina Progress - SO2 Cap Annual v3.1 | 553 | 1839 | Rate Constraint in MTons | FALSE | L | Annual | Allowances Purchased SO2 | MTons | 0 | 0 | 0 | 0 | 0 | 0 | 0
North Carolina Progress - SO2 Cap Annual v3.1 | 553 | 1839 | Rate Constraint in MTons | FALSE | L | Annual | Allowances Sold SO2 | MTons | 0 | 0 | 0 | 0 | 0 | 0 | 0
North Carolina Progress - SO2 Cap Annual v3.1 | 553 | 1839 | Rate Constraint in MTons | FALSE | L | Annual | Allowances Banked | MTons | 0 | 0 | 0 | 0 | 0 | 0 | 0
North Carolina Progress - SO2 Cap Annual v3.1 | 553 | 1839 | Rate Constraint in MTons | FALSE | L | Annual | Allowances Withdrawn (1:1) | MTons | 0 | 0 | 0 | 0 | 0 | 0 | 0
North Carolina Progress - SO2 Cap Annual v3.1 | 553 | 1839 | Rate Constraint in MTons | FALSE | L | Annual | Allowances Withdrawn (n:1) | MTons | 0 | 0 | 0 | 0 | 0 | 0 | 0
North Carolina Progress - SO2 Cap Annual v3.1 | 553 | 1839 | Rate Constraint in MTons | FALSE | L | Annual | Net Emissions Allowance Position | MTons | 5.9539 | 4.6965 | 4.4396 | 5.6221 | 4.5622 | 5.8531 | 5.4076
North Carolina Progress - SO2 Cap Annual v3.1 | 553 | 1839 | Rate Constraint in MTons | FALSE | L | Annual | Fuel Consumed | TBtu | 160.0878 | 128.2763 | 144.4076 | 160.2986 | 109.1455 | 90.8717 | 142.9288
North Carolina Progress - SO2 Cap Annual v3.1 | 553 | 1839 | Rate Constraint in MTons | FALSE | L | Annual | Rate | lb/MMBtu | 0.074383 | 0.073225 | 0.061487 | 0.070145 | 0.083599 | 0.12882 | 0.075669
North Carolina Progress - SO2 Cap Annual v3.1 | 553 | 1839 | Rate Constraint in MTons | FALSE | L | Annual | Generation | TWh | 15.2434 | 12.2876 | 13.7596 | 15.2535 | 10.4567 | 8.6763 | 13.6287
North Carolina Progress - SO2 Cap Annual v3.1 | 553 | 1839 | Rate Constraint in MTons | FALSE | L | Annual | Qualifying Generation | TWh | 15.2434 | 12.2876 | 13.7596 | 15.2535 | 10.4567 | 8.6763 | 13.6287
North Carolina Progress - SO2 Cap Annual v3.1 | 553 | 1839 | Rate Constraint in MTons | FALSE | L | Annual | Rate | lb/MWh | 0.39059 | 0.38222 | 0.32265 | 0.36858 | 0.4363 | 0.67461 | 0.39678
North Carolina Progress - SO2 Cap Annual v3.1 | 553 | 1839 | Rate Constraint in MTons | FALSE | L | Annual | Constraint Shadow Price | US$/Ton | 0 | 0 | 0 | 0 | 0 | 0 | 0
NSR AEP Consent - NOX Cap Annual v3.1 | 554 | 2047 | Rate Constraint in MTons | FALSE | L | Annual | Seasons Included | Seasons | Winter, Summer | Winter, Summer | Winter, Summer | Winter, Summer | Winter, Summer | Winter, Summer | Winter, Summer
NSR AEP Consent - NOX Cap Annual v3.1 | 554 | 2047 | Rate Constraint in MTons | FALSE | L | Annual | Standard | MTons | 72 | 72 | 72 | 72 | 72 | 72 | 72
NSR AEP Consent - NOX Cap Annual v3.1 | 554 | 2047 | Rate Constraint in MTons | FALSE | L | Annual | Standard NOX | MTons | 72 | 72 | 72 | 72 | 72 | 72 | 72
NSR AEP Consent - NOX Cap Annual v3.1 | 554 | 2047 | Rate Constraint in MTons | FALSE | L | Annual | Emissions at Affected Plants NOX | MTons | 43.6236 | 43.6374 | 43.6241 | 43.6284 | 22.7867 | 22.7742 | 22.7742
NSR AEP Consent - NOX Cap Annual v3.1 | 554 | 2047 | Rate Constraint in MTons | FALSE | L | Annual | Allowances Purchased NOX | MTons | 0 | 0 | 0 | 0 | 0 | 0 | 0
NSR AEP Consent - NOX Cap Annual v3.1 | 554 | 2047 | Rate Constraint in MTons | FALSE | L | Annual | Allowances Sold NOX | MTons | 0 | 0 | 0 | 0 | 0 | 0 | 0
NSR AEP Consent - NOX Cap Annual v3.1 | 554 | 2047 | Rate Constraint in MTons | FALSE | L | Annual | Allowances Banked | MTons | 0 | 0 | 0 | 0 | 0 | 0 | 0
NSR AEP Consent - NOX Cap Annual v3.1 | 554 | 2047 | Rate Constraint in MTons | FALSE | L | Annual | Allowances Withdrawn (1:1) | MTons | 0 | 0 | 0 | 0 | 0 | 0 | 0
NSR AEP Consent - NOX Cap Annual v3.1 | 554 | 2047 | Rate Constraint in MTons | FALSE | L | Annual | Allowances Withdrawn (n:1) | MTons | 0 | 0 | 0 | 0 | 0 | 0 | 0
NSR AEP Consent - NOX Cap Annual v3.1 | 554 | 2047 | Rate Constraint in MTons | FALSE | L | Annual | Net Emissions Allowance Position | MTons | 43.6236 | 43.6374 | 43.6241 | 43.6284 | 22.7867 | 22.7742 | 22.7742
NSR AEP Consent - NOX Cap Annual v3.1 | 554 | 2047 | Rate Constraint in MTons | FALSE | L | Annual | Fuel Consumed | TBtu | 927.5961 | 927.1633 | 927.5799 | 927.4011 | 756.3326 | 756.7282 | 756.7284
NSR AEP Consent - NOX Cap Annual v3.1 | 554 | 2047 | Rate Constraint in MTons | FALSE | L | Annual | Rate | lb/MMBtu | 0.094057 | 0.094131 | 0.09406 | 0.094087 | 0.060256 | 0.060191 | 0.060191
NSR AEP Consent - NOX Cap Annual v3.1 | 554 | 2047 | Rate Constraint in MTons | FALSE | L | Annual | Generation | TWh | 94.9528 | 94.9528 | 94.9528 | 94.9528 | 76.829 | 76.829 | 76.829
NSR AEP Consent - NOX Cap Annual v3.1 | 554 | 2047 | Rate Constraint in MTons | FALSE | L | Annual | Qualifying Generation | TWh | 94.9528 | 94.9528 | 94.9528 | 94.9528 | 76.829 | 76.829 | 76.829
NSR AEP Consent - NOX Cap Annual v3.1 | 554 | 2047 | Rate Constraint in MTons | FALSE | L | Annual | Rate | lb/MWh | 0.45942 | 0.45957 | 0.45943 | 0.45947 | 0.29659 | 0.29643 | 0.29643
NSR AEP Consent - NOX Cap Annual v3.1 | 554 | 2047 | Rate Constraint in MTons | FALSE | L | Annual | Constraint Shadow Price | US$/Ton | 0 | 0 | 0 | 0 | 0 | 0 | 0
NSR AEP Consent - SO2 Cap Annual v5.13 | 555 | 5897 | Rate Constraint in MTons | FALSE | L | Annual | Seasons Included | Seasons | Winter, Summer | Winter, Summer | Winter, Summer | Winter, Summer | Winter, Summer | Winter, Summer | Winter, Summer
NSR AEP Consent - SO2 Cap Annual v5.13 | 555 | 5897 | Rate Constraint in MTons | FALSE | L | Annual | Standard | MTons | 145 | 145 | 112.25 | 106.8 | 95.3333 | 94 | 94
NSR AEP Consent - SO2 Cap Annual v5.13 | 555 | 5897 | Rate Constraint in MTons | FALSE | L | Annual | Standard SO2 | MTons | 145 | 145 | 112.25 | 106.8 | 95.3333 | 94 | 94
NSR AEP Consent - SO2 Cap Annual v5.13 | 555 | 5897 | Rate Constraint in MTons | FALSE | L | Annual | Emissions at Affected Plants SO2 | MTons | 77.0321 | 77.4953 | 77.8372 | 81.7863 | 64.7615 | 52.1653 | 47.2588
NSR AEP Consent - SO2 Cap Annual v5.13 | 555 | 5897 | Rate Constraint in MTons | FALSE | L | Annual | Allowances Purchased SO2 | MTons | 0 | 0 | 0 | 0 | 0 | 0 | 0
NSR AEP Consent - SO2 Cap Annual v5.13 | 555 | 5897 | Rate Constraint in MTons | FALSE | L | Annual | Allowances Sold SO2 | MTons | 0 | 0 | 0 | 0 | 0 | 0 | 0
NSR AEP Consent - SO2 Cap Annual v5.13 | 555 | 5897 | Rate Constraint in MTons | FALSE | L | Annual | Allowances Banked | MTons | 0 | 0 | 0 | 0 | 0 | 0 | 0
NSR AEP Consent - SO2 Cap Annual v5.13 | 555 | 5897 | Rate Constraint in MTons | FALSE | L | Annual | Allowances Withdrawn (1:1) | MTons | 0 | 0 | 0 | 0 | 0 | 0 | 0
NSR AEP Consent - SO2 Cap Annual v5.13 | 555 | 5897 | Rate Constraint in MTons | FALSE | L | Annual | Allowances Withdrawn (n:1) | MTons | 0 | 0 | 0 | 0 | 0 | 0 | 0
NSR AEP Consent - SO2 Cap Annual v5.13 | 555 | 5897 | Rate Constraint in MTons | FALSE | L | Annual | Net Emissions Allowance Position | MTons | 77.0321 | 77.4953 | 77.8372 | 81.7863 | 64.7615 | 52.1653 | 47.2588
NSR AEP Consent - SO2 Cap Annual v5.13 | 555 | 5897 | Rate Constraint in MTons | FALSE | L | Annual | Fuel Consumed | TBtu | 927.5961 | 927.1633 | 927.5799 | 927.4011 | 756.3326 | 756.7282 | 756.7284
NSR AEP Consent - SO2 Cap Annual v5.13 | 555 | 5897 | Rate Constraint in MTons | FALSE | L | Annual | Rate | lb/MMBtu | 0.16609 | 0.16717 | 0.16783 | 0.17638 | 0.17125 | 0.13787 | 0.1249
NSR AEP Consent - SO2 Cap Annual v5.13 | 555 | 5897 | Rate Constraint in MTons | FALSE | L | Annual | Generation | TWh | 94.9528 | 94.9528 | 94.9528 | 94.9528 | 76.829 | 76.829 | 76.829
NSR AEP Consent - SO2 Cap Annual v5.13 | 555 | 5897 | Rate Constraint in MTons | FALSE | L | Annual | Qualifying Generation | TWh | 94.9528 | 94.9528 | 94.9528 | 94.9528 | 76.829 | 76.829 | 76.829
NSR AEP Consent - SO2 Cap Annual v5.13 | 555 | 5897 | Rate Constraint in MTons | FALSE | L | Annual | Rate | lb/MWh | 0.81127 | 0.81615 | 0.81975 | 0.86134 | 0.84293 | 0.67898 | 0.61512
NSR AEP Consent - SO2 Cap Annual v5.13 | 555 | 5897 | Rate Constraint in MTons | FALSE | L | Annual | Constraint Shadow Price | US$/Ton | 0 | 0 | 0 | 0 | 0 | 0 | 0
NSR Alma 4 & 5 - Hg Cap Annual v5.13 | 556 | 5960 | Rate Constraint in MTons | FALSE | L | Annual | Seasons Included | Seasons | Winter, Summer | Winter, Summer | Winter, Summer | Winter, Summer | Winter, Summer | Winter, Summer | Winter, Summer
NSR Alma 4 & 5 - Hg Cap Annual v5.13 | 556 | 5960 | Rate Constraint in MTons | FALSE | L | Annual | Standard | Lb | 224000 | 224000 | 134000 | 134000 | 134000 | 134000 | 134000
NSR Alma 4 & 5 - Hg Cap Annual v5.13 | 556 | 5960 | Rate Constraint in MTons | FALSE | L | Annual | Standard MER | lbs | 224000 | 224000 | 134000 | 134000 | 134000 | 134000 | 134000
NSR Alma 4 & 5 - Hg Cap Annual v5.13 | 556 | 5960 | Rate Constraint in MTons | FALSE | L | Annual | Emissions at Affected Plants MER | lbs | 0 | 0 | 0 | 0 | 0 | 0 | 0
NSR Alma 4 & 5 - Hg Cap Annual v5.13 | 556 | 5960 | Rate Constraint in MTons | FALSE | L | Annual | Allowances Purchased MER | lbs | 0 | 0 | 0 | 0 | 0 | 0 | 0
NSR Alma 4 & 5 - Hg Cap Annual v5.13 | 556 | 5960 | Rate Constraint in MTons | FALSE | L | Annual | Allowances Sold MER | lbs | 0 | 0 | 0 | 0 | 0 | 0 | 0
NSR Alma 4 & 5 - Hg Cap Annual v5.13 | 556 | 5960 | Rate Constraint in MTons | FALSE | L | Annual | Allowances Banked | lbs | 0 | 0 | 0 | 0 | 0 | 0 | 0
NSR Alma 4 & 5 - Hg Cap Annual v5.13 | 556 | 5960 | Rate Constraint in MTons | FALSE | L | Annual | Allowances Withdrawn (1:1) | lbs | 0 | 0 | 0 | 0 | 0 | 0 | 0
NSR Alma 4 & 5 - Hg Cap Annual v5.13 | 556 | 5960 | Rate Constraint in MTons | FALSE | L | Annual | Allowances Withdrawn (n:1) | lbs | 0 | 0 | 0 | 0 | 0 | 0 | 0
NSR Alma 4 & 5 - Hg Cap Annual v5.13 | 556 | 5960 | Rate Constraint in MTons | FALSE | L | Annual | Net Emissions Allowance Position | lbs | 0 | 0 | 0 | 0 | 0 | 0 | 0
NSR Alma 4 & 5 - Hg Cap Annual v5.13 | 556 | 5960 | Rate Constraint in MTons | FALSE | L | Annual | Fuel Consumed | TBtu | 0 | 0 | 0 | 0 | 0 | 0 | 0
NSR Alma 4 & 5 - Hg Cap Annual v5.13 | 556 | 5960 | Rate Constraint in MTons | FALSE | L | Annual | Rate | lb/MMBtu | 0 | 0 | 0 | 0 | 0 | 0 | 0
NSR Alma 4 & 5 - Hg Cap Annual v5.13 | 556 | 5960 | Rate Constraint in MTons | FALSE | L | Annual | Generation | TWh | 0 | 0 | 0 | 0 | 0 | 0 | 0
NSR Alma 4 & 5 - Hg Cap Annual v5.13 | 556 | 5960 | Rate Constraint in MTons | FALSE | L | Annual | Qualifying Generation | TWh | 0 | 0 | 0 | 0 | 0 | 0 | 0
NSR Alma 4 & 5 - Hg Cap Annual v5.13 | 556 | 5960 | Rate Constraint in MTons | FALSE | L | Annual | Rate | lb/MWh | 0 | 0 | 0 | 0 | 0 | 0 | 0
NSR Alma 4 & 5 - Hg Cap Annual v5.13 | 556 | 5960 | Rate Constraint in MTons | FALSE | L | Annual | Constraint Shadow Price | US$/Lb | 0 | 0 | 0 | 0 | 0 | 0 | 0
NSR Alma 4 & 5 - NOx Cap Annual v5.13 | 557 | 5958 | Rate Constraint in MTons | FALSE | L | Annual | Seasons Included | Seasons | Winter, Summer | Winter, Summer | Winter, Summer | Winter, Summer | Winter, Summer | Winter, Summer | Winter, Summer
NSR Alma 4 & 5 - NOx Cap Annual v5.13 | 557 | 5958 | Rate Constraint in MTons | FALSE | L | Annual | Standard | MTons | 1.308 | 1.308 | 0.785 | 0.785 | 0.785 | 0.785 | 0.785
NSR Alma 4 & 5 - NOx Cap Annual v5.13 | 557 | 5958 | Rate Constraint in MTons | FALSE | L | Annual | Standard NOX | MTons | 1.308 | 1.308 | 0.785 | 0.785 | 0.785 | 0.785 | 0.785
NSR Alma 4 & 5 - NOx Cap Annual v5.13 | 557 | 5958 | Rate Constraint in MTons | FALSE | L | Annual | Emissions at Affected Plants NOX | MTons | 0 | 0 | 0 | 0 | 0 | 0 | 0
NSR Alma 4 & 5 - NOx Cap Annual v5.13 | 557 | 5958 | Rate Constraint in MTons | FALSE | L | Annual | Allowances Purchased NOX | MTons | 0 | 0 | 0 | 0 | 0 | 0 | 0
NSR Alma 4 & 5 - NOx Cap Annual v5.13 | 557 | 5958 | Rate Constraint in MTons | FALSE | L | Annual | Allowances Sold NOX | MTons | 0 | 0 | 0 | 0 | 0 | 0 | 0
NSR Alma 4 & 5 - NOx Cap Annual v5.13 | 557 | 5958 | Rate Constraint in MTons | FALSE | L | Annual | Allowances Banked | MTons | 0 | 0 | 0 | 0 | 0 | 0 | 0
NSR Alma 4 & 5 - NOx Cap Annual v5.13 | 557 | 5958 | Rate Constraint in MTons | FALSE | L | Annual | Allowances Withdrawn (1:1) | MTons | 0 | 0 | 0 | 0 | 0 | 0 | 0
NSR Alma 4 & 5 - NOx Cap Annual v5.13 | 557 | 5958 | Rate Constraint in MTons | FALSE | L | Annual | Allowances Withdrawn (n:1) | MTons | 0 | 0 | 0 | 0 | 0 | 0 | 0
NSR Alma 4 & 5 - NOx Cap Annual v5.13 | 557 | 5958 | Rate Constraint in MTons | FALSE | L | Annual | Net Emissions Allowance Position | MTons | 0 | 0 | 0 | 0 | 0 | 0 | 0
NSR Alma 4 & 5 - NOx Cap Annual v5.13 | 557 | 5958 | Rate Constraint in MTons | FALSE | L | Annual | Fuel Consumed | TBtu | 0 | 0 | 0 | 0 | 0 | 0 | 0
NSR Alma 4 & 5 - NOx Cap Annual v5.13 | 557 | 5958 | Rate Constraint in MTons | FALSE | L | Annual | Rate | lb/MMBtu | 0 | 0 | 0 | 0 | 0 | 0 | 0
NSR Alma 4 & 5 - NOx Cap Annual v5.13 | 557 | 5958 | Rate Constraint in MTons | FALSE | L | Annual | Generation | TWh | 0 | 0 | 0 | 0 | 0 | 0 | 0
NSR Alma 4 & 5 - NOx Cap Annual v5.13 | 557 | 5958 | Rate Constraint in MTons | FALSE | L | Annual | Qualifying Generation | TWh | 0 | 0 | 0 | 0 | 0 | 0 | 0
NSR Alma 4 & 5 - NOx Cap Annual v5.13 | 557 | 5958 | Rate Constraint in MTons | FALSE | L | Annual | Rate | lb/MWh | 0 | 0 | 0 | 0 | 0 | 0 | 0
NSR Alma 4 & 5 - NOx Cap Annual v5.13 | 557 | 5958 | Rate Constraint in MTons | FALSE | L | Annual | Constraint Shadow Price | US$/Ton | 0 | 0 | 0 | 0 | 0 | 0 | 0
NSR Alma 4 & 5 - NOx Rate Annual v5.13 | 558 | 5959 | Rate Constraint in lbs/MMBtu | FALSE | L | Annual | Seasons Included | Seasons | Winter, Summer | Winter, Summer | Winter, Summer | Winter, Summer | Winter, Summer | Winter, Summer | Winter, Summer
NSR Alma 4 & 5 - NOx Rate Annual v5.13 | 558 | 5959 | Rate Constraint in lbs/MMBtu | FALSE | L | Annual | Standard | lb/MMBtu | 0.35 | 0.35 | 0.35 | 0.35 | 0.35 | 0.35 | 0.35
NSR Alma 4 & 5 - NOx Rate Annual v5.13 | 558 | 5959 | Rate Constraint in lbs/MMBtu | FALSE | L | Annual | Emissions at Affected Plants NOX | MTons | 0 | 0 | 0 | 0 | 0 | 0 | 0
NSR Alma 4 & 5 - NOx Rate Annual v5.13 | 558 | 5959 | Rate Constraint in lbs/MMBtu | FALSE | L | Annual | Allowances Purchased NOX | MTons | 0 | 0 | 0 | 0 | 0 | 0 | 0
NSR Alma 4 & 5 - NOx Rate Annual v5.13 | 558 | 5959 | Rate Constraint in lbs/MMBtu | FALSE | L | Annual | Allowances Sold NOX | MTons | 0 | 0 | 0 | 0 | 0 | 0 | 0
NSR Alma 4 & 5 - NOx Rate Annual v5.13 | 558 | 5959 | Rate Constraint in lbs/MMBtu | FALSE | L | Annual | Allowances Banked | MTons | 0 | 0 | 0 | 0 | 0 | 0 | 0
NSR Alma 4 & 5 - NOx Rate Annual v5.13 | 558 | 5959 | Rate Constraint in lbs/MMBtu | FALSE | L | Annual | Allowances Withdrawn (1:1) | MTons | 0 | 0 | 0 | 0 | 0 | 0 | 0
NSR Alma 4 & 5 - NOx Rate Annual v5.13 | 558 | 5959 | Rate Constraint in lbs/MMBtu | FALSE | L | Annual | Allowances Withdrawn (n:1) | MTons | 0 | 0 | 0 | 0 | 0 | 0 | 0
NSR Alma 4 & 5 - NOx Rate Annual v5.13 | 558 | 5959 | Rate Constraint in lbs/MMBtu | FALSE | L | Annual | Net Emissions Allowance Position | MTons | 0 | 0 | 0 | 0 | 0 | 0 | 0
NSR Alma 4 & 5 - NOx Rate Annual v5.13 | 558 | 5959 | Rate Constraint in lbs/MMBtu | FALSE | L | Annual | Fuel Consumed | TBtu | 0 | 0 | 0 | 0 | 0 | 0 | 0
NSR Alma 4 & 5 - NOx Rate Annual v5.13 | 558 | 5959 | Rate Constraint in lbs/MMBtu | FALSE | L | Annual | Rate | lb/MMBtu | 0 | 0 | 0 | 0 | 0 | 0 | 0
NSR Alma 4 & 5 - NOx Rate Annual v5.13 | 558 | 5959 | Rate Constraint in lbs/MMBtu | FALSE | L | Annual | Generation | TWh | 0 | 0 | 0 | 0 | 0 | 0 | 0
NSR Alma 4 & 5 - NOx Rate Annual v5.13 | 558 | 5959 | Rate Constraint in lbs/MMBtu | FALSE | L | Annual | Qualifying Generation | TWh | 0 | 0 | 0 | 0 | 0 | 0 | 0
NSR Alma 4 & 5 - NOx Rate Annual v5.13 | 558 | 5959 | Rate Constraint in lbs/MMBtu | FALSE | L | Annual | Rate | lb/MWh | 0 | 0 | 0 | 0 | 0 | 0 | 0
NSR Alma 4 & 5 - NOx Rate Annual v5.13 | 558 | 5959 | Rate Constraint in lbs/MMBtu | FALSE | L | Annual | Constraint Shadow Price | US$/Ton | 0 | 0 | 0 | 0 | 0 | 0 | 0
NSR Alma 4 & 5- SO2 Cap Annual v5.13 | 559 | 5956 | Rate Constraint in MTons | FALSE | L | Annual | Seasons Included | Seasons | Winter, Summer | Winter, Summer | Winter, Summer | Winter, Summer | Winter, Summer | Winter, Summer | Winter, Summer
NSR Alma 4 & 5- SO2 Cap Annual v5.13 | 559 | 5956 | Rate Constraint in MTons | FALSE | L | Annual | Standard | MTons | 3.737 | 3.737 | 2.242 | 2.242 | 2.242 | 2.242 | 2.242
NSR Alma 4 & 5- SO2 Cap Annual v5.13 | 559 | 5956 | Rate Constraint in MTons | FALSE | L | Annual | Standard SO2 | MTons | 3.737 | 3.737 | 2.242 | 2.242 | 2.242 | 2.242 | 2.242
NSR Alma 4 & 5- SO2 Cap Annual v5.13 | 559 | 5956 | Rate Constraint in MTons | FALSE | L | Annual | Emissions at Affected Plants SO2 | MTons | 0 | 0 | 0 | 0 | 0 | 0 | 0
NSR Alma 4 & 5- SO2 Cap Annual v5.13 | 559 | 5956 | Rate Constraint in MTons | FALSE | L | Annual | Allowances Purchased SO2 | MTons | 0 | 0 | 0 | 0 | 0 | 0 | 0
NSR Alma 4 & 5- SO2 Cap Annual v5.13 | 559 | 5956 | Rate Constraint in MTons | FALSE | L | Annual | Allowances Sold SO2 | MTons | 0 | 0 | 0 | 0 | 0 | 0 | 0
NSR Alma 4 & 5- SO2 Cap Annual v5.13 | 559 | 5956 | Rate Constraint in MTons | FALSE | L | Annual | Allowances Banked | MTons | 0 | 0 | 0 | 0 | 0 | 0 | 0
NSR Alma 4 & 5- SO2 Cap Annual v5.13 | 559 | 5956 | Rate Constraint in MTons | FALSE | L | Annual | Allowances Withdrawn (1:1) | MTons | 0 | 0 | 0 | 0 | 0 | 0 | 0
NSR Alma 4 & 5- SO2 Cap Annual v5.13 | 559 | 5956 | Rate Constraint in MTons | FALSE | L | Annual | Allowances Withdrawn (n:1) | MTons | 0 | 0 | 0 | 0 | 0 | 0 | 0
NSR Alma 4 & 5- SO2 Cap Annual v5.13 | 559 | 5956 | Rate Constraint in MTons | FALSE | L | Annual | Net Emissions Allowance Position | MTons | 0 | 0 | 0 | 0 | 0 | 0 | 0
NSR Alma 4 & 5- SO2 Cap Annual v5.13 | 559 | 5956 | Rate Constraint in MTons | FALSE | L | Annual | Fuel Consumed | TBtu | 0 | 0 | 0 | 0 | 0 | 0 | 0
NSR Alma 4 & 5- SO2 Cap Annual v5.13 | 559 | 5956 | Rate Constraint in MTons | FALSE | L | Annual | Rate | lb/MMBtu | 0 | 0 | 0 | 0 | 0 | 0 | 0
NSR Alma 4 & 5- SO2 Cap Annual v5.13 | 559 | 5956 | Rate Constraint in MTons | FALSE | L | Annual | Generation | TWh | 0 | 0 | 0 | 0 | 0 | 0 | 0
NSR Alma 4 & 5- SO2 Cap Annual v5.13 | 559 | 5956 | Rate Constraint in MTons | FALSE | L | Annual | Qualifying Generation | TWh | 0 | 0 | 0 | 0 | 0 | 0 | 0
NSR Alma 4 & 5- SO2 Cap Annual v5.13 | 559 | 5956 | Rate Constraint in MTons | FALSE | L | Annual | Rate | lb/MWh | 0 | 0 | 0 | 0 | 0 | 0 | 0
NSR Alma 4 & 5- SO2 Cap Annual v5.13 | 559 | 5956 | Rate Constraint in MTons | FALSE | L | Annual | Constraint Shadow Price | US$/Ton | 0 | 0 | 0 | 0 | 0 | 0 | 0
NSR Alma 4 & 5- SO2 Rate Annual v5.13 | 560 | 5957 | Rate Constraint in lbs/MMBtu | FALSE | L | Annual | Seasons Included | Seasons | Winter, Summer | Winter, Summer | Winter, Summer | Winter, Summer | Winter, Summer | Winter, Summer | Winter, Summer
NSR Alma 4 & 5- SO2 Rate Annual v5.13 | 560 | 5957 | Rate Constraint in lbs/MMBtu | FALSE | L | Annual | Standard | lb/MMBtu | 0.1 | 0.1 | 0.1 | 0.1 | 0.1 | 0.1 | 0.1
NSR Alma 4 & 5- SO2 Rate Annual v5.13 | 560 | 5957 | Rate Constraint in lbs/MMBtu | FALSE | L | Annual | Emissions at Affected Plants SO2 | MTons | 0 | 0 | 0 | 0 | 0 | 0 | 0
NSR Alma 4 & 5- SO2 Rate Annual v5.13 | 560 | 5957 | Rate Constraint in lbs/MMBtu | FALSE | L | Annual | Allowances Purchased SO2 | MTons | 0 | 0 | 0 | 0 | 0 | 0 | 0
NSR Alma 4 & 5- SO2 Rate Annual v5.13 | 560 | 5957 | Rate Constraint in lbs/MMBtu | FALSE | L | Annual | Allowances Sold SO2 | MTons | 0 | 0 | 0 | 0 | 0 | 0 | 0
NSR Alma 4 & 5- SO2 Rate Annual v5.13 | 560 | 5957 | Rate Constraint in lbs/MMBtu | FALSE | L | Annual | Allowances Banked | MTons | 0 | 0 | 0 | 0 | 0 | 0 | 0
NSR Alma 4 & 5- SO2 Rate Annual v5.13 | 560 | 5957 | Rate Constraint in lbs/MMBtu | FALSE | L | Annual | Allowances Withdrawn (1:1) | MTons | 0 | 0 | 0 | 0 | 0 | 0 | 0
NSR Alma 4 & 5- SO2 Rate Annual v5.13 | 560 | 5957 | Rate Constraint in lbs/MMBtu | FALSE | L | Annual | Allowances Withdrawn (n:1) | MTons | 0 | 0 | 0 | 0 | 0 | 0 | 0
NSR Alma 4 & 5- SO2 Rate Annual v5.13 | 560 | 5957 | Rate Constraint in lbs/MMBtu | FALSE | L | Annual | Net Emissions Allowance Position | MTons | 0 | 0 | 0 | 0 | 0 | 0 | 0
NSR Alma 4 & 5- SO2 Rate Annual v5.13 | 560 | 5957 | Rate Constraint in lbs/MMBtu | FALSE | L | Annual | Fuel Consumed | TBtu | 0 | 0 | 0 | 0 | 0 | 0 | 0
NSR Alma 4 & 5- SO2 Rate Annual v5.13 | 560 | 5957 | Rate Constraint in lbs/MMBtu | FALSE | L | Annual | Rate | lb/MMBtu | 0 | 0 | 0 | 0 | 0 | 0 | 0
NSR Alma 4 & 5- SO2 Rate Annual v5.13 | 560 | 5957 | Rate Constraint in lbs/MMBtu | FALSE | L | Annual | Generation | TWh | 0 | 0 | 0 | 0 | 0 | 0 | 0
NSR Alma 4 & 5- SO2 Rate Annual v5.13 | 560 | 5957 | Rate Constraint in lbs/MMBtu | FALSE | L | Annual | Qualifying Generation | TWh | 0 | 0 | 0 | 0 | 0 | 0 | 0
NSR Alma 4 & 5- SO2 Rate Annual v5.13 | 560 | 5957 | Rate Constraint in lbs/MMBtu | FALSE | L | Annual | Rate | lb/MWh | 0 | 0 | 0 | 0 | 0 | 0 | 0
NSR Alma 4 & 5- SO2 Rate Annual v5.13 | 560 | 5957 | Rate Constraint in lbs/MMBtu | FALSE | L | Annual | Constraint Shadow Price | US$/Ton | 27534.2779 | 55640.7993 | 15549.1546 | 13761.9401 | 14980.975 | 13473.1662 | 24553.537
NSR Baily 7 & 8 - NOX Rate Annual v4.11 | 561 | 2302 | Rate Constraint in lbs/MMBtu | FALSE | L | Annual | Seasons Included | Seasons | Winter, Summer | Winter, Summer | Winter, Summer | Winter, Summer | Winter, Summer | Winter, Summer | Winter, Summer
NSR Baily 7 & 8 - NOX Rate Annual v4.11 | 561 | 2302 | Rate Constraint in lbs/MMBtu | FALSE | L | Annual | Standard | lb/MMBtu | 0.12 | 0.12 | 0.12 | 0.12 | 0.12 | 0.12 | 0.12
NSR Baily 7 & 8 - NOX Rate Annual v4.11 | 561 | 2302 | Rate Constraint in lbs/MMBtu | FALSE | L | Annual | Emissions at Affected Plants NOX | MTons | 0.052709 | 0.052709 | 0.052709 | 0.052709 | 0.046454 | 0.052709 | 0.052426
NSR Baily 7 & 8 - NOX Rate Annual v4.11 | 561 | 2302 | Rate Constraint in lbs/MMBtu | FALSE | L | Annual | Allowances Purchased NOX | MTons | 0 | 0 | 0 | 0 | 0 | 0 | 0
NSR Baily 7 & 8 - NOX Rate Annual v4.11 | 561 | 2302 | Rate Constraint in lbs/MMBtu | FALSE | L | Annual | Allowances Sold NOX | MTons | 0 | 0 | 0 | 0 | 0 | 0 | 0
NSR Baily 7 & 8 - NOX Rate Annual v4.11 | 561 | 2302 | Rate Constraint in lbs/MMBtu | FALSE | L | Annual | Allowances Banked | MTons | 0 | 0 | 0 | 0 | 0 | 0 | 0
NSR Baily 7 & 8 - NOX Rate Annual v4.11 | 561 | 2302 | Rate Constraint in lbs/MMBtu | FALSE | L | Annual | Allowances Withdrawn (1:1) | MTons | 0 | 0 | 0 | 0 | 0 | 0 | 0
NSR Baily 7 & 8 - NOX Rate Annual v4.11 | 561 | 2302 | Rate Constraint in lbs/MMBtu | FALSE | L | Annual | Allowances Withdrawn (n:1) | MTons | 0 | 0 | 0 | 0 | 0 | 0 | 0
NSR Baily 7 & 8 - NOX Rate Annual v4.11 | 561 | 2302 | Rate Constraint in lbs/MMBtu | FALSE | L | Annual | Net Emissions Allowance Position | MTons | 0.052709 | 0.052709 | 0.052709 | 0.052709 | 0.046454 | 0.052709 | 0.052426
NSR Baily 7 & 8 - NOX Rate Annual v4.11 | 561 | 2302 | Rate Constraint in lbs/MMBtu | FALSE | L | Annual | Fuel Consumed | TBtu | 0.87849 | 0.87849 | 0.87849 | 0.87849 | 0.77423 | 0.87849 | 0.88349
NSR Baily 7 & 8 - NOX Rate Annual v4.11 | 561 | 2302 | Rate Constraint in lbs/MMBtu | FALSE | L | Annual | Rate | lb/MMBtu | 0.12 | 0.12 | 0.12 | 0.12 | 0.12 | 0.12 | 0.11868
NSR Baily 7 & 8 - NOX Rate Annual v4.11 | 561 | 2302 | Rate Constraint in lbs/MMBtu | FALSE | L | Annual | Generation | TWh | 0.077591 | 0.077591 | 0.077591 | 0.077591 | 0.068383 | 0.077591 | 0.077591
NSR Baily 7 & 8 - NOX Rate Annual v4.11 | 561 | 2302 | Rate Constraint in lbs/MMBtu | FALSE | L | Annual | Qualifying Generation | TWh | 0.077591 | 0.077591 | 0.077591 | 0.077591 | 0.068383 | 0.077591 | 0.077591
NSR Baily 7 & 8 - NOX Rate Annual v4.11 | 561 | 2302 | Rate Constraint in lbs/MMBtu | FALSE | L | Annual | Rate | lb/MWh | 0.67932 | 0.67932 | 0.67932 | 0.67932 | 0.67932 | 0.67932 | 0.67567
NSR Baily 7 & 8 - NOX Rate Annual v4.11 | 561 | 2302 | Rate Constraint in lbs/MMBtu | FALSE | L | Annual | Constraint Shadow Price | US$/Ton | 0 | 0 | 0 | 0 | 0 | 0 | 0
NSR Baldwin 1,2 - NOX Rate Annual v3.1, Unit 4102 and retrofits | 562 | 1944 | Rate Constraint in lbs/MMBtu | FALSE | L | Annual | Seasons Included | Seasons | Winter, Summer | Winter, Summer | Winter, Summer | Winter, Summer | Winter, Summer | Winter, Summer | Winter, Summer
NSR Baldwin 1,2 - NOX Rate Annual v3.1, Unit 4102 and retrofits | 562 | 1944 | Rate Constraint in lbs/MMBtu | FALSE | L | Annual | Standard | lb/MMBtu | 0.1 | 0.1 | 0.1 | 0.1 | 0.1 | 0.1 | 0.1
NSR Baldwin 1,2 - NOX Rate Annual v3.1, Unit 4102 and retrofits | 562 | 1944 | Rate Constraint in lbs/MMBtu | FALSE | L | Annual | Emissions at Affected Plants NOX | MTons | 1.2822 | 1.2822 | 1.2822 | 1.2822 | 1.2822 | 1.2822 | 1.2822
NSR Baldwin 1,2 - NOX Rate Annual v3.1, Unit 4102 and retrofits | 562 | 1944 | Rate Constraint in lbs/MMBtu | FALSE | L | Annual | Allowances Purchased NOX | MTons | 0 | 0 | 0 | 0 | 0 | 0 | 0
NSR Baldwin 1,2 - NOX Rate Annual v3.1, Unit 4102 and retrofits | 562 | 1944 | Rate Constraint in lbs/MMBtu | FALSE | L | Annual | Allowances Sold NOX | MTons | 0 | 0 | 0 | 0 | 0 | 0 | 0
NSR Baldwin 1,2 - NOX Rate Annual v3.1, Unit 4102 and retrofits | 562 | 1944 | Rate Constraint in lbs/MMBtu | FALSE | L | Annual | Allowances Banked | MTons | 0 | 0 | 0 | 0 | 0 | 0 | 0
NSR Baldwin 1,2 - NOX Rate Annual v3.1, Unit 4102 and retrofits | 562 | 1944 | Rate Constraint in lbs/MMBtu | FALSE | L | Annual | Allowances Withdrawn (1:1) | MTons | 0 | 0 | 0 | 0 | 0 | 0 | 0
NSR Baldwin 1,2 - NOX Rate Annual v3.1, Unit 4102 and retrofits | 562 | 1944 | Rate Constraint in lbs/MMBtu | FALSE | L | Annual | Allowances Withdrawn (n:1) | MTons | 0 | 0 | 0 | 0 | 0 | 0 | 0
NSR Baldwin 1,2 - NOX Rate Annual v3.1, Unit 4102 and retrofits | 562 | 1944 | Rate Constraint in lbs/MMBtu | FALSE | L | Annual | Net Emissions Allowance Position | MTons | 1.2822 | 1.2822 | 1.2822 | 1.2822 | 1.2822 | 1.2822 | 1.2822
NSR Baldwin 1,2 - NOX Rate Annual v3.1, Unit 4102 and retrofits | 562 | 1944 | Rate Constraint in lbs/MMBtu | FALSE | L | Annual | Fuel Consumed | TBtu | 43.041 | 43.041 | 43.041 | 43.041 | 43.041 | 43.041 | 43.041
NSR Baldwin 1,2 - NOX Rate Annual v3.1, Unit 4102 and retrofits | 562 | 1944 | Rate Constraint in lbs/MMBtu | FALSE | L | Annual | Rate | lb/MMBtu | 0.059582 | 0.059582 | 0.059582 | 0.059582 | 0.059582 | 0.059582 | 0.059582
NSR Baldwin 1,2 - NOX Rate Annual v3.1, Unit 4102 and retrofits | 562 | 1944 | Rate Constraint in lbs/MMBtu | FALSE | L | Annual | Generation | TWh | 4.2044 | 4.2044 | 4.2044 | 4.2044 | 4.2044 | 4.2044 | 4.2044
NSR Baldwin 1,2 - NOX Rate Annual v3.1, Unit 4102 and retrofits | 562 | 1944 | Rate Constraint in lbs/MMBtu | FALSE | L | Annual | Qualifying Generation | TWh | 4.2044 | 4.2044 | 4.2044 | 4.2044 | 4.2044 | 4.2044 | 4.2044
NSR Baldwin 1,2 - NOX Rate Annual v3.1, Unit 4102 and retrofits | 562 | 1944 | Rate Constraint in lbs/MMBtu | FALSE | L | Annual | Rate | lb/MWh | 0.30498 | 0.30498 | 0.30498 | 0.30498 | 0.30498 | 0.30498 | 0.30498
NSR Baldwin 1,2 - NOX Rate Annual v3.1, Unit 4102 and retrofits | 562 | 1944 | Rate Constraint in lbs/MMBtu | FALSE | L | Annual | Constraint Shadow Price | US$/Ton | 0 | 0 | 0 | 0 | 0 | 0 | 0
NSR Baldwin 1,2 - NOX Rate Annual v3.1, Unit 4103 and retrofits | 563 | 1944 | Rate Constraint in lbs/MMBtu | FALSE | L | Annual | Seasons Included | Seasons | Winter, Summer | Winter, Summer | Winter, Summer | Winter, Summer | Winter, Summer | Winter, Summer | Winter, Summer
NSR Baldwin 1,2 - NOX Rate Annual v3.1, Unit 4103 and retrofits | 563 | 1944 | Rate Constraint in lbs/MMBtu | FALSE | L | Annual | Standard | lb/MMBtu | 0.1 | 0.1 | 0.1 | 0.1 | 0.1 | 0.1 | 0.1
NSR Baldwin 1,2 - NOX Rate Annual v3.1, Unit 4103 and retrofits | 563 | 1944 | Rate Constraint in lbs/MMBtu | FALSE | L | Annual | Emissions at Affected Plants NOX | MTons | 1.2413 | 1.2413 | 1.2413 | 1.2413 | 1.2413 | 1.2413 | 1.2413
NSR Baldwin 1,2 - NOX Rate Annual v3.1, Unit 4103 and retrofits | 563 | 1944 | Rate Constraint in lbs/MMBtu | FALSE | L | Annual | Allowances Purchased NOX | MTons | 0 | 0 | 0 | 0 | 0 | 0 | 0
NSR Baldwin 1,2 - NOX Rate Annual v3.1, Unit 4103 and retrofits | 563 | 1944 | Rate Constraint in lbs/MMBtu | FALSE | L | Annual | Allowances Sold NOX | MTons | 0 | 0 | 0 | 0 | 0 | 0 | 0
NSR Baldwin 1,2 - NOX Rate Annual v3.1, Unit 4103 and retrofits | 563 | 1944 | Rate Constraint in lbs/MMBtu | FALSE | L | Annual | Allowances Banked | MTons | 0 | 0 | 0 | 0 | 0 | 0 | 0
NSR Baldwin 1,2 - NOX Rate Annual v3.1, Unit 4103 and retrofits | 563 | 1944 | Rate Constraint in lbs/MMBtu | FALSE | L | Annual | Allowances Withdrawn (1:1) | MTons | 0 | 0 | 0 | 0 | 0 | 0 | 0
NSR Baldwin 1,2 - NOX Rate Annual v3.1, Unit 4103 and retrofits | 563 | 1944 | Rate Constraint in lbs/MMBtu | FALSE | L | Annual | Allowances Withdrawn (n:1) | MTons | 0 | 0 | 0 | 0 | 0 | 0 | 0
NSR Baldwin 1,2 - NOX Rate Annual v3.1, Unit 4103 and retrofits | 563 | 1944 | Rate Constraint in lbs/MMBtu | FALSE | L | Annual | Net Emissions Allowance Position | MTons | 1.2413 | 1.2413 | 1.2413 | 1.2413 | 1.2413 | 1.2413 | 1.2413
NSR Baldwin 1,2 - NOX Rate Annual v3.1, Unit 4103 and retrofits | 563 | 1944 | Rate Constraint in lbs/MMBtu | FALSE | L | Annual | Fuel Consumed | TBtu | 43.1874 | 43.1874 | 43.1874 | 43.1874 | 43.1874 | 43.1874 | 43.1874
NSR Baldwin 1,2 - NOX Rate Annual v3.1, Unit 4103 and retrofits | 563 | 1944 | Rate Constraint in lbs/MMBtu | FALSE | L | Annual | Rate | lb/MMBtu | 0.057486 | 0.057486 | 0.057486 | 0.057486 | 0.057486 | 0.057486 | 0.057486
NSR Baldwin 1,2 - NOX Rate Annual v3.1, Unit 4103 and retrofits | 563 | 1944 | Rate Constraint in lbs/MMBtu | FALSE | L | Annual | Generation | TWh | 4.2402 | 4.2402 | 4.2402 | 4.2402 | 4.2402 | 4.2402 | 4.2402
NSR Baldwin 1,2 - NOX Rate Annual v3.1, Unit 4103 and retrofits | 563 | 1944 | Rate Constraint in lbs/MMBtu | FALSE | L | Annual | Qualifying Generation | TWh | 4.2402 | 4.2402 | 4.2402 | 4.2402 | 4.2402 | 4.2402 | 4.2402
NSR Baldwin 1,2 - NOX Rate Annual v3.1, Unit 4103 and retrofits | 563 | 1944 | Rate Constraint in lbs/MMBtu | FALSE | L | Annual | Rate | lb/MWh | 0.29275 | 0.29275 | 0.29275 | 0.29275 | 0.29275 | 0.29275 | 0.29275
NSR Baldwin 1,2 - NOX Rate Annual v3.1, Unit 4103 and retrofits | 563 | 1944 | Rate Constraint in lbs/MMBtu | FALSE | L | Annual | Constraint Shadow Price | US$/Ton | 0 | 0 | 0 | 0 | 0 | 0 | 0
NSR Baldwin 1-3 - SO2 Rate Annual v3.1, Unit 4102 and retrofits | 564 | 1861 | Rate Constraint in lbs/MMBtu | FALSE | L | Annual | Seasons Included | Seasons | Winter, Summer | Winter, Summer | Winter, Summer | Winter, Summer | Winter, Summer | Winter, Summer | Winter, Summer
NSR Baldwin 1-3 - SO2 Rate Annual v3.1, Unit 4102 and retrofits | 564 | 1861 | Rate Constraint in lbs/MMBtu | FALSE | L | Annual | Standard | lb/MMBtu | 0.1 | 0.1 | 0.1 | 0.1 | 0.1 | 0.1 | 0.1
NSR Baldwin 1-3 - SO2 Rate Annual v3.1, Unit 4102 and retrofits | 564 | 1861 | Rate Constraint in lbs/MMBtu | FALSE | L | Annual | Emissions at Affected Plants SO2 | MTons | 1.7195 | 1.7195 | 1.7195 | 1.7195 | 1.7195 | 2.0144 | 2.0144
NSR Baldwin 1-3 - SO2 Rate Annual v3.1, Unit 4102 and retrofits | 564 | 1861 | Rate Constraint in lbs/MMBtu | FALSE | L | Annual | Allowances Purchased SO2 | MTons | 0 | 0 | 0 | 0 | 0 | 0 | 0
NSR Baldwin 1-3 - SO2 Rate Annual v3.1, Unit 4102 and retrofits | 564 | 1861 | Rate Constraint in lbs/MMBtu | FALSE | L | Annual | Allowances Sold SO2 | MTons | 0 | 0 | 0 | 0 | 0 | 0 | 0
NSR Baldwin 1-3 - SO2 Rate Annual v3.1, Unit 4102 and retrofits | 564 | 1861 | Rate Constraint in lbs/MMBtu | FALSE | L | Annual | Allowances Banked | MTons | 0 | 0 | 0 | 0 | 0 | 0 | 0
NSR Baldwin 1-3 - SO2 Rate Annual v3.1, Unit 4102 and retrofits | 564 | 1861 | Rate Constraint in lbs/MMBtu | FALSE | L | Annual | Allowances Withdrawn (1:1) | MTons | 0 | 0 | 0 | 0 | 0 | 0 | 0
NSR Baldwin 1-3 - SO2 Rate Annual v3.1, Unit 4102 and retrofits | 564 | 1861 | Rate Constraint in lbs/MMBtu | FALSE | L | Annual | Allowances Withdrawn (n:1) | MTons | 0 | 0 | 0 | 0 | 0 | 0 | 0
NSR Baldwin 1-3 - SO2 Rate Annual v3.1, Unit 4102 and retrofits | 564 | 1861 | Rate Constraint in lbs/MMBtu | FALSE | L | Annual | Net Emissions Allowance Position | MTons | 1.7195 | 1.7195 | 1.7195 | 1.7195 | 1.7195 | 2.0144 | 2.0144
NSR Baldwin 1-3 - SO2 Rate Annual v3.1, Unit 4102 and retrofits | 564 | 1861 | Rate Constraint in lbs/MMBtu | FALSE | L | Annual | Fuel Consumed | TBtu | 43.041 | 43.041 | 43.041 | 43.041 | 43.041 | 43.041 | 43.041
NSR Baldwin 1-3 - SO2 Rate Annual v3.1, Unit 4102 and retrofits | 564 | 1861 | Rate Constraint in lbs/MMBtu | FALSE | L | Annual | Rate | lb/MMBtu | 0.0799 | 0.0799 | 0.0799 | 0.0799 | 0.0799 | 0.093605 | 0.093605
NSR Baldwin 1-3 - SO2 Rate Annual v3.1, Unit 4102 and retrofits | 564 | 1861 | Rate Constraint in lbs/MMBtu | FALSE | L | Annual | Generation | TWh | 4.2044 | 4.2044 | 4.2044 | 4.2044 | 4.2044 | 4.2044 | 4.2044
NSR Baldwin 1-3 - SO2 Rate Annual v3.1, Unit 4102 and retrofits | 564 | 1861 | Rate Constraint in lbs/MMBtu | FALSE | L | Annual | Qualifying Generation | TWh | 4.2044 | 4.2044 | 4.2044 | 4.2044 | 4.2044 | 4.2044 | 4.2044
NSR Baldwin 1-3 - SO2 Rate Annual v3.1, Unit 4102 and retrofits | 564 | 1861 | Rate Constraint in lbs/MMBtu | FALSE | L | Annual | Rate | lb/MWh | 0.40898 | 0.40898 | 0.40898 | 0.40898 | 0.40898 | 0.47913 | 0.47913
NSR Baldwin 1-3 - SO2 Rate Annual v3.1, Unit 4102 and retrofits | 564 | 1861 | Rate Constraint in lbs/MMBtu | FALSE | L | Annual | Constraint Shadow Price | US$/Ton | 0 | 0 | 0 | 0 | 0 | 0 | 0
NSR Baldwin 1-3 - SO2 Rate Annual v3.1, Unit 4103 and retrofits | 565 | 1861 | Rate Constraint in lbs/MMBtu | FALSE | L | Annual | Seasons Included | Seasons | Winter, Summer | Winter, Summer | Winter, Summer | Winter, Summer | Winter, Summer | Winter, Summer | Winter, Summer
NSR Baldwin 1-3 - SO2 Rate Annual v3.1, Unit 4103 and retrofits | 565 | 1861 | Rate Constraint in lbs/MMBtu | FALSE | L | Annual | Standard | lb/MMBtu | 0.1 | 0.1 | 0.1 | 0.1 | 0.1 | 0.1 | 0.1
NSR Baldwin 1-3 - SO2 Rate Annual v3.1, Unit 4103 and retrofits | 565 | 1861 | Rate Constraint in lbs/MMBtu | FALSE | L | Annual | Emissions at Affected Plants SO2 | MTons | 1.7253 | 1.7253 | 1.7253 | 1.7253 | 1.7253 | 1.7253 | 1.7253
NSR Baldwin 1-3 - SO2 Rate Annual v3.1, Unit 4103 and retrofits | 565 | 1861 | Rate Constraint in lbs/MMBtu | FALSE | L | Annual | Allowances Purchased SO2 | MTons | 0 | 0 | 0 | 0 | 0 | 0 | 0
NSR Baldwin 1-3 - SO2 Rate Annual v3.1, Unit 4103 and retrofits | 565 | 1861 | Rate Constraint in lbs/MMBtu | FALSE | L | Annual | Allowances Sold SO2 | MTons | 0 | 0 | 0 | 0 | 0 | 0 | 0
NSR Baldwin 1-3 - SO2 Rate Annual v3.1, Unit 4103 and retrofits | 565 | 1861 | Rate Constraint in lbs/MMBtu | FALSE | L | Annual | Allowances Banked | MTons | 0 | 0 | 0 | 0 | 0 | 0 | 0
NSR Baldwin 1-3 - SO2 Rate Annual v3.1, Unit 4103 and retrofits | 565 | 1861 | Rate Constraint in lbs/MMBtu | FALSE | L | Annual | Allowances Withdrawn (1:1) | MTons | 0 | 0 | 0 | 0 | 0 | 0 | 0
NSR Baldwin 1-3 - SO2 Rate Annual v3.1, Unit 4103 and retrofits | 565 | 1861 | Rate Constraint in lbs/MMBtu | FALSE | L | Annual | Allowances Withdrawn (n:1) | MTons | 0 | 0 | 0 | 0 | 0 | 0 | 0
NSR Baldwin 1-3 - SO2 Rate Annual v3.1, Unit 4103 and retrofits | 565 | 1861 | Rate Constraint in lbs/MMBtu | FALSE | L | Annual | Net Emissions Allowance Position | MTons | 1.7253 | 1.7253 | 1.7253 | 1.7253 | 1.7253 | 1.7253 | 1.7253
NSR Baldwin 1-3 - SO2 Rate Annual v3.1, Unit 4103 and retrofits | 565 | 1861 | Rate Constraint in lbs/MMBtu | FALSE | L | Annual | Fuel Consumed | TBtu | 43.1874 | 43.1874 | 43.1874 | 43.1874 | 43.1874 | 43.1874 | 43.1874
NSR Baldwin 1-3 - SO2 Rate Annual v3.1, Unit 4103 and retrofits | 565 | 1861 | Rate Constraint in lbs/MMBtu | FALSE | L | Annual | Rate | lb/MMBtu | 0.0799 | 0.0799 | 0.0799 | 0.0799 | 0.0799 | 0.0799 | 0.0799
NSR Baldwin 1-3 - SO2 Rate Annual v3.1, Unit 4103 and retrofits | 565 | 1861 | Rate Constraint in lbs/MMBtu | FALSE | L | Annual | Generation | TWh | 4.2402 | 4.2402 | 4.2402 | 4.2402 | 4.2402 | 4.2402 | 4.2402
NSR Baldwin 1-3 - SO2 Rate Annual v3.1, Unit 4103 and retrofits | 565 | 1861 | Rate Constraint in lbs/MMBtu | FALSE | L | Annual | Qualifying Generation | TWh | 4.2402 | 4.2402 | 4.2402 | 4.2402 | 4.2402 | 4.2402 | 4.2402
NSR Baldwin 1-3 - SO2 Rate Annual v3.1, Unit 4103 and retrofits | 565 | 1861 | Rate Constraint in lbs/MMBtu | FALSE | L | Annual | Rate | lb/MWh | 0.4069 | 0.4069 | 0.4069 | 0.4069 | 0.4069 | 0.4069 | 0.4069
NSR Baldwin 1-3 - SO2 Rate Annual v3.1, Unit 4103 and retrofits | 565 | 1861 | Rate Constraint in lbs/MMBtu | FALSE | L | Annual | Constraint Shadow Price | US$/Ton | 0 | 0 | 0 | 0 | 0 | 0 | 0
NSR Baldwin 1-3 - SO2 Rate Annual v3.1, Unit 4132 and retrofits | 566 | 1861 | Rate Constraint in lbs/MMBtu | FALSE | L | Annual | Seasons Included | Seasons | Winter, Summer | Winter, Summer | Winter, Summer | Winter, Summer | Winter, Summer | Winter, Summer | Winter, Summer
NSR Baldwin 1-3 - SO2 Rate Annual v3.1, Unit 4132 and retrofits | 566 | 1861 | Rate Constraint in lbs/MMBtu | FALSE | L | Annual | Standard | lb/MMBtu | 0.1 | 0.1 | 0.1 | 0.1 | 0.1 | 0.1 | 0.1
NSR Baldwin 1-3 - SO2 Rate Annual v3.1, Unit 4132 and retrofits | 566 | 1861 | Rate Constraint in lbs/MMBtu | FALSE | L | Annual | Emissions at Affected Plants SO2 | MTons | 1.7917 | 1.7917 | 1.7917 | 1.7917 | 1.7917 | 2.0991 | 2.0991
NSR Baldwin 1-3 - SO2 Rate Annual v3.1, Unit 4132 and retrofits | 566 | 1861 | Rate Constraint in lbs/MMBtu | FALSE | L | Annual | Allowances Purchased SO2 | MTons | 0 | 0 | 0 | 0 | 0 | 0 | 0
NSR Baldwin 1-3 - SO2 Rate Annual v3.1, Unit 4132 and retrofits | 566 | 1861 | Rate Constraint in lbs/MMBtu | FALSE | L | Annual | Allowances Sold SO2 | MTons | 0 | 0 | 0 | 0 | 0 | 0 | 0
NSR Baldwin 1-3 - SO2 Rate Annual v3.1, Unit 4132 and retrofits | 566 | 1861 | Rate Constraint in lbs/MMBtu | FALSE | L | Annual | Allowances Banked | MTons | 0 | 0 | 0 | 0 | 0 | 0 | 0
NSR Baldwin 1-3 - SO2 Rate Annual v3.1, Unit 4132 and retrofits | 566 | 1861 | Rate Constraint in lbs/MMBtu | FALSE | L | Annual | Allowances Withdrawn (1:1) | MTons | 0 | 0 | 0 | 0 | 0 | 0 | 0
NSR Baldwin 1-3 - SO2 Rate Annual v3.1, Unit 4132 and retrofits | 566 | 1861 | Rate Constraint in lbs/MMBtu | FALSE | L | Annual | Allowances Withdrawn (n:1) | MTons | 0 | 0 | 0 | 0 | 0 | 0 | 0
NSR Baldwin 1-3 - SO2 Rate Annual v3.1, Unit 4132 and retrofits | 566 | 1861 | Rate Constraint in lbs/MMBtu | FALSE | L | Annual | Net Emissions Allowance Position | MTons | 1.7917 | 1.7917 | 1.7917 | 1.7917 | 1.7917 | 2.0991 | 2.0991
NSR Baldwin 1-3 - SO2 Rate Annual v3.1, Unit 4132 and retrofits | 566 | 1861 | Rate Constraint in lbs/MMBtu | FALSE | L | Annual | Fuel Consumed | TBtu | 44.8492 | 44.8492 | 44.8492 | 44.8492 | 44.8492 | 44.8492 | 44.8492
NSR Baldwin 1-3 - SO2 Rate Annual v3.1, Unit 4132 and retrofits | 566 | 1861 | Rate Constraint in lbs/MMBtu | FALSE | L | Annual | Rate | lb/MMBtu | 0.0799 | 0.0799 | 0.0799 | 0.0799 | 0.0799 | 0.093605 | 0.093605
NSR Baldwin 1-3 - SO2 Rate Annual v3.1, Unit 4132 and retrofits | 566 | 1861 | Rate Constraint in lbs/MMBtu | FALSE | L | Annual | Generation | TWh | 4.4076 | 4.4076 | 4.4076 | 4.4076 | 4.4076 | 4.4076 | 4.4076
NSR Baldwin 1-3 - SO2 Rate Annual v3.1, Unit 4132 and retrofits | 566 | 1861 | Rate Constraint in lbs/MMBtu | FALSE | L | Annual | Qualifying Generation | TWh | 4.4076 | 4.4076 | 4.4076 | 4.4076 | 4.4076 | 4.4076 | 4.4076
NSR Baldwin 1-3 - SO2 Rate Annual v3.1, Unit 4132 and retrofits | 566 | 1861 | Rate Constraint in lbs/MMBtu | FALSE | L | Annual | Rate | lb/MWh | 0.40651 | 0.40651 | 0.40651 | 0.40651 | 0.40651 | 0.47623 | 0.47623
NSR Baldwin 1-3 - SO2 Rate Annual v3.1, Unit 4132 and retrofits | 566 | 1861 | Rate Constraint in lbs/MMBtu | FALSE | L | Annual | Constraint Shadow Price | US$/Ton | 0 | 0 | 0 | 0 | 0 | 0 | 0
NSR Big Bend 1-4 - NOX Rate Annual v3.1, Unit 5302 and retrofits | 567 | 1863 | Rate Constraint in lbs/MMBtu | FALSE | L | Annual | Seasons Included | Seasons | Winter, Summer | Winter, Summer | Winter, Summer | Winter, Summer | Winter, Summer | Winter, Summer | Winter, Summer
NSR Big Bend 1-4 - NOX Rate Annual v3.1, Unit 5302 and retrofits | 567 | 1863 | Rate Constraint in lbs/MMBtu | FALSE | L | Annual | Standard | lb/MMBtu | 0.1 | 0.1 | 0.1 | 0.1 | 0.1 | 0.1 | 0.1
NSR Big Bend 1-4 - NOX Rate Annual v3.1, Unit 5302 and retrofits | 567 | 1863 | Rate Constraint in lbs/MMBtu | FALSE | L | Annual | Emissions at Affected Plants NOX | MTons | 0.89719 | 1.086 | 1.086 | 1.2433 | 1.1546 | 1.086 | 1.2433
NSR Big Bend 1-4 - NOX Rate Annual v3.1, Unit 5302 and retrofits | 567 | 1863 | Rate Constraint in lbs/MMBtu | FALSE | L | Annual | Allowances Purchased NOX | MTons | 0 | 0 | 0 | 0 | 0 | 0 | 0
NSR Big Bend 1-4 - NOX Rate Annual v3.1, Unit 5302 and retrofits | 567 | 1863 | Rate Constraint in lbs/MMBtu | FALSE | L | Annual | Allowances Sold NOX | MTons | 0 | 0 | 0 | 0 | 0 | 0 | 0
NSR Big Bend 1-4 - NOX Rate Annual v3.1, Unit 5302 and retrofits | 567 | 1863 | Rate Constraint in lbs/MMBtu | FALSE | L | Annual | Allowances Banked | MTons | 0 | 0 | 0 | 0 | 0 | 0 | 0
NSR Big Bend 1-4 - NOX Rate Annual v3.1, Unit 5302 and retrofits | 567 | 1863 | Rate Constraint in lbs/MMBtu | FALSE | L | Annual | Allowances Withdrawn (1:1) | MTons | 0 | 0 | 0 | 0 | 0 | 0 | 0
NSR Big Bend 1-4 - NOX Rate Annual v3.1, Unit 5302 and retrofits | 567 | 1863 | Rate Constraint in lbs/MMBtu | FALSE | L | Annual | Allowances Withdrawn (n:1) | MTons | 0 | 0 | 0 | 0 | 0 | 0 | 0
NSR Big Bend 1-4 - NOX Rate Annual v3.1, Unit 5302 and retrofits | 567 | 1863 | Rate Constraint in lbs/MMBtu | FALSE | L | Annual | Net Emissions Allowance Position | MTons | 0.89719 | 1.086 | 1.086 | 1.2433 | 1.1546 | 1.086 | 1.2433
NSR Big Bend 1-4 - NOX Rate Annual v3.1, Unit 5302 and retrofits | 567 | 1863 | Rate Constraint in lbs/MMBtu | FALSE | L | Annual | Fuel Consumed | TBtu | 21.4158 | 25.9224 | 25.9224 | 29.6765 | 27.5592 | 25.9224 | 29.6765
NSR Big Bend 1-4 - NOX Rate Annual v3.1, Unit 5302 and retrofits | 567 | 1863 | Rate Constraint in lbs/MMBtu | FALSE | L | Annual | Rate | lb/MMBtu | 0.083788 | 0.083788 | 0.083788 | 0.083788 | 0.083788 | 0.083788 | 0.083788
NSR Big Bend 1-4 - NOX Rate Annual v3.1, Unit 5302 and retrofits | 567 | 1863 | Rate Constraint in lbs/MMBtu | FALSE | L | Annual | Generation | TWh | 2.0545 | 2.4868 | 2.4868 | 2.8469 | 2.6438 | 2.4868 | 2.8469
NSR Big Bend 1-4 - NOX Rate Annual v3.1, Unit 5302 and retrofits | 567 | 1863 | Rate Constraint in lbs/MMBtu | FALSE | L | Annual | Qualifying Generation | TWh | 2.0545 | 2.4868 | 2.4868 | 2.8469 | 2.6438 | 2.4868 | 2.8469
NSR Big Bend 1-4 - NOX Rate Annual v3.1, Unit 5302 and retrofits | 567 | 1863 | Rate Constraint in lbs/MMBtu | FALSE | L | Annual | Rate | lb/MWh | 0.4367 | 0.4367 | 0.4367 | 0.4367 | 0.4367 | 0.4367 | 0.4367
NSR Big Bend 1-4 - NOX Rate Annual v3.1, Unit 5302 and retrofits | 567 | 1863 | Rate Constraint in lbs/MMBtu | FALSE | L | Annual | Constraint Shadow Price | US$/Ton | 0 | 0 | 0 | 0 | 0 | 0 | 0
NSR Big Bend 1-4 - NOX Rate Annual v3.1, Unit 5303 and retrofits | 568 | 1863 | Rate Constraint in lbs/MMBtu | FALSE | L | Annual | Seasons Included | Seasons | Winter, Summer | Winter, Summer | Winter, Summer | Winter, Summer | Winter, Summer | Winter, Summer | Winter, Summer
NSR Big Bend 1-4 - NOX Rate Annual v3.1, Unit 5303 and retrofits | 568 | 1863 | Rate Constraint in lbs/MMBtu | FALSE | L | Annual | Standard | lb/MMBtu | 0.1 | 0.1 | 0.1 | 0.1 | 0.1 | 0.1 | 0.1
NSR Big Bend 1-4 - NOX Rate Annual v3.1, Unit 5303 and retrofits | 568 | 1863 | Rate Constraint in lbs/MMBtu | FALSE | L | Annual | Emissions at Affected Plants NOX | MTons | 0.90097 | 1.0906 | 1.0906 | 1.1594 | 1.1594 | 1.0906 | 1.2485
NSR Big Bend 1-4 - NOX Rate Annual v3.1, Unit 5303 and retrofits | 568 | 1863 | Rate Constraint in lbs/MMBtu | FALSE | L | Annual | Allowances Purchased NOX | MTons | 0 | 0 | 0 | 0 | 0 | 0 | 0
NSR Big Bend 1-4 - NOX Rate Annual v3.1, Unit 5303 and retrofits | 568 | 1863 | Rate Constraint in lbs/MMBtu | FALSE | L | Annual | Allowances Sold NOX | MTons | 0 | 0 | 0 | 0 | 0 | 0 | 0
NSR Big Bend 1-4 - NOX Rate Annual v3.1, Unit 5303 and retrofits | 568 | 1863 | Rate Constraint in lbs/MMBtu | FALSE | L | Annual | Allowances Banked | MTons | 0 | 0 | 0 | 0 | 0 | 0 | 0
NSR Big Bend 1-4 - NOX Rate Annual v3.1, Unit 5303 and retrofits | 568 | 1863 | Rate Constraint in lbs/MMBtu | FALSE | L | Annual | Allowances Withdrawn (1:1) | MTons | 0 | 0 | 0 | 0 | 0 | 0 | 0
NSR Big Bend 1-4 - NOX Rate Annual v3.1, Unit 5303 and retrofits | 568 | 1863 | Rate Constraint in lbs/MMBtu | FALSE | L | Annual | Allowances Withdrawn (n:1) | MTons | 0 | 0 | 0 | 0 | 0 | 0 | 0
NSR Big Bend 1-4 - NOX Rate Annual v3.1, Unit 5303 and retrofits | 568 | 1863 | Rate Constraint in lbs/MMBtu | FALSE | L | Annual | Net Emissions Allowance Position | MTons | 0.90097 | 1.0906 | 1.0906 | 1.1594 | 1.1594 | 1.0906 | 1.2485
NSR Big Bend 1-4 - NOX Rate Annual v3.1, Unit 5303 and retrofits | 568 | 1863 | Rate Constraint in lbs/MMBtu | FALSE | L | Annual | Fuel Consumed | TBtu | 21.5411 | 26.0741 | 26.0741 | 27.7205 | 27.7205 | 26.0741 | 29.8502
NSR Big Bend 1-4 - NOX Rate Annual v3.1, Unit 5303 and retrofits | 568 | 1863 | Rate Constraint in lbs/MMBtu | FALSE | L | Annual | Rate | lb/MMBtu | 0.083651 | 0.083651 | 0.083651 | 0.083651 | 0.083651 | 0.083651 | 0.083651
NSR Big Bend 1-4 - NOX Rate Annual v3.1, Unit 5303 and retrofits | 568 | 1863 | Rate Constraint in lbs/MMBtu | FALSE | L | Annual | Generation | TWh | 2.0545 | 2.4868 | 2.4868 | 2.6438 | 2.6438 | 2.4868 | 2.8469
NSR Big Bend 1-4 - NOX Rate Annual v3.1, Unit 5303 and retrofits | 568 | 1863 | Rate Constraint in lbs/MMBtu | FALSE | L | Annual | Qualifying Generation | TWh | 2.0545 | 2.4868 | 2.4868 | 2.6438 | 2.6438 | 2.4868 | 2.8469
NSR Big Bend 1-4 - NOX Rate Annual v3.1, Unit 5303 and retrofits | 568 | 1863 | Rate Constraint in lbs/MMBtu | FALSE | L | Annual | Rate | lb/MWh | 0.43854 | 0.43854 | 0.43854 | 0.43854 | 0.43854 | 0.43854 | 0.43854
NSR Big Bend 1-4 - NOX Rate Annual v3.1, Unit 5303 and retrofits | 568 | 1863 | Rate Constraint in lbs/MMBtu | FALSE | L | Annual | Constraint Shadow Price | US$/Ton | 0 | 0 | 0 | 0 | 0 | 0 | 0
NSR Big Bend 1-4 - NOX Rate Annual v3.1, Unit 5304 and retrofits | 569 | 1863 | Rate Constraint in lbs/MMBtu | FALSE | L | Annual | Seasons Included | Seasons | Winter, Summer | Winter, Summer | Winter, Summer | Winter, Summer | Winter, Summer | Winter, Summer | Winter, Summer
NSR Big Bend 1-4 - NOX Rate Annual v3.1, Unit 5304 and retrofits | 569 | 1863 | Rate Constraint in lbs/MMBtu | FALSE | L | Annual | Standard | lb/MMBtu | 0.1 | 0.1 | 0.1 | 0.1 | 0.1 | 0.1 | 0.1
NSR Big Bend 1-4 - NOX Rate Annual v3.1, Unit 5304 and retrofits | 569 | 1863 | Rate Constraint in lbs/MMBtu | FALSE | L | Annual | Emissions at Affected Plants NOX | MTons | 0.98488 | 1.1921 | 1.1921 | 1.2674 | 1.2674 | 1.1921 | 1.3648
NSR Big Bend 1-4 - NOX Rate Annual v3.1, Unit 5304 and retrofits | 569 | 1863 | Rate Constraint in lbs/MMBtu | FALSE | L | Annual | Allowances Purchased NOX | MTons | 0 | 0 | 0 | 0 | 0 | 0 | 0
NSR Big Bend 1-4 - NOX Rate Annual v3.1, Unit 5304 and retrofits | 569 | 1863 | Rate Constraint in lbs/MMBtu | FALSE | L | Annual | Allowances Sold NOX | MTons | 0 | 0 | 0 | 0 | 0 | 0 | 0
NSR Big Bend 1-4 - NOX Rate Annual v3.1, Unit 5304 and retrofits | 569 | 1863 | Rate Constraint in lbs/MMBtu | FALSE | L | Annual | Allowances Banked | MTons | 0 | 0 | 0 | 0 | 0 | 0 | 0
NSR Big Bend 1-4 - NOX Rate Annual v3.1, Unit 5304 and retrofits | 569 | 1863 | Rate Constraint in lbs/MMBtu | FALSE | L | Annual | Allowances Withdrawn (1:1) | MTons | 0 | 0 | 0 | 0 | 0 | 0 | 0
NSR Big Bend 1-4 - NOX Rate Annual v3.1, Unit 5304 and retrofits | 569 | 1863 | Rate Constraint in lbs/MMBtu | FALSE | L | Annual | Allowances Withdrawn (n:1) | MTons | 0 | 0 | 0 | 0 | 0 | 0 | 0
NSR Big Bend 1-4 - NOX Rate Annual v3.1, Unit 5304 and retrofits | 569 | 1863 | Rate Constraint in lbs/MMBtu | FALSE | L | Annual | Net Emissions Allowance Position | MTons | 0.98488 | 1.1921 | 1.1921 | 1.2674 | 1.2674 | 1.1921 | 1.3648
NSR Big Bend 1-4 - NOX Rate Annual v3.1, Unit 5304 and retrofits | 569 | 1863 | Rate Constraint in lbs/MMBtu | FALSE | L | Annual | Fuel Consumed | TBtu | 20.6149 | 24.953 | 24.953 | 26.5286 | 26.5286 | 24.953 | 28.5667
NSR Big Bend 1-4 - NOX Rate Annual v3.1, Unit 5304 and retrofits | 569 | 1863 | Rate Constraint in lbs/MMBtu | FALSE | L | Annual | Rate | lb/MMBtu | 0.09555 | 0.09555 | 0.09555 | 0.09555 | 0.09555 | 0.09555 | 0.09555
NSR Big Bend 1-4 - NOX Rate Annual v3.1, Unit 5304 and retrofits | 569 | 1863 | Rate Constraint in lbs/MMBtu | FALSE | L | Annual | Generation | TWh | 1.9477 | 2.3576 | 2.3576 | 2.5065 | 2.5065 | 2.3576 | 2.699
NSR Big Bend 1-4 - NOX Rate Annual v3.1, Unit 5304 and retrofits | 569 | 1863 | Rate Constraint in lbs/MMBtu | FALSE | L | Annual | Qualifying Generation | TWh | 1.9477 | 2.3576 | 2.3576 | 2.5065 | 2.5065 | 2.3576 | 2.699
NSR Big Bend 1-4 - NOX Rate Annual v3.1, Unit 5304 and retrofits | 569 | 1863 | Rate Constraint in lbs/MMBtu | FALSE | L | Annual | Rate | lb/MWh | 0.50565 | 0.50565 | 0.50565 | 0.50565 | 0.50565 | 0.50565 | 0.50565
NSR Big Bend 1-4 - NOX Rate Annual v3.1, Unit 5304 and retrofits | 569 | 1863 | Rate Constraint in lbs/MMBtu | FALSE | L | Annual | Constraint Shadow Price | US$/Ton | 0 | 0 | 0 | 0 | 0 | 0 | 0
NSR Big Bend 1-4 - NOX Rate Annual v3.1, Unit 5305 and retrofits | 570 | 1863 | Rate Constraint in lbs/MMBtu | FALSE | L | Annual | Seasons Included | Seasons | Winter, Summer | Winter, Summer | Winter, Summer | Winter, Summer | Winter, Summer | Winter, Summer | Winter, Summer
NSR Big Bend 1-4 - NOX Rate Annual v3.1, Unit 5305 and retrofits | 570 | 1863 | Rate Constraint in lbs/MMBtu | FALSE | L | Annual | Standard | lb/MMBtu | 0.1 | 0.1 | 0.1 | 0.1 | 0.1 | 0.1 | 0.1
NSR Big Bend 1-4 - NOX Rate Annual v3.1, Unit 5305 and retrofits | 570 | 1863 | Rate Constraint in lbs/MMBtu | FALSE | L | Annual | Emissions at Affected Plants NOX | MTons | 0.89643 | 1.0851 | 1.0851 | 1.1541 | 1.1541 | 1.0851 | 1.2422
NSR Big Bend 1-4 - NOX Rate Annual v3.1, Unit 5305 and retrofits | 570 | 1863 | Rate Constraint in lbs/MMBtu | FALSE | L | Annual | Allowances Purchased NOX | MTons | 0 | 0 | 0 | 0 | 0 | 0 | 0
NSR Big Bend 1-4 - NOX Rate Annual v3.1, Unit 5305 and retrofits | 570 | 1863 | Rate Constraint in lbs/MMBtu | FALSE | L | Annual | Allowances Sold NOX | MTons | 0 | 0 | 0 | 0 | 0 | 0 | 0
NSR Big Bend 1-4 - NOX Rate Annual v3.1, Unit 5305 and retrofits | 570 | 1863 | Rate Constraint in lbs/MMBtu | FALSE | L | Annual | Allowances Banked | MTons | 0 | 0 | 0 | 0 | 0 | 0 | 0
NSR Big Bend 1-4 - NOX Rate Annual v3.1, Unit 5305 and retrofits | 570 | 1863 | Rate Constraint in lbs/MMBtu | FALSE | L | Annual | Allowances Withdrawn (1:1) | MTons | 0 | 0 | 0 | 0 | 0 | 0 | 0
NSR Big Bend 1-4 - NOX Rate Annual v3.1, Unit 5305 and retrofits | 570 | 1863 | Rate Constraint in lbs/MMBtu | FALSE | L | Annual | Allowances Withdrawn (n:1) | MTons | 0 | 0 | 0 | 0 | 0 | 0 | 0
NSR Big Bend 1-4 - NOX Rate Annual v3.1, Unit 5305 and retrofits | 570 | 1863 | Rate Constraint in lbs/MMBtu | FALSE | L | Annual | Net Emissions Allowance Position | MTons | 0.89643 | 1.0851 | 1.0851 | 1.1541 | 1.1541 | 1.0851 | 1.2422
NSR Big Bend 1-4 - NOX Rate Annual v3.1, Unit 5305 and retrofits | 570 | 1863 | Rate Constraint in lbs/MMBtu | FALSE | L | Annual | Fuel Consumed | TBtu | 22.9506 | 27.7801 | 27.7801 | 29.5468 | 29.5468 | 27.7801 | 31.8033
NSR Big Bend 1-4 - NOX Rate Annual v3.1, Unit 5305 and retrofits | 570 | 1863 | Rate Constraint in lbs/MMBtu | FALSE | L | Annual | Rate | lb/MMBtu | 0.078118 | 0.078118 | 0.078118 | 0.078118 | 0.078118 | 0.078118 | 0.078118
NSR Big Bend 1-4 - NOX Rate Annual v3.1, Unit 5305 and retrofits | 570 | 1863 | Rate Constraint in lbs/MMBtu | FALSE | L | Annual | Generation | TWh | 2.159 | 2.6134 | 2.6134 | 2.7796 | 2.7796 | 2.6134 | 2.9918
NSR Big Bend 1-4 - NOX Rate Annual v3.1, Unit 5305 and retrofits | 570 | 1863 | Rate Constraint in lbs/MMBtu | FALSE | L | Annual | Qualifying Generation | TWh | 2.159 | 2.6134 | 2.6134 | 2.7796 | 2.7796 | 2.6134 | 2.9918
NSR Big Bend 1-4 - NOX Rate Annual v3.1, Unit 5305 and retrofits | 570 | 1863 | Rate Constraint in lbs/MMBtu | FALSE | L | Annual | Rate | lb/MWh | 0.4152 | 0.4152 | 0.4152 | 0.4152 | 0.4152 | 0.4152 | 0.4152
NSR Big Bend 1-4 - NOX Rate Annual v3.1, Unit 5305 and retrofits | 570 | 1863 | Rate Constraint in lbs/MMBtu | FALSE | L | Annual | Constraint Shadow Price | US$/Ton | 0 | 0 | 0 | 0 | 0 | 0 | 0
NSR Big Cajun 2- NOx Cap Annual v5.13 | 571 | 5998 | Rate Constraint in MTons | FALSE | L | Annual | Seasons Included | Seasons | Winter, Summer | Winter, Summer | Winter, Summer | Winter, Summer | Winter, Summer | Winter, Summer | Winter, Summer
NSR Big Cajun 2- NOx Cap Annual v5.13 | 571 | 5998 | Rate Constraint in MTons | FALSE | L | Annual | Standard | MTons | 8.95 | 8.95 | 8.95 | 8.95 | 8.95 | 8.95 | 8.95
NSR Big Cajun 2- NOx Cap Annual v5.13 | 571 | 5998 | Rate Constraint in MTons | FALSE | L | Annual | Standard NOX | MTons | 8.95 | 8.95 | 8.95 | 8.95 | 8.95 | 8.95 | 8.95
NSR Big Cajun 2- NOx Cap Annual v5.13 | 571 | 5998 | Rate Constraint in MTons | FALSE | L | Annual | Emissions at Affected Plants NOX | MTons | 1.7585 | 2.1286 | 2.1286 | 2.4369 | 2.4369 | 2.264 | 2.4332
NSR Big Cajun 2- NOx Cap Annual v5.13 | 571 | 5998 | Rate Constraint in MTons | FALSE | L | Annual | Allowances Purchased NOX | MTons | 0 | 0 | 0 | 0 | 0 | 0 | 0
NSR Big Cajun 2- NOx Cap Annual v5.13 | 571 | 5998 | Rate Constraint in MTons | FALSE | L | Annual | Allowances Sold NOX | MTons | 0 | 0 | 0 | 0 | 0 | 0 | 0
NSR Big Cajun 2- NOx Cap Annual v5.13 | 571 | 5998 | Rate Constraint in MTons | FALSE | L | Annual | Allowances Banked | MTons | 0 | 0 | 0 | 0 | 0 | 0 | 0
NSR Big Cajun 2- NOx Cap Annual v5.13 | 571 | 5998 | Rate Constraint in MTons | FALSE | L | Annual | Allowances Withdrawn (1:1) | MTons | 0 | 0 | 0 | 0 | 0 | 0 | 0
NSR Big Cajun 2- NOx Cap Annual v5.13 | 571 | 5998 | Rate Constraint in MTons | FALSE | L | Annual | Allowances Withdrawn (n:1) | MTons | 0 | 0 | 0 | 0 | 0 | 0 | 0
NSR Big Cajun 2- NOx Cap Annual v5.13 | 571 | 5998 | Rate Constraint in MTons | FALSE | L | Annual | Net Emissions Allowance Position | MTons | 1.7585 | 2.1286 | 2.1286 | 2.4369 | 2.4369 | 2.264 | 2.4332
NSR Big Cajun 2- NOx Cap Annual v5.13 | 571 | 5998 | Rate Constraint in MTons | FALSE | L | Annual | Fuel Consumed | TBtu | 31.2386 | 37.8122 | 37.8122 | 43.2882 | 43.2882 | 40.2168 | 43.3581
NSR Big Cajun 2- NOx Cap Annual v5.13 | 571 | 5998 | Rate Constraint in MTons | FALSE | L | Annual | Rate | lb/MMBtu | 0.11259 | 0.11259 | 0.11259 | 0.11259 | 0.11259 | 0.11259 | 0.11224
NSR Big Cajun 2- NOx Cap Annual v5.13 | 571 | 5998 | Rate Constraint in MTons | FALSE | L | Annual | Generation | TWh | 3.0142 | 3.6485 | 3.6485 | 4.1769 | 4.1769 | 3.8805 | 4.1769
NSR Big Cajun 2- NOx Cap Annual v5.13 | 571 | 5998 | Rate Constraint in MTons | FALSE | L | Annual | Qualifying Generation | TWh | 3.0142 | 3.6485 | 3.6485 | 4.1769 | 4.1769 | 3.8805 | 4.1769
NSR Big Cajun 2- NOx Cap Annual v5.13 | 571 | 5998 | Rate Constraint in MTons | FALSE | L | Annual | Rate | lb/MWh | 0.58342 | 0.58342 | 0.58342 | 0.58342 | 0.58342 | 0.58342 | 0.58253
NSR Big Cajun 2- NOx Cap Annual v5.13 | 571 | 5998 | Rate Constraint in MTons | FALSE | L | Annual | Constraint Shadow Price | US$/Ton | 0 | 0 | 0 | 0 | 0 | 0 | 0
NSR Big Cajun 2- SO2 Cap Annual v5.13 | 572 | 5999 | Rate Constraint in MTons | FALSE | L | Annual | Seasons Included | Seasons | Winter, Summer | Winter, Summer | Winter, Summer | Winter, Summer | Winter, Summer | Winter, Summer | Winter, Summer
NSR Big Cajun 2- SO2 Cap Annual v5.13 | 572 | 5999 | Rate Constraint in MTons | FALSE | L | Annual | Standard | MTons | 18.95 | 18.95 | 18.95 | 18.95 | 18.95 | 18.95 | 18.95
NSR Big Cajun 2- SO2 Cap Annual v5.13 | 572 | 5999 | Rate Constraint in MTons | FALSE | L | Annual | Standard SO2 | MTons | 18.95 | 18.95 | 18.95 | 18.95 | 18.95 | 18.95 | 18.95
NSR Big Cajun 2- SO2 Cap Annual v5.13 | 572 | 5999 | Rate Constraint in MTons | FALSE | L | Annual | Emissions at Affected Plants SO2 | MTons | 2.7178 | 3.2897 | 3.2897 | 3.7661 | 3.7661 | 3.4989 | 3.6787
NSR Big Cajun 2- SO2 Cap Annual v5.13 | 572 | 5999 | Rate Constraint in MTons | FALSE | L | Annual | Allowances Purchased SO2 | MTons | 0 | 0 | 0 | 0 | 0 | 0 | 0
NSR Big Cajun 2- SO2 Cap Annual v5.13 | 572 | 5999 | Rate Constraint in MTons | FALSE | L | Annual | Allowances Sold SO2 | MTons | 0 | 0 | 0 | 0 | 0 | 0 | 0
NSR Big Cajun 2- SO2 Cap Annual v5.13 | 572 | 5999 | Rate Constraint in MTons | FALSE | L | Annual | Allowances Banked | MTons | 0 | 0 | 0 | 0 | 0 | 0 | 0
NSR Big Cajun 2- SO2 Cap Annual v5.13 | 572 | 5999 | Rate Constraint in MTons | FALSE | L | Annual | Allowances Withdrawn (1:1) | MTons | 0 | 0 | 0 | 0 | 0 | 0 | 0
NSR Big Cajun 2- SO2 Cap Annual v5.13 | 572 | 5999 | Rate Constraint in MTons | FALSE | L | Annual | Allowances Withdrawn (n:1) | MTons | 0 | 0 | 0 | 0 | 0 | 0 | 0
NSR Big Cajun 2- SO2 Cap Annual v5.13 | 572 | 5999 | Rate Constraint in MTons | FALSE | L | Annual | Net Emissions Allowance Position | MTons | 2.7178 | 3.2897 | 3.2897 | 3.7661 | 3.7661 | 3.4989 | 3.6787
NSR Big Cajun 2- SO2 Cap Annual v5.13 | 572 | 5999 | Rate Constraint in MTons | FALSE | L | Annual | Fuel Consumed | TBtu | 31.2386 | 37.8122 | 37.8122 | 43.2882 | 43.2882 | 40.2168 | 43.3581
NSR Big Cajun 2- SO2 Cap Annual v5.13 | 572 | 5999 | Rate Constraint in MTons | FALSE | L | Annual | Rate | lb/MMBtu | 0.174 | 0.174 | 0.174 | 0.174 | 0.174 | 0.174 | 0.16969
NSR Big Cajun 2- SO2 Cap Annual v5.13 | 572 | 5999 | Rate Constraint in MTons | FALSE | L | Annual | Generation | TWh | 3.0142 | 3.6485 | 3.6485 | 4.1769 | 4.1769 | 3.8805 | 4.1769
NSR Big Cajun 2- SO2 Cap Annual v5.13 | 572 | 5999 | Rate Constraint in MTons | FALSE | L | Annual | Qualifying Generation | TWh | 3.0142 | 3.6485 | 3.6485 | 4.1769 | 4.1769 | 3.8805 | 4.1769
NSR Big Cajun 2- SO2 Cap Annual v5.13 | 572 | 5999 | Rate Constraint in MTons | FALSE | L | Annual | Rate | lb/MWh | 0.90164 | 0.90164 | 0.90164 | 0.90164 | 0.90164 | 0.90164 | 0.88073
NSR Big Cajun 2- SO2 Cap Annual v5.13 | 572 | 5999 | Rate Constraint in MTons | FALSE | L | Annual | Constraint Shadow Price | US$/Ton | 0 | 0 | 0 | 0 | 0 | 0 | 0
NSR Big Cajun 2- Unit 1 - Hg Rate Annual v5.13 | 573 | 5955 | Rate Constraint in lbs/MMBtu | FALSE | L | Annual | Seasons Included | Seasons | Winter, Summer | Winter, Summer | Winter, Summer | Winter, Summer | Winter, Summer | Winter, Summer | Winter, Summer
NSR Big Cajun 2- Unit 1 - Hg Rate Annual v5.13 | 573 | 5955 | Rate Constraint in lbs/MMBtu | FALSE | L | Annual | Standard | lb/MMBtu | 0.03 | 0.03 | 0.03 | 0.03 | 0.03 | 0.03 | 0.03
NSR Big Cajun 2- Unit 1 - Hg Rate Annual v5.13 | 573 | 5955 | Rate Constraint in lbs/MMBtu | FALSE | L | Annual | Emissions at Affected Plants MER | lbs | 0 | 0 | 0 | 0 | 0 | 0 | 0
NSR Big Cajun 2- Unit 1 - Hg Rate Annual v5.13 | 573 | 5955 | Rate Constraint in lbs/MMBtu | FALSE | L | Annual | Allowances Purchased MER | lbs | 0 | 0 | 0 | 0 | 0 | 0 | 0
NSR Big Cajun 2- Unit 1 - Hg Rate Annual v5.13 | 573 | 5955 | Rate Constraint in lbs/MMBtu | FALSE | L | Annual | Allowances Sold MER | lbs | 0 | 0 | 0 | 0 | 0 | 0 | 0
NSR Big Cajun 2- Unit 1 - Hg Rate Annual v5.13 | 573 | 5955 | Rate Constraint in lbs/MMBtu | FALSE | L | Annual | Allowances Banked | lbs | 0 | 0 | 0 | 0 | 0 | 0 | 0
NSR Big Cajun 2- Unit 1 - Hg Rate Annual v5.13 | 573 | 5955 | Rate Constraint in lbs/MMBtu | FALSE | L | Annual | Allowances Withdrawn (1:1) | lbs | 0 | 0 | 0 | 0 | 0 | 0 | 0
NSR Big Cajun 2- Unit 1 - Hg Rate Annual v5.13 | 573 | 5955 | Rate Constraint in lbs/MMBtu | FALSE | L | Annual | Allowances Withdrawn (n:1) | lbs | 0 | 0 | 0 | 0 | 0 | 0 | 0
NSR Big Cajun 2- Unit 1 - Hg Rate Annual v5.13 | 573 | 5955 | Rate Constraint in lbs/MMBtu | FALSE | L | Annual | Net Emissions Allowance Position | lbs | 0 | 0 | 0 | 0 | 0 | 0 | 0
NSR Big Cajun 2- Unit 1 - Hg Rate Annual v5.13 | 573 | 5955 | Rate Constraint in lbs/MMBtu | FALSE | L | Annual | Fuel Consumed | TBtu | 0 | 0 | 0 | 0 | 0 | 0 | 0
NSR Big Cajun 2- Unit 1 - Hg Rate Annual v5.13 | 573 | 5955 | Rate Constraint in lbs/MMBtu | FALSE | L | Annual | Rate | lb/MMBtu | 0 | 0 | 0 | 0 | 0 | 0 | 0
NSR Big Cajun 2- Unit 1 - Hg Rate Annual v5.13 | 573 | 5955 | Rate Constraint in lbs/MMBtu | FALSE | L | Annual | Generation | TWh | 0 | 0 | 0 | 0 | 0 | 0 | 0
NSR Big Cajun 2- Unit 1 - Hg Rate Annual v5.13 | 573 | 5955 | Rate Constraint in lbs/MMBtu | FALSE | L | Annual | Qualifying Generation | TWh | 0 | 0 | 0 | 0 | 0 | 0 | 0
NSR Big Cajun 2- Unit 1 - Hg Rate Annual v5.13 | 573 | 5955 | Rate Constraint in lbs/MMBtu | FALSE | L | Annual | Rate | lb/MWh | 0 | 0 | 0 | 0 | 0 | 0 | 0
NSR Big Cajun 2- Unit 1 - Hg Rate Annual v5.13 | 573 | 5955 | Rate Constraint in lbs/MMBtu | FALSE | L | Annual | Constraint Shadow Price | US$/Lb | 0 | 0 | 0 | 0 | 0 | 0 | 0
NSR Big Cajun 2- Unit 1 - NOx Rate Annual v5.13 | 574 | 5954 | Rate Constraint in lbs/MMBtu | FALSE | L | Annual | Seasons Included | Seasons | Winter, Summer | Winter, Summer | Winter, Summer | Winter, Summer | Winter, Summer | Winter, Summer | Winter, Summer
NSR Big Cajun 2- Unit 1 - NOx Rate Annual v5.13 | 574 | 5954 | Rate Constraint in lbs/MMBtu | FALSE | L | Annual | Standard | lb/MMBtu | 0.15 | 0.15 | 0.15 | 0.15 | 0.15 | 0.15 | 0.15
NSR Big Cajun 2- Unit 1 - NOx Rate Annual v5.13 | 574 | 5954 | Rate Constraint in lbs/MMBtu | FALSE | L | Annual | Emissions at Affected Plants NOX | MTons | 0 | 0 | 0 | 0 | 0 | 0 | 0
NSR Big Cajun 2- Unit 1 - NOx Rate Annual v5.13 | 574 | 5954 | Rate Constraint in lbs/MMBtu | FALSE | L | Annual | Allowances Purchased NOX | MTons | 0 | 0 | 0 | 0 | 0 | 0 | 0
NSR Big Cajun 2- Unit 1 - NOx Rate Annual v5.13 | 574 | 5954 | Rate Constraint in lbs/MMBtu | FALSE | L | Annual | Allowances Sold NOX | MTons | 0 | 0 | 0 | 0 | 0 | 0 | 0
NSR Big Cajun 2- Unit 1 - NOx Rate Annual v5.13 | 574 | 5954 | Rate Constraint in lbs/MMBtu | FALSE | L | Annual | Allowances Banked | MTons | 0 | 0 | 0 | 0 | 0 | 0 | 0
NSR Big Cajun 2- Unit 1 - NOx Rate Annual v5.13 | 574 | 5954 | Rate Constraint in lbs/MMBtu | FALSE | L | Annual | Allowances Withdrawn (1:1) | MTons | 0 | 0 | 0 | 0 | 0 | 0 | 0
NSR Big Cajun 2- Unit 1 - NOx Rate Annual v5.13 | 574 | 5954 | Rate Constraint in lbs/MMBtu | FALSE | L | Annual | Allowances Withdrawn (n:1) | MTons | 0 | 0 | 0 | 0 | 0 | 0 | 0
NSR Big Cajun 2- Unit 1 - NOx Rate Annual v5.13 | 574 | 5954 | Rate Constraint in lbs/MMBtu | FALSE | L | Annual | Net Emissions Allowance Position | MTons | 0 | 0 | 0 | 0 | 0 | 0 | 0
NSR Big Cajun 2- Unit 1 - NOx Rate Annual v5.13 | 574 | 5954 | Rate Constraint in lbs/MMBtu | FALSE | L | Annual | Fuel Consumed | TBtu | 0 | 0 | 0 | 0 | 0 | 0 | 0
NSR Big Cajun 2- Unit 1 - NOx Rate Annual v5.13 | 574 | 5954 | Rate Constraint in lbs/MMBtu | FALSE | L | Annual | Rate | lb/MMBtu | 0 | 0 | 0 | 0 | 0 | 0 | 0
NSR Big Cajun 2- Unit 1 - NOx Rate Annual v5.13 | 574 | 5954 | Rate Constraint in lbs/MMBtu | FALSE | L | Annual | Generation | TWh | 0 | 0 | 0 | 0 | 0 | 0 | 0
NSR Big Cajun 2- Unit 1 - NOx Rate Annual v5.13 | 574 | 5954 | Rate Constraint in lbs/MMBtu | FALSE | L | Annual | Qualifying Generation | TWh | 0 | 0 | 0 | 0 | 0 | 0 | 0
NSR Big Cajun 2- Unit 1 - NOx Rate Annual v5.13 | 574 | 5954 | Rate Constraint in lbs/MMBtu | FALSE | L | Annual | Rate | lb/MWh | 0 | 0 | 0 | 0 | 0 | 0 | 0
NSR Big Cajun 2- Unit 1 - NOx Rate Annual v5.13 | 574 | 5954 | Rate Constraint in lbs/MMBtu | FALSE | L | Annual | Constraint Shadow Price | US$/Ton | 0 | 0 | 0 | 0 | 0 | 0 | 0
NSR Big Cajun 2- Unit 1 - SO2 Rate Annual v5.13 | 575 | 5953 | Rate Constraint in lbs/MMBtu | FALSE | L | Annual | Seasons Included | Seasons | Winter, Summer | Winter, Summer | Winter, Summer | Winter, Summer | Winter, Summer | Winter, Summer | Winter, Summer
NSR Big Cajun 2- Unit 1 - SO2 Rate Annual v5.13 | 575 | 5953 | Rate Constraint in lbs/MMBtu | FALSE | L | Annual | Standard | lb/MMBtu | 0.38 | 0.38 | 0.38 | 0.194 | 0.07 | 0.07 | 0.07
NSR Big Cajun 2- Unit 1 - SO2 Rate Annual v5.13 | 575 | 5953 | Rate Constraint in lbs/MMBtu | FALSE | L | Annual | Emissions at Affected Plants SO2 | MTons | 0 | 0 | 0 | 0 | 0 | 0 | 0
NSR Big Cajun 2- Unit 1 - SO2 Rate Annual v5.13 | 575 | 5953 | Rate Constraint in lbs/MMBtu | FALSE | L | Annual | Allowances Purchased SO2 | MTons | 0 | 0 | 0 | 0 | 0 | 0 | 0
NSR Big Cajun 2- Unit 1 - SO2 Rate Annual v5.13 | 575 | 5953 | Rate Constraint in lbs/MMBtu | FALSE | L | Annual | Allowances Sold SO2 | MTons | 0 | 0 | 0 | 0 | 0 | 0 | 0
NSR Big Cajun 2- Unit 1 - SO2 Rate Annual v5.13 | 575 | 5953 | Rate Constraint in lbs/MMBtu | FALSE | L | Annual | Allowances Banked | MTons | 0 | 0 | 0 | 0 | 0 | 0 | 0
NSR Big Cajun 2- Unit 1 - SO2 Rate Annual v5.13 | 575 | 5953 | Rate Constraint in lbs/MMBtu | FALSE | L | Annual | Allowances Withdrawn (1:1) | MTons | 0 | 0 | 0 | 0 | 0 | 0 | 0
NSR Big Cajun 2- Unit 1 - SO2 Rate Annual v5.13 | 575 | 5953 | Rate Constraint in lbs/MMBtu | FALSE | L | Annual | Allowances Withdrawn (n:1) | MTons | 0 | 0 | 0 | 0 | 0 | 0 | 0
NSR Big Cajun 2- Unit 1 - SO2 Rate Annual v5.13 | 575 | 5953 | Rate Constraint in lbs/MMBtu | FALSE | L | Annual | Net Emissions Allowance Position | MTons | 0 | 0 | 0 | 0 | 0 | 0 | 0
NSR Big Cajun 2- Unit 1 - SO2 Rate Annual v5.13 | 575 | 5953 | Rate Constraint in lbs/MMBtu | FALSE | L | Annual | Fuel Consumed | TBtu | 0 | 0 | 0 | 0 | 0 | 0 | 0
NSR Big Cajun 2- Unit 1 - SO2 Rate Annual v5.13 | 575 | 5953 | Rate Constraint in lbs/MMBtu | FALSE | L | Annual | Rate | lb/MMBtu | 0 | 0 | 0 | 0 | 0 | 0 | 0
NSR Big Cajun 2- Unit 1 - SO2 Rate Annual v5.13 | 575 | 5953 | Rate Constraint in lbs/MMBtu | FALSE | L | Annual | Generation | TWh | 0 | 0 | 0 | 0 | 0 | 0 | 0
NSR Big Cajun 2- Unit 1 - SO2 Rate Annual v5.13 | 575 | 5953 | Rate Constraint in lbs/MMBtu | FALSE | L | Annual | Qualifying Generation | TWh | 0 | 0 | 0 | 0 | 0 | 0 | 0
NSR Big Cajun 2- Unit 1 - SO2 Rate Annual v5.13 | 575 | 5953 | Rate Constraint in lbs/MMBtu | FALSE | L | Annual | Rate | lb/MWh | 0 | 0 | 0 | 0 | 0 | 0 | 0
NSR Big Cajun 2- Unit 1 - SO2 Rate Annual v5.13 | 575 | 5953 | Rate Constraint in lbs/MMBtu | FALSE | L | Annual | Constraint Shadow Price | US$/Ton | 0 | 0 | 0 | 0 | 26637.1892 | 19335.7901 | 30004.1758
NSR Big Cajun 2- Unit 3 - Hg Rate Annual v5.13 | 576 | 6029 | Rate Constraint in lbs/MMBtu | FALSE | L | Annual | Seasons Included | Seasons | Winter, Summer | Winter, Summer | Winter, Summer | Winter, Summer | Winter, Summer | Winter, Summer | Winter, Summer
NSR Big Cajun 2- Unit 3 - Hg Rate Annual v5.13 | 576 | 6029 | Rate Constraint in lbs/MMBtu | FALSE | L | Annual | Standard | lb/MMBtu | 0.03 | 0.03 | 0.03 | 0.03 | 0.03 | 0.03 | 0.03
NSR Big Cajun 2- Unit 3 - Hg Rate Annual v5.13 | 576 | 6029 | Rate Constraint in lbs/MMBtu | FALSE | L | Annual | Emissions at Affected Plants MER | lbs | 17.5248 | 21.2127 | 21.2127 | 24.2847 | 24.2847 | 22.5617 | 23.6977
NSR Big Cajun 2- Unit 3 - Hg Rate Annual v5.13 | 576 | 6029 | Rate Constraint in lbs/MMBtu | FALSE | L | Annual | Allowances Purchased MER | lbs | 0 | 0 | 0 | 0 | 0 | 0 | 0
NSR Big Cajun 2- Unit 3 - Hg Rate Annual v5.13 | 576 | 6029 | Rate Constraint in lbs/MMBtu | FALSE | L | Annual | Allowances Sold MER | lbs | 0 | 0 | 0 | 0 | 0 | 0 | 0
NSR Big Cajun 2- Unit 3 - Hg Rate Annual v5.13 | 576 | 6029 | Rate Constraint in lbs/MMBtu | FALSE | L | Annual | Allowances Banked | lbs | 0 | 0 | 0 | 0 | 0 | 0 | 0
NSR Big Cajun 2- Unit 3 - Hg Rate Annual v5.13 | 576 | 6029 | Rate Constraint in lbs/MMBtu | FALSE | L | Annual | Allowances Withdrawn (1:1) | lbs | 0 | 0 | 0 | 0 | 0 | 0 | 0
NSR Big Cajun 2- Unit 3 - Hg Rate Annual v5.13 | 576 | 6029 | Rate Constraint in lbs/MMBtu | FALSE | L | Annual | Allowances Withdrawn (n:1) | lbs | 0 | 0 | 0 | 0 | 0 | 0 | 0
NSR Big Cajun 2- Unit 3 - Hg Rate Annual v5.13 | 576 | 6029 | Rate Constraint in lbs/MMBtu | FALSE | L | Annual | Net Emissions Allowance Position | lbs | 17.5248 | 21.2127 | 21.2127 | 24.2847 | 24.2847 | 22.5617 | 23.6977
NSR Big Cajun 2- Unit 3 - Hg Rate Annual v5.13 | 576 | 6029 | Rate Constraint in lbs/MMBtu | FALSE | L | Annual | Fuel Consumed | TBtu | 31.2386 | 37.8122 | 37.8122 | 43.2882 | 43.2882 | 40.2168 | 43.3581
NSR Big Cajun 2- Unit 3 - Hg Rate Annual v5.13 | 576 | 6029 | Rate Constraint in lbs/MMBtu | FALSE | L | Annual | Rate | lb/MMBtu | 5.61e-07 | 5.61e-07 | 5.61e-07 | 5.61e-07 | 5.61e-07 | 5.61e-07 | 5.4656e-07
NSR Big Cajun 2- Unit 3 - Hg Rate Annual v5.13 | 576 | 6029 | Rate Constraint in lbs/MMBtu | FALSE | L | Annual | Generation | TWh | 3.0142 | 3.6485 | 3.6485 | 4.1769 | 4.1769 | 3.8805 | 4.1769
NSR Big Cajun 2- Unit 3 - Hg Rate Annual v5.13 | 576 | 6029 | Rate Constraint in lbs/MMBtu | FALSE | L | Annual | Qualifying Generation | TWh | 3.0142 | 3.6485 | 3.6485 | 4.1769 | 4.1769 | 3.8805 | 4.1769
NSR Big Cajun 2- Unit 3 - Hg Rate Annual v5.13 | 576 | 6029 | Rate Constraint in lbs/MMBtu | FALSE | L | Annual | Rate | lb/MWh | 5.8141 | 5.8141 | 5.8141 | 5.8141 | 5.8141 | 5.8141 | 5.6735
NSR Big Cajun 2- Unit 3 - Hg Rate Annual v5.13 | 576 | 6029 | Rate Constraint in lbs/MMBtu | FALSE | L | Annual | Constraint Shadow Price | US$/Lb | 0 | 0 | 0 | 0 | 0 | 0 | 0
NSR Big Cajun 2- Unit 3 - NOx Rate Annual v5.13 | 577 | 5996 | Rate Constraint in lbs/MMBtu | FALSE | L | Annual | Seasons Included | Seasons | Winter, Summer | Winter, Summer | Winter, Summer | Winter, Summer | Winter, Summer | Winter, Summer | Winter, Summer
NSR Big Cajun 2- Unit 3 - NOx Rate Annual v5.13 | 577 | 5996 | Rate Constraint in lbs/MMBtu | FALSE | L | Annual | Standard | lb/MMBtu | 0.135 | 0.135 | 0.135 | 0.135 | 0.135 | 0.135 | 0.135
NSR Big Cajun 2- Unit 3 - NOx Rate Annual v5.13 | 577 | 5996 | Rate Constraint in lbs/MMBtu | FALSE | L | Annual | Emissions at Affected Plants NOX | MTons | 1.7585 | 2.1286 | 2.1286 | 2.4369 | 2.4369 | 2.264 | 2.4332
NSR Big Cajun 2- Unit 3 - NOx Rate Annual v5.13 | 577 | 5996 | Rate Constraint in lbs/MMBtu | FALSE | L | Annual | Allowances Purchased NOX | MTons | 0 | 0 | 0 | 0 | 0 | 0 | 0
NSR Big Cajun 2- Unit 3 - NOx Rate Annual v5.13 | 577 | 5996 | Rate Constraint in lbs/MMBtu | FALSE | L | Annual | Allowances Sold NOX | MTons | 0 | 0 | 0 | 0 | 0 | 0 | 0
NSR Big Cajun 2- Unit 3 - NOx Rate Annual v5.13 | 577 | 5996 | Rate Constraint in lbs/MMBtu | FALSE | L | Annual | Allowances Banked | MTons | 0 | 0 | 0 | 0 | 0 | 0 | 0
NSR Big Cajun 2- Unit 3 - NOx Rate Annual v5.13 | 577 | 5996 | Rate Constraint in lbs/MMBtu | FALSE | L | Annual | Allowances Withdrawn (1:1) | MTons | 0 | 0 | 0 | 0 | 0 | 0 | 0
NSR Big Cajun 2- Unit 3 - NOx Rate Annual v5.13 | 577 | 5996 | Rate Constraint in lbs/MMBtu | FALSE | L | Annual | Allowances Withdrawn (n:1) | MTons | 0 | 0 | 0 | 0 | 0 | 0 | 0
NSR Big Cajun 2- Unit 3 - NOx Rate Annual v5.13 | 577 | 5996 | Rate Constraint in lbs/MMBtu | FALSE | L | Annual | Net Emissions Allowance Position | MTons | 1.7585 | 2.1286 | 2.1286 | 2.4369 | 2.4369 | 2.264 | 2.4332
NSR Big Cajun 2- Unit 3 - NOx Rate Annual v5.13 | 577 | 5996 | Rate Constraint in lbs/MMBtu | FALSE | L | Annual | Fuel Consumed | TBtu | 31.2386 | 37.8122 | 37.8122 | 43.2882 | 43.2882 | 40.2168 | 43.3581
NSR Big Cajun 2- Unit 3 - NOx Rate Annual v5.13 | 577 | 5996 | Rate Constraint in lbs/MMBtu | FALSE | L | Annual | Rate | lb/MMBtu | 0.11259 | 0.11259 | 0.11259 | 0.11259 | 0.11259 | 0.11259 | 0.11224
NSR Big Cajun 2- Unit 3 - NOx Rate Annual v5.13 | 577 | 5996 | Rate Constraint in lbs/MMBtu | FALSE | L | Annual | Generation | TWh | 3.0142 | 3.6485 | 3.6485 | 4.1769 | 4.1769 | 3.8805 | 4.1769
NSR Big Cajun 2- Unit 3 - NOx Rate Annual v5.13 | 577 | 5996 | Rate Constraint in lbs/MMBtu | FALSE | L | Annual | Qualifying Generation | TWh | 3.0142 | 3.6485 | 3.6485 | 4.1769 | 4.1769 | 3.8805 | 4.1769
NSR Big Cajun 2- Unit 3 - NOx Rate Annual v5.13 | 577 | 5996 | Rate Constraint in lbs/MMBtu | FALSE | L | Annual | Rate | lb/MWh | 0.58342 | 0.58342 | 0.58342 | 0.58342 | 0.58342 | 0.58342 | 0.58253
NSR Big Cajun 2- Unit 3 - NOx Rate Annual v5.13 | 577 | 5996 | Rate Constraint in lbs/MMBtu | FALSE | L | Annual | Constraint Shadow Price | US$/Ton | 0 | 0 | 0 | 0 | 0 | 0 | 0
NSR Brayton Point 1 & 2- SO2 Rate Annual v5.13 | 578 | 5968 | Rate Constraint in lbs/MMBtu | FALSE | L | Annual | Seasons Included | Seasons | Winter, Summer | Winter, Summer | Winter, Summer | Winter, Summer | Winter, Summer | Winter, Summer | Winter, Summer
NSR Brayton Point 1 & 2- SO2 Rate Annual v5.13 | 578 | 5968 | Rate Constraint in lbs/MMBtu | FALSE | L | Annual | Standard | lb/MMBtu | 0.15 | 0.15 | 0.15 | 0.15 | 0.15 | 0.15 | 0.15
NSR Brayton Point 1 & 2- SO2 Rate Annual v5.13 | 578 | 5968 | Rate Constraint in lbs/MMBtu | FALSE | L | Annual | Emissions at Affected Plants SO2 | MTons | 0 | 0 | 0 | 0 | 0 | 0 | 0
NSR Brayton Point 1 & 2- SO2 Rate Annual v5.13 | 578 | 5968 | Rate Constraint in lbs/MMBtu | FALSE | L | Annual | Allowances Purchased SO2 | MTons | 0 | 0 | 0 | 0 | 0 | 0 | 0
NSR Brayton Point 1 & 2- SO2 Rate Annual v5.13 | 578 | 5968 | Rate Constraint in lbs/MMBtu | FALSE | L | Annual | Allowances Sold SO2 | MTons | 0 | 0 | 0 | 0 | 0 | 0 | 0
NSR Brayton Point 1 & 2- SO2 Rate Annual v5.13 | 578 | 5968 | Rate Constraint in lbs/MMBtu | FALSE | L | Annual | Allowances Banked | MTons | 0 | 0 | 0 | 0 | 0 | 0 | 0
NSR Brayton Point 1 & 2- SO2 Rate Annual v5.13 | 578 | 5968 | Rate Constraint in lbs/MMBtu | FALSE | L | Annual | Allowances Withdrawn (1:1) | MTons | 0 | 0 | 0 | 0 | 0 | 0 | 0
NSR Brayton Point 1 & 2- SO2 Rate Annual v5.13 | 578 | 5968 | Rate Constraint in lbs/MMBtu | FALSE | L | Annual | Allowances Withdrawn (n:1) | MTons | 0 | 0 | 0 | 0 | 0 | 0 | 0
NSR Brayton Point 1 & 2- SO2 Rate Annual v5.13 | 578 | 5968 | Rate Constraint in lbs/MMBtu | FALSE | L | Annual | Net Emissions Allowance Position | MTons | 0 | 0 | 0 | 0 | 0 | 0 | 0
NSR Brayton Point 1 & 2- SO2 Rate Annual v5.13 | 578 | 5968 | Rate Constraint in lbs/MMBtu | FALSE | L | Annual | Fuel Consumed | TBtu | 0 | 0 | 0 | 0 | 0 | 0 | 0
NSR Brayton Point 1 & 2- SO2 Rate Annual v5.13 | 578 | 5968 | Rate Constraint in lbs/MMBtu | FALSE | L | Annual | Rate | lb/MMBtu | 0 | 0 | 0 | 0 | 0 | 0 | 0
NSR Brayton Point 1 & 2- SO2 Rate Annual v5.13 | 578 | 5968 | Rate Constraint in lbs/MMBtu | FALSE | L | Annual | Generation | TWh | 0 | 0 | 0 | 0 | 0 | 0 | 0
NSR Brayton Point 1 & 2- SO2 Rate Annual v5.13 | 578 | 5968 | Rate Constraint in lbs/MMBtu | FALSE | L | Annual | Qualifying Generation | TWh | 0 | 0 | 0 | 0 | 0 | 0 | 0
NSR Brayton Point 1 & 2- SO2 Rate Annual v5.13 | 578 | 5968 | Rate Constraint in lbs/MMBtu | FALSE | L | Annual | Rate | lb/MWh | 0 | 0 | 0 | 0 | 0 | 0 | 0
NSR Brayton Point 1 & 2- SO2 Rate Annual v5.13 | 578 | 5968 | Rate Constraint in lbs/MMBtu | FALSE | L | Annual | Constraint Shadow Price | US$/Ton | 2963.7549 | 26218.4617 | 10673.8083 | 4985.0599 | 9756.9084 | 0 | 137.6918
NSR Brayton Point 1- Hg Rate Annual v5.13 | 579 | 5972 | Rate Constraint in lbs/MMBtu | FALSE | L | Annual | Seasons Included | Seasons | Winter, Summer | Winter, Summer | Winter, Summer | Winter, Summer | Winter, Summer | Winter, Summer | Winter, Summer
NSR Brayton Point 1- Hg Rate Annual v5.13 | 579 | 5972 | Rate Constraint in lbs/MMBtu | FALSE | L | Annual | Standard | lb/MMBtu | 0.01 | 0.01 | 0.01 | 0.01 | 0.01 | 0.01 | 0.01
NSR Brayton Point 1- Hg Rate Annual v5.13 | 579 | 5972 | Rate Constraint in lbs/MMBtu | FALSE | L | Annual | Emissions at Affected Plants MER | lbs | 0 | 0 | 0 | 0 | 0 | 0 | 0
NSR Brayton Point 1- Hg Rate Annual v5.13 | 579 | 5972 | Rate Constraint in lbs/MMBtu | FALSE | L | Annual | Allowances Purchased MER | lbs | 0 | 0 | 0 | 0 | 0 | 0 | 0
NSR Brayton Point 1- Hg Rate Annual v5.13 | 579 | 5972 | Rate Constraint in lbs/MMBtu | FALSE | L | Annual | Allowances Sold MER | lbs | 0 | 0 | 0 | 0 | 0 | 0 | 0
NSR Brayton Point 1- Hg Rate Annual v5.13 | 579 | 5972 | Rate Constraint in lbs/MMBtu | FALSE | L | Annual | Allowances Banked | lbs | 0 | 0 | 0 | 0 | 0 | 0 | 0
NSR Brayton Point 1- Hg Rate Annual v5.13 | 579 | 5972 | Rate Constraint in lbs/MMBtu | FALSE | L | Annual | Allowances Withdrawn (1:1) | lbs | 0 | 0 | 0 | 0 | 0 | 0 | 0
NSR Brayton Point 1- Hg Rate Annual v5.13 | 579 | 5972 | Rate Constraint in lbs/MMBtu | FALSE | L | Annual | Allowances Withdrawn (n:1) | lbs | 0 | 0 | 0 | 0 | 0 | 0 | 0
NSR Brayton Point 1- Hg Rate Annual v5.13 | 579 | 5972 | Rate Constraint in lbs/MMBtu | FALSE | L | Annual | Net Emissions Allowance Position | lbs | 0 | 0 | 0 | 0 | 0 | 0 | 0
NSR Brayton Point 1- Hg Rate Annual v5.13 | 579 | 5972 | Rate Constraint in lbs/MMBtu | FALSE | L | Annual | Fuel Consumed | TBtu | 0 | 0 | 0 | 0 | 0 | 0 | 0
NSR Brayton Point 1- Hg Rate Annual v5.13 | 579 | 5972 | Rate Constraint in lbs/MMBtu | FALSE | L | Annual | Rate | lb/MMBtu | 0 | 0 | 0 | 0 | 0 | 0 | 0
NSR Brayton Point 1- Hg Rate Annual v5.13 | 579 | 5972 | Rate Constraint in lbs/MMBtu | FALSE | L | Annual | Generation | TWh | 0 | 0 | 0 | 0 | 0 | 0 | 0
NSR Brayton Point 1- Hg Rate Annual v5.13 | 579 | 5972 | Rate Constraint in lbs/MMBtu | FALSE | L | Annual | Qualifying Generation | TWh | 0 | 0 | 0 | 0 | 0 | 0 | 0
NSR Brayton Point 1- Hg Rate Annual v5.13 | 579 | 5972 | Rate Constraint in lbs/MMBtu | FALSE | L | Annual | Rate | lb/MWh | 0 | 0 | 0 | 0 | 0 | 0 | 0
NSR Brayton Point 1- Hg Rate Annual v5.13 | 579 | 5972 | Rate Constraint in lbs/MMBtu | FALSE | L | Annual | Constraint Shadow Price | US$/Lb | 0 | 0 | 0 | 0 | 0 | 0 | 0
NSR Brayton Point 1- NOx Rate Annual v5.13 | 580 | 5970 | Rate Constraint in lbs/MMBtu | FALSE | L | Annual | Seasons Included | Seasons | Winter, Summer | Winter, Summer | Winter, Summer | Winter, Summer | Winter, Summer | Winter, Summer | Winter, Summer
NSR Brayton Point 1- NOx Rate Annual v5.13 | 580 | 5970 | Rate Constraint in lbs/MMBtu | FALSE | L | Annual | Standard | lb/MMBtu | 0.08 | 0.08 | 0.08 | 0.08 | 0.08 | 0.08 | 0.08
NSR Brayton Point 1- NOx Rate Annual v5.13 | 580 | 5970 | Rate Constraint in lbs/MMBtu | FALSE | L | Annual | Emissions at Affected Plants NOX | MTons | 0 | 0 | 0 | 0 | 0 | 0 | 0
NSR Brayton Point 1- NOx Rate Annual v5.13 | 580 | 5970 | Rate Constraint in lbs/MMBtu | FALSE | L | Annual | Allowances Purchased NOX | MTons | 0 | 0 | 0 | 0 | 0 | 0 | 0
NSR Brayton Point 1- NOx Rate Annual v5.13 | 580 | 5970 | Rate Constraint in lbs/MMBtu | FALSE | L | Annual | Allowances Sold NOX | MTons | 0 | 0 | 0 | 0 | 0 | 0 | 0
NSR Brayton Point 1- NOx Rate Annual v5.13 | 580 | 5970 | Rate Constraint in lbs/MMBtu | FALSE | L | Annual | Allowances Banked | MTons | 0 | 0 | 0 | 0 | 0 | 0 | 0
NSR Brayton Point 1- NOx Rate Annual v5.13 | 580 | 5970 | Rate Constraint in lbs/MMBtu | FALSE | L | Annual | Allowances Withdrawn (1:1) | MTons | 0 | 0 | 0 | 0 | 0 | 0 | 0
NSR Brayton Point 1- NOx Rate Annual v5.13 | 580 | 5970 | Rate Constraint in lbs/MMBtu | FALSE | L | Annual | Allowances Withdrawn (n:1) | MTons | 0 | 0 | 0 | 0 | 0 | 0 | 0
NSR Brayton Point 1- NOx Rate Annual v5.13 | 580 | 5970 | Rate Constraint in lbs/MMBtu | FALSE | L | Annual | Net Emissions Allowance Position | MTons | 0 | 0 | 0 | 0 | 0 | 0 | 0
NSR Brayton Point 1- NOx Rate Annual v5.13 | 580 | 5970 | Rate Constraint in lbs/MMBtu | FALSE | L | Annual | Fuel Consumed | TBtu | 0 | 0 | 0 | 0 | 0 | 0 | 0
NSR Brayton Point 1- NOx Rate Annual v5.13 | 580 | 5970 | Rate Constraint in lbs/MMBtu | FALSE | L | Annual | Rate | lb/MMBtu | 0 | 0 | 0 | 0 | 0 | 0 | 0
NSR Brayton Point 1- NOx Rate Annual v5.13 | 580 | 5970 | Rate Constraint in lbs/MMBtu | FALSE | L | Annual | Generation | TWh | 0 | 0 | 0 | 0 | 0 | 0 | 0
NSR Brayton Point 1- NOx Rate Annual v5.13 | 580 | 5970 | Rate Constraint in lbs/MMBtu | FALSE | L | Annual | Qualifying Generation | TWh | 0 | 0 | 0 | 0 | 0 | 0 | 0
NSR Brayton Point 1- NOx Rate Annual v5.13 | 580 | 5970 | Rate Constraint in lbs/MMBtu | FALSE | L | Annual | Rate | lb/MWh | 0 | 0 | 0 | 0 | 0 | 0 | 0
NSR Brayton Point 1- NOx Rate Annual v5.13 | 580 | 5970 | Rate Constraint in lbs/MMBtu | FALSE | L | Annual | Constraint Shadow Price | US$/Ton | 0 | 0 | 0 | 0 | 0 | 0 | 0
NSR Brayton Point 1-3 Nox Cap Annual v5.13 | 581 | 5977 | Rate Constraint in MTons | FALSE | L | Annual | Seasons Included | Seasons | Winter, Summer | Winter, Summer | Winter, Summer | Winter, Summer | Winter, Summer | Winter, Summer | Winter, Summer
NSR Brayton Point 1-3 Nox Cap Annual v5.13 | 581 | 5977 | Rate Constraint in MTons | FALSE | L | Annual | Standard | MTons | 4.6 | 4.6 | 4.6 | 4.6 | 4.6 | 4.6 | 4.6
NSR Brayton Point 1-3 Nox Cap Annual v5.13 | 581 | 5977 | Rate Constraint in MTons | FALSE | L | Annual | Standard NOX | MTons | 4.6 | 4.6 | 4.6 | 4.6 | 4.6 | 4.6 | 4.6
NSR Brayton Point 1-3 Nox Cap Annual v5.13 | 581 | 5977 | Rate Constraint in MTons | FALSE | L | Annual | Emissions at Affected Plants NOX | MTons | 0 | 0 | 0 | 0 | 0 | 0 | 0
NSR Brayton Point 1-3 Nox Cap Annual v5.13 | 581 | 5977 | Rate Constraint in MTons | FALSE | L | Annual | Allowances Purchased NOX | MTons | 0 | 0 | 0 | 0 | 0 | 0 | 0
NSR Brayton Point 1-3 Nox Cap Annual v5.13 | 581 | 5977 | Rate Constraint in MTons | FALSE | L | Annual | Allowances Sold NOX | MTons | 0 | 0 | 0 | 0 | 0 | 0 | 0
NSR Brayton Point 1-3 Nox Cap Annual v5.13 | 581 | 5977 | Rate Constraint in MTons | FALSE | L | Annual | Allowances Banked | MTons | 0 | 0 | 0 | 0 | 0 | 0 | 0
NSR Brayton Point 1-3 Nox Cap Annual v5.13 | 581 | 5977 | Rate Constraint in MTons | FALSE | L | Annual | Allowances Withdrawn (1:1) | MTons | 0 | 0 | 0 | 0 | 0 | 0 | 0
NSR Brayton Point 1-3 Nox Cap Annual v5.13 | 581 | 5977 | Rate Constraint in MTons | FALSE | L | Annual | Allowances Withdrawn (n:1) | MTons | 0 | 0 | 0 | 0 | 0 | 0 | 0
NSR Brayton Point 1-3 Nox Cap Annual v5.13 | 581 | 5977 | Rate Constraint in MTons | FALSE | L | Annual | Net Emissions Allowance Position | MTons | 0 | 0 | 0 | 0 | 0 | 0 | 0
NSR Brayton Point 1-3 Nox Cap Annual v5.13 | 581 | 5977 | Rate Constraint in MTons | FALSE | L | Annual | Fuel Consumed | TBtu | 0 | 0 | 0 | 0 | 0 | 0 | 0
NSR Brayton Point 1-3 Nox Cap Annual v5.13 | 581 | 5977 | Rate Constraint in MTons | FALSE | L | Annual | Rate | lb/MMBtu | 0 | 0 | 0 | 0 | 0 | 0 | 0
NSR Brayton Point 1-3 Nox Cap Annual v5.13 | 581 | 5977 | Rate Constraint in MTons | FALSE | L | Annual | Generation | TWh | 0 | 0 | 0 | 0 | 0 | 0 | 0
NSR Brayton Point 1-3 Nox Cap Annual v5.13 | 581 | 5977 | Rate Constraint in MTons | FALSE | L | Annual | Qualifying Generation | TWh | 0 | 0 | 0 | 0 | 0 | 0 | 0
NSR Brayton Point 1-3 Nox Cap Annual v5.13 | 581 | 5977 | Rate Constraint in MTons | FALSE | L | Annual | Rate | lb/MWh | 0 | 0 | 0 | 0 | 0 | 0 | 0
NSR Brayton Point 1-3 Nox Cap Annual v5.13 | 581 | 5977 | Rate Constraint in MTons | FALSE | L | Annual | Constraint Shadow Price | US$/Ton | 0 | 0 | 0 | 0 | 0 | 0 | 0
NSR Brayton Point 1-3 SO2 Cap Annual v5.13 | 582 | 5969 | Rate Constraint in MTons | FALSE | L | Annual | Seasons Included | Seasons | Winter, Summer | Winter, Summer | Winter, Summer | Winter, Summer | Winter, Summer | Winter, Summer | Winter, Summer
NSR Brayton Point 1-3 SO2 Cap Annual v5.13 | 582 | 5969 | Rate Constraint in MTons | FALSE | L | Annual | Standard | MTons | 4.1 | 4.1 | 4.1 | 4.1 | 4.1 | 4.1 | 4.1
NSR Brayton Point 1-3 SO2 Cap Annual v5.13 | 582 | 5969 | Rate Constraint in MTons | FALSE | L | Annual | Standard SO2 | MTons | 4.1 | 4.1 | 4.1 | 4.1 | 4.1 | 4.1 | 4.1
NSR Brayton Point 1-3 SO2 Cap Annual v5.13 | 582 | 5969 | Rate Constraint in MTons | FALSE | L | Annual | Emissions at Affected Plants SO2 | MTons | 0 | 0 | 0 | 0 | 0 | 0 | 0
NSR Brayton Point 1-3 SO2 Cap Annual v5.13 | 582 | 5969 | Rate Constraint in MTons | FALSE | L | Annual | Allowances Purchased SO2 | MTons | 0 | 0 | 0 | 0 | 0 | 0 | 0
NSR Brayton Point 1-3 SO2 Cap Annual v5.13 | 582 | 5969 | Rate Constraint in MTons | FALSE | L | Annual | Allowances Sold SO2 | MTons | 0 | 0 | 0 | 0 | 0 | 0 | 0
NSR Brayton Point 1-3 SO2 Cap Annual v5.13 | 582 | 5969 | Rate Constraint in MTons | FALSE | L | Annual | Allowances Banked | MTons | 0 | 0 | 0 | 0 | 0 | 0 | 0
NSR Brayton Point 1-3 SO2 Cap Annual v5.13 | 582 | 5969 | Rate Constraint in MTons | FALSE | L | Annual | Allowances Withdrawn (1:1) | MTons | 0 | 0 | 0 | 0 | 0 | 0 | 0
NSR Brayton Point 1-3 SO2 Cap Annual v5.13 | 582 | 5969 | Rate Constraint in MTons | FALSE | L | Annual | Allowances Withdrawn (n:1) | MTons | 0 | 0 | 0 | 0 | 0 | 0 | 0
NSR Brayton Point 1-3 SO2 Cap Annual v5.13 | 582 | 5969 | Rate Constraint in MTons | FALSE | L | Annual | Net Emissions Allowance Position | MTons | 0 | 0 | 0 | 0 | 0 | 0 | 0
NSR Brayton Point 1-3 SO2 Cap Annual v5.13 | 582 | 5969 | Rate Constraint in MTons | FALSE | L | Annual | Fuel Consumed | TBtu | 0 | 0 | 0 | 0 | 0 | 0 | 0
NSR Brayton Point 1-3 SO2 Cap Annual v5.13 | 582 | 5969 | Rate Constraint in MTons | FALSE | L | Annual | Rate | lb/MMBtu | 0 | 0 | 0 | 0 | 0 | 0 | 0
NSR Brayton Point 1-3 SO2 Cap Annual v5.13 | 582 | 5969 | Rate Constraint in MTons | FALSE | L | Annual | Generation | TWh | 0 | 0 | 0 | 0 | 0 | 0 | 0
NSR Brayton Point 1-3 SO2 Cap Annual v5.13 | 582 | 5969 | Rate Constraint in MTons | FALSE | L | Annual | Qualifying Generation | TWh | 0 | 0 | 0 | 0 | 0 | 0 | 0
NSR Brayton Point 1-3 SO2 Cap Annual v5.13 | 582 | 5969 | Rate Constraint in MTons | FALSE | L | Annual | Rate | lb/MWh | 0 | 0 | 0 | 0 | 0 | 0 | 0
NSR Brayton Point 1-3 SO2 Cap Annual v5.13 | 582 | 5969 | Rate Constraint in MTons | FALSE | L | Annual | Constraint Shadow Price | US$/Ton | 0 | 0 | 0 | 0 | 0 | 0 | 0
NSR Brayton Point 2- Hg Rate Annual v5.13 | 583 | 5973 | Rate Constraint in lbs/MMBtu | FALSE | L | Annual | Seasons Included | Seasons | Winter, Summer | Winter, Summer | Winter, Summer | Winter, Summer | Winter, Summer | Winter, Summer | Winter, Summer
NSR Brayton Point 2- Hg Rate Annual v5.13 | 583 | 5973 | Rate Constraint in lbs/MMBtu | FALSE | L | Annual | Standard | lb/MMBtu | 0.01 | 0.01 | 0.01 | 0.01 | 0.01 | 0.01 | 0.01
NSR Brayton Point 2- Hg Rate Annual v5.13 | 583 | 5973 | Rate Constraint in lbs/MMBtu | FALSE | L | Annual | Emissions at Affected Plants MER | lbs | 0 | 0 | 0 | 0 | 0 | 0 | 0
NSR Brayton Point 2- Hg Rate Annual v5.13 | 583 | 5973 | Rate Constraint in lbs/MMBtu | FALSE | L | Annual | Allowances Purchased MER | lbs | 0 | 0 | 0 | 0 | 0 | 0 | 0
NSR Brayton Point 2- Hg Rate Annual v5.13 | 583 | 5973 | Rate Constraint in lbs/MMBtu | FALSE | L | Annual | Allowances Sold MER | lbs | 0 | 0 | 0 | 0 | 0 | 0 | 0
NSR Brayton Point 2- Hg Rate Annual v5.13 | 583 | 5973 | Rate Constraint in lbs/MMBtu | FALSE | L | Annual | Allowances Banked | lbs | 0 | 0 | 0 | 0 | 0 | 0 | 0
NSR Brayton Point 2- Hg Rate Annual v5.13 | 583 | 5973 | Rate Constraint in lbs/MMBtu | FALSE | L | Annual | Allowances Withdrawn (1:1) | lbs | 0 | 0 | 0 | 0 | 0 | 0 | 0
NSR Brayton Point 2- Hg Rate Annual v5.13 | 583 | 5973 | Rate Constraint in lbs/MMBtu | FALSE | L | Annual | Allowances Withdrawn (n:1) | lbs | 0 | 0 | 0 | 0 | 0 | 0 | 0
NSR Brayton Point 2- Hg Rate Annual v5.13 | 583 | 5973 | Rate Constraint in lbs/MMBtu | FALSE | L | Annual | Net Emissions Allowance Position | lbs | 0 | 0 | 0 | 0 | 0 | 0 | 0
NSR Brayton Point 2- Hg Rate Annual v5.13 | 583 | 5973 | Rate Constraint in lbs/MMBtu | FALSE | L | Annual | Fuel Consumed | TBtu | 0 | 0 | 0 | 0 | 0 | 0 | 0
NSR Brayton Point 2- Hg Rate Annual v5.13 | 583 | 5973 | Rate Constraint in lbs/MMBtu | FALSE | L | Annual | Rate | lb/MMBtu | 0 | 0 | 0 | 0 | 0 | 0 | 0
NSR Brayton Point 2- Hg Rate Annual v5.13 | 583 | 5973 | Rate Constraint in lbs/MMBtu | FALSE | L | Annual | Generation | TWh | 0 | 0 | 0 | 0 | 0 | 0 | 0
NSR Brayton Point 2- Hg Rate Annual v5.13 | 583 | 5973 | Rate Constraint in lbs/MMBtu | FALSE | L | Annual | Qualifying Generation | TWh | 0 | 0 | 0 | 0 | 0 | 0 | 0
NSR Brayton Point 2- Hg Rate Annual v5.13 | 583 | 5973 | Rate Constraint in lbs/MMBtu | FALSE | L | Annual | Rate | lb/MWh | 0 | 0 | 0 | 0 | 0 | 0 | 0
NSR Brayton Point 2- Hg Rate Annual v5.13 | 583 | 5973 | Rate Constraint in lbs/MMBtu | FALSE | L | Annual | Constraint Shadow Price | US$/Lb | 0 | 0 | 0 | 0 | 0 | 0 | 0
NSR Brayton Point 2- NOx Rate Annual v5.13 | 584 | 5971 | Rate Constraint in lbs/MMBtu | FALSE | L | Annual | Seasons Included | Seasons | Winter, Summer | Winter, Summer | Winter, Summer | Winter, Summer | Winter, Summer | Winter, Summer | Winter, Summer
NSR Brayton Point 2- NOx Rate Annual v5.13 | 584 | 5971 | Rate Constraint in lbs/MMBtu | FALSE | L | Annual | Standard | lb/MMBtu | 0.28 | 0.28 | 0.28 | 0.28 | 0.28 | 0.28 | 0.28
NSR Brayton Point 2- NOx Rate Annual v5.13 | 584 | 5971 | Rate Constraint in lbs/MMBtu | FALSE | L | Annual | Emissions at Affected Plants NOX | MTons | 0 | 0 | 0 | 0 | 0 | 0 | 0
NSR Brayton Point 2- NOx Rate Annual v5.13 | 584 | 5971 | Rate Constraint in lbs/MMBtu | FALSE | L | Annual | Allowances Purchased NOX | MTons | 0 | 0 | 0 | 0 | 0 | 0 | 0
NSR Brayton Point 2- NOx Rate Annual v5.13 | 584 | 5971 | Rate Constraint in lbs/MMBtu | FALSE | L | Annual | Allowances Sold NOX | MTons | 0 | 0 | 0 | 0 | 0 | 0 | 0
NSR Brayton Point 2- NOx Rate Annual v5.13 | 584 | 5971 | Rate Constraint in lbs/MMBtu | FALSE | L | Annual | Allowances Banked | MTons | 0 | 0 | 0 | 0 | 0 | 0 | 0
NSR Brayton Point 2- NOx Rate Annual v5.13 | 584 | 5971 | Rate Constraint in lbs/MMBtu | FALSE | L | Annual | Allowances Withdrawn (1:1) | MTons | 0 | 0 | 0 | 0 | 0 | 0 | 0
NSR Brayton Point 2- NOx Rate Annual v5.13 | 584 | 5971 | Rate Constraint in lbs/MMBtu | FALSE | L | Annual | Allowances Withdrawn (n:1) | MTons | 0 | 0 | 0 | 0 | 0 | 0 | 0
NSR Brayton Point 2- NOx Rate Annual v5.13 | 584 | 5971 | Rate Constraint in lbs/MMBtu | FALSE | L | Annual | Net Emissions Allowance Position | MTons | 0 | 0 | 0 | 0 | 0 | 0 | 0
NSR Brayton Point 2- NOx Rate Annual v5.13 | 584 | 5971 | Rate Constraint in lbs/MMBtu | FALSE | L | Annual | Fuel Consumed | TBtu | 0 | 0 | 0 | 0 | 0 | 0 | 0
NSR Brayton Point 2- NOx Rate Annual v5.13 | 584 | 5971 | Rate Constraint in lbs/MMBtu | FALSE | L | Annual | Rate | lb/MMBtu | 0 | 0 | 0 | 0 | 0 | 0 | 0
NSR Brayton Point 2- NOx Rate Annual v5.13 | 584 | 5971 | Rate Constraint in lbs/MMBtu | FALSE | L | Annual | Generation | TWh | 0 | 0 | 0 | 0 | 0 | 0 | 0
NSR Brayton Point 2- NOx Rate Annual v5.13 | 584 | 5971 | Rate Constraint in lbs/MMBtu | FALSE | L | Annual | Qualifying Generation | TWh | 0 | 0 | 0 | 0 | 0 | 0 | 0
NSR Brayton Point 2- NOx Rate Annual v5.13 | 584 | 5971 | Rate Constraint in lbs/MMBtu | FALSE | L | Annual | Rate | lb/MWh | 0 | 0 | 0 | 0 | 0 | 0 | 0
NSR Brayton Point 2- NOx Rate Annual v5.13 | 584 | 5971 | Rate Constraint in lbs/MMBtu | FALSE | L | Annual | Constraint Shadow Price | US$/Ton | 0 | 0 | 0 | 0 | 0 | 0 | 0
NSR Brayton Point 3- Hg Rate Annual v5.13 | 585 | 5976 | Rate Constraint in lbs/MMBtu | FALSE | L | Annual | Seasons Included | Seasons | Winter, Summer | Winter, Summer | Winter, Summer | Winter, Summer | Winter, Summer | Winter, Summer | Winter, Summer
NSR Brayton Point 3- Hg Rate Annual v5.13 | 585 | 5976 | Rate Constraint in lbs/MMBtu | FALSE | L | Annual | Standard | lb/MMBtu | 0.01 | 0.01 | 0.01 | 0.01 | 0.01 | 0.01 | 0.01
NSR Brayton Point 3- Hg Rate Annual v5.13 | 585 | 5976 | Rate Constraint in lbs/MMBtu | FALSE | L | Annual | Emissions at Affected Plants MER | lbs | 0 | 0 | 0 | 0 | 0 | 0 | 0
NSR Brayton Point 3- Hg Rate Annual v5.13 | 585 | 5976 | Rate Constraint in lbs/MMBtu | FALSE | L | Annual | Allowances Purchased MER | lbs | 0 | 0 | 0 | 0 | 0 | 0 | 0
NSR Brayton Point 3- Hg Rate Annual v5.13 | 585 | 5976 | Rate Constraint in lbs/MMBtu | FALSE | L | Annual | Allowances Sold MER | lbs | 0 | 0 | 0 | 0 | 0 | 0 | 0
NSR Brayton Point 3- Hg Rate Annual v5.13 | 585 | 5976 | Rate Constraint in lbs/MMBtu | FALSE | L | Annual | Allowances Banked | lbs | 0 | 0 | 0 | 0 | 0 | 0 | 0
NSR Brayton Point 3- Hg Rate Annual v5.13 | 585 | 5976 | Rate Constraint in lbs/MMBtu | FALSE | L | Annual | Allowances Withdrawn (1:1) | lbs | 0 | 0 | 0 | 0 | 0 | 0 | 0
NSR Brayton Point 3- Hg Rate Annual v5.13 | 585 | 5976 | Rate Constraint in lbs/MMBtu | FALSE | L | Annual | Allowances Withdrawn (n:1) | lbs | 0 | 0 | 0 | 0 | 0 | 0 | 0
NSR Brayton Point 3- Hg Rate Annual v5.13 | 585 | 5976 | Rate Constraint in lbs/MMBtu | FALSE | L | Annual | Net Emissions Allowance Position | lbs | 0 | 0 | 0 | 0 | 0 | 0 | 0
NSR Brayton Point 3- Hg Rate Annual v5.13 | 585 | 5976 | Rate Constraint in lbs/MMBtu | FALSE | L | Annual | Fuel Consumed | TBtu | 0 | 0 | 0 | 0 | 0 | 0 | 0
NSR Brayton Point 3- Hg Rate Annual v5.13 | 585 | 5976 | Rate Constraint in lbs/MMBtu | FALSE | L | Annual | Rate | lb/MMBtu | 0 | 0 | 0 | 0 | 0 | 0 | 0
NSR Brayton Point 3- Hg Rate Annual v5.13 | 585 | 5976 | Rate Constraint in lbs/MMBtu | FALSE | L | Annual | Generation | TWh | 0 | 0 | 0 | 0 | 0 | 0 | 0
NSR Brayton Point 3- Hg Rate Annual v5.13 | 585 | 5976 | Rate Constraint in lbs/MMBtu | FALSE | L | Annual | Qualifying Generation | TWh | 0 | 0 | 0 | 0 | 0 | 0 | 0
NSR Brayton Point 3- Hg Rate Annual v5.13 | 585 | 5976 | Rate Constraint in lbs/MMBtu | FALSE | L | Annual | Rate | lb/MWh | 0 | 0 | 0 | 0 | 0 | 0 | 0
NSR Brayton Point 3- Hg Rate Annual v5.13 | 585 | 5976 | Rate Constraint in lbs/MMBtu | FALSE | L | Annual | Constraint Shadow Price | US$/Lb | 0 | 0 | 0 | 0 | 0 | 0 | 0
NSR Brayton Point 3- NOx Rate Annual v5.13 | 586 | 5975 | Rate Constraint in lbs/MMBtu | FALSE | L | Annual | Seasons Included | Seasons | Winter, Summer | Winter, Summer | Winter, Summer | Winter, Summer | Winter, Summer | Winter, Summer | Winter, Summer
NSR Brayton Point 3- NOx Rate Annual v5.13 | 586 | 5975 | Rate Constraint in lbs/MMBtu | FALSE | L | Annual | Standard | lb/MMBtu | 0.08 | 0.08 | 0.08 | 0.08 | 0.08 | 0.08 | 0.08
NSR Brayton Point 3- NOx Rate Annual v5.13 | 586 | 5975 | Rate Constraint in lbs/MMBtu | FALSE | L | Annual | Emissions at Affected Plants NOX | MTons | 0 | 0 | 0 | 0 | 0 | 0 | 0
NSR Brayton Point 3- NOx Rate Annual v5.13 | 586 | 5975 | Rate Constraint in lbs/MMBtu | FALSE | L | Annual | Allowances Purchased NOX | MTons | 0 | 0 | 0 | 0 | 0 | 0 | 0
NSR Brayton Point 3- NOx Rate Annual v5.13 | 586 | 5975 | Rate Constraint in lbs/MMBtu | FALSE | L | Annual | Allowances Sold NOX | MTons | 0 | 0 | 0 | 0 | 0 | 0 | 0
NSR Brayton Point 3- NOx Rate Annual v5.13 | 586 | 5975 | Rate Constraint in lbs/MMBtu | FALSE | L | Annual | Allowances Banked | MTons | 0 | 0 | 0 | 0 | 0 | 0 | 0
NSR Brayton Point 3- NOx Rate Annual v5.13 | 586 | 5975 | Rate Constraint in lbs/MMBtu | FALSE | L | Annual | Allowances Withdrawn (1:1) | MTons | 0 | 0 | 0 | 0 | 0 | 0 | 0
NSR Brayton Point 3- NOx Rate Annual v5.13 | 586 | 5975 | Rate Constraint in lbs/MMBtu | FALSE | L | Annual | Allowances Withdrawn (n:1) | MTons | 0 | 0 | 0 | 0 | 0 | 0 | 0
NSR Brayton Point 3- NOx Rate Annual v5.13 | 586 | 5975 | Rate Constraint in lbs/MMBtu | FALSE | L | Annual | Net Emissions Allowance Position | MTons | 0 | 0 | 0 | 0 | 0 | 0 | 0
NSR Brayton Point 3- NOx Rate Annual v5.13 | 586 | 5975 | Rate Constraint in lbs/MMBtu | FALSE | L | Annual | Fuel Consumed | TBtu | 0 | 0 | 0 | 0 | 0 | 0 | 0
NSR Brayton Point 3- NOx Rate Annual v5.13 | 586 | 5975 | Rate Constraint in lbs/MMBtu | FALSE | L | Annual | Rate | lb/MMBtu | 0 | 0 | 0 | 0 | 0 | 0 | 0
NSR Brayton Point 3- NOx Rate Annual v5.13 | 586 | 5975 | Rate Constraint in lbs/MMBtu | FALSE | L | Annual | Generation | TWh | 0 | 0 | 0 | 0 | 0 | 0 | 0
NSR Brayton Point 3- NOx Rate Annual v5.13 | 586 | 5975 | Rate Constraint in lbs/MMBtu | FALSE | L | Annual | Qualifying Generation | TWh | 0 | 0 | 0 | 0 | 0 | 0 | 0
NSR Brayton Point 3- NOx Rate Annual v5.13 | 586 | 5975 | Rate Constraint in lbs/MMBtu | FALSE | L | Annual | Rate | lb/MWh | 0 | 0 | 0 | 0 | 0 | 0 | 0
NSR Brayton Point 3- NOx Rate Annual v5.13 | 586 | 5975 | Rate Constraint in lbs/MMBtu | FALSE | L | Annual | Constraint Shadow Price | US$/Ton | 0 | 0 | 0 | 0 | 0 | 0 | 0
NSR Brayton Point 3- SO2 Rate Annual v5.13 | 587 | 5974 | Rate Constraint in lbs/MMBtu | FALSE | L | Annual | Seasons Included | Seasons | Winter, Summer | Winter, Summer | Winter, Summer | Winter, Summer | Winter, Summer | Winter, Summer | Winter, Summer
NSR Brayton Point 3- SO2 Rate Annual v5.13 | 587 | 5974 | Rate Constraint in lbs/MMBtu | FALSE | L | Annual | Standard | lb/MMBtu | 0.08 | 0.08 | 0.08 | 0.08 | 0.08 | 0.08 | 0.08
NSR Brayton Point 3- SO2 Rate Annual v5.13 | 587 | 5974 | Rate Constraint in lbs/MMBtu | FALSE | L | Annual | Emissions at Affected Plants SO2 | MTons | 0 | 0 | 0 | 0 | 0 | 0 | 0
NSR Brayton Point 3- SO2 Rate Annual v5.13 | 587 | 5974 | Rate Constraint in lbs/MMBtu | FALSE | L | Annual | Allowances Purchased SO2 | MTons | 0 | 0 | 0 | 0 | 0 | 0 | 0
NSR Brayton Point 3- SO2 Rate Annual v5.13 | 587 | 5974 | Rate Constraint in lbs/MMBtu | FALSE | L | Annual | Allowances Sold SO2 | MTons | 0 | 0 | 0 | 0 | 0 | 0 | 0
NSR Brayton Point 3- SO2 Rate Annual v5.13 | 587 | 5974 | Rate Constraint in lbs/MMBtu | FALSE | L | Annual | Allowances Banked | MTons | 0 | 0 | 0 | 0 | 0 | 0 | 0
NSR Brayton Point 3- SO2 Rate Annual v5.13 | 587 | 5974 | Rate Constraint in lbs/MMBtu | FALSE | L | Annual | Allowances Withdrawn (1:1) | MTons | 0 | 0 | 0 | 0 | 0 | 0 | 0
NSR Brayton Point 3- SO2 Rate Annual v5.13 | 587 | 5974 | Rate Constraint in lbs/MMBtu | FALSE | L | Annual | Allowances Withdrawn (n:1) | MTons | 0 | 0 | 0 | 0 | 0 | 0 | 0
NSR Brayton Point 3- SO2 Rate Annual v5.13 | 587 | 5974 | Rate Constraint in lbs/MMBtu | FALSE | L | Annual | Net Emissions Allowance Position | MTons | 0 | 0 | 0 | 0 | 0 | 0 | 0
NSR Brayton Point 3- SO2 Rate Annual v5.13 | 587 | 5974 | Rate Constraint in lbs/MMBtu | FALSE | L | Annual | Fuel Consumed | TBtu | 0 | 0 | 0 | 0 | 0 | 0 | 0
NSR Brayton Point 3- SO2 Rate Annual v5.13 | 587 | 5974 | Rate Constraint in lbs/MMBtu | FALSE | L | Annual | Rate | lb/MMBtu | 0 | 0 | 0 | 0 | 0 | 0 | 0
NSR Brayton Point 3- SO2 Rate Annual v5.13 | 587 | 5974 | Rate Constraint in lbs/MMBtu | FALSE | L | Annual | Generation | TWh | 0 | 0 | 0 | 0 | 0 | 0 | 0
NSR Brayton Point 3- SO2 Rate Annual v5.13 | 587 | 5974 | Rate Constraint in lbs/MMBtu | FALSE | L | Annual | Qualifying Generation | TWh | 0 | 0 | 0 | 0 | 0 | 0 | 0
NSR Brayton Point 3- SO2 Rate Annual v5.13 | 587 | 5974 | Rate Constraint in lbs/MMBtu | FALSE | L | Annual | Rate | lb/MWh | 0 | 0 | 0 | 0 | 0 | 0 | 0
NSR Brayton Point 3- SO2 Rate Annual v5.13 | 587 | 5974 | Rate Constraint in lbs/MMBtu | FALSE | L | Annual | Constraint Shadow Price | US$/Ton | 0 | 0 | 0 | 0 | 0 | 0 | 0
NSR Chesterfield 4 - NOX Rate Annual v3.1, Unit 5403 and retrofits | 588 | 1936 | Rate Constraint in lbs/MMBtu | FALSE | L | Annual | Seasons Included | Seasons | Winter, Summer | Winter, Summer | Winter, Summer | Winter, Summer | Winter, Summer | Winter, Summer | Winter, Summer
NSR Chesterfield 4 - NOX Rate Annual v3.1, Unit 5403 and retrofits | 588 | 1936 | Rate Constraint in lbs/MMBtu | FALSE | L | Annual | Standard | lb/MMBtu | 0.1 | 0.1 | 0.1 | 0.1 | 0.1 | 0.1 | 0.1
NSR Chesterfield 4 - NOX Rate Annual v3.1, Unit 5403 and retrofits | 588 | 1936 | Rate Constraint in lbs/MMBtu | FALSE | L | Annual | Emissions at Affected Plants NOX | MTons | 0.45184 | 0.45184 | 0.45184 | 0.45184 | 0.45184 | 0.45184 | 0.45184
NSR Chesterfield 4 - NOX Rate Annual v3.1, Unit 5403 and retrofits | 588 | 1936 | Rate Constraint in lbs/MMBtu | FALSE | L | Annual | Allowances Purchased NOX | MTons | 0 | 0 | 0 | 0 | 0 | 0 | 0
NSR Chesterfield 4 - NOX Rate Annual v3.1, Unit 5403 and retrofits | 588 | 1936 | Rate Constraint in lbs/MMBtu | FALSE | L | Annual | Allowances Sold NOX | MTons | 0 | 0 | 0 | 0 | 0 | 0 | 0
NSR Chesterfield 4 - NOX Rate Annual v3.1, Unit 5403 and retrofits | 588 | 1936 | Rate Constraint in lbs/MMBtu | FALSE | L | Annual | Allowances Banked | MTons | 0 | 0 | 0 | 0 | 0 | 0 | 0
NSR Chesterfield 4 - NOX Rate Annual v3.1, Unit 5403 and retrofits | 588 | 1936 | Rate Constraint in lbs/MMBtu | FALSE | L | Annual | Allowances Withdrawn (1:1) | MTons | 0 | 0 | 0 | 0 | 0 | 0 | 0
NSR Chesterfield 4 - NOX Rate Annual v3.1, Unit 5403 and retrofits | 588 | 1936 | Rate Constraint in lbs/MMBtu | FALSE | L | Annual | Allowances Withdrawn (n:1) | MTons | 0 | 0 | 0 | 0 | 0 | 0 | 0
NSR Chesterfield 4 - NOX Rate Annual v3.1, Unit 5403 and retrofits | 588 | 1936 | Rate Constraint in lbs/MMBtu | FALSE | L | Annual | Net Emissions Allowance Position | MTons | 0.45184 | 0.45184 | 0.45184 | 0.45184 | 0.45184 | 0.45184 | 0.45184
NSR Chesterfield 4 - NOX Rate Annual v3.1, Unit 5403 and retrofits | 588 | 1936 | Rate Constraint in lbs/MMBtu | FALSE | L | Annual | Fuel Consumed | TBtu | 9.0368 | 9.0368 | 9.0368 | 9.0368 | 9.0368 | 9.0368 | 9.0368
NSR Chesterfield 4 - NOX Rate Annual v3.1, Unit 5403 and retrofits | 588 | 1936 | Rate Constraint in lbs/MMBtu | FALSE | L | Annual | Rate | lb/MMBtu | 0.1 | 0.1 | 0.1 | 0.1 | 0.1 | 0.1 | 0.1
NSR Chesterfield 4 - NOX Rate Annual v3.1, Unit 5403 and retrofits | 588 | 1936 | Rate Constraint in lbs/MMBtu | FALSE | L | Annual | Generation | TWh | 0.87034 | 0.87034 | 0.87034 | 0.87034 | 0.87034 | 0.87034 | 0.87034
NSR Chesterfield 4 - NOX Rate Annual v3.1, Unit 5403 and retrofits | 588 | 1936 | Rate Constraint in lbs/MMBtu | FALSE | L | Annual | Qualifying Generation | TWh | 0.87034 | 0.87034 | 0.87034 | 0.87034 | 0.87034 | 0.87034 | 0.87034
NSR Chesterfield 4 - NOX Rate Annual v3.1, Unit 5403 and retrofits | 588 | 1936 | Rate Constraint in lbs/MMBtu | FALSE | L | Annual | Rate | lb/MWh | 0.51915 | 0.51915 | 0.51915 | 0.51915 | 0.51915 | 0.51915 | 0.51915
NSR Chesterfield 4 - NOX Rate Annual v3.1, Unit 5403 and retrofits | 588 | 1936 | Rate Constraint in lbs/MMBtu | FALSE | L | Annual | Constraint Shadow Price | US$/Ton | 0 | 0 | 0 | 0 | 0 | 0 | 0
NSR Chesterfield 5,6 - NOX Rate Annual v3.1, Unit 5404 and retrofits | 589 | 1935 | Rate Constraint in lbs/MMBtu | FALSE | L | Annual | Seasons Included | Seasons | Winter, Summer | Winter, Summer | Winter, Summer | Winter, Summer | Winter, Summer | Winter, Summer | Winter, Summer
NSR Chesterfield 5,6 - NOX Rate Annual v3.1, Unit 5404 and retrofits | 589 | 1935 | Rate Constraint in lbs/MMBtu | FALSE | L | Annual | Standard | lb/MMBtu | 0.1 | 0.1 | 0.1 | 0.1 | 0.1 | 0.1 | 0.1
NSR Chesterfield 5,6 - NOX Rate Annual v3.1, Unit 5404 and retrofits | 589 | 1935 | Rate Constraint in lbs/MMBtu | FALSE | L | Annual | Emissions at Affected Plants NOX | MTons | 0 | 0 | 0 | 0 | 0 | 0 | 0
NSR Chesterfield 5,6 - NOX Rate Annual v3.1, Unit 5404 and retrofits | 589 | 1935 | Rate Constraint in lbs/MMBtu | FALSE | L | Annual | Allowances Purchased NOX | MTons | 0 | 0 | 0 | 0 | 0 | 0 | 0
NSR Chesterfield 5,6 - NOX Rate Annual v3.1, Unit 5404 and retrofits | 589 | 1935 | Rate Constraint in lbs/MMBtu | FALSE | L | Annual | Allowances Sold NOX | MTons | 0 | 0 | 0 | 0 | 0 | 0 | 0
NSR Chesterfield 5,6 - NOX Rate Annual v3.1, Unit 5404 and retrofits | 589 | 1935 | Rate Constraint in lbs/MMBtu | FALSE | L | Annual | Allowances Banked | MTons | 0 | 0 | 0 | 0 | 0 | 0 | 0
NSR Chesterfield 5,6 - NOX Rate Annual v3.1, Unit 5404 and retrofits | 589 | 1935 | Rate Constraint in lbs/MMBtu | FALSE | L | Annual | Allowances Withdrawn (1:1) | MTons | 0 | 0 | 0 | 0 | 0 | 0 | 0
NSR Chesterfield 5,6 - NOX Rate Annual v3.1, Unit 5404 and retrofits | 589 | 1935 | Rate Constraint in lbs/MMBtu | FALSE | L | Annual | Allowances Withdrawn (n:1) | MTons | 0 | 0 | 0 | 0 | 0 | 0 | 0
NSR Chesterfield 5,6 - NOX Rate Annual v3.1, Unit 5404 and retrofits | 589 | 1935 | Rate Constraint in lbs/MMBtu | FALSE | L | Annual | Net Emissions Allowance Position | MTons | 0 | 0 | 0 | 0 | 0 | 0 | 0
NSR Chesterfield 5,6 - NOX Rate Annual v3.1, Unit 5404 and retrofits | 589 | 1935 | Rate Constraint in lbs/MMBtu | FALSE | L | Annual | Fuel Consumed | TBtu | 0 | 0 | 0 | 0 | 0 | 0 | 0
NSR Chesterfield 5,6 - NOX Rate Annual v3.1, Unit 5404 and retrofits | 589 | 1935 | Rate Constraint in lbs/MMBtu | FALSE | L | Annual | Rate | lb/MMBtu | 0 | 0 | 0 | 0 | 0 | 0 | 0
NSR Chesterfield 5,6 - NOX Rate Annual v3.1, Unit 5404 and retrofits | 589 | 1935 | Rate Constraint in lbs/MMBtu | FALSE | L | Annual | Generation | TWh | 0 | 0 | 0 | 0 | 0 | 0 | 0
NSR Chesterfield 5,6 - NOX Rate Annual v3.1, Unit 5404 and retrofits | 589 | 1935 | Rate Constraint in lbs/MMBtu | FALSE | L | Annual | Qualifying Generation | TWh | 0 | 0 | 0 | 0 | 0 | 0 | 0
NSR Chesterfield 5,6 - NOX Rate Annual v3.1, Unit 5404 and retrofits | 589 | 1935 | Rate Constraint in lbs/MMBtu | FALSE | L | Annual | Rate | lb/MWh | 0 | 0 | 0 | 0 | 0 | 0 | 0
NSR Chesterfield 5,6 - NOX Rate Annual v3.1, Unit 5404 and retrofits | 589 | 1935 | Rate Constraint in lbs/MMBtu | FALSE | L | Annual | Constraint Shadow Price | US$/Ton | 239802.1271 | 256903.8469 | 296937.3693 | 269839.5856 | 196253.8859 | 67991.2084 | 82435.1338
NSR Chesterfield 5,6 - NOX Rate Annual v3.1, Unit 5405 and retrofits | 590 | 1935 | Rate Constraint in lbs/MMBtu | FALSE | L | Annual | Seasons Included | Seasons | Winter, Summer | Winter, Summer | Winter, Summer | Winter, Summer | Winter, Summer | Winter, Summer | Winter, Summer
NSR Chesterfield 5,6 - NOX Rate Annual v3.1, Unit 5405 and retrofits | 590 | 1935 | Rate Constraint in lbs/MMBtu | FALSE | L | Annual | Standard | lb/MMBtu | 0.1 | 0.1 | 0.1 | 0.1 | 0.1 | 0.1 | 0.1
NSR Chesterfield 5,6 - NOX Rate Annual v3.1, Unit 5405 and retrofits | 590 | 1935 | Rate Constraint in lbs/MMBtu | FALSE | L | Annual | Emissions at Affected Plants NOX | MTons | 0.90725 | 1.0142 | 1.0142 | 1.0982 | 0.90725 | 0.90725 | 0.90725
NSR Chesterfield 5,6 - NOX Rate Annual v3.1, Unit 5405 and retrofits | 590 | 1935 | Rate Constraint in lbs/MMBtu | FALSE | L | Annual | Allowances Purchased NOX | MTons | 0 | 0 | 0 | 0 | 0 | 0 | 0
NSR Chesterfield 5,6 - NOX Rate Annual v3.1, Unit 5405 and retrofits | 590 | 1935 | Rate Constraint in lbs/MMBtu | FALSE | L | Annual | Allowances Sold NOX | MTons | 0 | 0 | 0 | 0 | 0 | 0 | 0
NSR Chesterfield 5,6 - NOX Rate Annual v3.1, Unit 5405 and retrofits | 590 | 1935 | Rate Constraint in lbs/MMBtu | FALSE | L | Annual | Allowances Banked | MTons | 0 | 0 | 0 | 0 | 0 | 0 | 0
NSR Chesterfield 5,6 - NOX Rate Annual v3.1, Unit 5405 and retrofits | 590 | 1935 | Rate Constraint in lbs/MMBtu | FALSE | L | Annual | Allowances Withdrawn (1:1) | MTons | 0 | 0 | 0 | 0 | 0 | 0 | 0
NSR Chesterfield 5,6 - NOX Rate Annual v3.1, Unit 5405 and retrofits | 590 | 1935 | Rate Constraint in lbs/MMBtu | FALSE | L | Annual | Allowances Withdrawn (n:1) | MTons | 0 | 0 | 0 | 0 | 0 | 0 | 0
NSR Chesterfield 5,6 - NOX Rate Annual v3.1, Unit 5405 and retrofits | 590 | 1935 | Rate Constraint in lbs/MMBtu | FALSE | L | Annual | Net Emissions Allowance Position | MTons | 0.90725 | 1.0142 | 1.0142 | 1.0982 | 0.90725 | 0.90725 | 0.90725
NSR Chesterfield 5,6 - NOX Rate Annual v3.1, Unit 5405 and retrofits | 590 | 1935 | Rate Constraint in lbs/MMBtu | FALSE | L | Annual | Fuel Consumed | TBtu | 34.7723 | 38.8722 | 38.8722 | 42.0896 | 34.7723 | 34.7723 | 34.7723
NSR Chesterfield 5,6 - NOX Rate Annual v3.1, Unit 5405 and retrofits | 590 | 1935 | Rate Constraint in lbs/MMBtu | FALSE | L | Annual | Rate | lb/MMBtu | 0.052182 | 0.052182 | 0.052182 | 0.052182 | 0.052182 | 0.052182 | 0.052182
NSR Chesterfield 5,6 - NOX Rate Annual v3.1, Unit 5405 and retrofits | 590 | 1935 | Rate Constraint in lbs/MMBtu | FALSE | L | Annual | Generation | TWh | 3.4306 | 3.8351 | 3.8351 | 4.1525 | 3.4306 | 3.4306 | 3.4306
NSR Chesterfield 5,6 - NOX Rate Annual v3.1, Unit 5405 and retrofits | 590 | 1935 | Rate Constraint in lbs/MMBtu | FALSE | L | Annual | Qualifying Generation | TWh | 3.4306 | 3.8351 | 3.8351 | 4.1525 | 3.4306 | 3.4306 | 3.4306
NSR Chesterfield 5,6 - NOX Rate Annual v3.1, Unit 5405 and retrofits | 590 | 1935 | Rate Constraint in lbs/MMBtu | FALSE | L | Annual | Rate | lb/MWh | 0.26446 | 0.26446 | 0.26446 | 0.26446 | 0.26446 | 0.26446 | 0.26446
NSR Chesterfield 5,6 - NOX Rate Annual v3.1, Unit 5405 and retrofits | 590 | 1935 | Rate Constraint in lbs/MMBtu | FALSE | L | Annual | Constraint Shadow Price | US$/Ton | 0 | 0 | 0 | 0 | 0 | 0 | 0
NSR ClinchRiver 1-3 - SO2 Cap Annual v3.1 | 591 | 2049 | Rate Constraint in MTons | FALSE | L | Annual | Seasons Included | Seasons | Winter, Summer | Winter, Summer | Winter, Summer | Winter, Summer | Winter, Summer | Winter, Summer | Winter, Summer
NSR ClinchRiver 1-3 - SO2 Cap Annual v3.1 | 591 | 2049 | Rate Constraint in MTons | FALSE | L | Annual | Standard | MTons | 16.3 | 16.3 | 16.3 | 16.3 | 16.3 | 16.3 | 16.3
NSR ClinchRiver 1-3 - SO2 Cap Annual v3.1 | 591 | 2049 | Rate Constraint in MTons | FALSE | L | Annual | Standard SO2 | MTons | 16.3 | 16.3 | 16.3 | 16.3 | 16.3 | 16.3 | 16.3
NSR ClinchRiver 1-3 - SO2 Cap Annual v3.1 | 591 | 2049 | Rate Constraint in MTons | FALSE | L | Annual | Emissions at Affected Plants SO2 | MTons | 0 | 0 | 0 | 0 | 0 | 0 | 0
NSR ClinchRiver 1-3 - SO2 Cap Annual v3.1 | 591 | 2049 | Rate Constraint in MTons | FALSE | L | Annual | Allowances Purchased SO2 | MTons | 0 | 0 | 0 | 0 | 0 | 0 | 0
NSR ClinchRiver 1-3 - SO2 Cap Annual v3.1 | 591 | 2049 | Rate Constraint in MTons | FALSE | L | Annual | Allowances Sold SO2 | MTons | 0 | 0 | 0 | 0 | 0 | 0 | 0
NSR ClinchRiver 1-3 - SO2 Cap Annual v3.1 | 591 | 2049 | Rate Constraint in MTons | FALSE | L | Annual | Allowances Banked | MTons | 0 | 0 | 0 | 0 | 0 | 0 | 0
NSR ClinchRiver 1-3 - SO2 Cap Annual v3.1 | 591 | 2049 | Rate Constraint in MTons | FALSE | L | Annual | Allowances Withdrawn (1:1) | MTons | 0 | 0 | 0 | 0 | 0 | 0 | 0
NSR ClinchRiver 1-3 - SO2 Cap Annual v3.1 | 591 | 2049 | Rate Constraint in MTons | FALSE | L | Annual | Allowances Withdrawn (n:1) | MTons | 0 | 0 | 0 | 0 | 0 | 0 | 0
NSR ClinchRiver 1-3 - SO2 Cap Annual v3.1 | 591 | 2049 | Rate Constraint in MTons | FALSE | L | Annual | Net Emissions Allowance Position | MTons | 0 | 0 | 0 | 0 | 0 | 0 | 0
NSR ClinchRiver 1-3 - SO2 Cap Annual v3.1 | 591 | 2049 | Rate Constraint in MTons | FALSE | L | Annual | Fuel Consumed | TBtu | 0 | 0 | 0 | 0 | 0 | 0 | 0
NSR ClinchRiver 1-3 - SO2 Cap Annual v3.1 | 591 | 2049 | Rate Constraint in MTons | FALSE | L | Annual | Rate | lb/MMBtu | 0 | 0 | 0 | 0 | 0 | 0 | 0
NSR ClinchRiver 1-3 - SO2 Cap Annual v3.1 | 591 | 2049 | Rate Constraint in MTons | FALSE | L | Annual | Generation | TWh | 0 | 0 | 0 | 0 | 0 | 0 | 0
NSR ClinchRiver 1-3 - SO2 Cap Annual v3.1 | 591 | 2049 | Rate Constraint in MTons | FALSE | L | Annual | Qualifying Generation | TWh | 0 | 0 | 0 | 0 | 0 | 0 | 0
NSR ClinchRiver 1-3 - SO2 Cap Annual v3.1 | 591 | 2049 | Rate Constraint in MTons | FALSE | L | Annual | Rate | lb/MWh | 0 | 0 | 0 | 0 | 0 | 0 | 0
NSR ClinchRiver 1-3 - SO2 Cap Annual v3.1 | 591 | 2049 | Rate Constraint in MTons | FALSE | L | Annual | Constraint Shadow Price | US$/Ton | 0 | 0 | 0 | 0 | 0 | 0 | 0
NSR Columbia 1 & 2- NOx Cap Annual v5.13 | 592 | 5993 | Rate Constraint in MTons | FALSE | L | Annual | Seasons Included | Seasons | Winter, Summer | Winter, Summer | Winter, Summer | Winter, Summer | Winter, Summer | Winter, Summer | Winter, Summer
NSR Columbia 1 & 2- NOx Cap Annual v5.13 | 592 | 5993 | Rate Constraint in MTons | FALSE | L | Annual | Standard | MTons | 5.55 | 5.55 | 4.3 | 4.3 | 4.3 | 4.3 | 4.3
NSR Columbia 1 & 2- NOx Cap Annual v5.13 | 592 | 5993 | Rate Constraint in MTons | FALSE | L | Annual | Standard NOX | MTons | 5.55 | 5.55 | 4.3 | 4.3 | 4.3 | 4.3 | 4.3
NSR Columbia 1 & 2- NOx Cap Annual v5.13 | 592 | 5993 | Rate Constraint in MTons | FALSE | L | Annual | Emissions at Affected Plants NOX | MTons | 4.8588 | 5.0173 | 3.5583 | 3.5583 | 3.0377 | 3.3406 | 3.6188
NSR Columbia 1 & 2- NOx Cap Annual v5.13 | 592 | 5993 | Rate Constraint in MTons | FALSE | L | Annual | Allowances Purchased NOX | MTons | 0 | 0 | 0 | 0 | 0 | 0 | 0
NSR Columbia 1 & 2- NOx Cap Annual v5.13 | 592 | 5993 | Rate Constraint in MTons | FALSE | L | Annual | Allowances Sold NOX | MTons | 0 | 0 | 0 | 0 | 0 | 0 | 0
NSR Columbia 1 & 2- NOx Cap Annual v5.13 | 592 | 5993 | Rate Constraint in MTons | FALSE | L | Annual | Allowances Banked | MTons | 0 | 0 | 0 | 0 | 0 | 0 | 0
NSR Columbia 1 & 2- NOx Cap Annual v5.13 | 592 | 5993 | Rate Constraint in MTons | FALSE | L | Annual | Allowances Withdrawn (1:1) | MTons | 0 | 0 | 0 | 0 | 0 | 0 | 0
NSR Columbia 1 & 2- NOx Cap Annual v5.13 | 592 | 5993 | Rate Constraint in MTons | FALSE | L | Annual | Allowances Withdrawn (n:1) | MTons | 0 | 0 | 0 | 0 | 0 | 0 | 0
NSR Columbia 1 & 2- NOx Cap Annual v5.13 | 592 | 5993 | Rate Constraint in MTons | FALSE | L | Annual | Net Emissions Allowance Position | MTons | 4.8588 | 5.0173 | 3.5583 | 3.5583 | 3.0377 | 3.3406 | 3.6188
NSR Columbia 1 & 2- NOx Cap Annual v5.13 | 592 | 5993 | Rate Constraint in MTons | FALSE | L | Annual | Fuel Consumed | TBtu | 81.3796 | 83.6212 | 83.1798 | 83.1798 | 69.8321 | 77.7567 | 85.5913
NSR Columbia 1 & 2- NOx Cap Annual v5.13 | 592 | 5993 | Rate Constraint in MTons | FALSE | L | Annual | Rate | lb/MMBtu | 0.11941 | 0.12 | 0.085558 | 0.085558 | 0.087 | 0.085924 | 0.08456
NSR Columbia 1 & 2- NOx Cap Annual v5.13 | 592 | 5993 | Rate Constraint in MTons | FALSE | L | Annual | Generation | TWh | 7.6074 | 7.8376 | 7.774 | 7.774 | 6.5288 | 7.2678 | 7.9975
NSR Columbia 1 & 2- NOx Cap Annual v5.13 | 592 | 5993 | Rate Constraint in MTons | FALSE | L | Annual | Qualifying Generation | TWh | 7.6074 | 7.8376 | 7.774 | 7.774 | 6.5288 | 7.2678 | 7.9975
NSR Columbia 1 & 2- NOx Cap Annual v5.13 | 592 | 5993 | Rate Constraint in MTons | FALSE | L | Annual | Rate | lb/MWh | 0.63868 | 0.64015 | 0.45772 | 0.45772 | 0.46528 | 0.45964 | 0.45249
NSR Columbia 1 & 2- NOx Cap Annual v5.13 | 592 | 5993 | Rate Constraint in MTons | FALSE | L | Annual | Constraint Shadow Price | US$/Ton | 0 | 0 | 0 | 0 | 0 | 0 | 0
NSR Columbia 1 & 2- SO2 Cap Annual v5.13 | 593 | 5991 | Rate Constraint in MTons | FALSE | L | Annual | Seasons Included | Seasons | Winter, Summer | Winter, Summer | Winter, Summer | Winter, Summer | Winter, Summer | Winter, Summer | Winter, Summer
NSR Columbia 1 & 2- SO2 Cap Annual v5.13 | 593 | 5991 | Rate Constraint in MTons | FALSE | L | Annual | Standard | MTons | 3.286 | 3.286 | 3.286 | 3.286 | 3.286 | 3.286 | 3.286
NSR Columbia 1 & 2- SO2 Cap Annual v5.13 | 593 | 5991 | Rate Constraint in MTons | FALSE | L | Annual | Standard SO2 | MTons | 3.286 | 3.286 | 3.286 | 3.286 | 3.286 | 3.286 | 3.286
NSR Columbia 1 & 2- SO2 Cap Annual v5.13 | 593 | 5991 | Rate Constraint in MTons | FALSE | L | Annual | Emissions at Affected Plants SO2 | MTons | 3.0517 | 3.1358 | 3.1192 | 3.1192 | 2.6187 | 2.9159 | 3.2097
NSR Columbia 1 & 2- SO2 Cap Annual v5.13 | 593 | 5991 | Rate Constraint in MTons | FALSE | L | Annual | Allowances Purchased SO2 | MTons | 0 | 0 | 0 | 0 | 0 | 0 | 0
NSR Columbia 1 & 2- SO2 Cap Annual v5.13 | 593 | 5991 | Rate Constraint in MTons | FALSE | L | Annual | Allowances Sold SO2 | MTons | 0 | 0 | 0 | 0 | 0 | 0 | 0
NSR Columbia 1 & 2- SO2 Cap Annual v5.13 | 593 | 5991 | Rate Constraint in MTons | FALSE | L | Annual | Allowances Banked | MTons | 0 | 0 | 0 | 0 | 0 | 0 | 0
NSR Columbia 1 & 2- SO2 Cap Annual v5.13 | 593 | 5991 | Rate Constraint in MTons | FALSE | L | Annual | Allowances Withdrawn (1:1) | MTons | 0 | 0 | 0 | 0 | 0 | 0 | 0
NSR Columbia 1 & 2- SO2 Cap Annual v5.13 | 593 | 5991 | Rate Constraint in MTons | FALSE | L | Annual | Allowances Withdrawn (n:1) | MTons | 0 | 0 | 0 | 0 | 0 | 0 | 0
NSR Columbia 1 & 2- SO2 Cap Annual v5.13 | 593 | 5991 | Rate Constraint in MTons | FALSE | L | Annual | Net Emissions Allowance Position | MTons | 3.0517 | 3.1358 | 3.1192 | 3.1192 | 2.6187 | 2.9159 | 3.2097
NSR Columbia 1 & 2- SO2 Cap Annual v5.13 | 593 | 5991 | Rate Constraint in MTons | FALSE | L | Annual | Fuel Consumed | TBtu | 81.3796 | 83.6212 | 83.1798 | 83.1798 | 69.8321 | 77.7567 | 85.5913
NSR Columbia 1 & 2- SO2 Cap Annual v5.13 | 593 | 5991 | Rate Constraint in MTons | FALSE | L | Annual | Rate | lb/MMBtu | 0.075 | 0.075 | 0.075 | 0.075 | 0.075 | 0.075 | 0.075
NSR Columbia 1 & 2- SO2 Cap Annual v5.13 | 593 | 5991 | Rate Constraint in MTons | FALSE | L | Annual | Generation | TWh | 7.6074 | 7.8376 | 7.774 | 7.774 | 6.5288 | 7.2678 | 7.9975
NSR Columbia 1 & 2- SO2 Cap Annual v5.13 | 593 | 5991 | Rate Constraint in MTons | FALSE | L | Annual | Qualifying Generation | TWh | 7.6074 | 7.8376 | 7.774 | 7.774 | 6.5288 | 7.2678 | 7.9975
NSR Columbia 1 & 2- SO2 Cap Annual v5.13 | 593 | 5991 | Rate Constraint in MTons | FALSE | L | Annual | Rate | lb/MWh | 0.40115 | 0.40009 | 0.40124 | 0.40124 | 0.4011 | 0.4012 | 0.40134
NSR Columbia 1 & 2- SO2 Cap Annual v5.13 | 593 | 5991 | Rate Constraint in MTons | FALSE | L | Annual | Constraint Shadow Price | US$/Ton | 0 | 0 | 0 | 0 | 0 | 0 | 0
NSR Columbia 1 & 2- SO2 Rate Annual v5.13 | 594 | 5992 | Rate Constraint in lbs/MMBtu | FALSE | L | Annual | Seasons Included | Seasons | Winter, Summer | Winter, Summer | Winter, Summer | Winter, Summer | Winter, Summer | Winter, Summer | Winter, Summer
NSR Columbia 1 & 2- SO2 Rate Annual v5.13 | 594 | 5992 | Rate Constraint in lbs/MMBtu | FALSE | L | Annual | Standard | lb/MMBtu | 0.075 | 0.075 | 0.075 | 0.075 | 0.075 | 0.075 | 0.075
NSR Columbia 1 & 2- SO2 Rate Annual v5.13 | 594 | 5992 | Rate Constraint in lbs/MMBtu | FALSE | L | Annual | Emissions at Affected Plants SO2 | MTons | 3.0517 | 3.1358 | 3.1192 | 3.1192 | 2.6187 | 2.9159 | 3.2097
NSR Columbia 1 & 2- SO2 Rate Annual v5.13 | 594 | 5992 | Rate Constraint in lbs/MMBtu | FALSE | L | Annual | Allowances Purchased SO2 | MTons | 0 | 0 | 0 | 0 | 0 | 0 | 0
NSR Columbia 1 & 2- SO2 Rate Annual v5.13 | 594 | 5992 | Rate Constraint in lbs/MMBtu | FALSE | L | Annual | Allowances Sold SO2 | MTons | 0 | 0 | 0 | 0 | 0 | 0 | 0
NSR Columbia 1 & 2- SO2 Rate Annual v5.13 | 594 | 5992 | Rate Constraint in lbs/MMBtu | FALSE | L | Annual | Allowances Banked | MTons | 0 | 0 | 0 | 0 | 0 | 0 | 0
NSR Columbia 1 & 2- SO2 Rate Annual v5.13 | 594 | 5992 | Rate Constraint in lbs/MMBtu | FALSE | L | Annual | Allowances Withdrawn (1:1) | MTons | 0 | 0 | 0 | 0 | 0 | 0 | 0
NSR Columbia 1 & 2- SO2 Rate Annual v5.13 | 594 | 5992 | Rate Constraint in lbs/MMBtu | FALSE | L | Annual | Allowances Withdrawn (n:1) | MTons | 0 | 0 | 0 | 0 | 0 | 0 | 0
NSR Columbia 1 & 2- SO2 Rate Annual v5.13 | 594 | 5992 | Rate Constraint in lbs/MMBtu | FALSE | L | Annual | Net Emissions Allowance Position | MTons | 3.0517 | 3.1358 | 3.1192 | 3.1192 | 2.6187 | 2.9159 | 3.2097
NSR Columbia 1 & 2- SO2 Rate Annual v5.13 | 594 | 5992 | Rate Constraint in lbs/MMBtu | FALSE | L | Annual | Fuel Consumed | TBtu | 81.3796 | 83.6212 | 83.1798 | 83.1798 | 69.8321 | 77.7567 | 85.5913
NSR Columbia 1 & 2- SO2 Rate Annual v5.13 | 594 | 5992 | Rate Constraint in lbs/MMBtu | FALSE | L | Annual | Rate | lb/MMBtu | 0.075 | 0.075 | 0.075 | 0.075 | 0.075 | 0.075 | 0.075
NSR Columbia 1 & 2- SO2 Rate Annual v5.13 | 594 | 5992 | Rate Constraint in lbs/MMBtu | FALSE | L | Annual | Generation | TWh | 7.6074 | 7.8376 | 7.774 | 7.774 | 6.5288 | 7.2678 | 7.9975
NSR Columbia 1 & 2- SO2 Rate Annual v5.13 | 594 | 5992 | Rate Constraint in lbs/MMBtu | FALSE | L | Annual | Qualifying Generation | TWh | 7.6074 | 7.8376 | 7.774 | 7.774 | 6.5288 | 7.2678 | 7.9975
NSR Columbia 1 & 2- SO2 Rate Annual v5.13 | 594 | 5992 | Rate Constraint in lbs/MMBtu | FALSE | L | Annual | Rate | lb/MWh | 0.40115 | 0.40009 | 0.40124 | 0.40124 | 0.4011 | 0.4012 | 0.40134
NSR Columbia 1 & 2- SO2 Rate Annual v5.13 | 594 | 5992 | Rate Constraint in lbs/MMBtu | FALSE | L | Annual | Constraint Shadow Price | US$/Ton | 0 | 0 | 0 | 0 | 0 | 0 | 0
NSR Columbia 1- Hg Rate Annual v5.13 | 595 | 6002 | Rate Constraint in lbs/MMBtu | FALSE | L | Annual | Seasons Included | Seasons | Winter, Summer | Winter, Summer | Winter, Summer | Winter, Summer | Winter, Summer | Winter, Summer | Winter, Summer
NSR Columbia 1- Hg Rate Annual v5.13 | 595 | 6002 | Rate Constraint in lbs/MMBtu | FALSE | L | Annual | Standard | lb/MMBtu | 0.015 | 0.015 | 0.015 | 0.015 | 0.015 | 0.015 | 0.015
NSR Columbia 1- Hg Rate Annual v5.13 | 595 | 6002 | Rate Constraint in lbs/MMBtu | FALSE | L | Annual | Emissions at Affected Plants MER | lbs | 21.6811 | 23.6631 | 23.6631 | 23.6631 | 20.6697 | 22.3487 | 23.6631
NSR Columbia 1- Hg Rate Annual v5.13 | 595 | 6002 | Rate Constraint in lbs/MMBtu | FALSE | L | Annual | Allowances Purchased MER | lbs | 0 | 0 | 0 | 0 | 0 | 0 | 0
NSR Columbia 1- Hg Rate Annual v5.13 | 595 | 6002 | Rate Constraint in lbs/MMBtu | FALSE | L | Annual | Allowances Sold MER | lbs | 0 | 0 | 0 | 0 | 0 | 0 | 0
NSR Columbia 1- Hg Rate Annual v5.13 | 595 | 6002 | Rate Constraint in lbs/MMBtu | FALSE | L | Annual | Allowances Banked | lbs | 0 | 0 | 0 | 0 | 0 | 0 | 0
NSR Columbia 1- Hg Rate Annual v5.13 | 595 | 6002 | Rate Constraint in lbs/MMBtu | FALSE | L | Annual | Allowances Withdrawn (1:1) | lbs | 0 | 0 | 0 | 0 | 0 | 0 | 0
NSR Columbia 1- Hg Rate Annual v5.13 | 595 | 6002 | Rate Constraint in lbs/MMBtu | FALSE | L | Annual | Allowances Withdrawn (n:1) | lbs | 0 | 0 | 0 | 0 | 0 | 0 | 0
NSR Columbia 1- Hg Rate Annual v5.13 | 595 | 6002 | Rate Constraint in lbs/MMBtu | FALSE | L | Annual | Net Emissions Allowance Position | lbs | 21.6811 | 23.6631 | 23.6631 | 23.6631 | 20.6697 | 22.3487 | 23.6631
NSR Columbia 1- Hg Rate Annual v5.13 | 595 | 6002 | Rate Constraint in lbs/MMBtu | FALSE | L | Annual | Fuel Consumed | TBtu | 40.2759 | 42.1803 | 42.1803 | 42.1803 | 36.8445 | 39.8372 | 42.1803
NSR Columbia 1- Hg Rate Annual v5.13 | 595 | 6002 | Rate Constraint in lbs/MMBtu | FALSE | L | Annual | Rate | lb/MMBtu | 5.3832e-07 | 5.61e-07 | 5.61e-07 | 5.61e-07 | 5.61e-07 | 5.61e-07 | 5.61e-07
NSR Columbia 1- Hg Rate Annual v5.13 | 595 | 6002 | Rate Constraint in lbs/MMBtu | FALSE | L | Annual | Generation | TWh | 3.7857 | 3.9748 | 3.9748 | 3.9748 | 3.472 | 3.754 | 3.9748
NSR Columbia 1- Hg Rate Annual v5.13 | 595 | 6002 | Rate Constraint in lbs/MMBtu | FALSE | L | Annual | Qualifying Generation | TWh | 3.7857 | 3.9748 | 3.9748 | 3.9748 | 3.472 | 3.754 | 3.9748
NSR Columbia 1- Hg Rate Annual v5.13 | 595 | 6002 | Rate Constraint in lbs/MMBtu | FALSE | L | Annual | Rate | lb/MWh | 5.7271 | 5.9533 | 5.9533 | 5.9533 | 5.9533 | 5.9533 | 5.9533
NSR Columbia 1- Hg Rate Annual v5.13 | 595 | 6002 | Rate Constraint in lbs/MMBtu | FALSE | L | Annual | Constraint Shadow Price | US$/Lb | 0 | 0 | 0 | 0 | 0 | 0 | 0
NSR Columbia 1- NOx Rate Annual v5.13 | 596 | 5994 | Rate Constraint in lbs/MMBtu | FALSE | L | Annual | Seasons Included | Seasons | Winter, Summer | Winter, Summer | Winter, Summer | Winter, Summer | Winter, Summer | Winter, Summer | Winter, Summer
NSR Columbia 1- NOx Rate Annual v5.13 | 596 | 5994 | Rate Constraint in lbs/MMBtu | FALSE | L | Annual | Standard | lb/MMBtu | 0.15 | 0.15 | 0.15 | 0.15 | 0.15 | 0.15 | 0.15
NSR Columbia 1- NOx Rate Annual v5.13 | 596 | 5994 | Rate Constraint in lbs/MMBtu | FALSE | L | Annual | Emissions at Affected Plants NOX | MTons | 2.4047 | 2.5308 | 2.5308 | 2.5308 | 2.2107 | 2.3902 | 2.5308
NSR Columbia 1- NOx Rate Annual v5.13 | 596 | 5994 | Rate Constraint in lbs/MMBtu | FALSE | L | Annual | Allowances Purchased NOX | MTons | 0 | 0 | 0 | 0 | 0 | 0 | 0
NSR Columbia 1- NOx Rate Annual v5.13 | 596 | 5994 | Rate Constraint in lbs/MMBtu | FALSE | L | Annual | Allowances Sold NOX | MTons | 0 | 0 | 0 | 0 | 0 | 0 | 0
NSR Columbia 1- NOx Rate Annual v5.13 | 596 | 5994 | Rate Constraint in lbs/MMBtu | FALSE | L | Annual | Allowances Banked | MTons | 0 | 0 | 0 | 0 | 0 | 0 | 0
NSR Columbia 1- NOx Rate Annual v5.13 | 596 | 5994 | Rate Constraint in lbs/MMBtu | FALSE | L | Annual | Allowances Withdrawn (1:1) | MTons | 0 | 0 | 0 | 0 | 0 | 0 | 0
NSR Columbia 1- NOx Rate Annual v5.13 | 596 | 5994 | Rate Constraint in lbs/MMBtu | FALSE | L | Annual | Allowances Withdrawn (n:1) | MTons | 0 | 0 | 0 | 0 | 0 | 0 | 0
NSR Columbia 1- NOx Rate Annual v5.13 | 596 | 5994 | Rate Constraint in lbs/MMBtu | FALSE | L | Annual | Net Emissions Allowance Position | MTons | 2.4047 | 2.5308 | 2.5308 | 2.5308 | 2.2107 | 2.3902 | 2.5308
NSR Columbia 1- NOx Rate Annual v5.13 | 596 | 5994 | Rate Constraint in lbs/MMBtu | FALSE | L | Annual | Fuel Consumed | TBtu | 40.2759 | 42.1803 | 42.1803 | 42.1803 | 36.8445 | 39.8372 | 42.1803
NSR Columbia 1- NOx Rate Annual v5.13 | 596 | 5994 | Rate Constraint in lbs/MMBtu | FALSE | L | Annual | Rate | lb/MMBtu | 0.11941 | 0.12 | 0.12 | 0.12 | 0.12 | 0.12 | 0.12
NSR Columbia 1- NOx Rate Annual v5.13 | 596 | 5994 | Rate Constraint in lbs/MMBtu | FALSE | L | Annual | Generation | TWh | 3.7857 | 3.9748 | 3.9748 | 3.9748 | 3.472 | 3.754 | 3.9748
NSR Columbia 1- NOx Rate Annual v5.13 | 596 | 5994 | Rate Constraint in lbs/MMBtu | FALSE | L | Annual | Qualifying Generation | TWh | 3.7857 | 3.9748 | 3.9748 | 3.9748 | 3.472 | 3.754 | 3.9748
NSR Columbia 1- NOx Rate Annual v5.13 | 596 | 5994 | Rate Constraint in lbs/MMBtu | FALSE | L | Annual | Rate | lb/MWh | 0.6352 | 0.63672 | 0.63672 | 0.63672 | 0.63672 | 0.63672 | 0.63672
NSR Columbia 1- NOx Rate Annual v5.13 | 596 | 5994 | Rate Constraint in lbs/MMBtu | FALSE | L | Annual | Constraint Shadow Price | US$/Ton | 0 | 0 | 0 | 0 | 0 | 0 | 0
NSR Columbia 2- Hg Rate Annual v5.13 | 597 | 5995 | Rate Constraint in lbs/MMBtu | FALSE | L | Annual | Seasons Included | Seasons | Winter, Summer | Winter, Summer | Winter, Summer | Winter, Summer | Winter, Summer | Winter, Summer | Winter, Summer
NSR Columbia 2- Hg Rate Annual v5.13 | 597 | 5995 | Rate Constraint in lbs/MMBtu | FALSE | L | Annual | Standard | lb/MMBtu | 0.015 | 0.015 | 0.015 | 0.015 | 0.015 | 0.015 | 0.015
NSR Columbia 2- Hg Rate Annual v5.13 | 597 | 5995 | Rate Constraint in lbs/MMBtu | FALSE | L | Annual | Emissions at Affected Plants MER | lbs | 22.1267 | 23.2484 | 23.0008 | 23.0008 | 18.5061 | 21.2729 | 24.3536
NSR Columbia 2- Hg Rate Annual v5.13 | 597 | 5995 | Rate Constraint in lbs/MMBtu | FALSE | L | Annual | Allowances Purchased MER | lbs | 0 | 0 | 0 | 0 | 0 | 0 | 0
NSR Columbia 2- Hg Rate Annual v5.13 | 597 | 5995 | Rate Constraint in lbs/MMBtu | FALSE | L | Annual | Allowances Sold MER | lbs | 0 | 0 | 0 | 0 | 0 | 0 | 0
NSR Columbia 2- Hg Rate Annual v5.13 | 597 | 5995 | Rate Constraint in lbs/MMBtu | FALSE | L | Annual | Allowances Banked | lbs | 0 | 0 | 0 | 0 | 0 | 0 | 0
NSR Columbia 2- Hg Rate Annual v5.13 | 597 | 5995 | Rate Constraint in lbs/MMBtu | FALSE | L | Annual | Allowances Withdrawn (1:1) | lbs | 0 | 0 | 0 | 0 | 0 | 0 | 0
NSR Columbia 2- Hg Rate Annual v5.13 | 597 | 5995 | Rate Constraint in lbs/MMBtu | FALSE | L | Annual | Allowances Withdrawn (n:1) | lbs | 0 | 0 | 0 | 0 | 0 | 0 | 0
NSR Columbia 2- Hg Rate Annual v5.13 | 597 | 5995 | Rate Constraint in lbs/MMBtu | FALSE | L | Annual | Net Emissions Allowance Position | lbs | 22.1267 | 23.2484 | 23.0008 | 23.0008 | 18.5061 | 21.2729 | 24.3536
NSR Columbia 2- Hg Rate Annual v5.13 | 597 | 5995 | Rate Constraint in lbs/MMBtu | FALSE | L | Annual | Fuel Consumed | TBtu | 41.1036 | 41.4409 | 40.9996 | 40.9996 | 32.9876 | 37.9195 | 43.411
NSR Columbia 2- Hg Rate Annual v5.13 | 597 | 5995 | Rate Constraint in lbs/MMBtu | FALSE | L | Annual | Rate | lb/MMBtu | 5.3832e-07 | 5.61e-07 | 5.61e-07 | 5.61e-07 | 5.61e-07 | 5.61e-07 | 5.61e-07
NSR Columbia 2- Hg Rate Annual v5.13 | 597 | 5995 | Rate Constraint in lbs/MMBtu | FALSE | L | Annual | Generation | TWh | 3.8217 | 3.8629 | 3.7992 | 3.7992 | 3.0568 | 3.5138 | 4.0227
NSR Columbia 2- Hg Rate Annual v5.13 | 597 | 5995 | Rate Constraint in lbs/MMBtu | FALSE | L | Annual | Qualifying Generation | TWh | 3.8217 | 3.8629 | 3.7992 | 3.7992 | 3.0568 | 3.5138 | 4.0227
NSR Columbia 2- Hg Rate Annual v5.13 | 597 | 5995 | Rate Constraint in lbs/MMBtu | FALSE | L | Annual | Rate | lb/MWh | 5.7897 | 6.0184 | 6.054 | 6.054 | 6.054 | 6.054 | 6.054
NSR Columbia 2- Hg Rate Annual v5.13 | 597 | 5995 | Rate Constraint in lbs/MMBtu | FALSE | L | Annual | Constraint Shadow Price | US$/Lb | 0 | 0 | 0 | 0 | 0 | 0 | 0
NSR Columbia 2- NOx Rate Annual v5.13 | 598 | 5997 | Rate Constraint in lbs/MMBtu | FALSE | L | Annual | Seasons Included | Seasons | Winter, Summer | Winter, Summer | Winter, Summer | Winter, Summer | Winter, Summer | Winter, Summer | Winter, Summer
NSR Columbia 2- NOx Rate Annual v5.13 | 598 | 5997 | Rate Constraint in lbs/MMBtu | FALSE | L | Annual | Standard | lb/MMBtu | 0.15 | 0.15 | 0.07 | 0.07 | 0.07 | 0.07 | 0.07
NSR Columbia 2- NOx Rate Annual v5.13 | 598 | 5997 | Rate Constraint in lbs/MMBtu | FALSE | L | Annual | Emissions at Affected Plants NOX | MTons | 2.4541 | 2.4865 | 1.0275 | 1.0275 | 0.82704 | 0.95034 | 1.088
NSR Columbia 2- NOx Rate Annual v5.13 | 598 | 5997 | Rate Constraint in lbs/MMBtu | FALSE | L | Annual | Allowances Purchased NOX | MTons | 0 | 0 | 0 | 0 | 0 | 0 | 0
NSR Columbia 2- NOx Rate Annual v5.13 | 598 | 5997 | Rate Constraint in lbs/MMBtu | FALSE | L | Annual | Allowances Sold NOX | MTons | 0 | 0 | 0 | 0 | 0 | 0 | 0
NSR Columbia 2- NOx Rate Annual v5.13 | 598 | 5997 | Rate Constraint in lbs/MMBtu | FALSE | L | Annual | Allowances Banked | MTons | 0 | 0 | 0 | 0 | 0 | 0 | 0
NSR Columbia 2- NOx Rate Annual v5.13 | 598 | 5997 | Rate Constraint in lbs/MMBtu | FALSE | L | Annual | Allowances Withdrawn (1:1) | MTons | 0 | 0 | 0 | 0 | 0 | 0 | 0
NSR Columbia 2- NOx Rate Annual v5.13 | 598 | 5997 | Rate Constraint in lbs/MMBtu | FALSE | L | Annual | Allowances Withdrawn (n:1) | MTons | 0 | 0 | 0 | 0 | 0 | 0 | 0
NSR Columbia 2- NOx Rate Annual v5.13 | 598 | 5997 | Rate Constraint in lbs/MMBtu | FALSE | L | Annual | Net Emissions Allowance Position | MTons | 2.4541 | 2.4865 | 1.0275 | 1.0275 | 0.82704 | 0.95034 | 1.088
NSR Columbia 2- NOx Rate Annual v5.13 | 598 | 5997 | Rate Constraint in lbs/MMBtu | FALSE | L | Annual | Fuel Consumed | TBtu | 41.1036 | 41.4409 | 40.9996 | 40.9996 | 32.9876 | 37.9195 | 43.411
NSR Columbia 2- NOx Rate Annual v5.13 | 598 | 5997 | Rate Constraint in lbs/MMBtu | FALSE | L | Annual | Rate | lb/MMBtu | 0.11941 | 0.12 | 0.050124 | 0.050124 | 0.050143 | 0.050124 | 0.050124
NSR Columbia 2- NOx Rate Annual v5.13 | 598 | 5997 | Rate Constraint in lbs/MMBtu | FALSE | L | Annual | Generation | TWh | 3.8217 | 3.8629 | 3.7992 | 3.7992 | 3.0568 | 3.5138 | 4.0227
NSR Columbia 2- NOx Rate Annual v5.13 | 598 | 5997 | Rate Constraint in lbs/MMBtu | FALSE | L | Annual | Qualifying Generation | TWh | 3.8217 | 3.8629 | 3.7992 | 3.7992 | 3.0568 | 3.5138 | 4.0227
NSR Columbia 2- NOx Rate Annual v5.13 | 598 | 5997 | Rate Constraint in lbs/MMBtu | FALSE | L | Annual | Rate | lb/MWh | 0.64214 | 0.64368 | 0.27046 | 0.27046 | 0.27056 | 0.27046 | 0.27046
NSR Columbia 2- NOx Rate Annual v5.13 | 598 | 5997 | Rate Constraint in lbs/MMBtu | FALSE | L | Annual | Constraint Shadow Price | US$/Ton | 0 | 0 | 0 | 0 | 0 | 0 | 0
NSR Cooper 2 - NOX Rate Annual v3.1, Unit 3597 and retrofits | 599 | 1957 | Rate Constraint in lbs/MMBtu | FALSE | L | Annual | Seasons Included | Seasons | Winter, Summer | Winter, Summer | Winter, Summer | Winter, Summer | Winter, Summer | Winter, Summer | Winter, Summer
NSR Cooper 2 - NOX Rate Annual v3.1, Unit 3597 and retrofits | 599 | 1957 | Rate Constraint in lbs/MMBtu | FALSE | L | Annual | Standard | lb/MMBtu | 0.08 | 0.08 | 0.08 | 0.08 | 0.08 | 0.08 | 0.08
NSR Cooper 2 - NOX Rate Annual v3.1, Unit 3597 and retrofits | 599 | 1957 | Rate Constraint in lbs/MMBtu | FALSE | L | Annual | Emissions at Affected Plants NOX | MTons | 0 | 0 | 0 | 0 | 0 | 0 | 0
NSR Cooper 2 - NOX Rate Annual v3.1, Unit 3597 and retrofits | 599 | 1957 | Rate Constraint in lbs/MMBtu | FALSE | L | Annual | Allowances Purchased NOX | MTons | 0 | 0 | 0 | 0 | 0 | 0 | 0
NSR Cooper 2 - NOX Rate Annual v3.1, Unit 3597 and retrofits | 599 | 1957 | Rate Constraint in lbs/MMBtu | FALSE | L | Annual | Allowances Sold NOX | MTons | 0 | 0 | 0 | 0 | 0 | 0 | 0
NSR Cooper 2 - NOX Rate Annual v3.1, Unit 3597 and retrofits | 599 | 1957 | Rate Constraint in lbs/MMBtu | FALSE | L | Annual | Allowances Banked | MTons | 0 | 0 | 0 | 0 | 0 | 0 | 0
NSR Cooper 2 - NOX Rate Annual v3.1, Unit 3597 and retrofits | 599 | 1957 | Rate Constraint in lbs/MMBtu | FALSE | L | Annual | Allowances Withdrawn (1:1) | MTons | 0 | 0 | 0 | 0 | 0 | 0 | 0
NSR Cooper 2 - NOX Rate Annual v3.1, Unit 3597 and retrofits | 599 | 1957 | Rate Constraint in lbs/MMBtu | FALSE | L | Annual | Allowances Withdrawn (n:1) | MTons | 0 | 0 | 0 | 0 | 0 | 0 | 0
NSR Cooper 2 - NOX Rate Annual v3.1, Unit 3597 and retrofits | 599 | 1957 | Rate Constraint in lbs/MMBtu | FALSE | L | Annual | Net Emissions Allowance Position | MTons | 0 | 0 | 0 | 0 | 0 | 0 | 0
NSR Cooper 2 - NOX Rate Annual v3.1, Unit 3597 and retrofits | 599 | 1957 | Rate Constraint in lbs/MMBtu | FALSE | L | Annual | Fuel Consumed | TBtu | 0 | 0 | 0 | 0 | 0 | 0 | 0
NSR Cooper 2 - NOX Rate Annual v3.1, Unit 3597 and retrofits | 599 | 1957 | Rate Constraint in lbs/MMBtu | FALSE | L | Annual | Rate | lb/MMBtu | 0 | 0 | 0 | 0 | 0 | 0 | 0
NSR Cooper 2 - NOX Rate Annual v3.1, Unit 3597 and retrofits | 599 | 1957 | Rate Constraint in lbs/MMBtu | FALSE | L | Annual | Generation | TWh | 0 | 0 | 0 | 0 | 0 | 0 | 0
NSR Cooper 2 - NOX Rate Annual v3.1, Unit 3597 and retrofits | 599 | 1957 | Rate Constraint in lbs/MMBtu | FALSE | L | Annual | Qualifying Generation | TWh | 0 | 0 | 0 | 0 | 0 | 0 | 0
NSR Cooper 2 - NOX Rate Annual v3.1, Unit 3597 and retrofits | 599 | 1957 | Rate Constraint in lbs/MMBtu | FALSE | L | Annual | Rate | lb/MWh | 0 | 0 | 0 | 0 | 0 | 0 | 0
NSR Cooper 2 - NOX Rate Annual v3.1, Unit 3597 and retrofits | 599 | 1957 | Rate Constraint in lbs/MMBtu | FALSE | L | Annual | Constraint Shadow Price | US$/Ton | 0 | 0 | 0 | 0 | 0 | 0 | 0
NSR Cooper 2 - SO2 Rate Annual v3.1, Unit 3597 and retrofits | 600 | 1958 | Rate Constraint in lbs/MMBtu | FALSE | L | Annual | Seasons Included | Seasons | Winter, Summer | Winter, Summer | Winter, Summer | Winter, Summer | Winter, Summer | Winter, Summer | Winter, Summer
NSR Cooper 2 - SO2 Rate Annual v3.1, Unit 3597 and retrofits | 600 | 1958 | Rate Constraint in lbs/MMBtu | FALSE | L | Annual | Standard | lb/MMBtu | 0.1 | 0.1 | 0.1 | 0.1 | 0.1 | 0.1 | 0.1
NSR Cooper 2 - SO2 Rate Annual v3.1, Unit 3597 and retrofits | 600 | 1958 | Rate Constraint in lbs/MMBtu | FALSE | L | Annual | Emissions at Affected Plants SO2 | MTons | 0 | 0 | 0 | 0 | 0 | 0 | 0
NSR Cooper 2 - SO2 Rate Annual v3.1, Unit 3597 and retrofits | 600 | 1958 | Rate Constraint in lbs/MMBtu | FALSE | L | Annual | Allowances Purchased SO2 | MTons | 0 | 0 | 0 | 0 | 0 | 0 | 0
NSR Cooper 2 - SO2 Rate Annual v3.1, Unit 3597 and retrofits | 600 | 1958 | Rate Constraint in lbs/MMBtu | FALSE | L | Annual | Allowances Sold SO2 | MTons | 0 | 0 | 0 | 0 | 0 | 0 | 0
NSR Cooper 2 - SO2 Rate Annual v3.1, Unit 3597 and retrofits | 600 | 1958 | Rate Constraint in lbs/MMBtu | FALSE | L | Annual | Allowances Banked | MTons | 0 | 0 | 0 | 0 | 0 | 0 | 0
NSR Cooper 2 - SO2 Rate Annual v3.1, Unit 3597 and retrofits | 600 | 1958 | Rate Constraint in lbs/MMBtu | FALSE | L | Annual | Allowances Withdrawn (1:1) | MTons | 0 | 0 | 0 | 0 | 0 | 0 | 0
NSR Cooper 2 - SO2 Rate Annual v3.1, Unit 3597 and retrofits | 600 | 1958 | Rate Constraint in lbs/MMBtu | FALSE | L | Annual | Allowances Withdrawn (n:1) | MTons | 0 | 0 | 0 | 0 | 0 | 0 | 0
NSR Cooper 2 - SO2 Rate Annual v3.1, Unit 3597 and retrofits | 600 | 1958 | Rate Constraint in lbs/MMBtu | FALSE | L | Annual | Net Emissions Allowance Position | MTons | 0 | 0 | 0 | 0 | 0 | 0 | 0
NSR Cooper 2 - SO2 Rate Annual v3.1, Unit 3597 and retrofits | 600 | 1958 | Rate Constraint in lbs/MMBtu | FALSE | L | Annual | Fuel Consumed | TBtu | 0 | 0 | 0 | 0 | 0 | 0 | 0
NSR Cooper 2 - SO2 Rate Annual v3.1, Unit 3597 and retrofits | 600 | 1958 | Rate Constraint in lbs/MMBtu | FALSE | L | Annual | Rate | lb/MMBtu | 0 | 0 | 0 | 0 | 0 | 0 | 0
NSR Cooper 2 - SO2 Rate Annual v3.1, Unit 3597 and retrofits | 600 | 1958 | Rate Constraint in lbs/MMBtu | FALSE | L | Annual | Generation | TWh | 0 | 0 | 0 | 0 | 0 | 0 | 0
NSR Cooper 2 - SO2 Rate Annual v3.1, Unit 3597 and retrofits | 600 | 1958 | Rate Constraint in lbs/MMBtu | FALSE | L | Annual | Qualifying Generation | TWh | 0 | 0 | 0 | 0 | 0 | 0 | 0
NSR Cooper 2 - SO2 Rate Annual v3.1, Unit 3597 and retrofits | 600 | 1958 | Rate Constraint in lbs/MMBtu | FALSE | L | Annual | Rate | lb/MWh | 0 | 0 | 0 | 0 | 0 | 0 | 0
NSR Cooper 2 - SO2 Rate Annual v3.1, Unit 3597 and retrofits | 600 | 1958 | Rate Constraint in lbs/MMBtu | FALSE | L | Annual | Constraint Shadow Price | US$/Ton | 0 | 0 | 0 | 0 | 0 | 0 | 0
NSR Cross 1,2 - NOX Rate Annual v3.1, Unit 5385 and retrofits | 601 | 1949 | Rate Constraint in lbs/MMBtu | FALSE | L | Annual | Seasons Included | Seasons | Winter, Summer | Winter, Summer | Winter, Summer | Winter, Summer | Winter, Summer | Winter, Summer | Winter, Summer
NSR Cross 1,2 - NOX Rate Annual v3.1, Unit 5385 and retrofits | 601 | 1949 | Rate Constraint in lbs/MMBtu | FALSE | L | Annual | Standard | lb/MMBtu | 0.1 | 0.1 | 0.1 | 0.1 | 0.1 | 0.1 | 0.1
NSR Cross 1,2 - NOX Rate Annual v3.1, Unit 5385 and retrofits | 601 | 1949 | Rate Constraint in lbs/MMBtu | FALSE | L | Annual | Emissions at Affected Plants NOX | MTons | 1.1249 | 0.89481 | 1.1249 | 1.2739 | 1.1236 | 0.87144 | 1.2739
NSR Cross 1,2 - NOX Rate Annual v3.1, Unit 5385 and retrofits | 601 | 1949 | Rate Constraint in lbs/MMBtu | FALSE | L | Annual | Allowances Purchased NOX | MTons | 0 | 0 | 0 | 0 | 0 | 0 | 0
NSR Cross 1,2 - NOX Rate Annual v3.1, Unit 5385 and retrofits | 601 | 1949 | Rate Constraint in lbs/MMBtu | FALSE | L | Annual | Allowances Sold NOX | MTons | 0 | 0 | 0 | 0 | 0 | 0 | 0
NSR Cross 1,2 - NOX Rate Annual v3.1, Unit 5385 and retrofits | 601 | 1949 | Rate Constraint in lbs/MMBtu | FALSE | L | Annual | Allowances Banked | MTons | 0 | 0 | 0 | 0 | 0 | 0 | 0
NSR Cross 1,2 - NOX Rate Annual v3.1, Unit 5385 and retrofits | 601 | 1949 | Rate Constraint in lbs/MMBtu | FALSE | L | Annual | Allowances Withdrawn (1:1) | MTons | 0 | 0 | 0 | 0 | 0 | 0 | 0
NSR Cross 1,2 - NOX Rate Annual v3.1, Unit 5385 and retrofits | 601 | 1949 | Rate Constraint in lbs/MMBtu | FALSE | L | Annual | Allowances Withdrawn (n:1) | MTons | 0 | 0 | 0 | 0 | 0 | 0 | 0
NSR Cross 1,2 - NOX Rate Annual v3.1, Unit 5385 and retrofits | 601 | 1949 | Rate Constraint in lbs/MMBtu | FALSE | L | Annual | Net Emissions Allowance Position | MTons | 1.1249 | 0.89481 | 1.1249 | 1.2739 | 1.1236 | 0.87144 | 1.2739
NSR Cross 1,2 - NOX Rate Annual v3.1, Unit 5385 and retrofits | 601 | 1949 | Rate Constraint in lbs/MMBtu | FALSE | L | Annual | Fuel Consumed | TBtu | 27.0599 | 21.5252 | 27.0599 | 30.7154 | 27.0925 | 21.0123 | 30.7154
NSR Cross 1,2 - NOX Rate Annual v3.1, Unit 5385 and retrofits | 601 | 1949 | Rate Constraint in lbs/MMBtu | FALSE | L | Annual | Rate | lb/MMBtu | 0.08314 | 0.08314 | 0.08314 | 0.082946 | 0.082946 | 0.082946 | 0.082946
NSR Cross 1,2 - NOX Rate Annual v3.1, Unit 5385 and retrofits | 601 | 1949 | Rate Constraint in lbs/MMBtu | FALSE | L | Annual | Generation | TWh | 2.6488 | 2.107 | 2.6488 | 3.003 | 2.6488 | 2.0543 | 3.003
NSR Cross 1,2 - NOX Rate Annual v3.1, Unit 5385 and retrofits | 601 | 1949 | Rate Constraint in lbs/MMBtu | FALSE | L | Annual | Qualifying Generation | TWh | 2.6488 | 2.107 | 2.6488 | 3.003 | 2.6488 | 2.0543 | 3.003
NSR Cross 1,2 - NOX Rate Annual v3.1, Unit 5385 and retrofits | 601 | 1949 | Rate Constraint in lbs/MMBtu | FALSE | L | Annual | Rate | lb/MWh | 0.42468 | 0.42468 | 0.42468 | 0.4242 | 0.4242 | 0.4242 | 0.4242
NSR Cross 1,2 - NOX Rate Annual v3.1, Unit 5385 and retrofits | 601 | 1949 | Rate Constraint in lbs/MMBtu | FALSE | L | Annual | Constraint Shadow Price | US$/Ton | 0 | 0 | 0 | 0 | 0 | 0 | 0
NSR Cross 1,2 - NOX Rate Annual v3.1, Unit 5386 and retrofits | 602 | 1949 | Rate Constraint in lbs/MMBtu | FALSE | L | Annual | Seasons Included | Seasons | Winter, Summer | Winter, Summer | Winter, Summer | Winter, Summer | Winter, Summer | Winter, Summer | Winter, Summer
NSR Cross 1,2 - NOX Rate Annual v3.1, Unit 5386 and retrofits | 602 | 1949 | Rate Constraint in lbs/MMBtu | FALSE | L | Annual | Standard | lb/MMBtu | 0.1 | 0.1 | 0.1 | 0.1 | 0.1 | 0.1 | 0.1
NSR Cross 1,2 - NOX Rate Annual v3.1, Unit 5386 and retrofits | 602 | 1949 | Rate Constraint in lbs/MMBtu | FALSE | L | Annual | Emissions at Affected Plants NOX | MTons | 0.53755 | 0.53694 | 0.53694 | 0.53694 | 0.53694 | 0.53694 | 0.53694
NSR Cross 1,2 - NOX Rate Annual v3.1, Unit 5386 and retrofits | 602 | 1949 | Rate Constraint in lbs/MMBtu | FALSE | L | Annual | Allowances Purchased NOX | MTons | 0 | 0 | 0 | 0 | 0 | 0 | 0
NSR Cross 1,2 - NOX Rate Annual v3.1, Unit 5386 and retrofits | 602 | 1949 | Rate Constraint in lbs/MMBtu | FALSE | L | Annual | Allowances Sold NOX | MTons | 0 | 0 | 0 | 0 | 0 | 0 | 0
NSR Cross 1,2 - NOX Rate Annual v3.1, Unit 5386 and retrofits | 602 | 1949 | Rate Constraint in lbs/MMBtu | FALSE | L | Annual | Allowances Banked | MTons | 0 | 0 | 0 | 0 | 0 | 0 | 0
NSR Cross 1,2 - NOX Rate Annual v3.1, Unit 5386 and retrofits | 602 | 1949 | Rate Constraint in lbs/MMBtu | FALSE | L | Annual | Allowances Withdrawn (1:1) | MTons | 0 | 0 | 0 | 0 | 0 | 0 | 0
NSR Cross 1,2 - NOX Rate Annual v3.1, Unit 5386 and retrofits | 602 | 1949 | Rate Constraint in lbs/MMBtu | FALSE | L | Annual | Allowances Withdrawn (n:1) | MTons | 0 | 0 | 0 | 0 | 0 | 0 | 0
NSR Cross 1,2 - NOX Rate Annual v3.1, Unit 5386 and retrofits | 602 | 1949 | Rate Constraint in lbs/MMBtu | FALSE | L | Annual | Net Emissions Allowance Position | MTons | 0.53755 | 0.53694 | 0.53694 | 0.53694 | 0.53694 | 0.53694 | 0.53694
NSR Cross 1,2 - NOX Rate Annual v3.1, Unit 5386 and retrofits | 602 | 1949 | Rate Constraint in lbs/MMBtu | FALSE | L | Annual | Fuel Consumed | TBtu | 13.0373 | 13.053 | 13.053 | 13.053 | 13.053 | 13.053 | 13.053
NSR Cross 1,2 - NOX Rate Annual v3.1, Unit 5386 and retrofits | 602 | 1949 | Rate Constraint in lbs/MMBtu | FALSE | L | Annual | Rate | lb/MMBtu | 0.082464 | 0.082271 | 0.082271 | 0.082271 | 0.082271 | 0.082271 | 0.082271
NSR Cross 1,2 - NOX Rate Annual v3.1, Unit 5386 and retrofits | 602 | 1949 | Rate Constraint in lbs/MMBtu | FALSE | L | Annual | Generation | TWh | 1.296 | 1.296 | 1.296 | 1.296 | 1.296 | 1.296 | 1.296
NSR Cross 1,2 - NOX Rate Annual v3.1, Unit 5386 and retrofits | 602 | 1949 | Rate Constraint in lbs/MMBtu | FALSE | L | Annual | Qualifying Generation | TWh | 1.296 | 1.296 | 1.296 | 1.296 | 1.296 | 1.296 | 1.296
NSR Cross 1,2 - NOX Rate Annual v3.1, Unit 5386 and retrofits | 602 | 1949 | Rate Constraint in lbs/MMBtu | FALSE | L | Annual | Rate | lb/MWh | 0.41479 | 0.41432 | 0.41432 | 0.41432 | 0.41432 | 0.41432 | 0.41432
NSR Cross 1,2 - NOX Rate Annual v3.1, Unit 5386 and retrofits | 602 | 1949 | Rate Constraint in lbs/MMBtu | FALSE | L | Annual | Constraint Shadow Price | US$/Ton | 0 | 0 | 0 | 0 | 0 | 0 | 0
NSR Dairyland- NOx Cap Annual v5.13 | 603 | 6001 | Rate Constraint in MTons | FALSE | L | Annual | Seasons Included | Seasons | Winter, Summer | Winter, Summer | Winter, Summer | Winter, Summer | Winter, Summer | Winter, Summer | Winter, Summer
NSR Dairyland- NOx Cap Annual v5.13 | 603 | 6001 | Rate Constraint in MTons | FALSE | L | Annual | Standard | MTons | 5.2825 | 3.748 | 3.364 | 3.236 | 3.236 | 3.236 | 3.236
NSR Dairyland- NOx Cap Annual v5.13 | 603 | 6001 | Rate Constraint in MTons | FALSE | L | Annual | Standard NOX | MTons | 5.2825 | 3.748 | 3.364 | 3.236 | 3.236 | 3.236 | 3.236
NSR Dairyland- NOx Cap Annual v5.13 | 603 | 6001 | Rate Constraint in MTons | FALSE | L | Annual | Emissions at Affected Plants NOX | MTons | 1.14 | 1.14 | 1.14 | 1.14 | 1.14 | 1.14 | 1.14
NSR Dairyland- NOx Cap Annual v5.13 | 603 | 6001 | Rate Constraint in MTons | FALSE | L | Annual | Allowances Purchased NOX | MTons | 0 | 0 | 0 | 0 | 0 | 0 | 0
NSR Dairyland- NOx Cap Annual v5.13 | 603 | 6001 | Rate Constraint in MTons | FALSE | L | Annual | Allowances Sold NOX | MTons | 0 | 0 | 0 | 0 | 0 | 0 | 0
NSR Dairyland- NOx Cap Annual v5.13 | 603 | 6001 | Rate Constraint in MTons | FALSE | L | Annual | Allowances Banked | MTons | 0 | 0 | 0 | 0 | 0 | 0 | 0
NSR Dairyland- NOx Cap Annual v5.13 | 603 | 6001 | Rate Constraint in MTons | FALSE | L | Annual | Allowances Withdrawn (1:1) | MTons | 0 | 0 | 0 | 0 | 0 | 0 | 0
NSR Dairyland- NOx Cap Annual v5.13 | 603 | 6001 | Rate Constraint in MTons | FALSE | L | Annual | Allowances Withdrawn (n:1) | MTons | 0 | 0 | 0 | 0 | 0 | 0 | 0
NSR Dairyland- NOx Cap Annual v5.13 | 603 | 6001 | Rate Constraint in MTons | FALSE | L | Annual | Net Emissions Allowance Position | MTons | 1.14 | 1.14 | 1.14 | 1.14 | 1.14 | 1.14 | 1.14
NSR Dairyland- NOx Cap Annual v5.13 | 603 | 6001 | Rate Constraint in MTons | FALSE | L | Annual | Fuel Consumed | TBtu | 23.4485 | 23.4485 | 23.4485 | 23.4485 | 23.4485 | 23.4485 | 23.4485
NSR Dairyland- NOx Cap Annual v5.13 | 603 | 6001 | Rate Constraint in MTons | FALSE | L | Annual | Rate | lb/MMBtu | 0.097234 | 0.097234 | 0.097234 | 0.097234 | 0.097234 | 0.097234 | 0.097234
NSR Dairyland- NOx Cap Annual v5.13 | 603 | 6001 | Rate Constraint in MTons | FALSE | L | Annual | Generation | TWh | 2.3958 | 2.3958 | 2.3958 | 2.3958 | 2.3958 | 2.3958 | 2.3958
NSR Dairyland- NOx Cap Annual v5.13 | 603 | 6001 | Rate Constraint in MTons | FALSE | L | Annual | Qualifying Generation | TWh | 2.3958 | 2.3958 | 2.3958 | 2.3958 | 2.3958 | 2.3958 | 2.3958
NSR Dairyland- NOx Cap Annual v5.13 | 603 | 6001 | Rate Constraint in MTons | FALSE | L | Annual | Rate | lb/MWh | 0.47583 | 0.47583 | 0.47583 | 0.47583 | 0.47583 | 0.47583 | 0.47583
NSR Dairyland- NOx Cap Annual v5.13 | 603 | 6001 | Rate Constraint in MTons | FALSE | L | Annual | Constraint Shadow Price | US$/Ton | 0 | 0 | 0 | 0 | 0 | 0 | 0
NSR Dairyland- SO2 Cap Annual v5.13 | 604 | 6000 | Rate Constraint in MTons | FALSE | L | Annual | Seasons Included | Seasons | Winter, Summer | Winter, Summer | Winter, Summer | Winter, Summer | Winter, Summer | Winter, Summer | Winter, Summer
NSR Dairyland- SO2 Cap Annual v5.13 | 604 | 6000 | Rate Constraint in MTons | FALSE | L | Annual | Standard | MTons | 6.065 | 6.057 | 4.9478 | 4.578 | 4.578 | 4.578 | 4.578
NSR Dairyland- SO2 Cap Annual v5.13 | 604 | 6000 | Rate Constraint in MTons | FALSE | L | Annual | Standard SO2 | MTons | 6.065 | 6.057 | 4.9478 | 4.578 | 4.578 | 4.578 | 4.578
NSR Dairyland- SO2 Cap Annual v5.13 | 604 | 6000 | Rate Constraint in MTons | FALSE | L | Annual | Emissions at Affected Plants SO2 | MTons | 0.93677 | 0.93677 | 0.93677 | 0.93677 | 0.93677 | 0.93677 | 0.93677
NSR Dairyland- SO2 Cap Annual v5.13 | 604 | 6000 | Rate Constraint in MTons | FALSE | L | Annual | Allowances Purchased SO2 | MTons | 0 | 0 | 0 | 0 | 0 | 0 | 0
NSR Dairyland- SO2 Cap Annual v5.13 | 604 | 6000 | Rate Constraint in MTons | FALSE | L | Annual | Allowances Sold SO2 | MTons | 0 | 0 | 0 | 0 | 0 | 0 | 0
NSR Dairyland- SO2 Cap Annual v5.13 | 604 | 6000 | Rate Constraint in MTons | FALSE | L | Annual | Allowances Banked | MTons | 0 | 0 | 0 | 0 | 0 | 0 | 0
NSR Dairyland- SO2 Cap Annual v5.13 | 604 | 6000 | Rate Constraint in MTons | FALSE | L | Annual | Allowances Withdrawn (1:1) | MTons | 0 | 0 | 0 | 0 | 0 | 0 | 0
NSR Dairyland- SO2 Cap Annual v5.13 | 604 | 6000 | Rate Constraint in MTons | FALSE | L | Annual | Allowances Withdrawn (n:1) | MTons | 0 | 0 | 0 | 0 | 0 | 0 | 0
NSR Dairyland- SO2 Cap Annual v5.13 | 604 | 6000 | Rate Constraint in MTons | FALSE | L | Annual | Net Emissions Allowance Position | MTons | 0.93677 | 0.93677 | 0.93677 | 0.93677 | 0.93677 | 0.93677 | 0.93677
NSR Dairyland- SO2 Cap Annual v5.13 | 604 | 6000 | Rate Constraint in MTons | FALSE | L | Annual | Fuel Consumed | TBtu | 23.4485 | 23.4485 | 23.4485 | 23.4485 | 23.4485 | 23.4485 | 23.4485
NSR Dairyland- SO2 Cap Annual v5.13 | 604 | 6000 | Rate Constraint in MTons | FALSE | L | Annual | Rate | lb/MMBtu | 0.0799 | 0.0799 | 0.0799 | 0.0799 | 0.0799 | 0.0799 | 0.0799
NSR Dairyland- SO2 Cap Annual v5.13 | 604 | 6000 | Rate Constraint in MTons | FALSE | L | Annual | Generation | TWh | 2.3958 | 2.3958 | 2.3958 | 2.3958 | 2.3958 | 2.3958 | 2.3958
NSR Dairyland- SO2 Cap Annual v5.13 | 604 | 6000 | Rate Constraint in MTons | FALSE | L | Annual | Qualifying Generation | TWh | 2.3958 | 2.3958 | 2.3958 | 2.3958 | 2.3958 | 2.3958 | 2.3958
NSR Dairyland- SO2 Cap Annual v5.13 | 604 | 6000 | Rate Constraint in MTons | FALSE | L | Annual | Rate | lb/MWh | 0.391 | 0.391 | 0.391 | 0.391 | 0.391 | 0.391 | 0.391
NSR Dairyland- SO2 Cap Annual v5.13 | 604 | 6000 | Rate Constraint in MTons | FALSE | L | Annual | Constraint Shadow Price | US$/Ton | 0 | 0 | 0 | 0 | 0 | 0 | 0
NSR Dominion Consent - NOX Cap Annual v3.1 | 605 | 1840 | Rate Constraint in MTons | FALSE | L | Annual | Seasons Included | Seasons | Winter, Summer | Winter, Summer | Winter, Summer | Winter, Summer | Winter, Summer | Winter, Summer | Winter, Summer
NSR Dominion Consent - NOX Cap Annual v3.1 | 605 | 1840 | Rate Constraint in MTons | FALSE | L | Annual | Standard | MTons | 30.25 | 30.25 | 30.25 | 30.25 | 30.25 | 30.25 | 30.25
NSR Dominion Consent - NOX Cap Annual v3.1 | 605 | 1840 | Rate Constraint in MTons | FALSE | L | Annual | Standard NOX | MTons | 30.25 | 30.25 | 30.25 | 30.25 | 30.25 | 30.25 | 30.25
NSR Dominion Consent - NOX Cap Annual v3.1 | 605 | 1840 | Rate Constraint in MTons | FALSE | L | Annual | Emissions at Affected Plants NOX | MTons | 10.8857 | 10.9854 | 11.0142 | 11.0694 | 10.8783 | 10.8682 | 10.8682
NSR Dominion Consent - NOX Cap Annual v3.1 | 605 | 1840 | Rate Constraint in MTons | FALSE | L | Annual | Allowances Purchased NOX | MTons | 0 | 0 | 0 | 0 | 0 | 0 | 0
NSR Dominion Consent - NOX Cap Annual v3.1 | 605 | 1840 | Rate Constraint in MTons | FALSE | L | Annual | Allowances Sold NOX | MTons | 0 | 0 | 0 | 0 | 0 | 0 | 0
NSR Dominion Consent - NOX Cap Annual v3.1 | 605 | 1840 | Rate Constraint in MTons | FALSE | L | Annual | Allowances Banked | MTons | 0 | 0 | 0 | 0 | 0 | 0 | 0
NSR Dominion Consent - NOX Cap Annual v3.1 | 605 | 1840 | Rate Constraint in MTons | FALSE | L | Annual | Allowances Withdrawn (1:1) | MTons | 0 | 0 | 0 | 0 | 0 | 0 | 0
NSR Dominion Consent - NOX Cap Annual v3.1 | 605 | 1840 | Rate Constraint in MTons | FALSE | L | Annual | Allowances Withdrawn (n:1) | MTons | 0 | 0 | 0 | 0 | 0 | 0 | 0
NSR Dominion Consent - NOX Cap Annual v3.1 | 605 | 1840 | Rate Constraint in MTons | FALSE | L | Annual | Net Emissions Allowance Position | MTons | 10.8857 | 10.9854 | 11.0142 | 11.0694 | 10.8783 | 10.8682 | 10.8682
NSR Dominion Consent - NOX Cap Annual v3.1 | 605 | 1840 | Rate Constraint in MTons | FALSE | L | Annual | Fuel Consumed | TBtu | 181.0025 | 183.795 | 188.9763 | 187.0125 | 179.6993 | 177.8907 | 177.8907
NSR Dominion Consent - NOX Cap Annual v3.1 | 605 | 1840 | Rate Constraint in MTons | FALSE | L | Annual | Rate | lb/MMBtu | 0.12028 | 0.11954 | 0.11657 | 0.11838 | 0.12107 | 0.12219 | 0.12219
NSR Dominion Consent - NOX Cap Annual v3.1 | 605 | 1840 | Rate Constraint in MTons | FALSE | L | Annual | Generation | TWh | 18.3285 | 18.5595 | 19.2469 | 18.8769 | 18.155 | 17.915 | 17.915
NSR Dominion Consent - NOX Cap Annual v3.1 | 605 | 1840 | Rate Constraint in MTons | FALSE | L | Annual | Qualifying Generation | TWh | 18.3285 | 18.5595 | 19.2469 | 18.8769 | 18.155 | 17.915 | 17.915
NSR Dominion Consent - NOX Cap Annual v3.1 | 605 | 1840 | Rate Constraint in MTons | FALSE | L | Annual | Rate | lb/MWh | 0.59392 | 0.5919 | 0.57226 | 0.5864 | 0.59919 | 0.60665 | 0.60665
NSR Dominion Consent - NOX Cap Annual v3.1 | 605 | 1840 | Rate Constraint in MTons | FALSE | L | Annual | Constraint Shadow Price | US$/Ton | 0 | 0 | 0 | 0 | 0 | 0 | 0
NSR Dominion Consent - NOX Rate Annual v3.1 | 606 | 1841 | Rate Constraint in lbs/MMBtu | FALSE | L | Annual | Seasons Included | Seasons | Winter, Summer | Winter, Summer | Winter, Summer | Winter, Summer | Winter, Summer | Winter, Summer | Winter, Summer
NSR Dominion Consent - NOX Rate Annual v3.1 | 606 | 1841 | Rate Constraint in lbs/MMBtu | FALSE | L | Annual | Standard | lb/MMBtu | 0.15 | 0.15 | 0.15 | 0.15 | 0.15 | 0.15 | 0.15
NSR Dominion Consent - NOX Rate Annual v3.1 | 606 | 1841 | Rate Constraint in lbs/MMBtu | FALSE | L | Annual | Emissions at Affected Plants NOX | MTons | 10.8857 | 10.9854 | 11.0142 | 11.0694 | 10.8783 | 10.8682 | 10.8682
NSR Dominion Consent - NOX Rate Annual v3.1 | 606 | 1841 | Rate Constraint in lbs/MMBtu | FALSE | L | Annual | Allowances Purchased NOX | MTons | 0 | 0 | 0 | 0 | 0 | 0 | 0
NSR Dominion Consent - NOX Rate Annual v3.1 | 606 | 1841 | Rate Constraint in lbs/MMBtu | FALSE | L | Annual | Allowances Sold NOX | MTons | 0 | 0 | 0 | 0 | 0 | 0 | 0
NSR Dominion Consent - NOX Rate Annual v3.1 | 606 | 1841 | Rate Constraint in lbs/MMBtu | FALSE | L | Annual | Allowances Banked | MTons | 0 | 0 | 0 | 0 | 0 | 0 | 0
NSR Dominion Consent - NOX Rate Annual v3.1 | 606 | 1841 | Rate Constraint in lbs/MMBtu | FALSE | L | Annual | Allowances Withdrawn (1:1) | MTons | 0 | 0 | 0 | 0 | 0 | 0 | 0
NSR Dominion Consent - NOX Rate Annual v3.1 | 606 | 1841 | Rate Constraint in lbs/MMBtu | FALSE | L | Annual | Allowances Withdrawn (n:1) | MTons | 0 | 0 | 0 | 0 | 0 | 0 | 0
NSR Dominion Consent - NOX Rate Annual v3.1 | 606 | 1841 | Rate Constraint in lbs/MMBtu | FALSE | L | Annual | Net Emissions Allowance Position | MTons | 10.8857 | 10.9854 | 11.0142 | 11.0694 | 10.8783 | 10.8682 | 10.8682
NSR Dominion Consent - NOX Rate Annual v3.1 | 606 | 1841 | Rate Constraint in lbs/MMBtu | FALSE | L | Annual | Fuel Consumed | TBtu | 181.0025 | 183.795 | 188.9763 | 187.0125 | 179.6993 | 177.8907 | 177.8907
NSR Dominion Consent - NOX Rate Annual v3.1 | 606 | 1841 | Rate Constraint in lbs/MMBtu | FALSE | L | Annual | Rate | lb/MMBtu | 0.12028 | 0.11954 | 0.11657 | 0.11838 | 0.12107 | 0.12219 | 0.12219
NSR Dominion Consent - NOX Rate Annual v3.1 | 606 | 1841 | Rate Constraint in lbs/MMBtu | FALSE | L | Annual | Generation | TWh | 18.3285 | 18.5595 | 19.2469 | 18.8769 | 18.155 | 17.915 | 17.915
NSR Dominion Consent - NOX Rate Annual v3.1 | 606 | 1841 | Rate Constraint in lbs/MMBtu | FALSE | L | Annual | Qualifying Generation | TWh | 18.3285 | 18.5595 | 19.2469 | 18.8769 | 18.155 | 17.915 | 17.915
NSR Dominion Consent - NOX Rate Annual v3.1 | 606 | 1841 | Rate Constraint in lbs/MMBtu | FALSE | L | Annual | Rate | lb/MWh | 0.59392 | 0.5919 | 0.57226 | 0.5864 | 0.59919 | 0.60665 | 0.60665
NSR Dominion Consent - NOX Rate Annual v3.1 | 606 | 1841 | Rate Constraint in lbs/MMBtu | FALSE | L | Annual | Constraint Shadow Price | US$/Ton | 0 | 0 | 0 | 0 | 0 | 0 | 0
NSR Edgewater 3-5- NOx Cap Annual v5.13 | 607 | 5986 | Rate Constraint in MTons | FALSE | L | Annual | Seasons Included | Seasons | Winter, Summer | Winter, Summer | Winter, Summer | Winter, Summer | Winter, Summer | Winter, Summer | Winter, Summer
NSR Edgewater 3-5- NOx Cap Annual v5.13 | 607 | 5986 | Rate Constraint in MTons | FALSE | L | Annual | Standard | MTons | 2.5 | 2.5 | 1.1 | 1.1 | 1.1 | 1.1 | 1.1
NSR Edgewater 3-5- NOx Cap Annual v5.13 | 607 | 5986 | Rate Constraint in MTons | FALSE | L | Annual | Standard NOX | MTons | 2.5 | 2.5 | 1.1 | 1.1 | 1.1 | 1.1 | 1.1
NSR Edgewater 3-5- NOx Cap Annual v5.13 | 607 | 5986 | Rate Constraint in MTons | FALSE | L | Annual | Emissions at Affected Plants NOX | MTons | 0.051183 | 0.048043 | 0.048043 | 0.048043 | 0.044392 | 0.047765 | 0.048043
NSR Edgewater 3-5- NOx Cap Annual v5.13 | 607 | 5986 | Rate Constraint in MTons | FALSE | L | Annual | Allowances Purchased NOX | MTons | 0 | 0 | 0 | 0 | 0 | 0 | 0
NSR Edgewater 3-5- NOx Cap Annual v5.13 | 607 | 5986 | Rate Constraint in MTons | FALSE | L | Annual | Allowances Sold NOX | MTons | 0 | 0 | 0 | 0 | 0 | 0 | 0
NSR Edgewater 3-5- NOx Cap Annual v5.13 | 607 | 5986 | Rate Constraint in MTons | FALSE | L | Annual | Allowances Banked | MTons | 0 | 0 | 0 | 0 | 0 | 0 | 0
NSR Edgewater 3-5- NOx Cap Annual v5.13 | 607 | 5986 | Rate Constraint in MTons | FALSE | L | Annual | Allowances Withdrawn (1:1) | MTons | 0 | 0 | 0 | 0 | 0 | 0 | 0
NSR Edgewater 3-5- NOx Cap Annual v5.13 | 607 | 5986 | Rate Constraint in MTons | FALSE | L | Annual | Allowances Withdrawn (n:1) | MTons | 0 | 0 | 0 | 0 | 0 | 0 | 0
NSR Edgewater 3-5- NOx Cap Annual v5.13 | 607 | 5986 | Rate Constraint in MTons | FALSE | L | Annual | Net Emissions Allowance Position | MTons | 0.051183 | 0.048043 | 0.048043 | 0.048043 | 0.044392 | 0.047765 | 0.048043
NSR Edgewater 3-5- NOx Cap Annual v5.13 | 607 | 5986 | Rate Constraint in MTons | FALSE | L | Annual | Fuel Consumed | TBtu | 1.4009 | 1.3472 | 1.3472 | 1.3472 | 1.242 | 1.3432 | 1.3472
NSR Edgewater 3-5- NOx Cap Annual v5.13 | 607 | 5986 | Rate Constraint in MTons | FALSE | L | Annual | Rate | lb/MMBtu | 0.073069 | 0.071321 | 0.071321 | 0.071321 | 0.071484 | 0.071122 | 0.071321
NSR Edgewater 3-5- NOx Cap Annual v5.13 | 607 | 5986 | Rate Constraint in MTons | FALSE | L | Annual | Generation | TWh | 0.14054 | 0.13485 | 0.13485 | 0.13485 | 0.12473 | 0.13444 | 0.13485
NSR Edgewater 3-5- NOx Cap Annual v5.13 | 607 | 5986 | Rate Constraint in MTons | FALSE | L | Annual | Qualifying Generation | TWh | 0.14054 | 0.13485 | 0.13485 | 0.13485 | 0.12473 | 0.13444 | 0.13485
NSR Edgewater 3-5- NOx Cap Annual v5.13 | 607 | 5986 | Rate Constraint in MTons | FALSE | L | Annual | Rate | lb/MWh | 0.36419 | 0.35628 | 0.35628 | 0.35628 | 0.35591 | 0.35528 | 0.35628
NSR Edgewater 3-5- NOx Cap Annual v5.13 | 607 | 5986 | Rate Constraint in MTons | FALSE | L | Annual | Constraint Shadow Price | US$/Ton | 0 | 0 | 0 | 0 | 0 | 0 | 0
NSR Edgewater 3-5- SO2 Cap Annual v5.13 | 608 | 5984 | Rate Constraint in MTons | FALSE | L | Annual | Seasons Included | Seasons | Winter, Summer | Winter, Summer | Winter, Summer | Winter, Summer | Winter, Summer | Winter, Summer | Winter, Summer
NSR Edgewater 3-5- SO2 Cap Annual v5.13 | 608 | 5984 | Rate Constraint in MTons | FALSE | L | Annual | Standard | MTons | 9.25 | 6 | 1.1 | 1.1 | 1.1 | 1.1 | 1.1
NSR Edgewater 3-5- SO2 Cap Annual v5.13 | 608 | 5984 | Rate Constraint in MTons | FALSE | L | Annual | Standard SO2 | MTons | 9.25 | 6 | 1.1 | 1.1 | 1.1 | 1.1 | 1.1
NSR Edgewater 3-5- SO2 Cap Annual v5.13 | 608 | 5984 | Rate Constraint in MTons | FALSE | L | Annual | Emissions at Affected Plants SO2 | MTons | 0.081699 | 0.053966 | 0.053966 | 0.053966 | 0.049732 | 0.053634 | 0.053966
NSR Edgewater 3-5- SO2 Cap Annual v5.13 | 608 | 5984 | Rate Constraint in MTons | FALSE | L | Annual | Allowances Purchased SO2 | MTons | 0 | 0 | 0 | 0 | 0 | 0 | 0
NSR Edgewater 3-5- SO2 Cap Annual v5.13 | 608 | 5984 | Rate Constraint in MTons | FALSE | L | Annual | Allowances Sold SO2 | MTons | 0 | 0 | 0 | 0 | 0 | 0 | 0
NSR Edgewater 3-5- SO2 Cap Annual v5.13 | 608 | 5984 | Rate Constraint in MTons | FALSE | L | Annual | Allowances Banked | MTons | 0 | 0 | 0 | 0 | 0 | 0 | 0
NSR Edgewater 3-5- SO2 Cap Annual v5.13 | 608 | 5984 | Rate Constraint in MTons | FALSE | L | Annual | Allowances Withdrawn (1:1) | MTons | 0 | 0 | 0 | 0 | 0 | 0 | 0
NSR Edgewater 3-5- SO2 Cap Annual v5.13 | 608 | 5984 | Rate Constraint in MTons | FALSE | L | Annual | Allowances Withdrawn (n:1) | MTons | 0 | 0 | 0 | 0 | 0 | 0 | 0
NSR Edgewater 3-5- SO2 Cap Annual v5.13 | 608 | 5984 | Rate Constraint in MTons | FALSE | L | Annual | Net Emissions Allowance Position | MTons | 0.081699 | 0.053966 | 0.053966 | 0.053966 | 0.049732 | 0.053634 | 0.053966
NSR Edgewater 3-5- SO2 Cap Annual v5.13 | 608 | 5984 | Rate Constraint in MTons | FALSE | L | Annual | Fuel Consumed | TBtu | 1.4009 | 1.3472 | 1.3472 | 1.3472 | 1.242 | 1.3432 | 1.3472
NSR Edgewater 3-5- SO2 Cap Annual v5.13 | 608 | 5984 | Rate Constraint in MTons | FALSE | L | Annual | Rate | lb/MMBtu | 0.11664 | 0.080114 | 0.080114 | 0.080114 | 0.080081 | 0.079861 | 0.080114
NSR Edgewater 3-5- SO2 Cap Annual v5.13 | 608 | 5984 | Rate Constraint in MTons | FALSE | L | Annual | Generation | TWh | 0.14054 | 0.13485 | 0.13485 | 0.13485 | 0.12473 | 0.13444 | 0.13485
NSR Edgewater 3-5- SO2 Cap Annual v5.13 | 608 | 5984 | Rate Constraint in MTons | FALSE | L | Annual | Qualifying Generation | TWh | 0.14054 | 0.13485 | 0.13485 | 0.13485 | 0.12473 | 0.13444 | 0.13485
NSR Edgewater 3-5- SO2 Cap Annual v5.13 | 608 | 5984 | Rate Constraint in MTons | FALSE | L | Annual | Rate | lb/MWh | 0.58133 | 0.40021 | 0.40021 | 0.40021 | 0.39872 | 0.39894 | 0.40021
NSR Edgewater 3-5- SO2 Cap Annual v5.13 | 608 | 5984 | Rate Constraint in MTons | FALSE | L | Annual | Constraint Shadow Price | US$/Ton | 0 | 0 | 0 | 0 | 0 | 0 | 0
NSR Edgewater 4- Hg Rate Annual v5.13 | 609 | 5987 | Rate Constraint in lbs/MMBtu | FALSE | L | Annual | Seasons Included | Seasons | Winter, Summer | Winter, Summer | Winter, Summer | Winter, Summer | Winter, Summer | Winter, Summer | Winter, Summer
NSR Edgewater 4- Hg Rate Annual v5.13 | 609 | 5987 | Rate Constraint in lbs/MMBtu | FALSE | L | Annual | Standard | lb/MMBtu | 0.03 | 0.03 | 0.03 | 0.03 | 0.03 | 0.03 | 0.03
NSR Edgewater 4- Hg Rate Annual v5.13 | 609 | 5987 | Rate Constraint in lbs/MMBtu | FALSE | L | Annual | Emissions at Affected Plants MER | lbs | 0.038721 | 0.038721 | 0.038721 | 0.038721 | 0.035763 | 0.036585 | 0.038721
NSR Edgewater 4- Hg Rate Annual v5.13 | 609 | 5987 | Rate Constraint in lbs/MMBtu | FALSE | L | Annual | Allowances Purchased MER | lbs | 0 | 0 | 0 | 0 | 0 | 0 | 0
NSR Edgewater 4- Hg Rate Annual v5.13 | 609 | 5987 | Rate Constraint in lbs/MMBtu | FALSE | L | Annual | Allowances Sold MER | lbs | 0 | 0 | 0 | 0 | 0 | 0 | 0
NSR Edgewater 4- Hg Rate Annual v5.13 | 609 | 5987 | Rate Constraint in lbs/MMBtu | FALSE | L | Annual | Allowances Banked | lbs | 0 | 0 | 0 | 0 | 0 | 0 | 0
NSR Edgewater 4- Hg Rate Annual v5.13 | 609 | 5987 | Rate Constraint in lbs/MMBtu | FALSE | L | Annual | Allowances Withdrawn (1:1) | lbs | 0 | 0 | 0 | 0 | 0 | 0 | 0
NSR Edgewater 4- Hg Rate Annual v5.13 | 609 | 5987 | Rate Constraint in lbs/MMBtu | FALSE | L | Annual | Allowances Withdrawn (n:1) | lbs | 0 | 0 | 0 | 0 | 0 | 0 | 0
NSR Edgewater 4- Hg Rate Annual v5.13 | 609 | 5987 | Rate Constraint in lbs/MMBtu | FALSE | L | Annual | Net Emissions Allowance Position | lbs | 0.038721 | 0.038721 | 0.038721 | 0.038721 | 0.035763 | 0.036585 | 0.038721
NSR Edgewater 4- Hg Rate Annual v5.13 | 609 | 5987 | Rate Constraint in lbs/MMBtu | FALSE | L | Annual | Fuel Consumed | TBtu | 0.073244 | 0.073244 | 0.073244 | 0.073244 | 0.063748 | 0.069204 | 0.073244
NSR Edgewater 4- Hg Rate Annual v5.13 | 609 | 5987 | Rate Constraint in lbs/MMBtu | FALSE | L | Annual | Rate | lb/MMBtu | 5.2865e-07 | 5.2865e-07 | 5.2865e-07 | 5.2865e-07 | 5.61e-07 | 5.2865e-07 | 5.2865e-07
NSR Edgewater 4- Hg Rate Annual v5.13 | 609 | 5987 | Rate Constraint in lbs/MMBtu | FALSE | L | Annual | Generation | TWh | 0.0073196 | 0.0073196 | 0.0073196 | 0.0073196 | 0.0063936 | 0.0069159 | 0.0073196
NSR Edgewater 4- Hg Rate Annual v5.13 | 609 | 5987 | Rate Constraint in lbs/MMBtu | FALSE | L | Annual | Qualifying Generation | TWh | 0.0073196 | 0.0073196 | 0.0073196 | 0.0073196 | 0.0063936 | 0.0069159 | 0.0073196
NSR Edgewater 4- Hg Rate Annual v5.13 | 609 | 5987 | Rate Constraint in lbs/MMBtu | FALSE | L | Annual | Rate | lb/MWh | 5.29 | 5.29 | 5.29 | 5.29 | 5.5935 | 5.29 | 5.29
NSR Edgewater 4- Hg Rate Annual v5.13 | 609 | 5987 | Rate Constraint in lbs/MMBtu | FALSE | L | Annual | Constraint Shadow Price | US$/Lb | 0 | 0 | 0 | 0 | 0 | 0 | 0
NSR Edgewater 4- NOx Rate Annual v5.13 | 610 | 5985 | Rate Constraint in lbs/MMBtu | FALSE | L | Annual | Seasons Included | Seasons | Winter, Summer | Winter, Summer | Winter, Summer | Winter, Summer | Winter, Summer | Winter, Summer | Winter, Summer
NSR Edgewater 4- NOx Rate Annual v5.13 | 610 | 5985 | Rate Constraint in lbs/MMBtu | FALSE | L | Annual | Standard | lb/MMBtu | 0.15 | 0.15 | 0.15 | 0.15 | 0.15 | 0.15 | 0.15
NSR Edgewater 4- NOx Rate Annual v5.13 | 610 | 5985 | Rate Constraint in lbs/MMBtu | FALSE | L | Annual | Emissions at Affected Plants NOX | MTons | 0.0050395 | 0.0050395 | 0.0050395 | 0.0050395 | 0.0044171 | 0.0047616 | 0.0050395
NSR Edgewater 4- NOx Rate Annual v5.13 | 610 | 5985 | Rate Constraint in lbs/MMBtu | FALSE | L | Annual | Allowances Purchased NOX | MTons | 0 | 0 | 0 | 0 | 0 | 0 | 0
NSR Edgewater 4- NOx Rate Annual v5.13 | 610 | 5985 | Rate Constraint in lbs/MMBtu | FALSE | L | Annual | Allowances Sold NOX | MTons | 0 | 0 | 0 | 0 | 0 | 0 | 0
NSR Edgewater 4- NOx Rate Annual v5.13 | 610 | 5985 | Rate Constraint in lbs/MMBtu | FALSE | L | Annual | Allowances Banked | MTons | 0 | 0 | 0 | 0 | 0 | 0 | 0
NSR Edgewater 4- NOx Rate Annual v5.13 | 610 | 5985 | Rate Constraint in lbs/MMBtu | FALSE | L | Annual | Allowances Withdrawn (1:1) | MTons | 0 | 0 | 0 | 0 | 0 | 0 | 0
NSR Edgewater 4- NOx Rate Annual v5.13 | 610 | 5985 | Rate Constraint in lbs/MMBtu | FALSE | L | Annual | Allowances Withdrawn (n:1) | MTons | 0 | 0 | 0 | 0 | 0 | 0 | 0
NSR Edgewater 4- NOx Rate Annual v5.13 | 610 | 5985 | Rate Constraint in lbs/MMBtu | FALSE | L | Annual | Net Emissions Allowance Position | MTons | 0.0050395 | 0.0050395 | 0.0050395 | 0.0050395 | 0.0044171 | 0.0047616 | 0.0050395
NSR Edgewater 4- NOx Rate Annual v5.13 | 610 | 5985 | Rate Constraint in lbs/MMBtu | FALSE | L | Annual | Fuel Consumed | TBtu | 0.073244 | 0.073244 | 0.073244 | 0.073244 | 0.063748 | 0.069204 | 0.073244
NSR Edgewater 4- NOx Rate Annual v5.13 | 610 | 5985 | Rate Constraint in lbs/MMBtu | FALSE | L | Annual | Rate | lb/MMBtu | 0.13761 | 0.13761 | 0.13761 | 0.13761 | 0.13858 | 0.13761 | 0.13761
NSR Edgewater 4- NOx Rate Annual v5.13 | 610 | 5985 | Rate Constraint in lbs/MMBtu | FALSE | L | Annual | Generation | TWh | 0.0073196 | 0.0073196 | 0.0073196 | 0.0073196 | 0.0063936 | 0.0069159 | 0.0073196
NSR Edgewater 4- NOx Rate Annual v5.13 | 610 | 5985 | Rate Constraint in lbs/MMBtu | FALSE | L | Annual | Qualifying Generation | TWh | 0.0073196 | 0.0073196 | 0.0073196 | 0.0073196 | 0.0063936 | 0.0069159 | 0.0073196
NSR Edgewater 4- NOx Rate Annual v5.13 | 610 | 5985 | Rate Constraint in lbs/MMBtu | FALSE | L | Annual | Rate | lb/MWh | 0.6885 | 0.6885 | 0.6885 | 0.6885 | 0.69086 | 0.6885 | 0.6885
NSR Edgewater 4- NOx Rate Annual v5.13 | 610 | 5985 | Rate Constraint in lbs/MMBtu | FALSE | L | Annual | Constraint Shadow Price | US$/Ton | 0 | 0 | 0 | 0 | 0 | 0 | 0
NSR Edgewater 4- SO2 Rate Annual v5.13 | 611 | 5983 | Rate Constraint in lbs/MMBtu | FALSE | L | Annual | Seasons Included | Seasons | Winter, Summer | Winter, Summer | Winter, Summer | Winter, Summer | Winter, Summer | Winter, Summer | Winter, Summer
NSR Edgewater 4- SO2 Rate Annual v5.13 | 611 | 5983 | Rate Constraint in lbs/MMBtu | FALSE | L | Annual | Standard | lb/MMBtu | 0.7 | 0.7 | 0.7 | 0.7 | 0.7 | 0.7 | 0.7
NSR Edgewater 4- SO2 Rate Annual v5.13 | 611 | 5983 | Rate Constraint in lbs/MMBtu | FALSE | L | Annual | Emissions at Affected Plants SO2 | MTons | 0.0060187 | 0.0060187 | 0.0060187 | 0.0060187 | 0.0055461 | 0.0056868 | 0.0060187
NSR Edgewater 4- SO2 Rate Annual v5.13 | 611 | 5983 | Rate Constraint in lbs/MMBtu | FALSE | L | Annual | Allowances Purchased SO2 | MTons | 0 | 0 | 0 | 0 | 0 | 0 | 0
NSR Edgewater 4- SO2 Rate Annual v5.13 | 611 | 5983 | Rate Constraint in lbs/MMBtu | FALSE | L | Annual | Allowances Sold SO2 | MTons | 0 | 0 | 0 | 0 | 0 | 0 | 0
NSR Edgewater 4- SO2 Rate Annual v5.13 | 611 | 5983 | Rate Constraint in lbs/MMBtu | FALSE | L | Annual | Allowances Banked | MTons | 0 | 0 | 0 | 0 | 0 | 0 | 0
NSR Edgewater 4- SO2 Rate Annual v5.13 | 611 | 5983 | Rate Constraint in lbs/MMBtu | FALSE | L | Annual | Allowances Withdrawn (1:1) | MTons | 0 | 0 | 0 | 0 | 0 | 0 | 0
NSR Edgewater 4- SO2 Rate Annual v5.13 | 611 | 5983 | Rate Constraint in lbs/MMBtu | FALSE | L | Annual | Allowances Withdrawn (n:1) | MTons | 0 | 0 | 0 | 0 | 0 | 0 | 0
NSR Edgewater 4- SO2 Rate Annual v5.13 | 611 | 5983 | Rate Constraint in lbs/MMBtu | FALSE | L | Annual | Net Emissions Allowance Position | MTons | 0.0060187 | 0.0060187 | 0.0060187 | 0.0060187 | 0.0055461 | 0.0056868 | 0.0060187
NSR Edgewater 4- SO2 Rate Annual v5.13 | 611 | 5983 | Rate Constraint in lbs/MMBtu | FALSE | L | Annual | Fuel Consumed | TBtu | 0.073244 | 0.073244 | 0.073244 | 0.073244 | 0.063748 | 0.069204 | 0.073244
NSR Edgewater 4- SO2 Rate Annual v5.13 | 611 | 5983 | Rate Constraint in lbs/MMBtu | FALSE | L | Annual | Rate | lb/MMBtu | 0.16435 | 0.16435 | 0.16435 | 0.16435 | 0.174 | 0.16435 | 0.16435
NSR Edgewater 4- SO2 Rate Annual v5.13 | 611 | 5983 | Rate Constraint in lbs/MMBtu | FALSE | L | Annual | Generation | TWh | 0.0073196 | 0.0073196 | 0.0073196 | 0.0073196 | 0.0063936 | 0.0069159 | 0.0073196
NSR Edgewater 4- SO2 Rate Annual v5.13 | 611 | 5983 | Rate Constraint in lbs/MMBtu | FALSE | L | Annual | Qualifying Generation | TWh | 0.0073196 | 0.0073196 | 0.0073196 | 0.0073196 | 0.0063936 | 0.0069159 | 0.0073196
NSR Edgewater 4- SO2 Rate Annual v5.13 | 611 | 5983 | Rate Constraint in lbs/MMBtu | FALSE | L | Annual | Rate | lb/MWh | 0.82228 | 0.82228 | 0.82228 | 0.82228 | 0.86743 | 0.82228 | 0.82228
NSR Edgewater 4- SO2 Rate Annual v5.13 | 611 | 5983 | Rate Constraint in lbs/MMBtu | FALSE | L | Annual | Constraint Shadow Price | US$/Ton | 0 | 0 | 0 | 0 | 0 | 0 | 0
NSR Edgewater 5- Hg Rate Annual v5.13 | 612 | 5990 | Rate Constraint in lbs/MMBtu | FALSE | L | Annual | Seasons Included | Seasons |  | Winter, Summer | Winter, Summer | Winter, Summer | Winter, Summer | Winter, Summer | Winter, Summer
NSR Edgewater 5- Hg Rate Annual v5.13 | 612 | 5990 | Rate Constraint in lbs/MMBtu | FALSE | L | Annual | Standard | lb/MMBtu | 0.015 | 0.015 | 0.015 | 0.015 | 0.015 | 0.015 | 0.015
NSR Edgewater 5- Hg Rate Annual v5.13 | 612 | 5990 | Rate Constraint in lbs/MMBtu | FALSE | L | Annual | Emissions at Affected Plants MER | lbs | 0 | 0.63449 | 0.63449 | 0.63449 | 0.62049 | 0.63449 | 0.63449
NSR Edgewater 5- Hg Rate Annual v5.13 | 612 | 5990 | Rate Constraint in lbs/MMBtu | FALSE | L | Annual | Allowances Purchased MER | lbs | 0 | 0 | 0 | 0 | 0 | 0 | 0
NSR Edgewater 5- Hg Rate Annual v5.13 | 612 | 5990 | Rate Constraint in lbs/MMBtu | FALSE | L | Annual | Allowances Sold MER | lbs | 0 | 0 | 0 | 0 | 0 | 0 | 0
NSR Edgewater 5- Hg Rate Annual v5.13 | 612 | 5990 | Rate Constraint in lbs/MMBtu | FALSE | L | Annual | Allowances Banked | lbs | 0 | 0 | 0 | 0 | 0 | 0 | 0
NSR Edgewater 5- Hg Rate Annual v5.13 | 612 | 5990 | Rate Constraint in lbs/MMBtu | FALSE | L | Annual | Allowances Withdrawn (1:1) | lbs | 0 | 0 | 0 | 0 | 0 | 0 | 0
NSR Edgewater 5- Hg Rate Annual v5.13 | 612 | 5990 | Rate Constraint in lbs/MMBtu | FALSE | L | Annual | Allowances Withdrawn (n:1) | lbs | 0 | 0 | 0 | 0 | 0 | 0 | 0
NSR Edgewater 5- Hg Rate Annual v5.13 | 612 | 5990 | Rate Constraint in lbs/MMBtu | FALSE | L | Annual | Net Emissions Allowance Position | lbs | 0 | 0.63449 | 0.63449 | 0.63449 | 0.62049 | 0.63449 | 0.63449
NSR Edgewater 5- Hg Rate Annual v5.13 | 612 | 5990 | Rate Constraint in lbs/MMBtu | FALSE | L | Annual | Fuel Consumed | TBtu | 0 | 1.274 | 1.274 | 1.274 | 1.1783 | 1.274 | 1.274
NSR Edgewater 5- Hg Rate Annual v5.13 | 612 | 5990 | Rate Constraint in lbs/MMBtu | FALSE | L | Annual | Rate | lb/MMBtu | 0 | 4.9804e-07 | 4.9804e-07 | 4.9804e-07 | 5.266e-07 | 4.9804e-07 | 4.9804e-07
NSR Edgewater 5- Hg Rate Annual v5.13 | 612 | 5990 | Rate Constraint in lbs/MMBtu | FALSE | L | Annual | Generation | TWh | 0 | 0.12753 | 0.12753 | 0.12753 | 0.11834 | 0.12753 | 0.12753
NSR Edgewater 5- Hg Rate Annual v5.13 | 612 | 5990 | Rate Constraint in lbs/MMBtu | FALSE | L | Annual | Qualifying Generation | TWh | 0 | 0.12753 | 0.12753 | 0.12753 | 0.11834 | 0.12753 | 0.12753
NSR Edgewater 5- Hg Rate Annual v5.13 | 612 | 5990 | Rate Constraint in lbs/MMBtu | FALSE | L | Annual | Rate | lb/MWh | 0 | 4.9754 | 4.9754 | 4.9754 | 5.2435 | 4.9754 | 4.9754
NSR Edgewater 5- Hg Rate Annual v5.13 | 612 | 5990 | Rate Constraint in lbs/MMBtu | FALSE | L | Annual | Constraint Shadow Price | US$/Lb | 0 | 0 | 0 | 0 | 0 | 0 | 0
NSR Edgewater 5- NOx Rate Annual v5.13 | 613 | 5989 | Rate Constraint in lbs/MMBtu | FALSE | L | Annual | Seasons Included | Seasons | Winter, Summer | Winter, Summer | Winter, Summer | Winter, Summer | Winter, Summer | Winter, Summer | Winter, Summer
NSR Edgewater 5- NOx Rate Annual v5.13 | 613 | 5989 | Rate Constraint in lbs/MMBtu | FALSE | L | Annual | Standard | lb/MMBtu | 0.07 | 0.07 | 0.07 | 0.07 | 0.07 | 0.07 | 0.07
NSR Edgewater 5- NOx Rate Annual v5.13 | 613 | 5989 | Rate Constraint in lbs/MMBtu | FALSE | L | Annual | Emissions at Affected Plants NOX | MTons | 0.046143 | 0.043003 | 0.043003 | 0.043003 | 0.039975 | 0.043003 | 0.043003
NSR Edgewater 5- NOx Rate Annual v5.13 | 613 | 5989 | Rate Constraint in lbs/MMBtu | FALSE | L | Annual | Allowances Purchased NOX | MTons | 0 | 0 | 0 | 0 | 0 | 0 | 0
NSR Edgewater 5- NOx Rate Annual v5.13 | 613 | 5989 | Rate Constraint in lbs/MMBtu | FALSE | L | Annual | Allowances Sold NOX | MTons | 0 | 0 | 0 | 0 | 0 | 0 | 0
NSR Edgewater 5- NOx Rate Annual v5.13 | 613 | 5989 | Rate Constraint in lbs/MMBtu | FALSE | L | Annual | Allowances Banked | MTons | 0 | 0 | 0 | 0 | 0 | 0 | 0
NSR Edgewater 5- NOx Rate Annual v5.13 | 613 | 5989 | Rate Constraint in lbs/MMBtu | FALSE | L | Annual | Allowances Withdrawn (1:1) | MTons | 0 | 0 | 0 | 0 | 0 | 0 | 0
NSR Edgewater 5- NOx Rate Annual v5.13 | 613 | 5989 | Rate Constraint in lbs/MMBtu | FALSE | L | Annual | Allowances Withdrawn (n:1) | MTons | 0 | 0 | 0 | 0 | 0 | 0 | 0
NSR Edgewater 5- NOx Rate Annual v5.13 | 613 | 5989 | Rate Constraint in lbs/MMBtu | FALSE | L | Annual | Net Emissions Allowance Position | MTons | 0.046143 | 0.043003 | 0.043003 | 0.043003 | 0.039975 | 0.043003 | 0.043003
NSR Edgewater 5- NOx Rate Annual v5.13 | 613 | 5989 | Rate Constraint in lbs/MMBtu | FALSE | L | Annual | Fuel Consumed | TBtu | 1.3277 | 1.274 | 1.274 | 1.274 | 1.1783 | 1.274 | 1.274
NSR Edgewater 5- NOx Rate Annual v5.13 | 613 | 5989 | Rate Constraint in lbs/MMBtu | FALSE | L | Annual | Rate | lb/MMBtu | 0.069509 | 0.06751 | 0.06751 | 0.06751 | 0.067854 | 0.06751 | 0.06751
NSR Edgewater 5- NOx Rate Annual v5.13 | 613 | 5989 | Rate Constraint in lbs/MMBtu | FALSE | L | Annual | Generation | TWh | 0.13322 | 0.12753 | 0.12753 | 0.12753 | 0.11834 | 0.12753 | 0.12753
NSR Edgewater 5- NOx Rate Annual v5.13 | 613 | 5989 | Rate Constraint in lbs/MMBtu | FALSE | L | Annual | Qualifying Generation | TWh | 0.13322 | 0.12753 | 0.12753 | 0.12753 | 0.11834 | 0.12753 | 0.12753
NSR Edgewater 5- NOx Rate Annual v5.13 | 613 | 5989 | Rate Constraint in lbs/MMBtu | FALSE | L | Annual | Rate | lb/MWh | 0.34637 | 0.33721 | 0.33721 | 0.33721 | 0.33781 | 0.33721 | 0.33721
NSR Edgewater 5- NOx Rate Annual v5.13 | 613 | 5989 | Rate Constraint in lbs/MMBtu | FALSE | L | Annual | Constraint Shadow Price | US$/Ton | 0 | 0 | 0 | 0 | 0 | 0 | 0
NSR Edgewater 5- SO2 Rate Annual v5.13 | 614 | 5988 | Rate Constraint in lbs/MMBtu | FALSE | L | Annual | Seasons Included | Seasons |  | Winter, Summer | Winter, Summer | Winter, Summer | Winter, Summer | Winter, Summer | Winter, Summer
NSR Edgewater 5- SO2 Rate Annual v5.13 | 614 | 5988 | Rate Constraint in lbs/MMBtu | FALSE | L | Annual | Standard | lb/MMBtu | 0.075 | 0.075 | 0.075 | 0.075 | 0.075 | 0.075 | 0.075
NSR Edgewater 5- SO2 Rate Annual v5.13 | 614 | 5988 | Rate Constraint in lbs/MMBtu | FALSE | L | Annual | Emissions at Affected Plants SO2 | MTons | 0 | 0.047948 | 0.047948 | 0.047948 | 0.044185 | 0.047948 | 0.047948
NSR Edgewater 5- SO2 Rate Annual v5.13 | 614 | 5988 | Rate Constraint in lbs/MMBtu | FALSE | L | Annual | Allowances Purchased SO2 | MTons | 0 | 0 | 0 | 0 | 0 | 0 | 0
NSR Edgewater 5- SO2 Rate Annual v5.13 | 614 | 5988 | Rate Constraint in lbs/MMBtu | FALSE | L | Annual | Allowances Sold SO2 | MTons | 0 | 0 | 0 | 0 | 0 | 0 | 0
NSR Edgewater 5- SO2 Rate Annual v5.13 | 614 | 5988 | Rate Constraint in lbs/MMBtu | FALSE | L | Annual | Allowances Banked | MTons | 0 | 0 | 0 | 0 | 0 | 0 | 0
NSR Edgewater 5- SO2 Rate Annual v5.13 | 614 | 5988 | Rate Constraint in lbs/MMBtu | FALSE | L | Annual | Allowances Withdrawn (1:1) | MTons | 0 | 0 | 0 | 0 | 0 | 0 | 0
NSR Edgewater 5- SO2 Rate Annual v5.13 | 614 | 5988 | Rate Constraint in lbs/MMBtu | FALSE | L | Annual | Allowances Withdrawn (n:1) | MTons | 0 | 0 | 0 | 0 | 0 | 0 | 0
NSR Edgewater 5- SO2 Rate Annual v5.13 | 614 | 5988 | Rate Constraint in lbs/MMBtu | FALSE | L | Annual | Net Emissions Allowance Position | MTons | 0 | 0.047948 | 0.047948 | 0.047948 | 0.044185 | 0.047948 | 0.047948
NSR Edgewater 5- SO2 Rate Annual v5.13 | 614 | 5988 | Rate Constraint in lbs/MMBtu | FALSE | L | Annual | Fuel Consumed | TBtu | 0 | 1.274 | 1.274 | 1.274 | 1.1783 | 1.274 | 1.274
NSR Edgewater 5- SO2 Rate Annual v5.13 | 614 | 5988 | Rate Constraint in lbs/MMBtu | FALSE | L | Annual | Rate | lb/MMBtu | 0 | 0.075272 | 0.075272 | 0.075272 | 0.075 | 0.075272 | 0.075272
NSR Edgewater 5- SO2 Rate Annual v5.13 | 614 | 5988 | Rate Constraint in lbs/MMBtu | FALSE | L | Annual | Generation | TWh | 0 | 0.12753 | 0.12753 | 0.12753 | 0.11834 | 0.12753 | 0.12753
NSR Edgewater 5- SO2 Rate Annual v5.13 | 614 | 5988 | Rate Constraint in lbs/MMBtu | FALSE | L | Annual | Qualifying Generation | TWh | 0 | 0.12753 | 0.12753 | 0.12753 | 0.11834 | 0.12753 | 0.12753
NSR Edgewater 5- SO2 Rate Annual v5.13 | 614 | 5988 | Rate Constraint in lbs/MMBtu | FALSE | L | Annual | Rate | lb/MWh | 0 | 0.37598 | 0.37598 | 0.37598 | 0.37339 | 0.37598 | 0.37598
NSR Edgewater 5- SO2 Rate Annual v5.13 | 614 | 5988 | Rate Constraint in lbs/MMBtu | FALSE | L | Annual | Constraint Shadow Price | US$/Ton | 0 | 169415.0583 | 370657.1998 | 265720.1755 | 82244.363 | 181623.7746 | 368848.603
NSR EKPC Consent - NOX Cap Annual v3.1 | 615 | 1842 | Rate Constraint in MTons | FALSE | L | Annual | Seasons Included | Seasons | Winter, Summer | Winter, Summer | Winter, Summer | Winter, Summer | Winter, Summer | Winter, Summer | Winter, Summer
NSR EKPC Consent - NOX Cap Annual v3.1 | 615 | 1842 | Rate Constraint in MTons | FALSE | L | Annual | Standard | MTons | 8 | 8 | 8 | 8 | 8 | 8 | 8
NSR EKPC Consent - NOX Cap Annual v3.1 | 615 | 1842 | Rate Constraint in MTons | FALSE | L | Annual | Standard NOX | MTons | 8 | 8 | 8 | 8 | 8 | 8 | 8
NSR EKPC Consent - NOX Cap Annual v3.1 | 615 | 1842 | Rate Constraint in MTons | FALSE | L | Annual | Emissions at Affected Plants NOX | MTons | 3.8939 | 3.9339 | 3.9339 | 3.9339 | 3.9108 | 3.7733 | 3.9261
NSR EKPC Consent - NOX Cap Annual v3.1 | 615 | 1842 | Rate Constraint in MTons | FALSE | L | Annual | Allowances Purchased NOX | MTons | 0 | 0 | 0 | 0 | 0 | 0 | 0
NSR EKPC Consent - NOX Cap Annual v3.1 | 615 | 1842 | Rate Constraint in MTons | FALSE | L | Annual | Allowances Sold NOX | MTons | 0 | 0 | 0 | 0 | 0 | 0 | 0
NSR EKPC Consent - NOX Cap Annual v3.1 | 615 | 1842 | Rate Constraint in MTons | FALSE | L | Annual | Allowances Banked | MTons | 0 | 0 | 0 | 0 | 0 | 0 | 0
NSR EKPC Consent - NOX Cap Annual v3.1 | 615 | 1842 | Rate Constraint in MTons | FALSE | L | Annual | Allowances Withdrawn (1:1) | MTons | 0 | 0 | 0 | 0 | 0 | 0 | 0
NSR EKPC Consent - NOX Cap Annual v3.1 | 615 | 1842 | Rate Constraint in MTons | FALSE | L | Annual | Allowances Withdrawn (n:1) | MTons | 0 | 0 | 0 | 0 | 0 | 0 | 0
NSR EKPC Consent - NOX Cap Annual v3.1 | 615 | 1842 | Rate Constraint in MTons | FALSE | L | Annual | Net Emissions Allowance Position | MTons | 3.8939 | 3.9339 | 3.9339 | 3.9339 | 3.9108 | 3.7733 | 3.9261
NSR EKPC Consent - NOX Cap Annual v3.1 | 615 | 1842 | Rate Constraint in MTons | FALSE | L | Annual | Fuel Consumed | TBtu | 99.7729 | 100.7437 | 100.7437 | 100.7437 | 100.1821 | 96.9794 | 100.956
NSR EKPC Consent - NOX Cap Annual v3.1 | 615 | 1842 | Rate Constraint in MTons | FALSE | L | Annual | Rate | lb/MMBtu | 0.078056 | 0.078098 | 0.078098 | 0.078098 | 0.078074 | 0.077816 | 0.077779
NSR EKPC Consent - NOX Cap Annual v3.1 | 615 | 1842 | Rate Constraint in MTons | FALSE | L | Annual | Generation | TWh | 9.6608 | 9.7561 | 9.7561 | 9.7561 | 9.701 | 9.3799 | 9.7561
NSR EKPC Consent - NOX Cap Annual v3.1 | 615 | 1842 | Rate Constraint in MTons | FALSE | L | Annual | Qualifying Generation | TWh | 9.6608 | 9.7561 | 9.7561 | 9.7561 | 9.701 | 9.3799 | 9.7561
NSR EKPC Consent - NOX Cap Annual v3.1 | 615 | 1842 | Rate Constraint in MTons | FALSE | L | Annual | Rate | lb/MWh | 0.40307 | 0.40323 | 0.40323 | 0.40323 | 0.40314 | 0.40227 | 0.40243
NSR EKPC Consent - NOX Cap Annual v3.1 | 615 | 1842 | Rate Constraint in MTons | FALSE | L | Annual | Constraint Shadow Price | US$/Ton | 0 | 0 | 0 | 0 | 0 | 0 | 0
NSR EKPC Consent - SO2 Cap Annual v3.1 | 616 | 1843 | Rate Constraint in MTons | FALSE | L | Annual | Seasons Included | Seasons | Winter, Summer | Winter, Summer | Winter, Summer | Winter, Summer | Winter, Summer | Winter, Summer | Winter, Summer
NSR EKPC Consent - SO2 Cap Annual v3.1 | 616 | 1843 | Rate Constraint in MTons | FALSE | L | Annual | Standard | MTons | 28 | 28 | 28 | 28 | 28 | 28 | 28
NSR EKPC Consent - SO2 Cap Annual v3.1 | 616 | 1843 | Rate Constraint in MTons | FALSE | L | Annual | Standard SO2 | MTons | 28 | 28 | 28 | 28 | 28 | 28 | 28
NSR EKPC Consent - SO2 Cap Annual v3.1 | 616 | 1843 | Rate Constraint in MTons | FALSE | L | Annual | Emissions at Affected Plants SO2 | MTons | 4.2815 | 4.3301 | 4.3301 | 4.3301 | 4.302 | 4.144 | 4.3357
NSR EKPC Consent - SO2 Cap Annual v3.1 | 616 | 1843 | Rate Constraint in MTons | FALSE | L | Annual | Allowances Purchased SO2 | MTons | 0 | 0 | 0 | 0 | 0 | 0 | 0
NSR EKPC Consent - SO2 Cap Annual v3.1 | 616 | 1843 | Rate Constraint in MTons | FALSE | L | Annual | Allowances Sold SO2 | MTons | 0 | 0 | 0 | 0 | 0 | 0 | 0
NSR EKPC Consent - SO2 Cap Annual v3.1 | 616 | 1843 | Rate Constraint in MTons | FALSE | L | Annual | Allowances Banked | MTons | 0 | 0 | 0 | 0 | 0 | 0 | 0
NSR EKPC Consent - SO2 Cap Annual v3.1 | 616 | 1843 | Rate Constraint in MTons | FALSE | L | Annual | Allowances Withdrawn (1:1) | MTons | 0 | 0 | 0 | 0 | 0 | 0 | 0
NSR EKPC Consent - SO2 Cap Annual v3.1 | 616 | 1843 | Rate Constraint in MTons | FALSE | L | Annual | Allowances Withdrawn (n:1) | MTons | 0 | 0 | 0 | 0 | 0 | 0 | 0
NSR EKPC Consent - SO2 Cap Annual v3.1 | 616 | 1843 | Rate Constraint in MTons | FALSE | L | Annual | Net Emissions Allowance Position | MTons | 4.2815 | 4.3301 | 4.3301 | 4.3301 | 4.302 | 4.144 | 4.3357
NSR EKPC Consent - SO2 Cap Annual v3.1 | 616 | 1843 | Rate Constraint in MTons | FALSE | L | Annual | Fuel Consumed | TBtu | 99.7729 | 100.7437 | 100.7437 | 100.7437 | 100.1821 | 96.9794 | 100.956
NSR EKPC Consent - SO2 Cap Annual v3.1 | 616 | 1843 | Rate Constraint in MTons | FALSE | L | Annual | Rate | lb/MMBtu | 0.085826 | 0.085962 | 0.085962 | 0.085962 | 0.085884 | 0.085461 | 0.085892
NSR EKPC Consent - SO2 Cap Annual v3.1 | 616 | 1843 | Rate Constraint in MTons | FALSE | L | Annual | Generation | TWh | 9.6608 | 9.7561 | 9.7561 | 9.7561 | 9.701 | 9.3799 | 9.7561
NSR EKPC Consent - SO2 Cap Annual v3.1 | 616 | 1843 | Rate Constraint in MTons | FALSE | L | Annual | Qualifying Generation | TWh | 9.6608 | 9.7561 | 9.7561 | 9.7561 | 9.701 | 9.3799 | 9.7561
NSR EKPC Consent - SO2 Cap Annual v3.1 | 616 | 1843 | Rate Constraint in MTons | FALSE | L | Annual | Rate | lb/MWh | 0.44318 | 0.44383 | 0.44383 | 0.44383 | 0.44346 | 0.44179 | 0.44441
NSR EKPC Consent - SO2 Cap Annual v3.1 | 616 | 1843 | Rate Constraint in MTons | FALSE | L | Annual | Constraint Shadow Price | US$/Ton | 0 | 0 | 0 | 0 | 0 | 0 | 0
NSR FB Culley 3 - NOX Rate Annual v3.1, Unit 5318 and retrofits | 617 | 1946 | Rate Constraint in lbs/MMBtu | FALSE | L | Annual | Seasons Included | Seasons | Winter, Summer | Winter, Summer | Winter, Summer | Winter, Summer | Winter, Summer | Winter, Summer | Winter, Summer
NSR FB Culley 3 - NOX Rate Annual v3.1, Unit 5318 and retrofits | 617 | 1946 | Rate Constraint in lbs/MMBtu | FALSE | L | Annual | Standard | lb/MMBtu | 0.1 | 0.1 | 0.1 | 0.1 | 0.1 | 0.1 | 0.1
NSR FB Culley 3 - NOX Rate Annual v3.1, Unit 5318 and retrofits | 617 | 1946 | Rate Constraint in lbs/MMBtu | FALSE | L | Annual | Emissions at Affected Plants NOX | MTons | 1.0567 | 1.0567 | 1.0567 | 1.0567 | 1.0567 | 1.0567 | 1.0567
NSR FB Culley 3 - NOX Rate Annual v3.1, Unit 5318 and retrofits | 617 | 1946 | Rate Constraint in lbs/MMBtu | FALSE | L | Annual | Allowances Purchased NOX | MTons | 0 | 0 | 0 | 0 | 0 | 0 | 0
NSR FB Culley 3 - NOX Rate Annual v3.1, Unit 5318 and retrofits | 617 | 1946 | Rate Constraint in lbs/MMBtu | FALSE | L | Annual | Allowances Sold NOX | MTons | 0 | 0 | 0 | 0 | 0 | 0 | 0
NSR FB Culley 3 - NOX Rate Annual v3.1, Unit 5318 and retrofits | 617 | 1946 | Rate Constraint in lbs/MMBtu | FALSE | L | Annual | Allowances Banked | MTons | 0 | 0 | 0 | 0 | 0 | 0 | 0
NSR FB Culley 3 - NOX Rate Annual v3.1, Unit 5318 and retrofits | 617 | 1946 | Rate Constraint in lbs/MMBtu | FALSE | L | Annual | Allowances Withdrawn (1:1) | MTons | 0 | 0 | 0 | 0 | 0 | 0 | 0
NSR FB Culley 3 - NOX Rate Annual v3.1, Unit 5318 and retrofits | 617 | 1946 | Rate Constraint in lbs/MMBtu | FALSE | L | Annual | Allowances Withdrawn (n:1) | MTons | 0 | 0 | 0 | 0 | 0 | 0 | 0
NSR FB Culley 3 - NOX Rate Annual v3.1, Unit 5318 and retrofits | 617 | 1946 | Rate Constraint in lbs/MMBtu | FALSE | L | Annual | Net Emissions Allowance Position | MTons | 1.0567 | 1.0567 | 1.0567 | 1.0567 | 1.0567 | 1.0567 | 1.0567
NSR FB Culley 3 - NOX Rate Annual v3.1, Unit 5318 and retrofits | 617 | 1946 | Rate Constraint in lbs/MMBtu | FALSE | L | Annual | Fuel Consumed | TBtu | 21.3644 | 21.3644 | 21.3644 | 21.3644 | 21.3644 | 21.3644 | 21.3644
NSR FB Culley 3 - NOX Rate Annual v3.1, Unit 5318 and retrofits | 617 | 1946 | Rate Constraint in lbs/MMBtu | FALSE | L | Annual | Rate | lb/MMBtu | 0.098919 | 0.098919 | 0.098919 | 0.098919 | 0.098919 | 0.098919 | 0.098919
NSR FB Culley 3 - NOX Rate Annual v3.1, Unit 5318 and retrofits | 617 | 1946 | Rate Constraint in lbs/MMBtu | FALSE | L | Annual | Generation | TWh | 1.9538 | 1.9538 | 1.9538 | 1.9538 | 1.9538 | 1.9538 | 1.9538
NSR FB Culley 3 - NOX Rate Annual v3.1, Unit 5318 and retrofits | 617 | 1946 | Rate Constraint in lbs/MMBtu | FALSE | L | Annual | Qualifying Generation | TWh | 1.9538 | 1.9538 | 1.9538 | 1.9538 | 1.9538 | 1.9538 | 1.9538
NSR FB Culley 3 - NOX Rate Annual v3.1, Unit 5318 and retrofits | 617 | 1946 | Rate Constraint in lbs/MMBtu | FALSE | L | Annual | Rate | lb/MWh | 0.54084 | 0.54084 | 0.54084 | 0.54084 | 0.54084 | 0.54084 | 0.54084
NSR FB Culley 3 - NOX Rate Annual v3.1, Unit 5318 and retrofits | 617 | 1946 | Rate Constraint in lbs/MMBtu | FALSE | L | Annual | Constraint Shadow Price | US$/Ton | 0 | 0 | 0 | 0 | 0 | 0 | 0
NSR Genoa 1 - Hg Rate Annual v5.13 | 618 | 5967 | Rate Constraint in lbs/MMBtu | FALSE | L | Annual | Seasons Included | Seasons | Winter, Summer | Winter, Summer | Winter, Summer | Winter, Summer | Winter, Summer | Winter, Summer | Winter, Summer
NSR Genoa 1 - Hg Rate Annual v5.13 | 618 | 5967 | Rate Constraint in lbs/MMBtu | FALSE | L | Annual | Standard | lb/MMBtu | 0.015 | 0.015 | 0.015 | 0.015 | 0.015 | 0.015 | 0.015
NSR Genoa 1 - Hg Rate Annual v5.13 | 618 | 5967 | Rate Constraint in lbs/MMBtu | FALSE | L | Annual | Emissions at Affected Plants MER | lbs | 13.1546 | 13.1546 | 13.1546 | 13.1546 | 13.1546 | 15.1008 | 15.1008
NSR Genoa 1 - Hg Rate Annual v5.13 | 618 | 5967 | Rate Constraint in lbs/MMBtu | FALSE | L | Annual | Allowances Purchased MER | lbs | 0 | 0 | 0 | 0 | 0 | 0 | 0
NSR Genoa 1 - Hg Rate Annual v5.13 | 618 | 5967 | Rate Constraint in lbs/MMBtu | FALSE | L | Annual | Allowances Sold MER | lbs | 0 | 0 | 0 | 0 | 0 | 0 | 0
NSR Genoa 1 - Hg Rate Annual v5.13 | 618 | 5967 | Rate Constraint in lbs/MMBtu | FALSE | L | Annual | Allowances Banked | lbs | 0 | 0 | 0 | 0 | 0 | 0 | 0
NSR Genoa 1 - Hg Rate Annual v5.13 | 618 | 5967 | Rate Constraint in lbs/MMBtu | FALSE | L | Annual | Allowances Withdrawn (1:1) | lbs | 0 | 0 | 0 | 0 | 0 | 0 | 0
NSR Genoa 1 - Hg Rate Annual v5.13 | 618 | 5967 | Rate Constraint in lbs/MMBtu | FALSE | L | Annual | Allowances Withdrawn (n:1) | lbs | 0 | 0 | 0 | 0 | 0 | 0 | 0
NSR Genoa 1 - Hg Rate Annual v5.13 | 618 | 5967 | Rate Constraint in lbs/MMBtu | FALSE | L | Annual | Net Emissions Allowance Position | lbs | 13.1546 | 13.1546 | 13.1546 | 13.1546 | 13.1546 | 15.1008 | 15.1008
NSR Genoa 1 - Hg Rate Annual v5.13 | 618 | 5967 | Rate Constraint in lbs/MMBtu | FALSE | L | Annual | Fuel Consumed | TBtu | 23.4485 | 23.4485 | 23.4485 | 23.4485 | 23.4485 | 23.4485 | 23.4485
NSR Genoa 1 - Hg Rate Annual v5.13 | 618 | 5967 | Rate Constraint in lbs/MMBtu | FALSE | L | Annual | Rate | lb/MMBtu | 5.61e-07 | 5.61e-07 | 5.61e-07 | 5.61e-07 | 5.61e-07 | 6.44e-07 | 6.44e-07
NSR Genoa 1 - Hg Rate Annual v5.13 | 618 | 5967 | Rate Constraint in lbs/MMBtu | FALSE | L | Annual | Generation | TWh | 2.3958 | 2.3958 | 2.3958 | 2.3958 | 2.3958 | 2.3958 | 2.3958
NSR Genoa 1 - Hg Rate Annual v5.13 | 618 | 5967 | Rate Constraint in lbs/MMBtu | FALSE | L | Annual | Qualifying Generation | TWh | 2.3958 | 2.3958 | 2.3958 | 2.3958 | 2.3958 | 2.3958 | 2.3958
NSR Genoa 1 - Hg Rate Annual v5.13 | 618 | 5967 | Rate Constraint in lbs/MMBtu | FALSE | L | Annual | Rate | lb/MWh | 5.4907 | 5.4907 | 5.4907 | 5.4907 | 5.4907 | 6.303 | 6.303
NSR Genoa 1 - Hg Rate Annual v5.13 | 618 | 5967 | Rate Constraint in lbs/MMBtu | FALSE | L | Annual | Constraint Shadow Price | US$/Lb | 0 | 0 | 0 | 0 | 0 | 0 | 0
NSR Genoa 1 - NOx Cap Annual v5.13 | 619 | 5966 | Rate Constraint in MTons | FALSE | L | Annual | Seasons Included | Seasons | Winter, Summer | Winter, Summer | Winter, Summer | Winter, Summer | Winter, Summer | Winter, Summer | Winter, Summer
NSR Genoa 1 - NOx Cap Annual v5.13 | 619 | 5966 | Rate Constraint in MTons | FALSE | L | Annual | Standard | MTons | 1.14 | 1.14 | 1.14 | 1.14 | 1.14 | 1.14 | 1.14
NSR Genoa 1 - NOx Cap Annual v5.13 | 619 | 5966 | Rate Constraint in MTons | FALSE | L | Annual | Standard NOX | MTons | 1.14 | 1.14 | 1.14 | 1.14 | 1.14 | 1.14 | 1.14
NSR Genoa 1 - NOx Cap Annual v5.13 | 619 | 5966 | Rate Constraint in MTons | FALSE | L | Annual | Emissions at Affected Plants NOX | MTons | 1.14 | 1.14 | 1.14 | 1.14 | 1.14 | 1.14 | 1.14
NSR Genoa 1 - NOx Cap Annual v5.13 | 619 | 5966 | Rate Constraint in MTons | FALSE | L | Annual | Allowances Purchased NOX | MTons | 0 | 0 | 0 | 0 | 0 | 0 | 0
NSR Genoa 1 - NOx Cap Annual v5.13 | 619 | 5966 | Rate Constraint in MTons | FALSE | L | Annual | Allowances Sold NOX | MTons | 0 | 0 | 0 | 0 | 0 | 0 | 0
NSR Genoa 1 - NOx Cap Annual v5.13 | 619 | 5966 | Rate Constraint in MTons | FALSE | L | Annual | Allowances Banked | MTons | 0 | 0 | 0 | 0 | 0 | 0 | 0
NSR Genoa 1 - NOx Cap Annual v5.13 | 619 | 5966 | Rate Constraint in MTons | FALSE | L | Annual | Allowances Withdrawn (1:1) | MTons | 0 | 0 | 0 | 0 | 0 | 0 | 0
NSR Genoa 1 - NOx Cap Annual v5.13 | 619 | 5966 | Rate Constraint in MTons | FALSE | L | Annual | Allowances Withdrawn (n:1) | MTons | 0 | 0 | 0 | 0 | 0 | 0 | 0
NSR Genoa 1 - NOx Cap Annual v5.13 | 619 | 5966 | Rate Constraint in MTons | FALSE | L | Annual | Net Emissions Allowance Position | MTons | 1.14 | 1.14 | 1.14 | 1.14 | 1.14 | 1.14 | 1.14
NSR Genoa 1 - NOx Cap Annual v5.13 | 619 | 5966 | Rate Constraint in MTons | FALSE | L | Annual | Fuel Consumed | TBtu | 23.4485 | 23.4485 | 23.4485 | 23.4485 | 23.4485 | 23.4485 | 23.4485
NSR Genoa 1 - NOx Cap Annual v5.13 | 619 | 5966 | Rate Constraint in MTons | FALSE | L | Annual | Rate | lb/MMBtu | 0.097234 | 0.097234 | 0.097234 | 0.097234 | 0.097234 | 0.097234 | 0.097234
NSR Genoa 1 - NOx Cap Annual v5.13 | 619 | 5966 | Rate Constraint in MTons | FALSE | L | Annual | Generation | TWh | 2.3958 | 2.3958 | 2.3958 | 2.3958 | 2.3958 | 2.3958 | 2.3958
NSR Genoa 1 - NOx Cap Annual v5.13 | 619 | 5966 | Rate Constraint in MTons | FALSE | L | Annual | Qualifying Generation | TWh | 2.3958 | 2.3958 | 2.3958 | 2.3958 | 2.3958 | 2.3958 | 2.3958
NSR Genoa 1 - NOx Cap Annual v5.13 | 619 | 5966 | Rate Constraint in MTons | FALSE | L | Annual | Rate | lb/MWh | 0.47583 | 0.47583 | 0.47583 | 0.47583 | 0.47583 | 0.47583 | 0.47583
NSR Genoa 1 - NOx Cap Annual v5.13 | 619 | 5966 | Rate Constraint in MTons | FALSE | L | Annual | Constraint Shadow Price | US$/Ton | 4106.6617 | 0 | 5877.1538 | 6349.6927 | 2774.6345 | 6172.4906 | 6605.5034
NSR Genoa 1 - NOx Rate Annual v5.13 | 620 | 5965 | Rate Constraint in lbs/MMBtu | FALSE | L | Annual | Seasons Included | Seasons | Winter, Summer | Winter, Summer | Winter, Summer | Winter, Summer | Winter, Summer | Winter, Summer | Winter, Summer
NSR Genoa 1 - NOx Rate Annual v5.13 | 620 | 5965 | Rate Constraint in lbs/MMBtu | FALSE | L | Annual | Standard | lb/MMBtu | 0.14 | 0.14 | 0.14 | 0.14 | 0.14 | 0.14 | 0.14
NSR Genoa 1 - NOx Rate Annual v5.13 | 620 | 5965 | Rate Constraint in lbs/MMBtu | FALSE | L | Annual | Emissions at Affected Plants NOX | MTons | 1.14 | 1.14 | 1.14 | 1.14 | 1.14 | 1.14 | 1.14
NSR Genoa 1 - NOx Rate Annual v5.13 | 620 | 5965 | Rate Constraint in lbs/MMBtu | FALSE | L | Annual | Allowances Purchased NOX | MTons | 0 | 0 | 0 | 0 | 0 | 0 | 0
NSR Genoa 1 - NOx Rate Annual v5.13 | 620 | 5965 | Rate Constraint in lbs/MMBtu | FALSE | L | Annual | Allowances Sold NOX | MTons | 0 | 0 | 0 | 0 | 0 | 0 | 0
NSR Genoa 1 - NOx Rate Annual v5.13 | 620 | 5965 | Rate Constraint in lbs/MMBtu | FALSE | L | Annual | Allowances Banked | MTons | 0 | 0 | 0 | 0 | 0 | 0 | 0
NSR Genoa 1 - NOx Rate Annual v5.13 | 620 | 5965 | Rate Constraint in lbs/MMBtu | FALSE | L | Annual | Allowances Withdrawn (1:1) | MTons | 0 | 0 | 0 | 0 | 0 | 0 | 0
NSR Genoa 1 - NOx Rate Annual v5.13 | 620 | 5965 | Rate Constraint in lbs/MMBtu | FALSE | L | Annual | Allowances Withdrawn (n:1) | MTons | 0 | 0 | 0 | 0 | 0 | 0 | 0
NSR Genoa 1 - NOx Rate Annual v5.13 | 620 | 5965 | Rate Constraint in lbs/MMBtu | FALSE | L | Annual | Net Emissions Allowance Position | MTons | 1.14 | 1.14 | 1.14 | 1.14 | 1.14 | 1.14 | 1.14
NSR Genoa 1 - NOx Rate Annual v5.13 | 620 | 5965 | Rate Constraint in lbs/MMBtu | FALSE | L | Annual | Fuel Consumed | TBtu | 23.4485 | 23.4485 | 23.4485 | 23.4485 | 23.4485 | 23.4485 | 23.4485
NSR Genoa 1 - NOx Rate Annual v5.13 | 620 | 5965 | Rate Constraint in lbs/MMBtu | FALSE | L | Annual | Rate | lb/MMBtu | 0.097234 | 0.097234 | 0.097234 | 0.097234 | 0.097234 | 0.097234 | 0.097234
NSR Genoa 1 - NOx Rate Annual v5.13 | 620 | 5965 | Rate Constraint in lbs/MMBtu | FALSE | L | Annual | Generation | TWh | 2.3958 | 2.3958 | 2.3958 | 2.3958 | 2.3958 | 2.3958 | 2.3958
NSR Genoa 1 - NOx Rate Annual v5.13 | 620 | 5965 | Rate Constraint in lbs/MMBtu | FALSE | L | Annual | Qualifying Generation | TWh | 2.3958 | 2.3958 | 2.3958 | 2.3958 | 2.3958 | 2.3958 | 2.3958
NSR Genoa 1 - NOx Rate Annual v5.13 | 620 | 5965 | Rate Constraint in lbs/MMBtu | FALSE | L | Annual | Rate | lb/MWh | 0.47583 | 0.47583 | 0.47583 | 0.47583 | 0.47583 | 0.47583 | 0.47583
NSR Genoa 1 - NOx Rate Annual v5.13 | 620 | 5965 | Rate Constraint in lbs/MMBtu | FALSE | L | Annual | Constraint Shadow Price | US$/Ton | 0 | 0 | 0 | 0 | 0 | 0 | 0
NSR Genoa 1 - SO2 Rate Annual v5.13 | 621 | 5964 | Rate Constraint in lbs/MMBtu | FALSE | L | Annual | Seasons Included | Seasons | Winter, Summer | Winter, Summer | Winter, Summer | Winter, Summer | Winter, Summer | Winter, Summer | Winter, Summer
NSR Genoa 1 - SO2 Rate Annual v5.13 | 621 | 5964 | Rate Constraint in lbs/MMBtu | FALSE | L | Annual | Standard | lb/MMBtu | 0.09 | 0.09 | 0.09 | 0.09 | 0.09 | 0.09 | 0.09
NSR Genoa 1 - SO2 Rate Annual v5.13 | 621 | 5964 | Rate Constraint in lbs/MMBtu | FALSE | L | Annual | Emissions at Affected Plants SO2 | MTons | 0.93677 | 0.93677 | 0.93677 | 0.93677 | 0.93677 | 0.93677 | 0.93677
NSR Genoa 1 - SO2 Rate Annual v5.13 | 621 | 5964 | Rate Constraint in lbs/MMBtu | FALSE | L | Annual | Allowances Purchased SO2 | MTons | 0 | 0 | 0 | 0 | 0 | 0 | 0
NSR Genoa 1 - SO2 Rate Annual v5.13 | 621 | 5964 | Rate Constraint in lbs/MMBtu | FALSE | L | Annual | Allowances Sold SO2 | MTons | 0 | 0 | 0 | 0 | 0 | 0 | 0
NSR Genoa 1 - SO2 Rate Annual v5.13 | 621 | 5964 | Rate Constraint in lbs/MMBtu | FALSE | L | Annual | Allowances Banked | MTons | 0 | 0 | 0 | 0 | 0 | 0 | 0
NSR Genoa 1 - SO2 Rate Annual v5.13 | 621 | 5964 | Rate Constraint in lbs/MMBtu | FALSE | L | Annual | Allowances Withdrawn (1:1) | MTons | 0 | 0 | 0 | 0 | 0 | 0 | 0
NSR Genoa 1 - SO2 Rate Annual v5.13 | 621 | 5964 | Rate Constraint in lbs/MMBtu | FALSE | L | Annual | Allowances Withdrawn (n:1) | MTons | 0 | 0 | 0 | 0 | 0 | 0 | 0
NSR Genoa 1 - SO2 Rate Annual v5.13 | 621 | 5964 | Rate Constraint in lbs/MMBtu | FALSE | L | Annual | Net Emissions Allowance Position | MTons | 0.93677 | 0.93677 | 0.93677 | 0.93677 | 0.93677 | 0.93677 | 0.93677
NSR Genoa 1 - SO2 Rate Annual v5.13 | 621 | 5964 | Rate Constraint in lbs/MMBtu | FALSE | L | Annual | Fuel Consumed | TBtu | 23.4485 | 23.4485 | 23.4485 | 23.4485 | 23.4485 | 23.4485 | 23.4485
NSR Genoa 1 - SO2 Rate Annual v5.13 | 621 | 5964 | Rate Constraint in lbs/MMBtu | FALSE | L | Annual | Rate | lb/MMBtu | 0.0799 | 0.0799 | 0.0799 | 0.0799 | 0.0799 | 0.0799 | 0.0799
NSR Genoa 1 - SO2 Rate Annual v5.13 | 621 | 5964 | Rate Constraint in lbs/MMBtu | FALSE | L | Annual | Generation | TWh | 2.3958 | 2.3958 | 2.3958 | 2.3958 | 2.3958 | 2.3958 | 2.3958
NSR Genoa 1 - SO2 Rate Annual v5.13 | 621 | 5964 | Rate Constraint in lbs/MMBtu | FALSE | L | Annual | Qualifying Generation | TWh | 2.3958 | 2.3958 | 2.3958 | 2.3958 | 2.3958 | 2.3958 | 2.3958
NSR Genoa 1 - SO2 Rate Annual v5.13 | 621 | 5964 | Rate Constraint in lbs/MMBtu | FALSE | L | Annual | Rate | lb/MWh | 0.391 | 0.391 | 0.391 | 0.391 | 0.391 | 0.391 | 0.391
NSR Genoa 1 - SO2 Rate Annual v5.13 | 621 | 5964 | Rate Constraint in lbs/MMBtu | FALSE | L | Annual | Constraint Shadow Price | US$/Ton | 0 | 0 | 0 | 0 | 0 | 0 | 0
NSR Hennepin 1,2 - SO2 Rate Annual v3.1, Unit 4162 and retrofits | 622 | 1869 | Rate Constraint in lbs/MMBtu | FALSE | L | Annual | Seasons Included | Seasons | Winter, Summer | Winter, Summer | Winter, Summer | Winter, Summer | Winter, Summer | Winter, Summer | Winter, Summer
NSR Hennepin 1,2 - SO2 Rate Annual v3.1, Unit 4162 and retrofits | 622 | 1869 | Rate Constraint in lbs/MMBtu | FALSE | L | Annual | Standard | lb/MMBtu | 1.2 | 1.2 | 1.2 | 1.2 | 1.2 | 1.2 | 1.2
NSR Hennepin 1,2 - SO2 Rate Annual v3.1, Unit 4162 and retrofits | 622 | 1869 | Rate Constraint in lbs/MMBtu | FALSE | L | Annual | Emissions at Affected Plants SO2 | MTons | 0 | 0 | 0 | 0 | 0 | 0 | 0
NSR Hennepin 1,2 - SO2 Rate Annual v3.1, Unit 4162 and retrofits | 622 | 1869 | Rate Constraint in lbs/MMBtu | FALSE | L | Annual | Allowances Purchased SO2 | MTons | 0 | 0 | 0 | 0 | 0 | 0 | 0
NSR Hennepin 1,2 - SO2 Rate Annual v3.1, Unit 4162 and retrofits | 622 | 1869 | Rate Constraint in lbs/MMBtu | FALSE | L | Annual | Allowances Sold SO2 | MTons | 0 | 0 | 0 | 0 | 0 | 0 | 0
NSR Hennepin 1,2 - SO2 Rate Annual v3.1, Unit 4162 and retrofits | 622 | 1869 | Rate Constraint in lbs/MMBtu | FALSE | L | Annual | Allowances Banked | MTons | 0 | 0 | 0 | 0 | 0 | 0 | 0
NSR Hennepin 1,2 - SO2 Rate Annual v3.1, Unit 4162 and retrofits | 622 | 1869 | Rate Constraint in lbs/MMBtu | FALSE | L | Annual | Allowances Withdrawn (1:1) | MTons | 0 | 0 | 0 | 0 | 0 | 0 | 0
NSR Hennepin 1,2 - SO2 Rate Annual v3.1, Unit 4162 and retrofits | 622 | 1869 | Rate Constraint in lbs/MMBtu | FALSE | L | Annual | Allowances Withdrawn (n:1) | MTons | 0 | 0 | 0 | 0 | 0 | 0 | 0
NSR Hennepin 1,2 - SO2 Rate Annual v3.1, Unit 4162 and retrofits | 622 | 1869 | Rate Constraint in lbs/MMBtu | FALSE | L | Annual | Net Emissions Allowance Position | MTons | 0 | 0 | 0 | 0 | 0 | 0 | 0
NSR Hennepin 1,2 - SO2 Rate Annual v3.1, Unit 4162 and retrofits | 622 | 1869 | Rate Constraint in lbs/MMBtu | FALSE | L | Annual | Fuel Consumed | TBtu | 0 | 0 | 0 | 0 | 0 | 0 | 0
NSR Hennepin 1,2 - SO2 Rate Annual v3.1, Unit 4162 and retrofits | 622 | 1869 | Rate Constraint in lbs/MMBtu | FALSE | L | Annual | Rate | lb/MMBtu | 0 | 0 | 0 | 0 | 0 | 0 | 0
NSR Hennepin 1,2 - SO2 Rate Annual v3.1, Unit 4162 and retrofits | 622 | 1869 | Rate Constraint in lbs/MMBtu | FALSE | L | Annual | Generation | TWh | 0 | 0 | 0 | 0 | 0 | 0 | 0
NSR Hennepin 1,2 - SO2 Rate Annual v3.1, Unit 4162 and retrofits | 622 | 1869 | Rate Constraint in lbs/MMBtu | FALSE | L | Annual | Qualifying Generation | TWh | 0 | 0 | 0 | 0 | 0 | 0 | 0
NSR Hennepin 1,2 - SO2 Rate Annual v3.1, Unit 4162 and retrofits | 622 | 1869 | Rate Constraint in lbs/MMBtu | FALSE | L | Annual | Rate | lb/MWh | 0 | 0 | 0 | 0 | 0 | 0 | 0
NSR Hennepin 1,2 - SO2 Rate Annual v3.1, Unit 4162 and retrofits | 622 | 1869 | Rate Constraint in lbs/MMBtu | FALSE | L | Annual | Constraint Shadow Price | US$/Ton | 0 | 0 | 0 | 0 | 0 | 0 | 0
NSR Hennepin 1,2 - SO2 Rate Annual v3.1, Unit 4163 and retrofits | 623 | 1869 | Rate Constraint in lbs/MMBtu | FALSE | L | Annual | Seasons Included | Seasons | Winter, Summer | Winter, Summer | Winter, Summer | Winter, Summer | Winter, Summer | Winter, Summer | Winter, Summer
NSR Hennepin 1,2 - SO2 Rate Annual v3.1, Unit 4163 and retrofits | 623 | 1869 | Rate Constraint in lbs/MMBtu | FALSE | L | Annual | Standard | lb/MMBtu | 1.2 | 1.2 | 1.2 | 1.2 | 1.2 | 1.2 | 1.2
NSR Hennepin 1,2 - SO2 Rate Annual v3.1, Unit 4163 and retrofits | 623 | 1869 | Rate Constraint in lbs/MMBtu | FALSE | L | Annual | Emissions at Affected Plants SO2 | MTons | 0.0060586 | 0.0057227 | 0.0060586 | 0.0060586 | 0.0052922 | 0.0052922 | 0.0060586
NSR Hennepin 1,2 - SO2 Rate Annual v3.1, Unit 4163 and retrofits | 623 | 1869 | Rate Constraint in lbs/MMBtu | FALSE | L | Annual | Allowances Purchased SO2 | MTons | 0 | 0 | 0 | 0 | 0 | 0 | 0
NSR Hennepin 1,2 - SO2 Rate Annual v3.1, Unit 4163 and retrofits | 623 | 1869 | Rate Constraint in lbs/MMBtu | FALSE | L | Annual | Allowances Sold SO2 | MTons | 0 | 0 | 0 | 0 | 0 | 0 | 0
NSR Hennepin 1,2 - SO2 Rate Annual v3.1, Unit 4163 and retrofits | 623 | 1869 | Rate Constraint in lbs/MMBtu | FALSE | L | Annual | Allowances Banked | MTons | 0 | 0 | 0 | 0 | 0 | 0 | 0
NSR Hennepin 1,2 - SO2 Rate Annual v3.1, Unit 4163 and retrofits | 623 | 1869 | Rate Constraint in lbs/MMBtu | FALSE | L | Annual | Allowances Withdrawn (1:1) | MTons | 0 | 0 | 0 | 0 | 0 | 0 | 0
NSR Hennepin 1,2 - SO2 Rate Annual v3.1, Unit 4163 and retrofits | 623 | 1869 | Rate Constraint in lbs/MMBtu | FALSE | L | Annual | Allowances Withdrawn (n:1) | MTons | 0 | 0 | 0 | 0 | 0 | 0 | 0
NSR Hennepin 1,2 - SO2 Rate Annual v3.1, Unit 4163 and retrofits | 623 | 1869 | Rate Constraint in lbs/MMBtu | FALSE | L | Annual | Net Emissions Allowance Position | MTons | 0.0060586 | 0.0057227 | 0.0060586 | 0.0060586 | 0.0052922 | 0.0052922 | 0.0060586
NSR Hennepin 1,2 - SO2 Rate Annual v3.1, Unit 4163 and retrofits | 623 | 1869 | Rate Constraint in lbs/MMBtu | FALSE | L | Annual | Fuel Consumed | TBtu | 0.076274 | 0.072045 | 0.076274 | 0.076274 | 0.066625 | 0.066625 | 0.076274
NSR Hennepin 1,2 - SO2 Rate Annual v3.1, Unit 4163 and retrofits | 623 | 1869 | Rate Constraint in lbs/MMBtu | FALSE | L | Annual | Rate | lb/MMBtu | 0.15886 | 0.15886 | 0.15886 | 0.15886 | 0.15886 | 0.15886 | 0.15886
NSR Hennepin 1,2 - SO2 Rate Annual v3.1, Unit 4163 and retrofits | 623 | 1869 | Rate Constraint in lbs/MMBtu | FALSE | L | Annual | Generation | TWh | 0.0072107 | 0.0068109 | 0.0072107 | 0.0072107 | 0.0062985 | 0.0062985 | 0.0072107
NSR Hennepin 1,2 - SO2 Rate Annual v3.1, Unit 4163 and retrofits | 623 | 1869 | Rate Constraint in lbs/MMBtu | FALSE | L | Annual | Qualifying Generation | TWh | 0.0072107 | 0.0068109 | 0.0072107 | 0.0072107 | 0.0062985 | 0.0062985 | 0.0072107
NSR Hennepin 1,2 - SO2 Rate Annual v3.1, Unit 4163 and retrofits | 623 | 1869 | Rate Constraint in lbs/MMBtu | FALSE | L | Annual | Rate | lb/MWh | 0.84022 | 0.84022 | 0.84022 | 0.84022 | 0.84022 | 0.84022 | 0.84022
NSR Hennepin 1,2 - SO2 Rate Annual v3.1, Unit 4163 and retrofits | 623 | 1869 | Rate Constraint in lbs/MMBtu | FALSE | L | Annual | Constraint Shadow Price | US$/Ton | 0 | 0 | 0 | 0 | 0 | 0 | 0
NSR HL Spurlock 1 - NOX Rate Annual v3.1, Unit 5376 and retrofits | 624 | 1955 | Rate Constraint in lbs/MMBtu | FALSE | L | Annual | Seasons Included | Seasons | Winter, Summer | Winter, Summer | Winter, Summer | Winter, Summer | Winter, Summer | Winter, Summer | Winter, Summer
NSR HL Spurlock 1 - NOX Rate Annual v3.1, Unit 5376 and retrofits | 624 | 1955 | Rate Constraint in lbs/MMBtu | FALSE | L | Annual | Standard | lb/MMBtu | 0.1 | 0.1 | 0.1 | 0.1 | 0.1 | 0.1 | 0.1
NSR HL Spurlock 1 - NOX Rate Annual v3.1, Unit 5376 and retrofits | 624 | 1955 | Rate Constraint in lbs/MMBtu | FALSE | L | Annual | Emissions at Affected Plants NOX | MTons | 1.0165 | 1.0165 | 1.0165 | 1.0165 | 1.0165 | 1.0165 | 1.0144
NSR HL Spurlock 1 - NOX Rate Annual v3.1, Unit 5376 and retrofits | 624 | 1955 | Rate Constraint in lbs/MMBtu | FALSE | L | Annual | Allowances Purchased NOX | MTons | 0 | 0 | 0 | 0 | 0 | 0 | 0
NSR HL Spurlock 1 - NOX Rate Annual v3.1, Unit 5376 and retrofits | 624 | 1955 | Rate Constraint in lbs/MMBtu | FALSE | L | Annual | Allowances Sold NOX | MTons | 0 | 0 | 0 | 0 | 0 | 0 | 0
NSR HL Spurlock 1 - NOX Rate Annual v3.1, Unit 5376 and retrofits | 624 | 1955 | Rate Constraint in lbs/MMBtu | FALSE | L | Annual | Allowances Banked | MTons | 0 | 0 | 0 | 0 | 0 | 0 | 0
NSR HL Spurlock 1 - NOX Rate Annual v3.1, Unit 5376 and retrofits | 624 | 1955 | Rate Constraint in lbs/MMBtu | FALSE | L | Annual | Allowances Withdrawn (1:1) | MTons | 0 | 0 | 0 | 0 | 0 | 0 | 0
NSR HL Spurlock 1 - NOX Rate Annual v3.1, Unit 5376 and retrofits | 624 | 1955 | Rate Constraint in lbs/MMBtu | FALSE | L | Annual | Allowances Withdrawn (n:1) | MTons | 0 | 0 | 0 | 0 | 0 | 0 | 0
NSR HL Spurlock 1 - NOX Rate Annual v3.1, Unit 5376 and retrofits | 624 | 1955 | Rate Constraint in lbs/MMBtu | FALSE | L | Annual | Net Emissions Allowance Position | MTons | 1.0165 | 1.0165 | 1.0165 | 1.0165 | 1.0165 | 1.0165 | 1.0144
NSR HL Spurlock 1 - NOX Rate Annual v3.1, Unit 5376 and retrofits | 624 | 1955 | Rate Constraint in lbs/MMBtu | FALSE | L | Annual | Fuel Consumed | TBtu | 22.7896 | 22.7896 | 22.7896 | 22.7896 | 22.7896 | 22.7896 | 22.8376
NSR HL Spurlock 1 - NOX Rate Annual v3.1, Unit 5376 and retrofits | 624 | 1955 | Rate Constraint in lbs/MMBtu | FALSE | L | Annual | Rate | lb/MMBtu | 0.089204 | 0.089204 | 0.089204 | 0.089204 | 0.089204 | 0.089204 | 0.088839
NSR HL Spurlock 1 - NOX Rate Annual v3.1, Unit 5376 and retrofits | 624 | 1955 | Rate Constraint in lbs/MMBtu | FALSE | L | Annual | Generation | TWh | 2.2184 | 2.2184 | 2.2184 | 2.2184 | 2.2184 | 2.2184 | 2.2184
NSR HL Spurlock 1 - NOX Rate Annual v3.1, Unit 5376 and retrofits | 624 | 1955 | Rate Constraint in lbs/MMBtu | FALSE | L | Annual | Qualifying Generation | TWh | 2.2184 | 2.2184 | 2.2184 | 2.2184 | 2.2184 | 2.2184 | 2.2184
NSR HL Spurlock 1 - NOX Rate Annual v3.1, Unit 5376 and retrofits | 624 | 1955 | Rate Constraint in lbs/MMBtu | FALSE | L | Annual | Rate | lb/MWh | 0.4582 | 0.4582 | 0.4582 | 0.4582 | 0.4582 | 0.4582 | 0.45728
NSR HL Spurlock 1 - NOX Rate Annual v3.1, Unit 5376 and retrofits | 624 | 1955 | Rate Constraint in lbs/MMBtu | FALSE | L | Annual | Constraint Shadow Price | US$/Ton | 0 | 0 | 0 | 0 | 0 | 0 | 0
NSR HL Spurlock 2 - NOX Rate Annual v3.1, Unit 5377 and retrofits | 625 | 1956 | Rate Constraint in lbs/MMBtu | FALSE | L | Annual | Seasons Included | Seasons | Winter, Summer | Winter, Summer | Winter, Summer | Winter, Summer | Winter, Summer | Winter, Summer | Winter, Summer
NSR HL Spurlock 2 - NOX Rate Annual v3.1, Unit 5377 and retrofits | 625 | 1956 | Rate Constraint in lbs/MMBtu | FALSE | L | Annual | Standard | lb/MMBtu | 0.1 | 0.1 | 0.1 | 0.1 | 0.1 | 0.1 | 0.1
NSR HL Spurlock 2 - NOX Rate Annual v3.1, Unit 5377 and retrofits | 625 | 1956 | Rate Constraint in lbs/MMBtu | FALSE | L | Annual | Emissions at Affected Plants NOX | MTons | 1.4962 | 1.5362 | 1.5362 | 1.5362 | 1.5131 | 1.3756 | 1.5332
NSR HL Spurlock 2 - NOX Rate Annual v3.1, Unit 5377 and retrofits | 625 | 1956 | Rate Constraint in lbs/MMBtu | FALSE | L | Annual | Allowances Purchased NOX | MTons | 0 | 0 | 0 | 0 | 0 | 0 | 0
NSR HL Spurlock 2 - NOX Rate Annual v3.1, Unit 5377 and retrofits | 625 | 1956 | Rate Constraint in lbs/MMBtu | FALSE | L | Annual | Allowances Sold NOX | MTons | 0 | 0 | 0 | 0 | 0 | 0 | 0
NSR HL Spurlock 2 - NOX Rate Annual v3.1, Unit 5377 and retrofits | 625 | 1956 | Rate Constraint in lbs/MMBtu | FALSE | L | Annual | Allowances Banked | MTons | 0 | 0 | 0 | 0 | 0 | 0 | 0
NSR HL Spurlock 2 - NOX Rate Annual v3.1, Unit 5377 and retrofits | 625 | 1956 | Rate Constraint in lbs/MMBtu | FALSE | L | Annual | Allowances Withdrawn (1:1) | MTons | 0 | 0 | 0 | 0 | 0 | 0 | 0
NSR HL Spurlock 2 - NOX Rate Annual v3.1, Unit 5377 and retrofits | 625 | 1956 | Rate Constraint in lbs/MMBtu | FALSE | L | Annual | Allowances Withdrawn (n:1) | MTons | 0 | 0 | 0 | 0 | 0 | 0 | 0
NSR HL Spurlock 2 - NOX Rate Annual v3.1, Unit 5377 and retrofits | 625 | 1956 | Rate Constraint in lbs/MMBtu | FALSE | L | Annual | Net Emissions Allowance Position | MTons | 1.4962 | 1.5362 | 1.5362 | 1.5362 | 1.5131 | 1.3756 | 1.5332
NSR HL Spurlock 2 - NOX Rate Annual v3.1, Unit 5377 and retrofits | 625 | 1956 | Rate Constraint in lbs/MMBtu | FALSE | L | Annual | Fuel Consumed | TBtu | 36.3299 | 37.3007 | 37.3007 | 37.3007 | 36.7392 | 33.5364 | 37.3793
NSR HL Spurlock 2 - NOX Rate Annual v3.1, Unit 5377 and retrofits | 625 | 1956 | Rate Constraint in lbs/MMBtu | FALSE | L | Annual | Rate | lb/MMBtu | 0.08237 | 0.08237 | 0.08237 | 0.08237 | 0.08237 | 0.082034 | 0.082034
NSR HL Spurlock 2 - NOX Rate Annual v3.1, Unit 5377 and retrofits | 625 | 1956 | Rate Constraint in lbs/MMBtu | FALSE | L | Annual | Generation | TWh | 3.5638 | 3.6591 | 3.6591 | 3.6591 | 3.604 | 3.2829 | 3.6591
NSR HL Spurlock 2 - NOX Rate Annual v3.1, Unit 5377 and retrofits | 625 | 1956 | Rate Constraint in lbs/MMBtu | FALSE | L | Annual | Qualifying Generation | TWh | 3.5638 | 3.6591 | 3.6591 | 3.6591 | 3.604 | 3.2829 | 3.6591
NSR HL Spurlock 2 - NOX Rate Annual v3.1, Unit 5377 and retrofits | 625 | 1956 | Rate Constraint in lbs/MMBtu | FALSE | L | Annual | Rate | lb/MWh | 0.41984 | 0.41984 | 0.41984 | 0.41984 | 0.41984 | 0.41901 | 0.41901
NSR HL Spurlock 2 - NOX Rate Annual v3.1, Unit 5377 and retrofits | 625 | 1956 | Rate Constraint in lbs/MMBtu | FALSE | L | Annual | Constraint Shadow Price | US$/Ton | 0 | 0 | 0 | 0 | 0 | 0 | 0
NSR HL Spurlock 2 - SO2 Rate Annual v3.1, Unit 5377 and retrofits | 626 | 1959 | Rate Constraint in lbs/MMBtu | FALSE | L | Annual | Seasons Included | Seasons | Winter, Summer | Winter, Summer | Winter, Summer | Winter, Summer | Winter, Summer | Winter, Summer | Winter, Summer
NSR HL Spurlock 2 - SO2 Rate Annual v3.1, Unit 5377 and retrofits | 626 | 1959 | Rate Constraint in lbs/MMBtu | FALSE | L | Annual | Standard | lb/MMBtu | 0.1 | 0.1 | 0.1 | 0.1 | 0.1 | 0.1 | 0.1
NSR HL Spurlock 2 - SO2 Rate Annual v3.1, Unit 5377 and retrofits | 626 | 1959 | Rate Constraint in lbs/MMBtu | FALSE | L | Annual | Emissions at Affected Plants SO2 | MTons | 1.8165 | 1.865 | 1.865 | 1.865 | 1.837 | 1.6789 | 1.8713
NSR HL Spurlock 2 - SO2 Rate Annual v3.1, Unit 5377 and retrofits | 626 | 1959 | Rate Constraint in lbs/MMBtu | FALSE | L | Annual | Allowances Purchased SO2 | MTons | 0 | 0 | 0 | 0 | 0 | 0 | 0
NSR HL Spurlock 2 - SO2 Rate Annual v3.1, Unit 5377 and retrofits | 626 | 1959 | Rate Constraint in lbs/MMBtu | FALSE | L | Annual | Allowances Sold SO2 | MTons | 0 | 0 | 0 | 0 | 0 | 0 | 0
NSR HL Spurlock 2 - SO2 Rate Annual v3.1, Unit 5377 and retrofits | 626 | 1959 | Rate Constraint in lbs/MMBtu | FALSE | L | Annual | Allowances Banked | MTons | 0 | 0 | 0 | 0 | 0 | 0 | 0
NSR HL Spurlock 2 - SO2 Rate Annual v3.1, Unit 5377 and retrofits | 626 | 1959 | Rate Constraint in lbs/MMBtu | FALSE | L | Annual | Allowances Withdrawn (1:1) | MTons | 0 | 0 | 0 | 0 | 0 | 0 | 0
NSR HL Spurlock 2 - SO2 Rate Annual v3.1, Unit 5377 and retrofits | 626 | 1959 | Rate Constraint in lbs/MMBtu | FALSE | L | Annual | Allowances Withdrawn (n:1) | MTons | 0 | 0 | 0 | 0 | 0 | 0 | 0
NSR HL Spurlock 2 - SO2 Rate Annual v3.1, Unit 5377 and retrofits | 626 | 1959 | Rate Constraint in lbs/MMBtu | FALSE | L | Annual | Net Emissions Allowance Position | MTons | 1.8165 | 1.865 | 1.865 | 1.865 | 1.837 | 1.6789 | 1.8713
NSR HL Spurlock 2 - SO2 Rate Annual v3.1, Unit 5377 and retrofits | 626 | 1959 | Rate Constraint in lbs/MMBtu | FALSE | L | Annual | Fuel Consumed | TBtu | 36.3299 | 37.3007 | 37.3007 | 37.3007 | 36.7392 | 33.5364 | 37.3793
NSR HL Spurlock 2 - SO2 Rate Annual v3.1, Unit 5377 and retrofits | 626 | 1959 | Rate Constraint in lbs/MMBtu | FALSE | L | Annual | Rate | lb/MMBtu | 0.1 | 0.1 | 0.1 | 0.1 | 0.1 | 0.10013 | 0.10013
NSR HL Spurlock 2 - SO2 Rate Annual v3.1, Unit 5377 and retrofits | 626 | 1959 | Rate Constraint in lbs/MMBtu | FALSE | L | Annual | Generation | TWh | 3.5638 | 3.6591 | 3.6591 | 3.6591 | 3.604 | 3.2829 | 3.6591
NSR HL Spurlock 2 - SO2 Rate Annual v3.1, Unit 5377 and retrofits | 626 | 1959 | Rate Constraint in lbs/MMBtu | FALSE | L | Annual | Qualifying Generation | TWh | 3.5638 | 3.6591 | 3.6591 | 3.6591 | 3.604 | 3.2829 | 3.6591
NSR HL Spurlock 2 - SO2 Rate Annual v3.1, Unit 5377 and retrofits | 626 | 1959 | Rate Constraint in lbs/MMBtu | FALSE | L | Annual | Rate | lb/MWh | 0.5097 | 0.5097 | 0.5097 | 0.5097 | 0.5097 | 0.51142 | 0.51142
NSR HL Spurlock 2 - SO2 Rate Annual v3.1, Unit 5377 and retrofits | 626 | 1959 | Rate Constraint in lbs/MMBtu | FALSE | L | Annual | Constraint Shadow Price | US$/Ton | 16130.3395 | 17004.1187 | 16870.202 | 16631.7831 | 16733.3199 | 18248.6239 | 14944.5195
NSR Hoosier - NOX Cap Annual v4.10 Final | 627 | 2415 | Rate Constraint in MTons | FALSE | L | Annual | Seasons Included | Seasons | Winter, Summer | Winter, Summer | Winter, Summer | Winter, Summer | Winter, Summer | Winter, Summer | Winter, Summer
NSR Hoosier - NOX Cap Annual v4.10 Final | 627 | 2415 | Rate Constraint in MTons | FALSE | L | Annual | Standard | MTons | 4.8 | 4.8 | 4.8 | 4.8 | 4.8 | 4.8 | 4.8
NSR Hoosier - NOX Cap Annual v4.10 Final | 627 | 2415 | Rate Constraint in MTons | FALSE | L | Annual | Standard NOX | MTons | 4.8 | 4.8 | 4.8 | 4.8 | 4.8 | 4.8 | 4.8
NSR Hoosier - NOX Cap Annual v4.10 Final | 627 | 2415 | Rate Constraint in MTons | FALSE | L | Annual | Emissions at Affected Plants NOX | MTons | 3.3778 | 3.3779 | 3.3779 | 3.3779 | 3.3779 | 3.3779 | 3.3779
NSR Hoosier - NOX Cap Annual v4.10 Final | 627 | 2415 | Rate Constraint in MTons | FALSE | L | Annual | Allowances Purchased NOX | MTons | 0 | 0 | 0 | 0 | 0 | 0 | 0
NSR Hoosier - NOX Cap Annual v4.10 Final | 627 | 2415 | Rate Constraint in MTons | FALSE | L | Annual | Allowances Sold NOX | MTons | 0 | 0 | 0 | 0 | 0 | 0 | 0
NSR Hoosier - NOX Cap Annual v4.10 Final | 627 | 2415 | Rate Constraint in MTons | FALSE | L | Annual | Allowances Banked | MTons | 0 | 0 | 0 | 0 | 0 | 0 | 0
NSR Hoosier - NOX Cap Annual v4.10 Final | 627 | 2415 | Rate Constraint in MTons | FALSE | L | Annual | Allowances Withdrawn (1:1) | MTons | 0 | 0 | 0 | 0 | 0 | 0 | 0
NSR Hoosier - NOX Cap Annual v4.10 Final | 627 | 2415 | Rate Constraint in MTons | FALSE | L | Annual | Allowances Withdrawn (n:1) | MTons | 0 | 0 | 0 | 0 | 0 | 0 | 0
NSR Hoosier - NOX Cap Annual v4.10 Final | 627 | 2415 | Rate Constraint in MTons | FALSE | L | Annual | Net Emissions Allowance Position | MTons | 3.3778 | 3.3779 | 3.3779 | 3.3779 | 3.3779 | 3.3779 | 3.3779
NSR Hoosier - NOX Cap Annual v4.10 Final | 627 | 2415 | Rate Constraint in MTons | FALSE | L | Annual | Fuel Consumed | TBtu | 74.9588 | 74.9596 | 74.9596 | 74.9596 | 74.9596 | 74.9596 | 74.9596
NSR Hoosier - NOX Cap Annual v4.10 Final | 627 | 2415 | Rate Constraint in MTons | FALSE | L | Annual | Rate | lb/MMBtu | 0.090125 | 0.090125 | 0.090125 | 0.090125 | 0.090125 | 0.090125 | 0.090125
NSR Hoosier - NOX Cap Annual v4.10 Final | 627 | 2415 | Rate Constraint in MTons | FALSE | L | Annual | Generation | TWh | 7.2105 | 7.2105 | 7.2105 | 7.2105 | 7.2105 | 7.2105 | 7.2105
NSR Hoosier - NOX Cap Annual v4.10 Final | 627 | 2415 | Rate Constraint in MTons | FALSE | L | Annual | Qualifying Generation | TWh | 7.2105 | 7.2105 | 7.2105 | 7.2105 | 7.2105 | 7.2105 | 7.2105
NSR Hoosier - NOX Cap Annual v4.10 Final | 627 | 2415 | Rate Constraint in MTons | FALSE | L | Annual | Rate | lb/MWh | 0.46846 | 0.46846 | 0.46846 | 0.46846 | 0.46846 | 0.46846 | 0.46846
NSR Hoosier - NOX Cap Annual v4.10 Final | 627 | 2415 | Rate Constraint in MTons | FALSE | L | Annual | Constraint Shadow Price | US$/Ton | 0 | 0 | 0 | 0 | 0 | 0 | 0
NSR Hoosier Ratts - SO2 Cap Annual v4.10 Final | 628 | 2416 | Rate Constraint in MTons | FALSE | L | Annual | Seasons Included | Seasons | Winter, Summer | Winter, Summer | Winter, Summer | Winter, Summer | Winter, Summer | Winter, Summer | Winter, Summer
NSR Hoosier Ratts - SO2 Cap Annual v4.10 Final | 628 | 2416 | Rate Constraint in MTons | FALSE | L | Annual | Standard | MTons | 6.75 | 6.75 | 6.75 | 6.75 | 6.75 | 6.75 | 6.75
NSR Hoosier Ratts - SO2 Cap Annual v4.10 Final | 628 | 2416 | Rate Constraint in MTons | FALSE | L | Annual | Standard SO2 | MTons | 6.75 | 6.75 | 6.75 | 6.75 | 6.75 | 6.75 | 6.75
NSR Hoosier Ratts - SO2 Cap Annual v4.10 Final | 628 | 2416 | Rate Constraint in MTons | FALSE | L | Annual | Emissions at Affected Plants SO2 | MTons | 0 | 0 | 0 | 0 | 0 | 0 | 0
NSR Hoosier Ratts - SO2 Cap Annual v4.10 Final | 628 | 2416 | Rate Constraint in MTons | FALSE | L | Annual | Allowances Purchased SO2 | MTons | 0 | 0 | 0 | 0 | 0 | 0 | 0
NSR Hoosier Ratts - SO2 Cap Annual v4.10 Final | 628 | 2416 | Rate Constraint in MTons | FALSE | L | Annual | Allowances Sold SO2 | MTons | 0 | 0 | 0 | 0 | 0 | 0 | 0
NSR Hoosier Ratts - SO2 Cap Annual v4.10 Final | 628 | 2416 | Rate Constraint in MTons | FALSE | L | Annual | Allowances Banked | MTons | 0 | 0 | 0 | 0 | 0 | 0 | 0
NSR Hoosier Ratts - SO2 Cap Annual v4.10 Final | 628 | 2416 | Rate Constraint in MTons | FALSE | L | Annual | Allowances Withdrawn (1:1) | MTons | 0 | 0 | 0 | 0 | 0 | 0 | 0
NSR Hoosier Ratts - SO2 Cap Annual v4.10 Final | 628 | 2416 | Rate Constraint in MTons | FALSE | L | Annual | Allowances Withdrawn (n:1) | MTons | 0 | 0 | 0 | 0 | 0 | 0 | 0
NSR Hoosier Ratts - SO2 Cap Annual v4.10 Final | 628 | 2416 | Rate Constraint in MTons | FALSE | L | Annual | Net Emissions Allowance Position | MTons | 0 | 0 | 0 | 0 | 0 | 0 | 0
NSR Hoosier Ratts - SO2 Cap Annual v4.10 Final | 628 | 2416 | Rate Constraint in MTons | FALSE | L | Annual | Fuel Consumed | TBtu | 0 | 0 | 0 | 0 | 0 | 0 | 0
NSR Hoosier Ratts - SO2 Cap Annual v4.10 Final | 628 | 2416 | Rate Constraint in MTons | FALSE | L | Annual | Rate | lb/MMBtu | 0 | 0 | 0 | 0 | 0 | 0 | 0
NSR Hoosier Ratts - SO2 Cap Annual v4.10 Final | 628 | 2416 | Rate Constraint in MTons | FALSE | L | Annual | Generation | TWh | 0 | 0 | 0 | 0 | 0 | 0 | 0
NSR Hoosier Ratts - SO2 Cap Annual v4.10 Final | 628 | 2416 | Rate Constraint in MTons | FALSE | L | Annual | Qualifying Generation | TWh | 0 | 0 | 0 | 0 | 0 | 0 | 0
NSR Hoosier Ratts - SO2 Cap Annual v4.10 Final | 628 | 2416 | Rate Constraint in MTons | FALSE | L | Annual | Rate | lb/MWh | 0 | 0 | 0 | 0 | 0 | 0 | 0
NSR Hoosier Ratts - SO2 Cap Annual v4.10 Final | 628 | 2416 | Rate Constraint in MTons | FALSE | L | Annual | Constraint Shadow Price | US$/Ton | 0 | 0 | 0 | 0 | 0 | 0 | 0
NSR Hoosier System - SO2 Cap Annual v4.10 Final | 629 | 2417 | Rate Constraint in MTons | FALSE | L | Annual | Seasons Included | Seasons | Winter, Summer | Winter, Summer | Winter, Summer | Winter, Summer | Winter, Summer | Winter, Summer | Winter, Summer
NSR Hoosier System - SO2 Cap Annual v4.10 Final | 629 | 2417 | Rate Constraint in MTons | FALSE | L | Annual | Standard | MTons | 18.75 | 18.75 | 18.75 | 18.75 | 18.75 | 18.75 | 18.75
NSR Hoosier System - SO2 Cap Annual v4.10 Final | 629 | 2417 | Rate Constraint in MTons | FALSE | L | Annual | Standard SO2 | MTons | 18.75 | 18.75 | 18.75 | 18.75 | 18.75 | 18.75 | 18.75
NSR Hoosier System - SO2 Cap Annual v4.10 Final | 629 | 2417 | Rate Constraint in MTons | FALSE | L | Annual | Emissions at Affected Plants SO2 | MTons | 3.8196 | 4.1827 | 4.1827 | 4.1827 | 4.1827 | 4.1827 | 4.61
NSR Hoosier System - SO2 Cap Annual v4.10 Final | 629 | 2417 | Rate Constraint in MTons | FALSE | L | Annual | Allowances Purchased SO2 | MTons | 0 | 0 | 0 | 0 | 0 | 0 | 0
NSR Hoosier System - SO2 Cap Annual v4.10 Final | 629 | 2417 | Rate Constraint in MTons | FALSE | L | Annual | Allowances Sold SO2 | MTons | 0 | 0 | 0 | 0 | 0 | 0 | 0
NSR Hoosier System - SO2 Cap Annual v4.10 Final | 629 | 2417 | Rate Constraint in MTons | FALSE | L | Annual | Allowances Banked | MTons | 0 | 0 | 0 | 0 | 0 | 0 | 0
NSR Hoosier System - SO2 Cap Annual v4.10 Final | 629 | 2417 | Rate Constraint in MTons | FALSE | L | Annual | Allowances Withdrawn (1:1) | MTons | 0 | 0 | 0 | 0 | 0 | 0 | 0
NSR Hoosier System - SO2 Cap Annual v4.10 Final | 629 | 2417 | Rate Constraint in MTons | FALSE | L | Annual | Allowances Withdrawn (n:1) | MTons | 0 | 0 | 0 | 0 | 0 | 0 | 0
NSR Hoosier System - SO2 Cap Annual v4.10 Final | 629 | 2417 | Rate Constraint in MTons | FALSE | L | Annual | Net Emissions Allowance Position | MTons | 3.8196 | 4.1827 | 4.1827 | 4.1827 | 4.1827 | 4.1827 | 4.61
NSR Hoosier System - SO2 Cap Annual v4.10 Final | 629 | 2417 | Rate Constraint in MTons | FALSE | L | Annual | Fuel Consumed | TBtu | 74.9588 | 74.9596 | 74.9596 | 74.9596 | 74.9596 | 74.9596 | 74.9596
NSR Hoosier System - SO2 Cap Annual v4.10 Final | 629 | 2417 | Rate Constraint in MTons | FALSE | L | Annual | Rate | lb/MMBtu | 0.10191 | 0.1116 | 0.1116 | 0.1116 | 0.1116 | 0.1116 | 0.123
NSR Hoosier System - SO2 Cap Annual v4.10 Final | 629 | 2417 | Rate Constraint in MTons | FALSE | L | Annual | Generation | TWh | 7.2105 | 7.2105 | 7.2105 | 7.2105 | 7.2105 | 7.2105 | 7.2105
NSR Hoosier System - SO2 Cap Annual v4.10 Final | 629 | 2417 | Rate Constraint in MTons | FALSE | L | Annual | Qualifying Generation | TWh | 7.2105 | 7.2105 | 7.2105 | 7.2105 | 7.2105 | 7.2105 | 7.2105
NSR Hoosier System - SO2 Cap Annual v4.10 Final | 629 | 2417 | Rate Constraint in MTons | FALSE | L | Annual | Rate | lb/MWh | 0.52972 | 0.58009 | 0.58009 | 0.58009 | 0.58009 | 0.58009 | 0.63934
NSR Hoosier System - SO2 Cap Annual v4.10 Final | 629 | 2417 | Rate Constraint in MTons | FALSE | L | Annual | Constraint Shadow Price | US$/Ton | 0 | 0 | 0 | 0 | 0 | 0 | 0
NSR IL Power - NOX Cap Annual v3.1 | 630 | 1844 | Rate Constraint in MTons | FALSE | L | Annual | Seasons Included | Seasons | Winter, Summer | Winter, Summer | Winter, Summer | Winter, Summer | Winter, Summer | Winter, Summer | Winter, Summer
NSR IL Power - NOX Cap Annual v3.1 | 630 | 1844 | Rate Constraint in MTons | FALSE | L | Annual | Standard | MTons | 13.8 | 13.8 | 13.8 | 13.8 | 13.8 | 13.8 | 13.8
NSR IL Power - NOX Cap Annual v3.1 | 630 | 1844 | Rate Constraint in MTons | FALSE | L | Annual | Standard NOX | MTons | 13.8 | 13.8 | 13.8 | 13.8 | 13.8 | 13.8 | 13.8
NSR IL Power - NOX Cap Annual v3.1 | 630 | 1844 | Rate Constraint in MTons | FALSE | L | Annual | Emissions at Affected Plants NOX | MTons | 4.7495 | 4.6938 | 4.6885 | 4.7555 | 4.6151 | 4.6136 | 4.7495
NSR IL Power - NOX Cap Annual v3.1 | 630 | 1844 | Rate Constraint in MTons | FALSE | L | Annual | Allowances Purchased NOX | MTons | 0 | 0 | 0 | 0 | 0 | 0 | 0
NSR IL Power - NOX Cap Annual v3.1 | 630 | 1844 | Rate Constraint in MTons | FALSE | L | Annual | Allowances Sold NOX | MTons | 0 | 0 | 0 | 0 | 0 | 0 | 0
NSR IL Power - NOX Cap Annual v3.1 | 630 | 1844 | Rate Constraint in MTons | FALSE | L | Annual | Allowances Banked | MTons | 0 | 0 | 0 | 0 | 0 | 0 | 0
NSR IL Power - NOX Cap Annual v3.1 | 630 | 1844 | Rate Constraint in MTons | FALSE | L | Annual | Allowances Withdrawn (1:1) | MTons | 0 | 0 | 0 | 0 | 0 | 0 | 0
NSR IL Power - NOX Cap Annual v3.1 | 630 | 1844 | Rate Constraint in MTons | FALSE | L | Annual | Allowances Withdrawn (n:1) | MTons | 0 | 0 | 0 | 0 | 0 | 0 | 0
NSR IL Power - NOX Cap Annual v3.1 | 630 | 1844 | Rate Constraint in MTons | FALSE | L | Annual | Net Emissions Allowance Position | MTons | 4.7495 | 4.6938 | 4.6885 | 4.7555 | 4.6151 | 4.6136 | 4.7495
NSR IL Power - NOX Cap Annual v3.1 | 630 | 1844 | Rate Constraint in MTons | FALSE | L | Annual | Fuel Consumed | TBtu | 166.7983 | 164.6235 | 164.8183 | 166.5965 | 162.1034 | 162.1577 | 166.7983
NSR IL Power - NOX Cap Annual v3.1 | 630 | 1844 | Rate Constraint in MTons | FALSE | L | Annual | Rate | lb/MMBtu | 0.056949 | 0.057025 | 0.056893 | 0.057089 | 0.056941 | 0.056902 | 0.056949
NSR IL Power - NOX Cap Annual v3.1 | 630 | 1844 | Rate Constraint in MTons | FALSE | L | Annual | Generation | TWh | 15.923 | 15.7524 | 15.7528 | 15.923 | 15.5346 | 15.5346 | 15.923
NSR IL Power - NOX Cap Annual v3.1 | 630 | 1844 | Rate Constraint in MTons | FALSE | L | Annual | Qualifying Generation | TWh | 15.923 | 15.7524 | 15.7528 | 15.923 | 15.5346 | 15.5346 | 15.923
NSR IL Power - NOX Cap Annual v3.1 | 630 | 1844 | Rate Constraint in MTons | FALSE | L | Annual | Rate | lb/MWh | 0.29828 | 0.29798 | 0.29763 | 0.29865 | 0.29709 | 0.29699 | 0.29828
NSR IL Power - NOX Cap Annual v3.1 | 630 | 1844 | Rate Constraint in MTons | FALSE | L | Annual | Constraint Shadow Price | US$/Ton | 0 | 0 | 0 | 0 | 0 | 0 | 0
NSR IL Power - SO2 Cap Annual v3.1 | 631 | 1845 | Rate Constraint in MTons | FALSE | L | Annual | Seasons Included | Seasons | Winter, Summer | Winter, Summer | Winter, Summer | Winter, Summer | Winter, Summer | Winter, Summer | Winter, Summer
NSR IL Power - SO2 Cap Annual v3.1 | 631 | 1845 | Rate Constraint in MTons | FALSE | L | Annual | Standard | MTons | 29 | 29 | 29 | 29 | 29 | 29 | 29
NSR IL Power - SO2 Cap Annual v3.1 | 631 | 1845 | Rate Constraint in MTons | FALSE | L | Annual | Standard SO2 | MTons | 29 | 29 | 29 | 29 | 29 | 29 | 29
NSR IL Power - SO2 Cap Annual v3.1 | 631 | 1845 | Rate Constraint in MTons | FALSE | L | Annual | Emissions at Affected Plants SO2 | MTons | 6.6666 | 6.5796 | 6.5875 | 6.6585 | 6.4787 | 7.0831 | 7.2689
NSR IL Power - SO2 Cap Annual v3.1 | 631 | 1845 | Rate Constraint in MTons | FALSE | L | Annual | Allowances Purchased SO2 | MTons | 0 | 0 | 0 | 0 | 0 | 0 | 0
NSR IL Power - SO2 Cap Annual v3.1 | 631 | 1845 | Rate Constraint in MTons | FALSE | L | Annual | Allowances Sold SO2 | MTons | 0 | 0 | 0 | 0 | 0 | 0 | 0
NSR IL Power - SO2 Cap Annual v3.1 | 631 | 1845 | Rate Constraint in MTons | FALSE | L | Annual | Allowances Banked | MTons | 0 | 0 | 0 | 0 | 0 | 0 | 0
NSR IL Power - SO2 Cap Annual v3.1 | 631 | 1845 | Rate Constraint in MTons | FALSE | L | Annual | Allowances Withdrawn (1:1) | MTons | 0 | 0 | 0 | 0 | 0 | 0 | 0
NSR IL Power - SO2 Cap Annual v3.1 | 631 | 1845 | Rate Constraint in MTons | FALSE | L | Annual | Allowances Withdrawn (n:1) | MTons | 0 | 0 | 0 | 0 | 0 | 0 | 0
NSR IL Power - SO2 Cap Annual v3.1 | 631 | 1845 | Rate Constraint in MTons | FALSE | L | Annual | Net Emissions Allowance Position | MTons | 6.6666 | 6.5796 | 6.5875 | 6.6585 | 6.4787 | 7.0831 | 7.2689
NSR IL Power - SO2 Cap Annual v3.1 | 631 | 1845 | Rate Constraint in MTons | FALSE | L | Annual | Fuel Consumed | TBtu | 166.7983 | 164.6235 | 164.8183 | 166.5965 | 162.1034 | 162.1577 | 166.7983
NSR IL Power - SO2 Cap Annual v3.1 | 631 | 1845 | Rate Constraint in MTons | FALSE | L | Annual | Rate | lb/MMBtu | 0.079936 | 0.079935 | 0.079937 | 0.079936 | 0.079932 | 0.087361 | 0.087158
NSR IL Power - SO2 Cap Annual v3.1 | 631 | 1845 | Rate Constraint in MTons | FALSE | L | Annual | Generation | TWh | 15.923 | 15.7524 | 15.7528 | 15.923 | 15.5346 | 15.5346 | 15.923
NSR IL Power - SO2 Cap Annual v3.1 | 631 | 1845 | Rate Constraint in MTons | FALSE | L | Annual | Qualifying Generation | TWh | 15.923 | 15.7524 | 15.7528 | 15.923 | 15.5346 | 15.5346 | 15.923
NSR IL Power - SO2 Cap Annual v3.1 | 631 | 1845 | Rate Constraint in MTons | FALSE | L | Annual | Rate | lb/MWh | 0.41868 | 0.41769 | 0.41818 | 0.41817 | 0.41705 | 0.45596 | 0.4565
NSR IL Power - SO2 Cap Annual v3.1 | 631 | 1845 | Rate Constraint in MTons | FALSE | L | Annual | Constraint Shadow Price | US$/Ton | 0 | 0 | 0 | 0 | 0 | 0 | 0
NSR J P Madgett 1 - Hg Rate Annual v5.13 | 632 | 5963 | Rate Constraint in lbs/MMBtu | FALSE | L | Annual | Seasons Included | Seasons | Winter, Summer | Winter, Summer | Winter, Summer | Winter, Summer | Winter, Summer | Winter, Summer | Winter, Summer
NSR J P Madgett 1 - Hg Rate Annual v5.13 | 632 | 5963 | Rate Constraint in lbs/MMBtu | FALSE | L | Annual | Standard | lb/MMBtu | 0.015 | 0.015 | 0.015 | 0.015 | 0.015 | 0.015 | 0.015
NSR J P Madgett 1 - Hg Rate Annual v5.13 | 632 | 5963 | Rate Constraint in lbs/MMBtu | FALSE | L | Annual | Emissions at Affected Plants MER | lbs | 0 | 0 | 0 | 0 | 0 | 0 | 0
NSR J P Madgett 1 - Hg Rate Annual v5.13 | 632 | 5963 | Rate Constraint in lbs/MMBtu | FALSE | L | Annual | Allowances Purchased MER | lbs | 0 | 0 | 0 | 0 | 0 | 0 | 0
NSR J P Madgett 1 - Hg Rate Annual v5.13 | 632 | 5963 | Rate Constraint in lbs/MMBtu | FALSE | L | Annual | Allowances Sold MER | lbs | 0 | 0 | 0 | 0 | 0 | 0 | 0
NSR J P Madgett 1 - Hg Rate Annual v5.13 | 632 | 5963 | Rate Constraint in lbs/MMBtu | FALSE | L | Annual | Allowances Banked | lbs | 0 | 0 | 0 | 0 | 0 | 0 | 0
NSR J P Madgett 1 - Hg Rate Annual v5.13 | 632 | 5963 | Rate Constraint in lbs/MMBtu | FALSE | L | Annual | Allowances Withdrawn (1:1) | lbs | 0 | 0 | 0 | 0 | 0 | 0 | 0
NSR J P Madgett 1 - Hg Rate Annual v5.13 | 632 | 5963 | Rate Constraint in lbs/MMBtu | FALSE | L | Annual | Allowances Withdrawn (n:1) | lbs | 0 | 0 | 0 | 0 | 0 | 0 | 0
NSR J P Madgett 1 - Hg Rate Annual v5.13 | 632 | 5963 | Rate Constraint in lbs/MMBtu | FALSE | L | Annual | Net Emissions Allowance Position | lbs | 0 | 0 | 0 | 0 | 0 | 0 | 0
NSR J P Madgett 1 - Hg Rate Annual v5.13 | 632 | 5963 | Rate Constraint in lbs/MMBtu | FALSE | L | Annual | Fuel Consumed | TBtu | 0 | 0 | 0 | 0 | 0 | 0 | 0
NSR J P Madgett 1 - Hg Rate Annual v5.13 | 632 | 5963 | Rate Constraint in lbs/MMBtu | FALSE | L | Annual | Rate | lb/MMBtu | 0 | 0 | 0 | 0 | 0 | 0 | 0
NSR J P Madgett 1 - Hg Rate Annual v5.13 | 632 | 5963 | Rate Constraint in lbs/MMBtu | FALSE | L | Annual | Generation | TWh | 0 | 0 | 0 | 0 | 0 | 0 | 0
NSR J P Madgett 1 - Hg Rate Annual v5.13 | 632 | 5963 | Rate Constraint in lbs/MMBtu | FALSE | L | Annual | Qualifying Generation | TWh | 0 | 0 | 0 | 0 | 0 | 0 | 0
NSR J P Madgett 1 - Hg Rate Annual v5.13 | 632 | 5963 | Rate Constraint in lbs/MMBtu | FALSE | L | Annual | Rate | lb/MWh | 0 | 0 | 0 | 0 | 0 | 0 | 0
NSR J P Madgett 1 - Hg Rate Annual v5.13 | 632 | 5963 | Rate Constraint in lbs/MMBtu | FALSE | L | Annual | Constraint Shadow Price | US$/Lb | 0 | 0 | 0 | 0 | 0 | 0 | 0
NSR J P Madgett 1 - NOx Rate Annual v5.13 | 633 | 5962 | Rate Constraint in lbs/MMBtu | FALSE | L | Annual | Seasons Included | Seasons | Winter, Summer | Winter, Summer | Winter, Summer | Winter, Summer | Winter, Summer | Winter, Summer | Winter, Summer
NSR J P Madgett 1 - NOx Rate Annual v5.13 | 633 | 5962 | Rate Constraint in lbs/MMBtu | FALSE | L | Annual | Standard | lb/MMBtu | 0.08 | 0.08 | 0.08 | 0.08 | 0.08 | 0.08 | 0.08
NSR J P Madgett 1 - NOx Rate Annual v5.13 | 633 | 5962 | Rate Constraint in lbs/MMBtu | FALSE | L | Annual | Emissions at Affected Plants NOX | MTons | 0 | 0 | 0 | 0 | 0 | 0 | 0
NSR J P Madgett 1 - NOx Rate Annual v5.13 | 633 | 5962 | Rate Constraint in lbs/MMBtu | FALSE | L | Annual | Allowances Purchased NOX | MTons | 0 | 0 | 0 | 0 | 0 | 0 | 0
NSR J P Madgett 1 - NOx Rate Annual v5.13 | 633 | 5962 | Rate Constraint in lbs/MMBtu | FALSE | L | Annual | Allowances Sold NOX | MTons | 0 | 0 | 0 | 0 | 0 | 0 | 0
NSR J P Madgett 1 - NOx Rate Annual v5.13 | 633 | 5962 | Rate Constraint in lbs/MMBtu | FALSE | L | Annual | Allowances Banked | MTons | 0 | 0 | 0 | 0 | 0 | 0 | 0
NSR J P Madgett 1 - NOx Rate Annual v5.13 | 633 | 5962 | Rate Constraint in lbs/MMBtu | FALSE | L | Annual | Allowances Withdrawn (1:1) | MTons | 0 | 0 | 0 | 0 | 0 | 0 | 0
NSR J P Madgett 1 - NOx Rate Annual v5.13 | 633 | 5962 | Rate Constraint in lbs/MMBtu | FALSE | L | Annual | Allowances Withdrawn (n:1) | MTons | 0 | 0 | 0 | 0 | 0 | 0 | 0
NSR J P Madgett 1 - NOx Rate Annual v5.13 | 633 | 5962 | Rate Constraint in lbs/MMBtu | FALSE | L | Annual | Net Emissions Allowance Position | MTons | 0 | 0 | 0 | 0 | 0 | 0 | 0
NSR J P Madgett 1 - NOx Rate Annual v5.13 | 633 | 5962 | Rate Constraint in lbs/MMBtu | FALSE | L | Annual | Fuel Consumed | TBtu | 0 | 0 | 0 | 0 | 0 | 0 | 0
NSR J P Madgett 1 - NOx Rate Annual v5.13 | 633 | 5962 | Rate Constraint in lbs/MMBtu | FALSE | L | Annual | Rate | lb/MMBtu | 0 | 0 | 0 | 0 | 0 | 0 | 0
NSR J P Madgett 1 - NOx Rate Annual v5.13 | 633 | 5962 | Rate Constraint in lbs/MMBtu | FALSE | L | Annual | Generation | TWh | 0 | 0 | 0 | 0 | 0 | 0 | 0
NSR J P Madgett 1 - NOx Rate Annual v5.13 | 633 | 5962 | Rate Constraint in lbs/MMBtu | FALSE | L | Annual | Qualifying Generation | TWh | 0 | 0 | 0 | 0 | 0 | 0 | 0
NSR J P Madgett 1 - NOx Rate Annual v5.13 | 633 | 5962 | Rate Constraint in lbs/MMBtu | FALSE | L | Annual | Rate | lb/MWh | 0 | 0 | 0 | 0 | 0 | 0 | 0
NSR J P Madgett 1 - NOx Rate Annual v5.13 | 633 | 5962 | Rate Constraint in lbs/MMBtu | FALSE | L | Annual | Constraint Shadow Price | US$/Ton | 0 | 0 | 0 | 0 | 0 | 0 | 0
NSR J P Madgett 1 - SO2 Rate Annual v5.13 | 634 | 5961 | Rate Constraint in lbs/MMBtu | FALSE | L | Annual | Seasons Included | Seasons | Winter, Summer | Winter, Summer | Winter, Summer | Winter, Summer | Winter, Summer | Winter, Summer | Winter, Summer
NSR J P Madgett 1 - SO2 Rate Annual v5.13 | 634 | 5961 | Rate Constraint in lbs/MMBtu | FALSE | L | Annual | Standard | lb/MMBtu | 0.09 | 0.09 | 0.09 | 0.09 | 0.09 | 0.09 | 0.09
NSR J P Madgett 1 - SO2 Rate Annual v5.13 | 634 | 5961 | Rate Constraint in lbs/MMBtu | FALSE | L | Annual | Emissions at Affected Plants SO2 | MTons | 0 | 0 | 0 | 0 | 0 | 0 | 0
NSR J P Madgett 1 - SO2 Rate Annual v5.13 | 634 | 5961 | Rate Constraint in lbs/MMBtu | FALSE | L | Annual | Allowances Purchased SO2 | MTons | 0 | 0 | 0 | 0 | 0 | 0 | 0
NSR J P Madgett 1 - SO2 Rate Annual v5.13 | 634 | 5961 | Rate Constraint in lbs/MMBtu | FALSE | L | Annual | Allowances Sold SO2 | MTons | 0 | 0 | 0 | 0 | 0 | 0 | 0
NSR J P Madgett 1 - SO2 Rate Annual v5.13 | 634 | 5961 | Rate Constraint in lbs/MMBtu | FALSE | L | Annual | Allowances Banked | MTons | 0 | 0 | 0 | 0 | 0 | 0 | 0
NSR J P Madgett 1 - SO2 Rate Annual v5.13 | 634 | 5961 | Rate Constraint in lbs/MMBtu | FALSE | L | Annual | Allowances Withdrawn (1:1) | MTons | 0 | 0 | 0 | 0 | 0 | 0 | 0
NSR J P Madgett 1 - SO2 Rate Annual v5.13 | 634 | 5961 | Rate Constraint in lbs/MMBtu | FALSE | L | Annual | Allowances Withdrawn (n:1) | MTons | 0 | 0 | 0 | 0 | 0 | 0 | 0
NSR J P Madgett 1 - SO2 Rate Annual v5.13 | 634 | 5961 | Rate Constraint in lbs/MMBtu | FALSE | L | Annual | Net Emissions Allowance Position | MTons | 0 | 0 | 0 | 0 | 0 | 0 | 0
NSR J P Madgett 1 - SO2 Rate Annual v5.13 | 634 | 5961 | Rate Constraint in lbs/MMBtu | FALSE | L | Annual | Fuel Consumed | TBtu | 0 | 0 | 0 | 0 | 0 | 0 | 0
NSR J P Madgett 1 - SO2 Rate Annual v5.13 | 634 | 5961 | Rate Constraint in lbs/MMBtu | FALSE | L | Annual | Rate | lb/MMBtu | 0 | 0 | 0 | 0 | 0 | 0 | 0
NSR J P Madgett 1 - SO2 Rate Annual v5.13 | 634 | 5961 | Rate Constraint in lbs/MMBtu | FALSE | L | Annual | Generation | TWh | 0 | 0 | 0 | 0 | 0 | 0 | 0
NSR J P Madgett 1 - SO2 Rate Annual v5.13 | 634 | 5961 | Rate Constraint in lbs/MMBtu | FALSE | L | Annual | Qualifying Generation | TWh | 0 | 0 | 0 | 0 | 0 | 0 | 0
NSR J P Madgett 1 - SO2 Rate Annual v5.13 | 634 | 5961 | Rate Constraint in lbs/MMBtu | FALSE | L | Annual | Rate | lb/MWh | 0 | 0 | 0 | 0 | 0 | 0 | 0
NSR J P Madgett 1 - SO2 Rate Annual v5.13 | 634 | 5961 | Rate Constraint in lbs/MMBtu | FALSE | L | Annual | Constraint Shadow Price | US$/Ton | 13590.823 | 20370.8424 | 9860.7803 | 10629.9216 | 6838.2111 | 9669.1137 | 16762.4692
NSR James Miller 3,4 - NOX Rate Annual v3.1, Unit 5355 and retrofits | 635 | 1871 | Rate Constraint in lbs/MMBtu | FALSE | L | Annual | Seasons Included | Seasons | Winter, Summer | Winter, Summer | Winter, Summer | Winter, Summer | Winter, Summer | Winter, Summer | Winter, Summer
NSR James Miller 3,4 - NOX Rate Annual v3.1, Unit 5355 and retrofits | 635 | 1871 | Rate Constraint in lbs/MMBtu | FALSE | L | Annual | Standard | lb/MMBtu | 0.1 | 0.1 | 0.1 | 0.1 | 0.1 | 0.1 | 0.1
NSR James Miller 3,4 - NOX Rate Annual v3.1, Unit 5355 and retrofits | 635 | 1871 | Rate Constraint in lbs/MMBtu | FALSE | L | Annual | Emissions at Affected Plants NOX | MTons | 2.2108 | 2.3794 | 2.3794 | 2.3794 | 2.3794 | 2.3794 | 2.3771
NSR James Miller 3,4 - NOX Rate Annual v3.1, Unit 5355 and retrofits | 635 | 1871 | Rate Constraint in lbs/MMBtu | FALSE | L | Annual | Allowances Purchased NOX | MTons | 0 | 0 | 0 | 0 | 0 | 0 | 0
NSR James Miller 3,4 - NOX Rate Annual v3.1, Unit 5355 and retrofits | 635 | 1871 | Rate Constraint in lbs/MMBtu | FALSE | L | Annual | Allowances Sold NOX | MTons | 0 | 0 | 0 | 0 | 0 | 0 | 0
NSR James Miller 3,4 - NOX Rate Annual v3.1, Unit 5355 and retrofits | 635 | 1871 | Rate Constraint in lbs/MMBtu | FALSE | L | Annual | Allowances Banked | MTons | 0 | 0 | 0 | 0 | 0 | 0 | 0
NSR James Miller 3,4 - NOX Rate Annual v3.1, Unit 5355 and retrofits | 635 | 1871 | Rate Constraint in lbs/MMBtu | FALSE | L | Annual | Allowances Withdrawn (1:1) | MTons | 0 | 0 | 0 | 0 | 0 | 0 | 0
NSR James Miller 3,4 - NOX Rate Annual v3.1, Unit 5355 and retrofits | 635 | 1871 | Rate Constraint in lbs/MMBtu | FALSE | L | Annual | Allowances Withdrawn (n:1) | MTons | 0 | 0 | 0 | 0 | 0 | 0 | 0
NSR James Miller 3,4 - NOX Rate Annual v3.1, Unit 5355 and retrofits | 635 | 1871 | Rate Constraint in lbs/MMBtu | FALSE | L | Annual | Net Emissions Allowance Position | MTons | 2.2108 | 2.3794 | 2.3794 | 2.3794 | 2.3794 | 2.3794 | 2.3771
NSR James Miller 3,4 - NOX Rate Annual v3.1, Unit 5355 and retrofits | 635 | 1871 | Rate Constraint in lbs/MMBtu | FALSE | L | Annual | Fuel Consumed | TBtu | 44.2158 | 47.5887 | 47.5887 | 47.5887 | 47.5887 | 47.5887 | 47.6391
NSR James Miller 3,4 - NOX Rate Annual v3.1, Unit 5355 and retrofits | 635 | 1871 | Rate Constraint in lbs/MMBtu | FALSE | L | Annual | Rate | lb/MMBtu | 0.1 | 0.1 | 0.1 | 0.1 | 0.1 | 0.1 | 0.099794
NSR James Miller 3,4 - NOX Rate Annual v3.1, Unit 5355 and retrofits | 635 | 1871 | Rate Constraint in lbs/MMBtu | FALSE | L | Annual | Generation | TWh | 4.5321 | 4.8778 | 4.8778 | 4.8778 | 4.8778 | 4.8778 | 4.8778
NSR James Miller 3,4 - NOX Rate Annual v3.1, Unit 5355 and retrofits | 635 | 1871 | Rate Constraint in lbs/MMBtu | FALSE | L | Annual | Qualifying Generation | TWh | 4.5321 | 4.8778 | 4.8778 | 4.8778 | 4.8778 | 4.8778 | 4.8778
NSR James Miller 3,4 - NOX Rate Annual v3.1, Unit 5355 and retrofits | 635 | 1871 | Rate Constraint in lbs/MMBtu | FALSE | L | Annual | Rate | lb/MWh | 0.48781 | 0.48781 | 0.48781 | 0.48781 | 0.48781 | 0.48781 | 0.48732
NSR James Miller 3,4 - NOX Rate Annual v3.1, Unit 5355 and retrofits | 635 | 1871 | Rate Constraint in lbs/MMBtu | FALSE | L | Annual | Constraint Shadow Price | US$/Ton | 0 | 0 | 0 | 0 | 0 | 0 | 0
NSR James Miller 3,4 - NOX Rate Annual v3.1, Unit 5356 and retrofits | 636 | 1871 | Rate Constraint in lbs/MMBtu | FALSE | L | Annual | Seasons Included | Seasons | Winter, Summer | Winter, Summer | Winter, Summer | Winter, Summer | Winter, Summer | Winter, Summer | Winter, Summer
NSR James Miller 3,4 - NOX Rate Annual v3.1, Unit 5356 and retrofits | 636 | 1871 | Rate Constraint in lbs/MMBtu | FALSE | L | Annual | Standard | lb/MMBtu | 0.1 | 0.1 | 0.1 | 0.1 | 0.1 | 0.1 | 0.1
NSR James Miller 3,4 - NOX Rate Annual v3.1, Unit 5356 and retrofits | 636 | 1871 | Rate Constraint in lbs/MMBtu | FALSE | L | Annual | Emissions at Affected Plants NOX | MTons | 1.8176 | 1.8228 | 1.8228 | 1.8228 | 1.8228 | 1.8228 | 1.821
NSR James Miller 3,4 - NOX Rate Annual v3.1, Unit 5356 and retrofits | 636 | 1871 | Rate Constraint in lbs/MMBtu | FALSE | L | Annual | Allowances Purchased NOX | MTons | 0 | 0 | 0 | 0 | 0 | 0 | 0
NSR James Miller 3,4 - NOX Rate Annual v3.1, Unit 5356 and retrofits | 636 | 1871 | Rate Constraint in lbs/MMBtu | FALSE | L | Annual | Allowances Sold NOX | MTons | 0 | 0 | 0 | 0 | 0 | 0 | 0
NSR James Miller 3,4 - NOX Rate Annual v3.1, Unit 5356 and retrofits | 636 | 1871 | Rate Constraint in lbs/MMBtu | FALSE | L | Annual | Allowances Banked | MTons | 0 | 0 | 0 | 0 | 0 | 0 | 0
NSR James Miller 3,4 - NOX Rate Annual v3.1, Unit 5356 and retrofits | 636 | 1871 | Rate Constraint in lbs/MMBtu | FALSE | L | Annual | Allowances Withdrawn (1:1) | MTons | 0 | 0 | 0 | 0 | 0 | 0 | 0
NSR James Miller 3,4 - NOX Rate Annual v3.1, Unit 5356 and retrofits | 636 | 1871 | Rate Constraint in lbs/MMBtu | FALSE | L | Annual | Allowances Withdrawn (n:1) | MTons | 0 | 0 | 0 | 0 | 0 | 0 | 0
NSR James Miller 3,4 - NOX Rate Annual v3.1, Unit 5356 and retrofits | 636 | 1871 | Rate Constraint in lbs/MMBtu | FALSE | L | Annual | Net Emissions Allowance Position | MTons | 1.8176 | 1.8228 | 1.8228 | 1.8228 | 1.8228 | 1.8228 | 1.821
NSR James Miller 3,4 - NOX Rate Annual v3.1, Unit 5356 and retrofits | 636 | 1871 | Rate Constraint in lbs/MMBtu | FALSE | L | Annual | Fuel Consumed | TBtu | 47.3186 | 47.454 | 47.454 | 47.454 | 47.454 | 47.454 | 47.5043
NSR James Miller 3,4 - NOX Rate Annual v3.1, Unit 5356 and retrofits | 636 | 1871 | Rate Constraint in lbs/MMBtu | FALSE | L | Annual | Rate | lb/MMBtu | 0.076823 | 0.076823 | 0.076823 | 0.076823 | 0.076823 | 0.076823 | 0.076666
NSR James Miller 3,4 - NOX Rate Annual v3.1, Unit 5356 and retrofits | 636 | 1871 | Rate Constraint in lbs/MMBtu | FALSE | L | Annual | Generation | TWh | 4.8639 | 4.8778 | 4.8778 | 4.8778 | 4.8778 | 4.8778 | 4.8778
NSR James Miller 3,4 - NOX Rate Annual v3.1, Unit 5356 and retrofits | 636 | 1871 | Rate Constraint in lbs/MMBtu | FALSE | L | Annual | Qualifying Generation | TWh | 4.8639 | 4.8778 | 4.8778 | 4.8778 | 4.8778 | 4.8778 | 4.8778
NSR James Miller 3,4 - NOX Rate Annual v3.1, Unit 5356 and retrofits | 636 | 1871 | Rate Constraint in lbs/MMBtu | FALSE | L | Annual | Rate | lb/MWh | 0.37369 | 0.37369 | 0.37369 | 0.37369 | 0.37369 | 0.37369 | 0.37332
NSR James Miller 3,4 - NOX Rate Annual v3.1, Unit 5356 and retrofits | 636 | 1871 | Rate Constraint in lbs/MMBtu | FALSE | L | Annual | Constraint Shadow Price | US$/Ton | 0 | 0 | 0 | 0 | 0 | 0 | 0
NSR Kincaid 1 & 2- Hg Rate Annual v5.13 | 637 | 5982 | Rate Constraint in lbs/MMBtu | FALSE | L | Annual | Seasons Included | Seasons | Winter, Summer | Winter, Summer | Winter, Summer | Winter, Summer | Winter, Summer | Winter, Summer | Winter, Summer
NSR Kincaid 1 & 2- Hg Rate Annual v5.13 | 637 | 5982 | Rate Constraint in lbs/MMBtu | FALSE | L | Annual | Standard | lb/MMBtu | 0.015 | 0.015 | 0.015 | 0.015 | 0.015 | 0.015 | 0.015
NSR Kincaid 1 & 2- Hg Rate Annual v5.13 | 637 | 5982 | Rate Constraint in lbs/MMBtu | FALSE | L | Annual | Emissions at Affected Plants MER | lbs | 39.1675 | 40.4294 | 39.3043 | 41.9998 | 40.659 | 42.5816 | 44.8397
NSR Kincaid 1 & 2- Hg Rate Annual v5.13 | 637 | 5982 | Rate Constraint in lbs/MMBtu | FALSE | L | Annual | Allowances Purchased MER | lbs | 0 | 0 | 0 | 0 | 0 | 0 | 0
NSR Kincaid 1 & 2- Hg Rate Annual v5.13 | 637 | 5982 | Rate Constraint in lbs/MMBtu | FALSE | L | Annual | Allowances Sold MER | lbs | 0 | 0 | 0 | 0 | 0 | 0 | 0
NSR Kincaid 1 & 2- Hg Rate Annual v5.13 | 637 | 5982 | Rate Constraint in lbs/MMBtu | FALSE | L | Annual | Allowances Banked | lbs | 0 | 0 | 0 | 0 | 0 | 0 | 0
NSR Kincaid 1 & 2- Hg Rate Annual v5.13 | 637 | 5982 | Rate Constraint in lbs/MMBtu | FALSE | L | Annual | Allowances Withdrawn (1:1) | lbs | 0 | 0 | 0 | 0 | 0 | 0 | 0
NSR Kincaid 1 & 2- Hg Rate Annual v5.13 | 637 | 5982 | Rate Constraint in lbs/MMBtu | FALSE | L | Annual | Allowances Withdrawn (n:1) | lbs | 0 | 0 | 0 | 0 | 0 | 0 | 0
NSR Kincaid 1 & 2- Hg Rate Annual v5.13 | 637 | 5982 | Rate Constraint in lbs/MMBtu | FALSE | L | Annual | Net Emissions Allowance Position | lbs | 39.1675 | 40.4294 | 39.3043 | 41.9998 | 40.659 | 42.5816 | 44.8397
NSR Kincaid 1 & 2- Hg Rate Annual v5.13 | 637 | 5982 | Rate Constraint in lbs/MMBtu | FALSE | L | Annual | Fuel Consumed | TBtu | 72.6536 | 72.0667 | 72.9074 | 74.8659 | 72.476 | 77.164 | 83.1752
NSR Kincaid 1 & 2- Hg Rate Annual v5.13 | 637 | 5982 | Rate Constraint in lbs/MMBtu | FALSE | L | Annual | Rate | lb/MMBtu | 5.391e-07 | 5.61e-07 | 5.391e-07 | 5.61e-07 | 5.61e-07 | 5.5183e-07 | 5.391e-07
NSR Kincaid 1 & 2- Hg Rate Annual v5.13 | 637 | 5982 | Rate Constraint in lbs/MMBtu | FALSE | L | Annual | Generation | TWh | 7.2573 | 7.2163 | 7.2826 | 7.4966 | 7.2573 | 7.7188 | 8.3083
NSR Kincaid 1 & 2- Hg Rate Annual v5.13 | 637 | 5982 | Rate Constraint in lbs/MMBtu | FALSE | L | Annual | Qualifying Generation | TWh | 7.2573 | 7.2163 | 7.2826 | 7.4966 | 7.2573 | 7.7188 | 8.3083
NSR Kincaid 1 & 2- Hg Rate Annual v5.13 | 637 | 5982 | Rate Constraint in lbs/MMBtu | FALSE | L | Annual | Rate | lb/MWh | 5.397 | 5.6025 | 5.397 | 5.6025 | 5.6025 | 5.5166 | 5.397
NSR Kincaid 1 & 2- Hg Rate Annual v5.13 | 637 | 5982 | Rate Constraint in lbs/MMBtu | FALSE | L | Annual | Constraint Shadow Price | US$/Lb | 0 | 0 | 0 | 0 | 0 | 0 | 0
NSR Kincaid 1 & 2- NOx Cap Annual v5.13 | 638 | 5981 | Rate Constraint in MTons | FALSE | L | Annual | Seasons Included | Seasons | Winter, Summer | Winter, Summer | Winter, Summer | Winter, Summer | Winter, Summer | Winter, Summer | Winter, Summer
NSR Kincaid 1 & 2- NOx Cap Annual v5.13 | 638 | 5981 | Rate Constraint in MTons | FALSE | L | Annual | Standard | MTons | 3.5 | 3.5 | 3.5 | 3.5 | 3.5 | 3.5 | 3.5
NSR Kincaid 1 & 2- NOx Cap Annual v5.13 | 638 | 5981 | Rate Constraint in MTons | FALSE | L | Annual | Standard NOX | MTons | 3.5 | 3.5 | 3.5 | 3.5 | 3.5 | 3.5 | 3.5
NSR Kincaid 1 & 2- NOx Cap Annual v5.13 | 638 | 5981 | Rate Constraint in MTons | FALSE | L | Annual | Emissions at Affected Plants NOX | MTons | 2.7116 | 2.7025 | 2.721 | 2.8075 | 2.7179 | 2.8879 | 3.1043
NSR Kincaid 1 & 2- NOx Cap Annual v5.13 | 638 | 5981 | Rate Constraint in MTons | FALSE | L | Annual | Allowances Purchased NOX | MTons | 0 | 0 | 0 | 0 | 0 | 0 | 0
NSR Kincaid 1 & 2- NOx Cap Annual v5.13 | 638 | 5981 | Rate Constraint in MTons | FALSE | L | Annual | Allowances Sold NOX | MTons | 0 | 0 | 0 | 0 | 0 | 0 | 0
NSR Kincaid 1 & 2- NOx Cap Annual v5.13 | 638 | 5981 | Rate Constraint in MTons | FALSE | L | Annual | Allowances Banked | MTons | 0 | 0 | 0 | 0 | 0 | 0 | 0
NSR Kincaid 1 & 2- NOx Cap Annual v5.13 | 638 | 5981 | Rate Constraint in MTons | FALSE | L | Annual | Allowances Withdrawn (1:1) | MTons | 0 | 0 | 0 | 0 | 0 | 0 | 0
NSR Kincaid 1 & 2- NOx Cap Annual v5.13 | 638 | 5981 | Rate Constraint in MTons | FALSE | L | Annual | Allowances Withdrawn (n:1) | MTons | 0 | 0 | 0 | 0 | 0 | 0 | 0
NSR Kincaid 1 & 2- NOx Cap Annual v5.13 | 638 | 5981 | Rate Constraint in MTons | FALSE | L | Annual | Net Emissions Allowance Position | MTons | 2.7116 | 2.7025 | 2.721 | 2.8075 | 2.7179 | 2.8879 | 3.1043
NSR Kincaid 1 & 2- NOx Cap Annual v5.13 | 638 | 5981 | Rate Constraint in MTons | FALSE | L | Annual | Fuel Consumed | TBtu | 72.6536 | 72.0667 | 72.9074 | 74.8659 | 72.476 | 77.164 | 83.1752
NSR Kincaid 1 & 2- NOx Cap Annual v5.13 | 638 | 5981 | Rate Constraint in MTons | FALSE | L | Annual | Rate | lb/MMBtu | 0.074644 | 0.075 | 0.074644 | 0.075 | 0.075 | 0.074851 | 0.074644
NSR Kincaid 1 & 2- NOx Cap Annual v5.13 | 638 | 5981 | Rate Constraint in MTons | FALSE | L | Annual | Generation | TWh | 7.2573 | 7.2163 | 7.2826 | 7.4966 | 7.2573 | 7.7188 | 8.3083
NSR Kincaid 1 & 2- NOx Cap Annual v5.13 | 638 | 5981 | Rate Constraint in MTons | FALSE | L | Annual | Qualifying Generation | TWh | 7.2573 | 7.2163 | 7.2826 | 7.4966 | 7.2573 | 7.7188 | 8.3083
NSR Kincaid 1 & 2- NOx Cap Annual v5.13 | 638 | 5981 | Rate Constraint in MTons | FALSE | L | Annual | Rate | lb/MWh | 0.37363 | 0.3745 | 0.37363 | 0.3745 | 0.3745 | 0.37414 | 0.37363
NSR Kincaid 1 & 2- NOx Cap Annual v5.13 | 638 | 5981 | Rate Constraint in MTons | FALSE | L | Annual | Constraint Shadow Price | US$/Ton | 0 | 0 | 0 | 0 | 0 | 0 | 0
NSR Kincaid 1 & 2- NOx Rate Annual v5.13 | 639 | 5980 | Rate Constraint in lbs/MMBtu | FALSE | L | Annual | Seasons Included | Seasons | Winter, Summer | Winter, Summer | Winter, Summer | Winter, Summer | Winter, Summer | Winter, Summer | Winter, Summer
NSR Kincaid 1 & 2- NOx Rate Annual v5.13 | 639 | 5980 | Rate Constraint in lbs/MMBtu | FALSE | L | Annual | Standard | lb/MMBtu | 0.08 | 0.08 | 0.08 | 0.08 | 0.08 | 0.08 | 0.08
NSR Kincaid 1 & 2- NOx Rate Annual v5.13 | 639 | 5980 | Rate Constraint in lbs/MMBtu | FALSE | L | Annual | Emissions at Affected Plants NOX | MTons | 2.7116 | 2.7025 | 2.721 | 2.8075 | 2.7179 | 2.8879 | 3.1043
NSR Kincaid 1 & 2- NOx Rate Annual v5.13 | 639 | 5980 | Rate Constraint in lbs/MMBtu | FALSE | L | Annual | Allowances Purchased NOX | MTons | 0 | 0 | 0 | 0 | 0 | 0 | 0
NSR Kincaid 1 & 2- NOx Rate Annual v5.13 | 639 | 5980 | Rate Constraint in lbs/MMBtu | FALSE | L | Annual | Allowances Sold NOX | MTons | 0 | 0 | 0 | 0 | 0 | 0 | 0
NSR Kincaid 1 & 2- NOx Rate Annual v5.13 | 639 | 5980 | Rate Constraint in lbs/MMBtu | FALSE | L | Annual | Allowances Banked | MTons | 0 | 0 | 0 | 0 | 0 | 0 | 0
NSR Kincaid 1 & 2- NOx Rate Annual v5.13 | 639 | 5980 | Rate Constraint in lbs/MMBtu | FALSE | L | Annual | Allowances Withdrawn (1:1) | MTons | 0 | 0 | 0 | 0 | 0 | 0 | 0
NSR Kincaid 1 & 2- NOx Rate Annual v5.13 | 639 | 5980 | Rate Constraint in lbs/MMBtu | FALSE | L | Annual | Allowances Withdrawn (n:1) | MTons | 0 | 0 | 0 | 0 | 0 | 0 | 0
NSR Kincaid 1 & 2- NOx Rate Annual v5.13 | 639 | 5980 | Rate Constraint in lbs/MMBtu | FALSE | L | Annual | Net Emissions Allowance Position | MTons | 2.7116 | 2.7025 | 2.721 | 2.8075 | 2.7179 | 2.8879 | 3.1043
NSR Kincaid 1 & 2- NOx Rate Annual v5.13 | 639 | 5980 | Rate Constraint in lbs/MMBtu | FALSE | L | Annual | Fuel Consumed | TBtu | 72.6536 | 72.0667 | 72.9074 | 74.8659 | 72.476 | 77.164 | 83.1752
NSR Kincaid 1 & 2- NOx Rate Annual v5.13 | 639 | 5980 | Rate Constraint in lbs/MMBtu | FALSE | L | Annual | Rate | lb/MMBtu | 0.074644 | 0.075 | 0.074644 | 0.075 | 0.075 | 0.074851 | 0.074644
NSR Kincaid 1 & 2- NOx Rate Annual v5.13 | 639 | 5980 | Rate Constraint in lbs/MMBtu | FALSE | L | Annual | Generation | TWh | 7.2573 | 7.2163 | 7.2826 | 7.4966 | 7.2573 | 7.7188 | 8.3083
NSR Kincaid 1 & 2- NOx Rate Annual v5.13 | 639 | 5980 | Rate Constraint in lbs/MMBtu | FALSE | L | Annual | Qualifying Generation | TWh | 7.2573 | 7.2163 | 7.2826 | 7.4966 | 7.2573 | 7.7188 | 8.3083
NSR Kincaid 1 & 2- NOx Rate Annual v5.13 | 639 | 5980 | Rate Constraint in lbs/MMBtu | FALSE | L | Annual | Rate | lb/MWh | 0.37363 | 0.3745 | 0.37363 | 0.3745 | 0.3745 | 0.37414 | 0.37363
NSR Kincaid 1 & 2- NOx Rate Annual v5.13 | 639 | 5980 | Rate Constraint in lbs/MMBtu | FALSE | L | Annual | Constraint Shadow Price | US$/Ton | 0 | 0 | 0 | 0 | 0 | 0 | 0
NSR Kincaid 1 & 2- SO2 Cap Annual v5.13 | 640 | 5979 | Rate Constraint in MTons | FALSE | L | Annual | Seasons Included | Seasons | Winter, Summer | Winter, Summer | Winter, Summer | Winter, Summer | Winter, Summer | Winter, Summer | Winter, Summer
NSR Kincaid 1 & 2- SO2 Cap Annual v5.13 | 640 | 5979 | Rate Constraint in MTons | FALSE | L | Annual | Standard | MTons | 4.4 | 4.4 | 4.4 | 4.4 | 4.4 | 4.4 | 4.4
NSR Kincaid 1 & 2- SO2 Cap Annual v5.13 | 640 | 5979 | Rate Constraint in MTons | FALSE | L | Annual | Standard SO2 | MTons | 4.4 | 4.4 | 4.4 | 4.4 | 4.4 | 4.4 | 4.4
NSR Kincaid 1 & 2- SO2 Cap Annual v5.13 | 640 | 5979 | Rate Constraint in MTons | FALSE | L | Annual | Emissions at Affected Plants SO2 | MTons | 3.4473 | 3.5529 | 3.4593 | 3.6909 | 3.5731 | 3.7444 | 3.9465
NSR Kincaid 1 & 2- SO2 Cap Annual v5.13 | 640 | 5979 | Rate Constraint in MTons | FALSE | L | Annual | Allowances Purchased SO2 | MTons | 0 | 0 | 0 | 0 | 0 | 0 | 0
NSR Kincaid 1 & 2- SO2 Cap Annual v5.13 | 640 | 5979 | Rate Constraint in MTons | FALSE | L | Annual | Allowances Sold SO2 | MTons | 0 | 0 | 0 | 0 | 0 | 0 | 0
NSR Kincaid 1 & 2- SO2 Cap Annual v5.13 | 640 | 5979 | Rate Constraint in MTons | FALSE | L | Annual | Allowances Banked | MTons | 0 | 0 | 0 | 0 | 0 | 0 | 0
NSR Kincaid 1 & 2- SO2 Cap Annual v5.13 | 640 | 5979 | Rate Constraint in MTons | FALSE | L | Annual | Allowances Withdrawn (1:1) | MTons | 0 | 0 | 0 | 0 | 0 | 0 | 0
NSR Kincaid 1 & 2- SO2 Cap Annual v5.13 | 640 | 5979 | Rate Constraint in MTons | FALSE | L | Annual | Allowances Withdrawn (n:1) | MTons | 0 | 0 | 0 | 0 | 0 | 0 | 0
NSR Kincaid 1 & 2- SO2 Cap Annual v5.13 | 640 | 5979 | Rate Constraint in MTons | FALSE | L | Annual | Net Emissions Allowance Position | MTons | 3.4473 | 3.5529 | 3.4593 | 3.6909 | 3.5731 | 3.7444 | 3.9465
NSR Kincaid 1 & 2- SO2 Cap Annual v5.13 | 640 | 5979 | Rate Constraint in MTons | FALSE | L | Annual | Fuel Consumed | TBtu | 72.6536 | 72.0667 | 72.9074 | 74.8659 | 72.476 | 77.164 | 83.1752
NSR Kincaid 1 & 2- SO2 Cap Annual v5.13 | 640 | 5979 | Rate Constraint in MTons | FALSE | L | Annual | Rate | lb/MMBtu | 0.094897 | 0.0986 | 0.094897 | 0.0986 | 0.0986 | 0.09705 | 0.094897
NSR Kincaid 1 & 2- SO2 Cap Annual v5.13 | 640 | 5979 | Rate Constraint in MTons | FALSE | L | Annual | Generation | TWh | 7.2573 | 7.2163 | 7.2826 | 7.4966 | 7.2573 | 7.7188 | 8.3083
NSR Kincaid 1 & 2- SO2 Cap Annual v5.13 | 640 | 5979 | Rate Constraint in MTons | FALSE | L | Annual | Qualifying Generation | TWh | 7.2573 | 7.2163 | 7.2826 | 7.4966 | 7.2573 | 7.7188 | 8.3083
NSR Kincaid 1 & 2- SO2 Cap Annual v5.13 | 640 | 5979 | Rate Constraint in MTons | FALSE | L | Annual | Rate | lb/MWh | 0.47501 | 0.49234 | 0.47501 | 0.49234 | 0.49234 | 0.4851 | 0.47501
NSR Kincaid 1 & 2- SO2 Cap Annual v5.13 | 640 | 5979 | Rate Constraint in MTons | FALSE | L | Annual | Constraint Shadow Price | US$/Ton | 0 | 0 | 0 | 0 | 0 | 0 | 0
NSR Kincaid 1 & 2- SO2 Rate Annual v5.13 | 641 | 5978 | Rate Constraint in lbs/MMBtu | FALSE | L | Annual | Seasons Included | Seasons | Winter, Summer | Winter, Summer | Winter, Summer | Winter, Summer | Winter, Summer | Winter, Summer | Winter, Summer
NSR Kincaid 1 & 2- SO2 Rate Annual v5.13 | 641 | 5978 | Rate Constraint in lbs/MMBtu | FALSE | L | Annual | Standard | lb/MMBtu | 0.1 | 0.1 | 0.1 | 0.1 | 0.1 | 0.1 | 0.1
NSR Kincaid 1 & 2- SO2 Rate Annual v5.13 | 641 | 5978 | Rate Constraint in lbs/MMBtu | FALSE | L | Annual | Emissions at Affected Plants SO2 | MTons | 3.4473 | 3.5529 | 3.4593 | 3.6909 | 3.5731 | 3.7444 | 3.9465
NSR Kincaid 1 & 2- SO2 Rate Annual v5.13 | 641 | 5978 | Rate Constraint in lbs/MMBtu | FALSE | L | Annual | Allowances Purchased SO2 | MTons | 0 | 0 | 0 | 0 | 0 | 0 | 0
NSR Kincaid 1 & 2- SO2 Rate Annual v5.13 | 641 | 5978 | Rate Constraint in lbs/MMBtu | FALSE | L | Annual | Allowances Sold SO2 | MTons | 0 | 0 | 0 | 0 | 0 | 0 | 0
NSR Kincaid 1 & 2- SO2 Rate Annual v5.13 | 641 | 5978 | Rate Constraint in lbs/MMBtu | FALSE | L | Annual | Allowances Banked | MTons | 0 | 0 | 0 | 0 | 0 | 0 | 0
NSR Kincaid 1 & 2- SO2 Rate Annual v5.13 | 641 | 5978 | Rate Constraint in lbs/MMBtu | FALSE | L | Annual | Allowances Withdrawn (1:1) | MTons | 0 | 0 | 0 | 0 | 0 | 0 | 0
NSR Kincaid 1 & 2- SO2 Rate Annual v5.13 | 641 | 5978 | Rate Constraint in lbs/MMBtu | FALSE | L | Annual | Allowances Withdrawn (n:1) | MTons | 0 | 0 | 0 | 0 | 0 | 0 | 0
NSR Kincaid 1 & 2- SO2 Rate Annual v5.13 | 641 | 5978 | Rate Constraint in lbs/MMBtu | FALSE | L | Annual | Net Emissions Allowance Position | MTons | 3.4473 | 3.5529 | 3.4593 | 3.6909 | 3.5731 | 3.7444 | 3.9465
NSR Kincaid 1 & 2- SO2 Rate Annual v5.13 | 641 | 5978 | Rate Constraint in lbs/MMBtu | FALSE | L | Annual | Fuel Consumed | TBtu | 72.6536 | 72.0667 | 72.9074 | 74.8659 | 72.476 | 77.164 | 83.1752
NSR Kincaid 1 & 2- SO2 Rate Annual v5.13 | 641 | 5978 | Rate Constraint in lbs/MMBtu | FALSE | L | Annual | Rate | lb/MMBtu | 0.094897 | 0.0986 | 0.094897 | 0.0986 | 0.0986 | 0.09705 | 0.094897
NSR Kincaid 1 & 2- SO2 Rate Annual v5.13 | 641 | 5978 | Rate Constraint in lbs/MMBtu | FALSE | L | Annual | Generation | TWh | 7.2573 | 7.2163 | 7.2826 | 7.4966 | 7.2573 | 7.7188 | 8.3083
NSR Kincaid 1 & 2- SO2 Rate Annual v5.13 | 641 | 5978 | Rate Constraint in lbs/MMBtu | FALSE | L | Annual | Qualifying Generation | TWh | 7.2573 | 7.2163 | 7.2826 | 7.4966 | 7.2573 | 7.7188 | 8.3083
NSR Kincaid 1 & 2- SO2 Rate Annual v5.13 | 641 | 5978 | Rate Constraint in lbs/MMBtu | FALSE | L | Annual | Rate | lb/MWh | 0.47501 | 0.49234 | 0.47501 | 0.49234 | 0.49234 | 0.4851 | 0.47501
NSR Kincaid 1 & 2- SO2 Rate Annual v5.13 | 641 | 5978 | Rate Constraint in lbs/MMBtu | FALSE | L | Annual | Constraint Shadow Price | US$/Ton | 0 | 0 | 0 | 0 | 0 | 0 | 0
NSR KU Brown Unit 3 - SO2 Cap Annual v3.1 | 642 | 2113 | Rate Constraint in MTons | FALSE | L | Annual | Seasons Included | Seasons | Winter, Summer | Winter, Summer | Winter, Summer | Winter, Summer | Winter, Summer | Winter, Summer | Winter, Summer
NSR KU Brown Unit 3 - SO2 Cap Annual v3.1 | 642 | 2113 | Rate Constraint in MTons | FALSE | L | Annual | Standard | MTons | 2.3 | 2.3 | 2.3 | 2.3 | 2.3 | 2.3 | 2.3
NSR KU Brown Unit 3 - SO2 Cap Annual v3.1 | 642 | 2113 | Rate Constraint in MTons | FALSE | L | Annual | Standard SO2 | MTons | 2.3 | 2.3 | 2.3 | 2.3 | 2.3 | 2.3 | 2.3
NSR KU Brown Unit 3 - SO2 Cap Annual v3.1 | 642 | 2113 | Rate Constraint in MTons | FALSE | L | Annual | Emissions at Affected Plants SO2 | MTons | 0.514 | 0.52363 | 0.52363 | 0.59365 | 0.52363 | 0.59365 | 0.80624
NSR KU Brown Unit 3 - SO2 Cap Annual v3.1 | 642 | 2113 | Rate Constraint in MTons | FALSE | L | Annual | Allowances Purchased SO2 | MTons | 0 | 0 | 0 | 0 | 0 | 0 | 0
NSR KU Brown Unit 3 - SO2 Cap Annual v3.1 | 642 | 2113 | Rate Constraint in MTons | FALSE | L | Annual | Allowances Sold SO2 | MTons | 0 | 0 | 0 | 0 | 0 | 0 | 0
NSR KU Brown Unit 3 - SO2 Cap Annual v3.1 | 642 | 2113 | Rate Constraint in MTons | FALSE | L | Annual | Allowances Banked | MTons | 0 | 0 | 0 | 0 | 0 | 0 | 0
NSR KU Brown Unit 3 - SO2 Cap Annual v3.1 | 642 | 2113 | Rate Constraint in MTons | FALSE | L | Annual | Allowances Withdrawn (1:1) | MTons | 0 | 0 | 0 | 0 | 0 | 0 | 0
NSR KU Brown Unit 3 - SO2 Cap Annual v3.1 | 642 | 2113 | Rate Constraint in MTons | FALSE | L | Annual | Allowances Withdrawn (n:1) | MTons | 0 | 0 | 0 | 0 | 0 | 0 | 0
NSR KU Brown Unit 3 - SO2 Cap Annual v3.1 | 642 | 2113 | Rate Constraint in MTons | FALSE | L | Annual | Net Emissions Allowance Position | MTons | 0.514 | 0.52363 | 0.52363 | 0.59365 | 0.52363 | 0.59365 | 0.80624
NSR KU Brown Unit 3 - SO2 Cap Annual v3.1 | 642 | 2113 | Rate Constraint in MTons | FALSE | L | Annual | Fuel Consumed | TBtu | 10.2801 | 11.4831 | 11.4831 | 13.0186 | 11.4831 | 13.0186 | 16.0845
NSR KU Brown Unit 3 - SO2 Cap Annual v3.1 | 642 | 2113 | Rate Constraint in MTons | FALSE | L | Annual | Rate | lb/MMBtu | 0.1 | 0.0912 | 0.0912 | 0.0912 | 0.0912 | 0.0912 | 0.10025
NSR KU Brown Unit 3 - SO2 Cap Annual v3.1 | 642 | 2113 | Rate Constraint in MTons | FALSE | L | Annual | Generation | TWh | 0.9659 | 1.0789 | 1.0789 | 1.2232 | 1.0789 | 1.2232 | 1.505
NSR KU Brown Unit 3 - SO2 Cap Annual v3.1 | 642 | 2113 | Rate Constraint in MTons | FALSE | L | Annual | Qualifying Generation | TWh | 0.9659 | 1.0789 | 1.0789 | 1.2232 | 1.0789 | 1.2232 | 1.505
NSR KU Brown Unit 3 - SO2 Cap Annual v3.1 | 642 | 2113 | Rate Constraint in MTons | FALSE | L | Annual | Rate | lb/MWh | 0.53215 | 0.48532 | 0.48532 | 0.48532 | 0.48532 | 0.48532 | 0.53572
NSR KU Brown Unit 3 - SO2 Cap Annual v3.1 | 642 | 2113 | Rate Constraint in MTons | FALSE | L | Annual | Constraint Shadow Price | US$/Ton | 0 | 0 | 0 | 0 | 0 | 0 | 0
NSR KU Brown Unit 3 - SO2 Rate Annual v3.1 | 643 | 2114 | Rate Constraint in lbs/MMBtu | FALSE | L | Annual | Seasons Included | Seasons | Winter, Summer | Winter, Summer | Winter, Summer | Winter, Summer | Winter, Summer | Winter, Summer | Winter, Summer
NSR KU Brown Unit 3 - SO2 Rate Annual v3.1 | 643 | 2114 | Rate Constraint in lbs/MMBtu | FALSE | L | Annual | Standard | lb/MMBtu | 0.1 | 0.1 | 0.1 | 0.1 | 0.1 | 0.1 | 0.1
NSR KU Brown Unit 3 - SO2 Rate Annual v3.1 | 643 | 2114 | Rate Constraint in lbs/MMBtu | FALSE | L | Annual | Emissions at Affected Plants SO2 | MTons | 0.514 | 0.52363 | 0.52363 | 0.59365 | 0.52363 | 0.59365 | 0.80624
NSR KU Brown Unit 3 - SO2 Rate Annual v3.1 | 643 | 2114 | Rate Constraint in lbs/MMBtu | FALSE | L | Annual | Allowances Purchased SO2 | MTons | 0 | 0 | 0 | 0 | 0 | 0 | 0
NSR KU Brown Unit 3 - SO2 Rate Annual v3.1 | 643 | 2114 | Rate Constraint in lbs/MMBtu | FALSE | L | Annual | Allowances Sold SO2 | MTons | 0 | 0 | 0 | 0 | 0 | 0 | 0
NSR KU Brown Unit 3 - SO2 Rate Annual v3.1 | 643 | 2114 | Rate Constraint in lbs/MMBtu | FALSE | L | Annual | Allowances Banked | MTons | 0 | 0 | 0 | 0 | 0 | 0 | 0
NSR KU Brown Unit 3 - SO2 Rate Annual v3.1 | 643 | 2114 | Rate Constraint in lbs/MMBtu | FALSE | L | Annual | Allowances Withdrawn (1:1) | MTons | 0 | 0 | 0 | 0 | 0 | 0 | 0
NSR KU Brown Unit 3 - SO2 Rate Annual v3.1 | 643 | 2114 | Rate Constraint in lbs/MMBtu | FALSE | L | Annual | Allowances Withdrawn (n:1) | MTons | 0 | 0 | 0 | 0 | 0 | 0 | 0
NSR KU Brown Unit 3 - SO2 Rate Annual v3.1 | 643 | 2114 | Rate Constraint in lbs/MMBtu | FALSE | L | Annual | Net Emissions Allowance Position | MTons | 0.514 | 0.52363 | 0.52363 | 0.59365 | 0.52363 | 0.59365 | 0.80624
NSR KU Brown Unit 3 - SO2 Rate Annual v3.1 | 643 | 2114 | Rate Constraint in lbs/MMBtu | FALSE | L | Annual | Fuel Consumed | TBtu | 10.2801 | 11.4831 | 11.4831 | 13.0186 | 11.4831 | 13.0186 | 16.0845
NSR KU Brown Unit 3 - SO2 Rate Annual v3.1 | 643 | 2114 | Rate Constraint in lbs/MMBtu | FALSE | L | Annual | Rate | lb/MMBtu | 0.1 | 0.0912 | 0.0912 | 0.0912 | 0.0912 | 0.0912 | 0.10025
NSR KU Brown Unit 3 - SO2 Rate Annual v3.1 | 643 | 2114 | Rate Constraint in lbs/MMBtu | FALSE | L | Annual | Generation | TWh | 0.9659 | 1.0789 | 1.0789 | 1.2232 | 1.0789 | 1.2232 | 1.505
NSR KU Brown Unit 3 - SO2 Rate Annual v3.1 | 643 | 2114 | Rate Constraint in lbs/MMBtu | FALSE | L | Annual | Qualifying Generation | TWh | 0.9659 | 1.0789 | 1.0789 | 1.2232 | 1.0789 | 1.2232 | 1.505
NSR KU Brown Unit 3 - SO2 Rate Annual v3.1 | 643 | 2114 | Rate Constraint in lbs/MMBtu | FALSE | L | Annual | Rate | lb/MWh | 0.53215 | 0.48532 | 0.48532 | 0.48532 | 0.48532 | 0.48532 | 0.53572
NSR KU Brown Unit 3 - SO2 Rate Annual v3.1 | 643 | 2114 | Rate Constraint in lbs/MMBtu | FALSE | L | Annual | Constraint Shadow Price | US$/Ton | 0 | 0 | 0 | 0 | 0 | 0 | 0
NSR Level Baldwin 3 - NOX Rate Annual v3.1, Unit 4132 and retrofits | 644 | 1862 | Rate Constraint in lbs/MMBtu | FALSE | L | Annual | Seasons Included | Seasons | Winter, Summer | Winter, Summer | Winter, Summer | Winter, Summer | Winter, Summer | Winter, Summer | Winter, Summer
NSR Level Baldwin 3 - NOX Rate Annual v3.1, Unit 4132 and retrofits | 644 | 1862 | Rate Constraint in lbs/MMBtu | FALSE | L | Annual | Standard | lb/MMBtu | 0.1 | 0.1 | 0.1 | 0.1 | 0.1 | 0.1 | 0.1
NSR Level Baldwin 3 - NOX Rate Annual v3.1, Unit 4132 and retrofits | 644 | 1862 | Rate Constraint in lbs/MMBtu | FALSE | L | Annual | Emissions at Affected Plants NOX | MTons | 1.1228 | 1.1228 | 1.1228 | 1.1228 | 1.1228 | 1.1228 | 1.1228
NSR Level Baldwin 3 - NOX Rate Annual v3.1, Unit 4132 and retrofits | 644 | 1862 | Rate Constraint in lbs/MMBtu | FALSE | L | Annual | Allowances Purchased NOX | MTons | 0 | 0 | 0 | 0 | 0 | 0 | 0
NSR Level Baldwin 3 - NOX Rate Annual v3.1, Unit 4132 and retrofits | 644 | 1862 | Rate Constraint in lbs/MMBtu | FALSE | L | Annual | Allowances Sold NOX | MTons | 0 | 0 | 0 | 0 | 0 | 0 | 0
NSR Level Baldwin 3 - NOX Rate Annual v3.1, Unit 4132 and retrofits | 644 | 1862 | Rate Constraint in lbs/MMBtu | FALSE | L | Annual | Allowances Banked | MTons | 0 | 0 | 0 | 0 | 0 | 0 | 0
NSR Level Baldwin 3 - NOX Rate Annual v3.1, Unit 4132 and retrofits | 644 | 1862 | Rate Constraint in lbs/MMBtu | FALSE | L | Annual | Allowances Withdrawn (1:1) | MTons | 0 | 0 | 0 | 0 | 0 | 0 | 0
NSR Level Baldwin 3 - NOX Rate Annual v3.1, Unit 4132 and retrofits | 644 | 1862 | Rate Constraint in lbs/MMBtu | FALSE | L | Annual | Allowances Withdrawn (n:1) | MTons | 0 | 0 | 0 | 0 | 0 | 0 | 0
NSR Level Baldwin 3 - NOX Rate Annual v3.1, Unit 4132 and retrofits | 644 | 1862 | Rate Constraint in lbs/MMBtu | FALSE | L | Annual | Net Emissions Allowance Position | MTons | 1.1228 | 1.1228 | 1.1228 | 1.1228 | 1.1228 | 1.1228 | 1.1228
NSR Level Baldwin 3 - NOX Rate Annual v3.1, Unit 4132 and retrofits | 644 | 1862 | Rate Constraint in lbs/MMBtu | FALSE | L | Annual | Fuel Consumed | TBtu | 44.8492 | 44.8492 | 44.8492 | 44.8492 | 44.8492 | 44.8492 | 44.8492
NSR Level Baldwin 3 - NOX Rate Annual v3.1, Unit 4132 and retrofits | 644 | 1862 | Rate Constraint in lbs/MMBtu | FALSE | L | Annual | Rate | lb/MMBtu | 0.050069 | 0.050069 | 0.050069 | 0.050069 | 0.050069 | 0.050069 | 0.050069
NSR Level Baldwin 3 - NOX Rate Annual v3.1, Unit 4132 and retrofits | 644 | 1862 | Rate Constraint in lbs/MMBtu | FALSE | L | Annual | Generation | TWh | 4.4076 | 4.4076 | 4.4076 | 4.4076 | 4.4076 | 4.4076 | 4.4076
NSR Level Baldwin 3 - NOX Rate Annual v3.1, Unit 4132 and retrofits | 644 | 1862 | Rate Constraint in lbs/MMBtu | FALSE | L | Annual | Qualifying Generation | TWh | 4.4076 | 4.4076 | 4.4076 | 4.4076 | 4.4076 | 4.4076 | 4.4076
NSR Level Baldwin 3 - NOX Rate Annual v3.1, Unit 4132 and retrofits | 644 | 1862 | Rate Constraint in lbs/MMBtu | FALSE | L | Annual | Rate | lb/MWh | 0.25474 | 0.25474 | 0.25474 | 0.25474 | 0.25474 | 0.25474 | 0.25474
NSR Level Baldwin 3 - NOX Rate Annual v3.1, Unit 4132 and retrofits | 644 | 1862 | Rate Constraint in lbs/MMBtu | FALSE | L | Annual | Constraint Shadow Price | US$/Ton | 0 | 0 | 0 | 0 | 0 | 0 | 0
NSR Level Havana 9 - SO2 Rate Annual v3.1, Unit 4101 and retrofits | 645 | 1868 | Rate Constraint in lbs/MMBtu | FALSE | L | Annual | Seasons Included | Seasons | Winter, Summer | Winter, Summer | Winter, Summer | Winter, Summer | Winter, Summer | Winter, Summer | Winter, Summer
NSR Level Havana 9 - SO2 Rate Annual v3.1, Unit 4101 and retrofits | 645 | 1868 | Rate Constraint in lbs/MMBtu | FALSE | L | Annual | Standard | lb/MMBtu | 0.1 | 0.1 | 0.1 | 0.1 | 0.1 | 0.1 | 0.1
NSR Level Havana 9 - SO2 Rate Annual v3.1, Unit 4101 and retrofits | 645 | 1868 | Rate Constraint in lbs/MMBtu | FALSE | L | Annual | Emissions at Affected Plants SO2 | MTons | 1.424 | 1.3373 | 1.3449 | 1.4159 | 1.2368 | 1.239 | 1.424
NSR Level Havana 9 - SO2 Rate Annual v3.1, Unit 4101 and retrofits | 645 | 1868 | Rate Constraint in lbs/MMBtu | FALSE | L | Annual | Allowances Purchased SO2 | MTons | 0 | 0 | 0 | 0 | 0 | 0 | 0
NSR Level Havana 9 - SO2 Rate Annual v3.1, Unit 4101 and retrofits | 645 | 1868 | Rate Constraint in lbs/MMBtu | FALSE | L | Annual | Allowances Sold SO2 | MTons | 0 | 0 | 0 | 0 | 0 | 0 | 0
NSR Level Havana 9 - SO2 Rate Annual v3.1, Unit 4101 and retrofits | 645 | 1868 | Rate Constraint in lbs/MMBtu | FALSE | L | Annual | Allowances Banked | MTons | 0 | 0 | 0 | 0 | 0 | 0 | 0
NSR Level Havana 9 - SO2 Rate Annual v3.1, Unit 4101 and retrofits | 645 | 1868 | Rate Constraint in lbs/MMBtu | FALSE | L | Annual | Allowances Withdrawn (1:1) | MTons | 0 | 0 | 0 | 0 | 0 | 0 | 0
NSR Level Havana 9 - SO2 Rate Annual v3.1, Unit 4101 and retrofits | 645 | 1868 | Rate Constraint in lbs/MMBtu | FALSE | L | Annual | Allowances Withdrawn (n:1) | MTons | 0 | 0 | 0 | 0 | 0 | 0 | 0
NSR Level Havana 9 - SO2 Rate Annual v3.1, Unit 4101 and retrofits | 645 | 1868 | Rate Constraint in lbs/MMBtu | FALSE | L | Annual | Net Emissions Allowance Position | MTons | 1.424 | 1.3373 | 1.3449 | 1.4159 | 1.2368 | 1.239 | 1.424
NSR Level Havana 9 - SO2 Rate Annual v3.1, Unit 4101 and retrofits | 645 | 1868 | Rate Constraint in lbs/MMBtu | FALSE | L | Annual | Fuel Consumed | TBtu | 35.6444 | 33.4738 | 33.6644 | 35.4426 | 30.9591 | 31.0135 | 35.6444
NSR Level Havana 9 - SO2 Rate Annual v3.1, Unit 4101 and retrofits | 645 | 1868 | Rate Constraint in lbs/MMBtu | FALSE | L | Annual | Rate | lb/MMBtu | 0.0799 | 0.0799 | 0.0799 | 0.0799 | 0.0799 | 0.0799 | 0.0799
NSR Level Havana 9 - SO2 Rate Annual v3.1, Unit 4101 and retrofits | 645 | 1868 | Rate Constraint in lbs/MMBtu | FALSE | L | Annual | Generation | TWh | 3.0636 | 2.8934 | 2.8934 | 3.0636 | 2.676 | 2.676 | 3.0636
NSR Level Havana 9 - SO2 Rate Annual v3.1, Unit 4101 and retrofits | 645 | 1868 | Rate Constraint in lbs/MMBtu | FALSE | L | Annual | Qualifying Generation | TWh | 3.0636 | 2.8934 | 2.8934 | 3.0636 | 2.676 | 2.676 | 3.0636
NSR Level Havana 9 - SO2 Rate Annual v3.1, Unit 4101 and retrofits | 645 | 1868 | Rate Constraint in lbs/MMBtu | FALSE | L | Annual | Rate | lb/MWh | 0.46481 | 0.46218 | 0.46481 | 0.46218 | 0.46218 | 0.46299 | 0.46481
NSR Level Havana 9 - SO2 Rate Annual v3.1, Unit 4101 and retrofits | 645 | 1868 | Rate Constraint in lbs/MMBtu | FALSE | L | Annual | Constraint Shadow Price | US$/Ton | 0 | 0 | 0 | 0 | 0 | 0 | 0
NSR Level Hudson 2 - NOX Rate Annual v3.1, Unit 4104 and retrofits | 646 | 1945 | Rate Constraint in lbs/MMBtu | FALSE | L | Annual | Seasons Included | Seasons | Winter, Summer | Winter, Summer | Winter, Summer | Winter, Summer | Winter, Summer | Winter, Summer | Winter, Summer
NSR Level Hudson 2 - NOX Rate Annual v3.1, Unit 4104 and retrofits | 646 | 1945 | Rate Constraint in lbs/MMBtu | FALSE | L | Annual | Standard | lb/MMBtu | 0.1 | 0.1 | 0.1 | 0.1 | 0.1 | 0.1 | 0.1
NSR Level Hudson 2 - NOX Rate Annual v3.1, Unit 4104 and retrofits | 646 | 1945 | Rate Constraint in lbs/MMBtu | FALSE | L | Annual | Emissions at Affected Plants NOX | MTons | 1.2624 | 1.2624 | 1.2624 | 1.4112 | 1.2624 | 1.528 | 1.7493
NSR Level Hudson 2 - NOX Rate Annual v3.1, Unit 4104 and retrofits | 646 | 1945 | Rate Constraint in lbs/MMBtu | FALSE | L | Annual | Allowances Purchased NOX | MTons | 0 | 0 | 0 | 0 | 0 | 0 | 0
NSR Level Hudson 2 - NOX Rate Annual v3.1, Unit 4104 and retrofits | 646 | 1945 | Rate Constraint in lbs/MMBtu | FALSE | L | Annual | Allowances Sold NOX | MTons | 0 | 0 | 0 | 0 | 0 | 0 | 0
NSR Level Hudson 2 - NOX Rate Annual v3.1, Unit 4104 and retrofits | 646 | 1945 | Rate Constraint in lbs/MMBtu | FALSE | L | Annual | Allowances Banked | MTons | 0 | 0 | 0 | 0 | 0 | 0 | 0
NSR Level Hudson 2 - NOX Rate Annual v3.1, Unit 4104 and retrofits | 646 | 1945 | Rate Constraint in lbs/MMBtu | FALSE | L | Annual | Allowances Withdrawn (1:1) | MTons | 0 | 0 | 0 | 0 | 0 | 0 | 0
NSR Level Hudson 2 - NOX Rate Annual v3.1, Unit 4104 and retrofits | 646 | 1945 | Rate Constraint in lbs/MMBtu | FALSE | L | Annual | Allowances Withdrawn (n:1) | MTons | 0 | 0 | 0 | 0 | 0 | 0 | 0
NSR Level Hudson 2 - NOX Rate Annual v3.1, Unit 4104 and retrofits | 646 | 1945 | Rate Constraint in lbs/MMBtu | FALSE | L | Annual | Net Emissions Allowance Position | MTons | 1.2624 | 1.2624 | 1.2624 | 1.4112 | 1.2624 | 1.528 | 1.7493
NSR Level Hudson 2 - NOX Rate Annual v3.1, Unit 4104 and retrofits | 646 | 1945 | Rate Constraint in lbs/MMBtu | FALSE | L | Annual | Fuel Consumed | TBtu | 33.4665 | 33.4665 | 33.4665 | 37.4123 | 33.4665 | 40.5089 | 46.3754
NSR Level Hudson 2 - NOX Rate Annual v3.1, Unit 4104 and retrofits | 646 | 1945 | Rate Constraint in lbs/MMBtu | FALSE | L | Annual | Rate | lb/MMBtu | 0.075442 | 0.075442 | 0.075442 | 0.075442 | 0.075442 | 0.075442 | 0.075442
NSR Level Hudson 2 - NOX Rate Annual v3.1, Unit 4104 and retrofits | 646 | 1945 | Rate Constraint in lbs/MMBtu | FALSE | L | Annual | Generation | TWh | 3.2306 | 3.2306 | 3.2306 | 3.6115 | 3.2306 | 3.9105 | 4.4768
NSR Level Hudson 2 - NOX Rate Annual v3.1, Unit 4104 and retrofits | 646 | 1945 | Rate Constraint in lbs/MMBtu | FALSE | L | Annual | Qualifying Generation | TWh | 3.2306 | 3.2306 | 3.2306 | 3.6115 | 3.2306 | 3.9105 | 4.4768
NSR Level Hudson 2 - NOX Rate Annual v3.1, Unit 4104 and retrofits | 646 | 1945 | Rate Constraint in lbs/MMBtu | FALSE | L | Annual | Rate | lb/MWh | 0.39076 | 0.39076 | 0.39076 | 0.39076 | 0.39076 | 0.39076 | 0.39076
NSR Level Hudson 2 - NOX Rate Annual v3.1, Unit 4104 and retrofits | 646 | 1945 | Rate Constraint in lbs/MMBtu | FALSE | L | Annual | Constraint Shadow Price | US$/Ton | 0 | 0 | 0 | 0 | 0 | 0 | 0
NSR Level Hudson 2 - SO2 Rate Annual v3.1, Unit 4104 and retrofits | 647 | 1870 | Rate Constraint in lbs/MMBtu | FALSE | L | Annual | Seasons Included | Seasons | Winter, Summer | Winter, Summer | Winter, Summer | Winter, Summer | Winter, Summer | Winter, Summer | Winter, Summer
NSR Level Hudson 2 - SO2 Rate Annual v3.1, Unit 4104 and retrofits | 647 | 1870 | Rate Constraint in lbs/MMBtu | FALSE | L | Annual | Standard | lb/MMBtu | 0.15 | 0.15 | 0.15 | 0.15 | 0.15 | 0.15 | 0.15
NSR Level Hudson 2 - SO2 Rate Annual v3.1, Unit 4104 and retrofits | 647 | 1870 | Rate Constraint in lbs/MMBtu | FALSE | L | Annual | Emissions at Affected Plants SO2 | MTons | 2.4237 | 2.4237 | 2.4237 | 2.7095 | 2.4237 | 1.6183 | 1.8527
NSR Level Hudson 2 - SO2 Rate Annual v3.1, Unit 4104 and retrofits | 647 | 1870 | Rate Constraint in lbs/MMBtu | FALSE | L | Annual | Allowances Purchased SO2 | MTons | 0 | 0 | 0 | 0 | 0 | 0 | 0
NSR Level Hudson 2 - SO2 Rate Annual v3.1, Unit 4104 and retrofits | 647 | 1870 | Rate Constraint in lbs/MMBtu | FALSE | L | Annual | Allowances Sold SO2 | MTons | 0 | 0 | 0 | 0 | 0 | 0 | 0
NSR Level Hudson 2 - SO2 Rate Annual v3.1, Unit 4104 and retrofits | 647 | 1870 | Rate Constraint in lbs/MMBtu | FALSE | L | Annual | Allowances Banked | MTons | 0 | 0 | 0 | 0 | 0 | 0 | 0
NSR Level Hudson 2 - SO2 Rate Annual v3.1, Unit 4104 and retrofits | 647 | 1870 | Rate Constraint in lbs/MMBtu | FALSE | L | Annual | Allowances Withdrawn (1:1) | MTons | 0 | 0 | 0 | 0 | 0 | 0 | 0
NSR Level Hudson 2 - SO2 Rate Annual v3.1, Unit 4104 and retrofits | 647 | 1870 | Rate Constraint in lbs/MMBtu | FALSE | L | Annual | Allowances Withdrawn (n:1) | MTons | 0 | 0 | 0 | 0 | 0 | 0 | 0
NSR Level Hudson 2 - SO2 Rate Annual v3.1, Unit 4104 and retrofits | 647 | 1870 | Rate Constraint in lbs/MMBtu | FALSE | L | Annual | Net Emissions Allowance Position | MTons | 2.4237 | 2.4237 | 2.4237 | 2.7095 | 2.4237 | 1.6183 | 1.8527
NSR Level Hudson 2 - SO2 Rate Annual v3.1, Unit 4104 and retrofits | 647 | 1870 | Rate Constraint in lbs/MMBtu | FALSE | L | Annual | Fuel Consumed | TBtu | 33.4665 | 33.4665 | 33.4665 | 37.4123 | 33.4665 | 40.5089 | 46.3754
NSR Level Hudson 2 - SO2 Rate Annual v3.1, Unit 4104 and retrofits | 647 | 1870 | Rate Constraint in lbs/MMBtu | FALSE | L | Annual | Rate | lb/MMBtu | 0.14484 | 0.14484 | 0.14484 | 0.14484 | 0.14484 | 0.0799 | 0.0799
NSR Level Hudson 2 - SO2 Rate Annual v3.1, Unit 4104 and retrofits | 647 | 1870 | Rate Constraint in lbs/MMBtu | FALSE | L | Annual | Generation | TWh | 3.2306 | 3.2306 | 3.2306 | 3.6115 | 3.2306 | 3.9105 | 4.4768
NSR Level Hudson 2 - SO2 Rate Annual v3.1, Unit 4104 and retrofits | 647 | 1870 | Rate Constraint in lbs/MMBtu | FALSE | L | Annual | Qualifying Generation | TWh | 3.2306 | 3.2306 | 3.2306 | 3.6115 | 3.2306 | 3.9105 | 4.4768
NSR Level Hudson 2 - SO2 Rate Annual v3.1, Unit 4104 and retrofits | 647 | 1870 | Rate Constraint in lbs/MMBtu | FALSE | L | Annual | Rate | lb/MWh | 0.75022 | 0.75022 | 0.75022 | 0.75022 | 0.75022 | 0.41385 | 0.41385
NSR Level Hudson 2 - SO2 Rate Annual v3.1, Unit 4104 and retrofits | 647 | 1870 | Rate Constraint in lbs/MMBtu | FALSE | L | Annual | Constraint Shadow Price | US$/Ton | 0 | 0 | 0 | 0 | 0 | 0 | 0
NSR Level Mercer 1 - SO2 Rate Annual v3.1, Unit 4105 and retrofits | 648 | 1932 | Rate Constraint in lbs/MMBtu | FALSE | L | Annual | Seasons Included | Seasons | Winter, Summer | Winter, Summer | Winter, Summer | Winter, Summer | Winter, Summer | Winter, Summer | Winter, Summer
NSR Level Mercer 1 - SO2 Rate Annual v3.1, Unit 4105 and retrofits | 648 | 1932 | Rate Constraint in lbs/MMBtu | FALSE | L | Annual | Standard | lb/MMBtu | 0.15 | 0.15 | 0.15 | 0.15 | 0.15 | 0.15 | 0.15
NSR Level Mercer 1 - SO2 Rate Annual v3.1, Unit 4105 and retrofits | 648 | 1932 | Rate Constraint in lbs/MMBtu | FALSE | L | Annual | Emissions at Affected Plants SO2 | MTons | 0.50611 | 1.1475 | 1.1475 | 1.1475 | 0.86084 | 0.73388 | 1.013
NSR Level Mercer 1 - SO2 Rate Annual v3.1, Unit 4105 and retrofits | 648 | 1932 | Rate Constraint in lbs/MMBtu | FALSE | L | Annual | Allowances Purchased SO2 | MTons | 0 | 0 | 0 | 0 | 0 | 0 | 0
NSR Level Mercer 1 - SO2 Rate Annual v3.1, Unit 4105 and retrofits | 648 | 1932 | Rate Constraint in lbs/MMBtu | FALSE | L | Annual | Allowances Sold SO2 | MTons | 0 | 0 | 0 | 0 | 0 | 0 | 0
NSR Level Mercer 1 - SO2 Rate Annual v3.1, Unit 4105 and retrofits | 648 | 1932 | Rate Constraint in lbs/MMBtu | FALSE | L | Annual | Allowances Banked | MTons | 0 | 0 | 0 | 0 | 0 | 0 | 0
NSR Level Mercer 1 - SO2 Rate Annual v3.1, Unit 4105 and retrofits | 648 | 1932 | Rate Constraint in lbs/MMBtu | FALSE | L | Annual | Allowances Withdrawn (1:1) | MTons | 0 | 0 | 0 | 0 | 0 | 0 | 0
NSR Level Mercer 1 - SO2 Rate Annual v3.1, Unit 4105 and retrofits | 648 | 1932 | Rate Constraint in lbs/MMBtu | FALSE | L | Annual | Allowances Withdrawn (n:1) | MTons | 0 | 0 | 0 | 0 | 0 | 0 | 0
NSR Level Mercer 1 - SO2 Rate Annual v3.1, Unit 4105 and retrofits | 648 | 1932 | Rate Constraint in lbs/MMBtu | FALSE | L | Annual | Net Emissions Allowance Position | MTons | 0.50611 | 1.1475 | 1.1475 | 1.1475 | 0.86084 | 0.73388 | 1.013
NSR Level Mercer 1 - SO2 Rate Annual v3.1, Unit 4105 and retrofits | 648 | 1932 | Rate Constraint in lbs/MMBtu | FALSE | L | Annual | Fuel Consumed | TBtu | 8.0655 | 18.2876 | 18.2876 | 18.2876 | 14.1246 | 18.3698 | 25.3565
NSR Level Mercer 1 - SO2 Rate Annual v3.1, Unit 4105 and retrofits | 648 | 1932 | Rate Constraint in lbs/MMBtu | FALSE | L | Annual | Rate | lb/MMBtu | 0.1255 | 0.1255 | 0.1255 | 0.1255 | 0.12189 | 0.0799 | 0.0799
NSR Level Mercer 1 - SO2 Rate Annual v3.1, Unit 4105 and retrofits | 648 | 1932 | Rate Constraint in lbs/MMBtu | FALSE | L | Annual | Generation | TWh | 0.74371 | 1.6863 | 1.6863 | 1.6863 | 1.2966 | 1.6863 | 2.3367
NSR Level Mercer 1 - SO2 Rate Annual v3.1, Unit 4105 and retrofits | 648 | 1932 | Rate Constraint in lbs/MMBtu | FALSE | L | Annual | Qualifying Generation | TWh | 0.74371 | 1.6863 | 1.6863 | 1.6863 | 1.2966 | 1.6863 | 2.3367
NSR Level Mercer 1 - SO2 Rate Annual v3.1, Unit 4105 and retrofits | 648 | 1932 | Rate Constraint in lbs/MMBtu | FALSE | L | Annual | Rate | lb/MWh | 0.68052 | 0.68052 | 0.68052 | 0.68052 | 0.66393 | 0.43521 | 0.43351
NSR Level Mercer 1 - SO2 Rate Annual v3.1, Unit 4105 and retrofits | 648 | 1932 | Rate Constraint in lbs/MMBtu | FALSE | L | Annual | Constraint Shadow Price | US$/Ton | 0 | 0 | 0 | 0 | 0 | 0 | 0
NSR Level Mercer 1,2 - NOX Rate Annual v3.1, Unit 4105 and retrofits | 649 | 1934 | Rate Constraint in lbs/MMBtu | FALSE | L | Annual | Seasons Included | Seasons | Winter, Summer | Winter, Summer | Winter, Summer | Winter, Summer | Winter, Summer | Winter, Summer | Winter, Summer
NSR Level Mercer 1,2 - NOX Rate Annual v3.1, Unit 4105 and retrofits | 649 | 1934 | Rate Constraint in lbs/MMBtu | FALSE | L | Annual | Standard | lb/MMBtu | 0.1 | 0.1 | 0.1 | 0.1 | 0.1 | 0.1 | 0.1
NSR Level Mercer 1,2 - NOX Rate Annual v3.1, Unit 4105 and retrofits | 649 | 1934 | Rate Constraint in lbs/MMBtu | FALSE | L | Annual | Emissions at Affected Plants NOX | MTons | 0.3449 | 0.78203 | 0.78203 | 0.78203 | 0.59875 | 0.77871 | 1.0831
NSR Level Mercer 1,2 - NOX Rate Annual v3.1, Unit 4105 and retrofits | 649 | 1934 | Rate Constraint in lbs/MMBtu | FALSE | L | Annual | Allowances Purchased NOX | MTons | 0 | 0 | 0 | 0 | 0 | 0 | 0
NSR Level Mercer 1,2 - NOX Rate Annual v3.1, Unit 4105 and retrofits | 649 | 1934 | Rate Constraint in lbs/MMBtu | FALSE | L | Annual | Allowances Sold NOX | MTons | 0 | 0 | 0 | 0 | 0 | 0 | 0
NSR Level Mercer 1,2 - NOX Rate Annual v3.1, Unit 4105 and retrofits | 649 | 1934 | Rate Constraint in lbs/MMBtu | FALSE | L | Annual | Allowances Banked | MTons | 0 | 0 | 0 | 0 | 0 | 0 | 0
NSR Level Mercer 1,2 - NOX Rate Annual v3.1, Unit 4105 and retrofits | 649 | 1934 | Rate Constraint in lbs/MMBtu | FALSE | L | Annual | Allowances Withdrawn (1:1) | MTons | 0 | 0 | 0 | 0 | 0 | 0 | 0
NSR Level Mercer 1,2 - NOX Rate Annual v3.1, Unit 4105 and retrofits | 649 | 1934 | Rate Constraint in lbs/MMBtu | FALSE | L | Annual | Allowances Withdrawn (n:1) | MTons | 0 | 0 | 0 | 0 | 0 | 0 | 0
NSR Level Mercer 1,2 - NOX Rate Annual v3.1, Unit 4105 and retrofits | 649 | 1934 | Rate Constraint in lbs/MMBtu | FALSE | L | Annual | Net Emissions Allowance Position | MTons | 0.3449 | 0.78203 | 0.78203 | 0.78203 | 0.59875 | 0.77871 | 1.0831
NSR Level Mercer 1,2 - NOX Rate Annual v3.1, Unit 4105 and retrofits | 649 | 1934 | Rate Constraint in lbs/MMBtu | FALSE | L | Annual | Fuel Consumed | TBtu | 8.0655 | 18.2876 | 18.2876 | 18.2876 | 14.1246 | 18.3698 | 25.3565
NSR Level Mercer 1,2 - NOX Rate Annual v3.1, Unit 4105 and retrofits | 649 | 1934 | Rate Constraint in lbs/MMBtu | FALSE | L | Annual | Rate | lb/MMBtu | 0.085526 | 0.085526 | 0.085526 | 0.085526 | 0.084781 | 0.084781 | 0.085428
NSR Level Mercer 1,2 - NOX Rate Annual v3.1, Unit 4105 and retrofits | 649 | 1934 | Rate Constraint in lbs/MMBtu | FALSE | L | Annual | Generation | TWh | 0.74371 | 1.6863 | 1.6863 | 1.6863 | 1.2966 | 1.6863 | 2.3367
NSR Level Mercer 1,2 - NOX Rate Annual v3.1, Unit 4105 and retrofits | 649 | 1934 | Rate Constraint in lbs/MMBtu | FALSE | L | Annual | Qualifying Generation | TWh | 0.74371 | 1.6863 | 1.6863 | 1.6863 | 1.2966 | 1.6863 | 2.3367
NSR Level Mercer 1,2 - NOX Rate Annual v3.1, Unit 4105 and retrofits | 649 | 1934 | Rate Constraint in lbs/MMBtu | FALSE | L | Annual | Rate | lb/MWh | 0.46376 | 0.46376 | 0.46376 | 0.46376 | 0.4618 | 0.4618 | 0.46351
NSR Level Mercer 1,2 - NOX Rate Annual v3.1, Unit 4105 and retrofits | 649 | 1934 | Rate Constraint in lbs/MMBtu | FALSE | L | Annual | Constraint Shadow Price | US$/Ton | 0 | 0 | 0 | 0 | 0 | 0 | 0
NSR Level Mercer 1,2 - NOX Rate Annual v3.1, Unit 4106 and retrofits | 650 | 1934 | Rate Constraint in lbs/MMBtu | FALSE | L | Annual | Seasons Included | Seasons | Winter, Summer | Winter, Summer | Winter, Summer | Winter, Summer | Winter, Summer | Winter, Summer | Winter, Summer
NSR Level Mercer 1,2 - NOX Rate Annual v3.1, Unit 4106 and retrofits | 650 | 1934 | Rate Constraint in lbs/MMBtu | FALSE | L | Annual | Standard | lb/MMBtu | 0.1 | 0.1 | 0.1 | 0.1 | 0.1 | 0.1 | 0.1
NSR Level Mercer 1,2 - NOX Rate Annual v3.1, Unit 4106 and retrofits | 650 | 1934 | Rate Constraint in lbs/MMBtu | FALSE | L | Annual | Emissions at Affected Plants NOX | MTons | 0.7685 | 0.7685 | 0.7685 | 0.76702 | 0.76524 | 0.85606 | 1.0604
NSR Level Mercer 1,2 - NOX Rate Annual v3.1, Unit 4106 and retrofits | 650 | 1934 | Rate Constraint in lbs/MMBtu | FALSE | L | Annual | Allowances Purchased NOX | MTons | 0 | 0 | 0 | 0 | 0 | 0 | 0
NSR Level Mercer 1,2 - NOX Rate Annual v3.1, Unit 4106 and retrofits | 650 | 1934 | Rate Constraint in lbs/MMBtu | FALSE | L | Annual | Allowances Sold NOX | MTons | 0 | 0 | 0 | 0 | 0 | 0 | 0
NSR Level Mercer 1,2 - NOX Rate Annual v3.1, Unit 4106 and retrofits | 650 | 1934 | Rate Constraint in lbs/MMBtu | FALSE | L | Annual | Allowances Banked | MTons | 0 | 0 | 0 | 0 | 0 | 0 | 0
NSR Level Mercer 1,2 - NOX Rate Annual v3.1, Unit 4106 and retrofits | 650 | 1934 | Rate Constraint in lbs/MMBtu | FALSE | L | Annual | Allowances Withdrawn (1:1) | MTons | 0 | 0 | 0 | 0 | 0 | 0 | 0
NSR Level Mercer 1,2 - NOX Rate Annual v3.1, Unit 4106 and retrofits | 650 | 1934 | Rate Constraint in lbs/MMBtu | FALSE | L | Annual | Allowances Withdrawn (n:1) | MTons | 0 | 0 | 0 | 0 | 0 | 0 | 0
NSR Level Mercer 1,2 - NOX Rate Annual v3.1, Unit 4106 and retrofits | 650 | 1934 | Rate Constraint in lbs/MMBtu | FALSE | L | Annual | Net Emissions Allowance Position | MTons | 0.7685 | 0.7685 | 0.7685 | 0.76702 | 0.76524 | 0.85606 | 1.0604
NSR Level Mercer 1,2 - NOX Rate Annual v3.1, Unit 4106 and retrofits | 650 | 1934 | Rate Constraint in lbs/MMBtu | FALSE | L | Annual | Fuel Consumed | TBtu | 17.9756 | 17.9756 | 17.9756 | 18.0124 | 18.0565 | 20.1996 | 25.0214
NSR Level Mercer 1,2 - NOX Rate Annual v3.1, Unit 4106 and retrofits | 650 | 1934 | Rate Constraint in lbs/MMBtu | FALSE | L | Annual | Rate | lb/MMBtu | 0.085505 | 0.085505 | 0.085505 | 0.085166 | 0.084761 | 0.084761 | 0.084761
NSR Level Mercer 1,2 - NOX Rate Annual v3.1, Unit 4106 and retrofits | 650 | 1934 | Rate Constraint in lbs/MMBtu | FALSE | L | Annual | Generation | TWh | 1.6863 | 1.6863 | 1.6863 | 1.6863 | 1.6863 | 1.8864 | 2.3367
NSR Level Mercer 1,2 - NOX Rate Annual v3.1, Unit 4106 and retrofits | 650 | 1934 | Rate Constraint in lbs/MMBtu | FALSE | L | Annual | Qualifying Generation | TWh | 1.6863 | 1.6863 | 1.6863 | 1.6863 | 1.6863 | 1.8864 | 2.3367
NSR Level Mercer 1,2 - NOX Rate Annual v3.1, Unit 4106 and retrofits | 650 | 1934 | Rate Constraint in lbs/MMBtu | FALSE | L | Annual | Rate | lb/MWh | 0.45574 | 0.45574 | 0.45574 | 0.45486 | 0.45381 | 0.45381 | 0.45381
NSR Level Mercer 1,2 - NOX Rate Annual v3.1, Unit 4106 and retrofits | 650 | 1934 | Rate Constraint in lbs/MMBtu | FALSE | L | Annual | Constraint Shadow Price | US$/Ton | 0 | 0 | 0 | 0 | 0 | 0 | 0
NSR Level Mercer 2 - SO2 Rate Annual v3.1, Unit 4106 and retrofits | 651 | 1933 | Rate Constraint in lbs/MMBtu | FALSE | L | Annual | Seasons Included | Seasons | Winter, Summer | Winter, Summer | Winter, Summer | Winter, Summer | Winter, Summer | Winter, Summer | Winter, Summer
NSR Level Mercer 2 - SO2 Rate Annual v3.1, Unit 4106 and retrofits | 651 | 1933 | Rate Constraint in lbs/MMBtu | FALSE | L | Annual | Standard | lb/MMBtu | 0.15 | 0.15 | 0.15 | 0.15 | 0.15 | 0.15 | 0.15
NSR Level Mercer 2 - SO2 Rate Annual v3.1, Unit 4106 and retrofits | 651 | 1933 | Rate Constraint in lbs/MMBtu | FALSE | L | Annual | Emissions at Affected Plants SO2 | MTons | 1.128 | 1.128 | 1.128 | 1.1155 | 1.1005 | 0.80697 | 0.9996
NSR Level Mercer 2 - SO2 Rate Annual v3.1, Unit 4106 and retrofits | 651 | 1933 | Rate Constraint in lbs/MMBtu | FALSE | L | Annual | Allowances Purchased SO2 | MTons | 0 | 0 | 0 | 0 | 0 | 0 | 0
NSR Level Mercer 2 - SO2 Rate Annual v3.1, Unit 4106 and retrofits | 651 | 1933 | Rate Constraint in lbs/MMBtu | FALSE | L | Annual | Allowances Sold SO2 | MTons | 0 | 0 | 0 | 0 | 0 | 0 | 0
NSR Level Mercer 2 - SO2 Rate Annual v3.1, Unit 4106 and retrofits | 651 | 1933 | Rate Constraint in lbs/MMBtu | FALSE | L | Annual | Allowances Banked | MTons | 0 | 0 | 0 | 0 | 0 | 0 | 0
NSR Level Mercer 2 - SO2 Rate Annual v3.1, Unit 4106 and retrofits | 651 | 1933 | Rate Constraint in lbs/MMBtu | FALSE | L | Annual | Allowances Withdrawn (1:1) | MTons | 0 | 0 | 0 | 0 | 0 | 0 | 0
NSR Level Mercer 2 - SO2 Rate Annual v3.1, Unit 4106 and retrofits | 651 | 1933 | Rate Constraint in lbs/MMBtu | FALSE | L | Annual | Allowances Withdrawn (n:1) | MTons | 0 | 0 | 0 | 0 | 0 | 0 | 0
NSR Level Mercer 2 - SO2 Rate Annual v3.1, Unit 4106 and retrofits | 651 | 1933 | Rate Constraint in lbs/MMBtu | FALSE | L | Annual | Net Emissions Allowance Position | MTons | 1.128 | 1.128 | 1.128 | 1.1155 | 1.1005 | 0.80697 | 0.9996
NSR Level Mercer 2 - SO2 Rate Annual v3.1, Unit 4106 and retrofits | 651 | 1933 | Rate Constraint in lbs/MMBtu | FALSE | L | Annual | Fuel Consumed | TBtu | 17.9756 | 17.9756 | 17.9756 | 18.0124 | 18.0565 | 20.1996 | 25.0214
NSR Level Mercer 2 - SO2 Rate Annual v3.1, Unit 4106 and retrofits | 651 | 1933 | Rate Constraint in lbs/MMBtu | FALSE | L | Annual | Rate | lb/MMBtu | 0.1255 | 0.1255 | 0.1255 | 0.12386 | 0.12189 | 0.0799 | 0.0799
NSR Level Mercer 2 - SO2 Rate Annual v3.1, Unit 4106 and retrofits | 651 | 1933 | Rate Constraint in lbs/MMBtu | FALSE | L | Annual | Generation | TWh | 1.6863 | 1.6863 | 1.6863 | 1.6863 | 1.6863 | 1.8864 | 2.3367
NSR Level Mercer 2 - SO2 Rate Annual v3.1, Unit 4106 and retrofits | 651 | 1933 | Rate Constraint in lbs/MMBtu | FALSE | L | Annual | Qualifying Generation | TWh | 1.6863 | 1.6863 | 1.6863 | 1.6863 | 1.6863 | 1.8864 | 2.3367
NSR Level Mercer 2 - SO2 Rate Annual v3.1, Unit 4106 and retrofits | 651 | 1933 | Rate Constraint in lbs/MMBtu | FALSE | L | Annual | Rate | lb/MWh | 0.66892 | 0.66892 | 0.66892 | 0.66151 | 0.65261 | 0.42778 | 0.42778
NSR Level Mercer 2 - SO2 Rate Annual v3.1, Unit 4106 and retrofits | 651 | 1933 | Rate Constraint in lbs/MMBtu | FALSE | L | Annual | Constraint Shadow Price | US$/Ton | 0 | 0 | 0 | 0 | 0 | 0 | 0
NSR Merom 1&2 - Hg Rate Annual -v5.13 | 652 | 6040 | Rate Constraint in lbs/MMBtu | FALSE | L | Annual | Seasons Included | Seasons | Winter, Summer | Winter, Summer | Winter, Summer | Winter, Summer | Winter, Summer | Winter, Summer | Winter, Summer
NSR Merom 1&2 - Hg Rate Annual -v5.13 | 652 | 6040 | Rate Constraint in lbs/MMBtu | FALSE | L | Annual | Standard | lb/MMBtu | 0.007 | 0.007 | 0.007 | 0.007 | 0.007 | 0.007 | 0.007
NSR Merom 1&2 - Hg Rate Annual -v5.13 | 652 | 6040 | Rate Constraint in lbs/MMBtu | FALSE | L | Annual | Emissions at Affected Plants MER | lbs | 53.6741 | 40.7031 | 40.7031 | 40.7031 | 40.7031 | 40.7031 | 53.2963
NSR Merom 1&2 - Hg Rate Annual -v5.13 | 652 | 6040 | Rate Constraint in lbs/MMBtu | FALSE | L | Annual | Allowances Purchased MER | lbs | 0 | 0 | 0 | 0 | 0 | 0 | 0
NSR Merom 1&2 - Hg Rate Annual -v5.13 | 652 | 6040 | Rate Constraint in lbs/MMBtu | FALSE | L | Annual | Allowances Sold MER | lbs | 0 | 0 | 0 | 0 | 0 | 0 | 0
NSR Merom 1&2 - Hg Rate Annual -v5.13 | 652 | 6040 | Rate Constraint in lbs/MMBtu | FALSE | L | Annual | Allowances Banked | lbs | 0 | 0 | 0 | 0 | 0 | 0 | 0
NSR Merom 1&2 - Hg Rate Annual -v5.13 | 652 | 6040 | Rate Constraint in lbs/MMBtu | FALSE | L | Annual | Allowances Withdrawn (1:1) | lbs | 0 | 0 | 0 | 0 | 0 | 0 | 0
NSR Merom 1&2 - Hg Rate Annual -v5.13 | 652 | 6040 | Rate Constraint in lbs/MMBtu | FALSE | L | Annual | Allowances Withdrawn (n:1) | lbs | 0 | 0 | 0 | 0 | 0 | 0 | 0
NSR Merom 1&2 - Hg Rate Annual -v5.13 | 652 | 6040 | Rate Constraint in lbs/MMBtu | FALSE | L | Annual | Net Emissions Allowance Position | lbs | 53.6741 | 40.7031 | 40.7031 | 40.7031 | 40.7031 | 40.7031 | 53.2963
NSR Merom 1&2 - Hg Rate Annual -v5.13 | 652 | 6040 | Rate Constraint in lbs/MMBtu | FALSE | L | Annual | Fuel Consumed | TBtu | 74.9588 | 74.9596 | 74.9596 | 74.9596 | 74.9596 | 74.9596 | 74.9596
NSR Merom 1&2 - Hg Rate Annual -v5.13 | 652 | 6040 | Rate Constraint in lbs/MMBtu | FALSE | L | Annual | Rate | lb/MMBtu | 7.1605e-07 | 5.43e-07 | 5.43e-07 | 5.43e-07 | 5.43e-07 | 5.43e-07 | 7.11e-07
NSR Merom 1&2 - Hg Rate Annual -v5.13 | 652 | 6040 | Rate Constraint in lbs/MMBtu | FALSE | L | Annual | Generation | TWh | 7.2105 | 7.2105 | 7.2105 | 7.2105 | 7.2105 | 7.2105 | 7.2105
NSR Merom 1&2 - Hg Rate Annual -v5.13 | 652 | 6040 | Rate Constraint in lbs/MMBtu | FALSE | L | Annual | Qualifying Generation | TWh | 7.2105 | 7.2105 | 7.2105 | 7.2105 | 7.2105 | 7.2105 | 7.2105
NSR Merom 1&2 - Hg Rate Annual -v5.13 | 652 | 6040 | Rate Constraint in lbs/MMBtu | FALSE | L | Annual | Rate | lb/MWh | 7.4439 | 5.6449 | 5.6449 | 5.6449 | 5.6449 | 5.6449 | 7.3914
NSR Merom 1&2 - Hg Rate Annual -v5.13 | 652 | 6040 | Rate Constraint in lbs/MMBtu | FALSE | L | Annual | Constraint Shadow Price | US$/Lb | 0 | 0 | 0 | 0 | 0 | 0 | 0
NSR Merom 1&2 - NOx Rate Annual -v5.13 | 653 | 6039 | Rate Constraint in lbs/MMBtu | FALSE | L | Annual | Seasons Included | Seasons | Winter, Summer | Winter, Summer | Winter, Summer | Winter, Summer | Winter, Summer | Winter, Summer | Winter, Summer
NSR Merom 1&2 - NOx Rate Annual -v5.13 | 653 | 6039 | Rate Constraint in lbs/MMBtu | FALSE | L | Annual | Standard | lb/MMBtu | 0.12 | 0.12 | 0.12 | 0.12 | 0.12 | 0.12 | 0.12
NSR Merom 1&2 - NOx Rate Annual -v5.13 | 653 | 6039 | Rate Constraint in lbs/MMBtu | FALSE | L | Annual | Emissions at Affected Plants NOX | MTons | 3.3778 | 3.3779 | 3.3779 | 3.3779 | 3.3779 | 3.3779 | 3.3779
NSR Merom 1&2 - NOx Rate Annual -v5.13 | 653 | 6039 | Rate Constraint in lbs/MMBtu | FALSE | L | Annual | Allowances Purchased NOX | MTons | 0 | 0 | 0 | 0 | 0 | 0 | 0
NSR Merom 1&2 - NOx Rate Annual -v5.13 | 653 | 6039 | Rate Constraint in lbs/MMBtu | FALSE | L | Annual | Allowances Sold NOX | MTons | 0 | 0 | 0 | 0 | 0 | 0 | 0
NSR Merom 1&2 - NOx Rate Annual -v5.13 | 653 | 6039 | Rate Constraint in lbs/MMBtu | FALSE | L | Annual | Allowances Banked | MTons | 0 | 0 | 0 | 0 | 0 | 0 | 0
NSR Merom 1&2 - NOx Rate Annual -v5.13 | 653 | 6039 | Rate Constraint in lbs/MMBtu | FALSE | L | Annual | Allowances Withdrawn (1:1) | MTons | 0 | 0 | 0 | 0 | 0 | 0 | 0
NSR Merom 1&2 - NOx Rate Annual -v5.13 | 653 | 6039 | Rate Constraint in lbs/MMBtu | FALSE | L | Annual | Allowances Withdrawn (n:1) | MTons | 0 | 0 | 0 | 0 | 0 | 0 | 0
NSR Merom 1&2 - NOx Rate Annual -v5.13 | 653 | 6039 | Rate Constraint in lbs/MMBtu | FALSE | L | Annual | Net Emissions Allowance Position | MTons | 3.3778 | 3.3779 | 3.3779 | 3.3779 | 3.3779 | 3.3779 | 3.3779
NSR Merom 1&2 - NOx Rate Annual -v5.13 | 653 | 6039 | Rate Constraint in lbs/MMBtu | FALSE | L | Annual | Fuel Consumed | TBtu | 74.9588 | 74.9596 | 74.9596 | 74.9596 | 74.9596 | 74.9596 | 74.9596
NSR Merom 1&2 - NOx Rate Annual -v5.13 | 653 | 6039 | Rate Constraint in lbs/MMBtu | FALSE | L | Annual | Rate | lb/MMBtu | 0.090125 | 0.090125 | 0.090125 | 0.090125 | 0.090125 | 0.090125 | 0.090125
NSR Merom 1&2 - NOx Rate Annual -v5.13 | 653 | 6039 | Rate Constraint in lbs/MMBtu | FALSE | L | Annual | Generation | TWh | 7.2105 | 7.2105 | 7.2105 | 7.2105 | 7.2105 | 7.2105 | 7.2105
NSR Merom 1&2 - NOx Rate Annual -v5.13 | 653 | 6039 | Rate Constraint in lbs/MMBtu | FALSE | L | Annual | Qualifying Generation | TWh | 7.2105 | 7.2105 | 7.2105 | 7.2105 | 7.2105 | 7.2105 | 7.2105
NSR Merom 1&2 - NOx Rate Annual -v5.13 | 653 | 6039 | Rate Constraint in lbs/MMBtu | FALSE | L | Annual | Rate | lb/MWh | 0.46846 | 0.46846 | 0.46846 | 0.46846 | 0.46846 | 0.46846 | 0.46846
NSR Merom 1&2 - NOx Rate Annual -v5.13 | 653 | 6039 | Rate Constraint in lbs/MMBtu | FALSE | L | Annual | Constraint Shadow Price | US$/Ton | 0 | 0 | 0 | 0 | 0 | 0 | 0
NSR Michigan City 12 - NOX Rate Annual v4.11, Unit 4178 and retrofits | 654 | 2303 | Rate Constraint in lbs/MMBtu | FALSE | L | Annual | Seasons Included | Seasons | Winter, Summer | Winter, Summer | Winter, Summer | Winter, Summer | Winter, Summer | Winter, Summer | Winter, Summer
NSR Michigan City 12 - NOX Rate Annual v4.11, Unit 4178 and retrofits | 654 | 2303 | Rate Constraint in lbs/MMBtu | FALSE | L | Annual | Standard | lb/MMBtu | 0.1 | 0.1 | 0.1 | 0.1 | 0.1 | 0.1 | 0.1
NSR Michigan City 12 - NOX Rate Annual v4.11, Unit 4178 and retrofits | 654 | 2303 | Rate Constraint in lbs/MMBtu | FALSE | L | Annual | Emissions at Affected Plants NOX | MTons | 1.6785 | 1.6785 | 1.6785 | 1.6785 | 1.6785 | 1.6785 | 1.6785
NSR Michigan City 12 - NOX Rate Annual v4.11, Unit 4178 and retrofits | 654 | 2303 | Rate Constraint in lbs/MMBtu | FALSE | L | Annual | Allowances Purchased NOX | MTons | 0 | 0 | 0 | 0 | 0 | 0 | 0
NSR Michigan City 12 - NOX Rate Annual v4.11, Unit 4178 and retrofits | 654 | 2303 | Rate Constraint in lbs/MMBtu | FALSE | L | Annual | Allowances Sold NOX | MTons | 0 | 0 | 0 | 0 | 0 | 0 | 0
NSR Michigan City 12 - NOX Rate Annual v4.11, Unit 4178 and retrofits | 654 | 2303 | Rate Constraint in lbs/MMBtu | FALSE | L | Annual | Allowances Banked | MTons | 0 | 0 | 0 | 0 | 0 | 0 | 0
NSR Michigan City 12 - NOX Rate Annual v4.11, Unit 4178 and retrofits | 654 | 2303 | Rate Constraint in lbs/MMBtu | FALSE | L | Annual | Allowances Withdrawn (1:1) | MTons | 0 | 0 | 0 | 0 | 0 | 0 | 0
NSR Michigan City 12 - NOX Rate Annual v4.11, Unit 4178 and retrofits | 654 | 2303 | Rate Constraint in lbs/MMBtu | FALSE | L | Annual | Allowances Withdrawn (n:1) | MTons | 0 | 0 | 0 | 0 | 0 | 0 | 0
NSR Michigan City 12 - NOX Rate Annual v4.11, Unit 4178 and retrofits | 654 | 2303 | Rate Constraint in lbs/MMBtu | FALSE | L | Annual | Net Emissions Allowance Position | MTons | 1.6785 | 1.6785 | 1.6785 | 1.6785 | 1.6785 | 1.6785 | 1.6785
NSR Michigan City 12 - NOX Rate Annual v4.11, Unit 4178 and retrofits | 654 | 2303 | Rate Constraint in lbs/MMBtu | FALSE | L | Annual | Fuel Consumed | TBtu | 33.5703 | 33.5703 | 33.5703 | 33.5703 | 33.5703 | 33.5703 | 33.5703
NSR Michigan City 12 - NOX Rate Annual v4.11, Unit 4178 and retrofits | 654 | 2303 | Rate Constraint in lbs/MMBtu | FALSE | L | Annual | Rate | lb/MMBtu | 0.1 | 0.1 | 0.1 | 0.1 | 0.1 | 0.1 | 0.1
NSR Michigan City 12 - NOX Rate Annual v4.11, Unit 4178 and retrofits | 654 | 2303 | Rate Constraint in lbs/MMBtu | FALSE | L | Annual | Generation | TWh | 3.317 | 3.317 | 3.317 | 3.317 | 3.317 | 3.317 | 3.317
NSR Michigan City 12 - NOX Rate Annual v4.11, Unit 4178 and retrofits | 654 | 2303 | Rate Constraint in lbs/MMBtu | FALSE | L | Annual | Qualifying Generation | TWh | 3.317 | 3.317 | 3.317 | 3.317 | 3.317 | 3.317 | 3.317
NSR Michigan City 12 - NOX Rate Annual v4.11, Unit 4178 and retrofits | 654 | 2303 | Rate Constraint in lbs/MMBtu | FALSE | L | Annual | Rate | lb/MWh | 0.50603 | 0.50603 | 0.50603 | 0.50603 | 0.50603 | 0.50603 | 0.50603
NSR Michigan City 12 - NOX Rate Annual v4.11, Unit 4178 and retrofits | 654 | 2303 | Rate Constraint in lbs/MMBtu | FALSE | L | Annual | Constraint Shadow Price | US$/Ton | 0 | 0 | 0 | 0 | 0 | 0 | 0
NSR Michigan City 12 - SO2 Rate Annual v4.11, Unit 4178 and retrofits | 655 | 2297 | Rate Constraint in lbs/MMBtu | FALSE | L | Annual | Seasons Included | Seasons |  |  | Winter, Summer | Winter, Summer | Winter, Summer | Winter, Summer | Winter, Summer
NSR Michigan City 12 - SO2 Rate Annual v4.11, Unit 4178 and retrofits | 655 | 2297 | Rate Constraint in lbs/MMBtu | FALSE | L | Annual | Standard | lb/MMBtu | 0 | 0 | 0.1 | 0.1 | 0.1 | 0.1 | 0.1
NSR Michigan City 12 - SO2 Rate Annual v4.11, Unit 4178 and retrofits | 655 | 2297 | Rate Constraint in lbs/MMBtu | FALSE | L | Annual | Emissions at Affected Plants SO2 | MTons | 0 | 0 | 1.3445 | 1.3445 | 1.3445 | 1.3445 | 1.3445
NSR Michigan City 12 - SO2 Rate Annual v4.11, Unit 4178 and retrofits | 655 | 2297 | Rate Constraint in lbs/MMBtu | FALSE | L | Annual | Allowances Purchased SO2 | MTons | 0 | 0 | 0 | 0 | 0 | 0 | 0
NSR Michigan City 12 - SO2 Rate Annual v4.11, Unit 4178 and retrofits | 655 | 2297 | Rate Constraint in lbs/MMBtu | FALSE | L | Annual | Allowances Sold SO2 | MTons | 0 | 0 | 0 | 0 | 0 | 0 | 0
NSR Michigan City 12 - SO2 Rate Annual v4.11, Unit 4178 and retrofits | 655 | 2297 | Rate Constraint in lbs/MMBtu | FALSE | L | Annual | Allowances Banked | MTons | 0 | 0 | 0 | 0 | 0 | 0 | 0
NSR Michigan City 12 - SO2 Rate Annual v4.11, Unit 4178 and retrofits | 655 | 2297 | Rate Constraint in lbs/MMBtu | FALSE | L | Annual | Allowances Withdrawn (1:1) | MTons | 0 | 0 | 0 | 0 | 0 | 0 | 0
NSR Michigan City 12 - SO2 Rate Annual v4.11, Unit 4178 and retrofits | 655 | 2297 | Rate Constraint in lbs/MMBtu | FALSE | L | Annual | Allowances Withdrawn (n:1) | MTons | 0 | 0 | 0 | 0 | 0 | 0 | 0
NSR Michigan City 12 - SO2 Rate Annual v4.11, Unit 4178 and retrofits | 655 | 2297 | Rate Constraint in lbs/MMBtu | FALSE | L | Annual | Net Emissions Allowance Position | MTons | 0 | 0 | 1.3445 | 1.3445 | 1.3445 | 1.3445 | 1.3445
NSR Michigan City 12 - SO2 Rate Annual v4.11, Unit 4178 and retrofits | 655 | 2297 | Rate Constraint in lbs/MMBtu | FALSE | L | Annual | Fuel Consumed | TBtu | 0 | 0 | 33.5703 | 33.5703 | 33.5703 | 33.5703 | 33.5703
NSR Michigan City 12 - SO2 Rate Annual v4.11, Unit 4178 and retrofits | 655 | 2297 | Rate Constraint in lbs/MMBtu | FALSE | L | Annual | Rate | lb/MMBtu | 0 | 0 | 0.080101 | 0.080101 | 0.080101 | 0.080101 | 0.080101
NSR Michigan City 12 - SO2 Rate Annual v4.11, Unit 4178 and retrofits | 655 | 2297 | Rate Constraint in lbs/MMBtu | FALSE | L | Annual | Generation | TWh | 0 | 0 | 3.317 | 3.317 | 3.317 | 3.317 | 3.317
NSR Michigan City 12 - SO2 Rate Annual v4.11, Unit 4178 and retrofits | 655 | 2297 | Rate Constraint in lbs/MMBtu | FALSE | L | Annual | Qualifying Generation | TWh | 0 | 0 | 3.317 | 3.317 | 3.317 | 3.317 | 3.317
NSR Michigan City 12 - SO2 Rate Annual v4.11, Unit 4178 and retrofits | 655 | 2297 | Rate Constraint in lbs/MMBtu | FALSE | L | Annual | Rate | lb/MWh | 0 | 0 | 0.40533 | 0.40533 | 0.40533 | 0.40533 | 0.40533
NSR Michigan City 12 - SO2 Rate Annual v4.11, Unit 4178 and retrofits | 655 | 2297 | Rate Constraint in lbs/MMBtu | FALSE | L | Annual | Constraint Shadow Price | US$/Ton | 0 | 0 | 0 | 0 | 0 | 0 | 0
NSR Milton Young 1,2 - NOX Rate Annual v3.1, Unit 5435 and retrofits | 656 | 1873 | Rate Constraint in lbs/MMBtu | FALSE | L | Annual | Seasons Included | Seasons | Winter, Summer | Winter, Summer | Winter, Summer | Winter, Summer | Winter, Summer | Winter, Summer | Winter, Summer
NSR Milton Young 1,2 - NOX Rate Annual v3.1, Unit 5435 and retrofits | 656 | 1873 | Rate Constraint in lbs/MMBtu | FALSE | L | Annual | Standard | lb/MMBtu | 0.36 | 0.36 | 0.36 | 0.36 | 0.36 | 0.36 | 0.36
NSR Milton Young 1,2 - NOX Rate Annual v3.1, Unit 5435 and retrofits | 656 | 1873 | Rate Constraint in lbs/MMBtu | FALSE | L | Annual | Emissions at Affected Plants NOX | MTons | 5.7166 | 5.7166 | 5.7166 | 5.7166 | 5.7166 | 5.7166 | 5.7166
NSR Milton Young 1,2 - NOX Rate Annual v3.1, Unit 5435 and retrofits | 656 | 1873 | Rate Constraint in lbs/MMBtu | FALSE | L | Annual | Allowances Purchased NOX | MTons | 0 | 0 | 0 | 0 | 0 | 0 | 0
NSR Milton Young 1,2 - NOX Rate Annual v3.1, Unit 5435 and retrofits | 656 | 1873 | Rate Constraint in lbs/MMBtu | FALSE | L | Annual | Allowances Sold NOX | MTons | 0 | 0 | 0 | 0 | 0 | 0 | 0
NSR Milton Young 1,2 - NOX Rate Annual v3.1, Unit 5435 and retrofits | 656 | 1873 | Rate Constraint in lbs/MMBtu | FALSE | L | Annual | Allowances Banked | MTons | 0 | 0 | 0 | 0 | 0 | 0 | 0
NSR Milton Young 1,2 - NOX Rate Annual v3.1, Unit 5435 and retrofits | 656 | 1873 | Rate Constraint in lbs/MMBtu | FALSE | L | Annual | Allowances Withdrawn (1:1) | MTons | 0 | 0 | 0 | 0 | 0 | 0 | 0
NSR Milton Young 1,2 - NOX Rate Annual v3.1, Unit 5435 and retrofits | 656 | 1873 | Rate Constraint in lbs/MMBtu | FALSE | L | Annual | Allowances Withdrawn (n:1) | MTons | 0 | 0 | 0 | 0 | 0 | 0 | 0
NSR Milton Young 1,2 - NOX Rate Annual v3.1, Unit 5435 and retrofits | 656 | 1873 | Rate Constraint in lbs/MMBtu | FALSE | L | Annual | Net Emissions Allowance Position | MTons | 5.7166 | 5.7166 | 5.7166 | 5.7166 | 5.7166 | 5.7166 | 5.7166
NSR Milton Young 1,2 - NOX Rate Annual v3.1, Unit 5435 and retrofits | 656 | 1873 | Rate Constraint in lbs/MMBtu | FALSE | L | Annual | Fuel Consumed | TBtu | 35.5184 | 35.5184 | 35.5184 | 35.5184 | 35.5184 | 35.5184 | 35.5184
NSR Milton Young 1,2 - NOX Rate Annual v3.1, Unit 5435 and retrofits | 656 | 1873 | Rate Constraint in lbs/MMBtu | FALSE | L | Annual | Rate | lb/MMBtu | 0.3219 | 0.3219 | 0.3219 | 0.3219 | 0.3219 | 0.3219 | 0.3219
NSR Milton Young 1,2 - NOX Rate Annual v3.1, Unit 5435 and retrofits | 656 | 1873 | Rate Constraint in lbs/MMBtu | FALSE | L | Annual | Generation | TWh | 3.2071 | 3.2071 | 3.2071 | 3.2071 | 3.2071 | 3.2071 | 3.2071
NSR Milton Young 1,2 - NOX Rate Annual v3.1, Unit 5435 and retrofits | 656 | 1873 | Rate Constraint in lbs/MMBtu | FALSE | L | Annual | Qualifying Generation | TWh | 3.2071 | 3.2071 | 3.2071 | 3.2071 | 3.2071 | 3.2071 | 3.2071
NSR Milton Young 1,2 - NOX Rate Annual v3.1, Unit 5435 and retrofits | 656 | 1873 | Rate Constraint in lbs/MMBtu | FALSE | L | Annual | Rate | lb/MWh | 1.7825 | 1.7825 | 1.7825 | 1.7825 | 1.7825 | 1.7825 | 1.7825
NSR Milton Young 1,2 - NOX Rate Annual v3.1, Unit 5435 and retrofits | 656 | 1873 | Rate Constraint in lbs/MMBtu | FALSE | L | Annual | Constraint Shadow Price | US$/Ton | 0 | 0 | 0 | 0 | 0 | 0 | 0
NSR Milton Young 1,2 - NOX Rate Annual v3.1, Unit 5436 and retrofits | 657 | 1873 | Rate Constraint in lbs/MMBtu | FALSE | L | Annual | Seasons Included | Seasons | Winter, Summer | Winter, Summer | Winter, Summer | Winter, Summer | Winter, Summer | Winter, Summer | Winter, Summer
NSR Milton Young 1,2 - NOX Rate Annual v3.1, Unit 5436 and retrofits | 657 | 1873 | Rate Constraint in lbs/MMBtu | FALSE | L | Annual | Standard | lb/MMBtu | 0.36 | 0.36 | 0.36 | 0.36 | 0.36 | 0.36 | 0.36
NSR Milton Young 1,2 - NOX Rate Annual v3.1, Unit 5436 and retrofits | 657 | 1873 | Rate Constraint in lbs/MMBtu | FALSE | L | Annual | Emissions at Affected Plants NOX | MTons | 3.6109 | 3.6109 | 3.6109 | 3.6109 | 3.6109 | 3.6109 | 3.6109
NSR Milton Young 1,2 - NOX Rate Annual v3.1, Unit 5436 and retrofits | 657 | 1873 | Rate Constraint in lbs/MMBtu | FALSE | L | Annual | Allowances Purchased NOX | MTons | 0 | 0 | 0 | 0 | 0 | 0 | 0
NSR Milton Young 1,2 - NOX Rate Annual v3.1, Unit 5436 and retrofits | 657 | 1873 | Rate Constraint in lbs/MMBtu | FALSE | L | Annual | Allowances Sold NOX | MTons | 0 | 0 | 0 | 0 | 0 | 0 | 0
NSR Milton Young 1,2 - NOX Rate Annual v3.1, Unit 5436 and retrofits | 657 | 1873 | Rate Constraint in lbs/MMBtu | FALSE | L | Annual | Allowances Banked | MTons | 0 | 0 | 0 | 0 | 0 | 0 | 0
NSR Milton Young 1,2 - NOX Rate Annual v3.1, Unit 5436 and retrofits | 657 | 1873 | Rate Constraint in lbs/MMBtu | FALSE | L | Annual | Allowances Withdrawn (1:1) | MTons | 0 | 0 | 0 | 0 | 0 | 0 | 0
NSR Milton Young 1,2 - NOX Rate Annual v3.1, Unit 5436 and retrofits | 657 | 1873 | Rate Constraint in lbs/MMBtu | FALSE | L | Annual | Allowances Withdrawn (n:1) | MTons | 0 | 0 | 0 | 0 | 0 | 0 | 0
NSR Milton Young 1,2 - NOX Rate Annual v3.1, Unit 5436 and retrofits | 657 | 1873 | Rate Constraint in lbs/MMBtu | FALSE | L | Annual | Net Emissions Allowance Position | MTons | 3.6109 | 3.6109 | 3.6109 | 3.6109 | 3.6109 | 3.6109 | 3.6109
NSR Milton Young 1,2 - NOX Rate Annual v3.1, Unit 5436 and retrofits | 657 | 1873 | Rate Constraint in lbs/MMBtu | FALSE | L | Annual | Fuel Consumed | TBtu | 20.0605 | 20.0605 | 20.0605 | 20.0605 | 20.0605 | 20.0605 | 20.0605
NSR Milton Young 1,2 - NOX Rate Annual v3.1, Unit 5436 and retrofits | 657 | 1873 | Rate Constraint in lbs/MMBtu | FALSE | L | Annual | Rate | lb/MMBtu | 0.36 | 0.36 | 0.36 | 0.36 | 0.36 | 0.36 | 0.36
NSR Milton Young 1,2 - NOX Rate Annual v3.1, Unit 5436 and retrofits | 657 | 1873 | Rate Constraint in lbs/MMBtu | FALSE | L | Annual | Generation | TWh | 1.809 | 1.809 | 1.809 | 1.809 | 1.809 | 1.809 | 1.809
NSR Milton Young 1,2 - NOX Rate Annual v3.1, Unit 5436 and retrofits | 657 | 1873 | Rate Constraint in lbs/MMBtu | FALSE | L | Annual | Qualifying Generation | TWh | 1.809 | 1.809 | 1.809 | 1.809 | 1.809 | 1.809 | 1.809
NSR Milton Young 1,2 - NOX Rate Annual v3.1, Unit 5436 and retrofits | 657 | 1873 | Rate Constraint in lbs/MMBtu | FALSE | L | Annual | Rate | lb/MWh | 1.996 | 1.996 | 1.996 | 1.996 | 1.996 | 1.996 | 1.996
NSR Milton Young 1,2 - NOX Rate Annual v3.1, Unit 5436 and retrofits | 657 | 1873 | Rate Constraint in lbs/MMBtu | FALSE | L | Annual | Constraint Shadow Price | US$/Ton | 0 | 0 | 0 | 0 | 0 | 0 | 0
NSR Minnkota Power - SO2 Cap Annual v3.1 | 658 | 1846 | Rate Constraint in MTons | FALSE | L | Annual | Seasons Included | Seasons | Winter, Summer | Winter, Summer | Winter, Summer | Winter, Summer | Winter, Summer | Winter, Summer | Winter, Summer
NSR Minnkota Power - SO2 Cap Annual v3.1 | 658 | 1846 | Rate Constraint in MTons | FALSE | L | Annual | Standard | MTons | 8.5 | 8.5 | 8.5 | 8.5 | 8.5 | 8.5 | 8.5
NSR Minnkota Power - SO2 Cap Annual v3.1 | 658 | 1846 | Rate Constraint in MTons | FALSE | L | Annual | Standard SO2 | MTons | 8.5 | 8.5 | 8.5 | 8.5 | 8.5 | 8.5 | 8.5
NSR Minnkota Power - SO2 Cap Annual v3.1 | 658 | 1846 | Rate Constraint in MTons | FALSE | L | Annual | Emissions at Affected Plants SO2 | MTons | 1.7019 | 1.7019 | 1.7019 | 1.7019 | 1.7019 | 3.2469 | 3.2469
NSR Minnkota Power - SO2 Cap Annual v3.1 | 658 | 1846 | Rate Constraint in MTons | FALSE | L | Annual | Allowances Purchased SO2 | MTons | 0 | 0 | 0 | 0 | 0 | 0 | 0
NSR Minnkota Power - SO2 Cap Annual v3.1 | 658 | 1846 | Rate Constraint in MTons | FALSE | L | Annual | Allowances Sold SO2 | MTons | 0 | 0 | 0 | 0 | 0 | 0 | 0
NSR Minnkota Power - SO2 Cap Annual v3.1 | 658 | 1846 | Rate Constraint in MTons | FALSE | L | Annual | Allowances Banked | MTons | 0 | 0 | 0 | 0 | 0 | 0 | 0
NSR Minnkota Power - SO2 Cap Annual v3.1 | 658 | 1846 | Rate Constraint in MTons | FALSE | L | Annual | Allowances Withdrawn (1:1) | MTons | 0 | 0 | 0 | 0 | 0 | 0 | 0
NSR Minnkota Power - SO2 Cap Annual v3.1 | 658 | 1846 | Rate Constraint in MTons | FALSE | L | Annual | Allowances Withdrawn (n:1) | MTons | 0 | 0 | 0 | 0 | 0 | 0 | 0
NSR Minnkota Power - SO2 Cap Annual v3.1 | 658 | 1846 | Rate Constraint in MTons | FALSE | L | Annual | Net Emissions Allowance Position | MTons | 1.7019 | 1.7019 | 1.7019 | 1.7019 | 1.7019 | 3.2469 | 3.2469
NSR Minnkota Power - SO2 Cap Annual v3.1 | 658 | 1846 | Rate Constraint in MTons | FALSE | L | Annual | Fuel Consumed | TBtu | 55.5789 | 55.5789 | 55.5789 | 55.5789 | 55.5789 | 55.5789 | 55.5789
NSR Minnkota Power - SO2 Cap Annual v3.1 | 658 | 1846 | Rate Constraint in MTons | FALSE | L | Annual | Rate | lb/MMBtu | 0.061242 | 0.061242 | 0.061242 | 0.061242 | 0.061242 | 0.11684 | 0.11684
NSR Minnkota Power - SO2 Cap Annual v3.1 | 658 | 1846 | Rate Constraint in MTons | FALSE | L | Annual | Generation | TWh | 5.0161 | 5.0161 | 5.0161 | 5.0161 | 5.0161 | 5.0161 | 5.0161
NSR Minnkota Power - SO2 Cap Annual v3.1 | 658 | 1846 | Rate Constraint in MTons | FALSE | L | Annual | Qualifying Generation | TWh | 5.0161 | 5.0161 | 5.0161 | 5.0161 | 5.0161 | 5.0161 | 5.0161
NSR Minnkota Power - SO2 Cap Annual v3.1 | 658 | 1846 | Rate Constraint in MTons | FALSE | L | Annual | Rate | lb/MWh | 0.33928 | 0.33928 | 0.33928 | 0.33928 | 0.33928 | 0.6473 | 0.6473
NSR Minnkota Power - SO2 Cap Annual v3.1 | 658 | 1846 | Rate Constraint in MTons | FALSE | L | Annual | Constraint Shadow Price | US$/Ton | 0 | 0 | 0 | 0 | 0 | 0 | 0
NSR Mirant Settlement - NOX Cap Annual v3.1 | 659 | 1847 | Rate Constraint in MTons | FALSE | L | Annual | Seasons Included | Seasons | Winter, Summer | Winter, Summer | Winter, Summer | Winter, Summer | Winter, Summer | Winter, Summer | Winter, Summer
NSR Mirant Settlement - NOX Cap Annual v3.1 | 659 | 1847 | Rate Constraint in MTons | FALSE | L | Annual | Standard | MTons | 16 | 16 | 16 | 16 | 16 | 16 | 16
NSR Mirant Settlement - NOX Cap Annual v3.1 | 659 | 1847 | Rate Constraint in MTons | FALSE | L | Annual | Standard NOX | MTons | 16 | 16 | 16 | 16 | 16 | 16 | 16
NSR Mirant Settlement - NOX Cap Annual v3.1 | 659 | 1847 | Rate Constraint in MTons | FALSE | L | Annual | Emissions at Affected Plants NOX | MTons | 8.298 | 8.298 | 8.298 | 8.298 | 7.7001 | 3.7799 | 3.4519
NSR Mirant Settlement - NOX Cap Annual v3.1 | 659 | 1847 | Rate Constraint in MTons | FALSE | L | Annual | Allowances Purchased NOX | MTons | 0 | 0 | 0 | 0 | 0 | 0 | 0
NSR Mirant Settlement - NOX Cap Annual v3.1 | 659 | 1847 | Rate Constraint in MTons | FALSE | L | Annual | Allowances Sold NOX | MTons | 0 | 0 | 0 | 0 | 0 | 0 | 0
NSR Mirant Settlement - NOX Cap Annual v3.1 | 659 | 1847 | Rate Constraint in MTons | FALSE | L | Annual | Allowances Banked | MTons | 0 | 0 | 0 | 0 | 0 | 0 | 0
NSR Mirant Settlement - NOX Cap Annual v3.1 | 659 | 1847 | Rate Constraint in MTons | FALSE | L | Annual | Allowances Withdrawn (1:1) | MTons | 0 | 0 | 0 | 0 | 0 | 0 | 0
NSR Mirant Settlement - NOX Cap Annual v3.1 | 659 | 1847 | Rate Constraint in MTons | FALSE | L | Annual | Allowances Withdrawn (n:1) | MTons | 0 | 0 | 0 | 0 | 0 | 0 | 0
NSR Mirant Settlement - NOX Cap Annual v3.1 | 659 | 1847 | Rate Constraint in MTons | FALSE | L | Annual | Net Emissions Allowance Position | MTons | 8.298 | 8.298 | 8.298 | 8.298 | 7.7001 | 3.7799 | 3.4519
NSR Mirant Settlement - NOX Cap Annual v3.1 | 659 | 1847 | Rate Constraint in MTons | FALSE | L | Annual | Fuel Consumed | TBtu | 131.512 | 139.0717 | 136.4265 | 136.4265 | 120.7128 | 90.1537 | 94.3769
NSR Mirant Settlement - NOX Cap Annual v3.1 | 659 | 1847 | Rate Constraint in MTons | FALSE | L | Annual | Rate | lb/MMBtu | 0.12619 | 0.11933 | 0.12165 | 0.12165 | 0.12758 | 0.083856 | 0.073152
NSR Mirant Settlement - NOX Cap Annual v3.1 | 659 | 1847 | Rate Constraint in MTons | FALSE | L | Annual | Generation | TWh | 13.3312 | 14.1433 | 13.8588 | 13.8588 | 12.223 | 9.3 | 9.8063
NSR Mirant Settlement - NOX Cap Annual v3.1 | 659 | 1847 | Rate Constraint in MTons | FALSE | L | Annual | Qualifying Generation | TWh | 13.3312 | 14.1433 | 13.8588 | 13.8588 | 12.223 | 9.3 | 9.8063
NSR Mirant Settlement - NOX Cap Annual v3.1 | 659 | 1847 | Rate Constraint in MTons | FALSE | L | Annual | Rate | lb/MWh | 0.62245 | 0.58671 | 0.59875 | 0.59875 | 0.62997 | 0.40644 | 0.35201
NSR Mirant Settlement - NOX Cap Annual v3.1 | 659 | 1847 | Rate Constraint in MTons | FALSE | L | Annual | Constraint Shadow Price | US$/Ton | 0 | 0 | 0 | 0 | 0 | 0 | 0
NSR Mirant Settlement - NOX Cap Summer v3.1 | 660 | 1848 | Rate Constraint in MTons | FALSE | L | Annual | Seasons Included | Seasons | Summer | Summer | Summer | Summer | Summer | Summer | Summer
NSR Mirant Settlement - NOX Cap Summer v3.1 | 660 | 1848 | Rate Constraint in MTons | FALSE | L | Annual | Standard | MTons | 5.2 | 5.2 | 5.2 | 5.2 | 5.2 | 5.2 | 5.2
NSR Mirant Settlement - NOX Cap Summer v3.1 | 660 | 1848 | Rate Constraint in MTons | FALSE | L | Annual | Standard NOX | MTons | 5.2 | 5.2 | 5.2 | 5.2 | 5.2 | 5.2 | 5.2
NSR Mirant Settlement - NOX Cap Summer v3.1 | 660 | 1848 | Rate Constraint in MTons | FALSE | L | Annual | Emissions at Affected Plants NOX | MTons | 3.567 | 3.567 | 3.567 | 3.567 | 3.567 | 2.4108 | 2.7159
NSR Mirant Settlement - NOX Cap Summer v3.1 | 660 | 1848 | Rate Constraint in MTons | FALSE | L | Annual | Allowances Purchased NOX | MTons | 0 | 0 | 0 | 0 | 0 | 0 | 0
NSR Mirant Settlement - NOX Cap Summer v3.1 | 660 | 1848 | Rate Constraint in MTons | FALSE | L | Annual | Allowances Sold NOX | MTons | 0 | 0 | 0 | 0 | 0 | 0 | 0
NSR Mirant Settlement - NOX Cap Summer v3.1 | 660 | 1848 | Rate Constraint in MTons | FALSE | L | Annual | Allowances Banked | MTons | 0 | 0 | 0 | 0 | 0 | 0 | 0
NSR Mirant Settlement - NOX Cap Summer v3.1 | 660 | 1848 | Rate Constraint in MTons | FALSE | L | Annual | Allowances Withdrawn (1:1) | MTons | 0 | 0 | 0 | 0 | 0 | 0 | 0
NSR Mirant Settlement - NOX Cap Summer v3.1 | 660 | 1848 | Rate Constraint in MTons | FALSE | L | Annual | Allowances Withdrawn (n:1) | MTons | 0 | 0 | 0 | 0 | 0 | 0 | 0
NSR Mirant Settlement - NOX Cap Summer v3.1 | 660 | 1848 | Rate Constraint in MTons | FALSE | L | Annual | Net Emissions Allowance Position | MTons | 3.567 | 3.567 | 3.567 | 3.567 | 3.567 | 2.4108 | 2.7159
NSR Mirant Settlement - NOX Cap Summer v3.1 | 660 | 1848 | Rate Constraint in MTons | FALSE | L | Annual | Fuel Consumed | TBtu | 54.8411 | 59.7475 | 59.7436 | 59.7436 | 54.7894 | 45.8176 | 52.7857
NSR Mirant Settlement - NOX Cap Summer v3.1 | 660 | 1848 | Rate Constraint in MTons | FALSE | L | Annual | Rate | lb/MMBtu | 0.13008 | 0.1194 | 0.11941 | 0.11941 | 0.13021 | 0.10523 | 0.1029
NSR Mirant Settlement - NOX Cap Summer v3.1 | 660 | 1848 | Rate Constraint in MTons | FALSE | L | Annual | Generation | TWh | 5.5191 | 6.0454 | 6.0455 | 6.0455 | 5.5174 | 4.6807 | 5.4207
NSR Mirant Settlement - NOX Cap Summer v3.1 | 660 | 1848 | Rate Constraint in MTons | FALSE | L | Annual | Qualifying Generation | TWh | 5.5191 | 6.0454 | 6.0455 | 6.0455 | 5.5174 | 4.6807 | 5.4207
NSR Mirant Settlement - NOX Cap Summer v3.1 | 660 | 1848 | Rate Constraint in MTons | FALSE | L | Annual | Rate | lb/MWh | 0.6463 | 0.59003 | 0.59002 | 0.59002 | 0.6465 | 0.51504 | 0.50102
NSR Mirant Settlement - NOX Cap Summer v3.1 | 660 | 1848 | Rate Constraint in MTons | FALSE | L | Annual | Constraint Shadow Price | US$/Ton | 0 | 0 | 0 | 0 | 0 | 0 | 0
NSR Mirant Settlement - NOX Rate Summer v3.1 | 661 | 1849 | Rate Constraint in lbs/MMBtu | FALSE | L | Annual | Seasons Included | Seasons | Summer | Summer | Summer | Summer | Summer | Summer | Summer
NSR Mirant Settlement - NOX Rate Summer v3.1 | 661 | 1849 | Rate Constraint in lbs/MMBtu | FALSE | L | Annual | Standard | lb/MMBtu | 0.15 | 0.15 | 0.15 | 0.15 | 0.15 | 0.15 | 0.15
NSR Mirant Settlement - NOX Rate Summer v3.1 | 661 | 1849 | Rate Constraint in lbs/MMBtu | FALSE | L | Annual | Emissions at Affected Plants NOX | MTons | 3.567 | 3.567 | 3.567 | 3.567 | 3.567 | 2.4108 | 2.7159
NSR Mirant Settlement - NOX Rate Summer v3.1 | 661 | 1849 | Rate Constraint in lbs/MMBtu | FALSE | L | Annual | Allowances Purchased NOX | MTons | 0 | 0 | 0 | 0 | 0 | 0 | 0
NSR Mirant Settlement - NOX Rate Summer v3.1 | 661 | 1849 | Rate Constraint in lbs/MMBtu | FALSE | L | Annual | Allowances Sold NOX | MTons | 0 | 0 | 0 | 0 | 0 | 0 | 0
NSR Mirant Settlement - NOX Rate Summer v3.1 | 661 | 1849 | Rate Constraint in lbs/MMBtu | FALSE | L | Annual | Allowances Banked | MTons | 0 | 0 | 0 | 0 | 0 | 0 | 0
NSR Mirant Settlement - NOX Rate Summer v3.1 | 661 | 1849 | Rate Constraint in lbs/MMBtu | FALSE | L | Annual | Allowances Withdrawn (1:1) | MTons | 0 | 0 | 0 | 0 | 0 | 0 | 0
NSR Mirant Settlement - NOX Rate Summer v3.1 | 661 | 1849 | Rate Constraint in lbs/MMBtu | FALSE | L | Annual | Allowances Withdrawn (n:1) | MTons | 0 | 0 | 0 | 0 | 0 | 0 | 0
NSR Mirant Settlement - NOX Rate Summer v3.1 | 661 | 1849 | Rate Constraint in lbs/MMBtu | FALSE | L | Annual | Net Emissions Allowance Position | MTons | 3.567 | 3.567 | 3.567 | 3.567 | 3.567 | 2.4108 | 2.7159
NSR Mirant Settlement - NOX Rate Summer v3.1 | 661 | 1849 | Rate Constraint in lbs/MMBtu | FALSE | L | Annual | Fuel Consumed | TBtu | 54.8411 | 59.7475 | 59.7436 | 59.7436 | 54.7894 | 45.8176 | 52.7857
NSR Mirant Settlement - NOX Rate Summer v3.1 | 661 | 1849 | Rate Constraint in lbs/MMBtu | FALSE | L | Annual | Rate | lb/MMBtu | 0.13008 | 0.1194 | 0.11941 | 0.11941 | 0.13021 | 0.10523 | 0.1029
NSR Mirant Settlement - NOX Rate Summer v3.1 | 661 | 1849 | Rate Constraint in lbs/MMBtu | FALSE | L | Annual | Generation | TWh | 5.5191 | 6.0454 | 6.0455 | 6.0455 | 5.5174 | 4.6807 | 5.4207
NSR Mirant Settlement - NOX Rate Summer v3.1 | 661 | 1849 | Rate Constraint in lbs/MMBtu | FALSE | L | Annual | Qualifying Generation | TWh | 5.5191 | 6.0454 | 6.0455 | 6.0455 | 5.5174 | 4.6807 | 5.4207
NSR Mirant Settlement - NOX Rate Summer v3.1 | 661 | 1849 | Rate Constraint in lbs/MMBtu | FALSE | L | Annual | Rate | lb/MWh | 0.6463 | 0.59003 | 0.59002 | 0.59002 | 0.6465 | 0.51504 | 0.50102
NSR Mirant Settlement - NOX Rate Summer v3.1 | 661 | 1849 | Rate Constraint in lbs/MMBtu | FALSE | L | Annual | Constraint Shadow Price | US$/Ton | 0 | 0 | 0 | 0 | 0 | 0 | 0
NSR Morgantown G P 1,2 - NOX Rate Annual v3.1, Unit 5286 and retrofits | 662 | 1954 | Rate Constraint in lbs/MMBtu | FALSE | L | Annual | Seasons Included | Seasons | Winter, Summer | Winter, Summer | Winter, Summer | Winter, Summer | Winter, Summer | Winter, Summer | Winter, Summer
NSR Morgantown G P 1,2 - NOX Rate Annual v3.1, Unit 5286 and retrofits | 662 | 1954 | Rate Constraint in lbs/MMBtu | FALSE | L | Annual | Standard | lb/MMBtu | 0.1 | 0.1 | 0.1 | 0.1 | 0.1 | 0.1 | 0.1
NSR Morgantown G P 1,2 - NOX Rate Annual v3.1, Unit 5286 and retrofits | 662 | 1954 | Rate Constraint in lbs/MMBtu | FALSE | L | Annual | Emissions at Affected Plants NOX | MTons | 0.56297 | 0.65903 | 0.60957 | 0.60957 | 0.50657 | 0.50359 | 0.60957
NSR Morgantown G P 1,2 - NOX Rate Annual v3.1, Unit 5286 and retrofits | 662 | 1954 | Rate Constraint in lbs/MMBtu | FALSE | L | Annual | Allowances Purchased NOX | MTons | 0 | 0 | 0 | 0 | 0 | 0 | 0
NSR Morgantown G P 1,2 - NOX Rate Annual v3.1, Unit 5286 and retrofits | 662 | 1954 | Rate Constraint in lbs/MMBtu | FALSE | L | Annual | Allowances Sold NOX | MTons | 0 | 0 | 0 | 0 | 0 | 0 | 0
NSR Morgantown G P 1,2 - NOX Rate Annual v3.1, Unit 5286 and retrofits | 662 | 1954 | Rate Constraint in lbs/MMBtu | FALSE | L | Annual | Allowances Banked | MTons | 0 | 0 | 0 | 0 | 0 | 0 | 0
NSR Morgantown G P 1,2 - NOX Rate Annual v3.1, Unit 5286 and retrofits | 662 | 1954 | Rate Constraint in lbs/MMBtu | FALSE | L | Annual | Allowances Withdrawn (1:1) | MTons | 0 | 0 | 0 | 0 | 0 | 0 | 0
NSR Morgantown G P 1,2 - NOX Rate Annual v3.1, Unit 5286 and retrofits | 662 | 1954 | Rate Constraint in lbs/MMBtu | FALSE | L | Annual | Allowances Withdrawn (n:1) | MTons | 0 | 0 | 0 | 0 | 0 | 0 | 0
NSR Morgantown G P 1,2 - NOX Rate Annual v3.1, Unit 5286 and retrofits | 662 | 1954 | Rate Constraint in lbs/MMBtu | FALSE | L | Annual | Net Emissions Allowance Position | MTons | 0.56297 | 0.65903 | 0.60957 | 0.60957 | 0.50657 | 0.50359 | 0.60957
NSR Morgantown G P 1,2 - NOX Rate Annual v3.1, Unit 5286 and retrofits | 662 | 1954 | Rate Constraint in lbs/MMBtu | FALSE | L | Annual | Fuel Consumed | TBtu | 34.3733 | 40.2383 | 37.2184 | 37.2184 | 30.9295 | 30.748 | 37.2184
NSR Morgantown G P 1,2 - NOX Rate Annual v3.1, Unit 5286 and retrofits | 662 | 1954 | Rate Constraint in lbs/MMBtu | FALSE | L | Annual | Rate | lb/MMBtu | 0.032756 | 0.032756 | 0.032756 | 0.032756 | 0.032756 | 0.032756 | 0.032756
NSR Morgantown G P 1,2 - NOX Rate Annual v3.1, Unit 5286 and retrofits | 662 | 1954 | Rate Constraint in lbs/MMBtu | FALSE | L | Annual | Generation | TWh | 3.641 | 4.2622 | 3.9423 | 3.9423 | 3.2762 | 3.2569 | 3.9423
NSR Morgantown G P 1,2 - NOX Rate Annual v3.1, Unit 5286 and retrofits | 662 | 1954 | Rate Constraint in lbs/MMBtu | FALSE | L | Annual | Qualifying Generation | TWh | 3.641 | 4.2622 | 3.9423 | 3.9423 | 3.2762 | 3.2569 | 3.9423
NSR Morgantown G P 1,2 - NOX Rate Annual v3.1, Unit 5286 and retrofits | 662 | 1954 | Rate Constraint in lbs/MMBtu | FALSE | L | Annual | Rate | lb/MWh | 0.15462 | 0.15462 | 0.15462 | 0.15462 | 0.15462 | 0.15462 | 0.15462
NSR Morgantown G P 1,2 - NOX Rate Annual v3.1, Unit 5286 and retrofits | 662 | 1954 | Rate Constraint in lbs/MMBtu | FALSE | L | Annual | Constraint Shadow Price | US$/Ton | 0 | 0 | 0 | 0 | 0 | 0 | 0
NSR Morgantown G P 1,2 - NOX Rate Annual v3.1, Unit 5287 and retrofits | 663 | 1954 | Rate Constraint in lbs/MMBtu | FALSE | L | Annual | Seasons Included | Seasons | Winter, Summer | Winter, Summer | Winter, Summer | Winter, Summer | Winter, Summer | Winter, Summer | Winter, Summer
NSR Morgantown G P 1,2 - NOX Rate Annual v3.1, Unit 5287 and retrofits | 663 | 1954 | Rate Constraint in lbs/MMBtu | FALSE | L | Annual | Standard | lb/MMBtu | 0.1 | 0.1 | 0.1 | 0.1 | 0.1 | 0.1 | 0.1
NSR Morgantown G P 1,2 - NOX Rate Annual v3.1, Unit 5287 and retrofits | 663 | 1954 | Rate Constraint in lbs/MMBtu | FALSE | L | Annual | Emissions at Affected Plants NOX | MTons | 0.65234 | 0.70633 | 0.70633 | 0.70633 | 0.58354 | 0.58354 | 0.70633
NSR Morgantown G P 1,2 - NOX Rate Annual v3.1, Unit 5287 and retrofits | 663 | 1954 | Rate Constraint in lbs/MMBtu | FALSE | L | Annual | Allowances Purchased NOX | MTons | 0 | 0 | 0 | 0 | 0 | 0 | 0
NSR Morgantown G P 1,2 - NOX Rate Annual v3.1, Unit 5287 and retrofits | 663 | 1954 | Rate Constraint in lbs/MMBtu | FALSE | L | Annual | Allowances Sold NOX | MTons | 0 | 0 | 0 | 0 | 0 | 0 | 0
NSR Morgantown G P 1,2 - NOX Rate Annual v3.1, Unit 5287 and retrofits | 663 | 1954 | Rate Constraint in lbs/MMBtu | FALSE | L | Annual | Allowances Banked | MTons | 0 | 0 | 0 | 0 | 0 | 0 | 0
NSR Morgantown G P 1,2 - NOX Rate Annual v3.1, Unit 5287 and retrofits | 663 | 1954 | Rate Constraint in lbs/MMBtu | FALSE | L | Annual | Allowances Withdrawn (1:1) | MTons | 0 | 0 | 0 | 0 | 0 | 0 | 0
NSR Morgantown G P 1,2 - NOX Rate Annual v3.1, Unit 5287 and retrofits | 663 | 1954 | Rate Constraint in lbs/MMBtu | FALSE | L | Annual | Allowances Withdrawn (n:1) | MTons | 0 | 0 | 0 | 0 | 0 | 0 | 0
NSR Morgantown G P 1,2 - NOX Rate Annual v3.1, Unit 5287 and retrofits | 663 | 1954 | Rate Constraint in lbs/MMBtu | FALSE | L | Annual | Net Emissions Allowance Position | MTons | 0.65234 | 0.70633 | 0.70633 | 0.70633 | 0.58354 | 0.58354 | 0.70633
NSR Morgantown G P 1,2 - NOX Rate Annual v3.1, Unit 5287 and retrofits | 663 | 1954 | Rate Constraint in lbs/MMBtu | FALSE | L | Annual | Fuel Consumed | TBtu | 34.0605 | 36.8797 | 36.8797 | 36.8797 | 30.4682 | 30.4682 | 36.8797
NSR Morgantown G P 1,2 - NOX Rate Annual v3.1, Unit 5287 and retrofits | 663 | 1954 | Rate Constraint in lbs/MMBtu | FALSE | L | Annual | Rate | lb/MMBtu | 0.038305 | 0.038305 | 0.038305 | 0.038305 | 0.038305 | 0.038305 | 0.038305
NSR Morgantown G P 1,2 - NOX Rate Annual v3.1, Unit 5287 and retrofits | 663 | 1954 | Rate Constraint in lbs/MMBtu | FALSE | L | Annual | Generation | TWh | 3.588 | 3.885 | 3.885 | 3.885 | 3.2096 | 3.2096 | 3.885
NSR Morgantown G P 1,2 - NOX Rate Annual v3.1, Unit 5287 and retrofits | 663 | 1954 | Rate Constraint in lbs/MMBtu | FALSE | L | Annual | Qualifying Generation | TWh | 3.588 | 3.885 | 3.885 | 3.885 | 3.2096 | 3.2096 | 3.885
NSR Morgantown G P 1,2 - NOX Rate Annual v3.1, Unit 5287 and retrofits | 663 | 1954 | Rate Constraint in lbs/MMBtu | FALSE | L | Annual | Rate | lb/MWh | 0.18181 | 0.18181 | 0.18181 | 0.18181 | 0.18181 | 0.18181 | 0.18181
NSR Morgantown G P 1,2 - NOX Rate Annual v3.1, Unit 5287 and retrofits | 663 | 1954 | Rate Constraint in lbs/MMBtu | FALSE | L | Annual | Constraint Shadow Price | US$/Ton | 0 | 0 | 0 | 0 | 0 | 0 | 0
NSR Mt Storm 1-3 - NOX Rate Annual v3.1, Unit 5406 and retrofits | 664 | 1948 | Rate Constraint in lbs/MMBtu | FALSE | L | Annual | Seasons Included | Seasons | Winter, Summer | Winter, Summer | Winter, Summer | Winter, Summer | Winter, Summer | Winter, Summer | Winter, Summer
NSR Mt Storm 1-3 - NOX Rate Annual v3.1, Unit 5406 and retrofits | 664 | 1948 | Rate Constraint in lbs/MMBtu | FALSE | L | Annual | Standard | lb/MMBtu | 0.11 | 0.11 | 0.11 | 0.11 | 0.11 | 0.11 | 0.11
NSR Mt Storm 1-3 - NOX Rate Annual v3.1, Unit 5406 and retrofits | 664 | 1948 | Rate Constraint in lbs/MMBtu | FALSE | L | Annual | Emissions at Affected Plants NOX | MTons | 1.5371 | 1.5371 | 1.5371 | 1.5371 | 1.5371 | 1.5371 | 1.5371
NSR Mt Storm 1-3 - NOX Rate Annual v3.1, Unit 5406 and retrofits | 664 | 1948 | Rate Constraint in lbs/MMBtu | FALSE | L | Annual | Allowances Purchased NOX | MTons | 0 | 0 | 0 | 0 | 0 | 0 | 0
NSR Mt Storm 1-3 - NOX Rate Annual v3.1, Unit 5406 and retrofits | 664 | 1948 | Rate Constraint in lbs/MMBtu | FALSE | L | Annual | Allowances Sold NOX | MTons | 0 | 0 | 0 | 0 | 0 | 0 | 0
NSR Mt Storm 1-3 - NOX Rate Annual v3.1, Unit 5406 and retrofits | 664 | 1948 | Rate Constraint in lbs/MMBtu | FALSE | L | Annual | Allowances Banked | MTons | 0 | 0 | 0 | 0 | 0 | 0 | 0
NSR Mt Storm 1-3 - NOX Rate Annual v3.1, Unit 5406 and retrofits | 664 | 1948 | Rate Constraint in lbs/MMBtu | FALSE | L | Annual | Allowances Withdrawn (1:1) | MTons | 0 | 0 | 0 | 0 | 0 | 0 | 0
NSR Mt Storm 1-3 - NOX Rate Annual v3.1, Unit 5406 and retrofits | 664 | 1948 | Rate Constraint in lbs/MMBtu | FALSE | L | Annual | Allowances Withdrawn (n:1) | MTons | 0 | 0 | 0 | 0 | 0 | 0 | 0
NSR Mt Storm 1-3 - NOX Rate Annual v3.1, Unit 5406 and retrofits | 664 | 1948 | Rate Constraint in lbs/MMBtu | FALSE | L | Annual | Net Emissions Allowance Position | MTons | 1.5371 | 1.5371 | 1.5371 | 1.5371 | 1.5371 | 1.5371 | 1.5371
NSR Mt Storm 1-3 - NOX Rate Annual v3.1, Unit 5406 and retrofits | 664 | 1948 | Rate Constraint in lbs/MMBtu | FALSE | L | Annual | Fuel Consumed | TBtu | 40.0418 | 40.0418 | 40.0418 | 40.0418 | 40.0418 | 40.0418 | 40.0418
NSR Mt Storm 1-3 - NOX Rate Annual v3.1, Unit 5406 and retrofits | 664 | 1948 | Rate Constraint in lbs/MMBtu | FALSE | L | Annual | Rate | lb/MMBtu | 0.076773 | 0.076773 | 0.076773 | 0.076773 | 0.076773 | 0.076773 | 0.076773
NSR Mt Storm 1-3 - NOX Rate Annual v3.1, Unit 5406 and retrofits | 664 | 1948 | Rate Constraint in lbs/MMBtu | FALSE | L | Annual | Generation | TWh | 3.9748 | 3.9748 | 3.9748 | 3.9748 | 3.9748 | 3.9748 | 3.9748
NSR Mt Storm 1-3 - NOX Rate Annual v3.1, Unit 5406 and retrofits | 664 | 1948 | Rate Constraint in lbs/MMBtu | FALSE | L | Annual | Qualifying Generation | TWh | 3.9748 | 3.9748 | 3.9748 | 3.9748 | 3.9748 | 3.9748 | 3.9748
NSR Mt Storm 1-3 - NOX Rate Annual v3.1, Unit 5406 and retrofits | 664 | 1948 | Rate Constraint in lbs/MMBtu | FALSE | L | Annual | Rate | lb/MWh | 0.38671 | 0.38671 | 0.38671 | 0.38671 | 0.38671 | 0.38671 | 0.38671
NSR Mt Storm 1-3 - NOX Rate Annual v3.1, Unit 5406 and retrofits | 664 | 1948 | Rate Constraint in lbs/MMBtu | FALSE | L | Annual | Constraint Shadow Price | US$/Ton | 0 | 0 | 0 | 0 | 0 | 0 | 0
NSR Mt Storm 1-3 - NOX Rate Annual v3.1, Unit 5407 and retrofits | 665 | 1948 | Rate Constraint in lbs/MMBtu | FALSE | L | Annual | Seasons Included | Seasons | Winter, Summer | Winter, Summer | Winter, Summer | Winter, Summer | Winter, Summer | Winter, Summer | Winter, Summer
NSR Mt Storm 1-3 - NOX Rate Annual v3.1, Unit 5407 and retrofits | 665 | 1948 | Rate Constraint in lbs/MMBtu | FALSE | L | Annual | Standard | lb/MMBtu | 0.11 | 0.11 | 0.11 | 0.11 | 0.11 | 0.11 | 0.11
NSR Mt Storm 1-3 - NOX Rate Annual v3.1, Unit 5407 and retrofits | 665 | 1948 | Rate Constraint in lbs/MMBtu | FALSE | L | Annual | Emissions at Affected Plants NOX | MTons | 1.6138 | 1.6138 | 1.6138 | 1.6138 | 1.6138 | 1.6138 | 1.6138
NSR Mt Storm 1-3 - NOX Rate Annual v3.1, Unit 5407 and retrofits | 665 | 1948 | Rate Constraint in lbs/MMBtu | FALSE | L | Annual | Allowances Purchased NOX | MTons | 0 | 0 | 0 | 0 | 0 | 0 | 0
NSR Mt Storm 1-3 - NOX Rate Annual v3.1, Unit 5407 and retrofits | 665 | 1948 | Rate Constraint in lbs/MMBtu | FALSE | L | Annual | Allowances Sold NOX | MTons | 0 | 0 | 0 | 0 | 0 | 0 | 0
NSR Mt Storm 1-3 - NOX Rate Annual v3.1, Unit 5407 and retrofits | 665 | 1948 | Rate Constraint in lbs/MMBtu | FALSE | L | Annual | Allowances Banked | MTons | 0 | 0 | 0 | 0 | 0 | 0 | 0
NSR Mt Storm 1-3 - NOX Rate Annual v3.1, Unit 5407 and retrofits | 665 | 1948 | Rate Constraint in lbs/MMBtu | FALSE | L | Annual | Allowances Withdrawn (1:1) | MTons | 0 | 0 | 0 | 0 | 0 | 0 | 0
NSR Mt Storm 1-3 - NOX Rate Annual v3.1, Unit 5407 and retrofits | 665 | 1948 | Rate Constraint in lbs/MMBtu | FALSE | L | Annual | Allowances Withdrawn (n:1) | MTons | 0 | 0 | 0 | 0 | 0 | 0 | 0
NSR Mt Storm 1-3 - NOX Rate Annual v3.1, Unit 5407 and retrofits | 665 | 1948 | Rate Constraint in lbs/MMBtu | FALSE | L | Annual | Net Emissions Allowance Position | MTons | 1.6138 | 1.6138 | 1.6138 | 1.6138 | 1.6138 | 1.6138 | 1.6138
NSR Mt Storm 1-3 - NOX Rate Annual v3.1, Unit 5407 and retrofits | 665 | 1948 | Rate Constraint in lbs/MMBtu | FALSE | L | Annual | Fuel Consumed | TBtu | 39.9628 | 39.9628 | 39.9628 | 39.9628 | 39.9628 | 39.9628 | 39.9628
NSR Mt Storm 1-3 - NOX Rate Annual v3.1, Unit 5407 and retrofits | 665 | 1948 | Rate Constraint in lbs/MMBtu | FALSE | L | Annual | Rate | lb/MMBtu | 0.080763 | 0.080763 | 0.080763 | 0.080763 | 0.080763 | 0.080763 | 0.080763
NSR Mt Storm 1-3 - NOX Rate Annual v3.1, Unit 5407 and retrofits | 665 | 1948 | Rate Constraint in lbs/MMBtu | FALSE | L | Annual | Generation | TWh | 3.9819 | 3.9819 | 3.9819 | 3.9819 | 3.9819 | 3.9819 | 3.9819
NSR Mt Storm 1-3 - NOX Rate Annual v3.1, Unit 5407 and retrofits | 665 | 1948 | Rate Constraint in lbs/MMBtu | FALSE | L | Annual | Qualifying Generation | TWh | 3.9819 | 3.9819 | 3.9819 | 3.9819 | 3.9819 | 3.9819 | 3.9819
NSR Mt Storm 1-3 - NOX Rate Annual v3.1, Unit 5407 and retrofits | 665 | 1948 | Rate Constraint in lbs/MMBtu | FALSE | L | Annual | Rate | lb/MWh | 0.40527 | 0.40527 | 0.40527 | 0.40527 | 0.40527 | 0.40527 | 0.40527
NSR Mt Storm 1-3 - NOX Rate Annual v3.1, Unit 5407 and retrofits | 665 | 1948 | Rate Constraint in lbs/MMBtu | FALSE | L | Annual | Constraint Shadow Price | US$/Ton | 0 | 0 | 0 | 0 | 0 | 0 | 0
NSR Mt Storm 1-3 - NOX Rate Annual v3.1, Unit 5408 and retrofits | 666 | 1948 | Rate Constraint in lbs/MMBtu | FALSE | L | Annual | Seasons Included | Seasons | Winter, Summer | Winter, Summer | Winter, Summer | Winter, Summer | Winter, Summer | Winter, Summer | Winter, Summer
NSR Mt Storm 1-3 - NOX Rate Annual v3.1, Unit 5408 and retrofits | 666 | 1948 | Rate Constraint in lbs/MMBtu | FALSE | L | Annual | Standard | lb/MMBtu | 0.11 | 0.11 | 0.11 | 0.11 | 0.11 | 0.11 | 0.11
NSR Mt Storm 1-3 - NOX Rate Annual v3.1, Unit 5408 and retrofits | 666 | 1948 | Rate Constraint in lbs/MMBtu | FALSE | L | Annual | Emissions at Affected Plants NOX | MTons | 0.10185 | 0.10185 | 0.10185 | 0.10185 | 0.10169 | 0.10169 | 0.10169
NSR Mt Storm 1-3 - NOX Rate Annual v3.1, Unit 5408 and retrofits | 666 | 1948 | Rate Constraint in lbs/MMBtu | FALSE | L | Annual | Allowances Purchased NOX | MTons | 0 | 0 | 0 | 0 | 0 | 0 | 0
NSR Mt Storm 1-3 - NOX Rate Annual v3.1, Unit 5408 and retrofits | 666 | 1948 | Rate Constraint in lbs/MMBtu | FALSE | L | Annual | Allowances Sold NOX | MTons | 0 | 0 | 0 | 0 | 0 | 0 | 0
NSR Mt Storm 1-3 - NOX Rate Annual v3.1, Unit 5408 and retrofits | 666 | 1948 | Rate Constraint in lbs/MMBtu | FALSE | L | Annual | Allowances Banked | MTons | 0 | 0 | 0 | 0 | 0 | 0 | 0
NSR Mt Storm 1-3 - NOX Rate Annual v3.1, Unit 5408 and retrofits | 666 | 1948 | Rate Constraint in lbs/MMBtu | FALSE | L | Annual | Allowances Withdrawn (1:1) | MTons | 0 | 0 | 0 | 0 | 0 | 0 | 0
NSR Mt Storm 1-3 - NOX Rate Annual v3.1, Unit 5408 and retrofits | 666 | 1948 | Rate Constraint in lbs/MMBtu | FALSE | L | Annual | Allowances Withdrawn (n:1) | MTons | 0 | 0 | 0 | 0 | 0 | 0 | 0
NSR Mt Storm 1-3 - NOX Rate Annual v3.1, Unit 5408 and retrofits | 666 | 1948 | Rate Constraint in lbs/MMBtu | FALSE | L | Annual | Net Emissions Allowance Position | MTons | 0.10185 | 0.10185 | 0.10185 | 0.10185 | 0.10169 | 0.10169 | 0.10169
NSR Mt Storm 1-3 - NOX Rate Annual v3.1, Unit 5408 and retrofits | 666 | 1948 | Rate Constraint in lbs/MMBtu | FALSE | L | Annual | Fuel Consumed | TBtu | 2.3683 | 2.3683 | 2.3683 | 2.3683 | 2.3724 | 2.3724 | 2.3724
NSR Mt Storm 1-3 - NOX Rate Annual v3.1, Unit 5408 and retrofits | 666 | 1948 | Rate Constraint in lbs/MMBtu | FALSE | L | Annual | Rate | lb/MMBtu | 0.086013 | 0.086013 | 0.086013 | 0.086013 | 0.085724 | 0.085724 | 0.085724
NSR Mt Storm 1-3 - NOX Rate Annual v3.1, Unit 5408 and retrofits | 666 | 1948 | Rate Constraint in lbs/MMBtu | FALSE | L | Annual | Generation | TWh | 0.22818 | 0.22818 | 0.22818 | 0.22818 | 0.22818 | 0.22818 | 0.22818
NSR Mt Storm 1-3 - NOX Rate Annual v3.1, Unit 5408 and retrofits | 666 | 1948 | Rate Constraint in lbs/MMBtu | FALSE | L | Annual | Qualifying Generation | TWh | 0.22818 | 0.22818 | 0.22818 | 0.22818 | 0.22818 | 0.22818 | 0.22818
NSR Mt Storm 1-3 - NOX Rate Annual v3.1, Unit 5408 and retrofits | 666 | 1948 | Rate Constraint in lbs/MMBtu | FALSE | L | Annual | Rate | lb/MWh | 0.44637 | 0.44637 | 0.44637 | 0.44637 | 0.44564 | 0.44564 | 0.44564
NSR Mt Storm 1-3 - NOX Rate Annual v3.1, Unit 5408 and retrofits | 666 | 1948 | Rate Constraint in lbs/MMBtu | FALSE | L | Annual | Constraint Shadow Price | US$/Ton | 0 | 0 | 0 | 0 | 0 | 0 | 0
NSR NIPSCO System - SO2 Cap Annual v4.11 | 667 | 2301 | Rate Constraint in MTons | FALSE | L | Annual | Seasons Included | Seasons | Winter, Summer | Winter, Summer | Winter, Summer | Winter, Summer | Winter, Summer | Winter, Summer | Winter, Summer
NSR NIPSCO System - SO2 Cap Annual v4.11 | 667 | 2301 | Rate Constraint in MTons | FALSE | L | Annual | Standard | MTons | 25.3 | 25.3 | 11.6 | 11.6 | 11.6 | 11.6 | 11.6
NSR NIPSCO System - SO2 Cap Annual v4.11 | 667 | 2301 | Rate Constraint in MTons | FALSE | L | Annual | Standard SO2 | MTons | 25.3 | 25.3 | 11.6 | 11.6 | 11.6 | 11.6 | 11.6
NSR NIPSCO System - SO2 Cap Annual v4.11 | 667 | 2301 | Rate Constraint in MTons | FALSE | L | Annual | Emissions at Affected Plants SO2 | MTons | 3.478 | 3.7401 | 4.1314 | 4.6837 | 4.4558 | 5.4394 | 6.4093
NSR NIPSCO System - SO2 Cap Annual v4.11 | 667 | 2301 | Rate Constraint in MTons | FALSE | L | Annual | Allowances Purchased SO2 | MTons | 0 | 0 | 0 | 0 | 0 | 0 | 0
NSR NIPSCO System - SO2 Cap Annual v4.11 | 667 | 2301 | Rate Constraint in MTons | FALSE | L | Annual | Allowances Sold SO2 | MTons | 0 | 0 | 0 | 0 | 0 | 0 | 0
NSR NIPSCO System - SO2 Cap Annual v4.11 | 667 | 2301 | Rate Constraint in MTons | FALSE | L | Annual | Allowances Banked | MTons | 0 | 0 | 0 | 0 | 0 | 0 | 0
NSR NIPSCO System - SO2 Cap Annual v4.11 | 667 | 2301 | Rate Constraint in MTons | FALSE | L | Annual | Allowances Withdrawn (1:1) | MTons | 0 | 0 | 0 | 0 | 0 | 0 | 0
NSR NIPSCO System - SO2 Cap Annual v4.11 | 667 | 2301 | Rate Constraint in MTons | FALSE | L | Annual | Allowances Withdrawn (n:1) | MTons | 0 | 0 | 0 | 0 | 0 | 0 | 0
NSR NIPSCO System - SO2 Cap Annual v4.11 | 667 | 2301 | Rate Constraint in MTons | FALSE | L | Annual | Net Emissions Allowance Position | MTons | 3.478 | 3.7401 | 4.1314 | 4.6837 | 4.4558 | 5.4394 | 6.4093
NSR NIPSCO System - SO2 Cap Annual v4.11 | 667 | 2301 | Rate Constraint in MTons | FALSE | L | Annual | Fuel Consumed | TBtu | 104.8059 | 113.5572 | 123.9491 | 135.7275 | 112.6208 | 128.3852 | 147.3798
NSR NIPSCO System - SO2 Cap Annual v4.11 | 667 | 2301 | Rate Constraint in MTons | FALSE | L | Annual | Rate | lb/MMBtu | 0.06637 | 0.065872 | 0.066664 | 0.069017 | 0.079129 | 0.084735 | 0.086977
NSR NIPSCO System - SO2 Cap Annual v4.11 | 667 | 2301 | Rate Constraint in MTons | FALSE | L | Annual | Generation | TWh | 9.7148 | 10.4855 | 11.4034 | 12.4201 | 10.4102 | 11.7909 | 13.4539
NSR NIPSCO System - SO2 Cap Annual v4.11 | 667 | 2301 | Rate Constraint in MTons | FALSE | L | Annual | Qualifying Generation | TWh | 9.7148 | 10.4855 | 11.4034 | 12.4201 | 10.4102 | 11.7909 | 13.4539
NSR NIPSCO System - SO2 Cap Annual v4.11 | 667 | 2301 | Rate Constraint in MTons | FALSE | L | Annual | Rate | lb/MWh | 0.35801 | 0.35669 | 0.3623 | 0.37711 | 0.42802 | 0.46132 | 0.47639
NSR NIPSCO System - SO2 Cap Annual v4.11 | 667 | 2301 | Rate Constraint in MTons | FALSE | L | Annual | Constraint Shadow Price | US$/Ton | 0 | 0 | 0 | 0 | 0 | 0 | 0
NSR NIPSCO System - NOx Cap Annual 4.11 | 668 | 2300 | Rate Constraint in MTons | FALSE | L | Annual | Seasons Included | Seasons | Winter, Summer | Winter, Summer | Winter, Summer | Winter, Summer | Winter, Summer | Winter, Summer | Winter, Summer
NSR NIPSCO System - NOx Cap Annual 4.11 | 668 | 2300 | Rate Constraint in MTons | FALSE | L | Annual | Standard | MTons | 11.704 | 11.704 | 11.704 | 11.704 | 11.704 | 11.704 | 11.704
NSR NIPSCO System - NOx Cap Annual 4.11 | 668 | 2300 | Rate Constraint in MTons | FALSE | L | Annual | Standard NOX | MTons | 11.704 | 11.704 | 11.704 | 11.704 | 11.704 | 11.704 | 11.704
NSR NIPSCO System - NOx Cap Annual 4.11 | 668 | 2300 | Rate Constraint in MTons | FALSE | L | Annual | Emissions at Affected Plants NOX | MTons | 5.2484 | 5.6714 | 6.5393 | 7.6194 | 5.7095 | 6.9517 | 8.3604
NSR NIPSCO System - NOx Cap Annual 4.11 | 668 | 2300 | Rate Constraint in MTons | FALSE | L | Annual | Allowances Purchased NOX | MTons | 0 | 0 | 0 | 0 | 0 | 0 | 0
NSR NIPSCO System - NOx Cap Annual 4.11 | 668 | 2300 | Rate Constraint in MTons | FALSE | L | Annual | Allowances Sold NOX | MTons | 0 | 0 | 0 | 0 | 0 | 0 | 0
NSR NIPSCO System - NOx Cap Annual 4.11 | 668 | 2300 | Rate Constraint in MTons | FALSE | L | Annual | Allowances Banked | MTons | 0 | 0 | 0 | 0 | 0 | 0 | 0
NSR NIPSCO System - NOx Cap Annual 4.11 | 668 | 2300 | Rate Constraint in MTons | FALSE | L | Annual | Allowances Withdrawn (1:1) | MTons | 0 | 0 | 0 | 0 | 0 | 0 | 0
NSR NIPSCO System - NOx Cap Annual 4.11 | 668 | 2300 | Rate Constraint in MTons | FALSE | L | Annual | Allowances Withdrawn (n:1) | MTons | 0 | 0 | 0 | 0 | 0 | 0 | 0
NSR NIPSCO System - NOx Cap Annual 4.11 | 668 | 2300 | Rate Constraint in MTons | FALSE | L | Annual | Net Emissions Allowance Position | MTons | 5.2484 | 5.6714 | 6.5393 | 7.6194 | 5.7095 | 6.9517 | 8.3604
NSR NIPSCO System - NOx Cap Annual 4.11 | 668 | 2300 | Rate Constraint in MTons | FALSE | L | Annual | Fuel Consumed | TBtu | 104.8059 | 113.5572 | 123.9491 | 135.7275 | 112.6208 | 128.3852 | 147.3798
NSR NIPSCO System - NOx Cap Annual 4.11 | 668 | 2300 | Rate Constraint in MTons | FALSE | L | Annual | Rate | lb/MMBtu | 0.10016 | 0.099887 | 0.10552 | 0.11228 | 0.10139 | 0.1083 | 0.11345
NSR NIPSCO System - NOx Cap Annual 4.11 | 668 | 2300 | Rate Constraint in MTons | FALSE | L | Annual | Generation | TWh | 9.7148 | 10.4855 | 11.4034 | 12.4201 | 10.4102 | 11.7909 | 13.4539
NSR NIPSCO System - NOx Cap Annual 4.11 | 668 | 2300 | Rate Constraint in MTons | FALSE | L | Annual | Qualifying Generation | TWh | 9.7148 | 10.4855 | 11.4034 | 12.4201 | 10.4102 | 11.7909 | 13.4539
NSR NIPSCO System - NOx Cap Annual 4.11 | 668 | 2300 | Rate Constraint in MTons | FALSE | L | Annual | Rate | lb/MWh | 0.54025 | 0.54088 | 0.57345 | 0.61347 | 0.54845 | 0.58959 | 0.62141
NSR NIPSCO System - NOx Cap Annual 4.11 | 668 | 2300 | Rate Constraint in MTons | FALSE | L | Annual | Constraint Shadow Price | US$/Ton | 0 | 0 | 0 | 0 | 0 | 0 | 0
NSR NV Power Consent - NOX Cap Annual v3.1 | 669 | 1852 | Rate Constraint in MTons | FALSE | L | Annual | Seasons Included | Seasons | Winter, Summer | Winter, Summer | Winter, Summer | Winter, Summer | Winter, Summer | Winter, Summer | Winter, Summer
NSR NV Power Consent - NOX Cap Annual v3.1 | 669 | 1852 | Rate Constraint in MTons | FALSE | L | Annual | Standard | MTons | 0.36 | 0.36 | 0.36 | 0.36 | 0.36 | 0.36 | 0.36
NSR NV Power Consent - NOX Cap Annual v3.1 | 669 | 1852 | Rate Constraint in MTons | FALSE | L | Annual | Standard NOX | MTons | 0.36 | 0.36 | 0.36 | 0.36 | 0.36 | 0.36 | 0.36
NSR NV Power Consent - NOX Cap Annual v3.1 | 669 | 1852 | Rate Constraint in MTons | FALSE | L | Annual | Emissions at Affected Plants NOX | MTons | 0.0029948 | 0.0029948 | 0.0029948 | 0.045754 | 0.045754 | 0.13743 | 0.015223
NSR NV Power Consent - NOX Cap Annual v3.1 | 669 | 1852 | Rate Constraint in MTons | FALSE | L | Annual | Allowances Purchased NOX | MTons | 0 | 0 | 0 | 0 | 0 | 0 | 0
NSR NV Power Consent - NOX Cap Annual v3.1 | 669 | 1852 | Rate Constraint in MTons | FALSE | L | Annual | Allowances Sold NOX | MTons | 0 | 0 | 0 | 0 | 0 | 0 | 0
NSR NV Power Consent - NOX Cap Annual v3.1 | 669 | 1852 | Rate Constraint in MTons | FALSE | L | Annual | Allowances Banked | MTons | 0 | 0 | 0 | 0 | 0 | 0 | 0
NSR NV Power Consent - NOX Cap Annual v3.1 | 669 | 1852 | Rate Constraint in MTons | FALSE | L | Annual | Allowances Withdrawn (1:1) | MTons | 0 | 0 | 0 | 0 | 0 | 0 | 0
NSR NV Power Consent - NOX Cap Annual v3.1 | 669 | 1852 | Rate Constraint in MTons | FALSE | L | Annual | Allowances Withdrawn (n:1) | MTons | 0 | 0 | 0 | 0 | 0 | 0 | 0
NSR NV Power Consent - NOX Cap Annual v3.1 | 669 | 1852 | Rate Constraint in MTons | FALSE | L | Annual | Net Emissions Allowance Position | MTons | 0.0029948 | 0.0029948 | 0.0029948 | 0.045754 | 0.045754 | 0.13743 | 0.015223
NSR NV Power Consent - NOX Cap Annual v3.1 | 669 | 1852 | Rate Constraint in MTons | FALSE | L | Annual | Fuel Consumed | TBtu | 0.086662 | 0.086662 | 0.086662 | 1.324 | 1.324 | 3.9768 | 0.44053
NSR NV Power Consent - NOX Cap Annual v3.1 | 669 | 1852 | Rate Constraint in MTons | FALSE | L | Annual | Rate | lb/MMBtu | 0.069114 | 0.069114 | 0.069114 | 0.069114 | 0.069114 | 0.069114 | 0.069114
NSR NV Power Consent - NOX Cap Annual v3.1 | 669 | 1852 | Rate Constraint in MTons | FALSE | L | Annual | Generation | TWh | 0.0095401 | 0.0095401 | 0.0095401 | 0.14575 | 0.14575 | 0.43779 | 0.048496
NSR NV Power Consent - NOX Cap Annual v3.1 | 669 | 1852 | Rate Constraint in MTons | FALSE | L | Annual | Qualifying Generation | TWh | 0.0095401 | 0.0095401 | 0.0095401 | 0.14575 | 0.14575 | 0.43779 | 0.048496
NSR NV Power Consent - NOX Cap Annual v3.1 | 669 | 1852 | Rate Constraint in MTons | FALSE | L | Annual | Rate | lb/MWh | 0.31391 | 0.31391 | 0.31391 | 0.31391 | 0.31391 | 0.31391 | 0.31391
NSR NV Power Consent - NOX Cap Annual v3.1 | 669 | 1852 | Rate Constraint in MTons | FALSE | L | Annual | Constraint Shadow Price | US$/Ton | 0 | 0 | 0 | 0 | 0 | 0 | 0
NSR Oak Creek 5-8 - NOX Rate Annual v3.1, Unit 5411 and retrofits | 670 | 1874 | Rate Constraint in lbs/MMBtu | FALSE | L | Annual | Seasons Included | Seasons | Winter, Summer | Winter, Summer | Winter, Summer | Winter, Summer | Winter, Summer | Winter, Summer | Winter, Summer
NSR Oak Creek 5-8 - NOX Rate Annual v3.1, Unit 5411 and retrofits | 670 | 1874 | Rate Constraint in lbs/MMBtu | FALSE | L | Annual | Standard | lb/MMBtu | 0.1 | 0.1 | 0.1 | 0.1 | 0.1 | 0.1 | 0.1
NSR Oak Creek 5-8 - NOX Rate Annual v3.1, Unit 5411 and retrofits | 670 | 1874 | Rate Constraint in lbs/MMBtu | FALSE | L | Annual | Emissions at Affected Plants NOX | MTons | 1.0843 | 1.0856 | 1.0844 | 1.0869 | 0.94941 | 1.0869 | 1.0869
NSR Oak Creek 5-8 - NOX Rate Annual v3.1, Unit 5411 and retrofits | 670 | 1874 | Rate Constraint in lbs/MMBtu | FALSE | L | Annual | Allowances Purchased NOX | MTons | 0 | 0 | 0 | 0 | 0 | 0 | 0
NSR Oak Creek 5-8 - NOX Rate Annual v3.1, Unit 5411 and retrofits | 670 | 1874 | Rate Constraint in lbs/MMBtu | FALSE | L | Annual | Allowances Sold NOX | MTons | 0 | 0 | 0 | 0 | 0 | 0 | 0
NSR Oak Creek 5-8 - NOX Rate Annual v3.1, Unit 5411 and retrofits | 670 | 1874 | Rate Constraint in lbs/MMBtu | FALSE | L | Annual | Allowances Banked | MTons | 0 | 0 | 0 | 0 | 0 | 0 | 0
NSR Oak Creek 5-8 - NOX Rate Annual v3.1, Unit 5411 and retrofits | 670 | 1874 | Rate Constraint in lbs/MMBtu | FALSE | L | Annual | Allowances Withdrawn (1:1) | MTons | 0 | 0 | 0 | 0 | 0 | 0 | 0
NSR Oak Creek 5-8 - NOX Rate Annual v3.1, Unit 5411 and retrofits | 670 | 1874 | Rate Constraint in lbs/MMBtu | FALSE | L | Annual | Allowances Withdrawn (n:1) | MTons | 0 | 0 | 0 | 0 | 0 | 0 | 0
NSR Oak Creek 5-8 - NOX Rate Annual v3.1, Unit 5411 and retrofits | 670 | 1874 | Rate Constraint in lbs/MMBtu | FALSE | L | Annual | Net Emissions Allowance Position | MTons | 1.0843 | 1.0856 | 1.0844 | 1.0869 | 0.94941 | 1.0869 | 1.0869
NSR Oak Creek 5-8 - NOX Rate Annual v3.1, Unit 5411 and retrofits | 670 | 1874 | Rate Constraint in lbs/MMBtu | FALSE | L | Annual | Fuel Consumed | TBtu | 21.7933 | 21.7649 | 21.7919 | 21.7381 | 18.9882 | 21.7381 | 21.7381
NSR Oak Creek 5-8 - NOX Rate Annual v3.1, Unit 5411 and retrofits | 670 | 1874 | Rate Constraint in lbs/MMBtu | FALSE | L | Annual | Rate | lb/MMBtu | 0.099508 | 0.099761 | 0.09952 | 0.1 | 0.1 | 0.1 | 0.1
NSR Oak Creek 5-8 - NOX Rate Annual v3.1, Unit 5411 and retrofits | 670 | 1874 | Rate Constraint in lbs/MMBtu | FALSE | L | Annual | Generation | TWh | 2.1248 | 2.1248 | 2.1248 | 2.1248 | 1.856 | 2.1248 | 2.1248
NSR Oak Creek 5-8 - NOX Rate Annual v3.1, Unit 5411 and retrofits | 670 | 1874 | Rate Constraint in lbs/MMBtu | FALSE | L | Annual | Qualifying Generation | TWh | 2.1248 | 2.1248 | 2.1248 | 2.1248 | 1.856 | 2.1248 | 2.1248
NSR Oak Creek 5-8 - NOX Rate Annual v3.1, Unit 5411 and retrofits | 670 | 1874 | Rate Constraint in lbs/MMBtu | FALSE | L | Annual | Rate | lb/MWh | 0.5103 | 0.51093 | 0.51033 | 0.51153 | 0.51153 | 0.51153 | 0.51153
NSR Oak Creek 5-8 - NOX Rate Annual v3.1, Unit 5411 and retrofits | 670 | 1874 | Rate Constraint in lbs/MMBtu | FALSE | L | Annual | Constraint Shadow Price | US$/Ton | 0 | 0 | 0 | 0 | 0 | 0 | 0
NSR Oak Creek 5-8 - NOX Rate Annual v3.1, Unit 5412 and retrofits | 671 | 1874 | Rate Constraint in lbs/MMBtu | FALSE | L | Annual | Seasons Included | Seasons | Winter, Summer | Winter, Summer | Winter, Summer | Winter, Summer | Winter, Summer | Winter, Summer | Winter, Summer
NSR Oak Creek 5-8 - NOX Rate Annual v3.1, Unit 5412 and retrofits | 671 | 1874 | Rate Constraint in lbs/MMBtu | FALSE | L | Annual | Standard | lb/MMBtu | 0.1 | 0.1 | 0.1 | 0.1 | 0.1 | 0.1 | 0.1
NSR Oak Creek 5-8 - NOX Rate Annual v3.1, Unit 5412 and retrofits | 671 | 1874 | Rate Constraint in lbs/MMBtu | FALSE | L | Annual | Emissions at Affected Plants NOX | MTons | 1.1644 | 1.1672 | 1.1672 | 1.1672 | 1.0196 | 1.1672 | 1.1672
NSR Oak Creek 5-8 - NOX Rate Annual v3.1, Unit 5412 and retrofits | 671 | 1874 | Rate Constraint in lbs/MMBtu | FALSE | L | Annual | Allowances Purchased NOX | MTons | 0 | 0 | 0 | 0 | 0 | 0 | 0
NSR Oak Creek 5-8 - NOX Rate Annual v3.1, Unit 5412 and retrofits | 671 | 1874 | Rate Constraint in lbs/MMBtu | FALSE | L | Annual | Allowances Sold NOX | MTons | 0 | 0 | 0 | 0 | 0 | 0 | 0
NSR Oak Creek 5-8 - NOX Rate Annual v3.1, Unit 5412 and retrofits | 671 | 1874 | Rate Constraint in lbs/MMBtu | FALSE | L | Annual | Allowances Banked | MTons | 0 | 0 | 0 | 0 | 0 | 0 | 0
NSR Oak Creek 5-8 - NOX Rate Annual v3.1, Unit 5412 and retrofits | 671 | 1874 | Rate Constraint in lbs/MMBtu | FALSE | L | Annual | Allowances Withdrawn (1:1) | MTons | 0 | 0 | 0 | 0 | 0 | 0 | 0
NSR Oak Creek 5-8 - NOX Rate Annual v3.1, Unit 5412 and retrofits | 671 | 1874 | Rate Constraint in lbs/MMBtu | FALSE | L | Annual | Allowances Withdrawn (n:1) | MTons | 0 | 0 | 0 | 0 | 0 | 0 | 0
NSR Oak Creek 5-8 - NOX Rate Annual v3.1, Unit 5412 and retrofits | 671 | 1874 | Rate Constraint in lbs/MMBtu | FALSE | L | Annual | Net Emissions Allowance Position | MTons | 1.1644 | 1.1672 | 1.1672 | 1.1672 | 1.0196 | 1.1672 | 1.1672
NSR Oak Creek 5-8 - NOX Rate Annual v3.1, Unit 5412 and retrofits | 671 | 1874 | Rate Constraint in lbs/MMBtu | FALSE | L | Annual | Fuel Consumed | TBtu | 23.4042 | 23.3449 | 23.3449 | 23.3449 | 20.3918 | 23.3449 | 23.3449
NSR Oak Creek 5-8 - NOX Rate Annual v3.1, Unit 5412 and retrofits | 671 | 1874 | Rate Constraint in lbs/MMBtu | FALSE | L | Annual | Rate | lb/MMBtu | 0.099508 | 0.1 | 0.1 | 0.1 | 0.1 | 0.1 | 0.1
NSR Oak Creek 5-8 - NOX Rate Annual v3.1, Unit 5412 and retrofits | 671 | 1874 | Rate Constraint in lbs/MMBtu | FALSE | L | Annual | Generation | TWh | 2.2748 | 2.2748 | 2.2748 | 2.2748 | 1.987 | 2.2748 | 2.2748
NSR Oak Creek 5-8 - NOX Rate Annual v3.1, Unit 5412 and retrofits | 671 | 1874 | Rate Constraint in lbs/MMBtu | FALSE | L | Annual | Qualifying Generation | TWh | 2.2748 | 2.2748 | 2.2748 | 2.2748 | 1.987 | 2.2748 | 2.2748
NSR Oak Creek 5-8 - NOX Rate Annual v3.1, Unit 5412 and retrofits | 671 | 1874 | Rate Constraint in lbs/MMBtu | FALSE | L | Annual | Rate | lb/MWh | 0.5119 | 0.51313 | 0.51313 | 0.51313 | 0.51313 | 0.51313 | 0.51313
NSR Oak Creek 5-8 - NOX Rate Annual v3.1, Unit 5412 and retrofits | 671 | 1874 | Rate Constraint in lbs/MMBtu | FALSE | L | Annual | Constraint Shadow Price | US$/Ton | 0 | 0 | 0 | 0 | 0 | 0 | 0
NSR Oak Creek 5-8 - NOX Rate Annual v3.1, Unit 5413 and retrofits | 672 | 1874 | Rate Constraint in lbs/MMBtu | FALSE | L | Annual | Seasons Included | Seasons | Winter, Summer | Winter, Summer | Winter, Summer | Winter, Summer | Winter, Summer | Winter, Summer | Winter, Summer
NSR Oak Creek 5-8 - NOX Rate Annual v3.1, Unit 5413 and retrofits | 672 | 1874 | Rate Constraint in lbs/MMBtu | FALSE | L | Annual | Standard | lb/MMBtu | 0.1 | 0.1 | 0.1 | 0.1 | 0.1 | 0.1 | 0.1
NSR Oak Creek 5-8 - NOX Rate Annual v3.1, Unit 5413 and retrofits | 672 | 1874 | Rate Constraint in lbs/MMBtu | FALSE | L | Annual | Emissions at Affected Plants NOX | MTons | 0.93661 | 0.93661 | 0.93661 | 0.93757 | 0.8201 | 0.93886 | 0.93661
NSR Oak Creek 5-8 - NOX Rate Annual v3.1, Unit 5413 and retrofits | 672 | 1874 | Rate Constraint in lbs/MMBtu | FALSE | L | Annual | Allowances Purchased NOX | MTons | 0 | 0 | 0 | 0 | 0 | 0 | 0
NSR Oak Creek 5-8 - NOX Rate Annual v3.1, Unit 5413 and retrofits | 672 | 1874 | Rate Constraint in lbs/MMBtu | FALSE | L | Annual | Allowances Sold NOX | MTons | 0 | 0 | 0 | 0 | 0 | 0 | 0
NSR Oak Creek 5-8 - NOX Rate Annual v3.1, Unit 5413 and retrofits | 672 | 1874 | Rate Constraint in lbs/MMBtu | FALSE | L | Annual | Allowances Banked | MTons | 0 | 0 | 0 | 0 | 0 | 0 | 0
NSR Oak Creek 5-8 - NOX Rate Annual v3.1, Unit 5413 and retrofits | 672 | 1874 | Rate Constraint in lbs/MMBtu | FALSE | L | Annual | Allowances Withdrawn (1:1) | MTons | 0 | 0 | 0 | 0 | 0 | 0 | 0
NSR Oak Creek 5-8 - NOX Rate Annual v3.1, Unit 5413 and retrofits | 672 | 1874 | Rate Constraint in lbs/MMBtu | FALSE | L | Annual | Allowances Withdrawn (n:1) | MTons | 0 | 0 | 0 | 0 | 0 | 0 | 0
NSR Oak Creek 5-8 - NOX Rate Annual v3.1, Unit 5413 and retrofits | 672 | 1874 | Rate Constraint in lbs/MMBtu | FALSE | L | Annual | Net Emissions Allowance Position | MTons | 0.93661 | 0.93661 | 0.93661 | 0.93757 | 0.8201 | 0.93886 | 0.93661
NSR Oak Creek 5-8 - NOX Rate Annual v3.1, Unit 5413 and retrofits | 672 | 1874 | Rate Constraint in lbs/MMBtu | FALSE | L | Annual | Fuel Consumed | TBtu | 18.825 | 18.825 | 18.825 | 18.8047 | 16.402 | 18.7773 | 18.825
NSR Oak Creek 5-8 - NOX Rate Annual v3.1, Unit 5413 and retrofits | 672 | 1874 | Rate Constraint in lbs/MMBtu | FALSE | L | Annual | Rate | lb/MMBtu | 0.099508 | 0.099508 | 0.099508 | 0.099717 | 0.1 | 0.1 | 0.099508
NSR Oak Creek 5-8 - NOX Rate Annual v3.1, Unit 5413 and retrofits | 672 | 1874 | Rate Constraint in lbs/MMBtu | FALSE | L | Annual | Generation | TWh | 1.8719 | 1.8719 | 1.8719 | 1.8719 | 1.6351 | 1.8719 | 1.8719
NSR Oak Creek 5-8 - NOX Rate Annual v3.1, Unit 5413 and retrofits | 672 | 1874 | Rate Constraint in lbs/MMBtu | FALSE | L | Annual | Qualifying Generation | TWh | 1.8719 | 1.8719 | 1.8719 | 1.8719 | 1.6351 | 1.8719 | 1.8719
NSR Oak Creek 5-8 - NOX Rate Annual v3.1, Unit 5413 and retrofits | 672 | 1874 | Rate Constraint in lbs/MMBtu | FALSE | L | Annual | Rate | lb/MWh | 0.50035 | 0.50035 | 0.50035 | 0.50086 | 0.50155 | 0.50155 | 0.50035
NSR Oak Creek 5-8 - NOX Rate Annual v3.1, Unit 5413 and retrofits | 672 | 1874 | Rate Constraint in lbs/MMBtu | FALSE | L | Annual | Constraint Shadow Price | US$/Ton | 0 | 0 | 0 | 0 | 0 | 0 | 0
NSR Oak Creek 5-8 - NOX Rate Annual v3.1, Unit 5414 and retrofits | 673 | 1874 | Rate Constraint in lbs/MMBtu | FALSE | L | Annual | Seasons Included | Seasons | Winter, Summer | Winter, Summer | Winter, Summer | Winter, Summer | Winter, Summer | Winter, Summer | Winter, Summer
NSR Oak Creek 5-8 - NOX Rate Annual v3.1, Unit 5414 and retrofits | 673 | 1874 | Rate Constraint in lbs/MMBtu | FALSE | L | Annual | Standard | lb/MMBtu | 0.1 | 0.1 | 0.1 | 0.1 | 0.1 | 0.1 | 0.1
NSR Oak Creek 5-8 - NOX Rate Annual v3.1, Unit 5414 and retrofits | 673 | 1874 | Rate Constraint in lbs/MMBtu | FALSE | L | Annual | Emissions at Affected Plants NOX | MTons | 0.92697 | 0.92697 | 0.92697 | 0.92919 | 0.81165 | 0.92919 | 0.92823
NSR Oak Creek 5-8 - NOX Rate Annual v3.1, Unit 5414 and retrofits | 673 | 1874 | Rate Constraint in lbs/MMBtu | FALSE | L | Annual | Allowances Purchased NOX | MTons | 0 | 0 | 0 | 0 | 0 | 0 | 0
NSR Oak Creek 5-8 - NOX Rate Annual v3.1, Unit 5414 and retrofits | 673 | 1874 | Rate Constraint in lbs/MMBtu | FALSE | L | Annual | Allowances Sold NOX | MTons | 0 | 0 | 0 | 0 | 0 | 0 | 0
NSR Oak Creek 5-8 - NOX Rate Annual v3.1, Unit 5414 and retrofits | 673 | 1874 | Rate Constraint in lbs/MMBtu | FALSE | L | Annual | Allowances Banked | MTons | 0 | 0 | 0 | 0 | 0 | 0 | 0
NSR Oak Creek 5-8 - NOX Rate Annual v3.1, Unit 5414 and retrofits | 673 | 1874 | Rate Constraint in lbs/MMBtu | FALSE | L | Annual | Allowances Withdrawn (1:1) | MTons | 0 | 0 | 0 | 0 | 0 | 0 | 0
NSR Oak Creek 5-8 - NOX Rate Annual v3.1, Unit 5414 and retrofits | 673 | 1874 | Rate Constraint in lbs/MMBtu | FALSE | L | Annual | Allowances Withdrawn (n:1) | MTons | 0 | 0 | 0 | 0 | 0 | 0 | 0
NSR Oak Creek 5-8 - NOX Rate Annual v3.1, Unit 5414 and retrofits | 673 | 1874 | Rate Constraint in lbs/MMBtu | FALSE | L | Annual | Net Emissions Allowance Position | MTons | 0.92697 | 0.92697 | 0.92697 | 0.92919 | 0.81165 | 0.92919 | 0.92823
NSR Oak Creek 5-8 - NOX Rate Annual v3.1, Unit 5414 and retrofits | 673 | 1874 | Rate Constraint in lbs/MMBtu | FALSE | L | Annual | Fuel Consumed | TBtu | 18.6311 | 18.6311 | 18.6311 | 18.5839 | 16.233 | 18.5839 | 18.6043
NSR Oak Creek 5-8 - NOX Rate Annual v3.1, Unit 5414 and retrofits | 673 | 1874 | Rate Constraint in lbs/MMBtu | FALSE | L | Annual | Rate | lb/MMBtu | 0.099508 | 0.099508 | 0.099508 | 0.1 | 0.1 | 0.1 | 0.099787
NSR Oak Creek 5-8 - NOX Rate Annual v3.1, Unit 5414 and retrofits | 673 | 1874 | Rate Constraint in lbs/MMBtu | FALSE | L | Annual | Generation | TWh | 1.8502 | 1.8502 | 1.8502 | 1.8502 | 1.6162 | 1.8502 | 1.8502
NSR Oak Creek 5-8 - NOX Rate Annual v3.1, Unit 5414 and retrofits | 673 | 1874 | Rate Constraint in lbs/MMBtu | FALSE | L | Annual | Qualifying Generation | TWh | 1.8502 | 1.8502 | 1.8502 | 1.8502 | 1.6162 | 1.8502 | 1.8502
NSR Oak Creek 5-8 - NOX Rate Annual v3.1, Unit 5414 and retrofits | 673 | 1874 | Rate Constraint in lbs/MMBtu | FALSE | L | Annual | Rate | lb/MWh | 0.501 | 0.501 | 0.501 | 0.5022 | 0.5022 | 0.5022 | 0.50168
NSR Oak Creek 5-8 - NOX Rate Annual v3.1, Unit 5414 and retrofits | 673 | 1874 | Rate Constraint in lbs/MMBtu | FALSE | L | Annual | Constraint Shadow Price | US$/Ton | 0 | 0 | 0 | 0 | 0 | 0 | 0
NSR OH Edison - NOX Cap Annual v3.1 | 674 | 1853 | Rate Constraint in MTons | FALSE | L | Annual | Seasons Included | Seasons | Winter, Summer | Winter, Summer | Winter, Summer | Winter, Summer | Winter, Summer | Winter, Summer | Winter, Summer
NSR OH Edison - NOX Cap Annual v3.1 | 674 | 1853 | Rate Constraint in MTons | FALSE | L | Annual | Standard | MTons | 11.86 | 11.86 | 11.86 | 11.86 | 11.86 | 11.86 | 11.86
NSR OH Edison - NOX Cap Annual v3.1 | 674 | 1853 | Rate Constraint in MTons | FALSE | L | Annual | Standard NOX | MTons | 11.86 | 11.86 | 11.86 | 11.86 | 11.86 | 11.86 | 11.86
NSR OH Edison - NOX Cap Annual v3.1 | 674 | 1853 | Rate Constraint in MTons | FALSE | L | Annual | Emissions at Affected Plants NOX | MTons | 11.837 | 11.86 | 11.86 | 11.86 | 11.8456 | 11.8456 | 11.86
NSR OH Edison - NOX Cap Annual v3.1 | 674 | 1853 | Rate Constraint in MTons | FALSE | L | Annual | Allowances Purchased NOX | MTons | 0 | 0 | 0 | 0 | 0 | 0 | 0
NSR OH Edison - NOX Cap Annual v3.1 | 674 | 1853 | Rate Constraint in MTons | FALSE | L | Annual | Allowances Sold NOX | MTons | 0 | 0 | 0 | 0 | 0 | 0 | 0
NSR OH Edison - NOX Cap Annual v3.1 | 674 | 1853 | Rate Constraint in MTons | FALSE | L | Annual | Allowances Banked | MTons | 0 | 0 | 0 | 0 | 0 | 0 | 0
NSR OH Edison - NOX Cap Annual v3.1 | 674 | 1853 | Rate Constraint in MTons | FALSE | L | Annual | Allowances Withdrawn (1:1) | MTons | 0 | 0 | 0 | 0 | 0 | 0 | 0
NSR OH Edison - NOX Cap Annual v3.1 | 674 | 1853 | Rate Constraint in MTons | FALSE | L | Annual | Allowances Withdrawn (n:1) | MTons | 0 | 0 | 0 | 0 | 0 | 0 | 0
NSR OH Edison - NOX Cap Annual v3.1 | 674 | 1853 | Rate Constraint in MTons | FALSE | L | Annual | Net Emissions Allowance Position | MTons | 11.837 | 11.86 | 11.86 | 11.86 | 11.8456 | 11.8456 | 11.86
NSR OH Edison - NOX Cap Annual v3.1 | 674 | 1853 | Rate Constraint in MTons | FALSE | L | Annual | Fuel Consumed | TBtu | 170.9736 | 170.8424 | 170.8424 | 170.8424 | 170.6552 | 170.6552 | 170.8424
NSR OH Edison - NOX Cap Annual v3.1 | 674 | 1853 | Rate Constraint in MTons | FALSE | L | Annual | Rate | lb/MMBtu | 0.13847 | 0.13884 | 0.13884 | 0.13884 | 0.13883 | 0.13883 | 0.13884
NSR OH Edison - NOX Cap Annual v3.1 | 674 | 1853 | Rate Constraint in MTons | FALSE | L | Annual | Generation | TWh | 16.3079 | 16.3157 | 16.3157 | 16.3157 | 16.2979 | 16.2979 | 16.3157
NSR OH Edison - NOX Cap Annual v3.1 | 674 | 1853 | Rate Constraint in MTons | FALSE | L | Annual | Qualifying Generation | TWh | 16.3079 | 16.3157 | 16.3157 | 16.3157 | 16.2979 | 16.2979 | 16.3157
NSR OH Edison - NOX Cap Annual v3.1 | 674 | 1853 | Rate Constraint in MTons | FALSE | L | Annual | Rate | lb/MWh | 0.72584 | 0.72691 | 0.72691 | 0.72691 | 0.72682 | 0.72682 | 0.72691
NSR OH Edison - NOX Cap Annual v3.1 | 674 | 1853 | Rate Constraint in MTons | FALSE | L | Annual | Constraint Shadow Price | US$/Ton | 0 | 0 | 1700.2462 | 1384.7951 | 0 | 0 | 1568.9448
NSR OH Edison - SO2 Cap Annual v3.1 | 675 | 1854 | Rate Constraint in MTons | FALSE | L | Annual | Seasons Included | Seasons | Winter, Summer | Winter, Summer | Winter, Summer | Winter, Summer | Winter, Summer | Winter, Summer | Winter, Summer
NSR OH Edison - SO2 Cap Annual v3.1 | 675 | 1854 | Rate Constraint in MTons | FALSE | L | Annual | Standard | MTons | 29.9 | 29.9 | 29.9 | 29.9 | 29.9 | 29.9 | 29.9
NSR OH Edison - SO2 Cap Annual v3.1 | 675 | 1854 | Rate Constraint in MTons | FALSE | L | Annual | Standard SO2 | MTons | 29.9 | 29.9 | 29.9 | 29.9 | 29.9 | 29.9 | 29.9
NSR OH Edison - SO2 Cap Annual v3.1 | 675 | 1854 | Rate Constraint in MTons | FALSE | L | Annual | Emissions at Affected Plants SO2 | MTons | 6.9747 | 6.8431 | 6.9624 | 8.6293 | 6.5952 | 10.5784 | 10.5898
NSR OH Edison - SO2 Cap Annual v3.1 | 675 | 1854 | Rate Constraint in MTons | FALSE | L | Annual | Allowances Purchased SO2 | MTons | 0 | 0 | 0 | 0 | 0 | 0 | 0
NSR OH Edison - SO2 Cap Annual v3.1 | 675 | 1854 | Rate Constraint in MTons | FALSE | L | Annual | Allowances Sold SO2 | MTons | 0 | 0 | 0 | 0 | 0 | 0 | 0
NSR OH Edison - SO2 Cap Annual v3.1 | 675 | 1854 | Rate Constraint in MTons | FALSE | L | Annual | Allowances Banked | MTons | 0 | 0 | 0 | 0 | 0 | 0 | 0
NSR OH Edison - SO2 Cap Annual v3.1 | 675 | 1854 | Rate Constraint in MTons | FALSE | L | Annual | Allowances Withdrawn (1:1) | MTons | 0 | 0 | 0 | 0 | 0 | 0 | 0
NSR OH Edison - SO2 Cap Annual v3.1 | 675 | 1854 | Rate Constraint in MTons | FALSE | L | Annual | Allowances Withdrawn (n:1) | MTons | 0 | 0 | 0 | 0 | 0 | 0 | 0
NSR OH Edison - SO2 Cap Annual v3.1 | 675 | 1854 | Rate Constraint in MTons | FALSE | L | Annual | Net Emissions Allowance Position | MTons | 6.9747 | 6.8431 | 6.9624 | 8.6293 | 6.5952 | 10.5784 | 10.5898
NSR OH Edison - SO2 Cap Annual v3.1 | 675 | 1854 | Rate Constraint in MTons | FALSE | L | Annual | Fuel Consumed | TBtu | 170.9736 | 170.8424 | 170.8424 | 170.8424 | 170.6552 | 170.6552 | 170.8424
NSR OH Edison - SO2 Cap Annual v3.1 | 675 | 1854 | Rate Constraint in MTons | FALSE | L | Annual | Rate | lb/MMBtu | 0.081588 | 0.08011 | 0.081507 | 0.10102 | 0.077293 | 0.12397 | 0.12397
NSR OH Edison - SO2 Cap Annual v3.1 | 675 | 1854 | Rate Constraint in MTons | FALSE | L | Annual | Generation | TWh | 16.3079 | 16.3157 | 16.3157 | 16.3157 | 16.2979 | 16.2979 | 16.3157
NSR OH Edison - SO2 Cap Annual v3.1 | 675 | 1854 | Rate Constraint in MTons | FALSE | L | Annual | Qualifying Generation | TWh | 16.3079 | 16.3157 | 16.3157 | 16.3157 | 16.2979 | 16.2979 | 16.3157
NSR OH Edison - SO2 Cap Annual v3.1 | 675 | 1854 | Rate Constraint in MTons | FALSE | L | Annual | Rate | lb/MWh | 0.42769 | 0.41942 | 0.42673 | 0.52889 | 0.40467 | 0.64907 | 0.64906
NSR OH Edison - SO2 Cap Annual v3.1 | 675 | 1854 | Rate Constraint in MTons | FALSE | L | Annual | Constraint Shadow Price | US$/Ton | 0 | 0 | 0 | 0 | 0 | 0 | 0
NSR Pleasant Prairie 1,2 - NOX Rate Annual v3.1, Unit 5409 and retrofits | 676 | 1947 | Rate Constraint in lbs/MMBtu | FALSE | L | Annual | Seasons Included | Seasons | Winter, Summer | Winter, Summer | Winter, Summer | Winter, Summer | Winter, Summer | Winter, Summer | Winter, Summer
NSR Pleasant Prairie 1,2 - NOX Rate Annual v3.1, Unit 5409 and retrofits | 676 | 1947 | Rate Constraint in lbs/MMBtu | FALSE | L | Annual | Standard | lb/MMBtu | 0.1 | 0.1 | 0.1 | 0.1 | 0.1 | 0.1 | 0.1
NSR Pleasant Prairie 1,2 - NOX Rate Annual v3.1, Unit 5409 and retrofits | 676 | 1947 | Rate Constraint in lbs/MMBtu | FALSE | L | Annual | Emissions at Affected Plants NOX | MTons | 1.5468 | 1.5486 | 1.5486 | 1.5486 | 1.5486 | 1.5486 | 1.5486
NSR Pleasant Prairie 1,2 - NOX Rate Annual v3.1, Unit 5409 and retrofits | 676 | 1947 | Rate Constraint in lbs/MMBtu | FALSE | L | Annual | Allowances Purchased NOX | MTons | 0 | 0 | 0 | 0 | 0 | 0 | 0
NSR Pleasant Prairie 1,2 - NOX Rate Annual v3.1, Unit 5409 and retrofits | 676 | 1947 | Rate Constraint in lbs/MMBtu | FALSE | L | Annual | Allowances Sold NOX | MTons | 0 | 0 | 0 | 0 | 0 | 0 | 0
NSR Pleasant Prairie 1,2 - NOX Rate Annual v3.1, Unit 5409 and retrofits | 676 | 1947 | Rate Constraint in lbs/MMBtu | FALSE | L | Annual | Allowances Banked | MTons | 0 | 0 | 0 | 0 | 0 | 0 | 0
NSR Pleasant Prairie 1,2 - NOX Rate Annual v3.1, Unit 5409 and retrofits | 676 | 1947 | Rate Constraint in lbs/MMBtu | FALSE | L | Annual | Allowances Withdrawn (1:1) | MTons | 0 | 0 | 0 | 0 | 0 | 0 | 0
NSR Pleasant Prairie 1,2 - NOX Rate Annual v3.1, Unit 5409 and retrofits | 676 | 1947 | Rate Constraint in lbs/MMBtu | FALSE | L | Annual | Allowances Withdrawn (n:1) | MTons | 0 | 0 | 0 | 0 | 0 | 0 | 0
NSR Pleasant Prairie 1,2 - NOX Rate Annual v3.1, Unit 5409 and retrofits | 676 | 1947 | Rate Constraint in lbs/MMBtu | FALSE | L | Annual | Net Emissions Allowance Position | MTons | 1.5468 | 1.5486 | 1.5486 | 1.5486 | 1.5486 | 1.5486 | 1.5486
NSR Pleasant Prairie 1,2 - NOX Rate Annual v3.1, Unit 5409 and retrofits | 676 | 1947 | Rate Constraint in lbs/MMBtu | FALSE | L | Annual | Fuel Consumed | TBtu | 46.8522 | 46.7941 | 46.7941 | 46.7941 | 46.7941 | 46.7941 | 46.7941
NSR Pleasant Prairie 1,2 - NOX Rate Annual v3.1, Unit 5409 and retrofits | 676 | 1947 | Rate Constraint in lbs/MMBtu | FALSE | L | Annual | Rate | lb/MMBtu | 0.066029 | 0.066189 | 0.066189 | 0.066189 | 0.066189 | 0.066189 | 0.066189
NSR Pleasant Prairie 1,2 - NOX Rate Annual v3.1, Unit 5409 and retrofits | 676 | 1947 | Rate Constraint in lbs/MMBtu | FALSE | L | Annual | Generation | TWh | 4.2339 | 4.2339 | 4.2339 | 4.2339 | 4.2339 | 4.2339 | 4.2339
NSR Pleasant Prairie 1,2 - NOX Rate Annual v3.1, Unit 5409 and retrofits | 676 | 1947 | Rate Constraint in lbs/MMBtu | FALSE | L | Annual | Qualifying Generation | TWh | 4.2339 | 4.2339 | 4.2339 | 4.2339 | 4.2339 | 4.2339 | 4.2339
NSR Pleasant Prairie 1,2 - NOX Rate Annual v3.1, Unit 5409 and retrofits | 676 | 1947 | Rate Constraint in lbs/MMBtu | FALSE | L | Annual | Rate | lb/MWh | 0.36533 | 0.36576 | 0.36576 | 0.36576 | 0.36576 | 0.36576 | 0.36576
NSR Pleasant Prairie 1,2 - NOX Rate Annual v3.1, Unit 5409 and retrofits | 676 | 1947 | Rate Constraint in lbs/MMBtu | FALSE | L | Annual | Constraint Shadow Price | US$/Ton | 0 | 0 | 0 | 0 | 0 | 0 | 0
NSR Pleasant Prairie 1,2 - NOX Rate Annual v3.1, Unit 5410 and retrofits | 677 | 1947 | Rate Constraint in lbs/MMBtu | FALSE | L | Annual | Seasons Included | Seasons | Winter, Summer | Winter, Summer | Winter, Summer | Winter, Summer | Winter, Summer | Winter, Summer | Winter, Summer
NSR Pleasant Prairie 1,2 - NOX Rate Annual v3.1, Unit 5410 and retrofits | 677 | 1947 | Rate Constraint in lbs/MMBtu | FALSE | L | Annual | Standard | lb/MMBtu | 0.1 | 0.1 | 0.1 | 0.1 | 0.1 | 0.1 | 0.1
NSR Pleasant Prairie 1,2 - NOX Rate Annual v3.1, Unit 5410 and retrofits | 677 | 1947 | Rate Constraint in lbs/MMBtu | FALSE | L | Annual | Emissions at Affected Plants NOX | MTons | 1.5609 | 1.5609 | 1.5609 | 1.5609 | 1.5609 | 1.5609 | 1.5609
NSR Pleasant Prairie 1,2 - NOX Rate Annual v3.1, Unit 5410 and retrofits | 677 | 1947 | Rate Constraint in lbs/MMBtu | FALSE | L | Annual | Allowances Purchased NOX | MTons | 0 | 0 | 0 | 0 | 0 | 0 | 0
NSR Pleasant Prairie 1,2 - NOX Rate Annual v3.1, Unit 5410 and retrofits | 677 | 1947 | Rate Constraint in lbs/MMBtu | FALSE | L | Annual | Allowances Sold NOX | MTons | 0 | 0 | 0 | 0 | 0 | 0 | 0
NSR Pleasant Prairie 1,2 - NOX Rate Annual v3.1, Unit 5410 and retrofits | 677 | 1947 | Rate Constraint in lbs/MMBtu | FALSE | L | Annual | Allowances Banked | MTons | 0 | 0 | 0 | 0 | 0 | 0 | 0
NSR Pleasant Prairie 1,2 - NOX Rate Annual v3.1, Unit 5410 and retrofits | 677 | 1947 | Rate Constraint in lbs/MMBtu | FALSE | L | Annual | Allowances Withdrawn (1:1) | MTons | 0 | 0 | 0 | 0 | 0 | 0 | 0
NSR Pleasant Prairie 1,2 - NOX Rate Annual v3.1, Unit 5410 and retrofits | 677 | 1947 | Rate Constraint in lbs/MMBtu | FALSE | L | Annual | Allowances Withdrawn (n:1) | MTons | 0 | 0 | 0 | 0 | 0 | 0 | 0
NSR Pleasant Prairie 1,2 - NOX Rate Annual v3.1, Unit 5410 and retrofits | 677 | 1947 | Rate Constraint in lbs/MMBtu | FALSE | L | Annual | Net Emissions Allowance Position | MTons | 1.5609 | 1.5609 | 1.5609 | 1.5609 | 1.5609 | 1.5609 | 1.5609
NSR Pleasant Prairie 1,2 - NOX Rate Annual v3.1, Unit 5410 and retrofits | 677 | 1947 | Rate Constraint in lbs/MMBtu | FALSE | L | Annual | Fuel Consumed | TBtu | 46.9816 | 46.9816 | 46.9816 | 46.9816 | 46.9816 | 46.9816 | 46.9816
NSR Pleasant Prairie 1,2 - NOX Rate Annual v3.1, Unit 5410 and retrofits | 677 | 1947 | Rate Constraint in lbs/MMBtu | FALSE | L | Annual | Rate | lb/MMBtu | 0.066447 | 0.066447 | 0.066447 | 0.066447 | 0.066447 | 0.066447 | 0.066447
NSR Pleasant Prairie 1,2 - NOX Rate Annual v3.1, Unit 5410 and retrofits | 677 | 1947 | Rate Constraint in lbs/MMBtu | FALSE | L | Annual | Generation | TWh | 4.2339 | 4.2339 | 4.2339 | 4.2339 | 4.2339 | 4.2339 | 4.2339
NSR Pleasant Prairie 1,2 - NOX Rate Annual v3.1, Unit 5410 and retrofits | 677 | 1947 | Rate Constraint in lbs/MMBtu | FALSE | L | Annual | Qualifying Generation | TWh | 4.2339 | 4.2339 | 4.2339 | 4.2339 | 4.2339 | 4.2339 | 4.2339
NSR Pleasant Prairie 1,2 - NOX Rate Annual v3.1, Unit 5410 and retrofits | 677 | 1947 | Rate Constraint in lbs/MMBtu | FALSE | L | Annual | Rate | lb/MWh | 0.36866 | 0.36866 | 0.36866 | 0.36866 | 0.36866 | 0.36866 | 0.36866
NSR Pleasant Prairie 1,2 - NOX Rate Annual v3.1, Unit 5410 and retrofits | 677 | 1947 | Rate Constraint in lbs/MMBtu | FALSE | L | Annual | Constraint Shadow Price | US$/Ton | 0 | 0 | 0 | 0 | 0 | 0 | 0
NSR PSEG Consent - NOX Cap Annual v3.1 | 678 | 1855 | Rate Constraint in MTons | FALSE | L | Annual | Seasons Included | Seasons | Winter, Summer | Winter, Summer | Winter, Summer | Winter, Summer | Winter, Summer | Winter, Summer | Winter, Summer
NSR PSEG Consent - NOX Cap Annual v3.1 | 678 | 1855 | Rate Constraint in MTons | FALSE | L | Annual | Standard | MTons | 3.49 | 3.49 | 3.49 | 3.49 | 3.49 | 3.49 | 3.49
NSR PSEG Consent - NOX Cap Annual v3.1 | 678 | 1855 | Rate Constraint in MTons | FALSE | L | Annual | Standard NOX | MTons | 3.49 | 3.49 | 3.49 | 3.49 | 3.49 | 3.49 | 3.49
NSR PSEG Consent - NOX Cap Annual v3.1 | 678 | 1855 | Rate Constraint in MTons | FALSE | L | Annual | Emissions at Affected Plants NOX | MTons | 1.2624 | 1.2624 | 1.2624 | 1.4112 | 1.2624 | 1.528 | 1.7493
NSR PSEG Consent - NOX Cap Annual v3.1 | 678 | 1855 | Rate Constraint in MTons | FALSE | L | Annual | Allowances Purchased NOX | MTons | 0 | 0 | 0 | 0 | 0 | 0 | 0
NSR PSEG Consent - NOX Cap Annual v3.1 | 678 | 1855 | Rate Constraint in MTons | FALSE | L | Annual | Allowances Sold NOX | MTons | 0 | 0 | 0 | 0 | 0 | 0 | 0
NSR PSEG Consent - NOX Cap Annual v3.1 | 678 | 1855 | Rate Constraint in MTons | FALSE | L | Annual | Allowances Banked | MTons | 0 | 0 | 0 | 0 | 0 | 0 | 0
NSR PSEG Consent - NOX Cap Annual v3.1 | 678 | 1855 | Rate Constraint in MTons | FALSE | L | Annual | Allowances Withdrawn (1:1) | MTons | 0 | 0 | 0 | 0 | 0 | 0 | 0
NSR PSEG Consent - NOX Cap Annual v3.1 | 678 | 1855 | Rate Constraint in MTons | FALSE | L | Annual | Allowances Withdrawn (n:1) | MTons | 0 | 0 | 0 | 0 | 0 | 0 | 0
NSR PSEG Consent - NOX Cap Annual v3.1 | 678 | 1855 | Rate Constraint in MTons | FALSE | L | Annual | Net Emissions Allowance Position | MTons | 1.2624 | 1.2624 | 1.2624 | 1.4112 | 1.2624 | 1.528 | 1.7493
NSR PSEG Consent - NOX Cap Annual v3.1 | 678 | 1855 | Rate Constraint in MTons | FALSE | L | Annual | Fuel Consumed | TBtu | 33.4665 | 33.4665 | 33.4665 | 37.4123 | 33.4665 | 40.5089 | 46.3754
NSR PSEG Consent - NOX Cap Annual v3.1 | 678 | 1855 | Rate Constraint in MTons | FALSE | L | Annual | Rate | lb/MMBtu | 0.075442 | 0.075442 | 0.075442 | 0.075442 | 0.075442 | 0.075442 | 0.075442
NSR PSEG Consent - NOX Cap Annual v3.1 | 678 | 1855 | Rate Constraint in MTons | FALSE | L | Annual | Generation | TWh | 3.2306 | 3.2306 | 3.2306 | 3.6115 | 3.2306 | 3.9105 | 4.4768
NSR PSEG Consent - NOX Cap Annual v3.1 | 678 | 1855 | Rate Constraint in MTons | FALSE | L | Annual | Qualifying Generation | TWh | 3.2306 | 3.2306 | 3.2306 | 3.6115 | 3.2306 | 3.9105 | 4.4768
NSR PSEG Consent - NOX Cap Annual v3.1 | 678 | 1855 | Rate Constraint in MTons | FALSE | L | Annual | Rate | lb/MWh | 0.39076 | 0.39076 | 0.39076 | 0.39076 | 0.39076 | 0.39076 | 0.39076
NSR PSEG Consent - NOX Cap Annual v3.1 | 678 | 1855 | Rate Constraint in MTons | FALSE | L | Annual | Constraint Shadow Price | US$/Ton | 0 | 0 | 0 | 0 | 0 | 0 | 0
NSR PSEG Consent - SO2 Cap Annual v3.1 | 679 | 1856 | Rate Constraint in MTons | FALSE | L | Annual | Seasons Included | Seasons | Winter, Summer | Winter, Summer | Winter, Summer | Winter, Summer | Winter, Summer | Winter, Summer | Winter, Summer
NSR PSEG Consent - SO2 Cap Annual v3.1 | 679 | 1856 | Rate Constraint in MTons | FALSE | L | Annual | Standard | MTons | 5.27 | 5.27 | 5.27 | 5.27 | 5.27 | 5.27 | 5.27
NSR PSEG Consent - SO2 Cap Annual v3.1 | 679 | 1856 | Rate Constraint in MTons | FALSE | L | Annual | Standard SO2 | MTons | 5.27 | 5.27 | 5.27 | 5.27 | 5.27 | 5.27 | 5.27
NSR PSEG Consent - SO2 Cap Annual v3.1 | 679 | 1856 | Rate Constraint in MTons | FALSE | L | Annual | Emissions at Affected Plants SO2 | MTons | 2.4237 | 2.4237 | 2.4237 | 2.7095 | 2.4237 | 1.6183 | 1.8527
NSR PSEG Consent - SO2 Cap Annual v3.1 | 679 | 1856 | Rate Constraint in MTons | FALSE | L | Annual | Allowances Purchased SO2 | MTons | 0 | 0 | 0 | 0 | 0 | 0 | 0
NSR PSEG Consent - SO2 Cap Annual v3.1 | 679 | 1856 | Rate Constraint in MTons | FALSE | L | Annual | Allowances Sold SO2 | MTons | 0 | 0 | 0 | 0 | 0 | 0 | 0
NSR PSEG Consent - SO2 Cap Annual v3.1 | 679 | 1856 | Rate Constraint in MTons | FALSE | L | Annual | Allowances Banked | MTons | 0 | 0 | 0 | 0 | 0 | 0 | 0
NSR PSEG Consent - SO2 Cap Annual v3.1 | 679 | 1856 | Rate Constraint in MTons | FALSE | L | Annual | Allowances Withdrawn (1:1) | MTons | 0 | 0 | 0 | 0 | 0 | 0 | 0
NSR PSEG Consent - SO2 Cap Annual v3.1 | 679 | 1856 | Rate Constraint in MTons | FALSE | L | Annual | Allowances Withdrawn (n:1) | MTons | 0 | 0 | 0 | 0 | 0 | 0 | 0
NSR PSEG Consent - SO2 Cap Annual v3.1 | 679 | 1856 | Rate Constraint in MTons | FALSE | L | Annual | Net Emissions Allowance Position | MTons | 2.4237 | 2.4237 | 2.4237 | 2.7095 | 2.4237 | 1.6183 | 1.8527
NSR PSEG Consent - SO2 Cap Annual v3.1 | 679 | 1856 | Rate Constraint in MTons | FALSE | L | Annual | Fuel Consumed | TBtu | 33.4665 | 33.4665 | 33.4665 | 37.4123 | 33.4665 | 40.5089 | 46.3754
NSR PSEG Consent - SO2 Cap Annual v3.1 | 679 | 1856 | Rate Constraint in MTons | FALSE | L | Annual | Rate | lb/MMBtu | 0.14484 | 0.14484 | 0.14484 | 0.14484 | 0.14484 | 0.0799 | 0.0799
NSR PSEG Consent - SO2 Cap Annual v3.1 | 679 | 1856 | Rate Constraint in MTons | FALSE | L | Annual | Generation | TWh | 3.2306 | 3.2306 | 3.2306 | 3.6115 | 3.2306 | 3.9105 | 4.4768
NSR PSEG Consent - SO2 Cap Annual v3.1 | 679 | 1856 | Rate Constraint in MTons | FALSE | L | Annual | Qualifying Generation | TWh | 3.2306 | 3.2306 | 3.2306 | 3.6115 | 3.2306 | 3.9105 | 4.4768
NSR PSEG Consent - SO2 Cap Annual v3.1 | 679 | 1856 | Rate Constraint in MTons | FALSE | L | Annual | Rate | lb/MWh | 0.75022 | 0.75022 | 0.75022 | 0.75022 | 0.75022 | 0.41385 | 0.41385
NSR PSEG Consent - SO2 Cap Annual v3.1 | 679 | 1856 | Rate Constraint in MTons | FALSE | L | Annual | Constraint Shadow Price | US$/Ton | 0 | 0 | 0 | 0 | 0 | 0 | 0
NSR Rockport 1 & 2 - SO2 Cap Annual v5.13 | 680 | 5898 | Rate Constraint in MTons | FALSE | L | Annual | Seasons Included | Seasons | Winter, Summer | Winter, Summer | Winter, Summer | Winter, Summer | Winter, Summer | Winter, Summer | Winter, Summer
NSR Rockport 1 & 2 - SO2 Cap Annual v5.13 | 680 | 5898 | Rate Constraint in MTons | FALSE | L | Annual | Standard | MTons | 28 | 26 | 23 | 20.4 | 11.3333 | 10 | 10
NSR Rockport 1 & 2 - SO2 Cap Annual v5.13 | 680 | 5898 | Rate Constraint in MTons | FALSE | L | Annual | Standard SO2 | MTons | 28 | 26 | 23 | 20.4 | 11.3333 | 10 | 10
NSR Rockport 1 & 2 - SO2 Cap Annual v5.13 | 680 | 5898 | Rate Constraint in MTons | FALSE | L | Annual | Emissions at Affected Plants SO2 | MTons | 15.5425 | 15.5425 | 15.5425 | 15.5294 | 0.01873 | 0.01873 | 0.025408
NSR Rockport 1 & 2 - SO2 Cap Annual v5.13 | 680 | 5898 | Rate Constraint in MTons | FALSE | L | Annual | Allowances Purchased SO2 | MTons | 0 | 0 | 0 | 0 | 0 | 0 | 0
NSR Rockport 1 & 2 - SO2 Cap Annual v5.13 | 680 | 5898 | Rate Constraint in MTons | FALSE | L | Annual | Allowances Sold SO2 | MTons | 0 | 0 | 0 | 0 | 0 | 0 | 0
NSR Rockport 1 & 2 - SO2 Cap Annual v5.13 | 680 | 5898 | Rate Constraint in MTons | FALSE | L | Annual | Allowances Banked | MTons | 0 | 0 | 0 | 0 | 0 | 0 | 0
NSR Rockport 1 & 2 - SO2 Cap Annual v5.13 | 680 | 5898 | Rate Constraint in MTons | FALSE | L | Annual | Allowances Withdrawn (1:1) | MTons | 0 | 0 | 0 | 0 | 0 | 0 | 0
NSR Rockport 1 & 2 - SO2 Cap Annual v5.13 | 680 | 5898 | Rate Constraint in MTons | FALSE | L | Annual | Allowances Withdrawn (n:1) | MTons | 0 | 0 | 0 | 0 | 0 | 0 | 0
NSR Rockport 1 & 2 - SO2 Cap Annual v5.13 | 680 | 5898 | Rate Constraint in MTons | FALSE | L | Annual | Net Emissions Allowance Position | MTons | 15.5425 | 15.5425 | 15.5425 | 15.5294 | 0.01873 | 0.01873 | 0.025408
NSR Rockport 1 & 2 - SO2 Cap Annual v5.13 | 680 | 5898 | Rate Constraint in MTons | FALSE | L | Annual | Fuel Consumed | TBtu | 171.0646 | 171.0646 | 171.0646 | 171.0713 | 0.19673 | 0.19673 | 0.19694
NSR Rockport 1 & 2 - SO2 Cap Annual v5.13 | 680 | 5898 | Rate Constraint in MTons | FALSE | L | Annual | Rate | lb/MMBtu | 0.18172 | 0.18172 | 0.18172 | 0.18155 | 0.19042 | 0.19042 | 0.25803
NSR Rockport 1 & 2 - SO2 Cap Annual v5.13 | 680 | 5898 | Rate Constraint in MTons | FALSE | L | Annual | Generation | TWh | 18.1446 | 18.1446 | 18.1446 | 18.1446 | 0.020789 | 0.020789 | 0.020789
NSR Rockport 1 & 2 - SO2 Cap Annual v5.13 | 680 | 5898 | Rate Constraint in MTons | FALSE | L | Annual | Qualifying Generation | TWh | 18.1446 | 18.1446 | 18.1446 | 18.1446 | 0.020789 | 0.020789 | 0.020789
NSR Rockport 1 & 2 - SO2 Cap Annual v5.13 | 680 | 5898 | Rate Constraint in MTons | FALSE | L | Annual | Rate | lb/MWh | 0.85659 | 0.85659 | 0.85659 | 0.85587 | 0.90095 | 0.90095 | 1.2222
NSR Rockport 1 & 2 - SO2 Cap Annual v5.13 | 680 | 5898 | Rate Constraint in MTons | FALSE | L | Annual | Constraint Shadow Price | US$/Ton | 0 | 0 | 0 | 0 | 0 | 0 | 0
NSR Santee Cooper - NOX Cap Annual v3.1 | 681 | 1857 | Rate Constraint in MTons | FALSE | L | Annual | Seasons Included | Seasons | Winter, Summer | Winter, Summer | Winter, Summer | Winter, Summer | Winter, Summer | Winter, Summer | Winter, Summer
NSR Santee Cooper - NOX Cap Annual v3.1 | 681 | 1857 | Rate Constraint in MTons | FALSE | L | Annual | Standard | MTons | 20 | 20 | 20 | 20 | 20 | 20 | 20
NSR Santee Cooper - NOX Cap Annual v3.1 | 681 | 1857 | Rate Constraint in MTons | FALSE | L | Annual | Standard NOX | MTons | 20 | 20 | 20 | 20 | 20 | 20 | 20
NSR Santee Cooper - NOX Cap Annual v3.1 | 681 | 1857 | Rate Constraint in MTons | FALSE | L | Annual | Emissions at Affected Plants NOX | MTons | 5.45 | 5.4228 | 5.6221 | 5.8245 | 5.0779 | 4.3531 | 5.8277
NSR Santee Cooper - NOX Cap Annual v3.1 | 681 | 1857 | Rate Constraint in MTons | FALSE | L | Annual | Allowances Purchased NOX | MTons | 0 | 0 | 0 | 0 | 0 | 0 | 0
NSR Santee Cooper - NOX Cap Annual v3.1 | 681 | 1857 | Rate Constraint in MTons | FALSE | L | Annual | Allowances Sold NOX | MTons | 0 | 0 | 0 | 0 | 0 | 0 | 0
NSR Santee Cooper - NOX Cap Annual v3.1 | 681 | 1857 | Rate Constraint in MTons | FALSE | L | Annual | Allowances Banked | MTons | 0 | 0 | 0 | 0 | 0 | 0 | 0
NSR Santee Cooper - NOX Cap Annual v3.1 | 681 | 1857 | Rate Constraint in MTons | FALSE | L | Annual | Allowances Withdrawn (1:1) | MTons | 0 | 0 | 0 | 0 | 0 | 0 | 0
NSR Santee Cooper - NOX Cap Annual v3.1 | 681 | 1857 | Rate Constraint in MTons | FALSE | L | Annual | Allowances Withdrawn (n:1) | MTons | 0 | 0 | 0 | 0 | 0 | 0 | 0
NSR Santee Cooper - NOX Cap Annual v3.1 | 681 | 1857 | Rate Constraint in MTons | FALSE | L | Annual | Net Emissions Allowance Position | MTons | 5.45 | 5.4228 | 5.6221 | 5.8245 | 5.0779 | 4.3531 | 5.8277
NSR Santee Cooper - NOX Cap Annual v3.1 | 681 | 1857 | Rate Constraint in MTons | FALSE | L | Annual | Fuel Consumed | TBtu | 134.9097 | 135.8653 | 140.7982 | 145.7992 | 130.4412 | 115.2545 | 145.822
NSR Santee Cooper - NOX Cap Annual v3.1 | 681 | 1857 | Rate Constraint in MTons | FALSE | L | Annual | Rate | lb/MMBtu | 0.080795 | 0.079825 | 0.07986 | 0.079898 | 0.077858 | 0.07554 | 0.079928
NSR Santee Cooper - NOX Cap Annual v3.1 | 681 | 1857 | Rate Constraint in MTons | FALSE | L | Annual | Generation | TWh | 13.5271 | 13.6543 | 14.1374 | 14.606 | 13.1075 | 11.6213 | 14.6088
NSR Santee Cooper - NOX Cap Annual v3.1 | 681 | 1857 | Rate Constraint in MTons | FALSE | L | Annual | Qualifying Generation | TWh | 13.5271 | 13.6543 | 14.1374 | 14.606 | 13.1075 | 11.6213 | 14.6088
NSR Santee Cooper - NOX Cap Annual v3.1 | 681 | 1857 | Rate Constraint in MTons | FALSE | L | Annual | Rate | lb/MWh | 0.4029 | 0.39715 | 0.39768 | 0.39877 | 0.38741 | 0.37458 | 0.39892
NSR Santee Cooper - NOX Cap Annual v3.1 | 681 | 1857 | Rate Constraint in MTons | FALSE | L | Annual | Constraint Shadow Price | US$/Ton | 0 | 0 | 0 | 0 | 0 | 0 | 0
NSR Santee Cooper - NOX Rate Annual v3.1 | 682 | 1858 | Rate Constraint in lbs/MMBtu | FALSE | L | Annual | Seasons Included | Seasons | Winter, Summer | Winter, Summer | Winter, Summer | Winter, Summer | Winter, Summer | Winter, Summer | Winter, Summer
NSR Santee Cooper - NOX Rate Annual v3.1 | 682 | 1858 | Rate Constraint in lbs/MMBtu | FALSE | L | Annual | Standard | lb/MMBtu | 0.15 | 0.15 | 0.15 | 0.15 | 0.15 | 0.15 | 0.15
NSR Santee Cooper - NOX Rate Annual v3.1 | 682 | 1858 | Rate Constraint in lbs/MMBtu | FALSE | L | Annual | Emissions at Affected Plants NOX | MTons | 5.45 | 5.4228 | 5.6221 | 5.8245 | 5.0779 | 4.3531 | 5.8277
NSR Santee Cooper - NOX Rate Annual v3.1 | 682 | 1858 | Rate Constraint in lbs/MMBtu | FALSE | L | Annual | Allowances Purchased NOX | MTons | 0 | 0 | 0 | 0 | 0 | 0 | 0
NSR Santee Cooper - NOX Rate Annual v3.1 | 682 | 1858 | Rate Constraint in lbs/MMBtu | FALSE | L | Annual | Allowances Sold NOX | MTons | 0 | 0 | 0 | 0 | 0 | 0 | 0
NSR Santee Cooper - NOX Rate Annual v3.1 | 682 | 1858 | Rate Constraint in lbs/MMBtu | FALSE | L | Annual | Allowances Banked | MTons | 0 | 0 | 0 | 0 | 0 | 0 | 0
NSR Santee Cooper - NOX Rate Annual v3.1 | 682 | 1858 | Rate Constraint in lbs/MMBtu | FALSE | L | Annual | Allowances Withdrawn (1:1) | MTons | 0 | 0 | 0 | 0 | 0 | 0 | 0
NSR Santee Cooper - NOX Rate Annual v3.1 | 682 | 1858 | Rate Constraint in lbs/MMBtu | FALSE | L | Annual | Allowances Withdrawn (n:1) | MTons | 0 | 0 | 0 | 0 | 0 | 0 | 0
NSR Santee Cooper - NOX Rate Annual v3.1 | 682 | 1858 | Rate Constraint in lbs/MMBtu | FALSE | L | Annual | Net Emissions Allowance Position | MTons | 5.45 | 5.4228 | 5.6221 | 5.8245 | 5.0779 | 4.3531 | 5.8277
NSR Santee Cooper - NOX Rate Annual v3.1 | 682 | 1858 | Rate Constraint in lbs/MMBtu | FALSE | L | Annual | Fuel Consumed | TBtu | 134.9097 | 135.8653 | 140.7982 | 145.7992 | 130.4412 | 115.2545 | 145.822
NSR Santee Cooper - NOX Rate Annual v3.1 | 682 | 1858 | Rate Constraint in lbs/MMBtu | FALSE | L | Annual | Rate | lb/MMBtu | 0.080795 | 0.079825 | 0.07986 | 0.079898 | 0.077858 | 0.07554 | 0.079928
NSR Santee Cooper - NOX Rate Annual v3.1 | 682 | 1858 | Rate Constraint in lbs/MMBtu | FALSE | L | Annual | Generation | TWh | 13.5271 | 13.6543 | 14.1374 | 14.606 | 13.1075 | 11.6213 | 14.6088
NSR Santee Cooper - NOX Rate Annual v3.1 | 682 | 1858 | Rate Constraint in lbs/MMBtu | FALSE | L | Annual | Qualifying Generation | TWh | 13.5271 | 13.6543 | 14.1374 | 14.606 | 13.1075 | 11.6213 | 14.6088
NSR Santee Cooper - NOX Rate Annual v3.1 | 682 | 1858 | Rate Constraint in lbs/MMBtu | FALSE | L | Annual | Rate | lb/MWh | 0.4029 | 0.39715 | 0.39768 | 0.39877 | 0.38741 | 0.37458 | 0.39892
NSR Santee Cooper - NOX Rate Annual v3.1 | 682 | 1858 | Rate Constraint in lbs/MMBtu | FALSE | L | Annual | Constraint Shadow Price | US$/Ton | 0 | 0 | 0 | 0 | 0 | 0 | 0
NSR Santee Cooper - SO2 Cap Annual v3.1 | 683 | 1859 | Rate Constraint in MTons | FALSE | L | Annual | Seasons Included | Seasons | Winter, Summer | Winter, Summer | Winter, Summer | Winter, Summer | Winter, Summer | Winter, Summer | Winter, Summer
NSR Santee Cooper - SO2 Cap Annual v3.1 | 683 | 1859 | Rate Constraint in MTons | FALSE | L | Annual | Standard | MTons | 65 | 65 | 65 | 65 | 65 | 65 | 65
NSR Santee Cooper - SO2 Cap Annual v3.1 | 683 | 1859 | Rate Constraint in MTons | FALSE | L | Annual | Standard SO2 | MTons | 65 | 65 | 65 | 65 | 65 | 65 | 65
NSR Santee Cooper - SO2 Cap Annual v3.1 | 683 | 1859 | Rate Constraint in MTons | FALSE | L | Annual | Emissions at Affected Plants SO2 | MTons | 7.3552 | 9.4965 | 9.9803 | 10.2166 | 10.9397 | 8.7749 | 12.5524
NSR Santee Cooper - SO2 Cap Annual v3.1 | 683 | 1859 | Rate Constraint in MTons | FALSE | L | Annual | Allowances Purchased SO2 | MTons | 0 | 0 | 0 | 0 | 0 | 0 | 0
NSR Santee Cooper - SO2 Cap Annual v3.1 | 683 | 1859 | Rate Constraint in MTons | FALSE | L | Annual | Allowances Sold SO2 | MTons | 0 | 0 | 0 | 0 | 0 | 0 | 0
NSR Santee Cooper - SO2 Cap Annual v3.1 | 683 | 1859 | Rate Constraint in MTons | FALSE | L | Annual | Allowances Banked | MTons | 0 | 0 | 0 | 0 | 0 | 0 | 0
NSR Santee Cooper - SO2 Cap Annual v3.1 | 683 | 1859 | Rate Constraint in MTons | FALSE | L | Annual | Allowances Withdrawn (1:1) | MTons | 0 | 0 | 0 | 0 | 0 | 0 | 0
NSR Santee Cooper - SO2 Cap Annual v3.1 | 683 | 1859 | Rate Constraint in MTons | FALSE | L | Annual | Allowances Withdrawn (n:1) | MTons | 0 | 0 | 0 | 0 | 0 | 0 | 0
NSR Santee Cooper - SO2 Cap Annual v3.1 | 683 | 1859 | Rate Constraint in MTons | FALSE | L | Annual | Net Emissions Allowance Position | MTons | 7.3552 | 9.4965 | 9.9803 | 10.2166 | 10.9397 | 8.7749 | 12.5524
NSR Santee Cooper - SO2 Cap Annual v3.1 | 683 | 1859 | Rate Constraint in MTons | FALSE | L | Annual | Fuel Consumed | TBtu | 134.9097 | 135.8653 | 140.7982 | 145.7992 | 130.4412 | 115.2545 | 145.822
NSR Santee Cooper - SO2 Cap Annual v3.1 | 683 | 1859 | Rate Constraint in MTons | FALSE | L | Annual | Rate | lb/MMBtu | 0.10904 | 0.13979 | 0.14177 | 0.14015 | 0.16773 | 0.15227 | 0.17216
NSR Santee Cooper - SO2 Cap Annual v3.1 | 683 | 1859 | Rate Constraint in MTons | FALSE | L | Annual | Generation | TWh | 13.5271 | 13.6543 | 14.1374 | 14.606 | 13.1075 | 11.6213 | 14.6088
NSR Santee Cooper - SO2 Cap Annual v3.1 | 683 | 1859 | Rate Constraint in MTons | FALSE | L | Annual | Qualifying Generation | TWh | 13.5271 | 13.6543 | 14.1374 | 14.606 | 13.1075 | 11.6213 | 14.6088
NSR Santee Cooper - SO2 Cap Annual v3.1 | 683 | 1859 | Rate Constraint in MTons | FALSE | L | Annual | Rate | lb/MWh | 0.54374 | 0.69549 | 0.70595 | 0.69948 | 0.83462 | 0.75507 | 0.85924
NSR Santee Cooper - SO2 Cap Annual v3.1 | 683 | 1859 | Rate Constraint in MTons | FALSE | L | Annual | Constraint Shadow Price | US$/Ton | 0 | 0 | 0 | 0 | 0 | 0 | 0
NSR Santee Cooper - SO2 Rate Annual v3.1 | 684 | 1860 | Rate Constraint in lbs/MMBtu | FALSE | L | Annual | Seasons Included | Seasons | Winter, Summer | Winter, Summer | Winter, Summer | Winter, Summer | Winter, Summer | Winter, Summer | Winter, Summer
NSR Santee Cooper - SO2 Rate Annual v3.1 | 684 | 1860 | Rate Constraint in lbs/MMBtu | FALSE | L | Annual | Standard | lb/MMBtu | 0.5 | 0.5 | 0.5 | 0.5 | 0.5 | 0.5 | 0.5
NSR Santee Cooper - SO2 Rate Annual v3.1 | 684 | 1860 | Rate Constraint in lbs/MMBtu | FALSE | L | Annual | Emissions at Affected Plants SO2 | MTons | 7.3552 | 9.4965 | 9.9803 | 10.2166 | 10.9397 | 8.7749 | 12.5524
NSR Santee Cooper - SO2 Rate Annual v3.1 | 684 | 1860 | Rate Constraint in lbs/MMBtu | FALSE | L | Annual | Allowances Purchased SO2 | MTons | 0 | 0 | 0 | 0 | 0 | 0 | 0
NSR Santee Cooper - SO2 Rate Annual v3.1 | 684 | 1860 | Rate Constraint in lbs/MMBtu | FALSE | L | Annual | Allowances Sold SO2 | MTons | 0 | 0 | 0 | 0 | 0 | 0 | 0
NSR Santee Cooper - SO2 Rate Annual v3.1 | 684 | 1860 | Rate Constraint in lbs/MMBtu | FALSE | L | Annual | Allowances Banked | MTons | 0 | 0 | 0 | 0 | 0 | 0 | 0
NSR Santee Cooper - SO2 Rate Annual v3.1 | 684 | 1860 | Rate Constraint in lbs/MMBtu | FALSE | L | Annual | Allowances Withdrawn (1:1) | MTons | 0 | 0 | 0 | 0 | 0 | 0 | 0
NSR Santee Cooper - SO2 Rate Annual v3.1 | 684 | 1860 | Rate Constraint in lbs/MMBtu | FALSE | L | Annual | Allowances Withdrawn (n:1) | MTons | 0 | 0 | 0 | 0 | 0 | 0 | 0
NSR Santee Cooper - SO2 Rate Annual v3.1 | 684 | 1860 | Rate Constraint in lbs/MMBtu | FALSE | L | Annual | Net Emissions Allowance Position | MTons | 7.3552 | 9.4965 | 9.9803 | 10.2166 | 10.9397 | 8.7749 | 12.5524
NSR Santee Cooper - SO2 Rate Annual v3.1 | 684 | 1860 | Rate Constraint in lbs/MMBtu | FALSE | L | Annual | Fuel Consumed | TBtu | 134.9097 | 135.8653 | 140.7982 | 145.7992 | 130.4412 | 115.2545 | 145.822
NSR Santee Cooper - SO2 Rate Annual v3.1 | 684 | 1860 | Rate Constraint in lbs/MMBtu | FALSE | L | Annual | Rate | lb/MMBtu | 0.10904 | 0.13979 | 0.14177 | 0.14015 | 0.16773 | 0.15227 | 0.17216
NSR Santee Cooper - SO2 Rate Annual v3.1 | 684 | 1860 | Rate Constraint in lbs/MMBtu | FALSE | L | Annual | Generation | TWh | 13.5271 | 13.6543 | 14.1374 | 14.606 | 13.1075 | 11.6213 | 14.6088
NSR Santee Cooper - SO2 Rate Annual v3.1 | 684 | 1860 | Rate Constraint in lbs/MMBtu | FALSE | L | Annual | Qualifying Generation | TWh | 13.5271 | 13.6543 | 14.1374 | 14.606 | 13.1075 | 11.6213 | 14.6088
NSR Santee Cooper - SO2 Rate Annual v3.1 | 684 | 1860 | Rate Constraint in lbs/MMBtu | FALSE | L | Annual | Rate | lb/MWh | 0.54374 | 0.69549 | 0.70595 | 0.69948 | 0.83462 | 0.75507 | 0.85924
NSR Santee Cooper - SO2 Rate Annual v3.1 | 684 | 1860 | Rate Constraint in lbs/MMBtu | FALSE | L | Annual | Constraint Shadow Price | US$/Ton | 0 | 0 | 0 | 0 | 0 | 0 | 0
NSR Schahfer 14 - NOX Rate Annual v4.11, Unit 5323 and retrofits | 685 | 2304 | Rate Constraint in lbs/MMBtu | FALSE | L | Annual | Seasons Included | Seasons | Winter, Summer | Winter, Summer | Winter, Summer | Winter, Summer | Winter, Summer | Winter, Summer | Winter, Summer
NSR Schahfer 14 - NOX Rate Annual v4.11, Unit 5323 and retrofits | 685 | 2304 | Rate Constraint in lbs/MMBtu | FALSE | L | Annual | Standard | lb/MMBtu | 0.1 | 0.1 | 0.1 | 0.1 | 0.1 | 0.1 | 0.1
NSR Schahfer 14 - NOX Rate Annual v4.11, Unit 5323 and retrofits | 685 | 2304 | Rate Constraint in lbs/MMBtu | FALSE | L | Annual | Emissions at Affected Plants NOX | MTons | 1.3383 | 1.3383 | 1.4489 | 1.4489 | 1.4489 | 1.4489 | 1.6587
NSR Schahfer 14 - NOX Rate Annual v4.11, Unit 5323 and retrofits | 685 | 2304 | Rate Constraint in lbs/MMBtu | FALSE | L | Annual | Allowances Purchased NOX | MTons | 0 | 0 | 0 | 0 | 0 | 0 | 0
NSR Schahfer 14 - NOX Rate Annual v4.11, Unit 5323 and retrofits | 685 | 2304 | Rate Constraint in lbs/MMBtu | FALSE | L | Annual | Allowances Sold NOX | MTons | 0 | 0 | 0 | 0 | 0 | 0 | 0
NSR Schahfer 14 - NOX Rate Annual v4.11, Unit 5323 and retrofits | 685 | 2304 | Rate Constraint in lbs/MMBtu | FALSE | L | Annual | Allowances Banked | MTons | 0 | 0 | 0 | 0 | 0 | 0 | 0
NSR Schahfer 14 - NOX Rate Annual v4.11, Unit 5323 and retrofits | 685 | 2304 | Rate Constraint in lbs/MMBtu | FALSE | L | Annual | Allowances Withdrawn (1:1) | MTons | 0 | 0 | 0 | 0 | 0 | 0 | 0
NSR Schahfer 14 - NOX Rate Annual v4.11, Unit 5323 and retrofits | 685 | 2304 | Rate Constraint in lbs/MMBtu | FALSE | L | Annual | Allowances Withdrawn (n:1) | MTons | 0 | 0 | 0 | 0 | 0 | 0 | 0
NSR Schahfer 14 - NOX Rate Annual v4.11, Unit 5323 and retrofits | 685 | 2304 | Rate Constraint in lbs/MMBtu | FALSE | L | Annual | Net Emissions Allowance Position | MTons | 1.3383 | 1.3383 | 1.4489 | 1.4489 | 1.4489 | 1.4489 | 1.6587
NSR Schahfer 14 - NOX Rate Annual v4.11, Unit 5323 and retrofits | 685 | 2304 | Rate Constraint in lbs/MMBtu | FALSE | L | Annual | Fuel Consumed | TBtu | 26.7654 | 26.7654 | 28.9775 | 28.9775 | 28.9775 | 28.9775 | 33.1741
NSR Schahfer 14 - NOX Rate Annual v4.11, Unit 5323 and retrofits | 685 | 2304 | Rate Constraint in lbs/MMBtu | FALSE | L | Annual | Rate | lb/MMBtu | 0.1 | 0.1 | 0.1 | 0.1 | 0.1 | 0.1 | 0.1
NSR Schahfer 14 - NOX Rate Annual v4.11, Unit 5323 and retrofits | 685 | 2304 | Rate Constraint in lbs/MMBtu | FALSE | L | Annual | Generation | TWh | 2.4916 | 2.4916 | 2.6975 | 2.6975 | 2.6975 | 2.6975 | 3.0882
NSR Schahfer 14 - NOX Rate Annual v4.11, Unit 5323 and retrofits | 685 | 2304 | Rate Constraint in lbs/MMBtu | FALSE | L | Annual | Qualifying Generation | TWh | 2.4916 | 2.4916 | 2.6975 | 2.6975 | 2.6975 | 2.6975 | 3.0882
NSR Schahfer 14 - NOX Rate Annual v4.11, Unit 5323 and retrofits | 685 | 2304 | Rate Constraint in lbs/MMBtu | FALSE | L | Annual | Rate | lb/MWh | 0.53711 | 0.53711 | 0.53711 | 0.53711 | 0.53711 | 0.53711 | 0.53711
NSR Schahfer 14 - NOX Rate Annual v4.11, Unit 5323 and retrofits | 685 | 2304 | Rate Constraint in lbs/MMBtu | FALSE | L | Annual | Constraint Shadow Price | US$/Ton | 0 | 0 | 0 | 0 | 0 | 0 | 0
NSR Schahfer 14 - SO2 Rate Annual v4.11, Unit 5323 and retrofits | 686 | 2298 | Rate Constraint in lbs/MMBtu | FALSE | L | Annual | Seasons Included | Seasons | Winter, Summer | Winter, Summer | Winter, Summer | Winter, Summer | Winter, Summer | Winter, Summer | Winter, Summer
NSR Schahfer 14 - SO2 Rate Annual v4.11, Unit 5323 and retrofits | 686 | 2298 | Rate Constraint in lbs/MMBtu | FALSE | L | Annual | Standard | lb/MMBtu | 0.08 | 0.08 | 0.08 | 0.08 | 0.08 | 0.08 | 0.08
NSR Schahfer 14 - SO2 Rate Annual v4.11, Unit 5323 and retrofits | 686 | 2298 | Rate Constraint in lbs/MMBtu | FALSE | L | Annual | Emissions at Affected Plants SO2 | MTons | 0.80162 | 0.80162 | 0.86788 | 0.86788 | 0.86788 | 0.86788 | 0.99356
NSR Schahfer 14 - SO2 Rate Annual v4.11, Unit 5323 and retrofits | 686 | 2298 | Rate Constraint in lbs/MMBtu | FALSE | L | Annual | Allowances Purchased SO2 | MTons | 0 | 0 | 0 | 0 | 0 | 0 | 0
NSR Schahfer 14 - SO2 Rate Annual v4.11, Unit 5323 and retrofits | 686 | 2298 | Rate Constraint in lbs/MMBtu | FALSE | L | Annual | Allowances Sold SO2 | MTons | 0 | 0 | 0 | 0 | 0 | 0 | 0
NSR Schahfer 14 - SO2 Rate Annual v4.11, Unit 5323 and retrofits | 686 | 2298 | Rate Constraint in lbs/MMBtu | FALSE | L | Annual | Allowances Banked | MTons | 0 | 0 | 0 | 0 | 0 | 0 | 0
NSR Schahfer 14 - SO2 Rate Annual v4.11, Unit 5323 and retrofits | 686 | 2298 | Rate Constraint in lbs/MMBtu | FALSE | L | Annual | Allowances Withdrawn (1:1) | MTons | 0 | 0 | 0 | 0 | 0 | 0 | 0
NSR Schahfer 14 - SO2 Rate Annual v4.11, Unit 5323 and retrofits | 686 | 2298 | Rate Constraint in lbs/MMBtu | FALSE | L | Annual | Allowances Withdrawn (n:1) | MTons | 0 | 0 | 0 | 0 | 0 | 0 | 0
NSR Schahfer 14 - SO2 Rate Annual v4.11, Unit 5323 and retrofits | 686 | 2298 | Rate Constraint in lbs/MMBtu | FALSE | L | Annual | Net Emissions Allowance Position | MTons | 0.80162 | 0.80162 | 0.86788 | 0.86788 | 0.86788 | 0.86788 | 0.99356
NSR Schahfer 14 - SO2 Rate Annual v4.11, Unit 5323 and retrofits | 686 | 2298 | Rate Constraint in lbs/MMBtu | FALSE | L | Annual | Fuel Consumed | TBtu | 26.7654 | 26.7654 | 28.9775 | 28.9775 | 28.9775 | 28.9775 | 33.1741
NSR Schahfer 14 - SO2 Rate Annual v4.11, Unit 5323 and retrofits | 686 | 2298 | Rate Constraint in lbs/MMBtu | FALSE | L | Annual | Rate | lb/MMBtu | 0.0599 | 0.0599 | 0.0599 | 0.0599 | 0.0599 | 0.0599 | 0.0599
NSR Schahfer 14 - SO2 Rate Annual v4.11, Unit 5323 and retrofits | 686 | 2298 | Rate Constraint in lbs/MMBtu | FALSE | L | Annual | Generation | TWh | 2.4916 | 2.4916 | 2.6975 | 2.6975 | 2.6975 | 2.6975 | 3.0882
NSR Schahfer 14 - SO2 Rate Annual v4.11, Unit 5323 and retrofits | 686 | 2298 | Rate Constraint in lbs/MMBtu | FALSE | L | Annual | Qualifying Generation | TWh | 2.4916 | 2.4916 | 2.6975 | 2.6975 | 2.6975 | 2.6975 | 3.0882
NSR Schahfer 14 - SO2 Rate Annual v4.11, Unit 5323 and retrofits | 686 | 2298 | Rate Constraint in lbs/MMBtu | FALSE | L | Annual | Rate | lb/MWh | 0.32173 | 0.32173 | 0.32173 | 0.32173 | 0.32173 | 0.32173 | 0.32173
NSR Schahfer 14 - SO2 Rate Annual v4.11, Unit 5323 and retrofits | 686 | 2298 | Rate Constraint in lbs/MMBtu | FALSE | L | Annual | Constraint Shadow Price | US$/Ton | 0 | 0 | 0 | 0 | 0 | 0 | 0
NSR Schahfer 15 - NOX Rate Annual v4.11, Unit 5437 and retrofits | 687 | 2305 | Rate Constraint in lbs/MMBtu | FALSE | L | Annual | Seasons Included | Seasons | Winter, Summer | Winter, Summer | Winter, Summer | Winter, Summer | Winter, Summer | Winter, Summer | Winter, Summer
NSR Schahfer 15 - NOX Rate Annual v4.11, Unit 5437 and retrofits | 687 | 2305 | Rate Constraint in lbs/MMBtu | FALSE | L | Annual | Standard | lb/MMBtu | 0.08 | 0.08 | 0.08 | 0.08 | 0.08 | 0.08 | 0.08
NSR Schahfer 15 - NOX Rate Annual v4.11, Unit 5437 and retrofits | 687 | 2305 | Rate Constraint in lbs/MMBtu | FALSE | L | Annual | Emissions at Affected Plants NOX | MTons | 0.68927 | 0.83383 | 0.83383 | 0.83383 | 0.75209 | 0.8334 | 0.88685
NSR Schahfer 15 - NOX Rate Annual v4.11, Unit 5437 and retrofits | 687 | 2305 | Rate Constraint in lbs/MMBtu | FALSE | L | Annual | Allowances Purchased NOX | MTons | 0 | 0 | 0 | 0 | 0 | 0 | 0
NSR Schahfer 15 - NOX Rate Annual v4.11, Unit 5437 and retrofits | 687 | 2305 | Rate Constraint in lbs/MMBtu | FALSE | L | Annual | Allowances Sold NOX | MTons | 0 | 0 | 0 | 0 | 0 | 0 | 0
NSR Schahfer 15 - NOX Rate Annual v4.11, Unit 5437 and retrofits | 687 | 2305 | Rate Constraint in lbs/MMBtu | FALSE | L | Annual | Allowances Banked | MTons | 0 | 0 | 0 | 0 | 0 | 0 | 0
NSR Schahfer 15 - NOX Rate Annual v4.11, Unit 5437 and retrofits | 687 | 2305 | Rate Constraint in lbs/MMBtu | FALSE | L | Annual | Allowances Withdrawn (1:1) | MTons | 0 | 0 | 0 | 0 | 0 | 0 | 0
NSR Schahfer 15 - NOX Rate Annual v4.11, Unit 5437 and retrofits | 687 | 2305 | Rate Constraint in lbs/MMBtu | FALSE | L | Annual | Allowances Withdrawn (n:1) | MTons | 0 | 0 | 0 | 0 | 0 | 0 | 0
NSR Schahfer 15 - NOX Rate Annual v4.11, Unit 5437 and retrofits | 687 | 2305 | Rate Constraint in lbs/MMBtu | FALSE | L | Annual | Net Emissions Allowance Position | MTons | 0.68927 | 0.83383 | 0.83383 | 0.83383 | 0.75209 | 0.8334 | 0.88685
NSR Schahfer 15 - NOX Rate Annual v4.11, Unit 5437 and retrofits | 687 | 2305 | Rate Constraint in lbs/MMBtu | FALSE | L | Annual | Fuel Consumed | TBtu | 27.4428 | 33.1983 | 33.1983 | 33.1983 | 29.9558 | 33.193 | 35.3095
NSR Schahfer 15 - NOX Rate Annual v4.11, Unit 5437 and retrofits | 687 | 2305 | Rate Constraint in lbs/MMBtu | FALSE | L | Annual | Rate | lb/MMBtu | 0.050233 | 0.050233 | 0.050233 | 0.050233 | 0.050213 | 0.050215 | 0.050233
NSR Schahfer 15 - NOX Rate Annual v4.11, Unit 5437 and retrofits | 687 | 2305 | Rate Constraint in lbs/MMBtu | FALSE | L | Annual | Generation | TWh | 2.4273 | 2.9364 | 2.9364 | 2.9364 | 2.6496 | 2.9359 | 3.1231
NSR Schahfer 15 - NOX Rate Annual v4.11, Unit 5437 and retrofits | 687 | 2305 | Rate Constraint in lbs/MMBtu | FALSE | L | Annual | Qualifying Generation | TWh | 2.4273 | 2.9364 | 2.9364 | 2.9364 | 2.6496 | 2.9359 | 3.1231
NSR Schahfer 15 - NOX Rate Annual v4.11, Unit 5437 and retrofits | 687 | 2305 | Rate Constraint in lbs/MMBtu | FALSE | L | Annual | Rate | lb/MWh | 0.28396 | 0.28397 | 0.28397 | 0.28397 | 0.28385 | 0.28387 | 0.28397
NSR Schahfer 15 - NOX Rate Annual v4.11, Unit 5437 and retrofits | 687 | 2305 | Rate Constraint in lbs/MMBtu | FALSE | L | Annual | Constraint Shadow Price | US$/Ton | 0 | 0 | 0 | 0 | 0 | 0 | 0
NSR Schahfer 15 - SO2 Rate Annual v4.11, Unit 5437 and retrofits | 688 | 2299 | Rate Constraint in lbs/MMBtu | FALSE | L | Annual | Seasons Included | Seasons | Winter, Summer | Winter, Summer | Winter, Summer | Winter, Summer | Winter, Summer | Winter, Summer | Winter, Summer
NSR Schahfer 15 - SO2 Rate Annual v4.11, Unit 5437 and retrofits | 688 | 2299 | Rate Constraint in lbs/MMBtu | FALSE | L | Annual | Standard | lb/MMBtu | 0.08 | 0.08 | 0.08 | 0.08 | 0.08 | 0.08 | 0.08
NSR Schahfer 15 - SO2 Rate Annual v4.11, Unit 5437 and retrofits | 688 | 2299 | Rate Constraint in lbs/MMBtu | FALSE | L | Annual | Emissions at Affected Plants SO2 | MTons | 0.82191 | 0.99429 | 0.99429 | 0.99429 | 0.89718 | 0.99413 | 1.0575
NSR Schahfer 15 - SO2 Rate Annual v4.11, Unit 5437 and retrofits | 688 | 2299 | Rate Constraint in lbs/MMBtu | FALSE | L | Annual | Allowances Purchased SO2 | MTons | 0 | 0 | 0 | 0 | 0 | 0 | 0
NSR Schahfer 15 - SO2 Rate Annual v4.11, Unit 5437 and retrofits | 688 | 2299 | Rate Constraint in lbs/MMBtu | FALSE | L | Annual | Allowances Sold SO2 | MTons | 0 | 0 | 0 | 0 | 0 | 0 | 0
NSR Schahfer 15 - SO2 Rate Annual v4.11, Unit 5437 and retrofits | 688 | 2299 | Rate Constraint in lbs/MMBtu | FALSE | L | Annual | Allowances Banked | MTons | 0 | 0 | 0 | 0 | 0 | 0 | 0
NSR Schahfer 15 - SO2 Rate Annual v4.11, Unit 5437 and retrofits | 688 | 2299 | Rate Constraint in lbs/MMBtu | FALSE | L | Annual | Allowances Withdrawn (1:1) | MTons | 0 | 0 | 0 | 0 | 0 | 0 | 0
NSR Schahfer 15 - SO2 Rate Annual v4.11, Unit 5437 and retrofits | 688 | 2299 | Rate Constraint in lbs/MMBtu | FALSE | L | Annual | Allowances Withdrawn (n:1) | MTons | 0 | 0 | 0 | 0 | 0 | 0 | 0
NSR Schahfer 15 - SO2 Rate Annual v4.11, Unit 5437 and retrofits | 688 | 2299 | Rate Constraint in lbs/MMBtu | FALSE | L | Annual | Net Emissions Allowance Position | MTons | 0.82191 | 0.99429 | 0.99429 | 0.99429 | 0.89718 | 0.99413 | 1.0575
NSR Schahfer 15 - SO2 Rate Annual v4.11, Unit 5437 and retrofits | 688 | 2299 | Rate Constraint in lbs/MMBtu | FALSE | L | Annual | Fuel Consumed | TBtu | 27.4428 | 33.1983 | 33.1983 | 33.1983 | 29.9558 | 33.193 | 35.3095
NSR Schahfer 15 - SO2 Rate Annual v4.11, Unit 5437 and retrofits | 688 | 2299 | Rate Constraint in lbs/MMBtu | FALSE | L | Annual | Rate | lb/MMBtu | 0.0599 | 0.0599 | 0.0599 | 0.0599 | 0.0599 | 0.0599 | 0.0599
NSR Schahfer 15 - SO2 Rate Annual v4.11, Unit 5437 and retrofits | 688 | 2299 | Rate Constraint in lbs/MMBtu | FALSE | L | Annual | Generation | TWh | 2.4273 | 2.9364 | 2.9364 | 2.9364 | 2.6496 | 2.9359 | 3.1231
NSR Schahfer 15 - SO2 Rate Annual v4.11, Unit 5437 and retrofits | 688 | 2299 | Rate Constraint in lbs/MMBtu | FALSE | L | Annual | Qualifying Generation | TWh | 2.4273 | 2.9364 | 2.9364 | 2.9364 | 2.6496 | 2.9359 | 3.1231
NSR Schahfer 15 - SO2 Rate Annual v4.11, Unit 5437 and retrofits | 688 | 2299 | Rate Constraint in lbs/MMBtu | FALSE | L | Annual | Rate | lb/MWh | 0.33861 | 0.33861 | 0.33861 | 0.33861 | 0.33861 | 0.33861 | 0.33861
NSR Schahfer 15 - SO2 Rate Annual v4.11, Unit 5437 and retrofits | 688 | 2299 | Rate Constraint in lbs/MMBtu | FALSE | L | Annual | Constraint Shadow Price | US$/Ton | 0 | 0 | 0 | 0 | 0 | 0 | 0
NSR Schahfer 17 & 18 - NOX Rate Annual v4.11, Unit 5227 and retrofits | 689 | 2306 | Rate Constraint in lbs/MMBtu | FALSE | L | Annual | Seasons Included | Seasons | Winter, Summer | Winter, Summer | Winter, Summer | Winter, Summer | Winter, Summer | Winter, Summer | Winter, Summer
NSR Schahfer 17 & 18 - NOX Rate Annual v4.11, Unit 5227 and retrofits | 689 | 2306 | Rate Constraint in lbs/MMBtu | FALSE | L | Annual | Standard | lb/MMBtu | 0.2 | 0.2 | 0.2 | 0.2 | 0.2 | 0.2 | 0.2
NSR Schahfer 17 & 18 - NOX Rate Annual v4.11, Unit 5227 and retrofits | 689 | 2306 | Rate Constraint in lbs/MMBtu | FALSE | L | Annual | Emissions at Affected Plants NOX | MTons | 0.7034 | 0.7034 | 0.89087 | 1.8009 | 0.89087 | 0.89087 | 2.0399
NSR Schahfer 17 & 18 - NOX Rate Annual v4.11, Unit 5227 and retrofits | 689 | 2306 | Rate Constraint in lbs/MMBtu | FALSE | L | Annual | Allowances Purchased NOX | MTons | 0 | 0 | 0 | 0 | 0 | 0 | 0
NSR Schahfer 17 & 18 - NOX Rate Annual v4.11, Unit 5227 and retrofits | 689 | 2306 | Rate Constraint in lbs/MMBtu | FALSE | L | Annual | Allowances Sold NOX | MTons | 0 | 0 | 0 | 0 | 0 | 0 | 0
NSR Schahfer 17 & 18 - NOX Rate Annual v4.11, Unit 5227 and retrofits | 689 | 2306 | Rate Constraint in lbs/MMBtu | FALSE | L | Annual | Allowances Banked | MTons | 0 | 0 | 0 | 0 | 0 | 0 | 0
NSR Schahfer 17 & 18 - NOX Rate Annual v4.11, Unit 5227 and retrofits | 689 | 2306 | Rate Constraint in lbs/MMBtu | FALSE | L | Annual | Allowances Withdrawn (1:1) | MTons | 0 | 0 | 0 | 0 | 0 | 0 | 0
NSR Schahfer 17 & 18 - NOX Rate Annual v4.11, Unit 5227 and retrofits | 689 | 2306 | Rate Constraint in lbs/MMBtu | FALSE | L | Annual | Allowances Withdrawn (n:1) | MTons | 0 | 0 | 0 | 0 | 0 | 0 | 0
NSR Schahfer 17 & 18 - NOX Rate Annual v4.11, Unit 5227 and retrofits | 689 | 2306 | Rate Constraint in lbs/MMBtu | FALSE | L | Annual | Net Emissions Allowance Position | MTons | 0.7034 | 0.7034 | 0.89087 | 1.8009 | 0.89087 | 0.89087 | 2.0399
NSR Schahfer 17 & 18 - NOX Rate Annual v4.11, Unit 5227 and retrofits | 689 | 2306 | Rate Constraint in lbs/MMBtu | FALSE | L | Annual | Fuel Consumed | TBtu | 7.69 | 7.69 | 9.7395 | 19.689 | 9.7395 | 9.7395 | 22.3775
NSR Schahfer 17 & 18 - NOX Rate Annual v4.11, Unit 5227 and retrofits | 689 | 2306 | Rate Constraint in lbs/MMBtu | FALSE | L | Annual | Rate | lb/MMBtu | 0.18294 | 0.18294 | 0.18294 | 0.18294 | 0.18294 | 0.18294 | 0.18232
NSR Schahfer 17 & 18 - NOX Rate Annual v4.11, Unit 5227 and retrofits | 689 | 2306 | Rate Constraint in lbs/MMBtu | FALSE | L | Annual | Generation | TWh | 0.66233 | 0.66233 | 0.83884 | 1.6958 | 0.83884 | 0.83884 | 1.924
NSR Schahfer 17 & 18 - NOX Rate Annual v4.11, Unit 5227 and retrofits | 689 | 2306 | Rate Constraint in lbs/MMBtu | FALSE | L | Annual | Qualifying Generation | TWh | 0.66233 | 0.66233 | 0.83884 | 1.6958 | 0.83884 | 0.83884 | 1.924
NSR Schahfer 17 & 18 - NOX Rate Annual v4.11, Unit 5227 and retrofits | 689 | 2306 | Rate Constraint in lbs/MMBtu | FALSE | L | Annual | Rate | lb/MWh | 1.062 | 1.062 | 1.062 | 1.062 | 1.062 | 1.062 | 1.0603
NSR Schahfer 17 & 18 - NOX Rate Annual v4.11, Unit 5227 and retrofits | 689 | 2306 | Rate Constraint in lbs/MMBtu | FALSE | L | Annual | Constraint Shadow Price | US$/Ton | 0 | 0 | 0 | 0 | 0 | 0 | 0
NSR Schahfer 17 & 18 - NOX Rate Annual v4.11, Unit 5228 and retrofits | 690 | 2306 | Rate Constraint in lbs/MMBtu | FALSE | L | Annual | Seasons Included | Seasons | Winter, Summer | Winter, Summer | Winter, Summer | Winter, Summer | Winter, Summer | Winter, Summer | Winter, Summer
NSR Schahfer 17 & 18 - NOX Rate Annual v4.11, Unit 5228 and retrofits | 690 | 2306 | Rate Constraint in lbs/MMBtu | FALSE | L | Annual | Standard | lb/MMBtu | 0.2 | 0.2 | 0.2 | 0.2 | 0.2 | 0.2 | 0.2
NSR Schahfer 17 & 18 - NOX Rate Annual v4.11, Unit 5228 and retrofits | 690 | 2306 | Rate Constraint in lbs/MMBtu | FALSE | L | Annual | Emissions at Affected Plants NOX | MTons | 0.78627 | 1.0647 | 1.6345 | 1.8045 | 0.89265 | 2.0474 | 2.044
NSR Schahfer 17 & 18 - NOX Rate Annual v4.11, Unit 5228 and retrofits | 690 | 2306 | Rate Constraint in lbs/MMBtu | FALSE | L | Annual | Allowances Purchased NOX | MTons | 0 | 0 | 0 | 0 | 0 | 0 | 0
NSR Schahfer 17 & 18 - NOX Rate Annual v4.11, Unit 5228 and retrofits | 690 | 2306 | Rate Constraint in lbs/MMBtu | FALSE | L | Annual | Allowances Sold NOX | MTons | 0 | 0 | 0 | 0 | 0 | 0 | 0
NSR Schahfer 17 & 18 - NOX Rate Annual v4.11, Unit 5228 and retrofits | 690 | 2306 | Rate Constraint in lbs/MMBtu | FALSE | L | Annual | Allowances Banked | MTons | 0 | 0 | 0 | 0 | 0 | 0 | 0
NSR Schahfer 17 & 18 - NOX Rate Annual v4.11, Unit 5228 and retrofits | 690 | 2306 | Rate Constraint in lbs/MMBtu | FALSE | L | Annual | Allowances Withdrawn (1:1) | MTons | 0 | 0 | 0 | 0 | 0 | 0 | 0
NSR Schahfer 17 & 18 - NOX Rate Annual v4.11, Unit 5228 and retrofits | 690 | 2306 | Rate Constraint in lbs/MMBtu | FALSE | L | Annual | Allowances Withdrawn (n:1) | MTons | 0 | 0 | 0 | 0 | 0 | 0 | 0
NSR Schahfer 17 & 18 - NOX Rate Annual v4.11, Unit 5228 and retrofits | 690 | 2306 | Rate Constraint in lbs/MMBtu | FALSE | L | Annual | Net Emissions Allowance Position | MTons | 0.78627 | 1.0647 | 1.6345 | 1.8045 | 0.89265 | 2.0474 | 2.044
NSR Schahfer 17 & 18 - NOX Rate Annual v4.11, Unit 5228 and retrofits | 690 | 2306 | Rate Constraint in lbs/MMBtu | FALSE | L | Annual | Fuel Consumed | TBtu | 8.459 | 11.4547 | 17.585 | 19.4139 | 9.6034 | 22.0265 | 22.0649
NSR Schahfer 17 & 18 - NOX Rate Annual v4.11, Unit 5228 and retrofits | 690 | 2306 | Rate Constraint in lbs/MMBtu | FALSE | L | Annual | Rate | lb/MMBtu | 0.1859 | 0.1859 | 0.1859 | 0.1859 | 0.1859 | 0.1859 | 0.18527
NSR Schahfer 17 & 18 - NOX Rate Annual v4.11, Unit 5228 and retrofits | 690 | 2306 | Rate Constraint in lbs/MMBtu | FALSE | L | Annual | Generation | TWh | 0.73889 | 1.0006 | 1.536 | 1.6958 | 0.83886 | 1.924 | 1.924
NSR Schahfer 17 & 18 - NOX Rate Annual v4.11, Unit 5228 and retrofits | 690 | 2306 | Rate Constraint in lbs/MMBtu | FALSE | L | Annual | Qualifying Generation | TWh | 0.73889 | 1.0006 | 1.536 | 1.6958 | 0.83886 | 1.924 | 1.924
NSR Schahfer 17 & 18 - NOX Rate Annual v4.11, Unit 5228 and retrofits | 690 | 2306 | Rate Constraint in lbs/MMBtu | FALSE | L | Annual | Rate | lb/MWh | 1.0641 | 1.0641 | 1.0641 | 1.0641 | 1.0641 | 1.0641 | 1.0624
NSR Schahfer 17 & 18 - NOX Rate Annual v4.11, Unit 5228 and retrofits | 690 | 2306 | Rate Constraint in lbs/MMBtu | FALSE | L | Annual | Constraint Shadow Price | US$/Ton | 0 | 0 | 0 | 0 | 0 | 0 | 0
NSR Shawnee 1& 4 - SO2 Rate Annual v4.11 | 691 | 2437 | Rate Constraint in lbs/MMBtu | FALSE | L | Annual | Seasons Included | Seasons |  | Winter, Summer | Winter, Summer | Winter, Summer | Winter, Summer | Winter, Summer | Winter, Summer
NSR Shawnee 1& 4 - SO2 Rate Annual v4.11 | 691 | 2437 | Rate Constraint in lbs/MMBtu | FALSE | L | Annual | Standard | lb/MMBtu | 1.2 | 1.2 | 1.2 | 1.2 | 1.2 | 1.2 | 1.2
NSR Shawnee 1& 4 - SO2 Rate Annual v4.11 | 691 | 2437 | Rate Constraint in lbs/MMBtu | FALSE | L | Annual | Emissions at Affected Plants SO2 | MTons | 0 | 0 | 0 | 0 | 0 | 0 | 0
NSR Shawnee 1& 4 - SO2 Rate Annual v4.11 | 691 | 2437 | Rate Constraint in lbs/MMBtu | FALSE | L | Annual | Allowances Purchased SO2 | MTons | 0 | 0 | 0 | 0 | 0 | 0 | 0
NSR Shawnee 1& 4 - SO2 Rate Annual v4.11 | 691 | 2437 | Rate Constraint in lbs/MMBtu | FALSE | L | Annual | Allowances Sold SO2 | MTons | 0 | 0 | 0 | 0 | 0 | 0 | 0
NSR Shawnee 1& 4 - SO2 Rate Annual v4.11 | 691 | 2437 | Rate Constraint in lbs/MMBtu | FALSE | L | Annual | Allowances Banked | MTons | 0 | 0 | 0 | 0 | 0 | 0 | 0
NSR Shawnee 1& 4 - SO2 Rate Annual v4.11 | 691 | 2437 | Rate Constraint in lbs/MMBtu | FALSE | L | Annual | Allowances Withdrawn (1:1) | MTons | 0 | 0 | 0 | 0 | 0 | 0 | 0
NSR Shawnee 1& 4 - SO2 Rate Annual v4.11 | 691 | 2437 | Rate Constraint in lbs/MMBtu | FALSE | L | Annual | Allowances Withdrawn (n:1) | MTons | 0 | 0 | 0 | 0 | 0 | 0 | 0
NSR Shawnee 1& 4 - SO2 Rate Annual v4.11 | 691 | 2437 | Rate Constraint in lbs/MMBtu | FALSE | L | Annual | Net Emissions Allowance Position | MTons | 0 | 0 | 0 | 0 | 0 | 0 | 0
NSR Shawnee 1& 4 - SO2 Rate Annual v4.11 | 691 | 2437 | Rate Constraint in lbs/MMBtu | FALSE | L | Annual | Fuel Consumed | TBtu | 0 | 0 | 0 | 0 | 0 | 0 | 0
NSR Shawnee 1& 4 - SO2 Rate Annual v4.11 | 691 | 2437 | Rate Constraint in lbs/MMBtu | FALSE | L | Annual | Rate | lb/MMBtu | 0 | 0 | 0 | 0 | 0 | 0 | 0
NSR Shawnee 1& 4 - SO2 Rate Annual v4.11 | 691 | 2437 | Rate Constraint in lbs/MMBtu | FALSE | L | Annual | Generation | TWh | 0 | 0 | 0 | 0 | 0 | 0 | 0
NSR Shawnee 1& 4 - SO2 Rate Annual v4.11 | 691 | 2437 | Rate Constraint in lbs/MMBtu | FALSE | L | Annual | Qualifying Generation | TWh | 0 | 0 | 0 | 0 | 0 | 0 | 0
NSR Shawnee 1& 4 - SO2 Rate Annual v4.11 | 691 | 2437 | Rate Constraint in lbs/MMBtu | FALSE | L | Annual | Rate | lb/MWh | 0 | 0 | 0 | 0 | 0 | 0 | 0
NSR Shawnee 1& 4 - SO2 Rate Annual v4.11 | 691 | 2437 | Rate Constraint in lbs/MMBtu | FALSE | L | Annual | Constraint Shadow Price | US$/Ton | 0 | 0 | 0 | 0 | 0 | 0 | 0
NSR Shawnee 5-10 - SO2 Rate Annual v4.11 | 692 | 2436 | Rate Constraint in lbs/MMBtu | FALSE | L | Annual | Seasons Included | Seasons | Winter, Summer | Winter, Summer | Winter, Summer | Winter, Summer | Winter, Summer | Winter, Summer | Winter, Summer
NSR Shawnee 5-10 - SO2 Rate Annual v4.11 | 692 | 2436 | Rate Constraint in lbs/MMBtu | FALSE | L | Annual | Standard | lb/MMBtu | 1.2 | 1.2 | 1.2 | 1.2 | 1.2 | 1.2 | 1.2
NSR Shawnee 5-10 - SO2 Rate Annual v4.11 | 692 | 2436 | Rate Constraint in lbs/MMBtu | FALSE | L | Annual | Emissions at Affected Plants SO2 | MTons | 0.37632 | 0.37632 | 2.5715 | 0.55402 | 2.1274 | 2.5715 | 2.0652
NSR Shawnee 5-10 - SO2 Rate Annual v4.11 | 692 | 2436 | Rate Constraint in lbs/MMBtu | FALSE | L | Annual | Allowances Purchased SO2 | MTons | 0 | 0 | 0 | 0 | 0 | 0 | 0
NSR Shawnee 5-10 - SO2 Rate Annual v4.11 | 692 | 2436 | Rate Constraint in lbs/MMBtu | FALSE | L | Annual | Allowances Sold SO2 | MTons | 0 | 0 | 0 | 0 | 0 | 0 | 0
NSR Shawnee 5-10 - SO2 Rate Annual v4.11 | 692 | 2436 | Rate Constraint in lbs/MMBtu | FALSE | L | Annual | Allowances Banked | MTons | 0 | 0 | 0 | 0 | 0 | 0 | 0
NSR Shawnee 5-10 - SO2 Rate Annual v4.11 | 692 | 2436 | Rate Constraint in lbs/MMBtu | FALSE | L | Annual | Allowances Withdrawn (1:1) | MTons | 0 | 0 | 0 | 0 | 0 | 0 | 0
NSR Shawnee 5-10 - SO2 Rate Annual v4.11 | 692 | 2436 | Rate Constraint in lbs/MMBtu | FALSE | L | Annual | Allowances Withdrawn (n:1) | MTons | 0 | 0 | 0 | 0 | 0 | 0 | 0
NSR Shawnee 5-10 - SO2 Rate Annual v4.11 | 692 | 2436 | Rate Constraint in lbs/MMBtu | FALSE | L | Annual | Net Emissions Allowance Position | MTons | 0.37632 | 0.37632 | 2.5715 | 0.55402 | 2.1274 | 2.5715 | 2.0652
NSR Shawnee 5-10 - SO2 Rate Annual v4.11 | 692 | 2436 | Rate Constraint in lbs/MMBtu | FALSE | L | Annual | Fuel Consumed | TBtu | 9.9555 | 9.9555 | 9.9555 | 9.9555 | 9.9555 | 9.9555 | 9.9767
NSR Shawnee 5-10 - SO2 Rate Annual v4.11 | 692 | 2436 | Rate Constraint in lbs/MMBtu | FALSE | L | Annual | Rate | lb/MMBtu | 0.0756 | 0.0756 | 0.5166 | 0.1113 | 0.42739 | 0.5166 | 0.414
NSR Shawnee 5-10 - SO2 Rate Annual v4.11 | 692 | 2436 | Rate Constraint in lbs/MMBtu | FALSE | L | Annual | Generation | TWh | 0.92316 | 0.92316 | 0.92316 | 0.92316 | 0.92316 | 0.92316 | 0.92316
NSR Shawnee 5-10 - SO2 Rate Annual v4.11 | 692 | 2436 | Rate Constraint in lbs/MMBtu | FALSE | L | Annual | Qualifying Generation | TWh | 0.92316 | 0.92316 | 0.92316 | 0.92316 | 0.92316 | 0.92316 | 0.92316
NSR Shawnee 5-10 - SO2 Rate Annual v4.11 | 692 | 2436 | Rate Constraint in lbs/MMBtu | FALSE | L | Annual | Rate | lb/MWh | 0.40764 | 0.40764 | 2.7856 | 0.60014 | 2.3045 | 2.7856 | 2.2371
NSR Shawnee 5-10 - SO2 Rate Annual v4.11 | 692 | 2436 | Rate Constraint in lbs/MMBtu | FALSE | L | Annual | Constraint Shadow Price | US$/Ton | 0 | 0 | 0 | 0 | 0 | 0 | 0
NSR Stuart Gen Station 1-4 - NOx Annual Rate v3.1, Unit 5331 and retrofits | 693 | 2175 | Rate Constraint in lbs/MMBtu | FALSE | L | Annual | Seasons Included | Seasons | Winter, Summer | Winter, Summer | Winter, Summer | Winter, Summer | Winter, Summer | Winter, Summer | Winter, Summer
NSR Stuart Gen Station 1-4 - NOx Annual Rate v3.1, Unit 5331 and retrofits | 693 | 2175 | Rate Constraint in lbs/MMBtu | FALSE | L | Annual | Standard | lb/MMBtu | 0.1 | 0.1 | 0.1 | 0.1 | 0.1 | 0.1 | 0.1
NSR Stuart Gen Station 1-4 - NOx Annual Rate v3.1, Unit 5331 and retrofits | 693 | 2175 | Rate Constraint in lbs/MMBtu | FALSE | L | Annual | Emissions at Affected Plants NOX | MTons | 2.0388 | 2.0411 | 2.0388 | 2.0388 | 2.0388 | 2.0388 | 2.0388
NSR Stuart Gen Station 1-4 - NOx Annual Rate v3.1, Unit 5331 and retrofits | 693 | 2175 | Rate Constraint in lbs/MMBtu | FALSE | L | Annual | Allowances Purchased NOX | MTons | 0 | 0 | 0 | 0 | 0 | 0 | 0
NSR Stuart Gen Station 1-4 - NOx Annual Rate v3.1, Unit 5331 and retrofits | 693 | 2175 | Rate Constraint in lbs/MMBtu | FALSE | L | Annual | Allowances Sold NOX | MTons | 0 | 0 | 0 | 0 | 0 | 0 | 0
NSR Stuart Gen Station 1-4 - NOx Annual Rate v3.1, Unit 5331 and retrofits | 693 | 2175 | Rate Constraint in lbs/MMBtu | FALSE | L | Annual | Allowances Banked | MTons | 0 | 0 | 0 | 0 | 0 | 0 | 0
NSR Stuart Gen Station 1-4 - NOx Annual Rate v3.1, Unit 5331 and retrofits | 693 | 2175 | Rate Constraint in lbs/MMBtu | FALSE | L | Annual | Allowances Withdrawn (1:1) | MTons | 0 | 0 | 0 | 0 | 0 | 0 | 0
NSR Stuart Gen Station 1-4 - NOx Annual Rate v3.1, Unit 5331 and retrofits | 693 | 2175 | Rate Constraint in lbs/MMBtu | FALSE | L | Annual | Allowances Withdrawn (n:1) | MTons | 0 | 0 | 0 | 0 | 0 | 0 | 0
NSR Stuart Gen Station 1-4 - NOx Annual Rate v3.1, Unit 5331 and retrofits | 693 | 2175 | Rate Constraint in lbs/MMBtu | FALSE | L | Annual | Net Emissions Allowance Position | MTons | 2.0388 | 2.0411 | 2.0388 | 2.0388 | 2.0388 | 2.0388 | 2.0388
NSR Stuart Gen Station 1-4 - NOx Annual Rate v3.1, Unit 5331 and retrofits | 693 | 2175 | Rate Constraint in lbs/MMBtu | FALSE | L | Annual | Fuel Consumed | TBtu | 40.8726 | 40.8224 | 40.8726 | 40.8726 | 40.8726 | 40.8726 | 40.8726
NSR Stuart Gen Station 1-4 - NOx Annual Rate v3.1, Unit 5331 and retrofits | 693 | 2175 | Rate Constraint in lbs/MMBtu | FALSE | L | Annual | Rate | lb/MMBtu | 0.099762 | 0.1 | 0.099762 | 0.099762 | 0.099762 | 0.099762 | 0.099762
NSR Stuart Gen Station 1-4 - NOx Annual Rate v3.1, Unit 5331 and retrofits | 693 | 2175 | Rate Constraint in lbs/MMBtu | FALSE | L | Annual | Generation | TWh | 4.1398 | 4.1398 | 4.1398 | 4.1398 | 4.1398 | 4.1398 | 4.1398
NSR Stuart Gen Station 1-4 - NOx Annual Rate v3.1, Unit 5331 and retrofits | 693 | 2175 | Rate Constraint in lbs/MMBtu | FALSE | L | Annual | Qualifying Generation | TWh | 4.1398 | 4.1398 | 4.1398 | 4.1398 | 4.1398 | 4.1398 | 4.1398
NSR Stuart Gen Station 1-4 - NOx Annual Rate v3.1, Unit 5331 and retrofits | 693 | 2175 | Rate Constraint in lbs/MMBtu | FALSE | L | Annual | Rate | lb/MWh | 0.49248 | 0.49305 | 0.49248 | 0.49248 | 0.49248 | 0.49248 | 0.49248
NSR Stuart Gen Station 1-4 - NOx Annual Rate v3.1, Unit 5331 and retrofits | 693 | 2175 | Rate Constraint in lbs/MMBtu | FALSE | L | Annual | Constraint Shadow Price | US$/Ton | 0 | 0 | 0 | 0 | 0 | 0 | 0
NSR Stuart Gen Station 1-4 - NOx Annual Rate v3.1, Unit 5332 and retrofits | 694 | 2175 | Rate Constraint in lbs/MMBtu | FALSE | L | Annual | Seasons Included | Seasons | Winter, Summer | Winter, Summer | Winter, Summer | Winter, Summer | Winter, Summer | Winter, Summer | Winter, Summer
NSR Stuart Gen Station 1-4 - NOx Annual Rate v3.1, Unit 5332 and retrofits | 694 | 2175 | Rate Constraint in lbs/MMBtu | FALSE | L | Annual | Standard | lb/MMBtu | 0.1 | 0.1 | 0.1 | 0.1 | 0.1 | 0.1 | 0.1
NSR Stuart Gen Station 1-4 - NOx Annual Rate v3.1, Unit 5332 and retrofits | 694 | 2175 | Rate Constraint in lbs/MMBtu | FALSE | L | Annual | Emissions at Affected Plants NOX | MTons | 2.0317 | 2.0341 | 2.0317 | 2.0317 | 2.0317 | 2.0317 | 2.0317
NSR Stuart Gen Station 1-4 - NOx Annual Rate v3.1, Unit 5332 and retrofits | 694 | 2175 | Rate Constraint in lbs/MMBtu | FALSE | L | Annual | Allowances Purchased NOX | MTons | 0 | 0 | 0 | 0 | 0 | 0 | 0
NSR Stuart Gen Station 1-4 - NOx Annual Rate v3.1, Unit 5332 and retrofits | 694 | 2175 | Rate Constraint in lbs/MMBtu | FALSE | L | Annual | Allowances Sold NOX | MTons | 0 | 0 | 0 | 0 | 0 | 0 | 0
NSR Stuart Gen Station 1-4 - NOx Annual Rate v3.1, Unit 5332 and retrofits | 694 | 2175 | Rate Constraint in lbs/MMBtu | FALSE | L | Annual | Allowances Banked | MTons | 0 | 0 | 0 | 0 | 0 | 0 | 0
NSR Stuart Gen Station 1-4 - NOx Annual Rate v3.1, Unit 5332 and retrofits | 694 | 2175 | Rate Constraint in lbs/MMBtu | FALSE | L | Annual | Allowances Withdrawn (1:1) | MTons | 0 | 0 | 0 | 0 | 0 | 0 | 0
NSR Stuart Gen Station 1-4 - NOx Annual Rate v3.1, Unit 5332 and retrofits | 694 | 2175 | Rate Constraint in lbs/MMBtu | FALSE | L | Annual | Allowances Withdrawn (n:1) | MTons | 0 | 0 | 0 | 0 | 0 | 0 | 0
NSR Stuart Gen Station 1-4 - NOx Annual Rate v3.1, Unit 5332 and retrofits | 694 | 2175 | Rate Constraint in lbs/MMBtu | FALSE | L | Annual | Net Emissions Allowance Position | MTons | 2.0317 | 2.0341 | 2.0317 | 2.0317 | 2.0317 | 2.0317 | 2.0317
NSR Stuart Gen Station 1-4 - NOx Annual Rate v3.1, Unit 5332 and retrofits | 694 | 2175 | Rate Constraint in lbs/MMBtu | FALSE | L | Annual | Fuel Consumed | TBtu | 40.7316 | 40.6817 | 40.7316 | 40.7316 | 40.7316 | 40.7316 | 40.7316
NSR Stuart Gen Station 1-4 - NOx Annual Rate v3.1, Unit 5332 and retrofits | 694 | 2175 | Rate Constraint in lbs/MMBtu | FALSE | L | Annual | Rate | lb/MMBtu | 0.099762 | 0.1 | 0.099762 | 0.099762 | 0.099762 | 0.099762 | 0.099762
NSR Stuart Gen Station 1-4 - NOx Annual Rate v3.1, Unit 5332 and retrofits | 694 | 2175 | Rate Constraint in lbs/MMBtu | FALSE | L | Annual | Generation | TWh | 4.1398 | 4.1398 | 4.1398 | 4.1398 | 4.1398 | 4.1398 | 4.1398
NSR Stuart Gen Station 1-4 - NOx Annual Rate v3.1, Unit 5332 and retrofits | 694 | 2175 | Rate Constraint in lbs/MMBtu | FALSE | L | Annual | Qualifying Generation | TWh | 4.1398 | 4.1398 | 4.1398 | 4.1398 | 4.1398 | 4.1398 | 4.1398
NSR Stuart Gen Station 1-4 - NOx Annual Rate v3.1, Unit 5332 and retrofits | 694 | 2175 | Rate Constraint in lbs/MMBtu | FALSE | L | Annual | Rate | lb/MWh | 0.49078 | 0.49135 | 0.49078 | 0.49078 | 0.49078 | 0.49078 | 0.49078
NSR Stuart Gen Station 1-4 - NOx Annual Rate v3.1, Unit 5332 and retrofits | 694 | 2175 | Rate Constraint in lbs/MMBtu | FALSE | L | Annual | Constraint Shadow Price | US$/Ton | 0 | 0 | 0 | 0 | 0 | 0 | 0
NSR Stuart Gen Station 1-4 - NOx Annual Rate v3.1, Unit 5333 and retrofits | 695 | 2175 | Rate Constraint in lbs/MMBtu | FALSE | L | Annual | Seasons Included | Seasons | Winter, Summer | Winter, Summer | Winter, Summer | Winter, Summer | Winter, Summer | Winter, Summer | Winter, Summer
NSR Stuart Gen Station 1-4 - NOx Annual Rate v3.1, Unit 5333 and retrofits | 695 | 2175 | Rate Constraint in lbs/MMBtu | FALSE | L | Annual | Standard | lb/MMBtu | 0.1 | 0.1 | 0.1 | 0.1 | 0.1 | 0.1 | 0.1
NSR Stuart Gen Station 1-4 - NOx Annual Rate v3.1, Unit 5333 and retrofits | 695 | 2175 | Rate Constraint in lbs/MMBtu | FALSE | L | Annual | Emissions at Affected Plants NOX | MTons | 2.0355 | 2.0378 | 2.0355 | 2.0355 | 2.0355 | 2.0355 | 2.0355
NSR Stuart Gen Station 1-4 - NOx Annual Rate v3.1, Unit 5333 and retrofits | 695 | 2175 | Rate Constraint in lbs/MMBtu | FALSE | L | Annual | Allowances Purchased NOX | MTons | 0 | 0 | 0 | 0 | 0 | 0 | 0
NSR Stuart Gen Station 1-4 - NOx Annual Rate v3.1, Unit 5333 and retrofits | 695 | 2175 | Rate Constraint in lbs/MMBtu | FALSE | L | Annual | Allowances Sold NOX | MTons | 0 | 0 | 0 | 0 | 0 | 0 | 0
NSR Stuart Gen Station 1-4 - NOx Annual Rate v3.1, Unit 5333 and retrofits | 695 | 2175 | Rate Constraint in lbs/MMBtu | FALSE | L | Annual | Allowances Banked | MTons | 0 | 0 | 0 | 0 | 0 | 0 | 0
NSR Stuart Gen Station 1-4 - NOx Annual Rate v3.1, Unit 5333 and retrofits | 695 | 2175 | Rate Constraint in lbs/MMBtu | FALSE | L | Annual | Allowances Withdrawn (1:1) | MTons | 0 | 0 | 0 | 0 | 0 | 0 | 0
NSR Stuart Gen Station 1-4 - NOx Annual Rate v3.1, Unit 5333 and retrofits | 695 | 2175 | Rate Constraint in lbs/MMBtu | FALSE | L | Annual | Allowances Withdrawn (n:1) | MTons | 0 | 0 | 0 | 0 | 0 | 0 | 0
NSR Stuart Gen Station 1-4 - NOx Annual Rate v3.1, Unit 5333 and retrofits | 695 | 2175 | Rate Constraint in lbs/MMBtu | FALSE | L | Annual | Net Emissions Allowance Position | MTons | 2.0355 | 2.0378 | 2.0355 | 2.0355 | 2.0355 | 2.0355 | 2.0355
NSR Stuart Gen Station 1-4 - NOx Annual Rate v3.1, Unit 5333 and retrofits | 695 | 2175 | Rate Constraint in lbs/MMBtu | FALSE | L | Annual | Fuel Consumed | TBtu | 40.8062 | 40.7562 | 40.8062 | 40.8062 | 40.8062 | 40.8062 | 40.8062
NSR Stuart Gen Station 1-4 - NOx Annual Rate v3.1, Unit 5333 and retrofits | 695 | 2175 | Rate Constraint in lbs/MMBtu | FALSE | L | Annual | Rate | lb/MMBtu | 0.099762 | 0.1 | 0.099762 | 0.099762 | 0.099762 | 0.099762 | 0.099762
NSR Stuart Gen Station 1-4 - NOx Annual Rate v3.1, Unit 5333 and retrofits | 695 | 2175 | Rate Constraint in lbs/MMBtu | FALSE | L | Annual | Generation | TWh | 4.1398 | 4.1398 | 4.1398 | 4.1398 | 4.1398 | 4.1398 | 4.1398
NSR Stuart Gen Station 1-4 - NOx Annual Rate v3.1, Unit 5333 and retrofits | 695 | 2175 | Rate Constraint in lbs/MMBtu | FALSE | L | Annual | Qualifying Generation | TWh | 4.1398 | 4.1398 | 4.1398 | 4.1398 | 4.1398 | 4.1398 | 4.1398
NSR Stuart Gen Station 1-4 - NOx Annual Rate v3.1, Unit 5333 and retrofits | 695 | 2175 | Rate Constraint in lbs/MMBtu | FALSE | L | Annual | Rate | lb/MWh | 0.49168 | 0.49225 | 0.49168 | 0.49168 | 0.49168 | 0.49168 | 0.49168
NSR Stuart Gen Station 1-4 - NOx Annual Rate v3.1, Unit 5333 and retrofits | 695 | 2175 | Rate Constraint in lbs/MMBtu | FALSE | L | Annual | Constraint Shadow Price | US$/Ton | 0 | 0 | 0 | 0 | 0 | 0 | 0
NSR Stuart Gen Station 1-4 - NOx Annual Rate v3.1, Unit 5334 and retrofits | 696 | 2175 | Rate Constraint in lbs/MMBtu | FALSE | L | Annual | Seasons Included | Seasons | Winter, Summer | Winter, Summer | Winter, Summer | Winter, Summer | Winter, Summer | Winter, Summer | Winter, Summer
NSR Stuart Gen Station 1-4 - NOx Annual Rate v3.1, Unit 5334 and retrofits | 696 | 2175 | Rate Constraint in lbs/MMBtu | FALSE | L | Annual | Standard | lb/MMBtu | 0.1 | 0.1 | 0.1 | 0.1 | 0.1 | 0.1 | 0.1
NSR Stuart Gen Station 1-4 - NOx Annual Rate v3.1, Unit 5334 and retrofits | 696 | 2175 | Rate Constraint in lbs/MMBtu | FALSE | L | Annual | Emissions at Affected Plants NOX | MTons | 2.0365 | 2.0388 | 2.0365 | 2.0365 | 2.0365 | 2.0365 | 2.0365
NSR Stuart Gen Station 1-4 - NOx Annual Rate v3.1, Unit 5334 and retrofits | 696 | 2175 | Rate Constraint in lbs/MMBtu | FALSE | L | Annual | Allowances Purchased NOX | MTons | 0 | 0 | 0 | 0 | 0 | 0 | 0
NSR Stuart Gen Station 1-4 - NOx Annual Rate v3.1, Unit 5334 and retrofits | 696 | 2175 | Rate Constraint in lbs/MMBtu | FALSE | L | Annual | Allowances Sold NOX | MTons | 0 | 0 | 0 | 0 | 0 | 0 | 0
NSR Stuart Gen Station 1-4 - NOx Annual Rate v3.1, Unit 5334 and retrofits | 696 | 2175 | Rate Constraint in lbs/MMBtu | FALSE | L | Annual | Allowances Banked | MTons | 0 | 0 | 0 | 0 | 0 | 0 | 0
NSR Stuart Gen Station 1-4 - NOx Annual Rate v3.1, Unit 5334 and retrofits | 696 | 2175 | Rate Constraint in lbs/MMBtu | FALSE | L | Annual | Allowances Withdrawn (1:1) | MTons | 0 | 0 | 0 | 0 | 0 | 0 | 0
NSR Stuart Gen Station 1-4 - NOx Annual Rate v3.1, Unit 5334 and retrofits | 696 | 2175 | Rate Constraint in lbs/MMBtu | FALSE | L | Annual | Allowances Withdrawn (n:1) | MTons | 0 | 0 | 0 | 0 | 0 | 0 | 0
NSR Stuart Gen Station 1-4 - NOx Annual Rate v3.1, Unit 5334 and retrofits | 696 | 2175 | Rate Constraint in lbs/MMBtu | FALSE | L | Annual | Net Emissions Allowance Position | MTons | 2.0365 | 2.0388 | 2.0365 | 2.0365 | 2.0365 | 2.0365 | 2.0365
NSR Stuart Gen Station 1-4 - NOx Annual Rate v3.1, Unit 5334 and retrofits | 696 | 2175 | Rate Constraint in lbs/MMBtu | FALSE | L | Annual | Fuel Consumed | TBtu | 40.827 | 40.7769 | 40.827 | 40.827 | 40.827 | 40.827 | 40.827
NSR Stuart Gen Station 1-4 - NOx Annual Rate v3.1, Unit 5334 and retrofits | 696 | 2175 | Rate Constraint in lbs/MMBtu | FALSE | L | Annual | Rate | lb/MMBtu | 0.099762 | 0.1 | 0.099762 | 0.099762 | 0.099762 | 0.099762 | 0.099762
NSR Stuart Gen Station 1-4 - NOx Annual Rate v3.1, Unit 5334 and retrofits | 696 | 2175 | Rate Constraint in lbs/MMBtu | FALSE | L | Annual | Generation | TWh | 4.1398 | 4.1398 | 4.1398 | 4.1398 | 4.1398 | 4.1398 | 4.1398
NSR Stuart Gen Station 1-4 - NOx Annual Rate v3.1, Unit 5334 and retrofits | 696 | 2175 | Rate Constraint in lbs/MMBtu | FALSE | L | Annual | Qualifying Generation | TWh | 4.1398 | 4.1398 | 4.1398 | 4.1398 | 4.1398 | 4.1398 | 4.1398
NSR Stuart Gen Station 1-4 - NOx Annual Rate v3.1, Unit 5334 and retrofits | 696 | 2175 | Rate Constraint in lbs/MMBtu | FALSE | L | Annual | Rate | lb/MWh | 0.49193 | 0.4925 | 0.49193 | 0.49193 | 0.49193 | 0.49193 | 0.49193
NSR Stuart Gen Station 1-4 - NOx Annual Rate v3.1, Unit 5334 and retrofits | 696 | 2175 | Rate Constraint in lbs/MMBtu | FALSE | L | Annual | Constraint Shadow Price | US$/Ton | 0 | 0 | 0 | 0 | 0 | 0 | 0
NSR Stuart Gen Station 1-4 - SO2 Annual Rate v4.12 | 697 | 2418 | Rate Constraint in lbs/MMBtu | FALSE | L | Annual | Seasons Included | Seasons | Winter, Summer | Winter, Summer | Winter, Summer | Winter, Summer | Winter, Summer | Winter, Summer | Winter, Summer
NSR Stuart Gen Station 1-4 - SO2 Annual Rate v4.12 | 697 | 2418 | Rate Constraint in lbs/MMBtu | FALSE | L | Annual | Standard | lb/MMBtu | 0.1 | 0.1 | 0.1 | 0.1 | 0.1 | 0.1 | 0.1
NSR Stuart Gen Station 1-4 - SO2 Annual Rate v4.12 | 697 | 2418 | Rate Constraint in lbs/MMBtu | FALSE | L | Annual | Emissions at Affected Plants SO2 | MTons | 6.202 | 8.1519 | 8.1679 | 8.1679 | 8.1679 | 8.1679 | 8.1679
NSR Stuart Gen Station 1-4 - SO2 Annual Rate v4.12 | 697 | 2418 | Rate Constraint in lbs/MMBtu | FALSE | L | Annual | Allowances Purchased SO2 | MTons | 0 | 0 | 0 | 0 | 0 | 0 | 0
NSR Stuart Gen Station 1-4 - SO2 Annual Rate v4.12 | 697 | 2418 | Rate Constraint in lbs/MMBtu | FALSE | L | Annual | Allowances Sold SO2 | MTons | 0 | 0 | 0 | 0 | 0 | 0 | 0
NSR Stuart Gen Station 1-4 - SO2 Annual Rate v4.12 | 697 | 2418 | Rate Constraint in lbs/MMBtu | FALSE | L | Annual | Allowances Banked | MTons | 0 | 0 | 0 | 0 | 0 | 0 | 0
NSR Stuart Gen Station 1-4 - SO2 Annual Rate v4.12 | 697 | 2418 | Rate Constraint in lbs/MMBtu | FALSE | L | Annual | Allowances Withdrawn (1:1) | MTons | 0 | 0 | 0 | 0 | 0 | 0 | 0
NSR Stuart Gen Station 1-4 - SO2 Annual Rate v4.12 | 697 | 2418 | Rate Constraint in lbs/MMBtu | FALSE | L | Annual | Allowances Withdrawn (n:1) | MTons | 0 | 0 | 0 | 0 | 0 | 0 | 0
NSR Stuart Gen Station 1-4 - SO2 Annual Rate v4.12 | 697 | 2418 | Rate Constraint in lbs/MMBtu | FALSE | L | Annual | Net Emissions Allowance Position | MTons | 6.202 | 8.1519 | 8.1679 | 8.1679 | 8.1679 | 8.1679 | 8.1679
NSR Stuart Gen Station 1-4 - SO2 Annual Rate v4.12 | 697 | 2418 | Rate Constraint in lbs/MMBtu | FALSE | L | Annual | Fuel Consumed | TBtu | 163.2374 | 163.0373 | 163.2374 | 163.2374 | 163.2374 | 163.2374 | 163.2374
NSR Stuart Gen Station 1-4 - SO2 Annual Rate v4.12 | 697 | 2418 | Rate Constraint in lbs/MMBtu | FALSE | L | Annual | Rate | lb/MMBtu | 0.075988 | 0.1 | 0.10007 | 0.10007 | 0.10007 | 0.10007 | 0.10007
NSR Stuart Gen Station 1-4 - SO2 Annual Rate v4.12 | 697 | 2418 | Rate Constraint in lbs/MMBtu | FALSE | L | Annual | Generation | TWh | 16.5592 | 16.5592 | 16.5592 | 16.5592 | 16.5592 | 16.5592 | 16.5592
NSR Stuart Gen Station 1-4 - SO2 Annual Rate v4.12 | 697 | 2418 | Rate Constraint in lbs/MMBtu | FALSE | L | Annual | Qualifying Generation | TWh | 16.5592 | 16.5592 | 16.5592 | 16.5592 | 16.5592 | 16.5592 | 16.5592
NSR Stuart Gen Station 1-4 - SO2 Annual Rate v4.12 | 697 | 2418 | Rate Constraint in lbs/MMBtu | FALSE | L | Annual | Rate | lb/MWh | 0.37454 | 0.49229 | 0.49325 | 0.49325 | 0.49325 | 0.49325 | 0.49325
NSR Stuart Gen Station 1-4 - SO2 Annual Rate v4.12 | 697 | 2418 | Rate Constraint in lbs/MMBtu | FALSE | L | Annual | Constraint Shadow Price | US$/Ton | 0 | 2.2766 | 141.5185 | 256.157 | 4807.7604 | 4652.2023 | 4745.955
NSR Tucson Electric - SO2 Cap Annual v4.0 | 698 | 2171 | Rate Constraint in MTons | FALSE | L | Annual | Seasons Included | Seasons | Winter, Summer | Winter, Summer | Winter, Summer | Winter, Summer | Winter, Summer | Winter, Summer | Winter, Summer
NSR Tucson Electric - SO2 Cap Annual v4.0 | 698 | 2171 | Rate Constraint in MTons | FALSE | L | Annual | Standard | MTons | 10.66 | 10.66 | 10.66 | 10.66 | 10.66 | 10.66 | 10.66
NSR Tucson Electric - SO2 Cap Annual v4.0 | 698 | 2171 | Rate Constraint in MTons | FALSE | L | Annual | Standard SO2 | MTons | 10.66 | 10.66 | 10.66 | 10.66 | 10.66 | 10.66 | 10.66
NSR Tucson Electric - SO2 Cap Annual v4.0 | 698 | 2171 | Rate Constraint in MTons | FALSE | L | Annual | Emissions at Affected Plants SO2 | MTons | 8.6386 | 8.6386 | 8.6386 | 8.6386 | 8.6386 | 8.6386 | 7.6426
NSR Tucson Electric - SO2 Cap Annual v4.0 | 698 | 2171 | Rate Constraint in MTons | FALSE | L | Annual | Allowances Purchased SO2 | MTons | 0 | 0 | 0 | 0 | 0 | 0 | 0
NSR Tucson Electric - SO2 Cap Annual v4.0 | 698 | 2171 | Rate Constraint in MTons | FALSE | L | Annual | Allowances Sold SO2 | MTons | 0 | 0 | 0 | 0 | 0 | 0 | 0
NSR Tucson Electric - SO2 Cap Annual v4.0 | 698 | 2171 | Rate Constraint in MTons | FALSE | L | Annual | Allowances Banked | MTons | 0 | 0 | 0 | 0 | 0 | 0 | 0
NSR Tucson Electric - SO2 Cap Annual v4.0 | 698 | 2171 | Rate Constraint in MTons | FALSE | L | Annual | Allowances Withdrawn (1:1) | MTons | 0 | 0 | 0 | 0 | 0 | 0 | 0
NSR Tucson Electric - SO2 Cap Annual v4.0 | 698 | 2171 | Rate Constraint in MTons | FALSE | L | Annual | Allowances Withdrawn (n:1) | MTons | 0 | 0 | 0 | 0 | 0 | 0 | 0
NSR Tucson Electric - SO2 Cap Annual v4.0 | 698 | 2171 | Rate Constraint in MTons | FALSE | L | Annual | Net Emissions Allowance Position | MTons | 8.6386 | 8.6386 | 8.6386 | 8.6386 | 8.6386 | 8.6386 | 7.6426
NSR Tucson Electric - SO2 Cap Annual v4.0 | 698 | 2171 | Rate Constraint in MTons | FALSE | L | Annual | Fuel Consumed | TBtu | 116.4219 | 116.4219 | 116.4219 | 116.4219 | 116.4219 | 116.4219 | 116.4219
NSR Tucson Electric - SO2 Cap Annual v4.0 | 698 | 2171 | Rate Constraint in MTons | FALSE | L | Annual | Rate | lb/MMBtu | 0.1484 | 0.1484 | 0.1484 | 0.1484 | 0.1484 | 0.1484 | 0.13129
NSR Tucson Electric - SO2 Cap Annual v4.0 | 698 | 2171 | Rate Constraint in MTons | FALSE | L | Annual | Generation | TWh | 11.7135 | 11.7135 | 11.7135 | 11.7135 | 11.7135 | 11.7135 | 11.7135
NSR Tucson Electric - SO2 Cap Annual v4.0 | 698 | 2171 | Rate Constraint in MTons | FALSE | L | Annual | Qualifying Generation | TWh | 11.7135 | 11.7135 | 11.7135 | 11.7135 | 11.7135 | 11.7135 | 11.7135
NSR Tucson Electric - SO2 Cap Annual v4.0 | 698 | 2171 | Rate Constraint in MTons | FALSE | L | Annual | Rate | lb/MWh | 0.73749 | 0.73749 | 0.73749 | 0.73749 | 0.73749 | 0.73749 | 0.65246
NSR Tucson Electric - SO2 Cap Annual v4.0 | 698 | 2171 | Rate Constraint in MTons | FALSE | L | Annual | Constraint Shadow Price | US$/Ton | 0 | 0 | 0 | 0 | 0 | 0 | 0
NSR Tucson Electric NOx Cap Annual - v4.0 | 699 | 2170 | Rate Constraint in MTons | FALSE | L | Annual | Seasons Included | Seasons | Winter, Summer | Winter, Summer | Winter, Summer | Winter, Summer | Winter, Summer | Winter, Summer | Winter, Summer
NSR Tucson Electric NOx Cap Annual - v4.0 | 699 | 2170 | Rate Constraint in MTons | FALSE | L | Annual | Standard | MTons | 8.94 | 8.94 | 8.94 | 8.94 | 8.94 | 8.94 | 8.94
NSR Tucson Electric NOx Cap Annual - v4.0 | 699 | 2170 | Rate Constraint in MTons | FALSE | L | Annual | Standard NOX | MTons | 8.94 | 8.94 | 8.94 | 8.94 | 8.94 | 8.94 | 8.94
NSR Tucson Electric NOx Cap Annual - v4.0 | 699 | 2170 | Rate Constraint in MTons | FALSE | L | Annual | Emissions at Affected Plants NOX | MTons | 7.2251 | 7.2251 | 7.2251 | 7.2251 | 7.2251 | 7.2251 | 7.2251
NSR Tucson Electric NOx Cap Annual - v4.0 | 699 | 2170 | Rate Constraint in MTons | FALSE | L | Annual | Allowances Purchased NOX | MTons | 0 | 0 | 0 | 0 | 0 | 0 | 0
NSR Tucson Electric NOx Cap Annual - v4.0 | 699 | 2170 | Rate Constraint in MTons | FALSE | L | Annual | Allowances Sold NOX | MTons | 0 | 0 | 0 | 0 | 0 | 0 | 0
NSR Tucson Electric NOx Cap Annual - v4.0 | 699 | 2170 | Rate Constraint in MTons | FALSE | L | Annual | Allowances Banked | MTons | 0 | 0 | 0 | 0 | 0 | 0 | 0
NSR Tucson Electric NOx Cap Annual - v4.0 | 699 | 2170 | Rate Constraint in MTons | FALSE | L | Annual | Allowances Withdrawn (1:1) | MTons | 0 | 0 | 0 | 0 | 0 | 0 | 0
NSR Tucson Electric NOx Cap Annual - v4.0 | 699 | 2170 | Rate Constraint in MTons | FALSE | L | Annual | Allowances Withdrawn (n:1) | MTons | 0 | 0 | 0 | 0 | 0 | 0 | 0
NSR Tucson Electric NOx Cap Annual - v4.0 | 699 | 2170 | Rate Constraint in MTons | FALSE | L | Annual | Net Emissions Allowance Position | MTons | 7.2251 | 7.2251 | 7.2251 | 7.2251 | 7.2251 | 7.2251 | 7.2251
NSR Tucson Electric NOx Cap Annual - v4.0 | 699 | 2170 | Rate Constraint in MTons | FALSE | L | Annual | Fuel Consumed | TBtu | 116.4219 | 116.4219 | 116.4219 | 116.4219 | 116.4219 | 116.4219 | 116.4219
NSR Tucson Electric NOx Cap Annual - v4.0 | 699 | 2170 | Rate Constraint in MTons | FALSE | L | Annual | Rate | lb/MMBtu | 0.12412 | 0.12412 | 0.12412 | 0.12412 | 0.12412 | 0.12412 | 0.12412
NSR Tucson Electric NOx Cap Annual - v4.0 | 699 | 2170 | Rate Constraint in MTons | FALSE | L | Annual | Generation | TWh | 11.7135 | 11.7135 | 11.7135 | 11.7135 | 11.7135 | 11.7135 | 11.7135
NSR Tucson Electric NOx Cap Annual - v4.0 | 699 | 2170 | Rate Constraint in MTons | FALSE | L | Annual | Qualifying Generation | TWh | 11.7135 | 11.7135 | 11.7135 | 11.7135 | 11.7135 | 11.7135 | 11.7135
NSR Tucson Electric NOx Cap Annual - v4.0 | 699 | 2170 | Rate Constraint in MTons | FALSE | L | Annual | Rate | lb/MWh | 0.61682 | 0.61682 | 0.61682 | 0.61682 | 0.61682 | 0.61682 | 0.61682
NSR Tucson Electric NOx Cap Annual - v4.0 | 699 | 2170 | Rate Constraint in MTons | FALSE | L | Annual | Constraint Shadow Price | US$/Ton | 0 | 0 | 0 | 0 | 0 | 0 | 0
NSR TVA System - NOX Cap Annual v4.11 | 700 | 2308 | Rate Constraint in MTons | FALSE | L | Annual | Seasons Included | Seasons | Winter, Summer | Winter, Summer | Winter, Summer | Winter, Summer | Winter, Summer | Winter, Summer | Winter, Summer
NSR TVA System - NOX Cap Annual v4.11 | 700 | 2308 | Rate Constraint in MTons | FALSE | L | Annual | Standard | MTons | 70.667 | 52 | 52 | 52 | 52 | 52 | 52
NSR TVA System - NOX Cap Annual v4.11 | 700 | 2308 | Rate Constraint in MTons | FALSE | L | Annual | Standard NOX | MTons | 70.667 | 52 | 52 | 52 | 52 | 52 | 52
NSR TVA System - NOX Cap Annual v4.11 | 700 | 2308 | Rate Constraint in MTons | FALSE | L | Annual | Emissions at Affected Plants NOX | MTons | 32.9229 | 33.4203 | 33.6575 | 33.6573 | 33.1631 | 32.6348 | 33.6168
NSR TVA System - NOX Cap Annual v4.11 | 700 | 2308 | Rate Constraint in MTons | FALSE | L | Annual | Allowances Purchased NOX | MTons | 0 | 0 | 0 | 0 | 0 | 0 | 0
NSR TVA System - NOX Cap Annual v4.11 | 700 | 2308 | Rate Constraint in MTons | FALSE | L | Annual | Allowances Sold NOX | MTons | 0 | 0 | 0 | 0 | 0 | 0 | 0
NSR TVA System - NOX Cap Annual v4.11 | 700 | 2308 | Rate Constraint in MTons | FALSE | L | Annual | Allowances Banked | MTons | 0 | 0 | 0 | 0 | 0 | 0 | 0
NSR TVA System - NOX Cap Annual v4.11 | 700 | 2308 | Rate Constraint in MTons | FALSE | L | Annual | Allowances Withdrawn (1:1) | MTons | 0 | 0 | 0 | 0 | 0 | 0 | 0
NSR TVA System - NOX Cap Annual v4.11 | 700 | 2308 | Rate Constraint in MTons | FALSE | L | Annual | Allowances Withdrawn (n:1) | MTons | 0 | 0 | 0 | 0 | 0 | 0 | 0
NSR TVA System - NOX Cap Annual v4.11 | 700 | 2308 | Rate Constraint in MTons | FALSE | L | Annual | Net Emissions Allowance Position | MTons | 32.9229 | 33.4203 | 33.6575 | 33.6573 | 33.1631 | 32.6348 | 33.6168
NSR TVA System - NOX Cap Annual v4.11 | 700 | 2308 | Rate Constraint in MTons | FALSE | L | Annual | Fuel Consumed | TBtu | 654.1292 | 669.7059 | 676.7664 | 676.7728 | 661.2126 | 645.312 | 677.6749
NSR TVA System - NOX Cap Annual v4.11 | 700 | 2308 | Rate Constraint in MTons | FALSE | L | Annual | Rate | lb/MMBtu | 0.10066 | 0.099806 | 0.099466 | 0.099464 | 0.10031 | 0.10114 | 0.099212
NSR TVA System - NOX Cap Annual v4.11 | 700 | 2308 | Rate Constraint in MTons | FALSE | L | Annual | Generation | TWh | 64.6704 | 66.197 | 66.8273 | 66.8273 | 65.361 | 63.7932 | 66.8273
NSR TVA System - NOX Cap Annual v4.11 | 700 | 2308 | Rate Constraint in MTons | FALSE | L | Annual | Qualifying Generation | TWh | 64.6704 | 66.197 | 66.8273 | 66.8273 | 65.361 | 63.7932 | 66.8273
NSR TVA System - NOX Cap Annual v4.11 | 700 | 2308 | Rate Constraint in MTons | FALSE | L | Annual | Rate | lb/MWh | 0.50909 | 0.50486 | 0.50365 | 0.50365 | 0.50738 | 0.51157 | 0.50304
NSR TVA System - NOX Cap Annual v4.11 | 700 | 2308 | Rate Constraint in MTons | FALSE | L | Annual | Constraint Shadow Price | US$/Ton | 0 | 0 | 0 | 0 | 0 | 0 | 0
NSR TVA System - SO2 Cap Annual v4.11 | 701 | 2307 | Rate Constraint in MTons | FALSE | L | Annual | Seasons Included | Seasons | Winter, Summer | Winter, Summer | Winter, Summer | Winter, Summer | Winter, Summer | Winter, Summer | Winter, Summer
NSR TVA System - SO2 Cap Annual v4.11 | 701 | 2307 | Rate Constraint in MTons | FALSE | L | Annual | Standard | MTons | 175.626 | 121.699 | 100 | 100 | 100 | 100 | 100
NSR TVA System - SO2 Cap Annual v4.11 | 701 | 2307 | Rate Constraint in MTons | FALSE | L | Annual | Standard SO2 | MTons | 175.626 | 121.699 | 100 | 100 | 100 | 100 | 100
NSR TVA System - SO2 Cap Annual v4.11 | 701 | 2307 | Rate Constraint in MTons | FALSE | L | Annual | Emissions at Affected Plants SO2 | MTons | 79.007 | 81.6072 | 84.5123 | 81.5708 | 81.8856 | 80.1064 | 79.6531
NSR TVA System - SO2 Cap Annual v4.11 | 701 | 2307 | Rate Constraint in MTons | FALSE | L | Annual | Allowances Purchased SO2 | MTons | 0 | 0 | 0 | 0 | 0 | 0 | 0
NSR TVA System - SO2 Cap Annual v4.11 | 701 | 2307 | Rate Constraint in MTons | FALSE | L | Annual | Allowances Sold SO2 | MTons | 0 | 0 | 0 | 0 | 0 | 0 | 0
NSR TVA System - SO2 Cap Annual v4.11 | 701 | 2307 | Rate Constraint in MTons | FALSE | L | Annual | Allowances Banked | MTons | 0 | 0 | 0 | 0 | 0 | 0 | 0
NSR TVA System - SO2 Cap Annual v4.11 | 701 | 2307 | Rate Constraint in MTons | FALSE | L | Annual | Allowances Withdrawn (1:1) | MTons | 0 | 0 | 0 | 0 | 0 | 0 | 0
NSR TVA System - SO2 Cap Annual v4.11 | 701 | 2307 | Rate Constraint in MTons | FALSE | L | Annual | Allowances Withdrawn (n:1) | MTons | 0 | 0 | 0 | 0 | 0 | 0 | 0
NSR TVA System - SO2 Cap Annual v4.11 | 701 | 2307 | Rate Constraint in MTons | FALSE | L | Annual | Net Emissions Allowance Position | MTons | 79.007 | 81.6072 | 84.5123 | 81.5708 | 81.8856 | 80.1064 | 79.6531
NSR TVA System - SO2 Cap Annual v4.11 | 701 | 2307 | Rate Constraint in MTons | FALSE | L | Annual | Fuel Consumed | TBtu | 654.1292 | 669.7059 | 676.7664 | 676.7728 | 661.2126 | 645.312 | 677.6749
NSR TVA System - SO2 Cap Annual v4.11 | 701 | 2307 | Rate Constraint in MTons | FALSE | L | Annual | Rate | lb/MMBtu | 0.24156 | 0.24371 | 0.24975 | 0.24106 | 0.24768 | 0.24827 | 0.23508
NSR TVA System - SO2 Cap Annual v4.11 | 701 | 2307 | Rate Constraint in MTons | FALSE | L | Annual | Generation | TWh | 64.6704 | 66.197 | 66.8273 | 66.8273 | 65.361 | 63.7932 | 66.8273
NSR TVA System - SO2 Cap Annual v4.11 | 701 | 2307 | Rate Constraint in MTons | FALSE | L | Annual | Qualifying Generation | TWh | 64.6704 | 66.197 | 66.8273 | 66.8273 | 65.361 | 63.7932 | 66.8273
NSR TVA System - SO2 Cap Annual v4.11 | 701 | 2307 | Rate Constraint in MTons | FALSE | L | Annual | Rate | lb/MWh | 1.2217 | 1.2328 | 1.2646 | 1.2206 | 1.2528 | 1.2557 | 1.1919
NSR TVA System - SO2 Cap Annual v4.11 | 701 | 2307 | Rate Constraint in MTons | FALSE | L | Annual | Constraint Shadow Price | US$/Ton | 0 | 0 | 0 | 0 | 0 | 0 | 0
NSR W H Sammis 1-4 - NOX Rate Annual v3.1, Unit 5456 and retrofits | 702 | 1942 | Rate Constraint in lbs/MMBtu | FALSE | L | Annual | Seasons Included | Seasons | Winter, Summer | Winter, Summer | Winter, Summer | Winter, Summer | Winter, Summer | Winter, Summer | Winter, Summer
NSR W H Sammis 1-4 - NOX Rate Annual v3.1, Unit 5456 and retrofits | 702 | 1942 | Rate Constraint in lbs/MMBtu | FALSE | L | Annual | Standard | lb/MMBtu | 0.25 | 0.25 | 0.25 | 0.25 | 0.25 | 0.25 | 0.25
NSR W H Sammis 1-4 - NOX Rate Annual v3.1, Unit 5456 and retrofits | 702 | 1942 | Rate Constraint in lbs/MMBtu | FALSE | L | Annual | Emissions at Affected Plants NOX | MTons | 1.657 | 1.659 | 1.659 | 1.659 | 1.659 | 1.659 | 1.659
NSR W H Sammis 1-4 - NOX Rate Annual v3.1, Unit 5456 and retrofits | 702 | 1942 | Rate Constraint in lbs/MMBtu | FALSE | L | Annual | Allowances Purchased NOX | MTons | 0 | 0 | 0 | 0 | 0 | 0 | 0
NSR W H Sammis 1-4 - NOX Rate Annual v3.1, Unit 5456 and retrofits | 702 | 1942 | Rate Constraint in lbs/MMBtu | FALSE | L | Annual | Allowances Sold NOX | MTons | 0 | 0 | 0 | 0 | 0 | 0 | 0
NSR W H Sammis 1-4 - NOX Rate Annual v3.1, Unit 5456 and retrofits | 702 | 1942 | Rate Constraint in lbs/MMBtu | FALSE | L | Annual | Allowances Banked | MTons | 0 | 0 | 0 | 0 | 0 | 0 | 0
NSR W H Sammis 1-4 - NOX Rate Annual v3.1, Unit 5456 and retrofits | 702 | 1942 | Rate Constraint in lbs/MMBtu | FALSE | L | Annual | Allowances Withdrawn (1:1) | MTons | 0 | 0 | 0 | 0 | 0 | 0 | 0
NSR W H Sammis 1-4 - NOX Rate Annual v3.1, Unit 5456 and retrofits | 702 | 1942 | Rate Constraint in lbs/MMBtu | FALSE | L | Annual | Allowances Withdrawn (n:1) | MTons | 0 | 0 | 0 | 0 | 0 | 0 | 0
NSR W H Sammis 1-4 - NOX Rate Annual v3.1, Unit 5456 and retrofits | 702 | 1942 | Rate Constraint in lbs/MMBtu | FALSE | L | Annual | Net Emissions Allowance Position | MTons | 1.657 | 1.659 | 1.659 | 1.659 | 1.659 | 1.659 | 1.659
NSR W H Sammis 1-4 - NOX Rate Annual v3.1, Unit 5456 and retrofits | 702 | 1942 | Rate Constraint in lbs/MMBtu | FALSE | L | Annual | Fuel Consumed | TBtu | 14.1849 | 14.1669 | 14.1669 | 14.1669 | 14.1669 | 14.1669 | 14.1669
NSR W H Sammis 1-4 - NOX Rate Annual v3.1, Unit 5456 and retrofits | 702 | 1942 | Rate Constraint in lbs/MMBtu | FALSE | L | Annual | Rate | lb/MMBtu | 0.23362 | 0.2342 | 0.2342 | 0.2342 | 0.2342 | 0.2342 | 0.2342
NSR W H Sammis 1-4 - NOX Rate Annual v3.1, Unit 5456 and retrofits | 702 | 1942 | Rate Constraint in lbs/MMBtu | FALSE | L | Annual | Generation | TWh | 1.3401 | 1.3401 | 1.3401 | 1.3401 | 1.3401 | 1.3401 | 1.3401
NSR W H Sammis 1-4 - NOX Rate Annual v3.1, Unit 5456 and retrofits | 702 | 1942 | Rate Constraint in lbs/MMBtu | FALSE | L | Annual | Qualifying Generation | TWh | 1.3401 | 1.3401 | 1.3401 | 1.3401 | 1.3401 | 1.3401 | 1.3401
NSR W H Sammis 1-4 - NOX Rate Annual v3.1, Unit 5456 and retrofits | 702 | 1942 | Rate Constraint in lbs/MMBtu | FALSE | L | Annual | Rate | lb/MWh | 1.2365 | 1.238 | 1.238 | 1.238 | 1.238 | 1.238 | 1.238
NSR W H Sammis 1-4 - NOX Rate Annual v3.1, Unit 5456 and retrofits | 702 | 1942 | Rate Constraint in lbs/MMBtu | FALSE | L | Annual | Constraint Shadow Price | US$/Ton | 0 | 0 | 0 | 0 | 0 | 0 | 0
NSR W H Sammis 1-4 - NOX Rate Annual v3.1, Unit 5457 and retrofits | 703 | 1942 | Rate Constraint in lbs/MMBtu | FALSE | L | Annual | Seasons Included | Seasons | Winter, Summer | Winter, Summer | Winter, Summer | Winter, Summer | Winter, Summer | Winter, Summer | Winter, Summer
NSR W H Sammis 1-4 - NOX Rate Annual v3.1, Unit 5457 and retrofits | 703 | 1942 | Rate Constraint in lbs/MMBtu | FALSE | L | Annual | Standard | lb/MMBtu | 0.25 | 0.25 | 0.25 | 0.25 | 0.25 | 0.25 | 0.25
NSR W H Sammis 1-4 - NOX Rate Annual v3.1, Unit 5457 and retrofits | 703 | 1942 | Rate Constraint in lbs/MMBtu | FALSE | L | Annual | Emissions at Affected Plants NOX | MTons | 1.6546 | 1.6566 | 1.6566 | 1.6566 | 1.6566 | 1.6566 | 1.6566
NSR W H Sammis 1-4 - NOX Rate Annual v3.1, Unit 5457 and retrofits | 703 | 1942 | Rate Constraint in lbs/MMBtu | FALSE | L | Annual | Allowances Purchased NOX | MTons | 0 | 0 | 0 | 0 | 0 | 0 | 0
NSR W H Sammis 1-4 - NOX Rate Annual v3.1, Unit 5457 and retrofits | 703 | 1942 | Rate Constraint in lbs/MMBtu | FALSE | L | Annual | Allowances Sold NOX | MTons | 0 | 0 | 0 | 0 | 0 | 0 | 0
NSR W H Sammis 1-4 - NOX Rate Annual v3.1, Unit 5457 and retrofits | 703 | 1942 | Rate Constraint in lbs/MMBtu | FALSE | L | Annual | Allowances Banked | MTons | 0 | 0 | 0 | 0 | 0 | 0 | 0
NSR W H Sammis 1-4 - NOX Rate Annual v3.1, Unit 5457 and retrofits | 703 | 1942 | Rate Constraint in lbs/MMBtu | FALSE | L | Annual | Allowances Withdrawn (1:1) | MTons | 0 | 0 | 0 | 0 | 0 | 0 | 0
NSR W H Sammis 1-4 - NOX Rate Annual v3.1, Unit 5457 and retrofits | 703 | 1942 | Rate Constraint in lbs/MMBtu | FALSE | L | Annual | Allowances Withdrawn (n:1) | MTons | 0 | 0 | 0 | 0 | 0 | 0 | 0
NSR W H Sammis 1-4 - NOX Rate Annual v3.1, Unit 5457 and retrofits | 703 | 1942 | Rate Constraint in lbs/MMBtu | FALSE | L | Annual | Net Emissions Allowance Position | MTons | 1.6546 | 1.6566 | 1.6566 | 1.6566 | 1.6566 | 1.6566 | 1.6566
NSR W H Sammis 1-4 - NOX Rate Annual v3.1, Unit 5457 and retrofits | 703 | 1942 | Rate Constraint in lbs/MMBtu | FALSE | L | Annual | Fuel Consumed | TBtu | 14.2445 | 14.2263 | 14.2263 | 14.2263 | 14.2263 | 14.2263 | 14.2263
NSR W H Sammis 1-4 - NOX Rate Annual v3.1, Unit 5457 and retrofits | 703 | 1942 | Rate Constraint in lbs/MMBtu | FALSE | L | Annual | Rate | lb/MMBtu | 0.23232 | 0.2329 | 0.2329 | 0.2329 | 0.2329 | 0.2329 | 0.2329
NSR W H Sammis 1-4 - NOX Rate Annual v3.1, Unit 5457 and retrofits | 703 | 1942 | Rate Constraint in lbs/MMBtu | FALSE | L | Annual | Generation | TWh | 1.3401 | 1.3401 | 1.3401 | 1.3401 | 1.3401 | 1.3401 | 1.3401
NSR W H Sammis 1-4 - NOX Rate Annual v3.1, Unit 5457 and retrofits | 703 | 1942 | Rate Constraint in lbs/MMBtu | FALSE | L | Annual | Qualifying Generation | TWh | 1.3401 | 1.3401 | 1.3401 | 1.3401 | 1.3401 | 1.3401 | 1.3401
NSR W H Sammis 1-4 - NOX Rate Annual v3.1, Unit 5457 and retrofits | 703 | 1942 | Rate Constraint in lbs/MMBtu | FALSE | L | Annual | Rate | lb/MWh | 1.2347 | 1.2362 | 1.2362 | 1.2362 | 1.2362 | 1.2362 | 1.2362
NSR W H Sammis 1-4 - NOX Rate Annual v3.1, Unit 5457 and retrofits | 703 | 1942 | Rate Constraint in lbs/MMBtu | FALSE | L | Annual | Constraint Shadow Price | US$/Ton | 0 | 0 | 0 | 0 | 0 | 0 | 0
NSR W H Sammis 1-4 - NOX Rate Annual v3.1, Unit 5458 and retrofits | 704 | 1942 | Rate Constraint in lbs/MMBtu | FALSE | L | Annual | Seasons Included | Seasons | Winter, Summer | Winter, Summer | Winter, Summer | Winter, Summer | Winter, Summer | Winter, Summer | Winter, Summer
NSR W H Sammis 1-4 - NOX Rate Annual v3.1, Unit 5458 and retrofits | 704 | 1942 | Rate Constraint in lbs/MMBtu | FALSE | L | Annual | Standard | lb/MMBtu | 0.25 | 0.25 | 0.25 | 0.25 | 0.25 | 0.25 | 0.25
NSR W H Sammis 1-4 - NOX Rate Annual v3.1, Unit 5458 and retrofits | 704 | 1942 | Rate Constraint in lbs/MMBtu | FALSE | L | Annual | Emissions at Affected Plants NOX | MTons | 1.6738 | 1.6753 | 1.6753 | 1.6753 | 1.6753 | 1.6753 | 1.6753
NSR W H Sammis 1-4 - NOX Rate Annual v3.1, Unit 5458 and retrofits | 704 | 1942 | Rate Constraint in lbs/MMBtu | FALSE | L | Annual | Allowances Purchased NOX | MTons | 0 | 0 | 0 | 0 | 0 | 0 | 0
NSR W H Sammis 1-4 - NOX Rate Annual v3.1, Unit 5458 and retrofits | 704 | 1942 | Rate Constraint in lbs/MMBtu | FALSE | L | Annual | Allowances Sold NOX | MTons | 0 | 0 | 0 | 0 | 0 | 0 | 0
NSR W H Sammis 1-4 - NOX Rate Annual v3.1, Unit 5458 and retrofits | 704 | 1942 | Rate Constraint in lbs/MMBtu | FALSE | L | Annual | Allowances Banked | MTons | 0 | 0 | 0 | 0 | 0 | 0 | 0
NSR W H Sammis 1-4 - NOX Rate Annual v3.1, Unit 5458 and retrofits | 704 | 1942 | Rate Constraint in lbs/MMBtu | FALSE | L | Annual | Allowances Withdrawn (1:1) | MTons | 0 | 0 | 0 | 0 | 0 | 0 | 0
NSR W H Sammis 1-4 - NOX Rate Annual v3.1, Unit 5458 and retrofits | 704 | 1942 | Rate Constraint in lbs/MMBtu | FALSE | L | Annual | Allowances Withdrawn (n:1) | MTons | 0 | 0 | 0 | 0 | 0 | 0 | 0
NSR W H Sammis 1-4 - NOX Rate Annual v3.1, Unit 5458 and retrofits | 704 | 1942 | Rate Constraint in lbs/MMBtu | FALSE | L | Annual | Net Emissions Allowance Position | MTons | 1.6738 | 1.6753 | 1.6753 | 1.6753 | 1.6753 | 1.6753 | 1.6753
NSR W H Sammis 1-4 - NOX Rate Annual v3.1, Unit 5458 and retrofits | 704 | 1942 | Rate Constraint in lbs/MMBtu | FALSE | L | Annual | Fuel Consumed | TBtu | 14.2539 | 14.2409 | 14.2409 | 14.2409 | 14.2409 | 14.2409 | 14.2409
NSR W H Sammis 1-4 - NOX Rate Annual v3.1, Unit 5458 and retrofits | 704 | 1942 | Rate Constraint in lbs/MMBtu | FALSE | L | Annual | Rate | lb/MMBtu | 0.23486 | 0.23528 | 0.23528 | 0.23528 | 0.23528 | 0.23528 | 0.23528
NSR W H Sammis 1-4 - NOX Rate Annual v3.1, Unit 5458 and retrofits | 704 | 1942 | Rate Constraint in lbs/MMBtu | FALSE | L | Annual | Generation | TWh | 1.3401 | 1.3401 | 1.3401 | 1.3401 | 1.3401 | 1.3401 | 1.3401
NSR W H Sammis 1-4 - NOX Rate Annual v3.1, Unit 5458 and retrofits | 704 | 1942 | Rate Constraint in lbs/MMBtu | FALSE | L | Annual | Qualifying Generation | TWh | 1.3401 | 1.3401 | 1.3401 | 1.3401 | 1.3401 | 1.3401 | 1.3401
NSR W H Sammis 1-4 - NOX Rate Annual v3.1, Unit 5458 and retrofits | 704 | 1942 | Rate Constraint in lbs/MMBtu | FALSE | L | Annual | Rate | lb/MWh | 1.2491 | 1.2501 | 1.2501 | 1.2501 | 1.2501 | 1.2501 | 1.2501
NSR W H Sammis 1-4 - NOX Rate Annual v3.1, Unit 5458 and retrofits | 704 | 1942 | Rate Constraint in lbs/MMBtu | FALSE | L | Annual | Constraint Shadow Price | US$/Ton | 0 | 0 | 0 | 0 | 0 | 0 | 0
NSR W H Sammis 1-4 - NOX Rate Annual v3.1, Unit 5459 and retrofits | 705 | 1942 | Rate Constraint in lbs/MMBtu | FALSE | L | Annual | Seasons Included | Seasons | Winter, Summer | Winter, Summer | Winter, Summer | Winter, Summer | Winter, Summer | Winter, Summer | Winter, Summer
NSR W H Sammis 1-4 - NOX Rate Annual v3.1, Unit 5459 and retrofits | 705 | 1942 | Rate Constraint in lbs/MMBtu | FALSE | L | Annual | Standard | lb/MMBtu | 0.25 | 0.25 | 0.25 | 0.25 | 0.25 | 0.25 | 0.25
NSR W H Sammis 1-4 - NOX Rate Annual v3.1, Unit 5459 and retrofits | 705 | 1942 | Rate Constraint in lbs/MMBtu | FALSE | L | Annual | Emissions at Affected Plants NOX | MTons | 1.6511 | 1.6531 | 1.6531 | 1.6531 | 1.6531 | 1.6531 | 1.6531
NSR W H Sammis 1-4 - NOX Rate Annual v3.1, Unit 5459 and retrofits | 705 | 1942 | Rate Constraint in lbs/MMBtu | FALSE | L | Annual | Allowances Purchased NOX | MTons | 0 | 0 | 0 | 0 | 0 | 0 | 0
NSR W H Sammis 1-4 - NOX Rate Annual v3.1, Unit 5459 and retrofits | 705 | 1942 | Rate Constraint in lbs/MMBtu | FALSE | L | Annual | Allowances Sold NOX | MTons | 0 | 0 | 0 | 0 | 0 | 0 | 0
NSR W H Sammis 1-4 - NOX Rate Annual v3.1, Unit 5459 and retrofits | 705 | 1942 | Rate Constraint in lbs/MMBtu | FALSE | L | Annual | Allowances Banked | MTons | 0 | 0 | 0 | 0 | 0 | 0 | 0
NSR W H Sammis 1-4 - NOX Rate Annual v3.1, Unit 5459 and retrofits | 705 | 1942 | Rate Constraint in lbs/MMBtu | FALSE | L | Annual | Allowances Withdrawn (1:1) | MTons | 0 | 0 | 0 | 0 | 0 | 0 | 0
NSR W H Sammis 1-4 - NOX Rate Annual v3.1, Unit 5459 and retrofits | 705 | 1942 | Rate Constraint in lbs/MMBtu | FALSE | L | Annual | Allowances Withdrawn (n:1) | MTons | 0 | 0 | 0 | 0 | 0 | 0 | 0
NSR W H Sammis 1-4 - NOX Rate Annual v3.1, Unit 5459 and retrofits | 705 | 1942 | Rate Constraint in lbs/MMBtu | FALSE | L | Annual | Net Emissions Allowance Position | MTons | 1.6511 | 1.6531 | 1.6531 | 1.6531 | 1.6531 | 1.6531 | 1.6531
NSR W H Sammis 1-4 - NOX Rate Annual v3.1, Unit 5459 and retrofits | 705 | 1942 | Rate Constraint in lbs/MMBtu | FALSE | L | Annual | Fuel Consumed | TBtu | 14.0394 | 14.0215 | 14.0215 | 14.0215 | 14.0215 | 14.0215 | 14.0215
NSR W H Sammis 1-4 - NOX Rate Annual v3.1, Unit 5459 and retrofits | 705 | 1942 | Rate Constraint in lbs/MMBtu | FALSE | L | Annual | Rate | lb/MMBtu | 0.23521 | 0.2358 | 0.2358 | 0.2358 | 0.2358 | 0.2358 | 0.2358
NSR W H Sammis 1-4 - NOX Rate Annual v3.1, Unit 5459 and retrofits | 705 | 1942 | Rate Constraint in lbs/MMBtu | FALSE | L | Annual | Generation | TWh | 1.3401 | 1.3401 | 1.3401 | 1.3401 | 1.3401 | 1.3401 | 1.3401
NSR W H Sammis 1-4 - NOX Rate Annual v3.1, Unit 5459 and retrofits | 705 | 1942 | Rate Constraint in lbs/MMBtu | FALSE | L | Annual | Qualifying Generation | TWh | 1.3401 | 1.3401 | 1.3401 | 1.3401 | 1.3401 | 1.3401 | 1.3401
NSR W H Sammis 1-4 - NOX Rate Annual v3.1, Unit 5459 and retrofits | 705 | 1942 | Rate Constraint in lbs/MMBtu | FALSE | L | Annual | Rate | lb/MWh | 1.2321 | 1.2336 | 1.2336 | 1.2336 | 1.2336 | 1.2336 | 1.2336
NSR W H Sammis 1-4 - NOX Rate Annual v3.1, Unit 5459 and retrofits | 705 | 1942 | Rate Constraint in lbs/MMBtu | FALSE | L | Annual | Constraint Shadow Price | US$/Ton | 0 | 0 | 0 | 0 | 0 | 0 | 0
NSR W H Sammis 1-5 - SO2 Rate Annual v3.1, Unit 5456 and retrofits | 706 | 1877 | Rate Constraint in lbs/MMBtu | FALSE | L | Annual | Seasons Included | Seasons | Winter, Summer | Winter, Summer | Winter, Summer | Winter, Summer | Winter, Summer | Winter, Summer | Winter, Summer
NSR W H Sammis 1-5 - SO2 Rate Annual v3.1, Unit 5456 and retrofits | 706 | 1877 | Rate Constraint in lbs/MMBtu | FALSE | L | Annual | Standard | lb/MMBtu | 1.1 | 1.1 | 1.1 | 1.1 | 1.1 | 1.1 | 1.1
NSR W H Sammis 1-5 - SO2 Rate Annual v3.1, Unit 5456 and retrofits | 706 | 1877 | Rate Constraint in lbs/MMBtu | FALSE | L | Annual | Emissions at Affected Plants SO2 | MTons | 0.46768 | 0.47992 | 0.52276 | 0.86276 | 0.4243 | 0.86276 | 0.86276
NSR W H Sammis 1-5 - SO2 Rate Annual v3.1, Unit 5456 and retrofits | 706 | 1877 | Rate Constraint in lbs/MMBtu | FALSE | L | Annual | Allowances Purchased SO2 | MTons | 0 | 0 | 0 | 0 | 0 | 0 | 0
NSR W H Sammis 1-5 - SO2 Rate Annual v3.1, Unit 5456 and retrofits | 706 | 1877 | Rate Constraint in lbs/MMBtu | FALSE | L | Annual | Allowances Sold SO2 | MTons | 0 | 0 | 0 | 0 | 0 | 0 | 0
NSR W H Sammis 1-5 - SO2 Rate Annual v3.1, Unit 5456 and retrofits | 706 | 1877 | Rate Constraint in lbs/MMBtu | FALSE | L | Annual | Allowances Banked | MTons | 0 | 0 | 0 | 0 | 0 | 0 | 0
NSR W H Sammis 1-5 - SO2 Rate Annual v3.1, Unit 5456 and retrofits | 706 | 1877 | Rate Constraint in lbs/MMBtu | FALSE | L | Annual | Allowances Withdrawn (1:1) | MTons | 0 | 0 | 0 | 0 | 0 | 0 | 0
NSR W H Sammis 1-5 - SO2 Rate Annual v3.1, Unit 5456 and retrofits | 706 | 1877 | Rate Constraint in lbs/MMBtu | FALSE | L | Annual | Allowances Withdrawn (n:1) | MTons | 0 | 0 | 0 | 0 | 0 | 0 | 0
NSR W H Sammis 1-5 - SO2 Rate Annual v3.1, Unit 5456 and retrofits | 706 | 1877 | Rate Constraint in lbs/MMBtu | FALSE | L | Annual | Net Emissions Allowance Position | MTons | 0.46768 | 0.47992 | 0.52276 | 0.86276 | 0.4243 | 0.86276 | 0.86276
NSR W H Sammis 1-5 - SO2 Rate Annual v3.1, Unit 5456 and retrofits | 706 | 1877 | Rate Constraint in lbs/MMBtu | FALSE | L | Annual | Fuel Consumed | TBtu | 14.1849 | 14.1669 | 14.1669 | 14.1669 | 14.1669 | 14.1669 | 14.1669
NSR W H Sammis 1-5 - SO2 Rate Annual v3.1, Unit 5456 and retrofits | 706 | 1877 | Rate Constraint in lbs/MMBtu | FALSE | L | Annual | Rate | lb/MMBtu | 0.06594 | 0.067752 | 0.0738 | 0.1218 | 0.0599 | 0.1218 | 0.1218
NSR W H Sammis 1-5 - SO2 Rate Annual v3.1, Unit 5456 and retrofits | 706 | 1877 | Rate Constraint in lbs/MMBtu | FALSE | L | Annual | Generation | TWh | 1.3401 | 1.3401 | 1.3401 | 1.3401 | 1.3401 | 1.3401 | 1.3401
NSR W H Sammis 1-5 - SO2 Rate Annual v3.1, Unit 5456 and retrofits | 706 | 1877 | Rate Constraint in lbs/MMBtu | FALSE | L | Annual | Qualifying Generation | TWh | 1.3401 | 1.3401 | 1.3401 | 1.3401 | 1.3401 | 1.3401 | 1.3401
NSR W H Sammis 1-5 - SO2 Rate Annual v3.1, Unit 5456 and retrofits | 706 | 1877 | Rate Constraint in lbs/MMBtu | FALSE | L | Annual | Rate | lb/MWh | 0.349 | 0.35813 | 0.3901 | 0.64382 | 0.31662 | 0.64382 | 0.64382
NSR W H Sammis 1-5 - SO2 Rate Annual v3.1, Unit 5456 and retrofits | 706 | 1877 | Rate Constraint in lbs/MMBtu | FALSE | L | Annual | Constraint Shadow Price | US$/Ton | 0 | 0 | 0 | 0 | 0 | 0 | 0
NSR W H Sammis 1-5 - SO2 Rate Annual v3.1, Unit 5457 and retrofits | 707 | 1877 | Rate Constraint in lbs/MMBtu | FALSE | L | Annual | Seasons Included | Seasons | Winter, Summer | Winter, Summer | Winter, Summer | Winter, Summer | Winter, Summer | Winter, Summer | Winter, Summer
NSR W H Sammis 1-5 - SO2 Rate Annual v3.1, Unit 5457 and retrofits | 707 | 1877 | Rate Constraint in lbs/MMBtu | FALSE | L | Annual | Standard | lb/MMBtu | 1.1 | 1.1 | 1.1 | 1.1 | 1.1 | 1.1 | 1.1
NSR W H Sammis 1-5 - SO2 Rate Annual v3.1, Unit 5457 and retrofits | 707 | 1877 | Rate Constraint in lbs/MMBtu | FALSE | L | Annual | Emissions at Affected Plants SO2 | MTons | 0.52339 | 0.4691 | 0.4691 | 0.61765 | 0.42608 | 0.86638 | 0.86638
NSR W H Sammis 1-5 - SO2 Rate Annual v3.1, Unit 5457 and retrofits | 707 | 1877 | Rate Constraint in lbs/MMBtu | FALSE | L | Annual | Allowances Purchased SO2 | MTons | 0 | 0 | 0 | 0 | 0 | 0 | 0
NSR W H Sammis 1-5 - SO2 Rate Annual v3.1, Unit 5457 and retrofits | 707 | 1877 | Rate Constraint in lbs/MMBtu | FALSE | L | Annual | Allowances Sold SO2 | MTons | 0 | 0 | 0 | 0 | 0 | 0 | 0
NSR W H Sammis 1-5 - SO2 Rate Annual v3.1, Unit 5457 and retrofits | 707 | 1877 | Rate Constraint in lbs/MMBtu | FALSE | L | Annual | Allowances Banked | MTons | 0 | 0 | 0 | 0 | 0 | 0 | 0
NSR W H Sammis 1-5 - SO2 Rate Annual v3.1, Unit 5457 and retrofits | 707 | 1877 | Rate Constraint in lbs/MMBtu | FALSE | L | Annual | Allowances Withdrawn (1:1) | MTons | 0 | 0 | 0 | 0 | 0 | 0 | 0
NSR W H Sammis 1-5 - SO2 Rate Annual v3.1, Unit 5457 and retrofits | 707 | 1877 | Rate Constraint in lbs/MMBtu | FALSE | L | Annual | Allowances Withdrawn (n:1) | MTons | 0 | 0 | 0 | 0 | 0 | 0 | 0
NSR W H Sammis 1-5 - SO2 Rate Annual v3.1, Unit 5457 and retrofits | 707 | 1877 | Rate Constraint in lbs/MMBtu | FALSE | L | Annual | Net Emissions Allowance Position | MTons | 0.52339 | 0.4691 | 0.4691 | 0.61765 | 0.42608 | 0.86638 | 0.86638
NSR W H Sammis 1-5 - SO2 Rate Annual v3.1, Unit 5457 and retrofits | 707 | 1877 | Rate Constraint in lbs/MMBtu | FALSE | L | Annual | Fuel Consumed | TBtu | 14.2445 | 14.2263 | 14.2263 | 14.2263 | 14.2263 | 14.2263 | 14.2263
NSR W H Sammis 1-5 - SO2 Rate Annual v3.1, Unit 5457 and retrofits | 707 | 1877 | Rate Constraint in lbs/MMBtu | FALSE | L | Annual | Rate | lb/MMBtu | 0.073487 | 0.065948 | 0.065948 | 0.086831 | 0.0599 | 0.1218 | 0.1218
NSR W H Sammis 1-5 - SO2 Rate Annual v3.1, Unit 5457 and retrofits | 707 | 1877 | Rate Constraint in lbs/MMBtu | FALSE | L | Annual | Generation | TWh | 1.3401 | 1.3401 | 1.3401 | 1.3401 | 1.3401 | 1.3401 | 1.3401
NSR W H Sammis 1-5 - SO2 Rate Annual v3.1, Unit 5457 and retrofits | 707 | 1877 | Rate Constraint in lbs/MMBtu | FALSE | L | Annual | Qualifying Generation | TWh | 1.3401 | 1.3401 | 1.3401 | 1.3401 | 1.3401 | 1.3401 | 1.3401
NSR W H Sammis 1-5 - SO2 Rate Annual v3.1, Unit 5457 and retrofits | 707 | 1877 | Rate Constraint in lbs/MMBtu | FALSE | L | Annual | Rate | lb/MWh | 0.39057 | 0.35005 | 0.35005 | 0.46091 | 0.31795 | 0.64652 | 0.64652
NSR W H Sammis 1-5 - SO2 Rate Annual v3.1, Unit 5457 and retrofits | 707 | 1877 | Rate Constraint in lbs/MMBtu | FALSE | L | Annual | Constraint Shadow Price | US$/Ton | 0 | 0 | 0 | 0 | 0 | 0 | 0
NSR W H Sammis 1-5 - SO2 Rate Annual v3.1, Unit 5458 and retrofits | 708 | 1877 | Rate Constraint in lbs/MMBtu | FALSE | L | Annual | Seasons Included | Seasons | Winter, Summer | Winter, Summer | Winter, Summer | Winter, Summer | Winter, Summer | Winter, Summer | Winter, Summer
NSR W H Sammis 1-5 - SO2 Rate Annual v3.1, Unit 5458 and retrofits | 708 | 1877 | Rate Constraint in lbs/MMBtu | FALSE | L | Annual | Standard | lb/MMBtu | 1.1 | 1.1 | 1.1 | 1.1 | 1.1 | 1.1 | 1.1
NSR W H Sammis 1-5 - SO2 Rate Annual v3.1, Unit 5458 and retrofits | 708 | 1877 | Rate Constraint in lbs/MMBtu | FALSE | L | Annual | Emissions at Affected Plants SO2 | MTons | 0.48131 | 0.46958 | 0.46958 | 0.61828 | 0.42651 | 0.86727 | 0.86727
NSR W H Sammis 1-5 - SO2 Rate Annual v3.1, Unit 5458 and retrofits | 708 | 1877 | Rate Constraint in lbs/MMBtu | FALSE | L | Annual | Allowances Purchased SO2 | MTons | 0 | 0 | 0 | 0 | 0 | 0 | 0
NSR W H Sammis 1-5 - SO2 Rate Annual v3.1, Unit 5458 and retrofits | 708 | 1877 | Rate Constraint in lbs/MMBtu | FALSE | L | Annual | Allowances Sold SO2 | MTons | 0 | 0 | 0 | 0 | 0 | 0 | 0
NSR W H Sammis 1-5 - SO2 Rate Annual v3.1, Unit 5458 and retrofits | 708 | 1877 | Rate Constraint in lbs/MMBtu | FALSE | L | Annual | Allowances Banked | MTons | 0 | 0 | 0 | 0 | 0 | 0 | 0
NSR W H Sammis 1-5 - SO2 Rate Annual v3.1, Unit 5458 and retrofits | 708 | 1877 | Rate Constraint in lbs/MMBtu | FALSE | L | Annual | Allowances Withdrawn (1:1) | MTons | 0 | 0 | 0 | 0 | 0 | 0 | 0
NSR W H Sammis 1-5 - SO2 Rate Annual v3.1, Unit 5458 and retrofits | 708 | 1877 | Rate Constraint in lbs/MMBtu | FALSE | L | Annual | Allowances Withdrawn (n:1) | MTons | 0 | 0 | 0 | 0 | 0 | 0 | 0
NSR W H Sammis 1-5 - SO2 Rate Annual v3.1, Unit 5458 and retrofits | 708 | 1877 | Rate Constraint in lbs/MMBtu | FALSE | L | Annual | Net Emissions Allowance Position | MTons | 0.48131 | 0.46958 | 0.46958 | 0.61828 | 0.42651 | 0.86727 | 0.86727
NSR W H Sammis 1-5 - SO2 Rate Annual v3.1, Unit 5458 and retrofits | 708 | 1877 | Rate Constraint in lbs/MMBtu | FALSE | L | Annual | Fuel Consumed | TBtu | 14.2539 | 14.2409 | 14.2409 | 14.2409 | 14.2409 | 14.2409 | 14.2409
NSR W H Sammis 1-5 - SO2 Rate Annual v3.1, Unit 5458 and retrofits | 708 | 1877 | Rate Constraint in lbs/MMBtu | FALSE | L | Annual | Rate | lb/MMBtu | 0.067533 | 0.065948 | 0.065948 | 0.086831 | 0.0599 | 0.1218 | 0.1218
NSR W H Sammis 1-5 - SO2 Rate Annual v3.1, Unit 5458 and retrofits | 708 | 1877 | Rate Constraint in lbs/MMBtu | FALSE | L | Annual | Generation | TWh | 1.3401 | 1.3401 | 1.3401 | 1.3401 | 1.3401 | 1.3401 | 1.3401
NSR W H Sammis 1-5 - SO2 Rate Annual v3.1, Unit 5458 and retrofits | 708 | 1877 | Rate Constraint in lbs/MMBtu | FALSE | L | Annual | Qualifying Generation | TWh | 1.3401 | 1.3401 | 1.3401 | 1.3401 | 1.3401 | 1.3401 | 1.3401
NSR W H Sammis 1-5 - SO2 Rate Annual v3.1, Unit 5458 and retrofits | 708 | 1877 | Rate Constraint in lbs/MMBtu | FALSE | L | Annual | Rate | lb/MWh | 0.35917 | 0.35041 | 0.35041 | 0.46138 | 0.31828 | 0.64718 | 0.64718
NSR W H Sammis 1-5 - SO2 Rate Annual v3.1, Unit 5458 and retrofits | 708 | 1877 | Rate Constraint in lbs/MMBtu | FALSE | L | Annual | Constraint Shadow Price | US$/Ton | 0 | 0 | 0 | 0 | 0 | 0 | 0
NSR W H Sammis 1-5 - SO2 Rate Annual v3.1, Unit 5459 and retrofits | 709 | 1877 | Rate Constraint in lbs/MMBtu | FALSE | L | Annual | Seasons Included | Seasons | Winter, Summer | Winter, Summer | Winter, Summer | Winter, Summer | Winter, Summer | Winter, Summer | Winter, Summer
NSR W H Sammis 1-5 - SO2 Rate Annual v3.1, Unit 5459 and retrofits | 709 | 1877 | Rate Constraint in lbs/MMBtu | FALSE | L | Annual | Standard | lb/MMBtu | 1.1 | 1.1 | 1.1 | 1.1 | 1.1 | 1.1 | 1.1
NSR W H Sammis 1-5 - SO2 Rate Annual v3.1, Unit 5459 and retrofits | 709 | 1877 | Rate Constraint in lbs/MMBtu | FALSE | L | Annual | Emissions at Affected Plants SO2 | MTons | 0.46288 | 0.46234 | 0.46234 | 0.85391 | 0.41994 | 0.85391 | 0.85391
NSR W H Sammis 1-5 - SO2 Rate Annual v3.1, Unit 5459 and retrofits | 709 | 1877 | Rate Constraint in lbs/MMBtu | FALSE | L | Annual | Allowances Purchased SO2 | MTons | 0 | 0 | 0 | 0 | 0 | 0 | 0
NSR W H Sammis 1-5 - SO2 Rate Annual v3.1, Unit 5459 and retrofits | 709 | 1877 | Rate Constraint in lbs/MMBtu | FALSE | L | Annual | Allowances Sold SO2 | MTons | 0 | 0 | 0 | 0 | 0 | 0 | 0
NSR W H Sammis 1-5 - SO2 Rate Annual v3.1, Unit 5459 and retrofits | 709 | 1877 | Rate Constraint in lbs/MMBtu | FALSE | L | Annual | Allowances Banked | MTons | 0 | 0 | 0 | 0 | 0 | 0 | 0
NSR W H Sammis 1-5 - SO2 Rate Annual v3.1, Unit 5459 and retrofits | 709 | 1877 | Rate Constraint in lbs/MMBtu | FALSE | L | Annual | Allowances Withdrawn (1:1) | MTons | 0 | 0 | 0 | 0 | 0 | 0 | 0
NSR W H Sammis 1-5 - SO2 Rate Annual v3.1, Unit 5459 and retrofits | 709 | 1877 | Rate Constraint in lbs/MMBtu | FALSE | L | Annual | Allowances Withdrawn (n:1) | MTons | 0 | 0 | 0 | 0 | 0 | 0 | 0
NSR W H Sammis 1-5 - SO2 Rate Annual v3.1, Unit 5459 and retrofits | 709 | 1877 | Rate Constraint in lbs/MMBtu | FALSE | L | Annual | Net Emissions Allowance Position | MTons | 0.46288 | 0.46234 | 0.46234 | 0.85391 | 0.41994 | 0.85391 | 0.85391
NSR W H Sammis 1-5 - SO2 Rate Annual v3.1, Unit 5459 and retrofits | 709 | 1877 | Rate Constraint in lbs/MMBtu | FALSE | L | Annual | Fuel Consumed | TBtu | 14.0394 | 14.0215 | 14.0215 | 14.0215 | 14.0215 | 14.0215 | 14.0215
NSR W H Sammis 1-5 - SO2 Rate Annual v3.1, Unit 5459 and retrofits | 709 | 1877 | Rate Constraint in lbs/MMBtu | FALSE | L | Annual | Rate | lb/MMBtu | 0.06594 | 0.065948 | 0.065948 | 0.1218 | 0.0599 | 0.1218 | 0.1218
NSR W H Sammis 1-5 - SO2 Rate Annual v3.1, Unit 5459 and retrofits | 709 | 1877 | Rate Constraint in lbs/MMBtu | FALSE | L | Annual | Generation | TWh | 1.3401 | 1.3401 | 1.3401 | 1.3401 | 1.3401 | 1.3401 | 1.3401
NSR W H Sammis 1-5 - SO2 Rate Annual v3.1, Unit 5459 and retrofits | 709 | 1877 | Rate Constraint in lbs/MMBtu | FALSE | L | Annual | Qualifying Generation | TWh | 1.3401 | 1.3401 | 1.3401 | 1.3401 | 1.3401 | 1.3401 | 1.3401
NSR W H Sammis 1-5 - SO2 Rate Annual v3.1, Unit 5459 and retrofits | 709 | 1877 | Rate Constraint in lbs/MMBtu | FALSE | L | Annual | Rate | lb/MWh | 0.34541 | 0.34501 | 0.34501 | 0.63721 | 0.31338 | 0.63721 | 0.63721
NSR W H Sammis 1-5 - SO2 Rate Annual v3.1, Unit 5459 and retrofits | 709 | 1877 | Rate Constraint in lbs/MMBtu | FALSE | L | Annual | Constraint Shadow Price | US$/Ton | 0 | 0 | 0 | 0 | 0 | 0 | 0
NSR W H Sammis 1-5 - SO2 Rate Annual v3.1, Unit 5460 and retrofits | 710 | 1877 | Rate Constraint in lbs/MMBtu | FALSE | L | Annual | Seasons Included | Seasons | Winter, Summer | Winter, Summer | Winter, Summer | Winter, Summer | Winter, Summer | Winter, Summer | Winter, Summer
NSR W H Sammis 1-5 - SO2 Rate Annual v3.1, Unit 5460 and retrofits | 710 | 1877 | Rate Constraint in lbs/MMBtu | FALSE | L | Annual | Standard | lb/MMBtu | 1.1 | 1.1 | 1.1 | 1.1 | 1.1 | 1.1 | 1.1
NSR W H Sammis 1-5 - SO2 Rate Annual v3.1, Unit 5460 and retrofits | 710 | 1877 | Rate Constraint in lbs/MMBtu | FALSE | L | Annual | Emissions at Affected Plants SO2 | MTons | 0.7247 | 0.75646 | 0.73116 | 0.7483 | 0.69273 | 1.4086 | 1.42
NSR W H Sammis 1-5 - SO2 Rate Annual v3.1, Unit 5460 and retrofits | 710 | 1877 | Rate Constraint in lbs/MMBtu | FALSE | L | Annual | Allowances Purchased SO2 | MTons | 0 | 0 | 0 | 0 | 0 | 0 | 0
NSR W H Sammis 1-5 - SO2 Rate Annual v3.1, Unit 5460 and retrofits | 710 | 1877 | Rate Constraint in lbs/MMBtu | FALSE | L | Annual | Allowances Sold SO2 | MTons | 0 | 0 | 0 | 0 | 0 | 0 | 0
NSR W H Sammis 1-5 - SO2 Rate Annual v3.1, Unit 5460 and retrofits | 710 | 1877 | Rate Constraint in lbs/MMBtu | FALSE | L | Annual | Allowances Banked | MTons | 0 | 0 | 0 | 0 | 0 | 0 | 0
NSR W H Sammis 1-5 - SO2 Rate Annual v3.1, Unit 5460 and retrofits | 710 | 1877 | Rate Constraint in lbs/MMBtu | FALSE | L | Annual | Allowances Withdrawn (1:1) | MTons | 0 | 0 | 0 | 0 | 0 | 0 | 0
NSR W H Sammis 1-5 - SO2 Rate Annual v3.1, Unit 5460 and retrofits | 710 | 1877 | Rate Constraint in lbs/MMBtu | FALSE | L | Annual | Allowances Withdrawn (n:1) | MTons | 0 | 0 | 0 | 0 | 0 | 0 | 0
NSR W H Sammis 1-5 - SO2 Rate Annual v3.1, Unit 5460 and retrofits | 710 | 1877 | Rate Constraint in lbs/MMBtu | FALSE | L | Annual | Net Emissions Allowance Position | MTons | 0.7247 | 0.75646 | 0.73116 | 0.7483 | 0.69273 | 1.4086 | 1.42
NSR W H Sammis 1-5 - SO2 Rate Annual v3.1, Unit 5460 and retrofits | 710 | 1877 | Rate Constraint in lbs/MMBtu | FALSE | L | Annual | Fuel Consumed | TBtu | 23.2648 | 23.3167 | 23.3167 | 23.3167 | 23.1295 | 23.1295 | 23.3167
NSR W H Sammis 1-5 - SO2 Rate Annual v3.1, Unit 5460 and retrofits | 710 | 1877 | Rate Constraint in lbs/MMBtu | FALSE | L | Annual | Rate | lb/MMBtu | 0.0623 | 0.064886 | 0.062716 | 0.064186 | 0.0599 | 0.1218 | 0.1218
NSR W H Sammis 1-5 - SO2 Rate Annual v3.1, Unit 5460 and retrofits | 710 | 1877 | Rate Constraint in lbs/MMBtu | FALSE | L | Annual | Generation | TWh | 2.1982 | 2.206 | 2.206 | 2.206 | 2.1882 | 2.1882 | 2.206
NSR W H Sammis 1-5 - SO2 Rate Annual v3.1, Unit 5460 and retrofits | 710 | 1877 | Rate Constraint in lbs/MMBtu | FALSE | L | Annual | Qualifying Generation | TWh | 2.1982 | 2.206 | 2.206 | 2.206 | 2.1882 | 2.1882 | 2.206
NSR W H Sammis 1-5 - SO2 Rate Annual v3.1, Unit 5460 and retrofits | 710 | 1877 | Rate Constraint in lbs/MMBtu | FALSE | L | Annual | Rate | lb/MWh | 0.32967 | 0.34291 | 0.33144 | 0.33921 | 0.31657 | 0.64371 | 0.64369
NSR W H Sammis 1-5 - SO2 Rate Annual v3.1, Unit 5460 and retrofits | 710 | 1877 | Rate Constraint in lbs/MMBtu | FALSE | L | Annual | Constraint Shadow Price | US$/Ton | 0 | 0 | 0 | 0 | 0 | 0 | 0
NSR W H Sammis 5 - NOX Rate Annual v3.1, Unit 5460 and retrofits | 711 | 1878 | Rate Constraint in lbs/MMBtu | FALSE | L | Annual | Seasons Included | Seasons | Winter, Summer | Winter, Summer | Winter, Summer | Winter, Summer | Winter, Summer | Winter, Summer | Winter, Summer
NSR W H Sammis 5 - NOX Rate Annual v3.1, Unit 5460 and retrofits | 711 | 1878 | Rate Constraint in lbs/MMBtu | FALSE | L | Annual | Standard | lb/MMBtu | 0.29 | 0.29 | 0.29 | 0.29 | 0.29 | 0.29 | 0.29
NSR W H Sammis 5 - NOX Rate Annual v3.1, Unit 5460 and retrofits | 711 | 1878 | Rate Constraint in lbs/MMBtu | FALSE | L | Annual | Emissions at Affected Plants NOX | MTons | 0.8677 | 0.87805 | 0.87805 | 0.87805 | 0.86366 | 0.86366 | 0.87805
NSR W H Sammis 5 - NOX Rate Annual v3.1, Unit 5460 and retrofits | 711 | 1878 | Rate Constraint in lbs/MMBtu | FALSE | L | Annual | Allowances Purchased NOX | MTons | 0 | 0 | 0 | 0 | 0 | 0 | 0
NSR W H Sammis 5 - NOX Rate Annual v3.1, Unit 5460 and retrofits | 711 | 1878 | Rate Constraint in lbs/MMBtu | FALSE | L | Annual | Allowances Sold NOX | MTons | 0 | 0 | 0 | 0 | 0 | 0 | 0
NSR W H Sammis 5 - NOX Rate Annual v3.1, Unit 5460 and retrofits | 711 | 1878 | Rate Constraint in lbs/MMBtu | FALSE | L | Annual | Allowances Banked | MTons | 0 | 0 | 0 | 0 | 0 | 0 | 0
NSR W H Sammis 5 - NOX Rate Annual v3.1, Unit 5460 and retrofits | 711 | 1878 | Rate Constraint in lbs/MMBtu | FALSE | L | Annual | Allowances Withdrawn (1:1) | MTons | 0 | 0 | 0 | 0 | 0 | 0 | 0
NSR W H Sammis 5 - NOX Rate Annual v3.1, Unit 5460 and retrofits | 711 | 1878 | Rate Constraint in lbs/MMBtu | FALSE | L | Annual | Allowances Withdrawn (n:1) | MTons | 0 | 0 | 0 | 0 | 0 | 0 | 0
NSR W H Sammis 5 - NOX Rate Annual v3.1, Unit 5460 and retrofits | 711 | 1878 | Rate Constraint in lbs/MMBtu | FALSE | L | Annual | Net Emissions Allowance Position | MTons | 0.8677 | 0.87805 | 0.87805 | 0.87805 | 0.86366 | 0.86366 | 0.87805
NSR W H Sammis 5 - NOX Rate Annual v3.1, Unit 5460 and retrofits | 711 | 1878 | Rate Constraint in lbs/MMBtu | FALSE | L | Annual | Fuel Consumed | TBtu | 23.2648 | 23.3167 | 23.3167 | 23.3167 | 23.1295 | 23.1295 | 23.3167
NSR W H Sammis 5 - NOX Rate Annual v3.1, Unit 5460 and retrofits | 711 | 1878 | Rate Constraint in lbs/MMBtu | FALSE | L | Annual | Rate | lb/MMBtu | 0.074593 | 0.075315 | 0.075315 | 0.075315 | 0.07468 | 0.07468 | 0.075315
NSR W H Sammis 5 - NOX Rate Annual v3.1, Unit 5460 and retrofits | 711 | 1878 | Rate Constraint in lbs/MMBtu | FALSE | L | Annual | Generation | TWh | 2.1982 | 2.206 | 2.206 | 2.206 | 2.1882 | 2.1882 | 2.206
NSR W H Sammis 5 - NOX Rate Annual v3.1, Unit 5460 and retrofits | 711 | 1878 | Rate Constraint in lbs/MMBtu | FALSE | L | Annual | Qualifying Generation | TWh | 2.1982 | 2.206 | 2.206 | 2.206 | 2.1882 | 2.1882 | 2.206
NSR W H Sammis 5 - NOX Rate Annual v3.1, Unit 5460 and retrofits | 711 | 1878 | Rate Constraint in lbs/MMBtu | FALSE | L | Annual | Rate | lb/MWh | 0.39472 | 0.39803 | 0.39803 | 0.39803 | 0.39469 | 0.39469 | 0.39803
NSR W H Sammis 5 - NOX Rate Annual v3.1, Unit 5460 and retrofits | 711 | 1878 | Rate Constraint in lbs/MMBtu | FALSE | L | Annual | Constraint Shadow Price | US$/Ton | 0 | 0 | 0 | 0 | 0 | 0 | 0
NSR W H Sammis 6 - SO2 Rate Annual v3.1, Unit 5424 and retrofits | 712 | 1879 | Rate Constraint in lbs/MMBtu | FALSE | L | Annual | Seasons Included | Seasons | Winter, Summer | Winter, Summer | Winter, Summer | Winter, Summer | Winter, Summer | Winter, Summer | Winter, Summer
NSR W H Sammis 6 - SO2 Rate Annual v3.1, Unit 5424 and retrofits | 712 | 1879 | Rate Constraint in lbs/MMBtu | FALSE | L | Annual | Standard | lb/MMBtu | 0.13 | 0.13 | 0.13 | 0.13 | 0.13 | 0.13 | 0.13
NSR W H Sammis 6 - SO2 Rate Annual v3.1, Unit 5424 and retrofits | 712 | 1879 | Rate Constraint in lbs/MMBtu | FALSE | L | Annual | Emissions at Affected Plants SO2 | MTons | 2.9466 | 2.8393 | 2.9411 | 2.9411 | 2.8393 | 2.9411 | 2.9411
NSR W H Sammis 6 - SO2 Rate Annual v3.1, Unit 5424 and retrofits | 712 | 1879 | Rate Constraint in lbs/MMBtu | FALSE | L | Annual | Allowances Purchased SO2 | MTons | 0 | 0 | 0 | 0 | 0 | 0 | 0
NSR W H Sammis 6 - SO2 Rate Annual v3.1, Unit 5424 and retrofits | 712 | 1879 | Rate Constraint in lbs/MMBtu | FALSE | L | Annual | Allowances Sold SO2 | MTons | 0 | 0 | 0 | 0 | 0 | 0 | 0
NSR W H Sammis 6 - SO2 Rate Annual v3.1, Unit 5424 and retrofits | 712 | 1879 | Rate Constraint in lbs/MMBtu | FALSE | L | Annual | Allowances Banked | MTons | 0 | 0 | 0 | 0 | 0 | 0 | 0
NSR W H Sammis 6 - SO2 Rate Annual v3.1, Unit 5424 and retrofits | 712 | 1879 | Rate Constraint in lbs/MMBtu | FALSE | L | Annual | Allowances Withdrawn (1:1) | MTons | 0 | 0 | 0 | 0 | 0 | 0 | 0
NSR W H Sammis 6 - SO2 Rate Annual v3.1, Unit 5424 and retrofits | 712 | 1879 | Rate Constraint in lbs/MMBtu | FALSE | L | Annual | Allowances Withdrawn (n:1) | MTons | 0 | 0 | 0 | 0 | 0 | 0 | 0
NSR W H Sammis 6 - SO2 Rate Annual v3.1, Unit 5424 and retrofits | 712 | 1879 | Rate Constraint in lbs/MMBtu | FALSE | L | Annual | Net Emissions Allowance Position | MTons | 2.9466 | 2.8393 | 2.9411 | 2.9411 | 2.8393 | 2.9411 | 2.9411
NSR W H Sammis 6 - SO2 Rate Annual v3.1, Unit 5424 and retrofits | 712 | 1879 | Rate Constraint in lbs/MMBtu | FALSE | L | Annual | Fuel Consumed | TBtu | 45.3051 | 45.2474 | 45.2474 | 45.2474 | 45.2474 | 45.2474 | 45.2474
NSR W H Sammis 6 - SO2 Rate Annual v3.1, Unit 5424 and retrofits | 712 | 1879 | Rate Constraint in lbs/MMBtu | FALSE | L | Annual | Rate | lb/MMBtu | 0.13008 | 0.1255 | 0.13 | 0.13 | 0.1255 | 0.13 | 0.13
NSR W H Sammis 6 - SO2 Rate Annual v3.1, Unit 5424 and retrofits | 712 | 1879 | Rate Constraint in lbs/MMBtu | FALSE | L | Annual | Generation | TWh | 4.3747 | 4.3747 | 4.3747 | 4.3747 | 4.3747 | 4.3747 | 4.3747
NSR W H Sammis 6 - SO2 Rate Annual v3.1, Unit 5424 and retrofits | 712 | 1879 | Rate Constraint in lbs/MMBtu | FALSE | L | Annual | Qualifying Generation | TWh | 4.3747 | 4.3747 | 4.3747 | 4.3747 | 4.3747 | 4.3747 | 4.3747
NSR W H Sammis 6 - SO2 Rate Annual v3.1, Unit 5424 and retrofits | 712 | 1879 | Rate Constraint in lbs/MMBtu | FALSE | L | Annual | Rate | lb/MWh | 0.67355 | 0.64902 | 0.67229 | 0.67229 | 0.64902 | 0.67229 | 0.67229
NSR W H Sammis 6 - SO2 Rate Annual v3.1, Unit 5424 and retrofits | 712 | 1879 | Rate Constraint in lbs/MMBtu | FALSE | L | Annual | Constraint Shadow Price | US$/Ton | 0 | 0 | 0 | 0 | 0 | 3.4162 | 0.81863
NSR W H Sammis 6,7 - NOX Rate Annual v3.1, Unit 5424 and retrofits | 713 | 1880 | Rate Constraint in lbs/MMBtu | FALSE | L | Annual | Seasons Included | Seasons | Winter, Summer | Winter, Summer | Winter, Summer | Winter, Summer | Winter, Summer | Winter, Summer | Winter, Summer
NSR W H Sammis 6,7 - NOX Rate Annual v3.1, Unit 5424 and retrofits | 713 | 1880 | Rate Constraint in lbs/MMBtu | FALSE | L | Annual | Standard | lb/MMBtu | 0.1 | 0.1 | 0.1 | 0.1 | 0.1 | 0.1 | 0.1
NSR W H Sammis 6,7 - NOX Rate Annual v3.1, Unit 5424 and retrofits | 713 | 1880 | Rate Constraint in lbs/MMBtu | FALSE | L | Annual | Emissions at Affected Plants NOX | MTons | 2.0543 | 2.0568 | 2.0568 | 2.0568 | 2.0568 | 2.0568 | 2.0568
NSR W H Sammis 6,7 - NOX Rate Annual v3.1, Unit 5424 and retrofits | 713 | 1880 | Rate Constraint in lbs/MMBtu | FALSE | L | Annual | Allowances Purchased NOX | MTons | 0 | 0 | 0 | 0 | 0 | 0 | 0
NSR W H Sammis 6,7 - NOX Rate Annual v3.1, Unit 5424 and retrofits | 713 | 1880 | Rate Constraint in lbs/MMBtu | FALSE | L | Annual | Allowances Sold NOX | MTons | 0 | 0 | 0 | 0 | 0 | 0 | 0
NSR W H Sammis 6,7 - NOX Rate Annual v3.1, Unit 5424 and retrofits | 713 | 1880 | Rate Constraint in lbs/MMBtu | FALSE | L | Annual | Allowances Banked | MTons | 0 | 0 | 0 | 0 | 0 | 0 | 0
NSR W H Sammis 6,7 - NOX Rate Annual v3.1, Unit 5424 and retrofits | 713 | 1880 | Rate Constraint in lbs/MMBtu | FALSE | L | Annual | Allowances Withdrawn (1:1) | MTons | 0 | 0 | 0 | 0 | 0 | 0 | 0
NSR W H Sammis 6,7 - NOX Rate Annual v3.1, Unit 5424 and retrofits | 713 | 1880 | Rate Constraint in lbs/MMBtu | FALSE | L | Annual | Allowances Withdrawn (n:1) | MTons | 0 | 0 | 0 | 0 | 0 | 0 | 0
NSR W H Sammis 6,7 - NOX Rate Annual v3.1, Unit 5424 and retrofits | 713 | 1880 | Rate Constraint in lbs/MMBtu | FALSE | L | Annual | Net Emissions Allowance Position | MTons | 2.0543 | 2.0568 | 2.0568 | 2.0568 | 2.0568 | 2.0568 | 2.0568
NSR W H Sammis 6,7 - NOX Rate Annual v3.1, Unit 5424 and retrofits | 713 | 1880 | Rate Constraint in lbs/MMBtu | FALSE | L | Annual | Fuel Consumed | TBtu | 45.3051 | 45.2474 | 45.2474 | 45.2474 | 45.2474 | 45.2474 | 45.2474
NSR W H Sammis 6,7 - NOX Rate Annual v3.1, Unit 5424 and retrofits | 713 | 1880 | Rate Constraint in lbs/MMBtu | FALSE | L | Annual | Rate | lb/MMBtu | 0.090689 | 0.090914 | 0.090914 | 0.090914 | 0.090914 | 0.090914 | 0.090914
NSR W H Sammis 6,7 - NOX Rate Annual v3.1, Unit 5424 and retrofits | 713 | 1880 | Rate Constraint in lbs/MMBtu | FALSE | L | Annual | Generation | TWh | 4.3747 | 4.3747 | 4.3747 | 4.3747 | 4.3747 | 4.3747 | 4.3747
NSR W H Sammis 6,7 - NOX Rate Annual v3.1, Unit 5424 and retrofits | 713 | 1880 | Rate Constraint in lbs/MMBtu | FALSE | L | Annual | Qualifying Generation | TWh | 4.3747 | 4.3747 | 4.3747 | 4.3747 | 4.3747 | 4.3747 | 4.3747
NSR W H Sammis 6,7 - NOX Rate Annual v3.1, Unit 5424 and retrofits | 713 | 1880 | Rate Constraint in lbs/MMBtu | FALSE | L | Annual | Rate | lb/MWh | 0.46959 | 0.47016 | 0.47016 | 0.47016 | 0.47016 | 0.47016 | 0.47016
NSR W H Sammis 6,7 - NOX Rate Annual v3.1, Unit 5424 and retrofits | 713 | 1880 | Rate Constraint in lbs/MMBtu | FALSE | L | Annual | Constraint Shadow Price | US$/Ton | 0 | 0 | 0 | 0 | 0 | 0 | 0
NSR W H Sammis 6,7 - NOX Rate Annual v3.1, Unit 5425 and retrofits | 714 | 1880 | Rate Constraint in lbs/MMBtu | FALSE | L | Annual | Seasons Included | Seasons | Winter, Summer | Winter, Summer | Winter, Summer | Winter, Summer | Winter, Summer | Winter, Summer | Winter, Summer
NSR W H Sammis 6,7 - NOX Rate Annual v3.1, Unit 5425 and retrofits | 714 | 1880 | Rate Constraint in lbs/MMBtu | FALSE | L | Annual | Standard | lb/MMBtu | 0.1 | 0.1 | 0.1 | 0.1 | 0.1 | 0.1 | 0.1
NSR W H Sammis 6,7 - NOX Rate Annual v3.1, Unit 5425 and retrofits | 714 | 1880 | Rate Constraint in lbs/MMBtu | FALSE | L | Annual | Emissions at Affected Plants NOX | MTons | 2.2784 | 2.2811 | 2.2811 | 2.2811 | 2.2811 | 2.2811 | 2.2811
NSR W H Sammis 6,7 - NOX Rate Annual v3.1, Unit 5425 and retrofits | 714 | 1880 | Rate Constraint in lbs/MMBtu | FALSE | L | Annual | Allowances Purchased NOX | MTons | 0 | 0 | 0 | 0 | 0 | 0 | 0
NSR W H Sammis 6,7 - NOX Rate Annual v3.1, Unit 5425 and retrofits | 714 | 1880 | Rate Constraint in lbs/MMBtu | FALSE | L | Annual | Allowances Sold NOX | MTons | 0 | 0 | 0 | 0 | 0 | 0 | 0
NSR W H Sammis 6,7 - NOX Rate Annual v3.1, Unit 5425 and retrofits | 714 | 1880 | Rate Constraint in lbs/MMBtu | FALSE | L | Annual | Allowances Banked | MTons | 0 | 0 | 0 | 0 | 0 | 0 | 0
NSR W H Sammis 6,7 - NOX Rate Annual v3.1, Unit 5425 and retrofits | 714 | 1880 | Rate Constraint in lbs/MMBtu | FALSE | L | Annual | Allowances Withdrawn (1:1) | MTons | 0 | 0 | 0 | 0 | 0 | 0 | 0
NSR W H Sammis 6,7 - NOX Rate Annual v3.1, Unit 5425 and retrofits | 714 | 1880 | Rate Constraint in lbs/MMBtu | FALSE | L | Annual | Allowances Withdrawn (n:1) | MTons | 0 | 0 | 0 | 0 | 0 | 0 | 0
NSR W H Sammis 6,7 - NOX Rate Annual v3.1, Unit 5425 and retrofits | 714 | 1880 | Rate Constraint in lbs/MMBtu | FALSE | L | Annual | Net Emissions Allowance Position | MTons | 2.2784 | 2.2811 | 2.2811 | 2.2811 | 2.2811 | 2.2811 | 2.2811
NSR W H Sammis 6,7 - NOX Rate Annual v3.1, Unit 5425 and retrofits | 714 | 1880 | Rate Constraint in lbs/MMBtu | FALSE | L | Annual | Fuel Consumed | TBtu | 45.681 | 45.6228 | 45.6228 | 45.6228 | 45.6228 | 45.6228 | 45.6228
NSR W H Sammis 6,7 - NOX Rate Annual v3.1, Unit 5425 and retrofits | 714 | 1880 | Rate Constraint in lbs/MMBtu | FALSE | L | Annual | Rate | lb/MMBtu | 0.099752 | 0.1 | 0.1 | 0.1 | 0.1 | 0.1 | 0.1
NSR W H Sammis 6,7 - NOX Rate Annual v3.1, Unit 5425 and retrofits | 714 | 1880 | Rate Constraint in lbs/MMBtu | FALSE | L | Annual | Generation | TWh | 4.3747 | 4.3747 | 4.3747 | 4.3747 | 4.3747 | 4.3747 | 4.3747
NSR W H Sammis 6,7 - NOX Rate Annual v3.1, Unit 5425 and retrofits | 714 | 1880 | Rate Constraint in lbs/MMBtu | FALSE | L | Annual | Qualifying Generation | TWh | 4.3747 | 4.3747 | 4.3747 | 4.3747 | 4.3747 | 4.3747 | 4.3747
NSR W H Sammis 6,7 - NOX Rate Annual v3.1, Unit 5425 and retrofits | 714 | 1880 | Rate Constraint in lbs/MMBtu | FALSE | L | Annual | Rate | lb/MWh | 0.52081 | 0.52144 | 0.52144 | 0.52144 | 0.52144 | 0.52144 | 0.52144
NSR W H Sammis 6,7 - NOX Rate Annual v3.1, Unit 5425 and retrofits | 714 | 1880 | Rate Constraint in lbs/MMBtu | FALSE | L | Annual | Constraint Shadow Price | US$/Ton | 0 | 0 | 0 | 0 | 0 | 0 | 0
NSR W H Sammis 7 - SO2 Rate Annual v3.1, Unit 5425 and retrofits | 715 | 1881 | Rate Constraint in lbs/MMBtu | FALSE | L | Annual | Seasons Included | Seasons | Winter, Summer | Winter, Summer | Winter, Summer | Winter, Summer | Winter, Summer | Winter, Summer | Winter, Summer
NSR W H Sammis 7 - SO2 Rate Annual v3.1, Unit 5425 and retrofits | 715 | 1881 | Rate Constraint in lbs/MMBtu | FALSE | L | Annual | Standard | lb/MMBtu | 0.13 | 0.13 | 0.13 | 0.13 | 0.13 | 0.13 | 0.13
NSR W H Sammis 7 - SO2 Rate Annual v3.1, Unit 5425 and retrofits | 715 | 1881 | Rate Constraint in lbs/MMBtu | FALSE | L | Annual | Emissions at Affected Plants SO2 | MTons | 1.3681 | 1.3664 | 1.3664 | 1.9873 | 1.3664 | 2.7784 | 2.7784
NSR W H Sammis 7 - SO2 Rate Annual v3.1, Unit 5425 and retrofits | 715 | 1881 | Rate Constraint in lbs/MMBtu | FALSE | L | Annual | Allowances Purchased SO2 | MTons | 0 | 0 | 0 | 0 | 0 | 0 | 0
NSR W H Sammis 7 - SO2 Rate Annual v3.1, Unit 5425 and retrofits | 715 | 1881 | Rate Constraint in lbs/MMBtu | FALSE | L | Annual | Allowances Sold SO2 | MTons | 0 | 0 | 0 | 0 | 0 | 0 | 0
NSR W H Sammis 7 - SO2 Rate Annual v3.1, Unit 5425 and retrofits | 715 | 1881 | Rate Constraint in lbs/MMBtu | FALSE | L | Annual | Allowances Banked | MTons | 0 | 0 | 0 | 0 | 0 | 0 | 0
NSR W H Sammis 7 - SO2 Rate Annual v3.1, Unit 5425 and retrofits | 715 | 1881 | Rate Constraint in lbs/MMBtu | FALSE | L | Annual | Allowances Withdrawn (1:1) | MTons | 0 | 0 | 0 | 0 | 0 | 0 | 0
NSR W H Sammis 7 - SO2 Rate Annual v3.1, Unit 5425 and retrofits | 715 | 1881 | Rate Constraint in lbs/MMBtu | FALSE | L | Annual | Allowances Withdrawn (n:1) | MTons | 0 | 0 | 0 | 0 | 0 | 0 | 0
NSR W H Sammis 7 - SO2 Rate Annual v3.1, Unit 5425 and retrofits | 715 | 1881 | Rate Constraint in lbs/MMBtu | FALSE | L | Annual | Net Emissions Allowance Position | MTons | 1.3681 | 1.3664 | 1.3664 | 1.9873 | 1.3664 | 2.7784 | 2.7784
NSR W H Sammis 7 - SO2 Rate Annual v3.1, Unit 5425 and retrofits | 715 | 1881 | Rate Constraint in lbs/MMBtu | FALSE | L | Annual | Fuel Consumed | TBtu | 45.681 | 45.6228 | 45.6228 | 45.6228 | 45.6228 | 45.6228 | 45.6228
NSR W H Sammis 7 - SO2 Rate Annual v3.1, Unit 5425 and retrofits | 715 | 1881 | Rate Constraint in lbs/MMBtu | FALSE | L | Annual | Rate | lb/MMBtu | 0.0599 | 0.0599 | 0.0599 | 0.087118 | 0.0599 | 0.1218 | 0.1218
NSR W H Sammis 7 - SO2 Rate Annual v3.1, Unit 5425 and retrofits | 715 | 1881 | Rate Constraint in lbs/MMBtu | FALSE | L | Annual | Generation | TWh | 4.3747 | 4.3747 | 4.3747 | 4.3747 | 4.3747 | 4.3747 | 4.3747
NSR W H Sammis 7 - SO2 Rate Annual v3.1, Unit 5425 and retrofits | 715 | 1881 | Rate Constraint in lbs/MMBtu | FALSE | L | Annual | Qualifying Generation | TWh | 4.3747 | 4.3747 | 4.3747 | 4.3747 | 4.3747 | 4.3747 | 4.3747
NSR W H Sammis 7 - SO2 Rate Annual v3.1, Unit 5425 and retrofits | 715 | 1881 | Rate Constraint in lbs/MMBtu | FALSE | L | Annual | Rate | lb/MWh | 0.31274 | 0.31234 | 0.31234 | 0.45427 | 0.31234 | 0.63511 | 0.63511
NSR W H Sammis 7 - SO2 Rate Annual v3.1, Unit 5425 and retrofits | 715 | 1881 | Rate Constraint in lbs/MMBtu | FALSE | L | Annual | Constraint Shadow Price | US$/Ton | 0 | 0 | 0 | 0 | 0 | 0 | 0
NSR WEPCO Settlement - NOX Cap Annual v3.1 | 716 | 1883 | Rate Constraint in MTons | FALSE | L | Annual | Seasons Included | Seasons | Winter, Summer | Winter, Summer | Winter, Summer | Winter, Summer | Winter, Summer | Winter, Summer | Winter, Summer
NSR WEPCO Settlement - NOX Cap Annual v3.1 | 716 | 1883 | Rate Constraint in MTons | FALSE | L | Annual | Standard | MTons | 17.4 | 17.4 | 17.4 | 17.4 | 17.4 | 17.4 | 17.4
NSR WEPCO Settlement - NOX Cap Annual v3.1 | 716 | 1883 | Rate Constraint in MTons | FALSE | L | Annual | Standard NOX | MTons | 17.4 | 17.4 | 17.4 | 17.4 | 17.4 | 17.4 | 17.4
NSR WEPCO Settlement - NOX Cap Annual v3.1 | 716 | 1883 | Rate Constraint in MTons | FALSE | L | Annual | Emissions at Affected Plants NOX | MTons | 11.2484 | 7.226 | 7.2247 | 7.2304 | 6.7103 | 7.2317 | 7.2285
NSR WEPCO Settlement - NOX Cap Annual v3.1 | 716 | 1883 | Rate Constraint in MTons | FALSE | L | Annual | Allowances Purchased NOX | MTons | 0 | 0 | 0 | 0 | 0 | 0 | 0
NSR WEPCO Settlement - NOX Cap Annual v3.1 | 716 | 1883 | Rate Constraint in MTons | FALSE | L | Annual | Allowances Sold NOX | MTons | 0 | 0 | 0 | 0 | 0 | 0 | 0
NSR WEPCO Settlement - NOX Cap Annual v3.1 | 716 | 1883 | Rate Constraint in MTons | FALSE | L | Annual | Allowances Banked | MTons | 0 | 0 | 0 | 0 | 0 | 0 | 0
NSR WEPCO Settlement - NOX Cap Annual v3.1 | 716 | 1883 | Rate Constraint in MTons | FALSE | L | Annual | Allowances Withdrawn (1:1) | MTons | 0 | 0 | 0 | 0 | 0 | 0 | 0
NSR WEPCO Settlement - NOX Cap Annual v3.1 | 716 | 1883 | Rate Constraint in MTons | FALSE | L | Annual | Allowances Withdrawn (n:1) | MTons | 0 | 0 | 0 | 0 | 0 | 0 | 0
NSR WEPCO Settlement - NOX Cap Annual v3.1 | 716 | 1883 | Rate Constraint in MTons | FALSE | L | Annual | Net Emissions Allowance Position | MTons | 11.2484 | 7.226 | 7.2247 | 7.2304 | 6.7103 | 7.2317 | 7.2285
NSR WEPCO Settlement - NOX Cap Annual v3.1 | 716 | 1883 | Rate Constraint in MTons | FALSE | L | Annual | Fuel Consumed | TBtu | 197.7121 | 176.3416 | 176.3686 | 176.2473 | 165.7907 | 176.2199 | 176.288
NSR WEPCO Settlement - NOX Cap Annual v3.1 | 716 | 1883 | Rate Constraint in MTons | FALSE | L | Annual | Rate | lb/MMBtu | 0.11379 | 0.081954 | 0.081927 | 0.082049 | 0.080948 | 0.082076 | 0.082008
NSR WEPCO Settlement - NOX Cap Annual v3.1 | 716 | 1883 | Rate Constraint in MTons | FALSE | L | Annual | Generation | TWh | 18.3643 | 16.5896 | 16.5896 | 16.5896 | 15.5622 | 16.5896 | 16.5896
NSR WEPCO Settlement - NOX Cap Annual v3.1 | 716 | 1883 | Rate Constraint in MTons | FALSE | L | Annual | Qualifying Generation | TWh | 18.3643 | 16.5896 | 16.5896 | 16.5896 | 15.5622 | 16.5896 | 16.5896
NSR WEPCO Settlement - NOX Cap Annual v3.1 | 716 | 1883 | Rate Constraint in MTons | FALSE | L | Annual | Rate | lb/MWh | 0.61251 | 0.43557 | 0.4355 | 0.43584 | 0.43119 | 0.43592 | 0.43572
NSR WEPCO Settlement - NOX Cap Annual v3.1 | 716 | 1883 | Rate Constraint in MTons | FALSE | L | Annual | Constraint Shadow Price | US$/Ton | 0 | 0 | 0 | 0 | 0 | 0 | 0
NSR WEPCO Settlement - NOX Rate Annual v3.1 | 717 | 1884 | Rate Constraint in lbs/MMBtu | FALSE | L | Annual | Seasons Included | Seasons | Winter, Summer | Winter, Summer | Winter, Summer | Winter, Summer | Winter, Summer | Winter, Summer | Winter, Summer
NSR WEPCO Settlement - NOX Rate Annual v3.1 | 717 | 1884 | Rate Constraint in lbs/MMBtu | FALSE | L | Annual | Standard | lb/MMBtu | 0.17 | 0.17 | 0.17 | 0.17 | 0.17 | 0.17 | 0.17
NSR WEPCO Settlement - NOX Rate Annual v3.1 | 717 | 1884 | Rate Constraint in lbs/MMBtu | FALSE | L | Annual | Emissions at Affected Plants NOX | MTons | 11.2484 | 7.226 | 7.2247 | 7.2304 | 6.7103 | 7.2317 | 7.2285
NSR WEPCO Settlement - NOX Rate Annual v3.1 | 717 | 1884 | Rate Constraint in lbs/MMBtu | FALSE | L | Annual | Allowances Purchased NOX | MTons | 0 | 0 | 0 | 0 | 0 | 0 | 0
NSR WEPCO Settlement - NOX Rate Annual v3.1 | 717 | 1884 | Rate Constraint in lbs/MMBtu | FALSE | L | Annual | Allowances Sold NOX | MTons | 0 | 0 | 0 | 0 | 0 | 0 | 0
NSR WEPCO Settlement - NOX Rate Annual v3.1 | 717 | 1884 | Rate Constraint in lbs/MMBtu | FALSE | L | Annual | Allowances Banked | MTons | 0 | 0 | 0 | 0 | 0 | 0 | 0
NSR WEPCO Settlement - NOX Rate Annual v3.1 | 717 | 1884 | Rate Constraint in lbs/MMBtu | FALSE | L | Annual | Allowances Withdrawn (1:1) | MTons | 0 | 0 | 0 | 0 | 0 | 0 | 0
NSR WEPCO Settlement - NOX Rate Annual v3.1 | 717 | 1884 | Rate Constraint in lbs/MMBtu | FALSE | L | Annual | Allowances Withdrawn (n:1) | MTons | 0 | 0 | 0 | 0 | 0 | 0 | 0
NSR WEPCO Settlement - NOX Rate Annual v3.1 | 717 | 1884 | Rate Constraint in lbs/MMBtu | FALSE | L | Annual | Net Emissions Allowance Position | MTons | 11.2484 | 7.226 | 7.2247 | 7.2304 | 6.7103 | 7.2317 | 7.2285
NSR WEPCO Settlement - NOX Rate Annual v3.1 | 717 | 1884 | Rate Constraint in lbs/MMBtu | FALSE | L | Annual | Fuel Consumed | TBtu | 197.7121 | 176.3416 | 176.3686 | 176.2473 | 165.7907 | 176.2199 | 176.288
NSR WEPCO Settlement - NOX Rate Annual v3.1 | 717 | 1884 | Rate Constraint in lbs/MMBtu | FALSE | L | Annual | Rate | lb/MMBtu | 0.11379 | 0.081954 | 0.081927 | 0.082049 | 0.080948 | 0.082076 | 0.082008
NSR WEPCO Settlement - NOX Rate Annual v3.1 | 717 | 1884 | Rate Constraint in lbs/MMBtu | FALSE | L | Annual | Generation | TWh | 18.3643 | 16.5896 | 16.5896 | 16.5896 | 15.5622 | 16.5896 | 16.5896
NSR WEPCO Settlement - NOX Rate Annual v3.1 | 717 | 1884 | Rate Constraint in lbs/MMBtu | FALSE | L | Annual | Qualifying Generation | TWh | 18.3643 | 16.5896 | 16.5896 | 16.5896 | 15.5622 | 16.5896 | 16.5896
NSR WEPCO Settlement - NOX Rate Annual v3.1 | 717 | 1884 | Rate Constraint in lbs/MMBtu | FALSE | L | Annual | Rate | lb/MWh | 0.61251 | 0.43557 | 0.4355 | 0.43584 | 0.43119 | 0.43592 | 0.43572
NSR WEPCO Settlement - NOX Rate Annual v3.1 | 717 | 1884 | Rate Constraint in lbs/MMBtu | FALSE | L | Annual | Constraint Shadow Price | US$/Ton | 0 | 0 | 0 | 0 | 0 | 0 | 0
NSR WEPCO Settlement - SO2 Cap Annual v3.1 | 718 | 1885 | Rate Constraint in MTons | FALSE | L | Annual | Seasons Included | Seasons | Winter, Summer | Winter, Summer | Winter, Summer | Winter, Summer | Winter, Summer | Winter, Summer | Winter, Summer
NSR WEPCO Settlement - SO2 Cap Annual v3.1 | 718 | 1885 | Rate Constraint in MTons | FALSE | L | Annual | Standard | MTons | 33.3 | 33.3 | 33.3 | 33.3 | 33.3 | 33.3 | 33.3
NSR WEPCO Settlement - SO2 Cap Annual v3.1 | 718 | 1885 | Rate Constraint in MTons | FALSE | L | Annual | Standard SO2 | MTons | 33.3 | 33.3 | 33.3 | 33.3 | 33.3 | 33.3 | 33.3
NSR WEPCO Settlement - SO2 Cap Annual v3.1 | 718 | 1885 | Rate Constraint in MTons | FALSE | L | Annual | Emissions at Affected Plants SO2 | MTons | 11.8655 | 5.2814 | 5.2822 | 5.2786 | 4.9654 | 5.2778 | 5.2798
NSR WEPCO Settlement - SO2 Cap Annual v3.1 | 718 | 1885 | Rate Constraint in MTons | FALSE | L | Annual | Allowances Purchased SO2 | MTons | 0 | 0 | 0 | 0 | 0 | 0 | 0
NSR WEPCO Settlement - SO2 Cap Annual v3.1 | 718 | 1885 | Rate Constraint in MTons | FALSE | L | Annual | Allowances Sold SO2 | MTons | 0 | 0 | 0 | 0 | 0 | 0 | 0
NSR WEPCO Settlement - SO2 Cap Annual v3.1 | 718 | 1885 | Rate Constraint in MTons | FALSE | L | Annual | Allowances Banked | MTons | 0 | 0 | 0 | 0 | 0 | 0 | 0
NSR WEPCO Settlement - SO2 Cap Annual v3.1 | 718 | 1885 | Rate Constraint in MTons | FALSE | L | Annual | Allowances Withdrawn (1:1) | MTons | 0 | 0 | 0 | 0 | 0 | 0 | 0
NSR WEPCO Settlement - SO2 Cap Annual v3.1 | 718 | 1885 | Rate Constraint in MTons | FALSE | L | Annual | Allowances Withdrawn (n:1) | MTons | 0 | 0 | 0 | 0 | 0 | 0 | 0
NSR WEPCO Settlement - SO2 Cap Annual v3.1 | 718 | 1885 | Rate Constraint in MTons | FALSE | L | Annual | Net Emissions Allowance Position | MTons | 11.8655 | 5.2814 | 5.2822 | 5.2786 | 4.9654 | 5.2778 | 5.2798
NSR WEPCO Settlement - SO2 Cap Annual v3.1 | 718 | 1885 | Rate Constraint in MTons | FALSE | L | Annual | Fuel Consumed | TBtu | 197.7121 | 176.3416 | 176.3686 | 176.2473 | 165.7907 | 176.2199 | 176.288
NSR WEPCO Settlement - SO2 Cap Annual v3.1 | 718 | 1885 | Rate Constraint in MTons | FALSE | L | Annual | Rate | lb/MMBtu | 0.12003 | 0.0599 | 0.0599 | 0.0599 | 0.0599 | 0.0599 | 0.0599
NSR WEPCO Settlement - SO2 Cap Annual v3.1 | 718 | 1885 | Rate Constraint in MTons | FALSE | L | Annual | Generation | TWh | 18.3643 | 16.5896 | 16.5896 | 16.5896 | 15.5622 | 16.5896 | 16.5896
NSR WEPCO Settlement - SO2 Cap Annual v3.1 | 718 | 1885 | Rate Constraint in MTons | FALSE | L | Annual | Qualifying Generation | TWh | 18.3643 | 16.5896 | 16.5896 | 16.5896 | 15.5622 | 16.5896 | 16.5896
NSR WEPCO Settlement - SO2 Cap Annual v3.1 | 718 | 1885 | Rate Constraint in MTons | FALSE | L | Annual | Rate | lb/MWh | 0.64611 | 0.31836 | 0.31841 | 0.31819 | 0.31907 | 0.31814 | 0.31826
NSR WEPCO Settlement - SO2 Cap Annual v3.1 | 718 | 1885 | Rate Constraint in MTons | FALSE | L | Annual | Constraint Shadow Price | US$/Ton | 0 | 0 | 0 | 0 | 0 | 0 | 0
NSR WEPCO Settlement - SO2 Rate Annual v3.1 | 719 | 1886 | Rate Constraint in lbs/MMBtu | FALSE | L | Annual | Seasons Included | Seasons | Winter, Summer | Winter, Summer | Winter, Summer | Winter, Summer | Winter, Summer | Winter, Summer | Winter, Summer
NSR WEPCO Settlement - SO2 Rate Annual v3.1 | 719 | 1886 | Rate Constraint in lbs/MMBtu | FALSE | L | Annual | Standard | lb/MMBtu | 0.32 | 0.32 | 0.32 | 0.32 | 0.32 | 0.32 | 0.32
NSR WEPCO Settlement - SO2 Rate Annual v3.1 | 719 | 1886 | Rate Constraint in lbs/MMBtu | FALSE | L | Annual | Emissions at Affected Plants SO2 | MTons | 11.8655 | 5.2814 | 5.2822 | 5.2786 | 4.9654 | 5.2778 | 5.2798
NSR WEPCO Settlement - SO2 Rate Annual v3.1 | 719 | 1886 | Rate Constraint in lbs/MMBtu | FALSE | L | Annual | Allowances Purchased SO2 | MTons | 0 | 0 | 0 | 0 | 0 | 0 | 0
NSR WEPCO Settlement - SO2 Rate Annual v3.1 | 719 | 1886 | Rate Constraint in lbs/MMBtu | FALSE | L | Annual | Allowances Sold SO2 | MTons | 0 | 0 | 0 | 0 | 0 | 0 | 0
NSR WEPCO Settlement - SO2 Rate Annual v3.1 | 719 | 1886 | Rate Constraint in lbs/MMBtu | FALSE | L | Annual | Allowances Banked | MTons | 0 | 0 | 0 | 0 | 0 | 0 | 0
NSR WEPCO Settlement - SO2 Rate Annual v3.1 | 719 | 1886 | Rate Constraint in lbs/MMBtu | FALSE | L | Annual | Allowances Withdrawn (1:1) | MTons | 0 | 0 | 0 | 0 | 0 | 0 | 0
NSR WEPCO Settlement - SO2 Rate Annual v3.1 | 719 | 1886 | Rate Constraint in lbs/MMBtu | FALSE | L | Annual | Allowances Withdrawn (n:1) | MTons | 0 | 0 | 0 | 0 | 0 | 0 | 0
NSR WEPCO Settlement - SO2 Rate Annual v3.1 | 719 | 1886 | Rate Constraint in lbs/MMBtu | FALSE | L | Annual | Net Emissions Allowance Position | MTons | 11.8655 | 5.2814 | 5.2822 | 5.2786 | 4.9654 | 5.2778 | 5.2798
NSR WEPCO Settlement - SO2 Rate Annual v3.1 | 719 | 1886 | Rate Constraint in lbs/MMBtu | FALSE | L | Annual | Fuel Consumed | TBtu | 197.7121 | 176.3416 | 176.3686 | 176.2473 | 165.7907 | 176.2199 | 176.288
NSR WEPCO Settlement - SO2 Rate Annual v3.1 | 719 | 1886 | Rate Constraint in lbs/MMBtu | FALSE | L | Annual | Rate | lb/MMBtu | 0.12003 | 0.0599 | 0.0599 | 0.0599 | 0.0599 | 0.0599 | 0.0599
NSR WEPCO Settlement - SO2 Rate Annual v3.1 | 719 | 1886 | Rate Constraint in lbs/MMBtu | FALSE | L | Annual | Generation | TWh | 18.3643 | 16.5896 | 16.5896 | 16.5896 | 15.5622 | 16.5896 | 16.5896
NSR WEPCO Settlement - SO2 Rate Annual v3.1 | 719 | 1886 | Rate Constraint in lbs/MMBtu | FALSE | L | Annual | Qualifying Generation | TWh | 18.3643 | 16.5896 | 16.5896 | 16.5896 | 15.5622 | 16.5896 | 16.5896
NSR WEPCO Settlement - SO2 Rate Annual v3.1 | 719 | 1886 | Rate Constraint in lbs/MMBtu | FALSE | L | Annual | Rate | lb/MWh | 0.64611 | 0.31836 | 0.31841 | 0.31819 | 0.31907 | 0.31814 | 0.31826
NSR WEPCO Settlement - SO2 Rate Annual v3.1 | 719 | 1886 | Rate Constraint in lbs/MMBtu | FALSE | L | Annual | Constraint Shadow Price | US$/Ton | 0 | 0 | 0 | 0 | 0 | 0 | 0
NSR Westar Consent - Nox Cap Annual v4.10 | 720 | 2220 | Rate Constraint in MTons | FALSE | L | Annual | Seasons Included | Seasons | Winter, Summer | Winter, Summer | Winter, Summer | Winter, Summer | Winter, Summer | Winter, Summer | Winter, Summer
NSR Westar Consent - Nox Cap Annual v4.10 | 720 | 2220 | Rate Constraint in MTons | FALSE | L | Annual | Standard | MTons | 9.6 | 9.6 | 9.6 | 9.6 | 9.6 | 9.6 | 9.6
NSR Westar Consent - Nox Cap Annual v4.10 | 720 | 2220 | Rate Constraint in MTons | FALSE | L | Annual | Standard NOX | MTons | 9.6 | 9.6 | 9.6 | 9.6 | 9.6 | 9.6 | 9.6
NSR Westar Consent - Nox Cap Annual v4.10 | 720 | 2220 | Rate Constraint in MTons | FALSE | L | Annual | Emissions at Affected Plants NOX | MTons | 8.8031 | 8.8031 | 8.8031 | 8.8031 | 7.6895 | 7.9697 | 8.8031
NSR Westar Consent - Nox Cap Annual v4.10 | 720 | 2220 | Rate Constraint in MTons | FALSE | L | Annual | Allowances Purchased NOX | MTons | 0 | 0 | 0 | 0 | 0 | 0 | 0
NSR Westar Consent - Nox Cap Annual v4.10 | 720 | 2220 | Rate Constraint in MTons | FALSE | L | Annual | Allowances Sold NOX | MTons | 0 | 0 | 0 | 0 | 0 | 0 | 0
NSR Westar Consent - Nox Cap Annual v4.10 | 720 | 2220 | Rate Constraint in MTons | FALSE | L | Annual | Allowances Banked | MTons | 0 | 0 | 0 | 0 | 0 | 0 | 0
NSR Westar Consent - Nox Cap Annual v4.10 | 720 | 2220 | Rate Constraint in MTons | FALSE | L | Annual | Allowances Withdrawn (1:1) | MTons | 0 | 0 | 0 | 0 | 0 | 0 | 0
NSR Westar Consent - Nox Cap Annual v4.10 | 720 | 2220 | Rate Constraint in MTons | FALSE | L | Annual | Allowances Withdrawn (n:1) | MTons | 0 | 0 | 0 | 0 | 0 | 0 | 0
NSR Westar Consent - Nox Cap Annual v4.10 | 720 | 2220 | Rate Constraint in MTons | FALSE | L | Annual | Net Emissions Allowance Position | MTons | 8.8031 | 8.8031 | 8.8031 | 8.8031 | 7.6895 | 7.9697 | 8.8031
NSR Westar Consent - Nox Cap Annual v4.10 | 720 | 2220 | Rate Constraint in MTons | FALSE | L | Annual | Fuel Consumed | TBtu | 176.0621 | 176.0621 | 176.0621 | 176.0621 | 153.7902 | 159.393 | 176.0621
NSR Westar Consent - Nox Cap Annual v4.10 | 720 | 2220 | Rate Constraint in MTons | FALSE | L | Annual | Rate | lb/MMBtu | 0.1 | 0.1 | 0.1 | 0.1 | 0.1 | 0.1 | 0.1
NSR Westar Consent - Nox Cap Annual v4.10 | 720 | 2220 | Rate Constraint in MTons | FALSE | L | Annual | Generation | TWh | 15.7439 | 15.7439 | 15.7439 | 15.7439 | 13.7523 | 14.2539 | 15.7439
NSR Westar Consent - Nox Cap Annual v4.10 | 720 | 2220 | Rate Constraint in MTons | FALSE | L | Annual | Qualifying Generation | TWh | 15.7439 | 15.7439 | 15.7439 | 15.7439 | 13.7523 | 14.2539 | 15.7439
NSR Westar Consent - Nox Cap Annual v4.10 | 720 | 2220 | Rate Constraint in MTons | FALSE | L | Annual | Rate | lb/MWh | 0.55915 | 0.55915 | 0.55915 | 0.55915 | 0.55915 | 0.55912 | 0.55915
NSR Westar Consent - Nox Cap Annual v4.10 | 720 | 2220 | Rate Constraint in MTons | FALSE | L | Annual | Constraint Shadow Price | US$/Ton | 0 | 0 | 0 | 0 | 0 | 0 | 0
NSR Westar Consent - NOX Rate Annual v4.10, Unit 5246 and retrofits | 721 | 2221 | Rate Constraint in lbs/MMBtu | FALSE | L | Annual | Seasons Included | Seasons | Winter, Summer | Winter, Summer | Winter, Summer | Winter, Summer | Winter, Summer | Winter, Summer | Winter, Summer
NSR Westar Consent - NOX Rate Annual v4.10, Unit 5246 and retrofits | 721 | 2221 | Rate Constraint in lbs/MMBtu | FALSE | L | Annual | Standard | lb/MMBtu | 0.1 | 0.1 | 0.1 | 0.1 | 0.1 | 0.1 | 0.1
NSR Westar Consent - NOX Rate Annual v4.10, Unit 5246 and retrofits | 721 | 2221 | Rate Constraint in lbs/MMBtu | FALSE | L | Annual | Emissions at Affected Plants NOX | MTons | 2.9143 | 2.9143 | 2.9143 | 2.9143 | 2.5457 | 2.5457 | 2.9143
NSR Westar Consent - NOX Rate Annual v4.10, Unit 5246 and retrofits | 721 | 2221 | Rate Constraint in lbs/MMBtu | FALSE | L | Annual | Allowances Purchased NOX | MTons | 0 | 0 | 0 | 0 | 0 | 0 | 0
NSR Westar Consent - NOX Rate Annual v4.10, Unit 5246 and retrofits | 721 | 2221 | Rate Constraint in lbs/MMBtu | FALSE | L | Annual | Allowances Sold NOX | MTons | 0 | 0 | 0 | 0 | 0 | 0 | 0
NSR Westar Consent - NOX Rate Annual v4.10, Unit 5246 and retrofits | 721 | 2221 | Rate Constraint in lbs/MMBtu | FALSE | L | Annual | Allowances Banked | MTons | 0 | 0 | 0 | 0 | 0 | 0 | 0
NSR Westar Consent - NOX Rate Annual v4.10, Unit 5246 and retrofits | 721 | 2221 | Rate Constraint in lbs/MMBtu | FALSE | L | Annual | Allowances Withdrawn (1:1) | MTons | 0 | 0 | 0 | 0 | 0 | 0 | 0
NSR Westar Consent - NOX Rate Annual v4.10, Unit 5246 and retrofits | 721 | 2221 | Rate Constraint in lbs/MMBtu | FALSE | L | Annual | Allowances Withdrawn (n:1) | MTons | 0 | 0 | 0 | 0 | 0 | 0 | 0
NSR Westar Consent - NOX Rate Annual v4.10, Unit 5246 and retrofits | 721 | 2221 | Rate Constraint in lbs/MMBtu | FALSE | L | Annual | Net Emissions Allowance Position | MTons | 2.9143 | 2.9143 | 2.9143 | 2.9143 | 2.5457 | 2.5457 | 2.9143
NSR Westar Consent - NOX Rate Annual v4.10, Unit 5246 and retrofits | 721 | 2221 | Rate Constraint in lbs/MMBtu | FALSE | L | Annual | Fuel Consumed | TBtu | 58.2867 | 58.2867 | 58.2867 | 58.2867 | 50.9134 | 50.9134 | 58.2867
NSR Westar Consent - NOX Rate Annual v4.10, Unit 5246 and retrofits | 721 | 2221 | Rate Constraint in lbs/MMBtu | FALSE | L | Annual | Rate | lb/MMBtu | 0.1 | 0.1 | 0.1 | 0.1 | 0.1 | 0.1 | 0.1
NSR Westar Consent - NOX Rate Annual v4.10, Unit 5246 and retrofits | 721 | 2221 | Rate Constraint in lbs/MMBtu | FALSE | L | Annual | Generation | TWh | 5.1961 | 5.1961 | 5.1961 | 5.1961 | 4.5388 | 4.5388 | 5.1961
NSR Westar Consent - NOX Rate Annual v4.10, Unit 5246 and retrofits | 721 | 2221 | Rate Constraint in lbs/MMBtu | FALSE | L | Annual | Qualifying Generation | TWh | 5.1961 | 5.1961 | 5.1961 | 5.1961 | 4.5388 | 4.5388 | 5.1961
NSR Westar Consent - NOX Rate Annual v4.10, Unit 5246 and retrofits | 721 | 2221 | Rate Constraint in lbs/MMBtu | FALSE | L | Annual | Rate | lb/MWh | 0.56087 | 0.56087 | 0.56087 | 0.56087 | 0.56087 | 0.56087 | 0.56087
NSR Westar Consent - NOX Rate Annual v4.10, Unit 5246 and retrofits | 721 | 2221 | Rate Constraint in lbs/MMBtu | FALSE | L | Annual | Constraint Shadow Price | US$/Ton | 12003.809 | 0 | 8335.951 | 13331.6584 | 849.5731 | 1569.5208 | 3235.7195
NSR Westar Consent - NOX Rate Annual v4.10, Unit 5361 and retrofits | 722 | 2221 | Rate Constraint in lbs/MMBtu | FALSE | L | Annual | Seasons Included | Seasons | Winter, Summer | Winter, Summer | Winter, Summer | Winter, Summer | Winter, Summer | Winter, Summer | Winter, Summer
NSR Westar Consent - NOX Rate Annual v4.10, Unit 5361 and retrofits | 722 | 2221 | Rate Constraint in lbs/MMBtu | FALSE | L | Annual | Standard | lb/MMBtu | 0.1 | 0.1 | 0.1 | 0.1 | 0.1 | 0.1 | 0.1
NSR Westar Consent - NOX Rate Annual v4.10, Unit 5361 and retrofits | 722 | 2221 | Rate Constraint in lbs/MMBtu | FALSE | L | Annual | Emissions at Affected Plants NOX | MTons | 2.9447 | 2.9447 | 2.9447 | 2.9447 | 2.5722 | 2.736 | 2.9447
NSR Westar Consent - NOX Rate Annual v4.10, Unit 5361 and retrofits | 722 | 2221 | Rate Constraint in lbs/MMBtu | FALSE | L | Annual | Allowances Purchased NOX | MTons | 0 | 0 | 0 | 0 | 0 | 0 | 0
NSR Westar Consent - NOX Rate Annual v4.10, Unit 5361 and retrofits | 722 | 2221 | Rate Constraint in lbs/MMBtu | FALSE | L | Annual | Allowances Sold NOX | MTons | 0 | 0 | 0 | 0 | 0 | 0 | 0
NSR Westar Consent - NOX Rate Annual v4.10, Unit 5361 and retrofits | 722 | 2221 | Rate Constraint in lbs/MMBtu | FALSE | L | Annual | Allowances Banked | MTons | 0 | 0 | 0 | 0 | 0 | 0 | 0
NSR Westar Consent - NOX Rate Annual v4.10, Unit 5361 and retrofits | 722 | 2221 | Rate Constraint in lbs/MMBtu | FALSE | L | Annual | Allowances Withdrawn (1:1) | MTons | 0 | 0 | 0 | 0 | 0 | 0 | 0
NSR Westar Consent - NOX Rate Annual v4.10, Unit 5361 and retrofits | 722 | 2221 | Rate Constraint in lbs/MMBtu | FALSE | L | Annual | Allowances Withdrawn (n:1) | MTons | 0 | 0 | 0 | 0 | 0 | 0 | 0
NSR Westar Consent - NOX Rate Annual v4.10, Unit 5361 and retrofits | 722 | 2221 | Rate Constraint in lbs/MMBtu | FALSE | L | Annual | Net Emissions Allowance Position | MTons | 2.9447 | 2.9447 | 2.9447 | 2.9447 | 2.5722 | 2.736 | 2.9447
NSR Westar Consent - NOX Rate Annual v4.10, Unit 5361 and retrofits | 722 | 2221 | Rate Constraint in lbs/MMBtu | FALSE | L | Annual | Fuel Consumed | TBtu | 58.8934 | 58.8934 | 58.8934 | 58.8934 | 51.4434 | 54.7193 | 58.8934
NSR Westar Consent - NOX Rate Annual v4.10, Unit 5361 and retrofits | 722 | 2221 | Rate Constraint in lbs/MMBtu | FALSE | L | Annual | Rate | lb/MMBtu | 0.1 | 0.1 | 0.1 | 0.1 | 0.1 | 0.1 | 0.1
NSR Westar Consent - NOX Rate Annual v4.10, Unit 5361 and retrofits | 722 | 2221 | Rate Constraint in lbs/MMBtu | FALSE | L | Annual | Generation | TWh | 5.2687 | 5.2687 | 5.2687 | 5.2687 | 4.6022 | 4.8953 | 5.2687
NSR Westar Consent - NOX Rate Annual v4.10, Unit 5361 and retrofits | 722 | 2221 | Rate Constraint in lbs/MMBtu | FALSE | L | Annual | Qualifying Generation | TWh | 5.2687 | 5.2687 | 5.2687 | 5.2687 | 4.6022 | 4.8953 | 5.2687
NSR Westar Consent - NOX Rate Annual v4.10, Unit 5361 and retrofits | 722 | 2221 | Rate Constraint in lbs/MMBtu | FALSE | L | Annual | Rate | lb/MWh | 0.5589 | 0.5589 | 0.5589 | 0.5589 | 0.5589 | 0.5589 | 0.5589
NSR Westar Consent - NOX Rate Annual v4.10, Unit 5361 and retrofits | 722 | 2221 | Rate Constraint in lbs/MMBtu | FALSE | L | Annual | Constraint Shadow Price | US$/Ton | 0 | 0 | 0 | 0 | 0 | 0 | 0
NSR Westar Consent - NOX Rate Annual v4.10, Unit 5362 and retrofits | 723 | 2221 | Rate Constraint in lbs/MMBtu | FALSE | L | Annual | Seasons Included | Seasons | Winter, Summer | Winter, Summer | Winter, Summer | Winter, Summer | Winter, Summer | Winter, Summer | Winter, Summer
NSR Westar Consent - NOX Rate Annual v4.10, Unit 5362 and retrofits | 723 | 2221 | Rate Constraint in lbs/MMBtu | FALSE | L | Annual | Standard | lb/MMBtu | 0.1 | 0.1 | 0.1 | 0.1 | 0.1 | 0.1 | 0.1
NSR Westar Consent - NOX Rate Annual v4.10, Unit 5362 and retrofits | 723 | 2221 | Rate Constraint in lbs/MMBtu | FALSE | L | Annual | Emissions at Affected Plants NOX | MTons | 2.9441 | 2.9441 | 2.9441 | 2.9441 | 2.5717 | 2.688 | 2.9441
NSR Westar Consent - NOX Rate Annual v4.10, Unit 5362 and retrofits | 723 | 2221 | Rate Constraint in lbs/MMBtu | FALSE | L | Annual | Allowances Purchased NOX | MTons | 0 | 0 | 0 | 0 | 0 | 0 | 0
NSR Westar Consent - NOX Rate Annual v4.10, Unit 5362 and retrofits | 723 | 2221 | Rate Constraint in lbs/MMBtu | FALSE | L | Annual | Allowances Sold NOX | MTons | 0 | 0 | 0 | 0 | 0 | 0 | 0
NSR Westar Consent - NOX Rate Annual v4.10, Unit 5362 and retrofits | 723 | 2221 | Rate Constraint in lbs/MMBtu | FALSE | L | Annual | Allowances Banked | MTons | 0 | 0 | 0 | 0 | 0 | 0 | 0
NSR Westar Consent - NOX Rate Annual v4.10, Unit 5362 and retrofits | 723 | 2221 | Rate Constraint in lbs/MMBtu | FALSE | L | Annual | Allowances Withdrawn (1:1) | MTons | 0 | 0 | 0 | 0 | 0 | 0 | 0
NSR Westar Consent - NOX Rate Annual v4.10, Unit 5362 and retrofits | 723 | 2221 | Rate Constraint in lbs/MMBtu | FALSE | L | Annual | Allowances Withdrawn (n:1) | MTons | 0 | 0 | 0 | 0 | 0 | 0 | 0
NSR Westar Consent - NOX Rate Annual v4.10, Unit 5362 and retrofits | 723 | 2221 | Rate Constraint in lbs/MMBtu | FALSE | L | Annual | Net Emissions Allowance Position | MTons | 2.9441 | 2.9441 | 2.9441 | 2.9441 | 2.5717 | 2.688 | 2.9441
NSR Westar Consent - NOX Rate Annual v4.10, Unit 5362 and retrofits | 723 | 2221 | Rate Constraint in lbs/MMBtu | FALSE | L | Annual | Fuel Consumed | TBtu | 58.8819 | 58.8819 | 58.8819 | 58.8819 | 51.4334 | 53.7603 | 58.8819
NSR Westar Consent - NOX Rate Annual v4.10, Unit 5362 and retrofits | 723 | 2221 | Rate Constraint in lbs/MMBtu | FALSE | L | Annual | Rate | lb/MMBtu | 0.1 | 0.1 | 0.1 | 0.1 | 0.1 | 0.1 | 0.1
NSR Westar Consent - NOX Rate Annual v4.10, Unit 5362 and retrofits | 723 | 2221 | Rate Constraint in lbs/MMBtu | FALSE | L | Annual | Generation | TWh | 5.279 | 5.279 | 5.279 | 5.279 | 4.6112 | 4.8199 | 5.279
NSR Westar Consent - NOX Rate Annual v4.10, Unit 5362 and retrofits | 723 | 2221 | Rate Constraint in lbs/MMBtu | FALSE | L | Annual | Qualifying Generation | TWh | 5.279 | 5.279 | 5.279 | 5.279 | 4.6112 | 4.8199 | 5.279
NSR Westar Consent - NOX Rate Annual v4.10, Unit 5362 and retrofits | 723 | 2221 | Rate Constraint in lbs/MMBtu | FALSE | L | Annual | Rate | lb/MWh | 0.5577 | 0.5577 | 0.5577 | 0.5577 | 0.5577 | 0.5577 | 0.5577
NSR Westar Consent - NOX Rate Annual v4.10, Unit 5362 and retrofits | 723 | 2221 | Rate Constraint in lbs/MMBtu | FALSE | L | Annual | Constraint Shadow Price | US$/Ton | 0 | 0 | 0 | 0 | 0 | 0 | 0
NSR Westar Consent - SO2 Cap Annual v4.10 | 724 | 2292 | Rate Constraint in MTons | FALSE | L | Annual | Seasons Included | Seasons | Winter, Summer | Winter, Summer | Winter, Summer | Winter, Summer | Winter, Summer | Winter, Summer | Winter, Summer
NSR Westar Consent - SO2 Cap Annual v4.10 | 724 | 2292 | Rate Constraint in MTons | FALSE | L | Annual | Standard | MTons | 6.6 | 6.6 | 6.6 | 6.6 | 6.6 | 6.6 | 6.6
NSR Westar Consent - SO2 Cap Annual v4.10 | 724 | 2292 | Rate Constraint in MTons | FALSE | L | Annual | Standard SO2 | MTons | 6.6 | 6.6 | 6.6 | 6.6 | 6.6 | 6.6 | 6.6
NSR Westar Consent - SO2 Cap Annual v4.10 | 724 | 2292 | Rate Constraint in MTons | FALSE | L | Annual | Emissions at Affected Plants SO2 | MTons | 5.2731 | 5.2731 | 5.2731 | 5.2731 | 4.606 | 4.7738 | 5.2731
NSR Westar Consent - SO2 Cap Annual v4.10 | 724 | 2292 | Rate Constraint in MTons | FALSE | L | Annual | Allowances Purchased SO2 | MTons | 0 | 0 | 0 | 0 | 0 | 0 | 0
NSR Westar Consent - SO2 Cap Annual v4.10 | 724 | 2292 | Rate Constraint in MTons | FALSE | L | Annual | Allowances Sold SO2 | MTons | 0 | 0 | 0 | 0 | 0 | 0 | 0
NSR Westar Consent - SO2 Cap Annual v4.10 | 724 | 2292 | Rate Constraint in MTons | FALSE | L | Annual | Allowances Banked | MTons | 0 | 0 | 0 | 0 | 0 | 0 | 0
NSR Westar Consent - SO2 Cap Annual v4.10 | 724 | 2292 | Rate Constraint in MTons | FALSE | L | Annual | Allowances Withdrawn (1:1) | MTons | 0 | 0 | 0 | 0 | 0 | 0 | 0
NSR Westar Consent - SO2 Cap Annual v4.10 | 724 | 2292 | Rate Constraint in MTons | FALSE | L | Annual | Allowances Withdrawn (n:1) | MTons | 0 | 0 | 0 | 0 | 0 | 0 | 0
NSR Westar Consent - SO2 Cap Annual v4.10 | 724 | 2292 | Rate Constraint in MTons | FALSE | L | Annual | Net Emissions Allowance Position | MTons | 5.2731 | 5.2731 | 5.2731 | 5.2731 | 4.606 | 4.7738 | 5.2731
NSR Westar Consent - SO2 Cap Annual v4.10 | 724 | 2292 | Rate Constraint in MTons | FALSE | L | Annual | Fuel Consumed | TBtu | 176.0621 | 176.0621 | 176.0621 | 176.0621 | 153.7902 | 159.393 | 176.0621
NSR Westar Consent - SO2 Cap Annual v4.10 | 724 | 2292 | Rate Constraint in MTons | FALSE | L | Annual | Rate | lb/MMBtu | 0.0599 | 0.0599 | 0.0599 | 0.0599 | 0.0599 | 0.0599 | 0.0599
NSR Westar Consent - SO2 Cap Annual v4.10 | 724 | 2292 | Rate Constraint in MTons | FALSE | L | Annual | Generation | TWh | 15.7439 | 15.7439 | 15.7439 | 15.7439 | 13.7523 | 14.2539 | 15.7439
NSR Westar Consent - SO2 Cap Annual v4.10 | 724 | 2292 | Rate Constraint in MTons | FALSE | L | Annual | Qualifying Generation | TWh | 15.7439 | 15.7439 | 15.7439 | 15.7439 | 13.7523 | 14.2539 | 15.7439
NSR Westar Consent - SO2 Cap Annual v4.10 | 724 | 2292 | Rate Constraint in MTons | FALSE | L | Annual | Rate | lb/MWh | 0.33493 | 0.33493 | 0.33493 | 0.33493 | 0.33493 | 0.33491 | 0.33493
NSR Westar Consent - SO2 Cap Annual v4.10 | 724 | 2292 | Rate Constraint in MTons | FALSE | L | Annual | Constraint Shadow Price | US$/Ton | 0 | 0 | 0 | 0 | 0 | 0 | 0
NSR Westar Consent - SO2 Rate Annual v4.10 | 725 | 2293 | MACT Fuel Choice Floor in lbs/MMBtu | FALSE | L | Annual | Seasons Included | Seasons | Winter, Summer | Winter, Summer | Winter, Summer | Winter, Summer | Winter, Summer | Winter, Summer | Winter, Summer
NSR Westar Consent - SO2 Rate Annual v4.10 | 725 | 2293 | MACT Fuel Choice Floor in lbs/MMBtu | FALSE | L | Annual | Emission Floor | lb/MMBtu | 0.07 | 0.07 | 0.07 | 0.07 | 0.07 | 0.07 | 0.07
NSR Westar Consent - SO2 Rate Annual v4.10 | 725 | 2293 | MACT Fuel Choice Floor in lbs/MMBtu | FALSE | L | Annual | Emissions at Affected Plants SO2 | MTons | 5.2731 | 5.2731 | 5.2731 | 5.2731 | 4.606 | 4.7738 | 5.2731
NSR Westar Consent - SO2 Rate Annual v4.10 | 725 | 2293 | MACT Fuel Choice Floor in lbs/MMBtu | FALSE | L | Annual | Allowances Purchased SO2 | MTons | 0 | 0 | 0 | 0 | 0 | 0 | 0
NSR Westar Consent - SO2 Rate Annual v4.10 | 725 | 2293 | MACT Fuel Choice Floor in lbs/MMBtu | FALSE | L | Annual | Allowances Sold SO2 | MTons | 0 | 0 | 0 | 0 | 0 | 0 | 0
NSR Westar Consent - SO2 Rate Annual v4.10 | 725 | 2293 | MACT Fuel Choice Floor in lbs/MMBtu | FALSE | L | Annual | Allowances Banked | MTons | 0 | 0 | 0 | 0 | 0 | 0 | 0
NSR Westar Consent - SO2 Rate Annual v4.10 | 725 | 2293 | MACT Fuel Choice Floor in lbs/MMBtu | FALSE | L | Annual | Allowances Withdrawn (1:1) | MTons | 0 | 0 | 0 | 0 | 0 | 0 | 0
NSR Westar Consent - SO2 Rate Annual v4.10 | 725 | 2293 | MACT Fuel Choice Floor in lbs/MMBtu | FALSE | L | Annual | Allowances Withdrawn (n:1) | MTons | 0 | 0 | 0 | 0 | 0 | 0 | 0
NSR Westar Consent - SO2 Rate Annual v4.10 | 725 | 2293 | MACT Fuel Choice Floor in lbs/MMBtu | FALSE | L | Annual | Net Emissions Allowance Position | MTons | 5.2731 | 5.2731 | 5.2731 | 5.2731 | 4.606 | 4.7738 | 5.2731
NSR Westar Consent - SO2 Rate Annual v4.10 | 725 | 2293 | MACT Fuel Choice Floor in lbs/MMBtu | FALSE | L | Annual | Fuel Consumed | TBtu | 176.0621 | 176.0621 | 176.0621 | 176.0621 | 153.7902 | 159.393 | 176.0621
NSR Westar Consent - SO2 Rate Annual v4.10 | 725 | 2293 | MACT Fuel Choice Floor in lbs/MMBtu | FALSE | L | Annual | Rate | lb/MMBtu | 0.0599 | 0.0599 | 0.0599 | 0.0599 | 0.0599 | 0.0599 | 0.0599
NSR Westar Consent - SO2 Rate Annual v4.10 | 725 | 2293 | MACT Fuel Choice Floor in lbs/MMBtu | FALSE | L | Annual | Generation | TWh | 15.7439 | 15.7439 | 15.7439 | 15.7439 | 13.7523 | 14.2539 | 15.7439
NSR Westar Consent - SO2 Rate Annual v4.10 | 725 | 2293 | MACT Fuel Choice Floor in lbs/MMBtu | FALSE | L | Annual | Qualifying Generation | TWh | 15.7439 | 15.7439 | 15.7439 | 15.7439 | 13.7523 | 14.2539 | 15.7439
NSR Westar Consent - SO2 Rate Annual v4.10 | 725 | 2293 | MACT Fuel Choice Floor in lbs/MMBtu | FALSE | L | Annual | Constraint Shadow Price | US$/Ton | 0 | 0 | 0 | 0 | 0 | 0 | 0
NSR Winyah 1 - NOX Rate Annual v3.1, Unit 5399 and retrofits | 726 | 1953 | Rate Constraint in lbs/MMBtu | FALSE | L | Annual | Seasons Included | Seasons | Winter, Summer | Winter, Summer | Winter, Summer | Winter, Summer | Winter, Summer | Winter, Summer | Winter, Summer
NSR Winyah 1 - NOX Rate Annual v3.1, Unit 5399 and retrofits | 726 | 1953 | Rate Constraint in lbs/MMBtu | FALSE | L | Annual | Standard | lb/MMBtu | 0.1 | 0.1 | 0.1 | 0.1 | 0.1 | 0.1 | 0.1
NSR Winyah 1 - NOX Rate Annual v3.1, Unit 5399 and retrofits | 726 | 1953 | Rate Constraint in lbs/MMBtu | FALSE | L | Annual | Emissions at Affected Plants NOX | MTons | 0 | 0 | 0 | 0 | 0 | 0 | 0
NSR Winyah 1 - NOX Rate Annual v3.1, Unit 5399 and retrofits | 726 | 1953 | Rate Constraint in lbs/MMBtu | FALSE | L | Annual | Allowances Purchased NOX | MTons | 0 | 0 | 0 | 0 | 0 | 0 | 0
NSR Winyah 1 - NOX Rate Annual v3.1, Unit 5399 and retrofits | 726 | 1953 | Rate Constraint in lbs/MMBtu | FALSE | L | Annual | Allowances Sold NOX | MTons | 0 | 0 | 0 | 0 | 0 | 0 | 0
NSR Winyah 1 - NOX Rate Annual v3.1, Unit 5399 and retrofits | 726 | 1953 | Rate Constraint in lbs/MMBtu | FALSE | L | Annual | Allowances Banked | MTons | 0 | 0 | 0 | 0 | 0 | 0 | 0
NSR Winyah 1 - NOX Rate Annual v3.1, Unit 5399 and retrofits | 726 | 1953 | Rate Constraint in lbs/MMBtu | FALSE | L | Annual | Allowances Withdrawn (1:1) | MTons | 0 | 0 | 0 | 0 | 0 | 0 | 0
NSR Winyah 1 - NOX Rate Annual v3.1, Unit 5399 and retrofits | 726 | 1953 | Rate Constraint in lbs/MMBtu | FALSE | L | Annual | Allowances Withdrawn (n:1) | MTons | 0 | 0 | 0 | 0 | 0 | 0 | 0
NSR Winyah 1 - NOX Rate Annual v3.1, Unit 5399 and retrofits | 726 | 1953 | Rate Constraint in lbs/MMBtu | FALSE | L | Annual | Net Emissions Allowance Position | MTons | 0 | 0 | 0 | 0 | 0 | 0 | 0
NSR Winyah 1 - NOX Rate Annual v3.1, Unit 5399 and retrofits | 726 | 1953 | Rate Constraint in lbs/MMBtu | FALSE | L | Annual | Fuel Consumed | TBtu | 0 | 0 | 0 | 0 | 0 | 0 | 0
NSR Winyah 1 - NOX Rate Annual v3.1, Unit 5399 and retrofits | 726 | 1953 | Rate Constraint in lbs/MMBtu | FALSE | L | Annual | Rate | lb/MMBtu | 0 | 0 | 0 | 0 | 0 | 0 | 0
NSR Winyah 1 - NOX Rate Annual v3.1, Unit 5399 and retrofits | 726 | 1953 | Rate Constraint in lbs/MMBtu | FALSE | L | Annual | Generation | TWh | 0 | 0 | 0 | 0 | 0 | 0 | 0
NSR Winyah 1 - NOX Rate Annual v3.1, Unit 5399 and retrofits | 726 | 1953 | Rate Constraint in lbs/MMBtu | FALSE | L | Annual | Qualifying Generation | TWh | 0 | 0 | 0 | 0 | 0 | 0 | 0
NSR Winyah 1 - NOX Rate Annual v3.1, Unit 5399 and retrofits | 726 | 1953 | Rate Constraint in lbs/MMBtu | FALSE | L | Annual | Rate | lb/MWh | 0 | 0 | 0 | 0 | 0 | 0 | 0
NSR Winyah 1 - NOX Rate Annual v3.1, Unit 5399 and retrofits | 726 | 1953 | Rate Constraint in lbs/MMBtu | FALSE | L | Annual | Constraint Shadow Price | US$/Ton | 0 | 0 | 0 | 0 | 0 | 0 | 0
NSR Winyah 2-4 - NOX Rate Annual v3.1, Unit 5396 and retrofits | 727 | 1952 | Rate Constraint in lbs/MMBtu | FALSE | L | Annual | Seasons Included | Seasons | Winter, Summer | Winter, Summer | Winter, Summer | Winter, Summer | Winter, Summer | Winter, Summer | Winter, Summer
NSR Winyah 2-4 - NOX Rate Annual v3.1, Unit 5396 and retrofits | 727 | 1952 | Rate Constraint in lbs/MMBtu | FALSE | L | Annual | Standard | lb/MMBtu | 0.12 | 0.12 | 0.12 | 0.12 | 0.12 | 0.12 | 0.12
NSR Winyah 2-4 - NOX Rate Annual v3.1, Unit 5396 and retrofits | 727 | 1952 | Rate Constraint in lbs/MMBtu | FALSE | L | Annual | Emissions at Affected Plants NOX | MTons | 0.68091 | 0.68091 | 0.68091 | 0.6793 | 0.45754 | 0.33764 | 0.64895
NSR Winyah 2-4 - NOX Rate Annual v3.1, Unit 5396 and retrofits | 727 | 1952 | Rate Constraint in lbs/MMBtu | FALSE | L | Annual | Allowances Purchased NOX | MTons | 0 | 0 | 0 | 0 | 0 | 0 | 0
NSR Winyah 2-4 - NOX Rate Annual v3.1, Unit 5396 and retrofits | 727 | 1952 | Rate Constraint in lbs/MMBtu | FALSE | L | Annual | Allowances Sold NOX | MTons | 0 | 0 | 0 | 0 | 0 | 0 | 0
NSR Winyah 2-4 - NOX Rate Annual v3.1, Unit 5396 and retrofits | 727 | 1952 | Rate Constraint in lbs/MMBtu | FALSE | L | Annual | Allowances Banked | MTons | 0 | 0 | 0 | 0 | 0 | 0 | 0
NSR Winyah 2-4 - NOX Rate Annual v3.1, Unit 5396 and retrofits | 727 | 1952 | Rate Constraint in lbs/MMBtu | FALSE | L | Annual | Allowances Withdrawn (1:1) | MTons | 0 | 0 | 0 | 0 | 0 | 0 | 0
NSR Winyah 2-4 - NOX Rate Annual v3.1, Unit 5396 and retrofits | 727 | 1952 | Rate Constraint in lbs/MMBtu | FALSE | L | Annual | Allowances Withdrawn (n:1) | MTons | 0 | 0 | 0 | 0 | 0 | 0 | 0
NSR Winyah 2-4 - NOX Rate Annual v3.1, Unit 5396 and retrofits | 727 | 1952 | Rate Constraint in lbs/MMBtu | FALSE | L | Annual | Net Emissions Allowance Position | MTons | 0.68091 | 0.68091 | 0.68091 | 0.6793 | 0.45754 | 0.33764 | 0.64895
NSR Winyah 2-4 - NOX Rate Annual v3.1, Unit 5396 and retrofits | 727 | 1952 | Rate Constraint in lbs/MMBtu | FALSE | L | Annual | Fuel Consumed | TBtu | 13.3884 | 13.3884 | 13.3884 | 13.422 | 9.0405 | 6.6714 | 12.8224
NSR Winyah 2-4 - NOX Rate Annual v3.1, Unit 5396 and retrofits | 727 | 1952 | Rate Constraint in lbs/MMBtu | FALSE | L | Annual | Rate | lb/MMBtu | 0.10172 | 0.10172 | 0.10172 | 0.10122 | 0.10122 | 0.10122 | 0.10122
NSR Winyah 2-4 - NOX Rate Annual v3.1, Unit 5396 and retrofits | 727 | 1952 | Rate Constraint in lbs/MMBtu | FALSE | L | Annual | Generation | TWh | 1.3125 | 1.3125 | 1.3125 | 1.3125 | 0.88401 | 0.65236 | 1.2538
NSR Winyah 2-4 - NOX Rate Annual v3.1, Unit 5396 and retrofits | 727 | 1952 | Rate Constraint in lbs/MMBtu | FALSE | L | Annual | Qualifying Generation | TWh | 1.3125 | 1.3125 | 1.3125 | 1.3125 | 0.88401 | 0.65236 | 1.2538
NSR Winyah 2-4 - NOX Rate Annual v3.1, Unit 5396 and retrofits | 727 | 1952 | Rate Constraint in lbs/MMBtu | FALSE | L | Annual | Rate | lb/MWh | 0.51881 | 0.51881 | 0.51881 | 0.51758 | 0.51758 | 0.51758 | 0.51758
NSR Winyah 2-4 - NOX Rate Annual v3.1, Unit 5396 and retrofits | 727 | 1952 | Rate Constraint in lbs/MMBtu | FALSE | L | Annual | Constraint Shadow Price | US$/Ton | 0 | 0 | 0 | 0 | 0 | 0 | 0
NSR Winyah 2-4 - NOX Rate Annual v3.1, Unit 5397 and retrofits | 728 | 1952 | Rate Constraint in lbs/MMBtu | FALSE | L | Annual | Seasons Included | Seasons | Winter, Summer | Winter, Summer | Winter, Summer | Winter, Summer | Winter, Summer | Winter, Summer | Winter, Summer
NSR Winyah 2-4 - NOX Rate Annual v3.1, Unit 5397 and retrofits | 728 | 1952 | Rate Constraint in lbs/MMBtu | FALSE | L | Annual | Standard | lb/MMBtu | 0.12 | 0.12 | 0.12 | 0.12 | 0.12 | 0.12 | 0.12
NSR Winyah 2-4 - NOX Rate Annual v3.1, Unit 5397 and retrofits | 728 | 1952 | Rate Constraint in lbs/MMBtu | FALSE | L | Annual | Emissions at Affected Plants NOX | MTons | 0.70293 | 0.70293 | 0.70293 | 0.73106 | 0.70127 | 0.34856 | 0.79519
NSR Winyah 2-4 - NOX Rate Annual v3.1, Unit 5397 and retrofits | 728 | 1952 | Rate Constraint in lbs/MMBtu | FALSE | L | Annual | Allowances Purchased NOX | MTons | 0 | 0 | 0 | 0 | 0 | 0 | 0
NSR Winyah 2-4 - NOX Rate Annual v3.1, Unit 5397 and retrofits | 728 | 1952 | Rate Constraint in lbs/MMBtu | FALSE | L | Annual | Allowances Sold NOX | MTons | 0 | 0 | 0 | 0 | 0 | 0 | 0
NSR Winyah 2-4 - NOX Rate Annual v3.1, Unit 5397 and retrofits | 728 | 1952 | Rate Constraint in lbs/MMBtu | FALSE | L | Annual | Allowances Banked | MTons | 0 | 0 | 0 | 0 | 0 | 0 | 0
NSR Winyah 2-4 - NOX Rate Annual v3.1, Unit 5397 and retrofits | 728 | 1952 | Rate Constraint in lbs/MMBtu | FALSE | L | Annual | Allowances Withdrawn (1:1) | MTons | 0 | 0 | 0 | 0 | 0 | 0 | 0
NSR Winyah 2-4 - NOX Rate Annual v3.1, Unit 5397 and retrofits | 728 | 1952 | Rate Constraint in lbs/MMBtu | FALSE | L | Annual | Allowances Withdrawn (n:1) | MTons | 0 | 0 | 0 | 0 | 0 | 0 | 0
NSR Winyah 2-4 - NOX Rate Annual v3.1, Unit 5397 and retrofits | 728 | 1952 | Rate Constraint in lbs/MMBtu | FALSE | L | Annual | Net Emissions Allowance Position | MTons | 0.70293 | 0.70293 | 0.70293 | 0.73106 | 0.70127 | 0.34856 | 0.79519
NSR Winyah 2-4 - NOX Rate Annual v3.1, Unit 5397 and retrofits | 728 | 1952 | Rate Constraint in lbs/MMBtu | FALSE | L | Annual | Fuel Consumed | TBtu | 13.3622 | 13.3622 | 13.3622 | 13.9649 | 13.3957 | 6.6583 | 15.1899
NSR Winyah 2-4 - NOX Rate Annual v3.1, Unit 5397 and retrofits | 728 | 1952 | Rate Constraint in lbs/MMBtu | FALSE | L | Annual | Rate | lb/MMBtu | 0.10521 | 0.10521 | 0.10521 | 0.1047 | 0.1047 | 0.1047 | 0.1047
NSR Winyah 2-4 - NOX Rate Annual v3.1, Unit 5397 and retrofits | 728 | 1952 | Rate Constraint in lbs/MMBtu | FALSE | L | Annual | Generation | TWh | 1.3125 | 1.3125 | 1.3125 | 1.3682 | 1.3125 | 0.65236 | 1.4882
NSR Winyah 2-4 - NOX Rate Annual v3.1, Unit 5397 and retrofits | 728 | 1952 | Rate Constraint in lbs/MMBtu | FALSE | L | Annual | Qualifying Generation | TWh | 1.3125 | 1.3125 | 1.3125 | 1.3682 | 1.3125 | 0.65236 | 1.4882
NSR Winyah 2-4 - NOX Rate Annual v3.1, Unit 5397 and retrofits | 728 | 1952 | Rate Constraint in lbs/MMBtu | FALSE | L | Annual | Rate | lb/MWh | 0.53558 | 0.53558 | 0.53558 | 0.53432 | 0.53432 | 0.53432 | 0.53432
NSR Winyah 2-4 - NOX Rate Annual v3.1, Unit 5397 and retrofits | 728 | 1952 | Rate Constraint in lbs/MMBtu | FALSE | L | Annual | Constraint Shadow Price | US$/Ton | 0 | 0 | 0 | 0 | 0 | 0 | 0
NSR Winyah 2-4 - NOX Rate Annual v3.1, Unit 5398 and retrofits | 729 | 1952 | Rate Constraint in lbs/MMBtu | FALSE | L | Annual | Seasons Included | Seasons | Winter, Summer | Winter, Summer | Winter, Summer | Winter, Summer | Winter, Summer | Winter, Summer | Winter, Summer
NSR Winyah 2-4 - NOX Rate Annual v3.1, Unit 5398 and retrofits | 729 | 1952 | Rate Constraint in lbs/MMBtu | FALSE | L | Annual | Standard | lb/MMBtu | 0.12 | 0.12 | 0.12 | 0.12 | 0.12 | 0.12 | 0.12
NSR Winyah 2-4 - NOX Rate Annual v3.1, Unit 5398 and retrofits | 729 | 1952 | Rate Constraint in lbs/MMBtu | FALSE | L | Annual | Emissions at Affected Plants NOX | MTons | 0.68716 | 0.68716 | 0.65643 | 0.68553 | 0.34074 | 0.34074 | 0.6549
NSR Winyah 2-4 - NOX Rate Annual v3.1, Unit 5398 and retrofits | 729 | 1952 | Rate Constraint in lbs/MMBtu | FALSE | L | Annual | Allowances Purchased NOX | MTons | 0 | 0 | 0 | 0 | 0 | 0 | 0
NSR Winyah 2-4 - NOX Rate Annual v3.1, Unit 5398 and retrofits | 729 | 1952 | Rate Constraint in lbs/MMBtu | FALSE | L | Annual | Allowances Sold NOX | MTons | 0 | 0 | 0 | 0 | 0 | 0 | 0
NSR Winyah 2-4 - NOX Rate Annual v3.1, Unit 5398 and retrofits | 729 | 1952 | Rate Constraint in lbs/MMBtu | FALSE | L | Annual | Allowances Banked | MTons | 0 | 0 | 0 | 0 | 0 | 0 | 0
NSR Winyah 2-4 - NOX Rate Annual v3.1, Unit 5398 and retrofits | 729 | 1952 | Rate Constraint in lbs/MMBtu | FALSE | L | Annual | Allowances Withdrawn (1:1) | MTons | 0 | 0 | 0 | 0 | 0 | 0 | 0
NSR Winyah 2-4 - NOX Rate Annual v3.1, Unit 5398 and retrofits | 729 | 1952 | Rate Constraint in lbs/MMBtu | FALSE | L | Annual | Allowances Withdrawn (n:1) | MTons | 0 | 0 | 0 | 0 | 0 | 0 | 0
NSR Winyah 2-4 - NOX Rate Annual v3.1, Unit 5398 and retrofits | 729 | 1952 | Rate Constraint in lbs/MMBtu | FALSE | L | Annual | Net Emissions Allowance Position | MTons | 0.68716 | 0.68716 | 0.65643 | 0.68553 | 0.34074 | 0.34074 | 0.6549
NSR Winyah 2-4 - NOX Rate Annual v3.1, Unit 5398 and retrofits | 729 | 1952 | Rate Constraint in lbs/MMBtu | FALSE | L | Annual | Fuel Consumed | TBtu | 13.4554 | 13.4554 | 12.8536 | 13.4891 | 6.7047 | 6.7047 | 12.8865
NSR Winyah 2-4 - NOX Rate Annual v3.1, Unit 5398 and retrofits | 729 | 1952 | Rate Constraint in lbs/MMBtu | FALSE | L | Annual | Rate | lb/MMBtu | 0.10214 | 0.10214 | 0.10214 | 0.10164 | 0.10164 | 0.10164 | 0.10164
NSR Winyah 2-4 - NOX Rate Annual v3.1, Unit 5398 and retrofits | 729 | 1952 | Rate Constraint in lbs/MMBtu | FALSE | L | Annual | Generation | TWh | 1.3125 | 1.3125 | 1.2538 | 1.3125 | 0.65236 | 0.65236 | 1.2538
NSR Winyah 2-4 - NOX Rate Annual v3.1, Unit 5398 and retrofits | 729 | 1952 | Rate Constraint in lbs/MMBtu | FALSE | L | Annual | Qualifying Generation | TWh | 1.3125 | 1.3125 | 1.2538 | 1.3125 | 0.65236 | 0.65236 | 1.2538
NSR Winyah 2-4 - NOX Rate Annual v3.1, Unit 5398 and retrofits | 729 | 1952 | Rate Constraint in lbs/MMBtu | FALSE | L | Annual | Rate | lb/MWh | 0.52356 | 0.52356 | 0.52356 | 0.52232 | 0.52232 | 0.52232 | 0.52232
NSR Winyah 2-4 - NOX Rate Annual v3.1, Unit 5398 and retrofits | 729 | 1952 | Rate Constraint in lbs/MMBtu | FALSE | L | Annual | Constraint Shadow Price | US$/Ton | 0 | 0 | 0 | 0 | 0 | 0 | 0
NSR Wood River 4,5 - SO2 Rate Annual v3.1, Unit 3335 and retrofits | 730 | 1882 | Rate Constraint in lbs/MMBtu | FALSE | L | Annual | Seasons Included | Seasons | Winter, Summer | Winter, Summer | Winter, Summer | Winter, Summer | Winter, Summer | Winter, Summer | Winter, Summer
NSR Wood River 4,5 - SO2 Rate Annual v3.1, Unit 3335 and retrofits | 730 | 1882 | Rate Constraint in lbs/MMBtu | FALSE | L | Annual | Standard | lb/MMBtu | 1.2 | 1.2 | 1.2 | 1.2 | 1.2 | 1.2 | 1.2
NSR Wood River 4,5 - SO2 Rate Annual v3.1, Unit 3335 and retrofits | 730 | 1882 | Rate Constraint in lbs/MMBtu | FALSE | L | Annual | Emissions at Affected Plants SO2 | MTons | 0 | 0 | 0 | 0 | 0 | 0 | 0
NSR Wood River 4,5 - SO2 Rate Annual v3.1, Unit 3335 and retrofits | 730 | 1882 | Rate Constraint in lbs/MMBtu | FALSE | L | Annual | Allowances Purchased SO2 | MTons | 0 | 0 | 0 | 0 | 0 | 0 | 0
NSR Wood River 4,5 - SO2 Rate Annual v3.1, Unit 3335 and retrofits | 730 | 1882 | Rate Constraint in lbs/MMBtu | FALSE | L | Annual | Allowances Sold SO2 | MTons | 0 | 0 | 0 | 0 | 0 | 0 | 0
NSR Wood River 4,5 - SO2 Rate Annual v3.1, Unit 3335 and retrofits | 730 | 1882 | Rate Constraint in lbs/MMBtu | FALSE | L | Annual | Allowances Banked | MTons | 0 | 0 | 0 | 0 | 0 | 0 | 0
NSR Wood River 4,5 - SO2 Rate Annual v3.1, Unit 3335 and retrofits | 730 | 1882 | Rate Constraint in lbs/MMBtu | FALSE | L | Annual | Allowances Withdrawn (1:1) | MTons | 0 | 0 | 0 | 0 | 0 | 0 | 0
NSR Wood River 4,5 - SO2 Rate Annual v3.1, Unit 3335 and retrofits | 730 | 1882 | Rate Constraint in lbs/MMBtu | FALSE | L | Annual | Allowances Withdrawn (n:1) | MTons | 0 | 0 | 0 | 0 | 0 | 0 | 0
NSR Wood River 4,5 - SO2 Rate Annual v3.1, Unit 3335 and retrofits | 730 | 1882 | Rate Constraint in lbs/MMBtu | FALSE | L | Annual | Net Emissions Allowance Position | MTons | 0 | 0 | 0 | 0 | 0 | 0 | 0
NSR Wood River 4,5 - SO2 Rate Annual v3.1, Unit 3335 and retrofits | 730 | 1882 | Rate Constraint in lbs/MMBtu | FALSE | L | Annual | Fuel Consumed | TBtu | 0 | 0 | 0 | 0 | 0 | 0 | 0
NSR Wood River 4,5 - SO2 Rate Annual v3.1, Unit 3335 and retrofits | 730 | 1882 | Rate Constraint in lbs/MMBtu | FALSE | L | Annual | Rate | lb/MMBtu | 0 | 0 | 0 | 0 | 0 | 0 | 0
NSR Wood River 4,5 - SO2 Rate Annual v3.1, Unit 3335 and retrofits | 730 | 1882 | Rate Constraint in lbs/MMBtu | FALSE | L | Annual | Generation | TWh | 0 | 0 | 0 | 0 | 0 | 0 | 0
NSR Wood River 4,5 - SO2 Rate Annual v3.1, Unit 3335 and retrofits | 730 | 1882 | Rate Constraint in lbs/MMBtu | FALSE | L | Annual | Qualifying Generation | TWh | 0 | 0 | 0 | 0 | 0 | 0 | 0
NSR Wood River 4,5 - SO2 Rate Annual v3.1, Unit 3335 and retrofits | 730 | 1882 | Rate Constraint in lbs/MMBtu | FALSE | L | Annual | Rate | lb/MWh | 0 | 0 | 0 | 0 | 0 | 0 | 0
NSR Wood River 4,5 - SO2 Rate Annual v3.1, Unit 3335 and retrofits | 730 | 1882 | Rate Constraint in lbs/MMBtu | FALSE | L | Annual | Constraint Shadow Price | US$/Ton | 0 | 0 | 0 | 0 | 0 | 0 | 0
NSR Wood River 4,5 - SO2 Rate Annual v3.1, Unit 4161 and retrofits | 731 | 1882 | Rate Constraint in lbs/MMBtu | FALSE | L | Annual | Seasons Included | Seasons | Winter, Summer | Winter, Summer | Winter, Summer | Winter, Summer | Winter, Summer | Winter, Summer | Winter, Summer
NSR Wood River 4,5 - SO2 Rate Annual v3.1, Unit 4161 and retrofits | 731 | 1882 | Rate Constraint in lbs/MMBtu | FALSE | L | Annual | Standard | lb/MMBtu | 1.2 | 1.2 | 1.2 | 1.2 | 1.2 | 1.2 | 1.2
NSR Wood River 4,5 - SO2 Rate Annual v3.1, Unit 4161 and retrofits | 731 | 1882 | Rate Constraint in lbs/MMBtu | FALSE | L | Annual | Emissions at Affected Plants SO2 | MTons | 0 | 0 | 0 | 0 | 0 | 0 | 0
NSR Wood River 4,5 - SO2 Rate Annual v3.1, Unit 4161 and retrofits | 731 | 1882 | Rate Constraint in lbs/MMBtu | FALSE | L | Annual | Allowances Purchased SO2 | MTons | 0 | 0 | 0 | 0 | 0 | 0 | 0
NSR Wood River 4,5 - SO2 Rate Annual v3.1, Unit 4161 and retrofits | 731 | 1882 | Rate Constraint in lbs/MMBtu | FALSE | L | Annual | Allowances Sold SO2 | MTons | 0 | 0 | 0 | 0 | 0 | 0 | 0
NSR Wood River 4,5 - SO2 Rate Annual v3.1, Unit 4161 and retrofits | 731 | 1882 | Rate Constraint in lbs/MMBtu | FALSE | L | Annual | Allowances Banked | MTons | 0 | 0 | 0 | 0 | 0 | 0 | 0
NSR Wood River 4,5 - SO2 Rate Annual v3.1, Unit 4161 and retrofits | 731 | 1882 | Rate Constraint in lbs/MMBtu | FALSE | L | Annual | Allowances Withdrawn (1:1) | MTons | 0 | 0 | 0 | 0 | 0 | 0 | 0
NSR Wood River 4,5 - SO2 Rate Annual v3.1, Unit 4161 and retrofits | 731 | 1882 | Rate Constraint in lbs/MMBtu | FALSE | L | Annual | Allowances Withdrawn (n:1) | MTons | 0 | 0 | 0 | 0 | 0 | 0 | 0
NSR Wood River 4,5 - SO2 Rate Annual v3.1, Unit 4161 and retrofits | 731 | 1882 | Rate Constraint in lbs/MMBtu | FALSE | L | Annual | Net Emissions Allowance Position | MTons | 0 | 0 | 0 | 0 | 0 | 0 | 0
NSR Wood River 4,5 - SO2 Rate Annual v3.1, Unit 4161 and retrofits | 731 | 1882 | Rate Constraint in lbs/MMBtu | FALSE | L | Annual | Fuel Consumed | TBtu | 0 | 0 | 0 | 0 | 0 | 0 | 0
NSR Wood River 4,5 - SO2 Rate Annual v3.1, Unit 4161 and retrofits | 731 | 1882 | Rate Constraint in lbs/MMBtu | FALSE | L | Annual | Rate | lb/MMBtu | 0 | 0 | 0 | 0 | 0 | 0 | 0
NSR Wood River 4,5 - SO2 Rate Annual v3.1, Unit 4161 and retrofits | 731 | 1882 | Rate Constraint in lbs/MMBtu | FALSE | L | Annual | Generation | TWh | 0 | 0 | 0 | 0 | 0 | 0 | 0
NSR Wood River 4,5 - SO2 Rate Annual v3.1, Unit 4161 and retrofits | 731 | 1882 | Rate Constraint in lbs/MMBtu | FALSE | L | Annual | Qualifying Generation | TWh | 0 | 0 | 0 | 0 | 0 | 0 | 0
NSR Wood River 4,5 - SO2 Rate Annual v3.1, Unit 4161 and retrofits | 731 | 1882 | Rate Constraint in lbs/MMBtu | FALSE | L | Annual | Rate | lb/MWh | 0 | 0 | 0 | 0 | 0 | 0 | 0
NSR Wood River 4,5 - SO2 Rate Annual v3.1, Unit 4161 and retrofits | 731 | 1882 | Rate Constraint in lbs/MMBtu | FALSE | L | Annual | Constraint Shadow Price | US$/Ton | 0 | 0 | 0 | 0 | 0 | 0 | 0
NSR WPS Consent - NOX Cap Annual v5.12 | 732 | 5790 | Rate Constraint in MTons | FALSE | L | Annual | Seasons Included | Seasons | Winter, Summer | Winter, Summer | Winter, Summer | Winter, Summer | Winter, Summer | Winter, Summer | Winter, Summer
NSR WPS Consent - NOX Cap Annual v5.12 | 732 | 5790 | Rate Constraint in MTons | FALSE | L | Annual | Standard | MTons | 3.8 | 3.7 | 3.7 | 3.7 | 3.7 | 3.7 | 3.7
NSR WPS Consent - NOX Cap Annual v5.12 | 732 | 5790 | Rate Constraint in MTons | FALSE | L | Annual | Standard NOX | MTons | 3.8 | 3.7 | 3.7 | 3.7 | 3.7 | 3.7 | 3.7
NSR WPS Consent - NOX Cap Annual v5.12 | 732 | 5790 | Rate Constraint in MTons | FALSE | L | Annual | Emissions at Affected Plants NOX | MTons | 2.3431 | 2.1249 | 2.1249 | 2.1249 | 1.8924 | 2.0681 | 2.1713
NSR WPS Consent - NOX Cap Annual v5.12 | 732 | 5790 | Rate Constraint in MTons | FALSE | L | Annual | Allowances Purchased NOX | MTons | 0 | 0 | 0 | 0 | 0 | 0 | 0
NSR WPS Consent - NOX Cap Annual v5.12 | 732 | 5790 | Rate Constraint in MTons | FALSE | L | Annual | Allowances Sold NOX | MTons | 0 | 0 | 0 | 0 | 0 | 0 | 0
NSR WPS Consent - NOX Cap Annual v5.12 | 732 | 5790 | Rate Constraint in MTons | FALSE | L | Annual | Allowances Banked | MTons | 0 | 0 | 0 | 0 | 0 | 0 | 0
NSR WPS Consent - NOX Cap Annual v5.12 | 732 | 5790 | Rate Constraint in MTons | FALSE | L | Annual | Allowances Withdrawn (1:1) | MTons | 0 | 0 | 0 | 0 | 0 | 0 | 0
NSR WPS Consent - NOX Cap Annual v5.12 | 732 | 5790 | Rate Constraint in MTons | FALSE | L | Annual | Allowances Withdrawn (n:1) | MTons | 0 | 0 | 0 | 0 | 0 | 0 | 0
NSR WPS Consent - NOX Cap Annual v5.12 | 732 | 5790 | Rate Constraint in MTons | FALSE | L | Annual | Net Emissions Allowance Position | MTons | 2.3431 | 2.1249 | 2.1249 | 2.1249 | 1.8924 | 2.0681 | 2.1713
NSR WPS Consent - NOX Cap Annual v5.12 | 732 | 5790 | Rate Constraint in MTons | FALSE | L | Annual | Fuel Consumed | TBtu | 60.3264 | 59.3985 | 59.3985 | 59.3985 | 52.4945 | 57.3228 | 60.3264
NSR WPS Consent - NOX Cap Annual v5.12 | 732 | 5790 | Rate Constraint in MTons | FALSE | L | Annual | Rate | lb/MMBtu | 0.077682 | 0.071546 | 0.071546 | 0.071546 | 0.072099 | 0.072155 | 0.071985
NSR WPS Consent - NOX Cap Annual v5.12 | 732 | 5790 | Rate Constraint in MTons | FALSE | L | Annual | Generation | TWh | 6.3702 | 6.27 | 6.27 | 6.27 | 5.5513 | 6.05 | 6.3672
NSR WPS Consent - NOX Cap Annual v5.12 | 732 | 5790 | Rate Constraint in MTons | FALSE | L | Annual | Qualifying Generation | TWh | 6.3702 | 6.27 | 6.27 | 6.27 | 5.5513 | 6.05 | 6.3672
NSR WPS Consent - NOX Cap Annual v5.12 | 732 | 5790 | Rate Constraint in MTons | FALSE | L | Annual | Rate | lb/MWh | 0.36783 | 0.3389 | 0.3389 | 0.3389 | 0.34089 | 0.34183 | 0.34101
NSR WPS Consent - NOX Cap Annual v5.12 | 732 | 5790 | Rate Constraint in MTons | FALSE | L | Annual | Constraint Shadow Price | US$/Ton | 0 | 0 | 0 | 0 | 0 | 0 | 0
NSR WPS Consent - SO2 Cap Annual v5.12 | 733 | 5793 | Rate Constraint in MTons | FALSE | L | Annual | Seasons Included | Seasons | Winter, Summer | Winter, Summer | Winter, Summer | Winter, Summer | Winter, Summer | Winter, Summer | Winter, Summer
NSR WPS Consent - SO2 Cap Annual v5.12 | 733 | 5793 | Rate Constraint in MTons | FALSE | L | Annual | Standard | MTons | 7.225 | 4.25 | 4.25 | 4.25 | 4.25 | 4.25 | 4.25
NSR WPS Consent - SO2 Cap Annual v5.12 | 733 | 5793 | Rate Constraint in MTons | FALSE | L | Annual | Standard SO2 | MTons | 7.225 | 4.25 | 4.25 | 4.25 | 4.25 | 4.25 | 4.25
NSR WPS Consent - SO2 Cap Annual v5.12 | 733 | 5793 | Rate Constraint in MTons | FALSE | L | Annual | Emissions at Affected Plants SO2 | MTons | 2.41 | 2.373 | 2.373 | 2.373 | 2.0972 | 2.29 | 2.41
NSR WPS Consent - SO2 Cap Annual v5.12 | 733 | 5793 | Rate Constraint in MTons | FALSE | L | Annual | Allowances Purchased SO2 | MTons | 0 | 0 | 0 | 0 | 0 | 0 | 0
NSR WPS Consent - SO2 Cap Annual v5.12 | 733 | 5793 | Rate Constraint in MTons | FALSE | L | Annual | Allowances Sold SO2 | MTons | 0 | 0 | 0 | 0 | 0 | 0 | 0
NSR WPS Consent - SO2 Cap Annual v5.12 | 733 | 5793 | Rate Constraint in MTons | FALSE | L | Annual | Allowances Banked | MTons | 0 | 0 | 0 | 0 | 0 | 0 | 0
NSR WPS Consent - SO2 Cap Annual v5.12 | 733 | 5793 | Rate Constraint in MTons | FALSE | L | Annual | Allowances Withdrawn (1:1) | MTons | 0 | 0 | 0 | 0 | 0 | 0 | 0
NSR WPS Consent - SO2 Cap Annual v5.12 | 733 | 5793 | Rate Constraint in MTons | FALSE | L | Annual | Allowances Withdrawn (n:1) | MTons | 0 | 0 | 0 | 0 | 0 | 0 | 0
NSR WPS Consent - SO2 Cap Annual v5.12 | 733 | 5793 | Rate Constraint in MTons | FALSE | L | Annual | Net Emissions Allowance Position | MTons | 2.41 | 2.373 | 2.373 | 2.373 | 2.0972 | 2.29 | 2.41
NSR WPS Consent - SO2 Cap Annual v5.12 | 733 | 5793 | Rate Constraint in MTons | FALSE | L | Annual | Fuel Consumed | TBtu | 60.3264 | 59.3985 | 59.3985 | 59.3985 | 52.4945 | 57.3228 | 60.3264
NSR WPS Consent - SO2 Cap Annual v5.12 | 733 | 5793 | Rate Constraint in MTons | FALSE | L | Annual | Rate | lb/MMBtu | 0.0799 | 0.0799 | 0.0799 | 0.0799 | 0.0799 | 0.0799 | 0.0799
NSR WPS Consent - SO2 Cap Annual v5.12 | 733 | 5793 | Rate Constraint in MTons | FALSE | L | Annual | Generation | TWh | 6.3702 | 6.27 | 6.27 | 6.27 | 5.5513 | 6.05 | 6.3672
NSR WPS Consent - SO2 Cap Annual v5.12 | 733 | 5793 | Rate Constraint in MTons | FALSE | L | Annual | Qualifying Generation | TWh | 6.3702 | 6.27 | 6.27 | 6.27 | 5.5513 | 6.05 | 6.3672
NSR WPS Consent - SO2 Cap Annual v5.12 | 733 | 5793 | Rate Constraint in MTons | FALSE | L | Annual | Rate | lb/MWh | 0.37833 | 0.37847 | 0.37847 | 0.37847 | 0.37778 | 0.37852 | 0.37851
NSR WPS Consent - SO2 Cap Annual v5.12 | 733 | 5793 | Rate Constraint in MTons | FALSE | L | Annual | Constraint Shadow Price | US$/Ton | 0 | 0 | 0 | 0 | 0 | 0 | 0
NSR WPS Pulliam - NOX Cap Annual v5.12 | 734 | 5794 | Rate Constraint in MTons | FALSE | L | Annual | Seasons Included | Seasons | Winter, Summer | Winter, Summer | Winter, Summer | Winter, Summer | Winter, Summer | Winter, Summer | Winter, Summer
NSR WPS Pulliam - NOX Cap Annual v5.12 | 734 | 5794 | Rate Constraint in MTons | FALSE | L | Annual | Standard | MTons | 1.5 | 1.5 | 1.5 | 1.5 | 1.5 | 1.5 | 1.5
NSR WPS Pulliam - NOX Cap Annual v5.12 | 734 | 5794 | Rate Constraint in MTons | FALSE | L | Annual | Standard NOX | MTons | 1.5 | 1.5 | 1.5 | 1.5 | 1.5 | 1.5 | 1.5
NSR WPS Pulliam - NOX Cap Annual v5.12 | 734 | 5794 | Rate Constraint in MTons | FALSE | L | Annual | Emissions at Affected Plants NOX | MTons | 0 | 0 | 0 | 0 | 0 | 0 | 0
NSR WPS Pulliam - NOX Cap Annual v5.12 | 734 | 5794 | Rate Constraint in MTons | FALSE | L | Annual | Allowances Purchased NOX | MTons | 0 | 0 | 0 | 0 | 0 | 0 | 0
NSR WPS Pulliam - NOX Cap Annual v5.12 | 734 | 5794 | Rate Constraint in MTons | FALSE | L | Annual | Allowances Sold NOX | MTons | 0 | 0 | 0 | 0 | 0 | 0 | 0
NSR WPS Pulliam - NOX Cap Annual v5.12 | 734 | 5794 | Rate Constraint in MTons | FALSE | L | Annual | Allowances Banked | MTons | 0 | 0 | 0 | 0 | 0 | 0 | 0
NSR WPS Pulliam - NOX Cap Annual v5.12 | 734 | 5794 | Rate Constraint in MTons | FALSE | L | Annual | Allowances Withdrawn (1:1) | MTons | 0 | 0 | 0 | 0 | 0 | 0 | 0
NSR WPS Pulliam - NOX Cap Annual v5.12 | 734 | 5794 | Rate Constraint in MTons | FALSE | L | Annual | Allowances Withdrawn (n:1) | MTons | 0 | 0 | 0 | 0 | 0 | 0 | 0
NSR WPS Pulliam - NOX Cap Annual v5.12 | 734 | 5794 | Rate Constraint in MTons | FALSE | L | Annual | Net Emissions Allowance Position | MTons | 0 | 0 | 0 | 0 | 0 | 0 | 0
NSR WPS Pulliam - NOX Cap Annual v5.12 | 734 | 5794 | Rate Constraint in MTons | FALSE | L | Annual | Fuel Consumed | TBtu | 0 | 0 | 0 | 0 | 0 | 0 | 0
NSR WPS Pulliam - NOX Cap Annual v5.12 | 734 | 5794 | Rate Constraint in MTons | FALSE | L | Annual | Rate | lb/MMBtu | 0 | 0 | 0 | 0 | 0 | 0 | 0
NSR WPS Pulliam - NOX Cap Annual v5.12 | 734 | 5794 | Rate Constraint in MTons | FALSE | L | Annual | Generation | TWh | 0 | 0 | 0 | 0 | 0 | 0 | 0
NSR WPS Pulliam - NOX Cap Annual v5.12 | 734 | 5794 | Rate Constraint in MTons | FALSE | L | Annual | Qualifying Generation | TWh | 0 | 0 | 0 | 0 | 0 | 0 | 0
NSR WPS Pulliam - NOX Cap Annual v5.12 | 734 | 5794 | Rate Constraint in MTons | FALSE | L | Annual | Rate | lb/MWh | 0 | 0 | 0 | 0 | 0 | 0 | 0
NSR WPS Pulliam - NOX Cap Annual v5.12 | 734 | 5794 | Rate Constraint in MTons | FALSE | L | Annual | Constraint Shadow Price | US$/Ton | 0 | 0 | 0 | 0 | 0 | 0 | 0
NSR WPS Pulliam - SO2 Cap Annual v5.12 | 735 | 5795 | Rate Constraint in MTons | FALSE | L | Annual | Seasons Included | Seasons | Winter, Summer | Winter, Summer | Winter, Summer | Winter, Summer | Winter, Summer | Winter, Summer | Winter, Summer
NSR WPS Pulliam - SO2 Cap Annual v5.12 | 735 | 5795 | Rate Constraint in MTons | FALSE | L | Annual | Standard | MTons | 2.1 | 2.1 | 2.1 | 2.1 | 2.1 | 2.1 | 2.1
NSR WPS Pulliam - SO2 Cap Annual v5.12 | 735 | 5795 | Rate Constraint in MTons | FALSE | L | Annual | Standard SO2 | MTons | 2.1 | 2.1 | 2.1 | 2.1 | 2.1 | 2.1 | 2.1
NSR WPS Pulliam - SO2 Cap Annual v5.12 | 735 | 5795 | Rate Constraint in MTons | FALSE | L | Annual | Emissions at Affected Plants SO2 | MTons | 0 | 0 | 0 | 0 | 0 | 0 | 0
NSR WPS Pulliam - SO2 Cap Annual v5.12 | 735 | 5795 | Rate Constraint in MTons | FALSE | L | Annual | Allowances Purchased SO2 | MTons | 0 | 0 | 0 | 0 | 0 | 0 | 0
NSR WPS Pulliam - SO2 Cap Annual v5.12 | 735 | 5795 | Rate Constraint in MTons | FALSE | L | Annual | Allowances Sold SO2 | MTons | 0 | 0 | 0 | 0 | 0 | 0 | 0
NSR WPS Pulliam - SO2 Cap Annual v5.12 | 735 | 5795 | Rate Constraint in MTons | FALSE | L | Annual | Allowances Banked | MTons | 0 | 0 | 0 | 0 | 0 | 0 | 0
NSR WPS Pulliam - SO2 Cap Annual v5.12 | 735 | 5795 | Rate Constraint in MTons | FALSE | L | Annual | Allowances Withdrawn (1:1) | MTons | 0 | 0 | 0 | 0 | 0 | 0 | 0
NSR WPS Pulliam - SO2 Cap Annual v5.12 | 735 | 5795 | Rate Constraint in MTons | FALSE | L | Annual | Allowances Withdrawn (n:1) | MTons | 0 | 0 | 0 | 0 | 0 | 0 | 0
NSR WPS Pulliam - SO2 Cap Annual v5.12 | 735 | 5795 | Rate Constraint in MTons | FALSE | L | Annual | Net Emissions Allowance Position | MTons | 0 | 0 | 0 | 0 | 0 | 0 | 0
NSR WPS Pulliam - SO2 Cap Annual v5.12 | 735 | 5795 | Rate Constraint in MTons | FALSE | L | Annual | Fuel Consumed | TBtu | 0 | 0 | 0 | 0 | 0 | 0 | 0
NSR WPS Pulliam - SO2 Cap Annual v5.12 | 735 | 5795 | Rate Constraint in MTons | FALSE | L | Annual | Rate | lb/MMBtu | 0 | 0 | 0 | 0 | 0 | 0 | 0
NSR WPS Pulliam - SO2 Cap Annual v5.12 | 735 | 5795 | Rate Constraint in MTons | FALSE | L | Annual | Generation | TWh | 0 | 0 | 0 | 0 | 0 | 0 | 0
NSR WPS Pulliam - SO2 Cap Annual v5.12 | 735 | 5795 | Rate Constraint in MTons | FALSE | L | Annual | Qualifying Generation | TWh | 0 | 0 | 0 | 0 | 0 | 0 | 0
NSR WPS Pulliam - SO2 Cap Annual v5.12 | 735 | 5795 | Rate Constraint in MTons | FALSE | L | Annual | Rate | lb/MWh | 0 | 0 | 0 | 0 | 0 | 0 | 0
NSR WPS Pulliam - SO2 Cap Annual v5.12 | 735 | 5795 | Rate Constraint in MTons | FALSE | L | Annual | Constraint Shadow Price | US$/Ton | 0 | 0 | 0 | 0 | 0 | 0 | 0
NSR WPS Pulliam 7&8 - NOX Rate Annual v5.12, Unit 3493 and retrofits | 736 | 5797 | Rate Constraint in lbs/MMBtu | FALSE | L | Annual | Seasons Included | Seasons | Winter, Summer | Winter, Summer | Winter, Summer | Winter, Summer | Winter, Summer | Winter, Summer | Winter, Summer
NSR WPS Pulliam 7&8 - NOX Rate Annual v5.12, Unit 3493 and retrofits | 736 | 5797 | Rate Constraint in lbs/MMBtu | FALSE | L | Annual | Standard | lb/MMBtu | 0.25 | 0.25 | 0.25 | 0.25 | 0.25 | 0.25 | 0.25
NSR WPS Pulliam 7&8 - NOX Rate Annual v5.12, Unit 3493 and retrofits | 736 | 5797 | Rate Constraint in lbs/MMBtu | FALSE | L | Annual | Emissions at Affected Plants NOX | MTons | 0 | 0 | 0 | 0 | 0 | 0 | 0
NSR WPS Pulliam 7&8 - NOX Rate Annual v5.12, Unit 3493 and retrofits | 736 | 5797 | Rate Constraint in lbs/MMBtu | FALSE | L | Annual | Allowances Purchased NOX | MTons | 0 | 0 | 0 | 0 | 0 | 0 | 0
NSR WPS Pulliam 7&8 - NOX Rate Annual v5.12, Unit 3493 and retrofits | 736 | 5797 | Rate Constraint in lbs/MMBtu | FALSE | L | Annual | Allowances Sold NOX | MTons | 0 | 0 | 0 | 0 | 0 | 0 | 0
NSR WPS Pulliam 7&8 - NOX Rate Annual v5.12, Unit 3493 and retrofits | 736 | 5797 | Rate Constraint in lbs/MMBtu | FALSE | L | Annual | Allowances Banked | MTons | 0 | 0 | 0 | 0 | 0 | 0 | 0
NSR WPS Pulliam 7&8 - NOX Rate Annual v5.12, Unit 3493 and retrofits | 736 | 5797 | Rate Constraint in lbs/MMBtu | FALSE | L | Annual | Allowances Withdrawn (1:1) | MTons | 0 | 0 | 0 | 0 | 0 | 0 | 0
NSR WPS Pulliam 7&8 - NOX Rate Annual v5.12, Unit 3493 and retrofits | 736 | 5797 | Rate Constraint in lbs/MMBtu | FALSE | L | Annual | Allowances Withdrawn (n:1) | MTons | 0 | 0 | 0 | 0 | 0 | 0 | 0
NSR WPS Pulliam 7&8 - NOX Rate Annual v5.12, Unit 3493 and retrofits | 736 | 5797 | Rate Constraint in lbs/MMBtu | FALSE | L | Annual | Net Emissions Allowance Position | MTons | 0 | 0 | 0 | 0 | 0 | 0 | 0
NSR WPS Pulliam 7&8 - NOX Rate Annual v5.12, Unit 3493 and retrofits | 736 | 5797 | Rate Constraint in lbs/MMBtu | FALSE | L | Annual | Fuel Consumed | TBtu | 0 | 0 | 0 | 0 | 0 | 0 | 0
NSR WPS Pulliam 7&8 - NOX Rate Annual v5.12, Unit 3493 and retrofits | 736 | 5797 | Rate Constraint in lbs/MMBtu | FALSE | L | Annual | Rate | lb/MMBtu | 0 | 0 | 0 | 0 | 0 | 0 | 0
NSR WPS Pulliam 7&8 - NOX Rate Annual v5.12, Unit 3493 and retrofits | 736 | 5797 | Rate Constraint in lbs/MMBtu | FALSE | L | Annual | Generation | TWh | 0 | 0 | 0 | 0 | 0 | 0 | 0
NSR WPS Pulliam 7&8 - NOX Rate Annual v5.12, Unit 3493 and retrofits | 736 | 5797 | Rate Constraint in lbs/MMBtu | FALSE | L | Annual | Qualifying Generation | TWh | 0 | 0 | 0 | 0 | 0 | 0 | 0
NSR WPS Pulliam 7&8 - NOX Rate Annual v5.12, Unit 3493 and retrofits | 736 | 5797 | Rate Constraint in lbs/MMBtu | FALSE | L | Annual | Rate | lb/MWh | 0 | 0 | 0 | 0 | 0 | 0 | 0
NSR WPS Pulliam 7&8 - NOX Rate Annual v5.12, Unit 3493 and retrofits | 736 | 5797 | Rate Constraint in lbs/MMBtu | FALSE | L | Annual | Constraint Shadow Price | US$/Ton | 0 | 0 | 0 | 0 | 0 | 0 | 0
NSR WPS Pulliam 7&8 - NOX Rate Annual v5.12, Unit 4171 and retrofits | 737 | 5797 | Rate Constraint in lbs/MMBtu | FALSE | L | Annual | Seasons Included | Seasons | Winter, Summer | Winter, Summer | Winter, Summer | Winter, Summer | Winter, Summer | Winter, Summer | Winter, Summer
NSR WPS Pulliam 7&8 - NOX Rate Annual v5.12, Unit 4171 and retrofits | 737 | 5797 | Rate Constraint in lbs/MMBtu | FALSE | L | Annual | Standard | lb/MMBtu | 0.25 | 0.25 | 0.25 | 0.25 | 0.25 | 0.25 | 0.25
NSR WPS Pulliam 7&8 - NOX Rate Annual v5.12, Unit 4171 and retrofits | 737 | 5797 | Rate Constraint in lbs/MMBtu | FALSE | L | Annual | Emissions at Affected Plants NOX | MTons | 0 | 0 | 0 | 0 | 0 | 0 | 0
NSR WPS Pulliam 7&8 - NOX Rate Annual v5.12, Unit 4171 and retrofits | 737 | 5797 | Rate Constraint in lbs/MMBtu | FALSE | L | Annual | Allowances Purchased NOX | MTons | 0 | 0 | 0 | 0 | 0 | 0 | 0
NSR WPS Pulliam 7&8 - NOX Rate Annual v5.12, Unit 4171 and retrofits | 737 | 5797 | Rate Constraint in lbs/MMBtu | FALSE | L | Annual | Allowances Sold NOX | MTons | 0 | 0 | 0 | 0 | 0 | 0 | 0
NSR WPS Pulliam 7&8 - NOX Rate Annual v5.12, Unit 4171 and retrofits | 737 | 5797 | Rate Constraint in lbs/MMBtu | FALSE | L | Annual | Allowances Banked | MTons | 0 | 0 | 0 | 0 | 0 | 0 | 0
NSR WPS Pulliam 7&8 - NOX Rate Annual v5.12, Unit 4171 and retrofits | 737 | 5797 | Rate Constraint in lbs/MMBtu | FALSE | L | Annual | Allowances Withdrawn (1:1) | MTons | 0 | 0 | 0 | 0 | 0 | 0 | 0
NSR WPS Pulliam 7&8 - NOX Rate Annual v5.12, Unit 4171 and retrofits | 737 | 5797 | Rate Constraint in lbs/MMBtu | FALSE | L | Annual | Allowances Withdrawn (n:1) | MTons | 0 | 0 | 0 | 0 | 0 | 0 | 0
NSR WPS Pulliam 7&8 - NOX Rate Annual v5.12, Unit 4171 and retrofits | 737 | 5797 | Rate Constraint in lbs/MMBtu | FALSE | L | Annual | Net Emissions Allowance Position | MTons | 0 | 0 | 0 | 0 | 0 | 0 | 0
NSR WPS Pulliam 7&8 - NOX Rate Annual v5.12, Unit 4171 and retrofits | 737 | 5797 | Rate Constraint in lbs/MMBtu | FALSE | L | Annual | Fuel Consumed | TBtu | 0 | 0 | 0 | 0 | 0 | 0 | 0
NSR WPS Pulliam 7&8 - NOX Rate Annual v5.12, Unit 4171 and retrofits | 737 | 5797 | Rate Constraint in lbs/MMBtu | FALSE | L | Annual | Rate | lb/MMBtu | 0 | 0 | 0 | 0 | 0 | 0 | 0
NSR WPS Pulliam 7&8 - NOX Rate Annual v5.12, Unit 4171 and retrofits | 737 | 5797 | Rate Constraint in lbs/MMBtu | FALSE | L | Annual | Generation | TWh | 0 | 0 | 0 | 0 | 0 | 0 | 0
NSR WPS Pulliam 7&8 - NOX Rate Annual v5.12, Unit 4171 and retrofits | 737 | 5797 | Rate Constraint in lbs/MMBtu | FALSE | L | Annual | Qualifying Generation | TWh | 0 | 0 | 0 | 0 | 0 | 0 | 0
NSR WPS Pulliam 7&8 - NOX Rate Annual v5.12, Unit 4171 and retrofits | 737 | 5797 | Rate Constraint in lbs/MMBtu | FALSE | L | Annual | Rate | lb/MWh | 0 | 0 | 0 | 0 | 0 | 0 | 0
NSR WPS Pulliam 7&8 - NOX Rate Annual v5.12, Unit 4171 and retrofits | 737 | 5797 | Rate Constraint in lbs/MMBtu | FALSE | L | Annual | Constraint Shadow Price | US$/Ton | 0 | 0 | 0 | 0 | 0 | 0 | 0
NSR WPS Weston 3 - NOX Rate Annual v5.12, Unit 4141 and retrofits | 738 | 5798 | Rate Constraint in lbs/MMBtu | FALSE | L | Annual | Seasons Included | Seasons | Winter, Summer | Winter, Summer | Winter, Summer | Winter, Summer | Winter, Summer | Winter, Summer | Winter, Summer
NSR WPS Weston 3 - NOX Rate Annual v5.12, Unit 4141 and retrofits | 738 | 5798 | Rate Constraint in lbs/MMBtu | FALSE | L | Annual | Standard | lb/MMBtu | 0.115 | 0.1 | 0.1 | 0.1 | 0.1 | 0.1 | 0.1
NSR WPS Weston 3 - NOX Rate Annual v5.12, Unit 4141 and retrofits | 738 | 5798 | Rate Constraint in lbs/MMBtu | FALSE | L | Annual | Emissions at Affected Plants NOX | MTons | 1.3203 | 1.1021 | 1.1021 | 1.1021 | 0.99745 | 1.1021 | 1.1485
NSR WPS Weston 3 - NOX Rate Annual v5.12, Unit 4141 and retrofits | 738 | 5798 | Rate Constraint in lbs/MMBtu | FALSE | L | Annual | Allowances Purchased NOX | MTons | 0 | 0 | 0 | 0 | 0 | 0 | 0
NSR WPS Weston 3 - NOX Rate Annual v5.12, Unit 4141 and retrofits | 738 | 5798 | Rate Constraint in lbs/MMBtu | FALSE | L | Annual | Allowances Sold NOX | MTons | 0 | 0 | 0 | 0 | 0 | 0 | 0
NSR WPS Weston 3 - NOX Rate Annual v5.12, Unit 4141 and retrofits | 738 | 5798 | Rate Constraint in lbs/MMBtu | FALSE | L | Annual | Allowances Banked | MTons | 0 | 0 | 0 | 0 | 0 | 0 | 0
NSR WPS Weston 3 - NOX Rate Annual v5.12, Unit 4141 and retrofits | 738 | 5798 | Rate Constraint in lbs/MMBtu | FALSE | L | Annual | Allowances Withdrawn (1:1) | MTons | 0 | 0 | 0 | 0 | 0 | 0 | 0
NSR WPS Weston 3 - NOX Rate Annual v5.12, Unit 4141 and retrofits | 738 | 5798 | Rate Constraint in lbs/MMBtu | FALSE | L | Annual | Allowances Withdrawn (n:1) | MTons | 0 | 0 | 0 | 0 | 0 | 0 | 0
NSR WPS Weston 3 - NOX Rate Annual v5.12, Unit 4141 and retrofits | 738 | 5798 | Rate Constraint in lbs/MMBtu | FALSE | L | Annual | Net Emissions Allowance Position | MTons | 1.3203 | 1.1021 | 1.1021 | 1.1021 | 0.99745 | 1.1021 | 1.1485
NSR WPS Weston 3 - NOX Rate Annual v5.12, Unit 4141 and retrofits | 738 | 5798 | Rate Constraint in lbs/MMBtu | FALSE | L | Annual | Fuel Consumed | TBtu | 22.9605 | 22.0326 | 22.0326 | 22.0326 | 19.9462 | 22.0326 | 22.9605
NSR WPS Weston 3 - NOX Rate Annual v5.12, Unit 4141 and retrofits | 738 | 5798 | Rate Constraint in lbs/MMBtu | FALSE | L | Annual | Rate | lb/MMBtu | 0.11501 | 0.10004 | 0.10004 | 0.10004 | 0.10001 | 0.10004 | 0.10004
NSR WPS Weston 3 - NOX Rate Annual v5.12, Unit 4141 and retrofits | 738 | 5798 | Rate Constraint in lbs/MMBtu | FALSE | L | Annual | Generation | TWh | 2.4098 | 2.3095 | 2.3095 | 2.3095 | 2.0919 | 2.3095 | 2.4068
NSR WPS Weston 3 - NOX Rate Annual v5.12, Unit 4141 and retrofits | 738 | 5798 | Rate Constraint in lbs/MMBtu | FALSE | L | Annual | Qualifying Generation | TWh | 2.4098 | 2.3095 | 2.3095 | 2.3095 | 2.0919 | 2.3095 | 2.4068
NSR WPS Weston 3 - NOX Rate Annual v5.12, Unit 4141 and retrofits | 738 | 5798 | Rate Constraint in lbs/MMBtu | FALSE | L | Annual | Rate | lb/MWh | 0.5479 | 0.47717 | 0.47717 | 0.47717 | 0.47682 | 0.47717 | 0.47717
NSR WPS Weston 3 - NOX Rate Annual v5.12, Unit 4141 and retrofits | 738 | 5798 | Rate Constraint in lbs/MMBtu | FALSE | L | Annual | Constraint Shadow Price | US$/Ton | 9075.4126 | 7198.8937 | 16665.0395 | 13630.5528 | 9329.8776 | 4170.7531 | 16309.4948
NSR WPS Weston 3 - SO2 Rate Annual v5.12, Unit 4141 and retrofits | 739 | 5800 | Rate Constraint in lbs/MMBtu | FALSE | L | Annual | Seasons Included | Seasons | Winter, Summer | Winter, Summer | Winter, Summer | Winter, Summer | Winter, Summer | Winter, Summer | Winter, Summer
NSR WPS Weston 3 - SO2 Rate Annual v5.12, Unit 4141 and retrofits | 739 | 5800 | Rate Constraint in lbs/MMBtu | FALSE | L | Annual | Standard | lb/MMBtu | 0.415 | 0.08 | 0.08 | 0.08 | 0.08 | 0.08 | 0.08
NSR WPS Weston 3 - SO2 Rate Annual v5.12, Unit 4141 and retrofits | 739 | 5800 | Rate Constraint in lbs/MMBtu | FALSE | L | Annual | Emissions at Affected Plants SO2 | MTons | 0.91727 | 0.8802 | 0.8802 | 0.8802 | 0.79685 | 0.8802 | 0.91727
NSR WPS Weston 3 - SO2 Rate Annual v5.12, Unit 4141 and retrofits | 739 | 5800 | Rate Constraint in lbs/MMBtu | FALSE | L | Annual | Allowances Purchased SO2 | MTons | 0 | 0 | 0 | 0 | 0 | 0 | 0
NSR WPS Weston 3 - SO2 Rate Annual v5.12, Unit 4141 and retrofits | 739 | 5800 | Rate Constraint in lbs/MMBtu | FALSE | L | Annual | Allowances Sold SO2 | MTons | 0 | 0 | 0 | 0 | 0 | 0 | 0
NSR WPS Weston 3 - SO2 Rate Annual v5.12, Unit 4141 and retrofits | 739 | 5800 | Rate Constraint in lbs/MMBtu | FALSE | L | Annual | Allowances Banked | MTons | 0 | 0 | 0 | 0 | 0 | 0 | 0
NSR WPS Weston 3 - SO2 Rate Annual v5.12, Unit 4141 and retrofits | 739 | 5800 | Rate Constraint in lbs/MMBtu | FALSE | L | Annual | Allowances Withdrawn (1:1) | MTons | 0 | 0 | 0 | 0 | 0 | 0 | 0
NSR WPS Weston 3 - SO2 Rate Annual v5.12, Unit 4141 and retrofits | 739 | 5800 | Rate Constraint in lbs/MMBtu | FALSE | L | Annual | Allowances Withdrawn (n:1) | MTons | 0 | 0 | 0 | 0 | 0 | 0 | 0
NSR WPS Weston 3 - SO2 Rate Annual v5.12, Unit 4141 and retrofits | 739 | 5800 | Rate Constraint in lbs/MMBtu | FALSE | L | Annual | Net Emissions Allowance Position | MTons | 0.91727 | 0.8802 | 0.8802 | 0.8802 | 0.79685 | 0.8802 | 0.91727
NSR WPS Weston 3 - SO2 Rate Annual v5.12, Unit 4141 and retrofits | 739 | 5800 | Rate Constraint in lbs/MMBtu | FALSE | L | Annual | Fuel Consumed | TBtu | 22.9605 | 22.0326 | 22.0326 | 22.0326 | 19.9462 | 22.0326 | 22.9605
NSR WPS Weston 3 - SO2 Rate Annual v5.12, Unit 4141 and retrofits | 739 | 5800 | Rate Constraint in lbs/MMBtu | FALSE | L | Annual | Rate | lb/MMBtu | 0.0799 | 0.0799 | 0.0799 | 0.0799 | 0.0799 | 0.0799 | 0.0799
NSR WPS Weston 3 - SO2 Rate Annual v5.12, Unit 4141 and retrofits | 739 | 5800 | Rate Constraint in lbs/MMBtu | FALSE | L | Annual | Generation | TWh | 2.4098 | 2.3095 | 2.3095 | 2.3095 | 2.0919 | 2.3095 | 2.4068
NSR WPS Weston 3 - SO2 Rate Annual v5.12, Unit 4141 and retrofits | 739 | 5800 | Rate Constraint in lbs/MMBtu | FALSE | L | Annual | Qualifying Generation | TWh | 2.4098 | 2.3095 | 2.3095 | 2.3095 | 2.0919 | 2.3095 | 2.4068
NSR WPS Weston 3 - SO2 Rate Annual v5.12, Unit 4141 and retrofits | 739 | 5800 | Rate Constraint in lbs/MMBtu | FALSE | L | Annual | Rate | lb/MWh | 0.38064 | 0.38111 | 0.38111 | 0.38111 | 0.38093 | 0.38111 | 0.38111
NSR WPS Weston 3 - SO2 Rate Annual v5.12, Unit 4141 and retrofits | 739 | 5800 | Rate Constraint in lbs/MMBtu | FALSE | L | Annual | Constraint Shadow Price | US$/Ton | 0 | 0 | 0 | 0 | 0 | 0 | 0
NSR WPS Weston 4 - SO2 Rate Annual v5.12, Unit 4118 and retrofits | 740 | 5801 | Rate Constraint in lbs/MMBtu | FALSE | L | Annual | Seasons Included | Seasons | Winter, Summer | Winter, Summer | Winter, Summer | Winter, Summer | Winter, Summer | Winter, Summer | Winter, Summer
NSR WPS Weston 4 - SO2 Rate Annual v5.12, Unit 4118 and retrofits | 740 | 5801 | Rate Constraint in lbs/MMBtu | FALSE | L | Annual | Standard | lb/MMBtu | 0.08 | 0.08 | 0.08 | 0.08 | 0.08 | 0.08 | 0.08
NSR WPS Weston 4 - SO2 Rate Annual v5.12, Unit 4118 and retrofits | 740 | 5801 | Rate Constraint in lbs/MMBtu | FALSE | L | Annual | Emissions at Affected Plants SO2 | MTons | 1.4928 | 1.4928 | 1.4928 | 1.4928 | 1.3003 | 1.4098 | 1.4928
NSR WPS Weston 4 - SO2 Rate Annual v5.12, Unit 4118 and retrofits | 740 | 5801 | Rate Constraint in lbs/MMBtu | FALSE | L | Annual | Allowances Purchased SO2 | MTons | 0 | 0 | 0 | 0 | 0 | 0 | 0
NSR WPS Weston 4 - SO2 Rate Annual v5.12, Unit 4118 and retrofits | 740 | 5801 | Rate Constraint in lbs/MMBtu | FALSE | L | Annual | Allowances Sold SO2 | MTons | 0 | 0 | 0 | 0 | 0 | 0 | 0
NSR WPS Weston 4 - SO2 Rate Annual v5.12, Unit 4118 and retrofits | 740 | 5801 | Rate Constraint in lbs/MMBtu | FALSE | L | Annual | Allowances Banked | MTons | 0 | 0 | 0 | 0 | 0 | 0 | 0
NSR WPS Weston 4 - SO2 Rate Annual v5.12, Unit 4118 and retrofits | 740 | 5801 | Rate Constraint in lbs/MMBtu | FALSE | L | Annual | Allowances Withdrawn (1:1) | MTons | 0 | 0 | 0 | 0 | 0 | 0 | 0
NSR WPS Weston 4 - SO2 Rate Annual v5.12, Unit 4118 and retrofits | 740 | 5801 | Rate Constraint in lbs/MMBtu | FALSE | L | Annual | Allowances Withdrawn (n:1) | MTons | 0 | 0 | 0 | 0 | 0 | 0 | 0
NSR WPS Weston 4 - SO2 Rate Annual v5.12, Unit 4118 and retrofits | 740 | 5801 | Rate Constraint in lbs/MMBtu | FALSE | L | Annual | Net Emissions Allowance Position | MTons | 1.4928 | 1.4928 | 1.4928 | 1.4928 | 1.3003 | 1.4098 | 1.4928
NSR WPS Weston 4 - SO2 Rate Annual v5.12, Unit 4118 and retrofits | 740 | 5801 | Rate Constraint in lbs/MMBtu | FALSE | L | Annual | Fuel Consumed | TBtu | 37.3659 | 37.3659 | 37.3659 | 37.3659 | 32.5483 | 35.2902 | 37.3659
NSR WPS Weston 4 - SO2 Rate Annual v5.12, Unit 4118 and retrofits | 740 | 5801 | Rate Constraint in lbs/MMBtu | FALSE | L | Annual | Rate | lb/MMBtu | 0.0799 | 0.0799 | 0.0799 | 0.0799 | 0.0799 | 0.0799 | 0.0799
NSR WPS Weston 4 - SO2 Rate Annual v5.12, Unit 4118 and retrofits | 740 | 5801 | Rate Constraint in lbs/MMBtu | FALSE | L | Annual | Generation | TWh | 3.9604 | 3.9604 | 3.9604 | 3.9604 | 3.4594 | 3.7404 | 3.9604
NSR WPS Weston 4 - SO2 Rate Annual v5.12, Unit 4118 and retrofits | 740 | 5801 | Rate Constraint in lbs/MMBtu | FALSE | L | Annual | Qualifying Generation | TWh | 3.9604 | 3.9604 | 3.9604 | 3.9604 | 3.4594 | 3.7404 | 3.9604
NSR WPS Weston 4 - SO2 Rate Annual v5.12, Unit 4118 and retrofits | 740 | 5801 | Rate Constraint in lbs/MMBtu | FALSE | L | Annual | Rate | lb/MWh | 0.37692 | 0.37692 | 0.37692 | 0.37692 | 0.37587 | 0.37692 | 0.37692
NSR WPS Weston 4 - SO2 Rate Annual v5.12, Unit 4118 and retrofits | 740 | 5801 | Rate Constraint in lbs/MMBtu | FALSE | L | Annual | Constraint Shadow Price | US$/Ton | 0 | 0 | 0 | 0 | 0 | 0 | 0
NY- CO2 Rate Limit- New CT Units- v5.12 | 741 | 5900 | Rate Constraint in lbs/MWh | FALSE | L | Annual | Seasons Included | Seasons | Winter, Summer | Winter, Summer | Winter, Summer | Winter, Summer | Winter, Summer | Winter, Summer | Winter, Summer
NY- CO2 Rate Limit- New CT Units- v5.12 | 741 | 5900 | Rate Constraint in lbs/MWh | FALSE | L | Annual | Standard | lb/MWh | 1450 | 1450 | 1450 | 1450 | 1450 | 1450 | 1450
NY- CO2 Rate Limit- New CT Units- v5.12 | 741 | 5900 | Rate Constraint in lbs/MWh | FALSE | L | Annual | Emissions at Affected Plants CO2 | MTons | 2.8634 | 2.8634 | 2.8634 | 3.9842 | 3.9842 | 1.2179 | 1.2179
NY- CO2 Rate Limit- New CT Units- v5.12 | 741 | 5900 | Rate Constraint in lbs/MWh | FALSE | L | Annual | Allowances Purchased CO2 | MTons | 0 | 0 | 0 | 0 | 0 | 0 | 0
NY- CO2 Rate Limit- New CT Units- v5.12 | 741 | 5900 | Rate Constraint in lbs/MWh | FALSE | L | Annual | Allowances Sold CO2 | MTons | 0 | 0 | 0 | 0 | 0 | 0 | 0
NY- CO2 Rate Limit- New CT Units- v5.12 | 741 | 5900 | Rate Constraint in lbs/MWh | FALSE | L | Annual | Allowances Banked | MTons | 0 | 0 | 0 | 0 | 0 | 0 | 0
NY- CO2 Rate Limit- New CT Units- v5.12 | 741 | 5900 | Rate Constraint in lbs/MWh | FALSE | L | Annual | Allowances Withdrawn (1:1) | MTons | 0 | 0 | 0 | 0 | 0 | 0 | 0
NY- CO2 Rate Limit- New CT Units- v5.12 | 741 | 5900 | Rate Constraint in lbs/MWh | FALSE | L | Annual | Allowances Withdrawn (n:1) | MTons | 0 | 0 | 0 | 0 | 0 | 0 | 0
NY- CO2 Rate Limit- New CT Units- v5.12 | 741 | 5900 | Rate Constraint in lbs/MWh | FALSE | L | Annual | Net Emissions Allowance Position | MTons | 2.8634 | 2.8634 | 2.8634 | 3.9842 | 3.9842 | 1.2179 | 1.2179
NY- CO2 Rate Limit- New CT Units- v5.12 | 741 | 5900 | Rate Constraint in lbs/MWh | FALSE | L | Annual | Fuel Consumed | TBtu | 0.048913 | 0.048913 | 0.048913 | 0.06806 | 0.06806 | 0.020804 | 0.020804
NY- CO2 Rate Limit- New CT Units- v5.12 | 741 | 5900 | Rate Constraint in lbs/MWh | FALSE | L | Annual | Rate | lb/MMBtu | 117.08 | 117.08 | 117.08 | 117.08 | 117.08 | 117.08 | 117.08
NY- CO2 Rate Limit- New CT Units- v5.12 | 741 | 5900 | Rate Constraint in lbs/MWh | FALSE | L | Annual | Generation | TWh | 0.0050167 | 0.0050167 | 0.0050167 | 0.0069805 | 0.0069805 | 0.0021338 | 0.0021338
NY- CO2 Rate Limit- New CT Units- v5.12 | 741 | 5900 | Rate Constraint in lbs/MWh | FALSE | L | Annual | Qualifying Generation | TWh | 0.0050167 | 0.0050167 | 0.0050167 | 0.0069805 | 0.0069805 | 0.0021338 | 0.0021338
NY- CO2 Rate Limit- New CT Units- v5.12 | 741 | 5900 | Rate Constraint in lbs/MWh | FALSE | L | Annual | Constraint Shadow Price | US$/Ton | 0 | 0 | 0 | 0 | 0 | 0 | 0
NY- CO2 Rate Limit- New Fossil Units- v5.12 | 742 | 5901 | Rate Constraint in lbs/MWh | FALSE | L | Annual | Seasons Included | Seasons | Winter, Summer | Winter, Summer | Winter, Summer | Winter, Summer | Winter, Summer | Winter, Summer | Winter, Summer
NY- CO2 Rate Limit- New Fossil Units- v5.12 | 742 | 5901 | Rate Constraint in lbs/MWh | FALSE | L | Annual | Standard | lb/MWh | 925 | 925 | 925 | 925 | 925 | 925 | 925
NY- CO2 Rate Limit- New Fossil Units- v5.12 | 742 | 5901 | Rate Constraint in lbs/MWh | FALSE | L | Annual | Emissions at Affected Plants CO2 | MTons | 0 | 0 | 0 | 0 | 6392.5985 | 19924.3938 | 23093.1095
NY- CO2 Rate Limit- New Fossil Units- v5.12 | 742 | 5901 | Rate Constraint in lbs/MWh | FALSE | L | Annual | Allowances Purchased CO2 | MTons | 0 | 0 | 0 | 0 | 0 | 0 | 0
NY- CO2 Rate Limit- New Fossil Units- v5.12 | 742 | 5901 | Rate Constraint in lbs/MWh | FALSE | L | Annual | Allowances Sold CO2 | MTons | 0 | 0 | 0 | 0 | 0 | 0 | 0
NY- CO2 Rate Limit- New Fossil Units- v5.12 | 742 | 5901 | Rate Constraint in lbs/MWh | FALSE | L | Annual | Allowances Banked | MTons | 0 | 0 | 0 | 0 | 0 | 0 | 0
NY- CO2 Rate Limit- New Fossil Units- v5.12 | 742 | 5901 | Rate Constraint in lbs/MWh | FALSE | L | Annual | Allowances Withdrawn (1:1) | MTons | 0 | 0 | 0 | 0 | 0 | 0 | 0
NY- CO2 Rate Limit- New Fossil Units- v5.12 | 742 | 5901 | Rate Constraint in lbs/MWh | FALSE | L | Annual | Allowances Withdrawn (n:1) | MTons | 0 | 0 | 0 | 0 | 0 | 0 | 0
NY- CO2 Rate Limit- New Fossil Units- v5.12 | 742 | 5901 | Rate Constraint in lbs/MWh | FALSE | L | Annual | Net Emissions Allowance Position | MTons | 0 | 0 | 0 | 0 | 6392.5985 | 19924.3938 | 23093.1095
NY- CO2 Rate Limit- New Fossil Units- v5.12 | 742 | 5901 | Rate Constraint in lbs/MWh | FALSE | L | Annual | Fuel Consumed | TBtu | 0 | 0 | 0 | 0 | 109.2005 | 340.3552 | 394.4843
NY- CO2 Rate Limit- New Fossil Units- v5.12 | 742 | 5901 | Rate Constraint in lbs/MWh | FALSE | L | Annual | Rate | lb/MMBtu | 0 | 0 | 0 | 0 | 117.08 | 117.08 | 117.08
NY- CO2 Rate Limit- New Fossil Units- v5.12 | 742 | 5901 | Rate Constraint in lbs/MWh | FALSE | L | Annual | Generation | TWh | 0 | 0 | 0 | 0 | 16.983 | 52.9324 | 61.3506
NY- CO2 Rate Limit- New Fossil Units- v5.12 | 742 | 5901 | Rate Constraint in lbs/MWh | FALSE | L | Annual | Qualifying Generation | TWh | 0 | 0 | 0 | 0 | 16.983 | 52.9324 | 61.3506
NY- CO2 Rate Limit- New Fossil Units- v5.12 | 742 | 5901 | Rate Constraint in lbs/MWh | FALSE | L | Annual | Constraint Shadow Price | US$/Ton | 0 | 133.8 | 3.31 | 4.1764 | 0 | 0 | 0
NY New Units MER Rate Limit v3.1, Unit 45531 and retrofits | 743 | 1912 | Rate Constraint in lbs/MMBtu | FALSE | L | Annual | Seasons Included | Seasons | Winter, Summer | Winter, Summer | Winter, Summer | Winter, Summer | Winter, Summer | Winter, Summer | Winter, Summer
NY New Units MER Rate Limit v3.1, Unit 45531 and retrofits | 743 | 1912 | Rate Constraint in lbs/MMBtu | FALSE | L | Annual | Standard | lb/MMBtu | 6e-07 | 6e-07 | 6e-07 | 6e-07 | 6e-07 | 6e-07 | 6e-07
NY New Units MER Rate Limit v3.1, Unit 45531 and retrofits | 743 | 1912 | Rate Constraint in lbs/MMBtu | FALSE | L | Annual | Emissions at Affected Plants MER | lbs | 0 | 0 | 0 | 0 | 0 | 0 | 0
NY New Units MER Rate Limit v3.1, Unit 45531 and retrofits | 743 | 1912 | Rate Constraint in lbs/MMBtu | FALSE | L | Annual | Allowances Purchased MER | lbs | 0 | 0 | 0 | 0 | 0 | 0 | 0
NY New Units MER Rate Limit v3.1, Unit 45531 and retrofits | 743 | 1912 | Rate Constraint in lbs/MMBtu | FALSE | L | Annual | Allowances Sold MER | lbs | 0 | 0 | 0 | 0 | 0 | 0 | 0
NY New Units MER Rate Limit v3.1, Unit 45531 and retrofits | 743 | 1912 | Rate Constraint in lbs/MMBtu | FALSE | L | Annual | Allowances Banked | lbs | 0 | 0 | 0 | 0 | 0 | 0 | 0
NY New Units MER Rate Limit v3.1, Unit 45531 and retrofits | 743 | 1912 | Rate Constraint in lbs/MMBtu | FALSE | L | Annual | Allowances Withdrawn (1:1) | lbs | 0 | 0 | 0 | 0 | 0 | 0 | 0
NY New Units MER Rate Limit v3.1, Unit 45531 and retrofits | 743 | 1912 | Rate Constraint in lbs/MMBtu | FALSE | L | Annual | Allowances Withdrawn (n:1) | lbs | 0 | 0 | 0 | 0 | 0 | 0 | 0
NY New Units MER Rate Limit v3.1, Unit 45531 and retrofits | 743 | 1912 | Rate Constraint in lbs/MMBtu | FALSE | L | Annual | Net Emissions Allowance Position | lbs | 0 | 0 | 0 | 0 | 0 | 0 | 0
NY New Units MER Rate Limit v3.1, Unit 45531 and retrofits | 743 | 1912 | Rate Constraint in lbs/MMBtu | FALSE | L | Annual | Fuel Consumed | TBtu | 0 | 0 | 0 | 0 | 0 | 0 | 0
NY New Units MER Rate Limit v3.1, Unit 45531 and retrofits | 743 | 1912 | Rate Constraint in lbs/MMBtu | FALSE | L | Annual | Rate | lb/MMBtu | 0 | 0 | 0 | 0 | 0 | 0 | 0
NY New Units MER Rate Limit v3.1, Unit 45531 and retrofits | 743 | 1912 | Rate Constraint in lbs/MMBtu | FALSE | L | Annual | Generation | TWh | 0 | 0 | 0 | 0 | 0 | 0 | 0
NY New Units MER Rate Limit v3.1, Unit 45531 and retrofits | 743 | 1912 | Rate Constraint in lbs/MMBtu | FALSE | L | Annual | Qualifying Generation | TWh | 0 | 0 | 0 | 0 | 0 | 0 | 0
NY New Units MER Rate Limit v3.1, Unit 45531 and retrofits | 743 | 1912 | Rate Constraint in lbs/MMBtu | FALSE | L | Annual | Rate | lb/MWh | 0 | 0 | 0 | 0 | 0 | 0 | 0
NY New Units MER Rate Limit v3.1, Unit 45531 and retrofits | 743 | 1912 | Rate Constraint in lbs/MMBtu | FALSE | L | Annual | Constraint Shadow Price | US$/Lb | 1089024.7232 | 14637523.8556 | 1072859.4169 | 1060732.5054 | 1072611.1514 | 3923651.7624 | 2798394.0126
NY New Units MER Rate Limit v3.1, Unit 45532 and retrofits | 744 | 1912 | Rate Constraint in lbs/MMBtu | FALSE | L | Annual | Seasons Included | Seasons | Winter, Summer | Winter, Summer | Winter, Summer | Winter, Summer | Winter, Summer | Winter, Summer | Winter, Summer
NY New Units MER Rate Limit v3.1, Unit 45532 and retrofits | 744 | 1912 | Rate Constraint in lbs/MMBtu | FALSE | L | Annual | Standard | lb/MMBtu | 6e-07 | 6e-07 | 6e-07 | 6e-07 | 6e-07 | 6e-07 | 6e-07
NY New Units MER Rate Limit v3.1, Unit 45532 and retrofits | 744 | 1912 | Rate Constraint in lbs/MMBtu | FALSE | L | Annual | Emissions at Affected Plants MER | lbs | 0 | 0 | 0 | 0 | 0 | 0 | 0
NY New Units MER Rate Limit v3.1, Unit 45532 and retrofits | 744 | 1912 | Rate Constraint in lbs/MMBtu | FALSE | L | Annual | Allowances Purchased MER | lbs | 0 | 0 | 0 | 0 | 0 | 0 | 0
NY New Units MER Rate Limit v3.1, Unit 45532 and retrofits | 744 | 1912 | Rate Constraint in lbs/MMBtu | FALSE | L | Annual | Allowances Sold MER | lbs | 0 | 0 | 0 | 0 | 0 | 0 | 0
NY New Units MER Rate Limit v3.1, Unit 45532 and retrofits | 744 | 1912 | Rate Constraint in lbs/MMBtu | FALSE | L | Annual | Allowances Banked | lbs | 0 | 0 | 0 | 0 | 0 | 0 | 0
NY New Units MER Rate Limit v3.1, Unit 45532 and retrofits | 744 | 1912 | Rate Constraint in lbs/MMBtu | FALSE | L | Annual | Allowances Withdrawn (1:1) | lbs | 0 | 0 | 0 | 0 | 0 | 0 | 0
NY New Units MER Rate Limit v3.1, Unit 45532 and retrofits | 744 | 1912 | Rate Constraint in lbs/MMBtu | FALSE | L | Annual | Allowances Withdrawn (n:1) | lbs | 0 | 0 | 0 | 0 | 0 | 0 | 0
NY New Units MER Rate Limit v3.1, Unit 45532 and retrofits | 744 | 1912 | Rate Constraint in lbs/MMBtu | FALSE | L | Annual | Net Emissions Allowance Position | lbs | 0 | 0 | 0 | 0 | 0 | 0 | 0
NY New Units MER Rate Limit v3.1, Unit 45532 and retrofits | 744 | 1912 | Rate Constraint in lbs/MMBtu | FALSE | L | Annual | Fuel Consumed | TBtu | 0 | 0 | 0 | 0 | 0 | 0 | 0
NY New Units MER Rate Limit v3.1, Unit 45532 and retrofits | 744 | 1912 | Rate Constraint in lbs/MMBtu | FALSE | L | Annual | Rate | lb/MMBtu | 0 | 0 | 0 | 0 | 0 | 0 | 0
NY New Units MER Rate Limit v3.1, Unit 45532 and retrofits | 744 | 1912 | Rate Constraint in lbs/MMBtu | FALSE | L | Annual | Generation | TWh | 0 | 0 | 0 | 0 | 0 | 0 | 0
NY New Units MER Rate Limit v3.1, Unit 45532 and retrofits | 744 | 1912 | Rate Constraint in lbs/MMBtu | FALSE | L | Annual | Qualifying Generation | TWh | 0 | 0 | 0 | 0 | 0 | 0 | 0
NY New Units MER Rate Limit v3.1, Unit 45532 and retrofits | 744 | 1912 | Rate Constraint in lbs/MMBtu | FALSE | L | Annual | Rate | lb/MWh | 0 | 0 | 0 | 0 | 0 | 0 | 0
NY New Units MER Rate Limit v3.1, Unit 45532 and retrofits | 744 | 1912 | Rate Constraint in lbs/MMBtu | FALSE | L | Annual | Constraint Shadow Price | US$/Lb | 0 | 193480116.4696 | 34127449.5886 | 20848636.8115 | 30824010.2579 | 27968757.8574 | 28284694.2724
NY New Units MER Rate Limit v3.1, Unit 45533 and retrofits | 745 | 1912 | Rate Constraint in lbs/MMBtu | FALSE | L | Annual | Seasons Included | Seasons | Winter, Summer | Winter, Summer | Winter, Summer | Winter, Summer | Winter, Summer | Winter, Summer | Winter, Summer
NY New Units MER Rate Limit v3.1, Unit 45533 and retrofits | 745 | 1912 | Rate Constraint in lbs/MMBtu | FALSE | L | Annual | Standard | lb/MMBtu | 6e-07 | 6e-07 | 6e-07 | 6e-07 | 6e-07 | 6e-07 | 6e-07
NY New Units MER Rate Limit v3.1, Unit 45533 and retrofits | 745 | 1912 | Rate Constraint in lbs/MMBtu | FALSE | L | Annual | Emissions at Affected Plants MER | lbs | 0 | 0 | 0 | 0 | 0 | 0 | 0
NY New Units MER Rate Limit v3.1, Unit 45533 and retrofits | 745 | 1912 | Rate Constraint in lbs/MMBtu | FALSE | L | Annual | Allowances Purchased MER | lbs | 0 | 0 | 0 | 0 | 0 | 0 | 0
NY New Units MER Rate Limit v3.1, Unit 45533 and retrofits | 745 | 1912 | Rate Constraint in lbs/MMBtu | FALSE | L | Annual | Allowances Sold MER | lbs | 0 | 0 | 0 | 0 | 0 | 0 | 0
NY New Units MER Rate Limit v3.1, Unit 45533 and retrofits | 745 | 1912 | Rate Constraint in lbs/MMBtu | FALSE | L | Annual | Allowances Banked | lbs | 0 | 0 | 0 | 0 | 0 | 0 | 0
NY New Units MER Rate Limit v3.1, Unit 45533 and retrofits | 745 | 1912 | Rate Constraint in lbs/MMBtu | FALSE | L | Annual | Allowances Withdrawn (1:1) | lbs | 0 | 0 | 0 | 0 | 0 | 0 | 0
NY New Units MER Rate Limit v3.1, Unit 45533 and retrofits | 745 | 1912 | Rate Constraint in lbs/MMBtu | FALSE | L | Annual | Allowances Withdrawn (n:1) | lbs | 0 | 0 | 0 | 0 | 0 | 0 | 0
NY New Units MER Rate Limit v3.1, Unit 45533 and retrofits | 745 | 1912 | Rate Constraint in lbs/MMBtu | FALSE | L | Annual | Net Emissions Allowance Position | lbs | 0 | 0 | 0 | 0 | 0 | 0 | 0
NY New Units MER Rate Limit v3.1, Unit 45533 and retrofits | 745 | 1912 | Rate Constraint in lbs/MMBtu | FALSE | L | Annual | Fuel Consumed | TBtu | 0 | 0 | 0 | 0 | 0 | 0 | 0
NY New Units MER Rate Limit v3.1, Unit 45533 and retrofits | 745 | 1912 | Rate Constraint in lbs/MMBtu | FALSE | L | Annual | Rate | lb/MMBtu | 0 | 0 | 0 | 0 | 0 | 0 | 0
NY New Units MER Rate Limit v3.1, Unit 45533 and retrofits | 745 | 1912 | Rate Constraint in lbs/MMBtu | FALSE | L | Annual | Generation | TWh | 0 | 0 | 0 | 0 | 0 | 0 | 0
NY New Units MER Rate Limit v3.1, Unit 45533 and retrofits | 745 | 1912 | Rate Constraint in lbs/MMBtu | FALSE | L | Annual | Qualifying Generation | TWh | 0 | 0 | 0 | 0 | 0 | 0 | 0
NY New Units MER Rate Limit v3.1, Unit 45533 and retrofits | 745 | 1912 | Rate Constraint in lbs/MMBtu | FALSE | L | Annual | Rate | lb/MWh | 0 | 0 | 0 | 0 | 0 | 0 | 0
NY New Units MER Rate Limit v3.1, Unit 45533 and retrofits | 745 | 1912 | Rate Constraint in lbs/MMBtu | FALSE | L | Annual | Constraint Shadow Price | US$/Lb | 0 | 0 | 22017308.8874 | 5410247.1272 | 13591013.68 | 2422848.97 | 11838259.0079
NY New Units MER Rate Limit v3.1, Unit 45587 and retrofits | 746 | 1912 | Rate Constraint in lbs/MMBtu | FALSE | L | Annual | Seasons Included | Seasons | Winter, Summer | Winter, Summer | Winter, Summer | Winter, Summer | Winter, Summer | Winter, Summer | Winter, Summer
NY New Units MER Rate Limit v3.1, Unit 45587 and retrofits | 746 | 1912 | Rate Constraint in lbs/MMBtu | FALSE | L | Annual | Standard | lb/MMBtu | 6e-07 | 6e-07 | 6e-07 | 6e-07 | 6e-07 | 6e-07 | 6e-07
NY New Units MER Rate Limit v3.1, Unit 45587 and retrofits | 746 | 1912 | Rate Constraint in lbs/MMBtu | FALSE | L | Annual | Emissions at Affected Plants MER | lbs | 0 | 0 | 0 | 0 | 0 | 0 | 0
NY New Units MER Rate Limit v3.1, Unit 45587 and retrofits | 746 | 1912 | Rate Constraint in lbs/MMBtu | FALSE | L | Annual | Allowances Purchased MER | lbs | 0 | 0 | 0 | 0 | 0 | 0 | 0
NY New Units MER Rate Limit v3.1, Unit 45587 and retrofits | 746 | 1912 | Rate Constraint in lbs/MMBtu | FALSE | L | Annual | Allowances Sold MER | lbs | 0 | 0 | 0 | 0 | 0 | 0 | 0
NY New Units MER Rate Limit v3.1, Unit 45587 and retrofits | 746 | 1912 | Rate Constraint in lbs/MMBtu | FALSE | L | Annual | Allowances Banked | lbs | 0 | 0 | 0 | 0 | 0 | 0 | 0
NY New Units MER Rate Limit v3.1, Unit 45587 and retrofits | 746 | 1912 | Rate Constraint in lbs/MMBtu | FALSE | L | Annual | Allowances Withdrawn (1:1) | lbs | 0 | 0 | 0 | 0 | 0 | 0 | 0
NY New Units MER Rate Limit v3.1, Unit 45587 and retrofits | 746 | 1912 | Rate Constraint in lbs/MMBtu | FALSE | L | Annual | Allowances Withdrawn (n:1) | lbs | 0 | 0 | 0 | 0 | 0 | 0 | 0
NY New Units MER Rate Limit v3.1, Unit 45587 and retrofits | 746 | 1912 | Rate Constraint in lbs/MMBtu | FALSE | L | Annual | Net Emissions Allowance Position | lbs | 0 | 0 | 0 | 0 | 0 | 0 | 0
NY New Units MER Rate Limit v3.1, Unit 45587 and retrofits | 746 | 1912 | Rate Constraint in lbs/MMBtu | FALSE | L | Annual | Fuel Consumed | TBtu | 0 | 0 | 0 | 0 | 0 | 0 | 0
NY New Units MER Rate Limit v3.1, Unit 45587 and retrofits | 746 | 1912 | Rate Constraint in lbs/MMBtu | FALSE | L | Annual | Rate | lb/MMBtu | 0 | 0 | 0 | 0 | 0 | 0 | 0
NY New Units MER Rate Limit v3.1, Unit 45587 and retrofits | 746 | 1912 | Rate Constraint in lbs/MMBtu | FALSE | L | Annual | Generation | TWh | 0 | 0 | 0 | 0 | 0 | 0 | 0
NY New Units MER Rate Limit v3.1, Unit 45587 and retrofits | 746 | 1912 | Rate Constraint in lbs/MMBtu | FALSE | L | Annual | Qualifying Generation | TWh | 0 | 0 | 0 | 0 | 0 | 0 | 0
NY New Units MER Rate Limit v3.1, Unit 45587 and retrofits | 746 | 1912 | Rate Constraint in lbs/MMBtu | FALSE | L | Annual | Rate | lb/MWh | 0 | 0 | 0 | 0 | 0 | 0 | 0
NY New Units MER Rate Limit v3.1, Unit 45587 and retrofits | 746 | 1912 | Rate Constraint in lbs/MMBtu | FALSE | L | Annual | Constraint Shadow Price | US$/Lb | 1784688.5095 | 292971.8431 | 2478356.2821 | 1472841.0158 | 2484745.8092 | 5408206.7666 | 9919472.7257
NY New Units MER Rate Limit v3.1, Unit 45588 and retrofits | 747 | 1912 | Rate Constraint in lbs/MMBtu | FALSE | L | Annual | Seasons Included | Seasons | Winter, Summer | Winter, Summer | Winter, Summer | Winter, Summer | Winter, Summer | Winter, Summer | Winter, Summer
NY New Units MER Rate Limit v3.1, Unit 45588 and retrofits | 747 | 1912 | Rate Constraint in lbs/MMBtu | FALSE | L | Annual | Standard | lb/MMBtu | 6e-07 | 6e-07 | 6e-07 | 6e-07 | 6e-07 | 6e-07 | 6e-07
NY New Units MER Rate Limit v3.1, Unit 45588 and retrofits | 747 | 1912 | Rate Constraint in lbs/MMBtu | FALSE | L | Annual | Emissions at Affected Plants MER | lbs | 0 | 0 | 0 | 0 | 0 | 0 | 0
NY New Units MER Rate Limit v3.1, Unit 45588 and retrofits | 747 | 1912 | Rate Constraint in lbs/MMBtu | FALSE | L | Annual | Allowances Purchased MER | lbs | 0 | 0 | 0 | 0 | 0 | 0 | 0
NY New Units MER Rate Limit v3.1, Unit 45588 and retrofits | 747 | 1912 | Rate Constraint in lbs/MMBtu | FALSE | L | Annual | Allowances Sold MER | lbs | 0 | 0 | 0 | 0 | 0 | 0 | 0
NY New Units MER Rate Limit v3.1, Unit 45588 and retrofits | 747 | 1912 | Rate Constraint in lbs/MMBtu | FALSE | L | Annual | Allowances Banked | lbs | 0 | 0 | 0 | 0 | 0 | 0 | 0
NY New Units MER Rate Limit v3.1, Unit 45588 and retrofits | 747 | 1912 | Rate Constraint in lbs/MMBtu | FALSE | L | Annual | Allowances Withdrawn (1:1) | lbs | 0 | 0 | 0 | 0 | 0 | 0 | 0
NY New Units MER Rate Limit v3.1, Unit 45588 and retrofits | 747 | 1912 | Rate Constraint in lbs/MMBtu | FALSE | L | Annual | Allowances Withdrawn (n:1) | lbs | 0 | 0 | 0 | 0 | 0 | 0 | 0
NY New Units MER Rate Limit v3.1, Unit 45588 and retrofits | 747 | 1912 | Rate Constraint in lbs/MMBtu | FALSE | L | Annual | Net Emissions Allowance Position | lbs | 0 | 0 | 0 | 0 | 0 | 0 | 0
NY New Units MER Rate Limit v3.1, Unit 45588 and retrofits | 747 | 1912 | Rate Constraint in lbs/MMBtu | FALSE | L | Annual | Fuel Consumed | TBtu | 0 | 0 | 0 | 0 | 0 | 0 | 0
NY New Units MER Rate Limit v3.1, Unit 45588 and retrofits | 747 | 1912 | Rate Constraint in lbs/MMBtu | FALSE | L | Annual | Rate | lb/MMBtu | 0 | 0 | 0 | 0 | 0 | 0 | 0
NY New Units MER Rate Limit v3.1, Unit 45588 and retrofits | 747 | 1912 | Rate Constraint in lbs/MMBtu | FALSE | L | Annual | Generation | TWh | 0 | 0 | 0 | 0 | 0 | 0 | 0
NY New Units MER Rate Limit v3.1, Unit 45588 and retrofits | 747 | 1912 | Rate Constraint in lbs/MMBtu | FALSE | L | Annual | Qualifying Generation | TWh | 0 | 0 | 0 | 0 | 0 | 0 | 0
NY New Units MER Rate Limit v3.1, Unit 45588 and retrofits | 747 | 1912 | Rate Constraint in lbs/MMBtu | FALSE | L | Annual | Rate | lb/MWh | 0 | 0 | 0 | 0 | 0 | 0 | 0
NY New Units MER Rate Limit v3.1, Unit 45588 and retrofits | 747 | 1912 | Rate Constraint in lbs/MMBtu | FALSE | L | Annual | Constraint Shadow Price | US$/Lb | 0 | 199830037.0147 | 28630439.9001 | 29534491.9083 | 28356152.8664 | 34440682.3846 | 31236455.8616
NY New Units MER Rate Limit v3.1, Unit 45589 and retrofits | 748 | 1912 | Rate Constraint in lbs/MMBtu | FALSE | L | Annual | Seasons Included | Seasons | Winter, Summer | Winter, Summer | Winter, Summer | Winter, Summer | Winter, Summer | Winter, Summer | Winter, Summer
NY New Units MER Rate Limit v3.1, Unit 45589 and retrofits | 748 | 1912 | Rate Constraint in lbs/MMBtu | FALSE | L | Annual | Standard | lb/MMBtu | 6e-07 | 6e-07 | 6e-07 | 6e-07 | 6e-07 | 6e-07 | 6e-07
NY New Units MER Rate Limit v3.1, Unit 45589 and retrofits | 748 | 1912 | Rate Constraint in lbs/MMBtu | FALSE | L | Annual | Emissions at Affected Plants MER | lbs | 0 | 0 | 0 | 0 | 0 | 0 | 0
NY New Units MER Rate Limit v3.1, Unit 45589 and retrofits | 748 | 1912 | Rate Constraint in lbs/MMBtu | FALSE | L | Annual | Allowances Purchased MER | lbs | 0 | 0 | 0 | 0 | 0 | 0 | 0
NY New Units MER Rate Limit v3.1, Unit 45589 and retrofits | 748 | 1912 | Rate Constraint in lbs/MMBtu | FALSE | L | Annual | Allowances Sold MER | lbs | 0 | 0 | 0 | 0 | 0 | 0 | 0
NY New Units MER Rate Limit v3.1, Unit 45589 and retrofits | 748 | 1912 | Rate Constraint in lbs/MMBtu | FALSE | L | Annual | Allowances Banked | lbs | 0 | 0 | 0 | 0 | 0 | 0 | 0
NY New Units MER Rate Limit v3.1, Unit 45589 and retrofits | 748 | 1912 | Rate Constraint in lbs/MMBtu | FALSE | L | Annual | Allowances Withdrawn (1:1) | lbs | 0 | 0 | 0 | 0 | 0 | 0 | 0
NY New Units MER Rate Limit v3.1, Unit 45589 and retrofits | 748 | 1912 | Rate Constraint in lbs/MMBtu | FALSE | L | Annual | Allowances Withdrawn (n:1) | lbs | 0 | 0 | 0 | 0 | 0 | 0 | 0
NY New Units MER Rate Limit v3.1, Unit 45589 and retrofits | 748 | 1912 | Rate Constraint in lbs/MMBtu | FALSE | L | Annual | Net Emissions Allowance Position | lbs | 0 | 0 | 0 | 0 | 0 | 0 | 0
NY New Units MER Rate Limit v3.1, Unit 45589 and retrofits | 748 | 1912 | Rate Constraint in lbs/MMBtu | FALSE | L | Annual | Fuel Consumed | TBtu | 0 | 0 | 0 | 0 | 0 | 0 | 0
NY New Units MER Rate Limit v3.1, Unit 45589 and retrofits | 748 | 1912 | Rate Constraint in lbs/MMBtu | FALSE | L | Annual | Rate | lb/MMBtu | 0 | 0 | 0 | 0 | 0 | 0 | 0
NY New Units MER Rate Limit v3.1, Unit 45589 and retrofits | 748 | 1912 | Rate Constraint in lbs/MMBtu | FALSE | L | Annual | Generation | TWh | 0 | 0 | 0 | 0 | 0 | 0 | 0
NY New Units MER Rate Limit v3.1, Unit 45589 and retrofits | 748 | 1912 | Rate Constraint in lbs/MMBtu | FALSE | L | Annual | Qualifying Generation | TWh | 0 | 0 | 0 | 0 | 0 | 0 | 0
NY New Units MER Rate Limit v3.1, Unit 45589 and retrofits | 748 | 1912 | Rate Constraint in lbs/MMBtu | FALSE | L | Annual | Rate | lb/MWh | 0 | 0 | 0 | 0 | 0 | 0 | 0
NY New Units MER Rate Limit v3.1, Unit 45589 and retrofits | 748 | 1912 | Rate Constraint in lbs/MMBtu | FALSE | L | Annual | Constraint Shadow Price | US$/Lb | 0 | 0 | 15226930.8691 | 16144826.4673 | 16842667.3657 | 14939210.6938 | 15002704.2523
NY New Units MER Rate Limit v3.1, Unit 45628 and retrofits | 749 | 1912 | Rate Constraint in lbs/MMBtu | FALSE | L | Annual | Seasons Included | Seasons | Winter, Summer | Winter, Summer | Winter, Summer | Winter, Summer | Winter, Summer | Winter, Summer | Winter, Summer
NY New Units MER Rate Limit v3.1, Unit 45628 and retrofits | 749 | 1912 | Rate Constraint in lbs/MMBtu | FALSE | L | Annual | Standard | lb/MMBtu | 6e-07 | 6e-07 | 6e-07 | 6e-07 | 6e-07 | 6e-07 | 6e-07
NY New Units MER Rate Limit v3.1, Unit 45628 and retrofits | 749 | 1912 | Rate Constraint in lbs/MMBtu | FALSE | L | Annual | Emissions at Affected Plants MER | lbs | 0 | 0 | 0 | 0 | 0 | 0 | 0
NY New Units MER Rate Limit v3.1, Unit 45628 and retrofits | 749 | 1912 | Rate Constraint in lbs/MMBtu | FALSE | L | Annual | Allowances Purchased MER | lbs | 0 | 0 | 0 | 0 | 0 | 0 | 0
NY New Units MER Rate Limit v3.1, Unit 45628 and retrofits | 749 | 1912 | Rate Constraint in lbs/MMBtu | FALSE | L | Annual | Allowances Sold MER | lbs | 0 | 0 | 0 | 0 | 0 | 0 | 0
NY New Units MER Rate Limit v3.1, Unit 45628 and retrofits | 749 | 1912 | Rate Constraint in lbs/MMBtu | FALSE | L | Annual | Allowances Banked | lbs | 0 | 0 | 0 | 0 | 0 | 0 | 0
NY New Units MER Rate Limit v3.1, Unit 45628 and retrofits | 749 | 1912 | Rate Constraint in lbs/MMBtu | FALSE | L | Annual | Allowances Withdrawn (1:1) | lbs | 0 | 0 | 0 | 0 | 0 | 0 | 0
NY New Units MER Rate Limit v3.1, Unit 45628 and retrofits | 749 | 1912 | Rate Constraint in lbs/MMBtu | FALSE | L | Annual | Allowances Withdrawn (n:1) | lbs | 0 | 0 | 0 | 0 | 0 | 0 | 0
NY New Units MER Rate Limit v3.1, Unit 45628 and retrofits | 749 | 1912 | Rate Constraint in lbs/MMBtu | FALSE | L | Annual | Net Emissions Allowance Position | lbs | 0 | 0 | 0 | 0 | 0 | 0 | 0
NY New Units MER Rate Limit v3.1, Unit 45628 and retrofits | 749 | 1912 | Rate Constraint in lbs/MMBtu | FALSE | L | Annual | Fuel Consumed | TBtu | 0 | 0 | 0 | 0 | 0 | 0 | 0
NY New Units MER Rate Limit v3.1, Unit 45628 and retrofits | 749 | 1912 | Rate Constraint in lbs/MMBtu | FALSE | L | Annual | Rate | lb/MMBtu | 0 | 0 | 0 | 0 | 0 | 0 | 0
NY New Units MER Rate Limit v3.1, Unit 45628 and retrofits | 749 | 1912 | Rate Constraint in lbs/MMBtu | FALSE | L | Annual | Generation | TWh | 0 | 0 | 0 | 0 | 0 | 0 | 0
NY New Units MER Rate Limit v3.1, Unit 45628 and retrofits | 749 | 1912 | Rate Constraint in lbs/MMBtu | FALSE | L | Annual | Qualifying Generation | TWh | 0 | 0 | 0 | 0 | 0 | 0 | 0
NY New Units MER Rate Limit v3.1, Unit 45628 and retrofits | 749 | 1912 | Rate Constraint in lbs/MMBtu | FALSE | L | Annual | Rate | lb/MWh | 0 | 0 | 0 | 0 | 0 | 0 | 0
NY New Units MER Rate Limit v3.1, Unit 45628 and retrofits | 749 | 1912 | Rate Constraint in lbs/MMBtu | FALSE | L | Annual | Constraint Shadow Price | US$/Lb | 1304543.885 | 2320072.8739 | 2478356.2821 | 753783.101 | 1389410.2657 | 51608.448 | 69221.4118
NY New Units MER Rate Limit v3.1, Unit 45629 and retrofits | 750 | 1912 | Rate Constraint in lbs/MMBtu | FALSE | L | Annual | Seasons Included | Seasons | Winter, Summer | Winter, Summer | Winter, Summer | Winter, Summer | Winter, Summer | Winter, Summer | Winter, Summer
NY New Units MER Rate Limit v3.1, Unit 45629 and retrofits | 750 | 1912 | Rate Constraint in lbs/MMBtu | FALSE | L | Annual | Standard | lb/MMBtu | 6e-07 | 6e-07 | 6e-07 | 6e-07 | 6e-07 | 6e-07 | 6e-07
NY New Units MER Rate Limit v3.1, Unit 45629 and retrofits | 750 | 1912 | Rate Constraint in lbs/MMBtu | FALSE | L | Annual | Emissions at Affected Plants MER | lbs | 0 | 0 | 0 | 0 | 0 | 0 | 0
NY New Units MER Rate Limit v3.1, Unit 45629 and retrofits | 750 | 1912 | Rate Constraint in lbs/MMBtu | FALSE | L | Annual | Allowances Purchased MER | lbs | 0 | 0 | 0 | 0 | 0 | 0 | 0
NY New Units MER Rate Limit v3.1, Unit 45629 and retrofits | 750 | 1912 | Rate Constraint in lbs/MMBtu | FALSE | L | Annual | Allowances Sold MER | lbs | 0 | 0 | 0 | 0 | 0 | 0 | 0
NY New Units MER Rate Limit v3.1, Unit 45629 and retrofits | 750 | 1912 | Rate Constraint in lbs/MMBtu | FALSE | L | Annual | Allowances Banked | lbs | 0 | 0 | 0 | 0 | 0 | 0 | 0
NY New Units MER Rate Limit v3.1, Unit 45629 and retrofits | 750 | 1912 | Rate Constraint in lbs/MMBtu | FALSE | L | Annual | Allowances Withdrawn (1:1) | lbs | 0 | 0 | 0 | 0 | 0 | 0 | 0
NY New Units MER Rate Limit v3.1, Unit 45629 and retrofits | 750 | 1912 | Rate Constraint in lbs/MMBtu | FALSE | L | Annual | Allowances Withdrawn (n:1) | lbs | 0 | 0 | 0 | 0 | 0 | 0 | 0
NY New Units MER Rate Limit v3.1, Unit 45629 and retrofits | 750 | 1912 | Rate Constraint in lbs/MMBtu | FALSE | L | Annual | Net Emissions Allowance Position | lbs | 0 | 0 | 0 | 0 | 0 | 0 | 0
NY New Units MER Rate Limit v3.1, Unit 45629 and retrofits | 750 | 1912 | Rate Constraint in lbs/MMBtu | FALSE | L | Annual | Fuel Consumed | TBtu | 0 | 0 | 0 | 0 | 0 | 0 | 0
NY New Units MER Rate Limit v3.1, Unit 45629 and retrofits | 750 | 1912 | Rate Constraint in lbs/MMBtu | FALSE | L | Annual | Rate | lb/MMBtu | 0 | 0 | 0 | 0 | 0 | 0 | 0
NY New Units MER Rate Limit v3.1, Unit 45629 and retrofits | 750 | 1912 | Rate Constraint in lbs/MMBtu | FALSE | L | Annual | Generation | TWh | 0 | 0 | 0 | 0 | 0 | 0 | 0
NY New Units MER Rate Limit v3.1, Unit 45629 and retrofits | 750 | 1912 | Rate Constraint in lbs/MMBtu | FALSE | L | Annual | Qualifying Generation | TWh | 0 | 0 | 0 | 0 | 0 | 0 | 0
NY New Units MER Rate Limit v3.1, Unit 45629 and retrofits | 750 | 1912 | Rate Constraint in lbs/MMBtu | FALSE | L | Annual | Rate | lb/MWh | 0 | 0 | 0 | 0 | 0 | 0 | 0
NY New Units MER Rate Limit v3.1, Unit 45629 and retrofits | 750 | 1912 | Rate Constraint in lbs/MMBtu | FALSE | L | Annual | Constraint Shadow Price | US$/Lb | 0 | 200104009.3578 | 35018841.3055 | 788061.9644 | 1414049.2412 | 141091.6935 | 74631.9862
NY New Units MER Rate Limit v3.1, Unit 45630 and retrofits | 751 | 1912 | Rate Constraint in lbs/MMBtu | FALSE | L | Annual | Seasons Included | Seasons | Winter, Summer | Winter, Summer | Winter, Summer | Winter, Summer | Winter, Summer | Winter, Summer | Winter, Summer
NY New Units MER Rate Limit v3.1, Unit 45630 and retrofits | 751 | 1912 | Rate Constraint in lbs/MMBtu | FALSE | L | Annual | Standard | lb/MMBtu | 6e-07 | 6e-07 | 6e-07 | 6e-07 | 6e-07 | 6e-07 | 6e-07
NY New Units MER Rate Limit v3.1, Unit 45630 and retrofits | 751 | 1912 | Rate Constraint in lbs/MMBtu | FALSE | L | Annual | Emissions at Affected Plants MER | lbs | 0 | 0 | 0 | 0 | 0 | 0 | 0
NY New Units MER Rate Limit v3.1, Unit 45630 and retrofits | 751 | 1912 | Rate Constraint in lbs/MMBtu | FALSE | L | Annual | Allowances Purchased MER | lbs | 0 | 0 | 0 | 0 | 0 | 0 | 0
NY New Units MER Rate Limit v3.1, Unit 45630 and retrofits | 751 | 1912 | Rate Constraint in lbs/MMBtu | FALSE | L | Annual | Allowances Sold MER | lbs | 0 | 0 | 0 | 0 | 0 | 0 | 0
NY New Units MER Rate Limit v3.1, Unit 45630 and retrofits | 751 | 1912 | Rate Constraint in lbs/MMBtu | FALSE | L | Annual | Allowances Banked | lbs | 0 | 0 | 0 | 0 | 0 | 0 | 0
NY New Units MER Rate Limit v3.1, Unit 45630 and retrofits | 751 | 1912 | Rate Constraint in lbs/MMBtu | FALSE | L | Annual | Allowances Withdrawn (1:1) | lbs | 0 | 0 | 0 | 0 | 0 | 0 | 0
NY New Units MER Rate Limit v3.1, Unit 45630 and retrofits | 751 | 1912 | Rate Constraint in lbs/MMBtu | FALSE | L | Annual | Allowances Withdrawn (n:1) | lbs | 0 | 0 | 0 | 0 | 0 | 0 | 0
NY New Units MER Rate Limit v3.1, Unit 45630 and retrofits | 751 | 1912 | Rate Constraint in lbs/MMBtu | FALSE | L | Annual | Net Emissions Allowance Position | lbs | 0 | 0 | 0 | 0 | 0 | 0 | 0
NY New Units MER Rate Limit v3.1, Unit 45630 and retrofits | 751 | 1912 | Rate Constraint in lbs/MMBtu | FALSE | L | Annual | Fuel Consumed | TBtu | 0 | 0 | 0 | 0 | 0 | 0 | 0
NY New Units MER Rate Limit v3.1, Unit 45630 and retrofits | 751 | 1912 | Rate Constraint in lbs/MMBtu | FALSE | L | Annual | Rate | lb/MMBtu | 0 | 0 | 0 | 0 | 0 | 0 | 0
NY New Units MER Rate Limit v3.1, Unit 45630 and retrofits | 751 | 1912 | Rate Constraint in lbs/MMBtu | FALSE | L | Annual | Generation | TWh | 0 | 0 | 0 | 0 | 0 | 0 | 0
NY New Units MER Rate Limit v3.1, Unit 45630 and retrofits | 751 | 1912 | Rate Constraint in lbs/MMBtu | FALSE | L | Annual | Qualifying Generation | TWh | 0 | 0 | 0 | 0 | 0 | 0 | 0
NY New Units MER Rate Limit v3.1, Unit 45630 and retrofits | 751 | 1912 | Rate Constraint in lbs/MMBtu | FALSE | L | Annual | Rate | lb/MWh | 0 | 0 | 0 | 0 | 0 | 0 | 0
NY New Units MER Rate Limit v3.1, Unit 45630 and retrofits | 751 | 1912 | Rate Constraint in lbs/MMBtu | FALSE | L | Annual | Constraint Shadow Price | US$/Lb | 0 | 0 | 23099251.5453 | 744851.1558 | 1378248.1851 | 0 | 0
NY New Units MER Rate Limit v3.1, Unit 45757 and retrofits | 752 | 1912 | Rate Constraint in lbs/MMBtu | FALSE | L | Annual | Seasons Included | Seasons | Winter, Summer | Winter, Summer | Winter, Summer | Winter, Summer | Winter, Summer | Winter, Summer | Winter, Summer
NY New Units MER Rate Limit v3.1, Unit 45757 and retrofits | 752 | 1912 | Rate Constraint in lbs/MMBtu | FALSE | L | Annual | Standard | lb/MMBtu | 6e-07 | 6e-07 | 6e-07 | 6e-07 | 6e-07 | 6e-07 | 6e-07
NY New Units MER Rate Limit v3.1, Unit 45757 and retrofits | 752 | 1912 | Rate Constraint in lbs/MMBtu | FALSE | L | Annual | Emissions at Affected Plants MER | lbs | 0 | 0 | 0 | 0 | 0 | 0 | 0
NY New Units MER Rate Limit v3.1, Unit 45757 and retrofits | 752 | 1912 | Rate Constraint in lbs/MMBtu | FALSE | L | Annual | Allowances Purchased MER | lbs | 0 | 0 | 0 | 0 | 0 | 0 | 0
NY New Units MER Rate Limit v3.1, Unit 45757 and retrofits | 752 | 1912 | Rate Constraint in lbs/MMBtu | FALSE | L | Annual | Allowances Sold MER | lbs | 0 | 0 | 0 | 0 | 0 | 0 | 0
NY New Units MER Rate Limit v3.1, Unit 45757 and retrofits | 752 | 1912 | Rate Constraint in lbs/MMBtu | FALSE | L | Annual | Allowances Banked | lbs | 0 | 0 | 0 | 0 | 0 | 0 | 0
NY New Units MER Rate Limit v3.1, Unit 45757 and retrofits | 752 | 1912 | Rate Constraint in lbs/MMBtu | FALSE | L | Annual | Allowances Withdrawn (1:1) | lbs | 0 | 0 | 0 | 0 | 0 | 0 | 0
NY New Units MER Rate Limit v3.1, Unit 45757 and retrofits | 752 | 1912 | Rate Constraint in lbs/MMBtu | FALSE | L | Annual | Allowances Withdrawn (n:1) | lbs | 0 | 0 | 0 | 0 | 0 | 0 | 0
NY New Units MER Rate Limit v3.1, Unit 45757 and retrofits | 752 | 1912 | Rate Constraint in lbs/MMBtu | FALSE | L | Annual | Net Emissions Allowance Position | lbs | 0 | 0 | 0 | 0 | 0 | 0 | 0
NY New Units MER Rate Limit v3.1, Unit 45757 and retrofits | 752 | 1912 | Rate Constraint in lbs/MMBtu | FALSE | L | Annual | Fuel Consumed | TBtu | 0 | 0 | 0 | 0 | 0 | 0 | 0
NY New Units MER Rate Limit v3.1, Unit 45757 and retrofits | 752 | 1912 | Rate Constraint in lbs/MMBtu | FALSE | L | Annual | Rate | lb/MMBtu | 0 | 0 | 0 | 0 | 0 | 0 | 0
NY New Units MER Rate Limit v3.1, Unit 45757 and retrofits | 752 | 1912 | Rate Constraint in lbs/MMBtu | FALSE | L | Annual | Generation | TWh | 0 | 0 | 0 | 0 | 0 | 0 | 0
NY New Units MER Rate Limit v3.1, Unit 45757 and retrofits | 752 | 1912 | Rate Constraint in lbs/MMBtu | FALSE | L | Annual | Qualifying Generation | TWh | 0 | 0 | 0 | 0 | 0 | 0 | 0
NY New Units MER Rate Limit v3.1, Unit 45757 and retrofits | 752 | 1912 | Rate Constraint in lbs/MMBtu | FALSE | L | Annual | Rate | lb/MWh | 0 | 0 | 0 | 0 | 0 | 0 | 0
NY New Units MER Rate Limit v3.1, Unit 45757 and retrofits | 752 | 1912 | Rate Constraint in lbs/MMBtu | FALSE | L | Annual | Constraint Shadow Price | US$/Lb | 584692.4036 | 15583384.495 | 1061696.2471 | 1807445.8085 | 2304786.8332 | 3250862.8522 | 3738221.1906
NY New Units MER Rate Limit v3.1, Unit 45758 and retrofits | 753 | 1912 | Rate Constraint in lbs/MMBtu | FALSE | L | Annual | Seasons Included | Seasons | Winter, Summer | Winter, Summer | Winter, Summer | Winter, Summer | Winter, Summer | Winter, Summer | Winter, Summer
NY New Units MER Rate Limit v3.1, Unit 45758 and retrofits | 753 | 1912 | Rate Constraint in lbs/MMBtu | FALSE | L | Annual | Standard | lb/MMBtu | 6e-07 | 6e-07 | 6e-07 | 6e-07 | 6e-07 | 6e-07 | 6e-07
NY New Units MER Rate Limit v3.1, Unit 45758 and retrofits | 753 | 1912 | Rate Constraint in lbs/MMBtu | FALSE | L | Annual | Emissions at Affected Plants MER | lbs | 0 | 0 | 0 | 0 | 0 | 0 | 0
NY New Units MER Rate Limit v3.1, Unit 45758 and retrofits | 753 | 1912 | Rate Constraint in lbs/MMBtu | FALSE | L | Annual | Allowances Purchased MER | lbs | 0 | 0 | 0 | 0 | 0 | 0 | 0
NY New Units MER Rate Limit v3.1, Unit 45758 and retrofits | 753 | 1912 | Rate Constraint in lbs/MMBtu | FALSE | L | Annual | Allowances Sold MER | lbs | 0 | 0 | 0 | 0 | 0 | 0 | 0
NY New Units MER Rate Limit v3.1, Unit 45758 and retrofits | 753 | 1912 | Rate Constraint in lbs/MMBtu | FALSE | L | Annual | Allowances Banked | lbs | 0 | 0 | 0 | 0 | 0 | 0 | 0
NY New Units MER Rate Limit v3.1, Unit 45758 and retrofits | 753 | 1912 | Rate Constraint in lbs/MMBtu | FALSE | L | Annual | Allowances Withdrawn (1:1) | lbs | 0 | 0 | 0 | 0 | 0 | 0 | 0
NY New Units MER Rate Limit v3.1, Unit 45758 and retrofits | 753 | 1912 | Rate Constraint in lbs/MMBtu | FALSE | L | Annual | Allowances Withdrawn (n:1) | lbs | 0 | 0 | 0 | 0 | 0 | 0 | 0
NY New Units MER Rate Limit v3.1, Unit 45758 and retrofits | 753 | 1912 | Rate Constraint in lbs/MMBtu | FALSE | L | Annual | Net Emissions Allowance Position | lbs | 0 | 0 | 0 | 0 | 0 | 0 | 0
NY New Units MER Rate Limit v3.1, Unit 45758 and retrofits | 753 | 1912 | Rate Constraint in lbs/MMBtu | FALSE | L | Annual | Fuel Consumed | TBtu | 0 | 0 | 0 | 0 | 0 | 0 | 0
NY New Units MER Rate Limit v3.1, Unit 45758 and retrofits | 753 | 1912 | Rate Constraint in lbs/MMBtu | FALSE | L | Annual | Rate | lb/MMBtu | 0 | 0 | 0 | 0 | 0 | 0 | 0
NY New Units MER Rate Limit v3.1, Unit 45758 and retrofits | 753 | 1912 | Rate Constraint in lbs/MMBtu | FALSE | L | Annual | Generation | TWh | 0 | 0 | 0 | 0 | 0 | 0 | 0
NY New Units MER Rate Limit v3.1, Unit 45758 and retrofits | 753 | 1912 | Rate Constraint in lbs/MMBtu | FALSE | L | Annual | Qualifying Generation | TWh | 0 | 0 | 0 | 0 | 0 | 0 | 0
NY New Units MER Rate Limit v3.1, Unit 45758 and retrofits | 753 | 1912 | Rate Constraint in lbs/MMBtu | FALSE | L | Annual | Rate | lb/MWh | 0 | 0 | 0 | 0 | 0 | 0 | 0
NY New Units MER Rate Limit v3.1, Unit 45758 and retrofits | 753 | 1912 | Rate Constraint in lbs/MMBtu | FALSE | L | Annual | Constraint Shadow Price | US$/Lb | 0 | 179018251.3844 | 373076.5138 | 0 | 925585.7548 | 17854535.0709 | 10356766.017
NY New Units MER Rate Limit v3.1, Unit 45759 and retrofits | 754 | 1912 | Rate Constraint in lbs/MMBtu | FALSE | L | Annual | Seasons Included | Seasons | Winter, Summer | Winter, Summer | Winter, Summer | Winter, Summer | Winter, Summer | Winter, Summer | Winter, Summer
NY New Units MER Rate Limit v3.1, Unit 45759 and retrofits | 754 | 1912 | Rate Constraint in lbs/MMBtu | FALSE | L | Annual | Standard | lb/MMBtu | 6e-07 | 6e-07 | 6e-07 | 6e-07 | 6e-07 | 6e-07 | 6e-07
NY New Units MER Rate Limit v3.1, Unit 45759 and retrofits | 754 | 1912 | Rate Constraint in lbs/MMBtu | FALSE | L | Annual | Emissions at Affected Plants MER | lbs | 0 | 0 | 0 | 0 | 0 | 0 | 0
NY New Units MER Rate Limit v3.1, Unit 45759 and retrofits | 754 | 1912 | Rate Constraint in lbs/MMBtu | FALSE | L | Annual | Allowances Purchased MER | lbs | 0 | 0 | 0 | 0 | 0 | 0 | 0
NY New Units MER Rate Limit v3.1, Unit 45759 and retrofits | 754 | 1912 | Rate Constraint in lbs/MMBtu | FALSE | L | Annual | Allowances Sold MER | lbs | 0 | 0 | 0 | 0 | 0 | 0 | 0
NY New Units MER Rate Limit v3.1, Unit 45759 and retrofits | 754 | 1912 | Rate Constraint in lbs/MMBtu | FALSE | L | Annual | Allowances Banked | lbs | 0 | 0 | 0 | 0 | 0 | 0 | 0
NY New Units MER Rate Limit v3.1, Unit 45759 and retrofits | 754 | 1912 | Rate Constraint in lbs/MMBtu | FALSE | L | Annual | Allowances Withdrawn (1:1) | lbs | 0 | 0 | 0 | 0 | 0 | 0 | 0
NY New Units MER Rate Limit v3.1, Unit 45759 and retrofits | 754 | 1912 | Rate Constraint in lbs/MMBtu | FALSE | L | Annual | Allowances Withdrawn (n:1) | lbs | 0 | 0 | 0 | 0 | 0 | 0 | 0
NY New Units MER Rate Limit v3.1, Unit 45759 and retrofits | 754 | 1912 | Rate Constraint in lbs/MMBtu | FALSE | L | Annual | Net Emissions Allowance Position | lbs | 0 | 0 | 0 | 0 | 0 | 0 | 0
NY New Units MER Rate Limit v3.1, Unit 45759 and retrofits | 754 | 1912 | Rate Constraint in lbs/MMBtu | FALSE | L | Annual | Fuel Consumed | TBtu | 0 | 0 | 0 | 0 | 0 | 0 | 0
NY New Units MER Rate Limit v3.1, Unit 45759 and retrofits | 754 | 1912 | Rate Constraint in lbs/MMBtu | FALSE | L | Annual | Rate | lb/MMBtu | 0 | 0 | 0 | 0 | 0 | 0 | 0
NY New Units MER Rate Limit v3.1, Unit 45759 and retrofits | 754 | 1912 | Rate Constraint in lbs/MMBtu | FALSE | L | Annual | Generation | TWh | 0 | 0 | 0 | 0 | 0 | 0 | 0
NY New Units MER Rate Limit v3.1, Unit 45759 and retrofits | 754 | 1912 | Rate Constraint in lbs/MMBtu | FALSE | L | Annual | Qualifying Generation | TWh | 0 | 0 | 0 | 0 | 0 | 0 | 0
NY New Units MER Rate Limit v3.1, Unit 45759 and retrofits | 754 | 1912 | Rate Constraint in lbs/MMBtu | FALSE | L | Annual | Rate | lb/MWh | 0 | 0 | 0 | 0 | 0 | 0 | 0
NY New Units MER Rate Limit v3.1, Unit 45759 and retrofits | 754 | 1912 | Rate Constraint in lbs/MMBtu | FALSE | L | Annual | Constraint Shadow Price | US$/Lb | 0 | 0 | 116535.4573 | 0 | 0 | 0 | 0
NY New Units MER Rate Limit v3.1, Unit 45801 and retrofits | 755 | 1912 | Rate Constraint in lbs/MMBtu | FALSE | L | Annual | Seasons Included | Seasons | Winter, Summer | Winter, Summer | Winter, Summer | Winter, Summer | Winter, Summer | Winter, Summer | Winter, Summer
NY New Units MER Rate Limit v3.1, Unit 45801 and retrofits | 755 | 1912 | Rate Constraint in lbs/MMBtu | FALSE | L | Annual | Standard | lb/MMBtu | 6e-07 | 6e-07 | 6e-07 | 6e-07 | 6e-07 | 6e-07 | 6e-07
NY New Units MER Rate Limit v3.1, Unit 45801 and retrofits | 755 | 1912 | Rate Constraint in lbs/MMBtu | FALSE | L | Annual | Emissions at Affected Plants MER | lbs | 0 | 0 | 0 | 0 | 0 | 0 | 0
NY New Units MER Rate Limit v3.1, Unit 45801 and retrofits | 755 | 1912 | Rate Constraint in lbs/MMBtu | FALSE | L | Annual | Allowances Purchased MER | lbs | 0 | 0 | 0 | 0 | 0 | 0 | 0
NY New Units MER Rate Limit v3.1, Unit 45801 and retrofits | 755 | 1912 | Rate Constraint in lbs/MMBtu | FALSE | L | Annual | Allowances Sold MER | lbs | 0 | 0 | 0 | 0 | 0 | 0 | 0
NY New Units MER Rate Limit v3.1, Unit 45801 and retrofits | 755 | 1912 | Rate Constraint in lbs/MMBtu | FALSE | L | Annual | Allowances Banked | lbs | 0 | 0 | 0 | 0 | 0 | 0 | 0
NY New Units MER Rate Limit v3.1, Unit 45801 and retrofits | 755 | 1912 | Rate Constraint in lbs/MMBtu | FALSE | L | Annual | Allowances Withdrawn (1:1) | lbs | 0 | 0 | 0 | 0 | 0 | 0 | 0
NY New Units MER Rate Limit v3.1, Unit 45801 and retrofits | 755 | 1912 | Rate Constraint in lbs/MMBtu | FALSE | L | Annual | Allowances Withdrawn (n:1) | lbs | 0 | 0 | 0 | 0 | 0 | 0 | 0
NY New Units MER Rate Limit v3.1, Unit 45801 and retrofits | 755 | 1912 | Rate Constraint in lbs/MMBtu | FALSE | L | Annual | Net Emissions Allowance Position | lbs | 0 | 0 | 0 | 0 | 0 | 0 | 0
NY New Units MER Rate Limit v3.1, Unit 45801 and retrofits | 755 | 1912 | Rate Constraint in lbs/MMBtu | FALSE | L | Annual | Fuel Consumed | TBtu | 0 | 0 | 0 | 0 | 0 | 0 | 0
NY New Units MER Rate Limit v3.1, Unit 45801 and retrofits | 755 | 1912 | Rate Constraint in lbs/MMBtu | FALSE | L | Annual | Rate | lb/MMBtu | 0 | 0 | 0 | 0 | 0 | 0 | 0
NY New Units MER Rate Limit v3.1, Unit 45801 and retrofits | 755 | 1912 | Rate Constraint in lbs/MMBtu | FALSE | L | Annual | Generation | TWh | 0 | 0 | 0 | 0 | 0 | 0 | 0
NY New Units MER Rate Limit v3.1, Unit 45801 and retrofits | 755 | 1912 | Rate Constraint in lbs/MMBtu | FALSE | L | Annual | Qualifying Generation | TWh | 0 | 0 | 0 | 0 | 0 | 0 | 0
NY New Units MER Rate Limit v3.1, Unit 45801 and retrofits | 755 | 1912 | Rate Constraint in lbs/MMBtu | FALSE | L | Annual | Rate | lb/MWh | 0 | 0 | 0 | 0 | 0 | 0 | 0
NY New Units MER Rate Limit v3.1, Unit 45801 and retrofits | 755 | 1912 | Rate Constraint in lbs/MMBtu | FALSE | L | Annual | Constraint Shadow Price | US$/Lb | 1784688.5095 | 296633.9912 | 2478356.2821 | 1472841.0158 | 2484745.8092 | 5494605.9208 | 2076996.0834
NY New Units MER Rate Limit v3.1, Unit 45802 and retrofits | 756 | 1912 | Rate Constraint in lbs/MMBtu | FALSE | L | Annual | Seasons Included | Seasons | Winter, Summer | Winter, Summer | Winter, Summer | Winter, Summer | Winter, Summer | Winter, Summer | Winter, Summer
NY New Units MER Rate Limit v3.1, Unit 45802 and retrofits | 756 | 1912 | Rate Constraint in lbs/MMBtu | FALSE | L | Annual | Standard | lb/MMBtu | 6e-07 | 6e-07 | 6e-07 | 6e-07 | 6e-07 | 6e-07 | 6e-07
NY New Units MER Rate Limit v3.1, Unit 45802 and retrofits | 756 | 1912 | Rate Constraint in lbs/MMBtu | FALSE | L | Annual | Emissions at Affected Plants MER | lbs | 0 | 0 | 0 | 0 | 0 | 0 | 0
NY New Units MER Rate Limit v3.1, Unit 45802 and retrofits | 756 | 1912 | Rate Constraint in lbs/MMBtu | FALSE | L | Annual | Allowances Purchased MER | lbs | 0 | 0 | 0 | 0 | 0 | 0 | 0
NY New Units MER Rate Limit v3.1, Unit 45802 and retrofits | 756 | 1912 | Rate Constraint in lbs/MMBtu | FALSE | L | Annual | Allowances Sold MER | lbs | 0 | 0 | 0 | 0 | 0 | 0 | 0
NY New Units MER Rate Limit v3.1, Unit 45802 and retrofits | 756 | 1912 | Rate Constraint in lbs/MMBtu | FALSE | L | Annual | Allowances Banked | lbs | 0 | 0 | 0 | 0 | 0 | 0 | 0
NY New Units MER Rate Limit v3.1, Unit 45802 and retrofits | 756 | 1912 | Rate Constraint in lbs/MMBtu | FALSE | L | Annual | Allowances Withdrawn (1:1) | lbs | 0 | 0 | 0 | 0 | 0 | 0 | 0
NY New Units MER Rate Limit v3.1, Unit 45802 and retrofits | 756 | 1912 | Rate Constraint in lbs/MMBtu | FALSE | L | Annual | Allowances Withdrawn (n:1) | lbs | 0 | 0 | 0 | 0 | 0 | 0 | 0
NY New Units MER Rate Limit v3.1, Unit 45802 and retrofits | 756 | 1912 | Rate Constraint in lbs/MMBtu | FALSE | L | Annual | Net Emissions Allowance Position | lbs | 0 | 0 | 0 | 0 | 0 | 0 | 0
NY New Units MER Rate Limit v3.1, Unit 45802 and retrofits | 756 | 1912 | Rate Constraint in lbs/MMBtu | FALSE | L | Annual | Fuel Consumed | TBtu | 0 | 0 | 0 | 0 | 0 | 0 | 0
NY New Units MER Rate Limit v3.1, Unit 45802 and retrofits | 756 | 1912 | Rate Constraint in lbs/MMBtu | FALSE | L | Annual | Rate | lb/MMBtu | 0 | 0 | 0 | 0 | 0 | 0 | 0
NY New Units MER Rate Limit v3.1, Unit 45802 and retrofits | 756 | 1912 | Rate Constraint in lbs/MMBtu | FALSE | L | Annual | Generation | TWh | 0 | 0 | 0 | 0 | 0 | 0 | 0
NY New Units MER Rate Limit v3.1, Unit 45802 and retrofits | 756 | 1912 | Rate Constraint in lbs/MMBtu | FALSE | L | Annual | Qualifying Generation | TWh | 0 | 0 | 0 | 0 | 0 | 0 | 0
NY New Units MER Rate Limit v3.1, Unit 45802 and retrofits | 756 | 1912 | Rate Constraint in lbs/MMBtu | FALSE | L | Annual | Rate | lb/MWh | 0 | 0 | 0 | 0 | 0 | 0 | 0
NY New Units MER Rate Limit v3.1, Unit 45802 and retrofits | 756 | 1912 | Rate Constraint in lbs/MMBtu | FALSE | L | Annual | Constraint Shadow Price | US$/Lb | 0 | 200143850.5253 | 29651806.1599 | 34152184.8358 | 33265459.9133 | 34475360.1341 | 36148445.5668
NY New Units MER Rate Limit v3.1, Unit 45803 and retrofits | 757 | 1912 | Rate Constraint in lbs/MMBtu | FALSE | L | Annual | Seasons Included | Seasons | Winter, Summer | Winter, Summer | Winter, Summer | Winter, Summer | Winter, Summer | Winter, Summer | Winter, Summer
NY New Units MER Rate Limit v3.1, Unit 45803 and retrofits | 757 | 1912 | Rate Constraint in lbs/MMBtu | FALSE | L | Annual | Standard | lb/MMBtu | 6e-07 | 6e-07 | 6e-07 | 6e-07 | 6e-07 | 6e-07 | 6e-07
NY New Units MER Rate Limit v3.1, Unit 45803 and retrofits | 757 | 1912 | Rate Constraint in lbs/MMBtu | FALSE | L | Annual | Emissions at Affected Plants MER | lbs | 0 | 0 | 0 | 0 | 0 | 0 | 0
NY New Units MER Rate Limit v3.1, Unit 45803 and retrofits | 757 | 1912 | Rate Constraint in lbs/MMBtu | FALSE | L | Annual | Allowances Purchased MER | lbs | 0 | 0 | 0 | 0 | 0 | 0 | 0
NY New Units MER Rate Limit v3.1, Unit 45803 and retrofits | 757 | 1912 | Rate Constraint in lbs/MMBtu | FALSE | L | Annual | Allowances Sold MER | lbs | 0 | 0 | 0 | 0 | 0 | 0 | 0
NY New Units MER Rate Limit v3.1, Unit 45803 and retrofits | 757 | 1912 | Rate Constraint in lbs/MMBtu | FALSE | L | Annual | Allowances Banked | lbs | 0 | 0 | 0 | 0 | 0 | 0 | 0
NY New Units MER Rate Limit v3.1, Unit 45803 and retrofits | 757 | 1912 | Rate Constraint in lbs/MMBtu | FALSE | L | Annual | Allowances Withdrawn (1:1) | lbs | 0 | 0 | 0 | 0 | 0 | 0 | 0
NY New Units MER Rate Limit v3.1, Unit 45803 and retrofits | 757 | 1912 | Rate Constraint in lbs/MMBtu | FALSE | L | Annual | Allowances Withdrawn (n:1) | lbs | 0 | 0 | 0 | 0 | 0 | 0 | 0
NY New Units MER Rate Limit v3.1, Unit 45803 and retrofits | 757 | 1912 | Rate Constraint in lbs/MMBtu | FALSE | L | Annual | Net Emissions Allowance Position | lbs | 0 | 0 | 0 | 0 | 0 | 0 | 0
NY New Units MER Rate Limit v3.1, Unit 45803 and retrofits | 757 | 1912 | Rate Constraint in lbs/MMBtu | FALSE | L | Annual | Fuel Consumed | TBtu | 0 | 0 | 0 | 0 | 0 | 0 | 0
NY New Units MER Rate Limit v3.1, Unit 45803 and retrofits | 757 | 1912 | Rate Constraint in lbs/MMBtu | FALSE | L | Annual | Rate | lb/MMBtu | 0 | 0 | 0 | 0 | 0 | 0 | 0
NY New Units MER Rate Limit v3.1, Unit 45803 and retrofits | 757 | 1912 | Rate Constraint in lbs/MMBtu | FALSE | L | Annual | Generation | TWh | 0 | 0 | 0 | 0 | 0 | 0 | 0
NY New Units MER Rate Limit v3.1, Unit 45803 and retrofits | 757 | 1912 | Rate Constraint in lbs/MMBtu | FALSE | L | Annual | Qualifying Generation | TWh | 0 | 0 | 0 | 0 | 0 | 0 | 0
NY New Units MER Rate Limit v3.1, Unit 45803 and retrofits | 757 | 1912 | Rate Constraint in lbs/MMBtu | FALSE | L | Annual | Rate | lb/MWh | 0 | 0 | 0 | 0 | 0 | 0 | 0
NY New Units MER Rate Limit v3.1, Unit 45803 and retrofits | 757 | 1912 | Rate Constraint in lbs/MMBtu | FALSE | L | Annual | Constraint Shadow Price | US$/Lb | 0 | 0 | 15071275.875 | 15906767.6777 | 16594750.8803 | 15709921.0661 | 7530066.0595
OR Utility Hg Rule - MER Removal Annual v3.1 | 758 | 1512 | MACT Fuel Choice Floor in lbs/MMBtu | FALSE | L | Annual | Seasons Included | Seasons | Winter, Summer | Winter, Summer | Winter, Summer | Winter, Summer | Winter, Summer | Winter, Summer | Winter, Summer
OR Utility Hg Rule - MER Removal Annual v3.1 | 758 | 1512 | MACT Fuel Choice Floor in lbs/MMBtu | FALSE | L | Annual | Emission Floor | lbs/MMBtu | 6e-07 | 6e-07 | 6e-07 | 6e-07 | 6e-07 | 6e-07 | 6e-07
OR Utility Hg Rule - MER Removal Annual v3.1 | 758 | 1512 | MACT Fuel Choice Floor in lbs/MMBtu | FALSE | L | Annual | Emissions at Affected Plants MER | lbs | 0 | 0 | 0 | 0 | 0 | 0 | 0
OR Utility Hg Rule - MER Removal Annual v3.1 | 758 | 1512 | MACT Fuel Choice Floor in lbs/MMBtu | FALSE | L | Annual | Allowances Purchased MER | lbs | 0 | 0 | 0 | 0 | 0 | 0 | 0
OR Utility Hg Rule - MER Removal Annual v3.1 | 758 | 1512 | MACT Fuel Choice Floor in lbs/MMBtu | FALSE | L | Annual | Allowances Sold MER | lbs | 0 | 0 | 0 | 0 | 0 | 0 | 0
OR Utility Hg Rule - MER Removal Annual v3.1 | 758 | 1512 | MACT Fuel Choice Floor in lbs/MMBtu | FALSE | L | Annual | Allowances Banked | lbs | 0 | 0 | 0 | 0 | 0 | 0 | 0
OR Utility Hg Rule - MER Removal Annual v3.1 | 758 | 1512 | MACT Fuel Choice Floor in lbs/MMBtu | FALSE | L | Annual | Allowances Withdrawn (1:1) | lbs | 0 | 0 | 0 | 0 | 0 | 0 | 0
OR Utility Hg Rule - MER Removal Annual v3.1 | 758 | 1512 | MACT Fuel Choice Floor in lbs/MMBtu | FALSE | L | Annual | Allowances Withdrawn (n:1) | lbs | 0 | 0 | 0 | 0 | 0 | 0 | 0
OR Utility Hg Rule - MER Removal Annual v3.1 | 758 | 1512 | MACT Fuel Choice Floor in lbs/MMBtu | FALSE | L | Annual | Net Emissions Allowance Position | lbs | 0 | 0 | 0 | 0 | 0 | 0 | 0
OR Utility Hg Rule - MER Removal Annual v3.1 | 758 | 1512 | MACT Fuel Choice Floor in lbs/MMBtu | FALSE | L | Annual | Fuel Consumed | TBtu | 0 | 0 | 0 | 0 | 0 | 0 | 0
OR Utility Hg Rule - MER Removal Annual v3.1 | 758 | 1512 | MACT Fuel Choice Floor in lbs/MMBtu | FALSE | L | Annual | Rate | lb/MMBtu | 0 | 0 | 0 | 0 | 0 | 0 | 0
OR Utility Hg Rule - MER Removal Annual v3.1 | 758 | 1512 | MACT Fuel Choice Floor in lbs/MMBtu | FALSE | L | Annual | Generation | TWh | 0 | 0 | 0 | 0 | 0 | 0 | 0
OR Utility Hg Rule - MER Removal Annual v3.1 | 758 | 1512 | MACT Fuel Choice Floor in lbs/MMBtu | FALSE | L | Annual | Qualifying Generation | TWh | 0 | 0 | 0 | 0 | 0 | 0 | 0
OR Utility Hg Rule - MER Removal Annual v3.1 | 758 | 1512 | MACT Fuel Choice Floor in lbs/MMBtu | FALSE | L | Annual | Constraint Shadow Price | US$/Lb | 0 | 0 | 0 | 0 | 0 | 0 | 0
OR Utility Hg Rule - MER Removal New Units v3.1 | 759 | 1514 | Rate Constraint in lbs/MMBtu | FALSE | L | Annual | Seasons Included | Seasons | Winter, Summer | Winter, Summer | Winter, Summer | Winter, Summer | Winter, Summer | Winter, Summer | Winter, Summer
OR Utility Hg Rule - MER Removal New Units v3.1 | 759 | 1514 | Rate Constraint in lbs/MMBtu | FALSE | L | Annual | Standard | lb/MMBtu | 6e-07 | 6e-07 | 6e-07 | 6e-07 | 6e-07 | 6e-07 | 6e-07
OR Utility Hg Rule - MER Removal New Units v3.1 | 759 | 1514 | Rate Constraint in lbs/MMBtu | FALSE | L | Annual | Emissions at Affected Plants MER | lbs | 0 | 0 | 0 | 0 | 0 | 0 | 0
OR Utility Hg Rule - MER Removal New Units v3.1 | 759 | 1514 | Rate Constraint in lbs/MMBtu | FALSE | L | Annual | Allowances Purchased MER | lbs | 0 | 0 | 0 | 0 | 0 | 0 | 0
OR Utility Hg Rule - MER Removal New Units v3.1 | 759 | 1514 | Rate Constraint in lbs/MMBtu | FALSE | L | Annual | Allowances Sold MER | lbs | 0 | 0 | 0 | 0 | 0 | 0 | 0
OR Utility Hg Rule - MER Removal New Units v3.1 | 759 | 1514 | Rate Constraint in lbs/MMBtu | FALSE | L | Annual | Allowances Banked | lbs | 0 | 0 | 0 | 0 | 0 | 0 | 0
OR Utility Hg Rule - MER Removal New Units v3.1 | 759 | 1514 | Rate Constraint in lbs/MMBtu | FALSE | L | Annual | Allowances Withdrawn (1:1) | lbs | 0 | 0 | 0 | 0 | 0 | 0 | 0
OR Utility Hg Rule - MER Removal New Units v3.1 | 759 | 1514 | Rate Constraint in lbs/MMBtu | FALSE | L | Annual | Allowances Withdrawn (n:1) | lbs | 0 | 0 | 0 | 0 | 0 | 0 | 0
OR Utility Hg Rule - MER Removal New Units v3.1 | 759 | 1514 | Rate Constraint in lbs/MMBtu | FALSE | L | Annual | Net Emissions Allowance Position | lbs | 0 | 0 | 0 | 0 | 0 | 0 | 0
OR Utility Hg Rule - MER Removal New Units v3.1 | 759 | 1514 | Rate Constraint in lbs/MMBtu | FALSE | L | Annual | Fuel Consumed | TBtu | 0 | 0 | 0 | 0 | 0 | 0 | 0
OR Utility Hg Rule - MER Removal New Units v3.1 | 759 | 1514 | Rate Constraint in lbs/MMBtu | FALSE | L | Annual | Rate | lb/MMBtu | 0 | 0 | 0 | 0 | 0 | 0 | 0
OR Utility Hg Rule - MER Removal New Units v3.1 | 759 | 1514 | Rate Constraint in lbs/MMBtu | FALSE | L | Annual | Generation | TWh | 0 | 0 | 0 | 0 | 0 | 0 | 0
OR Utility Hg Rule - MER Removal New Units v3.1 | 759 | 1514 | Rate Constraint in lbs/MMBtu | FALSE | L | Annual | Qualifying Generation | TWh | 0 | 0 | 0 | 0 | 0 | 0 | 0
OR Utility Hg Rule - MER Removal New Units v3.1 | 759 | 1514 | Rate Constraint in lbs/MMBtu | FALSE | L | Annual | Rate | lb/MWh | 0 | 0 | 0 | 0 | 0 | 0 | 0
OR Utility Hg Rule - MER Removal New Units v3.1 | 759 | 1514 | Rate Constraint in lbs/MMBtu | FALSE | L | Annual | Constraint Shadow Price | US$/Lb | 0 | 0 | 0 | 0 | 0 | 0 | 0
RGGI CO2 Annual Constraint v5.13 | 760 | 5896 | Rate Constraint in MTons | FALSE | L | Annual | Seasons Included | Seasons | Winter, Summer | Winter, Summer | Winter, Summer | Winter, Summer | Winter, Summer | Winter, Summer | Winter, Summer
RGGI CO2 Annual Constraint v5.13 | 760 | 5896 | Rate Constraint in MTons | FALSE | L | Annual | Standard | MTons | 121249.4676 | 64187.979 | 69652.529 | 78175.2154 | 78175.2154 | 78175.2154 | 78175.2154
RGGI CO2 Annual Constraint v5.13 | 760 | 5896 | Rate Constraint in MTons | FALSE | L | Annual | Standard CO2 | MTons | 121249.4676 | 64187.979 | 69652.529 | 78175.2154 | 78175.2154 | 78175.2154 | 78175.2154
RGGI CO2 Annual Constraint v5.13 | 760 | 5896 | Rate Constraint in MTons | FALSE | L | Annual | Emissions at Affected Plants CO2 | MTons | 78802.6092 | 75458.0585 | 77123.1297 | 72208.7764 | 73826.6667 | 89315.1692 | 100394.0499
RGGI CO2 Annual Constraint v5.13 | 760 | 5896 | Rate Constraint in MTons | FALSE | L | Annual | Allowances Purchased CO2 | MTons | 0 | 0 | 0 | 0 | 0 | -10000 | -12664.9149
RGGI CO2 Annual Constraint v5.13 | 760 | 5896 | Rate Constraint in MTons | FALSE | L | Annual | Allowances Sold CO2 | MTons | 0 | 0 | 0 | 0 | 0 | 0 | 0
RGGI CO2 Annual Constraint v5.13 | 760 | 5896 | Rate Constraint in MTons | FALSE | L | Annual | Allowances Banked | MTons | 42446.8584 | 52917.8995 | 0 | 5966.439 | 4348.5487 | 0 | 0
RGGI CO2 Annual Constraint v5.13 | 760 | 5896 | Rate Constraint in MTons | FALSE | L | Annual | Allowances Withdrawn (1:1) | MTons | 0 | -64187.979 | -7470.6006 | 0 | 0 | -1139.9538 | -9553.9195
RGGI CO2 Annual Constraint v5.13 | 760 | 5896 | Rate Constraint in MTons | FALSE | L | Annual | Allowances Withdrawn (n:1) | MTons | 0 | 0 | 0 | 0 | 0 | 0 | 0
RGGI CO2 Annual Constraint v5.13 | 760 | 5896 | Rate Constraint in MTons | FALSE | L | Annual | Net Emissions Allowance Position | MTons | 121249.4676 | 64187.979 | 69652.529 | 78175.2154 | 78175.2154 | 78175.2154 | 78175.2154
RGGI CO2 Annual Constraint v5.13 | 760 | 5896 | Rate Constraint in MTons | FALSE | L | Annual | Fuel Consumed | TBtu | 1175.8518 | 1101.0118 | 1128.7369 | 1046.771 | 1106.7175 | 1402.1419 | 1563.7503
RGGI CO2 Annual Constraint v5.13 | 760 | 5896 | Rate Constraint in MTons | FALSE | L | Annual | Rate | lb/MMBtu | 134.0349 | 137.0704 | 136.6539 | 137.9648 | 133.4156 | 127.3982 | 128.4016
RGGI CO2 Annual Constraint v5.13 | 760 | 5896 | Rate Constraint in MTons | FALSE | L | Annual | Generation | TWh | 150.0673 | 139.9786 | 143.7082 | 134.2196 | 147.048 | 197.8754 | 223.5251
RGGI CO2 Annual Constraint v5.13 | 760 | 5896 | Rate Constraint in MTons | FALSE | L | Annual | Qualifying Generation | TWh | 150.0673 | 139.9786 | 143.7082 | 134.2196 | 147.048 | 197.8754 | 223.5251
RGGI CO2 Annual Constraint v5.13 | 760 | 5896 | Rate Constraint in MTons | FALSE | L | Annual | Rate | lb/MWh | 525.115 | 539.0687 | 536.6646 | 537.9897 | 502.0582 | 451.3707 | 449.1399
RGGI CO2 Annual Constraint v5.13 | 760 | 5896 | Rate Constraint in MTons | FALSE | L | Annual | Constraint Shadow Price | US$/Ton | 3.538 | 3.7947 | 4.2583 | 5.2473 | 6.7737 | 10.203 | 16.7368
RPS v5.12- AZNM (19) | 761 | 5782 | Generation Constraint in GWh | FALSE | G | Annual | Seasons Included | Seasons | Winter, Summer | Winter, Summer | Winter, Summer | Winter, Summer | Winter, Summer | Winter, Summer | Winter, Summer
RPS v5.12- AZNM (19) | 761 | 5782 | Generation Constraint in GWh | FALSE | G | Annual | Standard | GWh | 9350.4999 | 10435.7841 | 12583.199 | 15929.5541 | 17041.5479 | 19400.8106 | 22072.1438
RPS v5.12- AZNM (19) | 761 | 5782 | Generation Constraint in GWh | FALSE | G | Annual | Emissions at Affected Plants | GWh | 10253.0239 | 13834.9925 | 14716.0676 | 18788.9979 | 28625.3761 | 28692.7231 | 29241.7364
RPS v5.12- AZNM (19) | 761 | 5782 | Generation Constraint in GWh | FALSE | G | Annual | Allowances Purchased | GWh | 0 | 0 | 0 | 0 | 0 | 0 | 0
RPS v5.12- AZNM (19) | 761 | 5782 | Generation Constraint in GWh | FALSE | G | Annual | Allowances Sold | GWh | 0 | 0 | 0 | 0 | 0 | 0 | 0
RPS v5.12- AZNM (19) | 761 | 5782 | Generation Constraint in GWh | FALSE | G | Annual | Allowances Banked | GWh | 0 | 0 | 0 | 0 | 0 | 0 | 0
RPS v5.12- AZNM (19) | 761 | 5782 | Generation Constraint in GWh | FALSE | G | Annual | Allowances Withdrawn (1:1) | GWh | 0 | 0 | 0 | 0 | 0 | 0 | 0
RPS v5.12- AZNM (19) | 761 | 5782 | Generation Constraint in GWh | FALSE | G | Annual | Allowances Withdrawn (n:1) | GWh | 0 | 0 | 0 | 0 | 0 | 0 | 0
RPS v5.12- AZNM (19) | 761 | 5782 | Generation Constraint in GWh | FALSE | G | Annual | Net Emissions Allowance Position | GWh | 10253.0239 | 13834.9925 | 14716.0676 | 18788.9979 | 28625.3761 | 28692.7231 | 29241.7364
RPS v5.12- AZNM (19) | 761 | 5782 | Generation Constraint in GWh | FALSE | G | Annual | Fuel Consumed | TBtu | 50.2917 | 155.6112 | 182.0434 | 259.7327 | 367.1642 | 367.8103 | 373.7296
RPS v5.12- AZNM (19) | 761 | 5782 | Generation Constraint in GWh | FALSE | G | Annual | Heat Rate | MMBtu/MWh | 4.9051 | 11.2477 | 12.3704 | 13.8237 | 12.8265 | 12.8189 | 12.7807
RPS v5.12- AZNM (19) | 761 | 5782 | Generation Constraint in GWh | FALSE | G | Annual | Generation | TWh | 10.253 | 13.835 | 14.7161 | 18.789 | 28.6254 | 28.6927 | 29.2417
RPS v5.12- AZNM (19) | 761 | 5782 | Generation Constraint in GWh | FALSE | G | Annual | Qualifying Generation | TWh | 10.253 | 13.835 | 14.7161 | 18.789 | 28.6254 | 28.6927 | 29.2417
RPS v5.12- AZNM (19) | 761 | 5782 | Generation Constraint in GWh | FALSE | G | Annual | Rate | lb/MWh | 0 | 0 | 0 | 0 | 0 | 0 | 0
RPS v5.12- AZNM (19) | 761 | 5782 | Generation Constraint in GWh | FALSE | G | Annual | Constraint Shadow Price | US$/MWh | 0 | 0 | 0 | 0 | 0 | 0 | 0
RPS v5.12- CAMX (20) | 762 | 5783 | Generation Constraint in GWh | FALSE | G | Annual | Seasons Included | Seasons | Winter, Summer | Winter, Summer | Winter, Summer | Winter, Summer | Winter, Summer | Winter, Summer | Winter, Summer
RPS v5.12- CAMX (20) | 762 | 5783 | Generation Constraint in GWh | FALSE | G | Annual | Standard | GWh | 34986.339 | 38453.422 | 42891.953 | 49076.29 | 59214.92 | 91891.323 | 91891.323
RPS v5.12- CAMX (20) | 762 | 5783 | Generation Constraint in GWh | FALSE | G | Annual | Emissions at Affected Plants | GWh | 34089.4906 | 42877.9482 | 42891.953 | 49076.29 | 68233.3848 | 70903.37 | 91891.323
RPS v5.12- CAMX (20) | 762 | 5783 | Generation Constraint in GWh | FALSE | G | Annual | Allowances Purchased | GWh | 896.8484 | 0 | 0 | 0 | 0 | 20987.953 | 0
RPS v5.12- CAMX (20) | 762 | 5783 | Generation Constraint in GWh | FALSE | G | Annual | Allowances Sold | GWh | 0 | 0 | 0 | 0 | 0 | 0 | 0
RPS v5.12- CAMX (20) | 762 | 5783 | Generation Constraint in GWh | FALSE | G | Annual | Allowances Banked | GWh | 0 | 0 | 0 | 0 | 0 | 0 | 0
RPS v5.12- CAMX (20) | 762 | 5783 | Generation Constraint in GWh | FALSE | G | Annual | Allowances Withdrawn (1:1) | GWh | 0 | 0 | 0 | 0 | 0 | 0 | 0
RPS v5.12- CAMX (20) | 762 | 5783 | Generation Constraint in GWh | FALSE | G | Annual | Allowances Withdrawn (n:1) | GWh | 0 | 0 | 0 | 0 | 0 | 0 | 0
RPS v5.12- CAMX (20) | 762 | 5783 | Generation Constraint in GWh | FALSE | G | Annual | Net Emissions Allowance Position | GWh | 34986.339 | 42877.9482 | 42891.953 | 49076.29 | 68233.3848 | 91891.323 | 91891.323
RPS v5.12- CAMX (20) | 762 | 5783 | Generation Constraint in GWh | FALSE | G | Annual | Fuel Consumed | TBtu | 194.2612 | 433.2557 | 433.4869 | 504.8055 | 694.939 | 739.4033 | 945.183
RPS v5.12- CAMX (20) | 762 | 5783 | Generation Constraint in GWh | FALSE | G | Annual | Heat Rate | MMBtu/MWh | 5.6986 | 10.1044 | 10.1065 | 10.2861 | 10.1847 | 10.4283 | 10.2859
RPS v5.12- CAMX (20) | 762 | 5783 | Generation Constraint in GWh | FALSE | G | Annual | Generation | TWh | 34.0895 | 42.8779 | 42.892 | 49.0763 | 68.2334 | 70.9034 | 91.8913
RPS v5.12- CAMX (20) | 762 | 5783 | Generation Constraint in GWh | FALSE | G | Annual | Qualifying Generation | TWh | 34.0895 | 42.8779 | 42.892 | 49.0763 | 68.2334 | 70.9034 | 91.8913
RPS v5.12- CAMX (20) | 762 | 5783 | Generation Constraint in GWh | FALSE | G | Annual | Rate | lb/MWh | 0 | 0 | 0 | 0 | 0 | 0 | 0
RPS v5.12- CAMX (20) | 762 | 5783 | Generation Constraint in GWh | FALSE | G | Annual | Constraint Shadow Price | US$/MWh | 50.0007 | 0 | 0.76484 | 3.6179 | 0 | 50.0002 | 49.9662
RPS v5.12- ERCOT (1) | 763 | 5768 | Generation Constraint in GWh | FALSE | G | Annual | Seasons Included | Seasons | Winter, Summer | Winter, Summer | Winter, Summer | Winter, Summer | Winter, Summer | Winter, Summer | Winter, Summer
RPS v5.12- ERCOT (1) | 763 | 5768 | Generation Constraint in GWh | FALSE | G | Annual | Standard | GWh | 14243.5537 | 14526.4545 | 14839.4321 | 15464.8874 | 16067.2047 | 17589.6432 | 19256.4595
RPS v5.12- ERCOT (1) | 763 | 5768 | Generation Constraint in GWh | FALSE | G | Annual | Emissions at Affected Plants | GWh | 29810.0654 | 32062.6907 | 32092.8689 | 37507.6184 | 51492.8745 | 51505.6255 | 52303.9453
RPS v5.12- ERCOT (1) | 763 | 5768 | Generation Constraint in GWh | FALSE | G | Annual | Allowances Purchased | GWh | 0 | 0 | 0 | 0 | 0 | 0 | 0
RPS v5.12- ERCOT (1) | 763 | 5768 | Generation Constraint in GWh | FALSE | G | Annual | Allowances Sold | GWh | 0 | 0 | 0 | 0 | 0 | 0 | 0
RPS v5.12- ERCOT (1) | 763 | 5768 | Generation Constraint in GWh | FALSE | G | Annual | Allowances Banked | GWh | 0 | 0 | 0 | 0 | 0 | 0 | 0
RPS v5.12- ERCOT (1) | 763 | 5768 | Generation Constraint in GWh | FALSE | G | Annual | Allowances Withdrawn (1:1) | GWh | 0 | 0 | 0 | 0 | 0 | 0 | 0
RPS v5.12- ERCOT (1) | 763 | 5768 | Generation Constraint in GWh | FALSE | G | Annual | Allowances Withdrawn (n:1) | GWh | 0 | 0 | 0 | 0 | 0 | 0 | 0
RPS v5.12- ERCOT (1) | 763 | 5768 | Generation Constraint in GWh | FALSE | G | Annual | Net Emissions Allowance Position | GWh | 29810.0654 | 32062.6907 | 32092.8689 | 37507.6184 | 51492.8745 | 51505.6255 | 52303.9453
RPS v5.12- ERCOT (1) | 763 | 5768 | Generation Constraint in GWh | FALSE | G | Annual | Fuel Consumed | TBtu | 25.2763 | 47.3322 | 47.5836 | 99.9929 | 236.93 | 237.474 | 246.4767
RPS v5.12- ERCOT (1) | 763 | 5768 | Generation Constraint in GWh | FALSE | G | Annual | Heat Rate | MMBtu/MWh | 0.84791 | 1.4762 | 1.4827 | 2.6659 | 4.6012 | 4.6106 | 4.7124
RPS v5.12- ERCOT (1) | 763 | 5768 | Generation Constraint in GWh | FALSE | G | Annual | Generation | TWh | 29.8101 | 32.0627 | 32.0929 | 37.5076 | 51.4929 | 51.5056 | 52.3039
RPS v5.12- ERCOT (1) | 763 | 5768 | Generation Constraint in GWh | FALSE | G | Annual | Qualifying Generation | TWh | 29.8101 | 32.0627 | 32.0929 | 37.5076 | 51.4929 | 51.5056 | 52.3039
RPS v5.12- ERCOT (1) | 763 | 5768 | Generation Constraint in GWh | FALSE | G | Annual | Rate | lb/MWh | 0 | 0 | 0 | 0 | 0 | 0 | 0
RPS v5.12- ERCOT (1) | 763 | 5768 | Generation Constraint in GWh | FALSE | G | Annual | Constraint Shadow Price | US$/MWh | 0 | 0 | 0 | 0 | 0 | 0 | 0
RPS v5.12- MROE (3) | 764 | 5769 | Generation Constraint in GWh | FALSE | G | Annual | Seasons Included | Seasons | Winter, Summer | Winter, Summer | Winter, Summer | Winter, Summer | Winter, Summer | Winter, Summer | Winter, Summer
RPS v5.12- MROE (3) | 764 | 5769 | Generation Constraint in GWh | FALSE | G | Annual | Standard | GWh | 2293.7774 | 2320.682 | 2339.4503 | 2369.6959 | 2409.67 | 2491.7798 | 2576.6882
RPS v5.12- MROE (3) | 764 | 5769 | Generation Constraint in GWh | FALSE | G | Annual | Emissions at Affected Plants | GWh | 1735.5174 | 2320.682 | 2339.4503 | 2369.6959 | 2409.67 | 2491.7798 | 2576.6882
RPS v5.12- MROE (3) | 764 | 5769 | Generation Constraint in GWh | FALSE | G | Annual | Allowances Purchased | GWh | 558.26 | 0 | 0 | 0 | 0 | 0 | 0
RPS v5.12- MROE (3) | 764 | 5769 | Generation Constraint in GWh | FALSE | G | Annual | Allowances Sold | GWh | 0 | 0 | 0 | 0 | 0 | 0 | 0
RPS v5.12- MROE (3) | 764 | 5769 | Generation Constraint in GWh | FALSE | G | Annual | Allowances Banked | GWh | 0 | 0 | 0 | 0 | 0 | 0 | 0
RPS v5.12- MROE (3) | 764 | 5769 | Generation Constraint in GWh | FALSE | G | Annual | Allowances Withdrawn (1:1) | GWh | 0 | 0 | 0 | 0 | 0 | 0 | 0
RPS v5.12- MROE (3) | 764 | 5769 | Generation Constraint in GWh | FALSE | G | Annual | Allowances Withdrawn (n:1) | GWh | 0 | 0 | 0 | 0 | 0 | 0 | 0
RPS v5.12- MROE (3) | 764 | 5769 | Generation Constraint in GWh | FALSE | G | Annual | Net Emissions Allowance Position | GWh | 2293.7774 | 2320.682 | 2339.4503 | 2369.6959 | 2409.67 | 2491.7798 | 2576.6882
RPS v5.12- MROE (3) | 764 | 5769 | Generation Constraint in GWh | FALSE | G | Annual | Fuel Consumed | TBtu | 13.0444 | 18.4761 | 18.6809 | 18.9947 | 19.3061 | 20.0045 | 21.1176
RPS v5.12- MROE (3) | 764 | 5769 | Generation Constraint in GWh | FALSE | G | Annual | Heat Rate | MMBtu/MWh | 7.5162 | 7.9615 | 7.9852 | 8.0157 | 8.0119 | 8.0282 | 8.1957
RPS v5.12- MROE (3) | 764 | 5769 | Generation Constraint in GWh | FALSE | G | Annual | Generation | TWh | 1.7355 | 2.3207 | 2.3395 | 2.3697 | 2.4097 | 2.4918 | 2.5767
RPS v5.12- MROE (3) | 764 | 5769 | Generation Constraint in GWh | FALSE | G | Annual | Qualifying Generation | TWh | 1.7355 | 2.3207 | 2.3395 | 2.3697 | 2.4097 | 2.4918 | 2.5767
RPS v5.12- MROE (3) | 764 | 5769 | Generation Constraint in GWh | FALSE | G | Annual | Rate | lb/MWh | 0 | 0 | 0 | 0 | 0 | 0 | 0
RPS v5.12- MROE (3) | 764 | 5769 | Generation Constraint in GWh | FALSE | G | Annual | Constraint Shadow Price | US$/MWh | 50.0007 | 49.7895 | 29.9533 | 40.669 | 17.2403 | 31.7214 | 40.0496
RPS v5.12- MROW (4) | 765 | 5770 | Generation Constraint in GWh | FALSE | G | Annual | Seasons Included | Seasons | Winter, Summer | Winter, Summer | Winter, Summer | Winter, Summer | Winter, Summer | Winter, Summer | Winter, Summer
RPS v5.12- MROW (4) | 765 | 5770 | Generation Constraint in GWh | FALSE | G | Annual | Standard | GWh | 16823.4491 | 18454.8677 | 20079.3737 | 22669.4711 | 23289.3668 | 24688.4584 | 26171.3987
RPS v5.12- MROW (4) | 765 | 5770 | Generation Constraint in GWh | FALSE | G | Annual | Emissions at Affected Plants | GWh | 33176.2661 | 37049.4535 | 37928.7668 | 57526.2348 | 103554.2528 | 103977.1262 | 104283.1836
RPS v5.12- MROW (4) | 765 | 5770 | Generation Constraint in GWh | FALSE | G | Annual | Allowances Purchased | GWh | 0 | 0 | 0 | 0 | 0 | 0 | 0
RPS v5.12- MROW (4) | 765 | 5770 | Generation Constraint in GWh | FALSE | G | Annual | Allowances Sold | GWh | 0 | 0 | 0 | 0 | 0 | 0 | 0
RPS v5.12- MROW (4) | 765 | 5770 | Generation Constraint in GWh | FALSE | G | Annual | Allowances Banked | GWh | 0 | 0 | 0 | 0 | 0 | 0 | 0
RPS v5.12- MROW (4) | 765 | 5770 | Generation Constraint in GWh | FALSE | G | Annual | Allowances Withdrawn (1:1) | GWh | 0 | 0 | 0 | 0 | 0 | 0 | 0
RPS v5.12- MROW (4) | 765 | 5770 | Generation Constraint in GWh | FALSE | G | Annual | Allowances Withdrawn (n:1) | GWh | 0 | 0 | 0 | 0 | 0 | 0 | 0
RPS v5.12- MROW (4) | 765 | 5770 | Generation Constraint in GWh | FALSE | G | Annual | Net Emissions Allowance Position | GWh | 33176.2661 | 37049.4535 | 37928.7668 | 57526.2348 | 103554.2528 | 103977.1262 | 104283.1836
RPS v5.12- MROW (4) | 765 | 5770 | Generation Constraint in GWh | FALSE | G | Annual | Fuel Consumed | TBtu | 16.7087 | 55.6464 | 63.7627 | 254.4671 | 703.3672 | 709.6651 | 714.2837
RPS v5.12- MROW (4) | 765 | 5770 | Generation Constraint in GWh | FALSE | G | Annual | Heat Rate | MMBtu/MWh | 0.50364 | 1.502 | 1.6811 | 4.4235 | 6.7923 | 6.8252 | 6.8495
RPS v5.12- MROW (4) | 765 | 5770 | Generation Constraint in GWh | FALSE | G | Annual | Generation | TWh | 33.1763 | 37.0495 | 37.9288 | 57.5262 | 103.5543 | 103.9771 | 104.2832
RPS v5.12- MROW (4) | 765 | 5770 | Generation Constraint in GWh | FALSE | G | Annual | Qualifying Generation | TWh | 33.1763 | 37.0495 | 37.9288 | 57.5262 | 103.5543 | 103.9771 | 104.2832
RPS v5.12- MROW (4) | 765 | 5770 | Generation Constraint in GWh | FALSE | G | Annual | Rate | lb/MWh | 0 | 0 | 0 | 0 | 0 | 0 | 0
RPS v5.12- MROW (4) | 765 | 5770 | Generation Constraint in GWh | FALSE | G | Annual | Constraint Shadow Price | US$/MWh | 0 | 0 | 0 | 0 | 0 | 0 | 0
RPS v5.12- NEWE (5) | 766 | 5771 | Generation Constraint in GWh | FALSE | G | Annual | Seasons Included | Seasons | Winter, Summer | Winter, Summer | Winter, Summer | Winter, Summer | Winter, Summer | Winter, Summer | Winter, Summer
RPS v5.12- NEWE (5) | 766 | 5771 | Generation Constraint in GWh | FALSE | G | Annual | Standard | GWh | 14151.5441 | 16170.6335 | 18026.3055 | 18425.8492 | 18495.9156 | 18759.2967 | 19026.0139
RPS v5.12- NEWE (5) | 766 | 5771 | Generation Constraint in GWh | FALSE | G | Annual | Emissions at Affected Plants | GWh | 5972.3521 | 16170.6335 | 17224.2317 | 18425.8492 | 18495.9156 | 18759.2967 | 18968.364
RPS v5.12- NEWE (5) | 766 | 5771 | Generation Constraint in GWh | FALSE | G | Annual | Allowances Purchased | GWh | 8179.1919 | 0 | 802.0738 | 0 | 0 | 0 | 57.6499
RPS v5.12- NEWE (5) | 766 | 5771 | Generation Constraint in GWh | FALSE | G | Annual | Allowances Sold | GWh | 0 | 0 | 0 | 0 | 0 | 0 | 0
RPS v5.12- NEWE (5) | 766 | 5771 | Generation Constraint in GWh | FALSE | G | Annual | Allowances Banked | GWh | 0 | 0 | 0 | 0 | 0 | 0 | 0
RPS v5.12- NEWE (5) | 766 | 5771 | Generation Constraint in GWh | FALSE | G | Annual | Allowances Withdrawn (1:1) | GWh | 0 | 0 | 0 | 0 | 0 | 0 | 0
RPS v5.12- NEWE (5) | 766 | 5771 | Generation Constraint in GWh | FALSE | G | Annual | Allowances Withdrawn (n:1) | GWh | 0 | 0 | 0 | 0 | 0 | 0 | 0
RPS v5.12- NEWE (5) | 766 | 5771 | Generation Constraint in GWh | FALSE | G | Annual | Net Emissions Allowance Position | GWh | 14151.5441 | 16170.6335 | 18026.3055 | 18425.8492 | 18495.9156 | 18759.2967 | 19026.0139
RPS v5.12- NEWE (5) | 766 | 5771 | Generation Constraint in GWh | FALSE | G | Annual | Fuel Consumed | TBtu | 56.2548 | 153.5024 | 166.1417 | 178.0035 | 176.9908 | 181.2083 | 184.1348
RPS v5.12- NEWE (5) | 766 | 5771 | Generation Constraint in GWh | FALSE | G | Annual | Heat Rate | MMBtu/MWh | 9.4192 | 9.4927 | 9.6458 | 9.6605 | 9.5692 | 9.6597 | 9.7075
RPS v5.12- NEWE (5) | 766 | 5771 | Generation Constraint in GWh | FALSE | G | Annual | Generation | TWh | 5.9724 | 16.1706 | 17.2242 | 18.4258 | 18.4959 | 18.7593 | 18.9684
RPS v5.12- NEWE (5) | 766 | 5771 | Generation Constraint in GWh | FALSE | G | Annual | Qualifying Generation | TWh | 5.9724 | 16.1706 | 17.2242 | 18.4258 | 18.4959 | 18.7593 | 18.9684
RPS v5.12- NEWE (5) | 766 | 5771 | Generation Constraint in GWh | FALSE | G | Annual | Rate | lb/MWh | 0 | 0 | 0 | 0 | 0 | 0 | 0
RPS v5.12- NEWE (5) | 766 | 5771 | Generation Constraint in GWh | FALSE | G | Annual | Constraint Shadow Price | US$/MWh | 26.7904 | 5.023 | 26.7902 | 21.1949 | 3.5777 | 14.4211 | 26.7906
RPS v5.12- NWPP (21) | 767 | 5784 | Generation Constraint in GWh | FALSE | G | Annual | Seasons Included | Seasons | Winter, Summer | Winter, Summer | Winter, Summer | Winter, Summer | Winter, Summer | Winter, Summer | Winter, Summer
RPS v5.12- NWPP (21) | 767 | 5784 | Generation Constraint in GWh | FALSE | G | Annual | Standard | GWh | 16792.3155 | 17187.7349 | 24745.1905 | 28297.2724 | 29662.3424 | 32302.2263 | 35177.2023
RPS v5.12- NWPP (21) | 767 | 5784 | Generation Constraint in GWh | FALSE | G | Annual | Emissions at Affected Plants | GWh | 32440.7463 | 33049.1685 | 35295.8339 | 41372.696 | 45156.8331 | 45156.4805 | 45359.0744
RPS v5.12- NWPP (21) | 767 | 5784 | Generation Constraint in GWh | FALSE | G | Annual | Allowances Purchased | GWh | 0 | 0 | 0 | 0 | 0 | 0 | 0
RPS v5.12- NWPP (21) | 767 | 5784 | Generation Constraint in GWh | FALSE | G | Annual | Allowances Sold | GWh | 0 | 0 | 0 | 0 | 0 | 0 | 0
RPS v5.12- NWPP (21) | 767 | 5784 | Generation Constraint in GWh | FALSE | G | Annual | Allowances Banked | GWh | 0 | 0 | 0 | 0 | 0 | 0 | 0
RPS v5.12- NWPP (21) | 767 | 5784 | Generation Constraint in GWh | FALSE | G | Annual | Allowances Withdrawn (1:1) | GWh | 0 | 0 | 0 | 0 | 0 | 0 | 0
RPS v5.12- NWPP (21) | 767 | 5784 | Generation Constraint in GWh | FALSE | G | Annual | Allowances Withdrawn (n:1) | GWh | 0 | 0 | 0 | 0 | 0 | 0 | 0
RPS v5.12- NWPP (21) | 767 | 5784 | Generation Constraint in GWh | FALSE | G | Annual | Net Emissions Allowance Position | GWh | 32440.7463 | 33049.1685 | 35295.8339 | 41372.696 | 45156.8331 | 45156.4805 | 45359.0744
RPS v5.12- NWPP (21) | 767 | 5784 | Generation Constraint in GWh | FALSE | G | Annual | Fuel Consumed | TBtu | 74.0609 | 91.5306 | 158.9305 | 336.9809 | 397.3546 | 397.3466 | 399.6622
RPS v5.12- NWPP (21) | 767 | 5784 | Generation Constraint in GWh | FALSE | G | Annual | Heat Rate | MMBtu/MWh | 2.283 | 2.7695 | 4.5028 | 8.145 | 8.7994 | 8.7993 | 8.8111
RPS v5.12- NWPP (21) | 767 | 5784 | Generation Constraint in GWh | FALSE | G | Annual | Generation | TWh | 32.4407 | 33.0492 | 35.2958 | 41.3727 | 45.1568 | 45.1565 | 45.3591
RPS v5.12- NWPP (21) | 767 | 5784 | Generation Constraint in GWh | FALSE | G | Annual | Qualifying Generation | TWh | 32.4407 | 33.0492 | 35.2958 | 41.3727 | 45.1568 | 45.1565 | 45.3591
RPS v5.12- NWPP (21) | 767 | 5784 | Generation Constraint in GWh | FALSE | G | Annual | Rate | lb/MWh | 0 | 0 | 0 | 0 | 0 | 0 | 0
RPS v5.12- NWPP (21) | 767 | 5784 | Generation Constraint in GWh | FALSE | G | Annual | Constraint Shadow Price | US$/MWh | 0 | 0 | 0 | 0 | 0 | 0 | 0
RPS v5.12- NY | 768 | 5772 | Generation Constraint in GWh | FALSE | G | Annual | Seasons Included | Seasons | Winter, Summer | Winter, Summer | Winter, Summer | Winter, Summer | Winter, Summer | Winter, Summer | Winter, Summer
RPS v5.12- NY | 768 | 5772 | Generation Constraint in GWh | FALSE | G | Annual | Standard | GWh | 5403.036 | 5444.816 | 5633.803 | 6303.049 | 6219.707 | 6011.586 | 6011.586
RPS v5.12- NY | 768 | 5772 | Generation Constraint in GWh | FALSE | G | Annual | Emissions at Affected Plants | GWh | 5357.1755 | 5766.4095 | 5766.4095 | 6303.049 | 6252.5163 | 6161.7395 | 6179.1155
RPS v5.12- NY | 768 | 5772 | Generation Constraint in GWh | FALSE | G | Annual | Allowances Purchased | GWh | 45.8605 | 0 | 0 | 0 | 0 | 0 | 0
RPS v5.12- NY | 768 | 5772 | Generation Constraint in GWh | FALSE | G | Annual | Allowances Sold | GWh | 0 | 0 | 0 | 0 | 0 | 0 | 0
RPS v5.12- NY | 768 | 5772 | Generation Constraint in GWh | FALSE | G | Annual | Allowances Banked | GWh | 0 | 0 | 0 | 0 | 0 | 0 | 0
RPS v5.12- NY | 768 | 5772 | Generation Constraint in GWh | FALSE | G | Annual | Allowances Withdrawn (1:1) | GWh | 0 | 0 | 0 | 0 | 0 | 0 | 0
RPS v5.12- NY | 768 | 5772 | Generation Constraint in GWh | FALSE | G | Annual | Allowances Withdrawn (n:1) | GWh | 0 | 0 | 0 | 0 | 0 | 0 | 0
RPS v5.12- NY | 768 | 5772 | Generation Constraint in GWh | FALSE | G | Annual | Net Emissions Allowance Position | GWh | 5403.036 | 5766.4095 | 5766.4095 | 6303.049 | 6252.5163 | 6161.7395 | 6179.1155
RPS v5.12- NY | 768 | 5772 | Generation Constraint in GWh | FALSE | G | Annual | Fuel Consumed | TBtu | 25.8718 | 29.8765 | 29.8765 | 35.1119 | 34.5961 | 33.6693 | 33.8467
RPS v5.12- NY | 768 | 5772 | Generation Constraint in GWh | FALSE | G | Annual | Heat Rate | MMBtu/MWh | 4.8294 | 5.1811 | 5.1811 | 5.5706 | 5.5331 | 5.4643 | 5.4776
RPS v5.12- NY | 768 | 5772 | Generation Constraint in GWh | FALSE | G | Annual | Generation | TWh | 5.3572 | 5.7664 | 5.7664 | 6.303 | 6.2525 | 6.1617 | 6.1791
RPS v5.12- NY | 768 | 5772 | Generation Constraint in GWh | FALSE | G | Annual | Qualifying Generation | TWh | 5.3572 | 5.7664 | 5.7664 | 6.303 | 6.2525 | 6.1617 | 6.1791
RPS v5.12- NY | 768 | 5772 | Generation Constraint in GWh | FALSE | G | Annual | Rate | lb/MWh | 0 | 0 | 0 | 0 | 0 | 0 | 0
RPS v5.12- NY | 768 | 5772 | Generation Constraint in GWh | FALSE | G | Annual | Constraint Shadow Price | US$/MWh | 10.0007 | 0 | 0 | 7.5057 | 0 | 0 | 0
RPS v5.12- RFCE (9) | 769 | 5773 | Generation Constraint in GWh | FALSE | G | Annual | Seasons Included | Seasons | Winter, Summer | Winter, Summer | Winter, Summer | Winter, Summer | Winter, Summer | Winter, Summer | Winter, Summer
RPS v5.12- RFCE (9) | 769 | 5773 | Generation Constraint in GWh | FALSE | G | Annual | Standard | GWh | 25459.7145 | 31043.668 | 36890.143 | 41139.4712 | 42320.2849 | 44252.8675 | 46268.3098
RPS v5.12- RFCE (9) | 769 | 5773 | Generation Constraint in GWh | FALSE | G | Annual | Emissions at Affected Plants | GWh | 17875.218 | 29246.3886 | 29253.6408 | 29436.921 | 29376.1849 | 29141.3457 | 30135.2777
RPS v5.12- RFCE (9) | 769 | 5773 | Generation Constraint in GWh | FALSE | G | Annual | Allowances Purchased | GWh | 7584.4965 | 1797.2794 | 7636.5022 | 11702.5502 | 12944.1 | 15111.5218 | 16133.0321
RPS v5.12- RFCE (9) | 769 | 5773 | Generation Constraint in GWh | FALSE | G | Annual | Allowances Sold | GWh | 0 | 0 | 0 | 0 | 0 | 0 | 0
RPS v5.12- RFCE (9) | 769 | 5773 | Generation Constraint in GWh | FALSE | G | Annual | Allowances Banked | GWh | 0 | 0 | 0 | 0 | 0 | 0 | 0
RPS v5.12- RFCE (9) | 769 | 5773 | Generation Constraint in GWh | FALSE | G | Annual | Allowances Withdrawn (1:1) | GWh | 0 | 0 | 0 | 0 | 0 | 0 | 0
RPS v5.12- RFCE (9) | 769 | 5773 | Generation Constraint in GWh | FALSE | G | Annual | Allowances Withdrawn (n:1) | GWh | 0 | 0 | 0 | 0 | 0 | 0 | 0
RPS v5.12- RFCE (9) | 769 | 5773 | Generation Constraint in GWh | FALSE | G | Annual | Net Emissions Allowance Position | GWh | 25459.7145 | 31043.668 | 36890.143 | 41139.4712 | 42320.2849 | 44252.8675 | 46268.3098
RPS v5.12- RFCE (9) | 769 | 5773 | Generation Constraint in GWh | FALSE | G | Annual | Fuel Consumed | TBtu | 163.6445 | 274.937 | 275.0365 | 277.0662 | 276.4671 | 273.9362 | 286.7801
RPS v5.12- RFCE (9) | 769 | 5773 | Generation Constraint in GWh | FALSE | G | Annual | Heat Rate | MMBtu/MWh | 9.1548 | 9.4007 | 9.4018 | 9.4122 | 9.4113 | 9.4003 | 9.5164
RPS v5.12- RFCE (9) | 769 | 5773 | Generation Constraint in GWh | FALSE | G | Annual | Generation | TWh | 17.8752 | 29.2464 | 29.2536 | 29.4369 | 29.3762 | 29.1413 | 30.1353
RPS v5.12- RFCE (9) | 769 | 5773 | Generation Constraint in GWh | FALSE | G | Annual | Qualifying Generation | TWh | 17.8752 | 29.2464 | 29.2536 | 29.4369 | 29.3762 | 29.1413 | 30.1353
RPS v5.12- RFCE (9) | 769 | 5773 | Generation Constraint in GWh | FALSE | G | Annual | Rate | lb/MWh | 0 | 0 | 0 | 0 | 0 | 0 | 0
RPS v5.12- RFCE (9) | 769 | 5773 | Generation Constraint in GWh | FALSE | G | Annual | Constraint Shadow Price | US$/MWh | 40.0006 | 40.0015 | 40.0003 | 40.0003 | 40.0004 | 40.0003 | 40.0006
RPS v5.12- RFCM (10) | 770 | 5774 | Generation Constraint in GWh | FALSE | G | Annual | Seasons Included | Seasons | Winter, Summer | Winter, Summer | Winter, Summer | Winter, Summer | Winter, Summer | Winter, Summer | Winter, Summer
RPS v5.12- RFCM (10) | 770 | 5774 | Generation Constraint in GWh | FALSE | G | Annual | Standard | GWh | 9574.7086 | 9642.0018 | 9674.659 | 9806.8062 | 9973.2933 | 10337.0247 | 10713.9144
RPS v5.12- RFCM (10) | 770 | 5774 | Generation Constraint in GWh | FALSE | G | Annual | Emissions at Affected Plants | GWh | 4567.391 | 9642.0018 | 9674.659 | 9806.8062 | 9997.0302 | 10337.0247 | 10713.9144
RPS v5.12- RFCM (10) | 770 | 5774 | Generation Constraint in GWh | FALSE | G | Annual | Allowances Purchased | GWh | 5007.3176 | 0 | 0 | 0 | 0 | 0 | 0
RPS v5.12- RFCM (10) | 770 | 5774 | Generation Constraint in GWh | FALSE | G | Annual | Allowances Sold | GWh | 0 | 0 | 0 | 0 | 0 | 0 | 0
RPS v5.12- RFCM (10) | 770 | 5774 | Generation Constraint in GWh | FALSE | G | Annual | Allowances Banked | GWh | 0 | 0 | 0 | 0 | 0 | 0 | 0
RPS v5.12- RFCM (10) | 770 | 5774 | Generation Constraint in GWh | FALSE | G | Annual | Allowances Withdrawn (1:1) | GWh | 0 | 0 | 0 | 0 | 0 | 0 | 0
RPS v5.12- RFCM (10) | 770 | 5774 | Generation Constraint in GWh | FALSE | G | Annual | Allowances Withdrawn (n:1) | GWh | 0 | 0 | 0 | 0 | 0 | 0 | 0
RPS v5.12- RFCM (10) | 770 | 5774 | Generation Constraint in GWh | FALSE | G | Annual | Net Emissions Allowance Position | GWh | 9574.7086 | 9642.0018 | 9674.659 | 9806.8062 | 9997.0302 | 10337.0247 | 10713.9144
RPS v5.12- RFCM (10) | 770 | 5774 | Generation Constraint in GWh | FALSE | G | Annual | Fuel Consumed | TBtu | 41.8458 | 90.6369 | 90.9908 | 92.1091 | 92.8547 | 97.3993 | 101.1858
RPS v5.12- RFCM (10) | 770 | 5774 | Generation Constraint in GWh | FALSE | G | Annual | Heat Rate | MMBtu/MWh | 9.1619 | 9.4002 | 9.4051 | 9.3924 | 9.2882 | 9.4224 | 9.4443
RPS v5.12- RFCM (10) | 770 | 5774 | Generation Constraint in GWh | FALSE | G | Annual | Generation | TWh | 4.5674 | 9.642 | 9.6747 | 9.8068 | 9.997 | 10.337 | 10.7139
RPS v5.12- RFCM (10) | 770 | 5774 | Generation Constraint in GWh | FALSE | G | Annual | Qualifying Generation | TWh | 4.5674 | 9.642 | 9.6747 | 9.8068 | 9.997 | 10.337 | 10.7139
RPS v5.12- RFCM (10) | 770 | 5774 | Generation Constraint in GWh | FALSE | G | Annual | Rate | lb/MWh | 0 | 0 | 0 | 0 | 0 | 0 | 0
RPS v5.12- RFCM (10) | 770 | 5774 | Generation Constraint in GWh | FALSE | G | Annual | Constraint Shadow Price | US$/MWh | 40.0006 | 19.0348 | 22.0026 | 17.9072 | 0 | 20.7202 | 21.221
RPS v5.12- RFCW (11) | 771 | 5775 | Generation Constraint in GWh | FALSE | G | Annual | Seasons Included | Seasons | Winter, Summer | Winter, Summer | Winter, Summer | Winter, Summer | Winter, Summer | Winter, Summer | Winter, Summer
RPS v5.12- RFCW (11) | 771 | 5775 | Generation Constraint in GWh | FALSE | G | Annual | Standard | GWh | 25526.0903 | 31586.5832 | 37578.54 | 50082.6116 | 51008.1066 | 52883.9935 | 54828.4751
RPS v5.12- RFCW (11) | 771 | 5775 | Generation Constraint in GWh | FALSE | G | Annual | Emissions at Affected Plants | GWh | 24705.2005 | 31586.5832 | 37578.54 | 50082.6116 | 51008.1066 | 52883.9935 | 54828.4751
RPS v5.12- RFCW (11) | 771 | 5775 | Generation Constraint in GWh | FALSE | G | Annual | Allowances Purchased | GWh | 820.8897 | 0 | 0 | 0 | 0 | 0 | 0
RPS v5.12- RFCW (11) | 771 | 5775 | Generation Constraint in GWh | FALSE | G | Annual | Allowances Sold | GWh | 0 | 0 | 0 | 0 | 0 | 0 | 0
RPS v5.12- RFCW (11) | 771 | 5775 | Generation Constraint in GWh | FALSE | G | Annual | Allowances Banked | GWh | 0 | 0 | 0 | 0 | 0 | 0 | 0
RPS v5.12- RFCW (11) | 771 | 5775 | Generation Constraint in GWh | FALSE | G | Annual | Allowances Withdrawn (1:1) | GWh | 0 | 0 | 0 | 0 | 0 | 0 | 0
RPS v5.12- RFCW (11) | 771 | 5775 | Generation Constraint in GWh | FALSE | G | Annual | Allowances Withdrawn (n:1) | GWh | 0 | 0 | 0 | 0 | 0 | 0 | 0
RPS v5.12- RFCW (11) | 771 | 5775 | Generation Constraint in GWh | FALSE | G | Annual | Net Emissions Allowance Position | GWh | 25526.0903 | 31586.5832 | 37578.54 | 50082.6116 | 51008.1066 | 52883.9935 | 54828.4751
RPS v5.12- RFCW (11) | 771 | 5775 | Generation Constraint in GWh | FALSE | G | Annual | Fuel Consumed | TBtu | 108.0693 | 169.4398 | 231.5642 | 351.0281 | 359.4257 | 379.1783 | 400.3348
RPS v5.12- RFCW (11) | 771 | 5775 | Generation Constraint in GWh | FALSE | G | Annual | Heat Rate | MMBtu/MWh | 4.3744 | 5.3643 | 6.1621 | 7.009 | 7.0464 | 7.17 | 7.3016
RPS v5.12- RFCW (11) | 771 | 5775 | Generation Constraint in GWh | FALSE | G | Annual | Generation | TWh | 24.7052 | 31.5866 | 37.5785 | 50.0826 | 51.0081 | 52.884 | 54.8285
RPS v5.12- RFCW (11) | 771 | 5775 | Generation Constraint in GWh | FALSE | G | Annual | Qualifying Generation | TWh | 24.7052 | 31.5866 | 37.5785 | 50.0826 | 51.0081 | 52.884 | 54.8285
RPS v5.12- RFCW (11) | 771 | 5775 | Generation Constraint in GWh | FALSE | G | Annual | Rate | lb/MWh | 0 | 0 | 0 | 0 | 0 | 0 | 0
RPS v5.12- RFCW (11) | 771 | 5775 | Generation Constraint in GWh | FALSE | G | Annual | Constraint Shadow Price | US$/MWh | 40.0006 | 4.1218 | 20.2706 | 12.9689 | 7.7082 | 11.3652 | 7.9464
RPS v5.12- RMPA (22) | 772 | 5785 | Generation Constraint in GWh | FALSE | G | Annual | Seasons Included | Seasons | Winter, Summer | Winter, Summer | Winter, Summer | Winter, Summer | Winter, Summer | Winter, Summer | Winter, Summer
RPS v5.12- RMPA (22) | 772 | 5785 | Generation Constraint in GWh | FALSE | G | Annual | Standard | GWh | 6728.1949 | 8562.383 | 10458.0651 | 11074.4382 | 11757.8343 | 13146.6499 | 14699.5748
RPS v5.12- RMPA (22) | 772 | 5785 | Generation Constraint in GWh | FALSE | G | Annual | Emissions at Affected Plants | GWh | 7362.7033 | 10458.0651 | 10458.0651 | 11074.4382 | 13146.6499 | 13146.6499 | 14699.5748
RPS v5.12- RMPA (22) | 772 | 5785 | Generation Constraint in GWh | FALSE | G | Annual | Allowances Purchased | GWh | 0 | 0 | 0 | 0 | 0 | 0 | 0
RPS v5.12- RMPA (22) | 772 | 5785 | Generation Constraint in GWh | FALSE | G | Annual | Allowances Sold | GWh | 0 | 0 | 0 | 0 | 0 | 0 | 0
RPS v5.12- RMPA (22) | 772 | 5785 | Generation Constraint in GWh | FALSE | G | Annual | Allowances Banked | GWh | 0 | 0 | 0 | 0 | 0 | 0 | 0
RPS v5.12- RMPA (22) | 772 | 5785 | Generation Constraint in GWh | FALSE | G | Annual | Allowances Withdrawn (1:1) | GWh | 0 | 0 | 0 | 0 | 0 | 0 | 0
RPS v5.12- RMPA (22) | 772 | 5785 | Generation Constraint in GWh | FALSE | G | Annual | Allowances Withdrawn (n:1) | GWh | 0 | 0 | 0 | 0 | 0 | 0 | 0
RPS v5.12- RMPA (22) | 772 | 5785 | Generation Constraint in GWh | FALSE | G | Annual | Net Emissions Allowance Position | GWh | 7362.7033 | 10458.0651 | 10458.0651 | 11074.4382 | 13146.6499 | 13146.6499 | 14699.5748
RPS v5.12- RMPA (22) | 772 | 5785 | Generation Constraint in GWh | FALSE | G | Annual | Fuel Consumed | TBtu | 0.96633 | 31.1658 | 31.1658 | 37.1799 | 57.3945 | 57.3945 | 74.1901
RPS v5.12- RMPA (22) | 772 | 5785 | Generation Constraint in GWh | FALSE | G | Annual | Heat Rate | MMBtu/MWh | 0.13125 | 2.9801 | 2.9801 | 3.3573 | 4.3657 | 4.3657 | 5.0471
RPS v5.12- RMPA (22) | 772 | 5785 | Generation Constraint in GWh | FALSE | G | Annual | Generation | TWh | 7.3627 | 10.4581 | 10.4581 | 11.0744 | 13.1466 | 13.1466 | 14.6996
RPS v5.12- RMPA (22) | 772 | 5785 | Generation Constraint in GWh | FALSE | G | Annual | Qualifying Generation | TWh | 7.3627 | 10.4581 | 10.4581 | 11.0744 | 13.1466 | 13.1466 | 14.6996
RPS v5.12- RMPA (22) | 772 | 5785 | Generation Constraint in GWh | FALSE | G | Annual | Rate | lb/MWh | 0 | 0 | 0 | 0 | 0 | 0 | 0
RPS v5.12- RMPA (22) | 772 | 5785 | Generation Constraint in GWh | FALSE | G | Annual | Constraint Shadow Price | US$/MWh | 0 | 0 | 8.173 | 0.44924 | 0 | 0.77266 | 22.592
RPS v5.12- SPNO (17) | 773 | 5780 | Generation Constraint in GWh | FALSE | G | Annual | Seasons Included | Seasons | Winter, Summer | Winter, Summer | Winter, Summer | Winter, Summer | Winter, Summer | Winter, Summer | Winter, Summer
RPS v5.12- SPNO (17) | 773 | 5780 | Generation Constraint in GWh | FALSE | G | Annual | Standard | GWh | 5240.8441 | 6062.1956 | 7572.9736 | 8642.4293 | 8943.323 | 9630.8806 | 10371.2399
RPS v5.12- SPNO (17) | 773 | 5780 | Generation Constraint in GWh | FALSE | G | Annual | Emissions at Affected Plants | GWh | 7105.4061 | 7912.6475 | 7912.6824 | 18808.3593 | 46376.8793 | 46380.8682 | 46419.2598
RPS v5.12- SPNO (17) | 773 | 5780 | Generation Constraint in GWh | FALSE | G | Annual | Allowances Purchased | GWh | 0 | 0 | 0 | 0 | 0 | 0 | 0
RPS v5.12- SPNO (17) | 773 | 5780 | Generation Constraint in GWh | FALSE | G | Annual | Allowances Sold | GWh | 0 | 0 | 0 | 0 | 0 | 0 | 0
RPS v5.12- SPNO (17) | 773 | 5780 | Generation Constraint in GWh | FALSE | G | Annual | Allowances Banked | GWh | 0 | 0 | 0 | 0 | 0 | 0 | 0
RPS v5.12- SPNO (17) | 773 | 5780 | Generation Constraint in GWh | FALSE | G | Annual | Allowances Withdrawn (1:1) | GWh | 0 | 0 | 0 | 0 | 0 | 0 | 0
RPS v5.12- SPNO (17) | 773 | 5780 | Generation Constraint in GWh | FALSE | G | Annual | Allowances Withdrawn (n:1) | GWh | 0 | 0 | 0 | 0 | 0 | 0 | 0
RPS v5.12- SPNO (17) | 773 | 5780 | Generation Constraint in GWh | FALSE | G | Annual | Net Emissions Allowance Position | GWh | 7105.4061 | 7912.6475 | 7912.6824 | 18808.3593 | 46376.8793 | 46380.8682 | 46419.2598
RPS v5.12- SPNO (17) | 773 | 5780 | Generation Constraint in GWh | FALSE | G | Annual | Fuel Consumed | TBtu | 1.357 | 9.2324 | 9.2328 | 115.531 | 384.4895 | 384.5284 | 384.9586
RPS v5.12- SPNO (17) | 773 | 5780 | Generation Constraint in GWh | FALSE | G | Annual | Heat Rate | MMBtu/MWh | 0.19098 | 1.1668 | 1.1668 | 6.1425 | 8.2905 | 8.2907 | 8.2931
RPS v5.12- SPNO (17) | 773 | 5780 | Generation Constraint in GWh | FALSE | G | Annual | Generation | TWh | 7.1054 | 7.9126 | 7.9127 | 18.8084 | 46.3769 | 46.3809 | 46.4193
RPS v5.12- SPNO (17) | 773 | 5780 | Generation Constraint in GWh | FALSE | G | Annual | Qualifying Generation | TWh | 7.1054 | 7.9126 | 7.9127 | 18.8084 | 46.3769 | 46.3809 | 46.4193
RPS v5.12- SPNO (17) | 773 | 5780 | Generation Constraint in GWh | FALSE | G | Annual | Rate | lb/MWh | 0 | 0 | 0 | 0 | 0 | 0 | 0
RPS v5.12- SPNO (17) | 773 | 5780 | Generation Constraint in GWh | FALSE | G | Annual | Constraint Shadow Price | US$/MWh | 0 | 0 | 0 | 0 | 0 | 0 | 0
RPS v5.12- SPSO (18) | 774 | 5781 | Generation Constraint in GWh | FALSE | G | Annual | Seasons Included | Seasons | Winter, Summer | Winter, Summer | Winter, Summer | Winter, Summer | Winter, Summer | Winter, Summer | Winter, Summer
RPS v5.12- SPSO (18) | 774 | 5781 | Generation Constraint in GWh | FALSE | G | Annual | Standard | GWh | 2430.1794 | 2677.9674 | 3035.5367 | 3339.8847 | 3466.1958 | 3777.8762 | 4117.615
RPS v5.12- SPSO (18) | 774 | 5781 | Generation Constraint in GWh | FALSE | G | Annual | Emissions at Affected Plants | GWh | 15004.2247 | 16158.193 | 16209.3774 | 26462.2883 | 47956.1454 | 47956.1454 | 47977.607
RPS v5.12- SPSO (18) | 774 | 5781 | Generation Constraint in GWh | FALSE | G | Annual | Allowances Purchased | GWh | 0 | 0 | 0 | 0 | 0 | 0 | 0
RPS v5.12- SPSO (18) | 774 | 5781 | Generation Constraint in GWh | FALSE | G | Annual | Allowances Sold | GWh | 0 | 0 | 0 | 0 | 0 | 0 | 0
RPS v5.12- SPSO (18) | 774 | 5781 | Generation Constraint in GWh | FALSE | G | Annual | Allowances Banked | GWh | 0 | 0 | 0 | 0 | 0 | 0 | 0
RPS v5.12- SPSO (18) | 774 | 5781 | Generation Constraint in GWh | FALSE | G | Annual | Allowances Withdrawn (1:1) | GWh | 0 | 0 | 0 | 0 | 0 | 0 | 0
RPS v5.12- SPSO (18) | 774 | 5781 | Generation Constraint in GWh | FALSE | G | Annual | Allowances Withdrawn (n:1) | GWh | 0 | 0 | 0 | 0 | 0 | 0 | 0
RPS v5.12- SPSO (18) | 774 | 5781 | Generation Constraint in GWh | FALSE | G | Annual | Net Emissions Allowance Position | GWh | 15004.2247 | 16158.193 | 16209.3774 | 26462.2883 | 47956.1454 | 47956.1454 | 47977.607
RPS v5.12- SPSO (18) | 774 | 5781 | Generation Constraint in GWh | FALSE | G | Annual | Fuel Consumed | TBtu | 1.2722 | 12.5303 | 13.0297 | 113.0571 | 322.7512 | 322.7512 | 322.9606
RPS v5.12- SPSO (18) | 774 | 5781 | Generation Constraint in GWh | FALSE | G | Annual | Heat Rate | MMBtu/MWh | 0.084792 | 0.77548 | 0.80384 | 4.2724 | 6.7301 | 6.7301 | 6.7315
RPS v5.12- SPSO (18) | 774 | 5781 | Generation Constraint in GWh | FALSE | G | Annual | Generation | TWh | 15.0042 | 16.1582 | 16.2094 | 26.4623 | 47.9561 | 47.9561 | 47.9776
RPS v5.12- SPSO (18) | 774 | 5781 | Generation Constraint in GWh | FALSE | G | Annual | Qualifying Generation | TWh | 15.0042 | 16.1582 | 16.2094 | 26.4623 | 47.9561 | 47.9561 | 47.9776
RPS v5.12- SPSO (18) | 774 | 5781 | Generation Constraint in GWh | FALSE | G | Annual | Rate | lb/MWh | 0 | 0 | 0 | 0 | 0 | 0 | 0
RPS v5.12- SPSO (18) | 774 | 5781 | Generation Constraint in GWh | FALSE | G | Annual | Constraint Shadow Price | US$/MWh | 0 | 0 | 0 | 0 | 0 | 0 | 0
RPS v5.12- SRCE (15) | 775 | 5778 | Generation Constraint in GWh | FALSE | G | Annual | Seasons Included | Seasons | Winter, Summer | Winter, Summer | Winter, Summer | Winter, Summer | Winter, Summer | Winter, Summer | Winter, Summer
RPS v5.12- SRCE (15) | 775 | 5778 | Generation Constraint in GWh | FALSE | G | Annual | Standard | GWh | 69.8944 | 91.8028 | 114.3724 | 129.691 | 134.6194 | 144.0872 | 154.226
RPS v5.12- SRCE (15) | 775 | 5778 | Generation Constraint in GWh | FALSE | G | Annual | Emissions at Affected Plants | GWh | 670.8667 | 1139.9159 | 1139.9159 | 1177.6252 | 1205.9624 | 1205.9624 | 1205.9624
RPS v5.12- SRCE (15) | 775 | 5778 | Generation Constraint in GWh | FALSE | G | Annual | Allowances Purchased | GWh | 0 | 0 | 0 | 0 | 0 | 0 | 0
RPS v5.12- SRCE (15) | 775 | 5778 | Generation Constraint in GWh | FALSE | G | Annual | Allowances Sold | GWh | 0 | 0 | 0 | 0 | 0 | 0 | 0
RPS v5.12- SRCE (15) | 775 | 5778 | Generation Constraint in GWh | FALSE | G | Annual | Allowances Banked | GWh | 0 | 0 | 0 | 0 | 0 | 0 | 0
RPS v5.12- SRCE (15) | 775 | 5778 | Generation Constraint in GWh | FALSE | G | Annual | Allowances Withdrawn (1:1) | GWh | 0 | 0 | 0 | 0 | 0 | 0 | 0
RPS v5.12- SRCE (15) | 775 | 5778 | Generation Constraint in GWh | FALSE | G | Annual | Allowances Withdrawn (n:1) | GWh | 0 | 0 | 0 | 0 | 0 | 0 | 0
RPS v5.12- SRCE (15) | 775 | 5778 | Generation Constraint in GWh | FALSE | G | Annual | Net Emissions Allowance Position | GWh | 670.8667 | 1139.9159 | 1139.9159 | 1177.6252 | 1205.9624 | 1205.9624 | 1205.9624
RPS v5.12- SRCE (15) | 775 | 5778 | Generation Constraint in GWh | FALSE | G | Annual | Fuel Consumed | TBtu | 5.0302 | 9.6062 | 9.6062 | 9.9741 | 10.2506 | 10.2506 | 10.2506
RPS v5.12- SRCE (15) | 775 | 5778 | Generation Constraint in GWh | FALSE | G | Annual | Heat Rate | MMBtu/MWh | 7.498 | 8.4271 | 8.4271 | 8.4697 | 8.4999 | 8.4999 | 8.4999
RPS v5.12- SRCE (15) | 775 | 5778 | Generation Constraint in GWh | FALSE | G | Annual | Generation | TWh | 0.67087 | 1.1399 | 1.1399 | 1.1776 | 1.206 | 1.206 | 1.206
RPS v5.12- SRCE (15) | 775 | 5778 | Generation Constraint in GWh | FALSE | G | Annual | Qualifying Generation | TWh | 0.67087 | 1.1399 | 1.1399 | 1.1776 | 1.206 | 1.206 | 1.206
RPS v5.12- SRCE (15) | 775 | 5778 | Generation Constraint in GWh | FALSE | G | Annual | Rate | lb/MWh | 0 | 0 | 0 | 0 | 0 | 0 | 0
RPS v5.12- SRCE (15) | 775 | 5778 | Generation Constraint in GWh | FALSE | G | Annual | Constraint Shadow Price | US$/MWh | 0 | 0 | 0 | 0 | 0 | 0 | 0
RPS v5.12- SRDA (12) | 776 | 5776 | Generation Constraint in GWh | FALSE | G | Annual | Seasons Included | Seasons | Winter, Summer | Winter, Summer | Winter, Summer | Winter, Summer | Winter, Summer | Winter, Summer | Winter, Summer
RPS v5.12- SRDA (12) | 776 | 5776 | Generation Constraint in GWh | FALSE | G | Annual | Standard | GWh | 1014.0092 | 1035.4402 | 1057.255 | 1099.5127 | 1139.2949 | 1234.7643 | 1338.2233
RPS v5.12- SRDA (12) | 776 | 5776 | Generation Constraint in GWh | FALSE | G | Annual | Emissions at Affected Plants | GWh | 1359.4771 | 1375.1219 | 1386.6297 | 1625.8291 | 2277.2216 | 2277.2216 | 2277.2216
RPS v5.12- SRDA (12) | 776 | 5776 | Generation Constraint in GWh | FALSE | G | Annual | Allowances Purchased | GWh | 0 | 0 | 0 | 0 | 0 | 0 | 0
RPS v5.12- SRDA (12) | 776 | 5776 | Generation Constraint in GWh | FALSE | G | Annual | Allowances Sold | GWh | 0 | 0 | 0 | 0 | 0 | 0 | 0
RPS v5.12- SRDA (12) | 776 | 5776 | Generation Constraint in GWh | FALSE | G | Annual | Allowances Banked | GWh | 0 | 0 | 0 | 0 | 0 | 0 | 0
RPS v5.12- SRDA (12) | 776 | 5776 | Generation Constraint in GWh | FALSE | G | Annual | Allowances Withdrawn (1:1) | GWh | 0 | 0 | 0 | 0 | 0 | 0 | 0
RPS v5.12- SRDA (12) | 776 | 5776 | Generation Constraint in GWh | FALSE | G | Annual | Allowances Withdrawn (n:1) | GWh | 0 | 0 | 0 | 0 | 0 | 0 | 0
RPS v5.12- SRDA (12) | 776 | 5776 | Generation Constraint in GWh | FALSE | G | Annual | Net Emissions Allowance Position | GWh | 1359.4771 | 1375.1219 | 1386.6297 | 1625.8291 | 2277.2216 | 2277.2216 | 2277.2216
RPS v5.12- SRDA (12) | 776 | 5776 | Generation Constraint in GWh | FALSE | G | Annual | Fuel Consumed | TBtu | 2.8285 | 3.0586 | 3.2531 | 5.5867 | 11.9417 | 11.9417 | 11.9417
RPS v5.12- SRDA (12) | 776 | 5776 | Generation Constraint in GWh | FALSE | G | Annual | Heat Rate | MMBtu/MWh | 2.0806 | 2.2243 | 2.346 | 3.4362 | 5.244 | 5.244 | 5.244
RPS v5.12- SRDA (12) | 776 | 5776 | Generation Constraint in GWh | FALSE | G | Annual | Generation | TWh | 1.3595 | 1.3751 | 1.3866 | 1.6258 | 2.2772 | 2.2772 | 2.2772
RPS v5.12- SRDA (12) | 776 | 5776 | Generation Constraint in GWh | FALSE | G | Annual | Qualifying Generation | TWh | 1.3595 | 1.3751 | 1.3866 | 1.6258 | 2.2772 | 2.2772 | 2.2772
RPS v5.12- SRDA (12) | 776 | 5776 | Generation Constraint in GWh | FALSE | G | Annual | Rate | lb/MWh | 0 | 0 | 0 | 0 | 0 | 0 | 0
RPS v5.12- SRDA (12) | 776 | 5776 | Generation Constraint in GWh | FALSE | G | Annual | Constraint Shadow Price | US$/MWh | 0 | 0 | 0 | 0 | 0 | 0 | 0
RPS v5.12- SRGW (13) | 777 | 5777 | Generation Constraint in GWh | FALSE | G | Annual | Seasons Included | Seasons | Winter, Summer | Winter, Summer | Winter, Summer | Winter, Summer | Winter, Summer | Winter, Summer | Winter, Summer
RPS v5.12- SRGW (13) | 777 | 5777 | Generation Constraint in GWh | FALSE | G | Annual | Standard | GWh | 7181.3342 | 10215.2056 | 11311.0553 | 16327.3884 | 16762.5554 | 17806.985 | 18916.4175
RPS v5.12- SRGW (13) | 777 | 5777 | Generation Constraint in GWh | FALSE | G | Annual | Emissions at Affected Plants | GWh | 7181.3342 | 10215.2056 | 11311.0553 | 16327.3884 | 16762.5554 | 17806.985 | 18916.4175
RPS v5.12- SRGW (13) | 777 | 5777 | Generation Constraint in GWh | FALSE | G | Annual | Allowances Purchased | GWh | 0 | 0 | 0 | 0 | 0 | 0 | 0
RPS v5.12- SRGW (13) | 777 | 5777 | Generation Constraint in GWh | FALSE | G | Annual | Allowances Sold | GWh | 0 | 0 | 0 | 0 | 0 | 0 | 0
RPS v5.12- SRGW (13) | 777 | 5777 | Generation Constraint in GWh | FALSE | G | Annual | Allowances Banked | GWh | 0 | 0 | 0 | 0 | 0 | 0 | 0
RPS v5.12- SRGW (13) | 777 | 5777 | Generation Constraint in GWh | FALSE | G | Annual | Allowances Withdrawn (1:1) | GWh | 0 | 0 | 0 | 0 | 0 | 0 | 0
RPS v5.12- SRGW (13) | 777 | 5777 | Generation Constraint in GWh | FALSE | G | Annual | Allowances Withdrawn (n:1) | GWh | 0 | 0 | 0 | 0 | 0 | 0 | 0
RPS v5.12- SRGW (13) | 777 | 5777 | Generation Constraint in GWh | FALSE | G | Annual | Net Emissions Allowance Position | GWh | 7181.3342 | 10215.2056 | 11311.0553 | 16327.3884 | 16762.5554 | 17806.985 | 18916.4175
RPS v5.12- SRGW (13) | 777 | 5777 | Generation Constraint in GWh | FALSE | G | Annual | Fuel Consumed | TBtu | 50.6913 | 77.1835 | 89.0971 | 137.2085 | 140.5885 | 151.7639 | 164.5811
RPS v5.12- SRGW (13) | 777 | 5777 | Generation Constraint in GWh | FALSE | G | Annual | Heat Rate | MMBtu/MWh | 7.0588 | 7.5557 | 7.877 | 8.4036 | 8.3871 | 8.5227 | 8.7004
RPS v5.12- SRGW (13) | 777 | 5777 | Generation Constraint in GWh | FALSE | G | Annual | Generation | TWh | 7.1813 | 10.2152 | 11.3111 | 16.3274 | 16.7626 | 17.807 | 18.9164
RPS v5.12- SRGW (13) | 777 | 5777 | Generation Constraint in GWh | FALSE | G | Annual | Qualifying Generation | TWh | 7.1813 | 10.2152 | 11.3111 | 16.3274 | 16.7626 | 17.807 | 18.9164
RPS v5.12- SRGW (13) | 777 | 5777 | Generation Constraint in GWh | FALSE | G | Annual | Rate | lb/MWh | 0 | 0 | 0 | 0 | 0 | 0 | 0
RPS v5.12- SRGW (13) | 777 | 5777 | Generation Constraint in GWh | FALSE | G | Annual | Constraint Shadow Price | US$/MWh | 214.6135 | 14.1907 | 24.6728 | 19.1196 | 9.1364 | 15.0012 | 16.4733
RPS v5.12- SRVC (16) | 778 | 5779 | Generation Constraint in GWh | FALSE | G | Annual | Seasons Included | Seasons | Winter, Summer | Winter, Summer | Winter, Summer | Winter, Summer | Winter, Summer | Winter, Summer | Winter, Summer
RPS v5.12- SRVC (16) | 778 | 5779 | Generation Constraint in GWh | FALSE | G | Annual | Standard | GWh | 10154.1567 | 13254.3062 | 16404.5875 | 18956.9035 | 20067.5117 | 22298.2011 | 24776.9284
RPS v5.12- SRVC (16) | 778 | 5779 | Generation Constraint in GWh | FALSE | G | Annual | Emissions at Affected Plants | GWh | 10154.1567 | 13254.3062 | 16404.5875 | 18956.9035 | 20067.5117 | 22298.2011 | 24776.9284
RPS v5.12- SRVC (16) | 778 | 5779 | Generation Constraint in GWh | FALSE | G | Annual | Allowances Purchased | GWh | 0 | 0 | 0 | 0 | 0 | 0 | 0
RPS v5.12- SRVC (16) | 778 | 5779 | Generation Constraint in GWh | FALSE | G | Annual | Allowances Sold | GWh | 0 | 0 | 0 | 0 | 0 | 0 | 0
RPS v5.12- SRVC (16) | 778 | 5779 | Generation Constraint in GWh | FALSE | G | Annual | Allowances Banked | GWh | 0 | 0 | 0 | 0 | 0 | 0 | 0
RPS v5.12- SRVC (16) | 778 | 5779 | Generation Constraint in GWh | FALSE | G | Annual | Allowances Withdrawn (1:1) | GWh | 0 | 0 | 0 | 0 | 0 | 0 | 0
RPS v5.12- SRVC (16) | 778 | 5779 | Generation Constraint in GWh | FALSE | G | Annual | Allowances Withdrawn (n:1) | GWh | 0 | 0 | 0 | 0 | 0 | 0 | 0
RPS v5.12- SRVC (16) | 778 | 5779 | Generation Constraint in GWh | FALSE | G | Annual | Net Emissions Allowance Position | GWh | 10154.1567 | 13254.3062 | 16404.5875 | 18956.9035 | 20067.5117 | 22298.2011 | 24776.9284
RPS v5.12- SRVC (16) | 778 | 5779 | Generation Constraint in GWh | FALSE | G | Annual | Fuel Consumed | TBtu | 129.4978 | 158.0739 | 191.9191 | 217.5184 | 225.999 | 256.563 | 288.5922
RPS v5.12- SRVC (16) | 778 | 5779 | Generation Constraint in GWh | FALSE | G | Annual | Heat Rate | MMBtu/MWh | 12.7532 | 11.9262 | 11.6991 | 11.4744 | 11.2619 | 11.506 | 11.6476
RPS v5.12- SRVC (16) | 778 | 5779 | Generation Constraint in GWh | FALSE | G | Annual | Generation | TWh | 10.1542 | 13.2543 | 16.4046 | 18.9569 | 20.0675 | 22.2982 | 24.7769
RPS v5.12- SRVC (16) | 778 | 5779 | Generation Constraint in GWh | FALSE | G | Annual | Qualifying Generation | TWh | 10.1542 | 13.2543 | 16.4046 | 18.9569 | 20.0675 | 22.2982 | 24.7769
RPS v5.12- SRVC (16) | 778 | 5779 | Generation Constraint in GWh | FALSE | G | Annual | Rate | lb/MWh | 0 | 0 | 0 | 0 | 0 | 0 | 0
RPS v5.12- SRVC (16) | 778 | 5779 | Generation Constraint in GWh | FALSE | G | Annual | Constraint Shadow Price | US$/MWh | 112.0134 | 9.0339 | 69.4185 | 103.655 | 12.4042 | 62.2708 | 55.5638
RPS v5.13- Solar AZNM (19) | 779 | 6010 | Generation Constraint in GWh | FALSE | G | Annual | Seasons Included | Seasons | Winter, Summer | Winter, Summer | Winter, Summer | Winter, Summer | Winter, Summer | Winter, Summer | Winter, Summer
RPS v5.13- Solar AZNM (19) | 779 | 6010 | Generation Constraint in GWh | FALSE | G | Annual | Standard | GWh | 608.1631 | 622.6252 | 783.1772 | 879.5628 | 940.8632 | 1070.8535 | 1218.0165
RPS v5.13- Solar AZNM (19) | 779 | 6010 | Generation Constraint in GWh | FALSE | G | Annual | Emissions at Affected Plants | GWh | 874.7342 | 874.7342 | 874.7342 | 879.5628 | 1070.8535 | 1070.8535 | 1218.0165
RPS v5.13- Solar AZNM (19) | 779 | 6010 | Generation Constraint in GWh | FALSE | G | Annual | Allowances Purchased | GWh | 0 | 0 | 0 | 0 | 0 | 0 | 0
RPS v5.13- Solar AZNM (19) | 779 | 6010 | Generation Constraint in GWh | FALSE | G | Annual | Allowances Sold | GWh | 0 | 0 | 0 | 0 | 0 | 0 | 0
RPS v5.13- Solar AZNM (19) | 779 | 6010 | Generation Constraint in GWh | FALSE | G | Annual | Allowances Banked | GWh | 0 | 0 | 0 | 0 | 0 | 0 | 0
RPS v5.13- Solar AZNM (19) | 779 | 6010 | Generation Constraint in GWh | FALSE | G | Annual | Allowances Withdrawn (1:1) | GWh | 0 | 0 | 0 | 0 | 0 | 0 | 0
RPS v5.13- Solar AZNM (19) | 779 | 6010 | Generation Constraint in GWh | FALSE | G | Annual | Allowances Withdrawn (n:1) | GWh | 0 | 0 | 0 | 0 | 0 | 0 | 0
RPS v5.13- Solar AZNM (19) | 779 | 6010 | Generation Constraint in GWh | FALSE | G | Annual | Net Emissions Allowance Position | GWh | 874.7342 | 874.7342 | 874.7342 | 879.5628 | 1070.8535 | 1070.8535 | 1218.0165
RPS v5.13- Solar AZNM (19) | 779 | 6010 | Generation Constraint in GWh | FALSE | G | Annual | Fuel Consumed | TBtu | 1.2464 | 1.2464 | 1.2464 | 1.2935 | 3.1598 | 3.1598 | 4.5955
RPS v5.13- Solar AZNM (19) | 779 | 6010 | Generation Constraint in GWh | FALSE | G | Annual | Heat Rate | MMBtu/MWh | 1.4249 | 1.4249 | 1.4249 | 1.4707 | 2.9507 | 2.9507 | 3.7729
RPS v5.13- Solar AZNM (19) | 779 | 6010 | Generation Constraint in GWh | FALSE | G | Annual | Generation | TWh | 0.87473 | 0.87473 | 0.87473 | 0.87956 | 1.0709 | 1.0709 | 1.218
RPS v5.13- Solar AZNM (19) | 779 | 6010 | Generation Constraint in GWh | FALSE | G | Annual | Qualifying Generation | TWh | 0.87473 | 0.87473 | 0.87473 | 0.87956 | 1.0709 | 1.0709 | 1.218
RPS v5.13- Solar AZNM (19) | 779 | 6010 | Generation Constraint in GWh | FALSE | G | Annual | Rate | lb/MWh | 0 | 0 | 0 | 0 | 0 | 0 | 0
RPS v5.13- Solar AZNM (19) | 779 | 6010 | Generation Constraint in GWh | FALSE | G | Annual | Constraint Shadow Price | US$/MWh | 0 | 0 | 0 | 12.9349 | 0 | 38.8613 | 37.0338
RPS v5.13- Solar MROW (4) | 780 | 6014 | Generation Constraint in GWh | FALSE | G | Annual | Seasons Included | Seasons | Winter, Summer | Winter, Summer | Winter, Summer | Winter, Summer | Winter, Summer | Winter, Summer | Winter, Summer
RPS v5.13- Solar MROW (4) | 780 | 6014 | Generation Constraint in GWh | FALSE | G | Annual | Standard | GWh | 14.8067 | 19.3748 | 1131.9238 | 1169.1098 | 1203.4401 | 1275.7359 | 1352.3644
RPS v5.13- Solar MROW (4) | 780 | 6014 | Generation Constraint in GWh | FALSE | G | Annual | Emissions at Affected Plants | GWh | 14.8067 | 186.2574 | 1131.9238 | 1169.1098 | 1203.4401 | 1275.7359 | 1352.3644
RPS v5.13- Solar MROW (4) | 780 | 6014 | Generation Constraint in GWh | FALSE | G | Annual | Allowances Purchased | GWh | 0 | 0 | 0 | 0 | 0 | 0 | 0
RPS v5.13- Solar MROW (4) | 780 | 6014 | Generation Constraint in GWh | FALSE | G | Annual | Allowances Sold | GWh | 0 | 0 | 0 | 0 | 0 | 0 | 0
RPS v5.13- Solar MROW (4) | 780 | 6014 | Generation Constraint in GWh | FALSE | G | Annual | Allowances Banked | GWh | 0 | 0 | 0 | 0 | 0 | 0 | 0
RPS v5.13- Solar MROW (4) | 780 | 6014 | Generation Constraint in GWh | FALSE | G | Annual | Allowances Withdrawn (1:1) | GWh | 0 | 0 | 0 | 0 | 0 | 0 | 0
RPS v5.13- Solar MROW (4) | 780 | 6014 | Generation Constraint in GWh | FALSE | G | Annual | Allowances Withdrawn (n:1) | GWh | 0 | 0 | 0 | 0 | 0 | 0 | 0
RPS v5.13- Solar MROW (4) | 780 | 6014 | Generation Constraint in GWh | FALSE | G | Annual | Net Emissions Allowance Position | GWh | 14.8067 | 186.2574 | 1131.9238 | 1169.1098 | 1203.4401 | 1275.7359 | 1352.3644
RPS v5.13- Solar MROW (4) | 780 | 6014 | Generation Constraint in GWh | FALSE | G | Annual | Fuel Consumed | TBtu | 0.14445 | 1.8171 | 11.043 | 11.4058 | 11.7408 | 12.4461 | 13.1937
RPS v5.13- Solar MROW (4) | 780 | 6014 | Generation Constraint in GWh | FALSE | G | Annual | Heat Rate | MMBtu/MWh | 9.756 | 9.756 | 9.756 | 9.756 | 9.756 | 9.756 | 9.756
RPS v5.13- Solar MROW (4) | 780 | 6014 | Generation Constraint in GWh | FALSE | G | Annual | Generation | TWh | 0.014807 | 0.18626 | 1.1319 | 1.1691 | 1.2034 | 1.2757 | 1.3524
RPS v5.13- Solar MROW (4) | 780 | 6014 | Generation Constraint in GWh | FALSE | G | Annual | Qualifying Generation | TWh | 0.014807 | 0.18626 | 1.1319 | 1.1691 | 1.2034 | 1.2757 | 1.3524
RPS v5.13- Solar MROW (4) | 780 | 6014 | Generation Constraint in GWh | FALSE | G | Annual | Rate | lb/MWh | 0 | 0 | 0 | 0 | 0 | 0 | 0
RPS v5.13- Solar MROW (4) | 780 | 6014 | Generation Constraint in GWh | FALSE | G | Annual | Constraint Shadow Price | US$/MWh | 277.1762 | 0 | 109.3987 | 140.8244 | 22.2285 | 113.0879 | 84.6081
RPS v5.13- Solar NEWE (5) | 781 | 6015 | Generation Constraint in GWh | FALSE | G | Annual | Seasons Included | Seasons | Winter, Summer | Winter, Summer | Winter, Summer | Winter, Summer | Winter, Summer | Winter, Summer | Winter, Summer
RPS v5.13- Solar NEWE (5) | 781 | 6015 | Generation Constraint in GWh | FALSE | G | Annual | Standard | GWh | 103.1107 | 104.4648 | 105.5173 | 105.5731 | 105.9745 | 107.4836 | 109.0118
RPS v5.13- Solar NEWE (5) | 781 | 6015 | Generation Constraint in GWh | FALSE | G | Annual | Emissions at Affected Plants | GWh | 58.0962 | 105.5173 | 105.5173 | 105.5731 | 105.9745 | 107.4836 | 109.0118
RPS v5.13- Solar NEWE (5) | 781 | 6015 | Generation Constraint in GWh | FALSE | G | Annual | Allowances Purchased | GWh | 45.0145 | 0 | 0 | 0 | 0 | 0 | 0
RPS v5.13- Solar NEWE (5) | 781 | 6015 | Generation Constraint in GWh | FALSE | G | Annual | Allowances Sold | GWh | 0 | 0 | 0 | 0 | 0 | 0 | 0
RPS v5.13- Solar NEWE (5) | 781 | 6015 | Generation Constraint in GWh | FALSE | G | Annual | Allowances Banked | GWh | 0 | 0 | 0 | 0 | 0 | 0 | 0
RPS v5.13- Solar NEWE (5) | 781 | 6015 | Generation Constraint in GWh | FALSE | G | Annual | Allowances Withdrawn (1:1) | GWh | 0 | 0 | 0 | 0 | 0 | 0 | 0
RPS v5.13- Solar NEWE (5) | 781 | 6015 | Generation Constraint in GWh | FALSE | G | Annual | Allowances Withdrawn (n:1) | GWh | 0 | 0 | 0 | 0 | 0 | 0 | 0
RPS v5.13- Solar NEWE (5) | 781 | 6015 | Generation Constraint in GWh | FALSE | G | Annual | Net Emissions Allowance Position | GWh | 103.1107 | 105.5173 | 105.5173 | 105.5731 | 105.9745 | 107.4836 | 109.0118
RPS v5.13- Solar NEWE (5) | 781 | 6015 | Generation Constraint in GWh | FALSE | G | Annual | Fuel Consumed | TBtu | 0 | 0.46264 | 0.46264 | 0.46318 | 0.4671 | 0.48182 | 0.49673
RPS v5.13- Solar NEWE (5) | 781 | 6015 | Generation Constraint in GWh | FALSE | G | Annual | Heat Rate | MMBtu/MWh | 0 | 4.3845 | 4.3845 | 4.3873 | 4.4077 | 4.4828 | 4.5567
RPS v5.13- Solar NEWE (5) | 781 | 6015 | Generation Constraint in GWh | FALSE | G | Annual | Generation | TWh | 0.058096 | 0.10552 | 0.10552 | 0.10557 | 0.10597 | 0.10748 | 0.10901
RPS v5.13- Solar NEWE (5) | 781 | 6015 | Generation Constraint in GWh | FALSE | G | Annual | Qualifying Generation | TWh | 0.058096 | 0.10552 | 0.10552 | 0.10557 | 0.10597 | 0.10748 | 0.10901
RPS v5.13- Solar NEWE (5) | 781 | 6015 | Generation Constraint in GWh | FALSE | G | Annual | Rate | lb/MWh | 0 | 0 | 0 | 0 | 0 | 0 | 0
RPS v5.13- Solar NEWE (5) | 781 | 6015 | Generation Constraint in GWh | FALSE | G | Annual | Constraint Shadow Price | US$/MWh | 160.0003 | 0 | 94.7708 | 134.7144 | 23.1774 | 109.7061 | 65.8441
RPS v5.13- Solar NWPP (21) | 782 | 6016 | Generation Constraint in GWh | FALSE | G | Annual | Seasons Included | Seasons | Winter, Summer | Winter, Summer | Winter, Summer | Winter, Summer | Winter, Summer | Winter, Summer | Winter, Summer
RPS v5.13- Solar NWPP (21) | 782 | 6016 | Generation Constraint in GWh | FALSE | G | Annual | Standard | GWh | 118.9609 | 121.1655 | 135.9707 | 161.1182 | 168.7336 | 183.7505 | 200.1048
RPS v5.13- Solar NWPP (21) | 782 | 6016 | Generation Constraint in GWh | FALSE | G | Annual | Emissions at Affected Plants | GWh | 174.1908 | 174.1908 | 174.1908 | 174.1908 | 183.7505 | 183.7505 | 200.1048
RPS v5.13- Solar NWPP (21) | 782 | 6016 | Generation Constraint in GWh | FALSE | G | Annual | Allowances Purchased | GWh | 0 | 0 | 0 | 0 | 0 | 0 | 0
RPS v5.13- Solar NWPP (21) | 782 | 6016 | Generation Constraint in GWh | FALSE | G | Annual | Allowances Sold | GWh | 0 | 0 | 0 | 0 | 0 | 0 | 0
RPS v5.13- Solar NWPP (21) | 782 | 6016 | Generation Constraint in GWh | FALSE | G | Annual | Allowances Banked | GWh | 0 | 0 | 0 | 0 | 0 | 0 | 0
RPS v5.13- Solar NWPP (21) | 782 | 6016 | Generation Constraint in GWh | FALSE | G | Annual | Allowances Withdrawn (1:1) | GWh | 0 | 0 | 0 | 0 | 0 | 0 | 0
RPS v5.13- Solar NWPP (21) | 782 | 6016 | Generation Constraint in GWh | FALSE | G | Annual | Allowances Withdrawn (n:1) | GWh | 0 | 0 | 0 | 0 | 0 | 0 | 0
RPS v5.13- Solar NWPP (21) | 782 | 6016 | Generation Constraint in GWh | FALSE | G | Annual | Net Emissions Allowance Position | GWh | 174.1908 | 174.1908 | 174.1908 | 174.1908 | 183.7505 | 183.7505 | 200.1048
RPS v5.13- Solar NWPP (21) | 782 | 6016 | Generation Constraint in GWh | FALSE | G | Annual | Fuel Consumed | TBtu | 1.6728 | 1.6728 | 1.6728 | 1.6728 | 1.7661 | 1.7661 | 1.9256
RPS v5.13- Solar NWPP (21) | 782 | 6016 | Generation Constraint in GWh | FALSE | G | Annual | Heat Rate | MMBtu/MWh | 9.6035 | 9.6035 | 9.6035 | 9.6035 | 9.6114 | 9.6114 | 9.6232
RPS v5.13- Solar NWPP (21) | 782 | 6016 | Generation Constraint in GWh | FALSE | G | Annual | Generation | TWh | 0.17419 | 0.17419 | 0.17419 | 0.17419 | 0.18375 | 0.18375 | 0.2001
RPS v5.13- Solar NWPP (21) | 782 | 6016 | Generation Constraint in GWh | FALSE | G | Annual | Qualifying Generation | TWh | 0.17419 | 0.17419 | 0.17419 | 0.17419 | 0.18375 | 0.18375 | 0.2001
RPS v5.13- Solar NWPP (21) | 782 | 6016 | Generation Constraint in GWh | FALSE | G | Annual | Rate | lb/MWh | 0 | 0 | 0 | 0 | 0 | 0 | 0
RPS v5.13- Solar NWPP (21) | 782 | 6016 | Generation Constraint in GWh | FALSE | G | Annual | Constraint Shadow Price | US$/MWh | 0 | 0 | 0 | 0 | 0 | 55.0554 | 41.284
RPS v5.13- Solar RFCE (9) | 783 | 6018 | Generation Constraint in GWh | FALSE | G | Annual | Seasons Included | Seasons | Winter, Summer | Winter, Summer | Winter, Summer | Winter, Summer | Winter, Summer | Winter, Summer | Winter, Summer
RPS v5.13- Solar RFCE (9) | 783 | 6018 | Generation Constraint in GWh | FALSE | G | Annual | Standard | GWh | 791.8664 | 1323.2977 | 1826.1069 | 1985.3685 | 2042.351 | 2135.606 | 2232.8592
RPS v5.13- Solar RFCE (9) | 783 | 6018 | Generation Constraint in GWh | FALSE | G | Annual | Emissions at Affected Plants | GWh | 202.4589 | 1323.2977 | 1323.2977 | 1323.2977 | 1323.2977 | 1323.2977 | 1323.2977
RPS v5.13- Solar RFCE (9) | 783 | 6018 | Generation Constraint in GWh | FALSE | G | Annual | Allowances Purchased | GWh | 589.4075 | 0 | 502.8093 | 662.0708 | 719.0533 | 812.3083 | 909.5615
RPS v5.13- Solar RFCE (9) | 783 | 6018 | Generation Constraint in GWh | FALSE | G | Annual | Allowances Sold | GWh | 0 | 0 | 0 | 0 | 0 | 0 | 0
RPS v5.13- Solar RFCE (9) | 783 | 6018 | Generation Constraint in GWh | FALSE | G | Annual | Allowances Banked | GWh | 0 | 0 | 0 | 0 | 0 | 0 | 0
RPS v5.13- Solar RFCE (9) | 783 | 6018 | Generation Constraint in GWh | FALSE | G | Annual | Allowances Withdrawn (1:1) | GWh | 0 | 0 | 0 | 0 | 0 | 0 | 0
RPS v5.13- Solar RFCE (9) | 783 | 6018 | Generation Constraint in GWh | FALSE | G | Annual | Allowances Withdrawn (n:1) | GWh | 0 | 0 | 0 | 0 | 0 | 0 | 0
RPS v5.13- Solar RFCE (9) | 783 | 6018 | Generation Constraint in GWh | FALSE | G | Annual | Net Emissions Allowance Position | GWh | 791.8664 | 1323.2977 | 1826.1069 | 1985.3685 | 2042.351 | 2135.606 | 2232.8592
RPS v5.13- Solar RFCE (9) | 783 | 6018 | Generation Constraint in GWh | FALSE | G | Annual | Fuel Consumed | TBtu | 0.77718 | 11.7121 | 11.7121 | 11.7121 | 11.7121 | 11.7121 | 11.7121
RPS v5.13- Solar RFCE (9) | 783 | 6018 | Generation Constraint in GWh | FALSE | G | Annual | Heat Rate | MMBtu/MWh | 3.8387 | 8.8507 | 8.8507 | 8.8507 | 8.8507 | 8.8507 | 8.8507
RPS v5.13- Solar RFCE (9) | 783 | 6018 | Generation Constraint in GWh | FALSE | G | Annual | Generation | TWh | 0.20246 | 1.3233 | 1.3233 | 1.3233 | 1.3233 | 1.3233 | 1.3233
RPS v5.13- Solar RFCE (9) | 783 | 6018 | Generation Constraint in GWh | FALSE | G | Annual | Qualifying Generation | TWh | 0.20246 | 1.3233 | 1.3233 | 1.3233 | 1.3233 | 1.3233 | 1.3233
RPS v5.13- Solar RFCE (9) | 783 | 6018 | Generation Constraint in GWh | FALSE | G | Annual | Rate | lb/MWh | 0 | 0 | 0 | 0 | 0 | 0 | 0
RPS v5.13- Solar RFCE (9) | 783 | 6018 | Generation Constraint in GWh | FALSE | G | Annual | Constraint Shadow Price | US$/MWh | 250.0006 | 41.052 | 150.0003 | 50.0002 | 50.0004 | 50.0002 | 50.0007
RPS v5.13- Solar RFCW (11) | 784 | 6020 | Generation Constraint in GWh | FALSE | G | Annual | Seasons Included | Seasons | Winter, Summer | Winter, Summer | Winter, Summer | Winter, Summer | Winter, Summer | Winter, Summer | Winter, Summer
RPS v5.13- Solar RFCW (11) | 784 | 6020 | Generation Constraint in GWh | FALSE | G | Annual | Standard | GWh | 941.0671 | 1309.4282 | 1678.1624 | 2342.5875 | 2469.4394 | 2560.2561 | 2654.3936
RPS v5.13- Solar RFCW (11) | 784 | 6020 | Generation Constraint in GWh | FALSE | G | Annual | Emissions at Affected Plants | GWh | 143.2654 | 143.2654 | 143.2654 | 143.2654 | 143.2654 | 143.2654 | 143.2654
RPS v5.13- Solar RFCW (11) | 784 | 6020 | Generation Constraint in GWh | FALSE | G | Annual | Allowances Purchased | GWh | 797.8017 | 1166.1628 | 1534.897 | 2199.3221 | 2326.1739 | 2416.9907 | 2511.1282
RPS v5.13- Solar RFCW (11) | 784 | 6020 | Generation Constraint in GWh | FALSE | G | Annual | Allowances Sold | GWh | 0 | 0 | 0 | 0 | 0 | 0 | 0
RPS v5.13- Solar RFCW (11) | 784 | 6020 | Generation Constraint in GWh | FALSE | G | Annual | Allowances Banked | GWh | 0 | 0 | 0 | 0 | 0 | 0 | 0
RPS v5.13- Solar RFCW (11) | 784 | 6020 | Generation Constraint in GWh | FALSE | G | Annual | Allowances Withdrawn (1:1) | GWh | 0 | 0 | 0 | 0 | 0 | 0 | 0
RPS v5.13- Solar RFCW (11) | 784 | 6020 | Generation Constraint in GWh | FALSE | G | Annual | Allowances Withdrawn (n:1) | GWh | 0 | 0 | 0 | 0 | 0 | 0 | 0
RPS v5.13- Solar RFCW (11) | 784 | 6020 | Generation Constraint in GWh | FALSE | G | Annual | Net Emissions Allowance Position | GWh | 941.0671 | 1309.4282 | 1678.1624 | 2342.5875 | 2469.4394 | 2560.2561 | 2654.3936
RPS v5.13- Solar RFCW (11) | 784 | 6020 | Generation Constraint in GWh | FALSE | G | Annual | Fuel Consumed | TBtu | 0.020119 | 0.020119 | 0.020119 | 0.020119 | 0.020119 | 0.020119 | 0.020119
RPS v5.13- Solar RFCW (11) | 784 | 6020 | Generation Constraint in GWh | FALSE | G | Annual | Heat Rate | MMBtu/MWh | 0.14043 | 0.14043 | 0.14043 | 0.14043 | 0.14043 | 0.14043 | 0.14043
RPS v5.13- Solar RFCW (11) | 784 | 6020 | Generation Constraint in GWh | FALSE | G | Annual | Generation | TWh | 0.14327 | 0.14327 | 0.14327 | 0.14327 | 0.14327 | 0.14327 | 0.14327
RPS v5.13- Solar RFCW (11) | 784 | 6020 | Generation Constraint in GWh | FALSE | G | Annual | Qualifying Generation | TWh | 0.14327 | 0.14327 | 0.14327 | 0.14327 | 0.14327 | 0.14327 | 0.14327
RPS v5.13- Solar RFCW (11) | 784 | 6020 | Generation Constraint in GWh | FALSE | G | Annual | Rate | lb/MWh | 0 | 0 | 0 | 0 | 0 | 0 | 0
RPS v5.13- Solar RFCW (11) | 784 | 6020 | Generation Constraint in GWh | FALSE | G | Annual | Constraint Shadow Price | US$/MWh | 250.0006 | 150.0006 | 150.0003 | 50.0002 | 50.0004 | 50.0002 | 50.0007
RPS v5.13- Solar SPNO (17) | 785 | 6022 | Generation Constraint in GWh | FALSE | G | Annual | Seasons Included | Seasons | Winter, Summer | Winter, Summer | Winter, Summer | Winter, Summer | Winter, Summer | Winter, Summer | Winter, Summer
RPS v5.13- Solar SPNO (17) | 785 | 6022 | Generation Constraint in GWh | FALSE | G | Annual | Standard | GWh | 16.1594 | 32.39 | 32.4249 | 50.1389 | 51.8845 | 55.8734 | 60.1686
RPS v5.13- Solar SPNO (17) | 785 | 6022 | Generation Constraint in GWh | FALSE | G | Annual | Emissions at Affected Plants | GWh | 16.1594 | 32.39 | 32.4249 | 50.1389 | 51.8845 | 55.8734 | 60.1686
RPS v5.13- Solar SPNO (17) | 785 | 6022 | Generation Constraint in GWh | FALSE | G | Annual | Allowances Purchased | GWh | 0 | 0 | 0 | 0 | 0 | 0 | 0
RPS v5.13- Solar SPNO (17) | 785 | 6022 | Generation Constraint in GWh | FALSE | G | Annual | Allowances Sold | GWh | 0 | 0 | 0 | 0 | 0 | 0 | 0
RPS v5.13- Solar SPNO (17) | 785 | 6022 | Generation Constraint in GWh | FALSE | G | Annual | Allowances Banked | GWh | 0 | 0 | 0 | 0 | 0 | 0 | 0
RPS v5.13- Solar SPNO (17) | 785 | 6022 | Generation Constraint in GWh | FALSE | G | Annual | Allowances Withdrawn (1:1) | GWh | 0 | 0 | 0 | 0 | 0 | 0 | 0
RPS v5.13- Solar SPNO (17) | 785 | 6022 | Generation Constraint in GWh | FALSE | G | Annual | Allowances Withdrawn (n:1) | GWh | 0 | 0 | 0 | 0 | 0 | 0 | 0
RPS v5.13- Solar SPNO (17) | 785 | 6022 | Generation Constraint in GWh | FALSE | G | Annual | Net Emissions Allowance Position | GWh | 16.1594 | 32.39 | 32.4249 | 50.1389 | 51.8845 | 55.8734 | 60.1686
RPS v5.13- Solar SPNO (17) | 785 | 6022 | Generation Constraint in GWh | FALSE | G | Annual | Fuel Consumed | TBtu | 0.15605 | 0.3144 | 0.31474 | 0.48756 | 0.50459 | 0.5435 | 0.58541
RPS v5.13- Solar SPNO (17) | 785 | 6022 | Generation Constraint in GWh | FALSE | G | Annual | Heat Rate | MMBtu/MWh | 9.6571 | 9.7067 | 9.7067 | 9.7241 | 9.7252 | 9.7274 | 9.7294
RPS v5.13- Solar SPNO (17) | 785 | 6022 | Generation Constraint in GWh | FALSE | G | Annual | Generation | TWh | 0.016159 | 0.03239 | 0.032425 | 0.050139 | 0.051885 | 0.055873 | 0.060169
RPS v5.13- Solar SPNO (17) | 785 | 6022 | Generation Constraint in GWh | FALSE | G | Annual | Qualifying Generation | TWh | 0.016159 | 0.03239 | 0.032425 | 0.050139 | 0.051885 | 0.055873 | 0.060169
RPS v5.13- Solar SPNO (17) | 785 | 6022 | Generation Constraint in GWh | FALSE | G | Annual | Rate | lb/MWh | 0 | 0 | 0 | 0 | 0 | 0 | 0
RPS v5.13- Solar SPNO (17) | 785 | 6022 | Generation Constraint in GWh | FALSE | G | Annual | Constraint Shadow Price | US$/MWh | 294.9257 | 12.0415 | 124.54 | 154.8894 | 40.5721 | 132.3948 | 99.0751
RPS v5.13- Solar SPSO (18) | 786 | 6023 | Generation Constraint in GWh | FALSE | G | Annual | Seasons Included | Seasons | Winter, Summer | Winter, Summer | Winter, Summer | Winter, Summer | Winter, Summer | Winter, Summer | Winter, Summer
RPS v5.13- Solar SPSO (18) | 786 | 6023 | Generation Constraint in GWh | FALSE | G | Annual | Standard | GWh | 141.831 | 148.1094 | 199.2938 | 210.984 | 218.9632 | 238.6523 | 260.114
RPS v5.13- Solar SPSO (18) | 786 | 6023 | Generation Constraint in GWh | FALSE | G | Annual | Emissions at Affected Plants | GWh | 141.831 | 148.1094 | 199.2938 | 210.984 | 238.6523 | 238.6523 | 260.114
RPS v5.13- Solar SPSO (18) | 786 | 6023 | Generation Constraint in GWh | FALSE | G | Annual | Allowances Purchased | GWh | 0 | 0 | 0 | 0 | 0 | 0 | 0
RPS v5.13- Solar SPSO (18) | 786 | 6023 | Generation Constraint in GWh | FALSE | G | Annual | Allowances Sold | GWh | 0 | 0 | 0 | 0 | 0 | 0 | 0
RPS v5.13- Solar SPSO (18) | 786 | 6023 | Generation Constraint in GWh | FALSE | G | Annual | Allowances Banked | GWh | 0 | 0 | 0 | 0 | 0 | 0 | 0
RPS v5.13- Solar SPSO (18) | 786 | 6023 | Generation Constraint in GWh | FALSE | G | Annual | Allowances Withdrawn (1:1) | GWh | 0 | 0 | 0 | 0 | 0 | 0 | 0
RPS v5.13- Solar SPSO (18) | 786 | 6023 | Generation Constraint in GWh | FALSE | G | Annual | Allowances Withdrawn (n:1) | GWh | 0 | 0 | 0 | 0 | 0 | 0 | 0
RPS v5.13- Solar SPSO (18) | 786 | 6023 | Generation Constraint in GWh | FALSE | G | Annual | Net Emissions Allowance Position | GWh | 141.831 | 148.1094 | 199.2938 | 210.984 | 238.6523 | 238.6523 | 260.114
RPS v5.13- Solar SPSO (18) | 786 | 6023 | Generation Constraint in GWh | FALSE | G | Annual | Fuel Consumed | TBtu | 0.36763 | 0.42888 | 0.92823 | 1.0423 | 1.3122 | 1.3122 | 1.5216
RPS v5.13- Solar SPSO (18) | 786 | 6023 | Generation Constraint in GWh | FALSE | G | Annual | Heat Rate | MMBtu/MWh | 2.592 | 2.8957 | 4.6576 | 4.9401 | 5.4984 | 5.4984 | 5.8497
RPS v5.13- Solar SPSO (18) | 786 | 6023 | Generation Constraint in GWh | FALSE | G | Annual | Generation | TWh | 0.14183 | 0.14811 | 0.19929 | 0.21098 | 0.23865 | 0.23865 | 0.26011
RPS v5.13- Solar SPSO (18) | 786 | 6023 | Generation Constraint in GWh | FALSE | G | Annual | Qualifying Generation | TWh | 0.14183 | 0.14811 | 0.19929 | 0.21098 | 0.23865 | 0.23865 | 0.26011
RPS v5.13- Solar SPSO (18) | 786 | 6023 | Generation Constraint in GWh | FALSE | G | Annual | Rate | lb/MWh | 0 | 0 | 0 | 0 | 0 | 0 | 0
RPS v5.13- Solar SPSO (18) | 786 | 6023 | Generation Constraint in GWh | FALSE | G | Annual | Constraint Shadow Price | US$/MWh | 258.1311 | 6.1382 | 44.7439 | 46.262 | 0 | 69.6873 | 47.0822
RPS v5.13- Solar SRCE (15) | 787 | 6024 | Generation Constraint in GWh | FALSE | G | Annual | Seasons Included | Seasons | Winter, Summer | Winter, Summer | Winter, Summer | Winter, Summer | Winter, Summer | Winter, Summer | Winter, Summer
RPS v5.13- Solar SRCE (15) | 787 | 6024 | Generation Constraint in GWh | FALSE | G | Annual | Standard | GWh | 1.3549 | 1.9672 | 1.9987 | 2.0751 | 2.1539 | 2.3054 | 2.4676
RPS v5.13- Solar SRCE (15) | 787 | 6024 | Generation Constraint in GWh | FALSE | G | Annual | Emissions at Affected Plants | GWh | 14.4329 | 14.4329 | 14.4329 | 14.4329 | 14.4329 | 14.4329 | 14.4329
RPS v5.13- Solar SRCE (15) | 787 | 6024 | Generation Constraint in GWh | FALSE | G | Annual | Allowances Purchased | GWh | 0 | 0 | 0 | 0 | 0 | 0 | 0
RPS v5.13- Solar SRCE (15) | 787 | 6024 | Generation Constraint in GWh | FALSE | G | Annual | Allowances Sold | GWh | 0 | 0 | 0 | 0 | 0 | 0 | 0
RPS v5.13- Solar SRCE (15) | 787 | 6024 | Generation Constraint in GWh | FALSE | G | Annual | Allowances Banked | GWh | 0 | 0 | 0 | 0 | 0 | 0 | 0
RPS v5.13- Solar SRCE (15) | 787 | 6024 | Generation Constraint in GWh | FALSE | G | Annual | Allowances Withdrawn (1:1) | GWh | 0 | 0 | 0 | 0 | 0 | 0 | 0
RPS v5.13- Solar SRCE (15) | 787 | 6024 | Generation Constraint in GWh | FALSE | G | Annual | Allowances Withdrawn (n:1) | GWh | 0 | 0 | 0 | 0 | 0 | 0 | 0
RPS v5.13- Solar SRCE (15) | 787 | 6024 | Generation Constraint in GWh | FALSE | G | Annual | Net Emissions Allowance Position | GWh | 14.4329 | 14.4329 | 14.4329 | 14.4329 | 14.4329 | 14.4329 | 14.4329
RPS v5.13- Solar SRCE (15) | 787 | 6024 | Generation Constraint in GWh | FALSE | G | Annual | Fuel Consumed | TBtu | 0 | 0 | 0 | 0 | 0 | 0 | 0
RPS v5.13- Solar SRCE (15) | 787 | 6024 | Generation Constraint in GWh | FALSE | G | Annual | Heat Rate | MMBtu/MWh | 0 | 0 | 0 | 0 | 0 | 0 | 0
RPS v5.13- Solar SRCE (15) | 787 | 6024 | Generation Constraint in GWh | FALSE | G | Annual | Generation | TWh | 0.014433 | 0.014433 | 0.014433 | 0.014433 | 0.014433 | 0.014433 | 0.014433
RPS v5.13- Solar SRCE (15) | 787 | 6024 | Generation Constraint in GWh | FALSE | G | Annual | Qualifying Generation | TWh | 0.014433 | 0.014433 | 0.014433 | 0.014433 | 0.014433 | 0.014433 | 0.014433
RPS v5.13- Solar SRCE (15) | 787 | 6024 | Generation Constraint in GWh | FALSE | G | Annual | Rate | lb/MWh | 0 | 0 | 0 | 0 | 0 | 0 | 0
RPS v5.13- Solar SRCE (15) | 787 | 6024 | Generation Constraint in GWh | FALSE | G | Annual | Constraint Shadow Price | US$/MWh | 0 | 0 | 0 | 0 | 0 | 0 | 0
RPS v5.13- Solar SRGW (13) | 789 | 6026 | Generation Constraint in GWh | FALSE | G | Annual | Seasons Included | Seasons | Winter, Summer | Winter, Summer | Winter, Summer | Winter, Summer | Winter, Summer | Winter, Summer | Winter, Summer
RPS v5.13- Solar SRGW (13) | 789 | 6026 | Generation Constraint in GWh | FALSE | G | Annual | Standard | GWh | 281.1517 | 393.6611 | 467.2693 | 704.9706 | 762.1838 | 809.6734 | 860.1186
RPS v5.13- Solar SRGW (13) | 789 | 6026 | Generation Constraint in GWh | FALSE | G | Annual | Emissions at Affected Plants | GWh | 281.1517 | 467.2682 | 467.2693 | 704.9706 | 762.1838 | 809.6734 | 860.1186
RPS v5.13- Solar SRGW (13) | 789 | 6026 | Generation Constraint in GWh | FALSE | G | Annual | Allowances Purchased | GWh | 0 | 0 | 0 | 0 | 0 | 0 | 0
RPS v5.13- Solar SRGW (13) | 789 | 6026 | Generation Constraint in GWh | FALSE | G | Annual | Allowances Sold | GWh | 0 | 0 | 0 | 0 | 0 | 0 | 0
RPS v5.13- Solar SRGW (13) | 789 | 6026 | Generation Constraint in GWh | FALSE | G | Annual | Allowances Banked | GWh | 0 | 0 | 0 | 0 | 0 | 0 | 0
RPS v5.13- Solar SRGW (13) | 789 | 6026 | Generation Constraint in GWh | FALSE | G | Annual | Allowances Withdrawn (1:1) | GWh | 0 | 0 | 0 | 0 | 0 | 0 | 0
RPS v5.13- Solar SRGW (13) | 789 | 6026 | Generation Constraint in GWh | FALSE | G | Annual | Allowances Withdrawn (n:1) | GWh | 0 | 0 | 0 | 0 | 0 | 0 | 0
RPS v5.13- Solar SRGW (13) | 789 | 6026 | Generation Constraint in GWh | FALSE | G | Annual | Net Emissions Allowance Position | GWh | 281.1517 | 467.2682 | 467.2693 | 704.9706 | 762.1838 | 809.6734 | 860.1186
RPS v5.13- Solar SRGW (13) | 789 | 6026 | Generation Constraint in GWh | FALSE | G | Annual | Fuel Consumed | TBtu | 2.7429 | 4.5586 | 4.5586 | 6.8776 | 7.4358 | 7.8991 | 8.3913
RPS v5.13- Solar SRGW (13) | 789 | 6026 | Generation Constraint in GWh | FALSE | G | Annual | Heat Rate | MMBtu/MWh | 9.7558 | 9.7559 | 9.7559 | 9.7559 | 9.7559 | 9.7559 | 9.7559
RPS v5.13- Solar SRGW (13) | 789 | 6026 | Generation Constraint in GWh | FALSE | G | Annual | Generation | TWh | 0.28115 | 0.46727 | 0.46727 | 0.70497 | 0.76218 | 0.80967 | 0.86012
RPS v5.13- Solar SRGW (13) | 789 | 6026 | Generation Constraint in GWh | FALSE | G | Annual | Qualifying Generation | TWh | 0.28115 | 0.46727 | 0.46727 | 0.70497 | 0.76218 | 0.80967 | 0.86012
RPS v5.13- Solar SRGW (13) | 789 | 6026 | Generation Constraint in GWh | FALSE | G | Annual | Rate | lb/MWh | 0 | 0 | 0 | 0 | 0 | 0 | 0
RPS v5.13- Solar SRGW (13) | 789 | 6026 | Generation Constraint in GWh | FALSE | G | Annual | Constraint Shadow Price | US$/MWh | 79.0495 | 0 | 100.7854 | 136.302 | 25.8712 | 113.3862 | 81.3406
RPS v5.13- Solar SRVC (16) | 790 | 6027 | Generation Constraint in GWh | FALSE | G | Annual | Seasons Included | Seasons | Winter, Summer | Winter, Summer | Winter, Summer | Winter, Summer | Winter, Summer | Winter, Summer | Winter, Summer
RPS v5.13- Solar SRVC (16) | 790 | 6027 | Generation Constraint in GWh | FALSE | G | Annual | Standard | GWh | 196.8344 | 284.0208 | 286.6821 | 303.3105 | 321.0802 | 356.7712 | 396.4309
RPS v5.13- Solar SRVC (16) | 790 | 6027 | Generation Constraint in GWh | FALSE | G | Annual | Emissions at Affected Plants | GWh | 196.8344 | 2830.4009 | 2830.4009 | 5094.0999 | 7093.009 | 7093.009 | 7143.7285
RPS v5.13- Solar SRVC (16) | 790 | 6027 | Generation Constraint in GWh | FALSE | G | Annual | Allowances Purchased | GWh | 0 | 0 | 0 | 0 | 0 | 0 | 0
RPS v5.13- Solar SRVC (16) | 790 | 6027 | Generation Constraint in GWh | FALSE | G | Annual | Allowances Sold | GWh | 0 | 0 | 0 | 0 | 0 | 0 | 0
RPS v5.13- Solar SRVC (16) | 790 | 6027 | Generation Constraint in GWh | FALSE | G | Annual | Allowances Banked | GWh | 0 | 0 | 0 | 0 | 0 | 0 | 0
RPS v5.13- Solar SRVC (16) | 790 | 6027 | Generation Constraint in GWh | FALSE | G | Annual | Allowances Withdrawn (1:1) | GWh | 0 | 0 | 0 | 0 | 0 | 0 | 0
RPS v5.13- Solar SRVC (16) | 790 | 6027 | Generation Constraint in GWh | FALSE | G | Annual | Allowances Withdrawn (n:1) | GWh | 0 | 0 | 0 | 0 | 0 | 0 | 0
RPS v5.13- Solar SRVC (16) | 790 | 6027 | Generation Constraint in GWh | FALSE | G | Annual | Net Emissions Allowance Position | GWh | 196.8344 | 2830.4009 | 2830.4009 | 5094.0999 | 7093.009 | 7093.009 | 7143.7285
RPS v5.13- Solar SRVC (16) | 790 | 6027 | Generation Constraint in GWh | FALSE | G | Annual | Fuel Consumed | TBtu | 0.57037 | 26.2634 | 26.2634 | 48.3481 | 67.8494 | 67.8494 | 68.3443
RPS v5.13- Solar SRVC (16) | 790 | 6027 | Generation Constraint in GWh | FALSE | G | Annual | Heat Rate | MMBtu/MWh | 2.8977 | 9.2791 | 9.2791 | 9.491 | 9.5657 | 9.5657 | 9.567
RPS v5.13- Solar SRVC (16) | 790 | 6027 | Generation Constraint in GWh | FALSE | G | Annual | Generation | TWh | 0.19683 | 2.8304 | 2.8304 | 5.0941 | 7.093 | 7.093 | 7.1437
RPS v5.13- Solar SRVC (16) | 790 | 6027 | Generation Constraint in GWh | FALSE | G | Annual | Qualifying Generation | TWh | 0.19683 | 2.8304 | 2.8304 | 5.0941 | 7.093 | 7.093 | 7.1437
RPS v5.13- Solar SRVC (16) | 790 | 6027 | Generation Constraint in GWh | FALSE | G | Annual | Rate | lb/MWh | 0 | 0 | 0 | 0 | 0 | 0 | 0
RPS v5.13- Solar SRVC (16) | 790 | 6027 | Generation Constraint in GWh | FALSE | G | Annual | Constraint Shadow Price | US$/MWh | 133.2207 | 0 | 0 | 0 | 0 | 0 | 0
S A Carlson MER Rate Limit v3.1 | 791 | 2043 | Rate Constraint in lbs/MMBtu | FALSE | L | Annual | Seasons Included | Seasons | Winter, Summer | Winter, Summer | Winter, Summer | Winter, Summer | Winter, Summer | Winter, Summer | Winter, Summer
S A Carlson MER Rate Limit v3.1 | 791 | 2043 | Rate Constraint in lbs/MMBtu | FALSE | L | Annual | Standard | lb/MMBtu | 6e-07 | 6e-07 | 6e-07 | 6e-07 | 6e-07 | 6e-07 | 6e-07
S A Carlson MER Rate Limit v3.1 | 791 | 2043 | Rate Constraint in lbs/MMBtu | FALSE | L | Annual | Emissions at Affected Plants MER | lbs | 0 | 0 | 0 | 0 | 0 | 0 | 0
S A Carlson MER Rate Limit v3.1 | 791 | 2043 | Rate Constraint in lbs/MMBtu | FALSE | L | Annual | Allowances Purchased MER | lbs | 0 | 0 | 0 | 0 | 0 | 0 | 0
S A Carlson MER Rate Limit v3.1 | 791 | 2043 | Rate Constraint in lbs/MMBtu | FALSE | L | Annual | Allowances Sold MER | lbs | 0 | 0 | 0 | 0 | 0 | 0 | 0
S A Carlson MER Rate Limit v3.1 | 791 | 2043 | Rate Constraint in lbs/MMBtu | FALSE | L | Annual | Allowances Banked | lbs | 0 | 0 | 0 | 0 | 0 | 0 | 0
S A Carlson MER Rate Limit v3.1 | 791 | 2043 | Rate Constraint in lbs/MMBtu | FALSE | L | Annual | Allowances Withdrawn (1:1) | lbs | 0 | 0 | 0 | 0 | 0 | 0 | 0
S A Carlson MER Rate Limit v3.1 | 791 | 2043 | Rate Constraint in lbs/MMBtu | FALSE | L | Annual | Allowances Withdrawn (n:1) | lbs | 0 | 0 | 0 | 0 | 0 | 0 | 0
S A Carlson MER Rate Limit v3.1 | 791 | 2043 | Rate Constraint in lbs/MMBtu | FALSE | L | Annual | Net Emissions Allowance Position | lbs | 0 | 0 | 0 | 0 | 0 | 0 | 0
S A Carlson MER Rate Limit v3.1 | 791 | 2043 | Rate Constraint in lbs/MMBtu | FALSE | L | Annual | Fuel Consumed | TBtu | 0 | 0 | 0 | 0 | 0 | 0 | 0
S A Carlson MER Rate Limit v3.1 | 791 | 2043 | Rate Constraint in lbs/MMBtu | FALSE | L | Annual | Rate | lb/MMBtu | 0 | 0 | 0 | 0 | 0 | 0 | 0
S A Carlson MER Rate Limit v3.1 | 791 | 2043 | Rate Constraint in lbs/MMBtu | FALSE | L | Annual | Generation | TWh | 0 | 0 | 0 | 0 | 0 | 0 | 0
S A Carlson MER Rate Limit v3.1 | 791 | 2043 | Rate Constraint in lbs/MMBtu | FALSE | L | Annual | Qualifying Generation | TWh | 0 | 0 | 0 | 0 | 0 | 0 | 0
S A Carlson MER Rate Limit v3.1 | 791 | 2043 | Rate Constraint in lbs/MMBtu | FALSE | L | Annual | Rate | lb/MWh | 0 | 0 | 0 | 0 | 0 | 0 | 0
S A Carlson MER Rate Limit v3.1 | 791 | 2043 | Rate Constraint in lbs/MMBtu | FALSE | L | Annual | Constraint Shadow Price | US$/Lb | 3819767.1551 | 3527743.1889 | 4398693.3353 | 3712996.4066 | 4934669.639 | 5131100.4636 | 5169278.2693
State Niagara Mohawk Power - NOX Cap Annual v3.1 | 792 | 1890 | Rate Constraint in MTons | FALSE | L | Annual | Seasons Included | Seasons | Winter, Summer | Winter, Summer | Winter, Summer | Winter, Summer | Winter, Summer | Winter, Summer | Winter, Summer
State Niagara Mohawk Power - NOX Cap Annual v3.1 | 792 | 1890 | Rate Constraint in MTons | FALSE | L | Annual | Standard | MTons | 3.241 | 3.241 | 3.241 | 3.241 | 3.241 | 3.241 | 3.241
State Niagara Mohawk Power - NOX Cap Annual v3.1 | 792 | 1890 | Rate Constraint in MTons | FALSE | L | Annual | Standard NOX | MTons | 3.241 | 3.241 | 3.241 | 3.241 | 3.241 | 3.241 | 3.241
State Niagara Mohawk Power - NOX Cap Annual v3.1 | 792 | 1890 | Rate Constraint in MTons | FALSE | L | Annual | Emissions at Affected Plants NOX | MTons | 0 | 0 | 0 | 0 | 0 | 0 | 0
State Niagara Mohawk Power - NOX Cap Annual v3.1 | 792 | 1890 | Rate Constraint in MTons | FALSE | L | Annual | Allowances Purchased NOX | MTons | 0 | 0 | 0 | 0 | 0 | 0 | 0
State Niagara Mohawk Power - NOX Cap Annual v3.1 | 792 | 1890 | Rate Constraint in MTons | FALSE | L | Annual | Allowances Sold NOX | MTons | 0 | 0 | 0 | 0 | 0 | 0 | 0
State Niagara Mohawk Power - NOX Cap Annual v3.1 | 792 | 1890 | Rate Constraint in MTons | FALSE | L | Annual | Allowances Banked | MTons | 0 | 0 | 0 | 0 | 0 | 0 | 0
State Niagara Mohawk Power - NOX Cap Annual v3.1 | 792 | 1890 | Rate Constraint in MTons | FALSE | L | Annual | Allowances Withdrawn (1:1) | MTons | 0 | 0 | 0 | 0 | 0 | 0 | 0
State Niagara Mohawk Power - NOX Cap Annual v3.1 | 792 | 1890 | Rate Constraint in MTons | FALSE | L | Annual | Allowances Withdrawn (n:1) | MTons | 0 | 0 | 0 | 0 | 0 | 0 | 0
State Niagara Mohawk Power - NOX Cap Annual v3.1 | 792 | 1890 | Rate Constraint in MTons | FALSE | L | Annual | Net Emissions Allowance Position | MTons | 0 | 0 | 0 | 0 | 0 | 0 | 0
State Niagara Mohawk Power - NOX Cap Annual v3.1 | 792 | 1890 | Rate Constraint in MTons | FALSE | L | Annual | Fuel Consumed | TBtu | 0 | 0 | 0 | 0 | 0 | 0 | 0
State Niagara Mohawk Power - NOX Cap Annual v3.1 | 792 | 1890 | Rate Constraint in MTons | FALSE | L | Annual | Rate | lb/MMBtu | 0 | 0 | 0 | 0 | 0 | 0 | 0
State Niagara Mohawk Power - NOX Cap Annual v3.1 | 792 | 1890 | Rate Constraint in MTons | FALSE | L | Annual | Generation | TWh | 0 | 0 | 0 | 0 | 0 | 0 | 0
State Niagara Mohawk Power - NOX Cap Annual v3.1 | 792 | 1890 | Rate Constraint in MTons | FALSE | L | Annual | Qualifying Generation | TWh | 0 | 0 | 0 | 0 | 0 | 0 | 0
State Niagara Mohawk Power - NOX Cap Annual v3.1 | 792 | 1890 | Rate Constraint in MTons | FALSE | L | Annual | Rate | lb/MWh | 0 | 0 | 0 | 0 | 0 | 0 | 0
State Niagara Mohawk Power - NOX Cap Annual v3.1 | 792 | 1890 | Rate Constraint in MTons | FALSE | L | Annual | Constraint Shadow Price | US$/Ton | 0 | 0 | 0 | 0 | 0 | 0 | 0
State Niagara Mohawk Power - SO2 Cap Annual v3.1 | 793 | 1891 | Rate Constraint in MTons | FALSE | L | Annual | Seasons Included | Seasons | Winter, Summer | Winter, Summer | Winter, Summer | Winter, Summer | Winter, Summer | Winter, Summer | Winter, Summer
State Niagara Mohawk Power - SO2 Cap Annual v3.1 | 793 | 1891 | Rate Constraint in MTons | FALSE | L | Annual | Standard | MTons | 14.169 | 14.169 | 14.169 | 14.169 | 14.169 | 14.169 | 14.169
State Niagara Mohawk Power - SO2 Cap Annual v3.1 | 793 | 1891 | Rate Constraint in MTons | FALSE | L | Annual | Standard SO2 | MTons | 14.169 | 14.169 | 14.169 | 14.169 | 14.169 | 14.169 | 14.169
State Niagara Mohawk Power - SO2 Cap Annual v3.1 | 793 | 1891 | Rate Constraint in MTons | FALSE | L | Annual | Emissions at Affected Plants SO2 | MTons | 0 | 0 | 0 | 0 | 0 | 0 | 0
State Niagara Mohawk Power - SO2 Cap Annual v3.1 | 793 | 1891 | Rate Constraint in MTons | FALSE | L | Annual | Allowances Purchased SO2 | MTons | 0 | 0 | 0 | 0 | 0 | 0 | 0
State Niagara Mohawk Power - SO2 Cap Annual v3.1 | 793 | 1891 | Rate Constraint in MTons | FALSE | L | Annual | Allowances Sold SO2 | MTons | 0 | 0 | 0 | 0 | 0 | 0 | 0
State Niagara Mohawk Power - SO2 Cap Annual v3.1 | 793 | 1891 | Rate Constraint in MTons | FALSE | L | Annual | Allowances Banked | MTons | 0 | 0 | 0 | 0 | 0 | 0 | 0
State Niagara Mohawk Power - SO2 Cap Annual v3.1 | 793 | 1891 | Rate Constraint in MTons | FALSE | L | Annual | Allowances Withdrawn (1:1) | MTons | 0 | 0 | 0 | 0 | 0 | 0 | 0
State Niagara Mohawk Power - SO2 Cap Annual v3.1 | 793 | 1891 | Rate Constraint in MTons | FALSE | L | Annual | Allowances Withdrawn (n:1) | MTons | 0 | 0 | 0 | 0 | 0 | 0 | 0
State Niagara Mohawk Power - SO2 Cap Annual v3.1 | 793 | 1891 | Rate Constraint in MTons | FALSE | L | Annual | Net Emissions Allowance Position | MTons | 0 | 0 | 0 | 0 | 0 | 0 | 0
State Niagara Mohawk Power - SO2 Cap Annual v3.1 | 793 | 1891 | Rate Constraint in MTons | FALSE | L | Annual | Fuel Consumed | TBtu | 0 | 0 | 0 | 0 | 0 | 0 | 0
State Niagara Mohawk Power - SO2 Cap Annual v3.1 | 793 | 1891 | Rate Constraint in MTons | FALSE | L | Annual | Rate | lb/MMBtu | 0 | 0 | 0 | 0 | 0 | 0 | 0
State Niagara Mohawk Power - SO2 Cap Annual v3.1 | 793 | 1891 | Rate Constraint in MTons | FALSE | L | Annual | Generation | TWh | 0 | 0 | 0 | 0 | 0 | 0 | 0
State Niagara Mohawk Power - SO2 Cap Annual v3.1 | 793 | 1891 | Rate Constraint in MTons | FALSE | L | Annual | Qualifying Generation | TWh | 0 | 0 | 0 | 0 | 0 | 0 | 0
State Niagara Mohawk Power - SO2 Cap Annual v3.1 | 793 | 1891 | Rate Constraint in MTons | FALSE | L | Annual | Rate | lb/MWh | 0 | 0 | 0 | 0 | 0 | 0 | 0
State Niagara Mohawk Power - SO2 Cap Annual v3.1 | 793 | 1891 | Rate Constraint in MTons | FALSE | L | Annual | Constraint Shadow Price | US$/Ton | 0 | 0 | 0 | 0 | 0 | 0 | 0
Texas East - NOX Cap Annual v3.1 | 799 | 1901 | Rate Constraint in MTons | FALSE | L | Annual | Seasons Included | Seasons | Winter, Summer | Winter, Summer | Winter, Summer | Winter, Summer | Winter, Summer | Winter, Summer | Winter, Summer
Texas East - NOX Cap Annual v3.1 | 799 | 1901 | Rate Constraint in MTons | FALSE | L | Annual | Standard | MTons | 84.484 | 84.484 | 84.484 | 84.484 | 84.484 | 84.484 | 84.484
Texas East - NOX Cap Annual v3.1 | 799 | 1901 | Rate Constraint in MTons | FALSE | L | Annual | Standard NOX | MTons | 84.484 | 84.484 | 84.484 | 84.484 | 84.484 | 84.484 | 84.484
Texas East - NOX Cap Annual v3.1 | 799 | 1901 | Rate Constraint in MTons | FALSE | L | Annual | Emissions at Affected Plants NOX | MTons | 44.5802 | 46.6863 | 46.9269 | 45.5698 | 41.8136 | 37.9066 | 40.3044
Texas East - NOX Cap Annual v3.1 | 799 | 1901 | Rate Constraint in MTons | FALSE | L | Annual | Allowances Purchased NOX | MTons | 0 | 0 | 0 | 0 | 0 | 0 | 0
Texas East - NOX Cap Annual v3.1 | 799 | 1901 | Rate Constraint in MTons | FALSE | L | Annual | Allowances Sold NOX | MTons | 0 | 0 | 0 | 0 | 0 | 0 | 0
Texas East - NOX Cap Annual v3.1 | 799 | 1901 | Rate Constraint in MTons | FALSE | L | Annual | Allowances Banked | MTons | 0 | 37.7977 | 0 | 0 | 48.97 | 0 | 0
Texas East - NOX Cap Annual v3.1 | 799 | 1901 | Rate Constraint in MTons | FALSE | L | Annual | Allowances Withdrawn (1:1) | MTons | 0 | 0 | 0 | 0 | -6.2996 | -24.485 | 0
Texas East - NOX Cap Annual v3.1 | 799 | 1901 | Rate Constraint in MTons | FALSE | L | Annual | Allowances Withdrawn (n:1) | MTons | 0 | 0 | 0 | 0 | 0 | 0 | 0
Texas East - NOX Cap Annual v3.1 | 799 | 1901 | Rate Constraint in MTons | FALSE | L | Annual | Net Emissions Allowance Position | MTons | 44.5802 | 84.484 | 46.9269 | 45.5698 | 84.484 | 13.4216 | 40.3044
Texas East - NOX Cap Annual v3.1 | 799 | 1901 | Rate Constraint in MTons | FALSE | L | Annual | Fuel Consumed | TBtu | 746.9964 | 815.0919 | 821.669 | 810.746 | 735.7375 | 606.5872 | 698.6022
Texas East - NOX Cap Annual v3.1 | 799 | 1901 | Rate Constraint in MTons | FALSE | L | Annual | Rate | lb/MMBtu | 0.11936 | 0.11455 | 0.11422 | 0.11241 | 0.11366 | 0.12498 | 0.11539
Texas East - NOX Cap Annual v3.1 | 799 | 1901 | Rate Constraint in MTons | FALSE | L | Annual | Generation | TWh | 67.6834 | 73.9809 | 74.5356 | 73.6082 | 66.8133 | 54.9134 | 63.6458
Texas East - NOX Cap Annual v3.1 | 799 | 1901 | Rate Constraint in MTons | FALSE | L | Annual | Qualifying Generation | TWh | 67.6834 | 73.9809 | 74.5356 | 73.6082 | 66.8133 | 54.9134 | 63.6458
Texas East - NOX Cap Annual v3.1 | 799 | 1901 | Rate Constraint in MTons | FALSE | L | Annual | Rate | lb/MWh | 0.65866 | 0.63106 | 0.62959 | 0.61909 | 0.62583 | 0.6903 | 0.63326
Texas East - NOX Cap Annual v3.1 | 799 | 1901 | Rate Constraint in MTons | FALSE | L | Annual | Constraint Shadow Price | US$/Ton | 0 | 0 | 0 | 0 | 0 | 0 | 0
Texas East - SO2 Cap Annual v3.1 | 800 | 1902 | Rate Constraint in MTons | FALSE | L | Annual | Seasons Included | Seasons | Winter, Summer | Winter, Summer | Winter, Summer | Winter, Summer | Winter, Summer | Winter, Summer | Winter, Summer
Texas East - SO2 Cap Annual v3.1 | 800 | 1902 | Rate Constraint in MTons | FALSE | L | Annual | Standard | MTons | 273.95 | 273.95 | 273.95 | 273.95 | 273.95 | 273.95 | 273.95
Texas East - SO2 Cap Annual v3.1 | 800 | 1902 | Rate Constraint in MTons | FALSE | L | Annual | Standard SO2 | MTons | 273.95 | 273.95 | 273.95 | 273.95 | 273.95 | 273.95 | 273.95
Texas East - SO2 Cap Annual v3.1 | 800 | 1902 | Rate Constraint in MTons | FALSE | L | Annual | Emissions at Affected Plants SO2 | MTons | 46.407 | 47.8142 | 47.8142 | 47.8994 | 47.943 | 47.943 | 43.3355
Texas East - SO2 Cap Annual v3.1 | 800 | 1902 | Rate Constraint in MTons | FALSE | L | Annual | Allowances Purchased SO2 | MTons | 0 | 0 | 0 | 0 | 0 | 0 | 0
Texas East - SO2 Cap Annual v3.1 | 800 | 1902 | Rate Constraint in MTons | FALSE | L | Annual | Allowances Sold SO2 | MTons | 0 | 0 | 0 | 0 | 0 | 0 | 0
Texas East - SO2 Cap Annual v3.1 | 800 | 1902 | Rate Constraint in MTons | FALSE | L | Annual | Allowances Banked | MTons | 119.5354 | 226.1358 | 226.1358 | 0 | 0 | 0 | 0
Texas East - SO2 Cap Annual v3.1 | 800 | 1902 | Rate Constraint in MTons | FALSE | L | Annual | Allowances Withdrawn (1:1) | MTons | 0 | 0 | 0 | -273.95 | 0 | 0 | 0
Texas East - SO2 Cap Annual v3.1 | 800 | 1902 | Rate Constraint in MTons | FALSE | L | Annual | Allowances Withdrawn (n:1) | MTons | 0 | 0 | 0 | 0 | 0 | 0 | 0
Texas East - SO2 Cap Annual v3.1 | 800 | 1902 | Rate Constraint in MTons | FALSE | L | Annual | Net Emissions Allowance Position | MTons | 165.9424 | 273.95 | 273.95 | -226.0506 | 47.943 | 47.943 | 43.3355
Texas East - SO2 Cap Annual v3.1 | 800 | 1902 | Rate Constraint in MTons | FALSE | L | Annual | Fuel Consumed | TBtu | 481.5594 | 494.0857 | 494.0857 | 498.5622 | 496.1846 | 496.1846 | 502.0953
Texas East - SO2 Cap Annual v3.1 | 800 | 1902 | Rate Constraint in MTons | FALSE | L | Annual | Rate | lb/MMBtu | 0.19274 | 0.19355 | 0.19355 | 0.19215 | 0.19325 | 0.19325 | 0.17262
Texas East - SO2 Cap Annual v3.1 | 800 | 1902 | Rate Constraint in MTons | FALSE | L | Annual | Generation | TWh | 42.9686 | 44.0827 | 44.0827 | 44.4755 | 44.2595 | 44.2595 | 44.7963
Texas East - SO2 Cap Annual v3.1 | 800 | 1902 | Rate Constraint in MTons | FALSE | L | Annual | Qualifying Generation | TWh | 42.9686 | 44.0827 | 44.0827 | 44.4755 | 44.2595 | 44.2595 | 44.7963
Texas East - SO2 Cap Annual v3.1 | 800 | 1902 | Rate Constraint in MTons | FALSE | L | Annual | Rate | lb/MWh | 1.08 | 1.0846 | 1.0846 | 1.077 | 1.0832 | 1.0832 | 0.96739
Texas East - SO2 Cap Annual v3.1 | 800 | 1902 | Rate Constraint in MTons | FALSE | L | Annual | Constraint Shadow Price | US$/Ton | 0 | 0 | 0 | 0 | 0 | 0 | 0
Texas El Paso - NOX Cap Annual v3.1 | 816 | 1904 | Rate Constraint in MTons | FALSE | L | Annual | Seasons Included | Seasons | Winter, Summer | Winter, Summer | Winter, Summer | Winter, Summer | Winter, Summer | Winter, Summer | Winter, Summer
Texas El Paso - NOX Cap Annual v3.1 | 816 | 1904 | Rate Constraint in MTons | FALSE | L | Annual | Standard | MTons | 1.06 | 1.06 | 1.06 | 1.06 | 1.06 | 1.06 | 1.06
Texas El Paso - NOX Cap Annual v3.1 | 816 | 1904 | Rate Constraint in MTons | FALSE | L | Annual | Standard NOX | MTons | 1.06 | 1.06 | 1.06 | 1.06 | 1.06 | 1.06 | 1.06
Texas El Paso - NOX Cap Annual v3.1 | 816 | 1904 | Rate Constraint in MTons | FALSE | L | Annual | Emissions at Affected Plants NOX | MTons | 0.49561 | 0.51751 | 0.51751 | 0.58591 | 0.10251 | 0.30791 | 0.034108
Texas El Paso - NOX Cap Annual v3.1 | 816 | 1904 | Rate Constraint in MTons | FALSE | L | Annual | Allowances Purchased NOX | MTons | 0 | 0 | 0 | 0 | 0 | 0 | 0
Texas El Paso - NOX Cap Annual v3.1 | 816 | 1904 | Rate Constraint in MTons | FALSE | L | Annual | Allowances Sold NOX | MTons | 0 | 0 | 0 | 0 | 0 | 0 | 0
Texas El Paso - NOX Cap Annual v3.1 | 816 | 1904 | Rate Constraint in MTons | FALSE | L | Annual | Allowances Banked | MTons | 0 | 0.54249 | 0 | 0 | 0 | 0 | 0
Texas El Paso - NOX Cap Annual v3.1 | 816 | 1904 | Rate Constraint in MTons | FALSE | L | Annual | Allowances Withdrawn (1:1) | MTons | 0 | 0 | -0.13562 | 0 | 0 | 0 | 0
Texas El Paso - NOX Cap Annual v3.1 | 816 | 1904 | Rate Constraint in MTons | FALSE | L | Annual | Allowances Withdrawn (n:1) | MTons | 0 | 0 | 0 | 0 | 0 | 0 | 0
Texas El Paso - NOX Cap Annual v3.1 | 816 | 1904 | Rate Constraint in MTons | FALSE | L | Annual | Net Emissions Allowance Position | MTons | 0.49561 | 1.06 | 0.38189 | 0.58591 | 0.10251 | 0.30791 | 0.034108
Texas El Paso - NOX Cap Annual v3.1 | 816 | 1904 | Rate Constraint in MTons | FALSE | L | Annual | Fuel Consumed | TBtu | 5.9394 | 6.1829 | 6.1829 | 6.9436 | 1.14 | 3.4241 | 0.37931
Texas El Paso - NOX Cap Annual v3.1 | 816 | 1904 | Rate Constraint in MTons | FALSE | L | Annual | Rate | lb/MMBtu | 0.16689 | 0.1674 | 0.1674 | 0.16876 | 0.17984 | 0.17984 | 0.17984
Texas El Paso - NOX Cap Annual v3.1 | 816 | 1904 | Rate Constraint in MTons | FALSE | L | Annual | Generation | TWh | 0.52266 | 0.5467 | 0.5467 | 0.62179 | 0.11254 | 0.33802 | 0.037444
Texas El Paso - NOX Cap Annual v3.1 | 816 | 1904 | Rate Constraint in MTons | FALSE | L | Annual | Qualifying Generation | TWh | 0.52266 | 0.5467 | 0.5467 | 0.62179 | 0.11254 | 0.33802 | 0.037444
Texas El Paso - NOX Cap Annual v3.1 | 816 | 1904 | Rate Constraint in MTons | FALSE | L | Annual | Rate | lb/MWh | 0.94826 | 0.94662 | 0.94662 | 0.9423 | 0.91091 | 0.91091 | 0.91091
Texas El Paso - NOX Cap Annual v3.1 | 816 | 1904 | Rate Constraint in MTons | FALSE | L | Annual | Constraint Shadow Price | US$/Ton | 0 | 0 | 0 | 0 | 0 | 0 | 0
Texas Houston - NOX Cap Annual v3.1 | 817 | 1905 | Rate Constraint in MTons | FALSE | L | Annual | Seasons Included | Seasons | Winter, Summer | Winter, Summer | Winter, Summer | Winter, Summer | Winter, Summer | Winter, Summer | Winter, Summer
Texas Houston - NOX Cap Annual v3.1 | 817 | 1905 | Rate Constraint in MTons | FALSE | L | Annual | Standard | MTons | 17.57 | 17.57 | 17.57 | 17.57 | 17.57 | 17.57 | 17.57
Texas Houston - NOX Cap Annual v3.1 | 817 | 1905 | Rate Constraint in MTons | FALSE | L | Annual | Standard NOX | MTons | 17.57 | 17.57 | 17.57 | 17.57 | 17.57 | 17.57 | 17.57
Texas Houston - NOX Cap Annual v3.1 | 817 | 1905 | Rate Constraint in MTons | FALSE | L | Annual | Emissions at Affected Plants NOX | MTons | 7.1975 | 8.71 | 8.7068 | 8.9006 | 7.3279 | 4.9552 | 7.0591
Texas Houston - NOX Cap Annual v3.1 | 817 | 1905 | Rate Constraint in MTons | FALSE | L | Annual | Allowances Purchased NOX | MTons | 0 | 0 | 0 | 0 | 0 | 0 | 0
Texas Houston - NOX Cap Annual v3.1 | 817 | 1905 | Rate Constraint in MTons | FALSE | L | Annual | Allowances Sold NOX | MTons | 0 | 0 | 0 | 0 | 0 | 0 | 0
Texas Houston - NOX Cap Annual v3.1 | 817 | 1905 | Rate Constraint in MTons | FALSE | L | Annual | Allowances Banked | MTons | 8.785 | 0 | 8.8632 | 0 | 0 | 0 | 0
Texas Houston - NOX Cap Annual v3.1 | 817 | 1905 | Rate Constraint in MTons | FALSE | L | Annual | Allowances Withdrawn (1:1) | MTons | 0 | -17.57 | 0 | 0 | -5.9088 | 0 | 0
Texas Houston - NOX Cap Annual v3.1 | 817 | 1905 | Rate Constraint in MTons | FALSE | L | Annual | Allowances Withdrawn (n:1) | MTons | 0 | 0 | 0 | 0 | 0 | 0 | 0
Texas Houston - NOX Cap Annual v3.1 | 817 | 1905 | Rate Constraint in MTons | FALSE | L | Annual | Net Emissions Allowance Position | MTons | 15.9825 | -8.86 | 17.57 | 8.9006 | 1.4191 | 4.9552 | 7.0591
Texas Houston - NOX Cap Annual v3.1 | 817 | 1905 | Rate Constraint in MTons | FALSE | L | Annual | Fuel Consumed | TBtu | 337.3687 | 397.8082 | 396.0497 | 403.7437 | 364.677 | 266.3488 | 346.7015
Texas Houston - NOX Cap Annual v3.1 | 817 | 1905 | Rate Constraint in MTons | FALSE | L | Annual | Rate | lb/MMBtu | 0.042669 | 0.04379 | 0.043968 | 0.04409 | 0.040188 | 0.037208 | 0.040721
Texas Houston - NOX Cap Annual v3.1 | 817 | 1905 | Rate Constraint in MTons | FALSE | L | Annual | Generation | TWh | 43.9711 | 49.5813 | 49.3735 | 49.9095 | 46.2592 | 36.5647 | 43.7363
Texas Houston - NOX Cap Annual v3.1 | 817 | 1905 | Rate Constraint in MTons | FALSE | L | Annual | Qualifying Generation | TWh | 43.9711 | 49.5813 | 49.3735 | 49.9095 | 46.2592 | 36.5647 | 43.7363
Texas Houston - NOX Cap Annual v3.1 | 817 | 1905 | Rate Constraint in MTons | FALSE | L | Annual | Rate | lb/MWh | 0.16369 | 0.17567 | 0.17635 | 0.17833 | 0.15841 | 0.13552 | 0.1614
Texas Houston - NOX Cap Annual v3.1 | 817 | 1905 | Rate Constraint in MTons | FALSE | L | Annual | Constraint Shadow Price | US$/Ton | 0 | 0 | 0 | 0 | 0 | 0 | 0
Texas West - NOX Cap Annual v3.1 | 818 | 1906 | Rate Constraint in MTons | FALSE | L | Annual | Seasons Included | Seasons | Winter, Summer | Winter, Summer | Winter, Summer | Winter, Summer | Winter, Summer | Winter, Summer | Winter, Summer
Texas West - NOX Cap Annual v3.1 | 818 | 1906 | Rate Constraint in MTons | FALSE | L | Annual | Standard | MTons | 18.1 | 18.1 | 18.1 | 18.1 | 18.1 | 18.1 | 18.1
Texas West - NOX Cap Annual v3.1 | 818 | 1906 | Rate Constraint in MTons | FALSE | L | Annual | Standard NOX | MTons | 18.1 | 18.1 | 18.1 | 18.1 | 18.1 | 18.1 | 18.1
Texas West - NOX Cap Annual v3.1 | 818 | 1906 | Rate Constraint in MTons | FALSE | L | Annual | Emissions at Affected Plants NOX | MTons | 2.9081 | 2.8059 | 2.8059 | 2.2297 | 1.501 | 0.69224 | 0.33549
Texas West - NOX Cap Annual v3.1 | 818 | 1906 | Rate Constraint in MTons | FALSE | L | Annual | Allowances Purchased NOX | MTons | 0 | 0 | 0 | 0 | 0 | 0 | 0
Texas West - NOX Cap Annual v3.1 | 818 | 1906 | Rate Constraint in MTons | FALSE | L | Annual | Allowances Sold NOX | MTons | 0 | 0 | 0 | 0 | 0 | 0 | 0
Texas West - NOX Cap Annual v3.1 | 818 | 1906 | Rate Constraint in MTons | FALSE | L | Annual | Allowances Banked | MTons | 9.05 | 0 | 15.2941 | 9.4847 | 0 | 0 | 0
Texas West - NOX Cap Annual v3.1 | 818 | 1906 | Rate Constraint in MTons | FALSE | L | Annual | Allowances Withdrawn (1:1) | MTons | 0 | -18.1 | 0 | 0 | -18.1 | 0 | 0
Texas West - NOX Cap Annual v3.1 | 818 | 1906 | Rate Constraint in MTons | FALSE | L | Annual | Allowances Withdrawn (n:1) | MTons | 0 | 0 | 0 | 0 | 0 | 0 | 0
Texas West - NOX Cap Annual v3.1 | 818 | 1906 | Rate Constraint in MTons | FALSE | L | Annual | Net Emissions Allowance Position | MTons | 11.9581 | -15.2941 | 18.1 | 11.7145 | -16.599 | 0.69224 | 0.33549
Texas West - NOX Cap Annual v3.1 | 818 | 1906 | Rate Constraint in MTons | FALSE | L | Annual | Fuel Consumed | TBtu | 39.9023 | 39.1353 | 39.1353 | 31.9525 | 21.5743 | 6.4951 | 2.4987
Texas West - NOX Cap Annual v3.1 | 818 | 1906 | Rate Constraint in MTons | FALSE | L | Annual | Rate | lb/MMBtu | 0.14576 | 0.1434 | 0.1434 | 0.13957 | 0.13915 | 0.21316 | 0.26853
Texas West - NOX Cap Annual v3.1 | 818 | 1906 | Rate Constraint in MTons | FALSE | L | Annual | Generation | TWh | 3.5275 | 3.4634 | 3.4634 | 2.823 | 1.9365 | 0.5315 | 0.18437
Texas West - NOX Cap Annual v3.1 | 818 | 1906 | Rate Constraint in MTons | FALSE | L | Annual | Qualifying Generation | TWh | 3.5275 | 3.4634 | 3.4634 | 2.823 | 1.9365 | 0.5315 | 0.18437
Texas West - NOX Cap Annual v3.1 | 818 | 1906 | Rate Constraint in MTons | FALSE | L | Annual | Rate | lb/MWh | 0.8244 | 0.81015 | 0.81015 | 0.78984 | 0.77508 | 1.3024 | 1.8196
Texas West - NOX Cap Annual v3.1 | 818 | 1906 | Rate Constraint in MTons | FALSE | L | Annual | Constraint Shadow Price | US$/Ton | 0 | 0 | 0 | 0 | 0 | 0 | 0
Unit Bridgeport Station 3 - SO2 Rate Annual v4.10, Unit 4164 and retrofits | 819 | 2243 | Rate Constraint in lbs/MMBtu | FALSE | L | Annual | Seasons Included | Seasons | Winter, Summer | Winter, Summer | Winter, Summer | Winter, Summer | Winter, Summer | Winter, Summer | Winter, Summer
Unit Bridgeport Station 3 - SO2 Rate Annual v4.10, Unit 4164 and retrofits | 819 | 2243 | Rate Constraint in lbs/MMBtu | FALSE | L | Annual | Standard | lb/MMBtu | 0.13226 | 0.13226 | 0.13226 | 0.13226 | 0.13226 | 0.13226 | 0.13226
Unit Bridgeport Station 3 - SO2 Rate Annual v4.10, Unit 4164 and retrofits | 819 | 2243 | Rate Constraint in lbs/MMBtu | FALSE | L | Annual | Emissions at Affected Plants SO2 | MTons | 0 | 0 | 0 | 0 | 0 | 0 | 0
Unit Bridgeport Station 3 - SO2 Rate Annual v4.10, Unit 4164 and retrofits | 819 | 2243 | Rate Constraint in lbs/MMBtu | FALSE | L | Annual | Allowances Purchased SO2 | MTons | 0 | 0 | 0 | 0 | 0 | 0 | 0
Unit Bridgeport Station 3 - SO2 Rate Annual v4.10, Unit 4164 and retrofits | 819 | 2243 | Rate Constraint in lbs/MMBtu | FALSE | L | Annual | Allowances Sold SO2 | MTons | 0 | 0 | 0 | 0 | 0 | 0 | 0
Unit Bridgeport Station 3 - SO2 Rate Annual v4.10, Unit 4164 and retrofits | 819 | 2243 | Rate Constraint in lbs/MMBtu | FALSE | L | Annual | Allowances Banked | MTons | 0 | 0 | 0 | 0 | 0 | 0 | 0
Unit Bridgeport Station 3 - SO2 Rate Annual v4.10, Unit 4164 and retrofits | 819 | 2243 | Rate Constraint in lbs/MMBtu | FALSE | L | Annual | Allowances Withdrawn (1:1) | MTons | 0 | 0 | 0 | 0 | 0 | 0 | 0
Unit Bridgeport Station 3 - SO2 Rate Annual v4.10, Unit 4164 and retrofits | 819 | 2243 | Rate Constraint in lbs/MMBtu | FALSE | L | Annual | Allowances Withdrawn (n:1) | MTons | 0 | 0 | 0 | 0 | 0 | 0 | 0
Unit Bridgeport Station 3 - SO2 Rate Annual v4.10, Unit 4164 and retrofits | 819 | 2243 | Rate Constraint in lbs/MMBtu | FALSE | L | Annual | Net Emissions Allowance Position | MTons | 0 | 0 | 0 | 0 | 0 | 0 | 0
Unit Bridgeport Station 3 - SO2 Rate Annual v4.10, Unit 4164 and retrofits | 819 | 2243 | Rate Constraint in lbs/MMBtu | FALSE | L | Annual | Fuel Consumed | TBtu | 0 | 0 | 0 | 0 | 0 | 0 | 0
Unit Bridgeport Station 3 - SO2 Rate Annual v4.10, Unit 4164 and retrofits | 819 | 2243 | Rate Constraint in lbs/MMBtu | FALSE | L | Annual | Rate | lb/MMBtu | 0 | 0 | 0 | 0 | 0 | 0 | 0
Unit Bridgeport Station 3 - SO2 Rate Annual v4.10, Unit 4164 and retrofits | 819 | 2243 | Rate Constraint in lbs/MMBtu | FALSE | L | Annual | Generation | TWh | 0 | 0 | 0 | 0 | 0 | 0 | 0
Unit Bridgeport Station 3 - SO2 Rate Annual v4.10, Unit 4164 and retrofits | 819 | 2243 | Rate Constraint in lbs/MMBtu | FALSE | L | Annual | Qualifying Generation | TWh | 0 | 0 | 0 | 0 | 0 | 0 | 0
Unit Bridgeport Station 3 - SO2 Rate Annual v4.10, Unit 4164 and retrofits | 819 | 2243 | Rate Constraint in lbs/MMBtu | FALSE | L | Annual | Rate | lb/MWh | 0 | 0 | 0 | 0 | 0 | 0 | 0
Unit Bridgeport Station 3 - SO2 Rate Annual v4.10, Unit 4164 and retrofits | 819 | 2243 | Rate Constraint in lbs/MMBtu | FALSE | L | Annual | Constraint Shadow Price | US$/Ton | 0 | 0 | 0 | 0 | 0 | 0 | 0
Unit Comanche 1,2 - NOX Rate Annual v3.1, Unit 4136 and retrofits | 820 | 1892 | Rate Constraint in lbs/MMBtu | FALSE | L | Annual | Seasons Included | Seasons | Winter, Summer | Winter, Summer | Winter, Summer | Winter, Summer | Winter, Summer | Winter, Summer | Winter, Summer
Unit Comanche 1,2 - NOX Rate Annual v3.1, Unit 4136 and retrofits | 820 | 1892 | Rate Constraint in lbs/MMBtu | FALSE | L | Annual | Standard | lb/MMBtu | 0.15 | 0.15 | 0.15 | 0.15 | 0.15 | 0.15 | 0.15
Unit Comanche 1,2 - NOX Rate Annual v3.1, Unit 4136 and retrofits | 820 | 1892 | Rate Constraint in lbs/MMBtu | FALSE | L | Annual | Emissions at Affected Plants NOX | MTons | 1.5511 | 1.5511 | 1.5511 | 1.5511 | 1.5511 | 1.5511 | 1.5511
Unit Comanche 1,2 - NOX Rate Annual v3.1, Unit 4136 and retrofits | 820 | 1892 | Rate Constraint in lbs/MMBtu | FALSE | L | Annual | Allowances Purchased NOX | MTons | 0 | 0 | 0 | 0 | 0 | 0 | 0
Unit Comanche 1,2 - NOX Rate Annual v3.1, Unit 4136 and retrofits | 820 | 1892 | Rate Constraint in lbs/MMBtu | FALSE | L | Annual | Allowances Sold NOX | MTons | 0 | 0 | 0 | 0 | 0 | 0 | 0
Unit Comanche 1,2 - NOX Rate Annual v3.1, Unit 4136 and retrofits | 820 | 1892 | Rate Constraint in lbs/MMBtu | FALSE | L | Annual | Allowances Banked | MTons | 0 | 0 | 0 | 0 | 0 | 0 | 0
Unit Comanche 1,2 - NOX Rate Annual v3.1, Unit 4136 and retrofits | 820 | 1892 | Rate Constraint in lbs/MMBtu | FALSE | L | Annual | Allowances Withdrawn (1:1) | MTons | 0 | 0 | 0 | 0 | 0 | 0 | 0
Unit Comanche 1,2 - NOX Rate Annual v3.1, Unit 4136 and retrofits | 820 | 1892 | Rate Constraint in lbs/MMBtu | FALSE | L | Annual | Allowances Withdrawn (n:1) | MTons | 0 | 0 | 0 | 0 | 0 | 0 | 0
Unit Comanche 1,2 - NOX Rate Annual v3.1, Unit 4136 and retrofits | 820 | 1892 | Rate Constraint in lbs/MMBtu | FALSE | L | Annual | Net Emissions Allowance Position | MTons | 1.5511 | 1.5511 | 1.5511 | 1.5511 | 1.5511 | 1.5511 | 1.5511
Unit Comanche 1,2 - NOX Rate Annual v3.1, Unit 4136 and retrofits | 820 | 1892 | Rate Constraint in lbs/MMBtu | FALSE | L | Annual | Fuel Consumed | TBtu | 25.2366 | 25.2366 | 25.2366 | 25.2366 | 25.2366 | 25.2366 | 25.2366
Unit Comanche 1,2 - NOX Rate Annual v3.1, Unit 4136 and retrofits | 820 | 1892 | Rate Constraint in lbs/MMBtu | FALSE | L | Annual | Rate | lb/MMBtu | 0.12292 | 0.12292 | 0.12292 | 0.12292 | 0.12292 | 0.12292 | 0.12292
Unit Comanche 1,2 - NOX Rate Annual v3.1, Unit 4136 and retrofits | 820 | 1892 | Rate Constraint in lbs/MMBtu | FALSE | L | Annual | Generation | TWh | 2.4033 | 2.4033 | 2.4033 | 2.4033 | 2.4033 | 2.4033 | 2.4033
Unit Comanche 1,2 - NOX Rate Annual v3.1, Unit 4136 and retrofits | 820 | 1892 | Rate Constraint in lbs/MMBtu | FALSE | L | Annual | Qualifying Generation | TWh | 2.4033 | 2.4033 | 2.4033 | 2.4033 | 2.4033 | 2.4033 | 2.4033
Unit Comanche 1,2 - NOX Rate Annual v3.1, Unit 4136 and retrofits | 820 | 1892 | Rate Constraint in lbs/MMBtu | FALSE | L | Annual | Rate | lb/MWh | 0.64541 | 0.64541 | 0.64541 | 0.64541 | 0.64541 | 0.64541 | 0.64541
Unit Comanche 1,2 - NOX Rate Annual v3.1, Unit 4136 and retrofits | 820 | 1892 | Rate Constraint in lbs/MMBtu | FALSE | L | Annual | Constraint Shadow Price | US$/Ton | 0 | 0 | 0 | 0 | 0 | 0 | 0
Unit Comanche 1,2 - NOX Rate Annual v3.1, Unit 4137 and retrofits | 821 | 1892 | Rate Constraint in lbs/MMBtu | FALSE | L | Annual | Seasons Included | Seasons | Winter, Summer | Winter, Summer | Winter, Summer | Winter, Summer | Winter, Summer | Winter, Summer | Winter, Summer
Unit Comanche 1,2 - NOX Rate Annual v3.1, Unit 4137 and retrofits | 821 | 1892 | Rate Constraint in lbs/MMBtu | FALSE | L | Annual | Standard | lb/MMBtu | 0.15 | 0.15 | 0.15 | 0.15 | 0.15 | 0.15 | 0.15
Unit Comanche 1,2 - NOX Rate Annual v3.1, Unit 4137 and retrofits | 821 | 1892 | Rate Constraint in lbs/MMBtu | FALSE | L | Annual | Emissions at Affected Plants NOX | MTons | 1.9385 | 1.9385 | 1.9385 | 1.9385 | 1.9385 | 1.9385 | 1.9385
Unit Comanche 1,2 - NOX Rate Annual v3.1, Unit 4137 and retrofits | 821 | 1892 | Rate Constraint in lbs/MMBtu | FALSE | L | Annual | Allowances Purchased NOX | MTons | 0 | 0 | 0 | 0 | 0 | 0 | 0
Unit Comanche 1,2 - NOX Rate Annual v3.1, Unit 4137 and retrofits | 821 | 1892 | Rate Constraint in lbs/MMBtu | FALSE | L | Annual | Allowances Sold NOX | MTons | 0 | 0 | 0 | 0 | 0 | 0 | 0
Unit Comanche 1,2 - NOX Rate Annual v3.1, Unit 4137 and retrofits | 821 | 1892 | Rate Constraint in lbs/MMBtu | FALSE | L | Annual | Allowances Banked | MTons | 0 | 0 | 0 | 0 | 0 | 0 | 0
Unit Comanche 1,2 - NOX Rate Annual v3.1, Unit 4137 and retrofits | 821 | 1892 | Rate Constraint in lbs/MMBtu | FALSE | L | Annual | Allowances Withdrawn (1:1) | MTons | 0 | 0 | 0 | 0 | 0 | 0 | 0
Unit Comanche 1,2 - NOX Rate Annual v3.1, Unit 4137 and retrofits | 821 | 1892 | Rate Constraint in lbs/MMBtu | FALSE | L | Annual | Allowances Withdrawn (n:1) | MTons | 0 | 0 | 0 | 0 | 0 | 0 | 0
Unit Comanche 1,2 - NOX Rate Annual v3.1, Unit 4137 and retrofits | 821 | 1892 | Rate Constraint in lbs/MMBtu | FALSE | L | Annual | Net Emissions Allowance Position | MTons | 1.9385 | 1.9385 | 1.9385 | 1.9385 | 1.9385 | 1.9385 | 1.9385
Unit Comanche 1,2 - NOX Rate Annual v3.1, Unit 4137 and retrofits | 821 | 1892 | Rate Constraint in lbs/MMBtu | FALSE | L | Annual | Fuel Consumed | TBtu | 25.8472 | 25.8472 | 25.8472 | 25.8472 | 25.8472 | 25.8472 | 25.8472
Unit Comanche 1,2 - NOX Rate Annual v3.1, Unit 4137 and retrofits | 821 | 1892 | Rate Constraint in lbs/MMBtu | FALSE | L | Annual | Rate | lb/MMBtu | 0.15 | 0.15 | 0.15 | 0.15 | 0.15 | 0.15 | 0.15
Unit Comanche 1,2 - NOX Rate Annual v3.1, Unit 4137 and retrofits | 821 | 1892 | Rate Constraint in lbs/MMBtu | FALSE | L | Annual | Generation | TWh | 2.4756 | 2.4756 | 2.4756 | 2.4756 | 2.4756 | 2.4756 | 2.4756
Unit Comanche 1,2 - NOX Rate Annual v3.1, Unit 4137 and retrofits | 821 | 1892 | Rate Constraint in lbs/MMBtu | FALSE | L | Annual | Qualifying Generation | TWh | 2.4756 | 2.4756 | 2.4756 | 2.4756 | 2.4756 | 2.4756 | 2.4756
Unit Comanche 1,2 - NOX Rate Annual v3.1, Unit 4137 and retrofits | 821 | 1892 | Rate Constraint in lbs/MMBtu | FALSE | L | Annual | Rate | lb/MWh | 0.78306 | 0.78306 | 0.78306 | 0.78306 | 0.78306 | 0.78306 | 0.78306
Unit Comanche 1,2 - NOX Rate Annual v3.1, Unit 4137 and retrofits | 821 | 1892 | Rate Constraint in lbs/MMBtu | FALSE | L | Annual | Constraint Shadow Price | US$/Ton | 22800.5491 | 35115.0035 | 4744.5419 | 2903.6095 | 2832.779 | 2300.7065 | 592.2691
Unit Comanche 1,2 - SO2 Rate Annual v3.1, Unit 4136 and retrofits | 822 | 1893 | Rate Constraint in lbs/MMBtu | FALSE | L | Annual | Seasons Included | Seasons | Winter, Summer | Winter, Summer | Winter, Summer | Winter, Summer | Winter, Summer | Winter, Summer | Winter, Summer
Unit Comanche 1,2 - SO2 Rate Annual v3.1, Unit 4136 and retrofits | 822 | 1893 | Rate Constraint in lbs/MMBtu | FALSE | L | Annual | Standard | lb/MMBtu | 0.1 | 0.1 | 0.1 | 0.1 | 0.1 | 0.1 | 0.1
Unit Comanche 1,2 - SO2 Rate Annual v3.1, Unit 4136 and retrofits | 822 | 1893 | Rate Constraint in lbs/MMBtu | FALSE | L | Annual | Emissions at Affected Plants SO2 | MTons | 1.0082 | 1.0082 | 1.0082 | 1.0082 | 1.0082 | 1.0082 | 1.0082
Unit Comanche 1,2 - SO2 Rate Annual v3.1, Unit 4136 and retrofits | 822 | 1893 | Rate Constraint in lbs/MMBtu | FALSE | L | Annual | Allowances Purchased SO2 | MTons | 0 | 0 | 0 | 0 | 0 | 0 | 0
Unit Comanche 1,2 - SO2 Rate Annual v3.1, Unit 4136 and retrofits | 822 | 1893 | Rate Constraint in lbs/MMBtu | FALSE | L | Annual | Allowances Sold SO2 | MTons | 0 | 0 | 0 | 0 | 0 | 0 | 0
Unit Comanche 1,2 - SO2 Rate Annual v3.1, Unit 4136 and retrofits | 822 | 1893 | Rate Constraint in lbs/MMBtu | FALSE | L | Annual | Allowances Banked | MTons | 0 | 0 | 0 | 0 | 0 | 0 | 0
Unit Comanche 1,2 - SO2 Rate Annual v3.1, Unit 4136 and retrofits | 822 | 1893 | Rate Constraint in lbs/MMBtu | FALSE | L | Annual | Allowances Withdrawn (1:1) | MTons | 0 | 0 | 0 | 0 | 0 | 0 | 0
Unit Comanche 1,2 - SO2 Rate Annual v3.1, Unit 4136 and retrofits | 822 | 1893 | Rate Constraint in lbs/MMBtu | FALSE | L | Annual | Allowances Withdrawn (n:1) | MTons | 0 | 0 | 0 | 0 | 0 | 0 | 0
Unit Comanche 1,2 - SO2 Rate Annual v3.1, Unit 4136 and retrofits | 822 | 1893 | Rate Constraint in lbs/MMBtu | FALSE | L | Annual | Net Emissions Allowance Position | MTons | 1.0082 | 1.0082 | 1.0082 | 1.0082 | 1.0082 | 1.0082 | 1.0082
Unit Comanche 1,2 - SO2 Rate Annual v3.1, Unit 4136 and retrofits | 822 | 1893 | Rate Constraint in lbs/MMBtu | FALSE | L | Annual | Fuel Consumed | TBtu | 25.2366 | 25.2366 | 25.2366 | 25.2366 | 25.2366 | 25.2366 | 25.2366
Unit Comanche 1,2 - SO2 Rate Annual v3.1, Unit 4136 and retrofits | 822 | 1893 | Rate Constraint in lbs/MMBtu | FALSE | L | Annual | Rate | lb/MMBtu | 0.0799 | 0.0799 | 0.0799 | 0.0799 | 0.0799 | 0.0799 | 0.0799
Unit Comanche 1,2 - SO2 Rate Annual v3.1, Unit 4136 and retrofits | 822 | 1893 | Rate Constraint in lbs/MMBtu | FALSE | L | Annual | Generation | TWh | 2.4033 | 2.4033 | 2.4033 | 2.4033 | 2.4033 | 2.4033 | 2.4033
Unit Comanche 1,2 - SO2 Rate Annual v3.1, Unit 4136 and retrofits | 822 | 1893 | Rate Constraint in lbs/MMBtu | FALSE | L | Annual | Qualifying Generation | TWh | 2.4033 | 2.4033 | 2.4033 | 2.4033 | 2.4033 | 2.4033 | 2.4033
Unit Comanche 1,2 - SO2 Rate Annual v3.1, Unit 4136 and retrofits | 822 | 1893 | Rate Constraint in lbs/MMBtu | FALSE | L | Annual | Rate | lb/MWh | 0.41951 | 0.41951 | 0.41951 | 0.41951 | 0.41951 | 0.41951 | 0.41951
Unit Comanche 1,2 - SO2 Rate Annual v3.1, Unit 4136 and retrofits | 822 | 1893 | Rate Constraint in lbs/MMBtu | FALSE | L | Annual | Constraint Shadow Price | US$/Ton | 0 | 0 | 0 | 0 | 0 | 0 | 0
Unit Comanche 1,2 - SO2 Rate Annual v3.1, Unit 4137 and retrofits | 823 | 1893 | Rate Constraint in lbs/MMBtu | FALSE | L | Annual | Seasons Included | Seasons | Winter, Summer | Winter, Summer | Winter, Summer | Winter, Summer | Winter, Summer | Winter, Summer | Winter, Summer
Unit Comanche 1,2 - SO2 Rate Annual v3.1, Unit 4137 and retrofits | 823 | 1893 | Rate Constraint in lbs/MMBtu | FALSE | L | Annual | Standard | lb/MMBtu | 0.1 | 0.1 | 0.1 | 0.1 | 0.1 | 0.1 | 0.1
Unit Comanche 1,2 - SO2 Rate Annual v3.1, Unit 4137 and retrofits | 823 | 1893 | Rate Constraint in lbs/MMBtu | FALSE | L | Annual | Emissions at Affected Plants SO2 | MTons | 1.0326 | 1.0326 | 1.0326 | 1.0326 | 1.0326 | 1.0326 | 1.0326
Unit Comanche 1,2 - SO2 Rate Annual v3.1, Unit 4137 and retrofits | 823 | 1893 | Rate Constraint in lbs/MMBtu | FALSE | L | Annual | Allowances Purchased SO2 | MTons | 0 | 0 | 0 | 0 | 0 | 0 | 0
Unit Comanche 1,2 - SO2 Rate Annual v3.1, Unit 4137 and retrofits | 823 | 1893 | Rate Constraint in lbs/MMBtu | FALSE | L | Annual | Allowances Sold SO2 | MTons | 0 | 0 | 0 | 0 | 0 | 0 | 0
Unit Comanche 1,2 - SO2 Rate Annual v3.1, Unit 4137 and retrofits | 823 | 1893 | Rate Constraint in lbs/MMBtu | FALSE | L | Annual | Allowances Banked | MTons | 0 | 0 | 0 | 0 | 0 | 0 | 0
Unit Comanche 1,2 - SO2 Rate Annual v3.1, Unit 4137 and retrofits | 823 | 1893 | Rate Constraint in lbs/MMBtu | FALSE | L | Annual | Allowances Withdrawn (1:1) | MTons | 0 | 0 | 0 | 0 | 0 | 0 | 0
Unit Comanche 1,2 - SO2 Rate Annual v3.1, Unit 4137 and retrofits | 823 | 1893 | Rate Constraint in lbs/MMBtu | FALSE | L | Annual | Allowances Withdrawn (n:1) | MTons | 0 | 0 | 0 | 0 | 0 | 0 | 0
Unit Comanche 1,2 - SO2 Rate Annual v3.1, Unit 4137 and retrofits | 823 | 1893 | Rate Constraint in lbs/MMBtu | FALSE | L | Annual | Net Emissions Allowance Position | MTons | 1.0326 | 1.0326 | 1.0326 | 1.0326 | 1.0326 | 1.0326 | 1.0326
Unit Comanche 1,2 - SO2 Rate Annual v3.1, Unit 4137 and retrofits | 823 | 1893 | Rate Constraint in lbs/MMBtu | FALSE | L | Annual | Fuel Consumed | TBtu | 25.8472 | 25.8472 | 25.8472 | 25.8472 | 25.8472 | 25.8472 | 25.8472
Unit Comanche 1,2 - SO2 Rate Annual v3.1, Unit 4137 and retrofits | 823 | 1893 | Rate Constraint in lbs/MMBtu | FALSE | L | Annual | Rate | lb/MMBtu | 0.0799 | 0.0799 | 0.0799 | 0.0799 | 0.0799 | 0.0799 | 0.0799
Unit Comanche 1,2 - SO2 Rate Annual v3.1, Unit 4137 and retrofits | 823 | 1893 | Rate Constraint in lbs/MMBtu | FALSE | L | Annual | Generation | TWh | 2.4756 | 2.4756 | 2.4756 | 2.4756 | 2.4756 | 2.4756 | 2.4756
Unit Comanche 1,2 - SO2 Rate Annual v3.1, Unit 4137 and retrofits | 823 | 1893 | Rate Constraint in lbs/MMBtu | FALSE | L | Annual | Qualifying Generation | TWh | 2.4756 | 2.4756 | 2.4756 | 2.4756 | 2.4756 | 2.4756 | 2.4756
Unit Comanche 1,2 - SO2 Rate Annual v3.1, Unit 4137 and retrofits | 823 | 1893 | Rate Constraint in lbs/MMBtu | FALSE | L | Annual | Rate | lb/MWh | 0.41711 | 0.41711 | 0.41711 | 0.41711 | 0.41711 | 0.41711 | 0.41711
Unit Comanche 1,2 - SO2 Rate Annual v3.1, Unit 4137 and retrofits | 823 | 1893 | Rate Constraint in lbs/MMBtu | FALSE | L | Annual | Constraint Shadow Price | US$/Ton | 0 | 0 | 0 | 0 | 0 | 0 | 0
Unit Comanche 3 - NOX Rate Annual v3.1, Unit 4116 and retrofits | 824 | 1894 | Rate Constraint in lbs/MMBtu | FALSE | L | Annual | Seasons Included | Seasons | Winter, Summer | Winter, Summer | Winter, Summer | Winter, Summer | Winter, Summer | Winter, Summer | Winter, Summer
Unit Comanche 3 - NOX Rate Annual v3.1, Unit 4116 and retrofits | 824 | 1894 | Rate Constraint in lbs/MMBtu | FALSE | L | Annual | Standard | lb/MMBtu | 0.08 | 0.08 | 0.08 | 0.08 | 0.08 | 0.08 | 0.08
Unit Comanche 3 - NOX Rate Annual v3.1, Unit 4116 and retrofits | 824 | 1894 | Rate Constraint in lbs/MMBtu | FALSE | L | Annual | Emissions at Affected Plants NOX | MTons | 1.7416 | 1.7416 | 1.7416 | 1.7416 | 1.7416 | 1.7416 | 1.7383
Unit Comanche 3 - NOX Rate Annual v3.1, Unit 4116 and retrofits | 824 | 1894 | Rate Constraint in lbs/MMBtu | FALSE | L | Annual | Allowances Purchased NOX | MTons | 0 | 0 | 0 | 0 | 0 | 0 | 0
Unit Comanche 3 - NOX Rate Annual v3.1, Unit 4116 and retrofits | 824 | 1894 | Rate Constraint in lbs/MMBtu | FALSE | L | Annual | Allowances Sold NOX | MTons | 0 | 0 | 0 | 0 | 0 | 0 | 0
Unit Comanche 3 - NOX Rate Annual v3.1, Unit 4116 and retrofits | 824 | 1894 | Rate Constraint in lbs/MMBtu | FALSE | L | Annual | Allowances Banked | MTons | 0 | 0 | 0 | 0 | 0 | 0 | 0
Unit Comanche 3 - NOX Rate Annual v3.1, Unit 4116 and retrofits | 824 | 1894 | Rate Constraint in lbs/MMBtu | FALSE | L | Annual | Allowances Withdrawn (1:1) | MTons | 0 | 0 | 0 | 0 | 0 | 0 | 0
Unit Comanche 3 - NOX Rate Annual v3.1, Unit 4116 and retrofits | 824 | 1894 | Rate Constraint in lbs/MMBtu | FALSE | L | Annual | Allowances Withdrawn (n:1) | MTons | 0 | 0 | 0 | 0 | 0 | 0 | 0
Unit Comanche 3 - NOX Rate Annual v3.1, Unit 4116 and retrofits | 824 | 1894 | Rate Constraint in lbs/MMBtu | FALSE | L | Annual | Net Emissions Allowance Position | MTons | 1.7416 | 1.7416 | 1.7416 | 1.7416 | 1.7416 | 1.7416 | 1.7383
Unit Comanche 3 - NOX Rate Annual v3.1, Unit 4116 and retrofits | 824 | 1894 | Rate Constraint in lbs/MMBtu | FALSE | L | Annual | Fuel Consumed | TBtu | 54.4318 | 54.4318 | 54.4318 | 54.4318 | 54.4318 | 54.4318 | 54.5401
Unit Comanche 3 - NOX Rate Annual v3.1, Unit 4116 and retrofits | 824 | 1894 | Rate Constraint in lbs/MMBtu | FALSE | L | Annual | Rate | lb/MMBtu | 0.06399 | 0.06399 | 0.06399 | 0.06399 | 0.06399 | 0.06399 | 0.063744
Unit Comanche 3 - NOX Rate Annual v3.1, Unit 4116 and retrofits | 824 | 1894 | Rate Constraint in lbs/MMBtu | FALSE | L | Annual | Generation | TWh | 5.585 | 5.585 | 5.585 | 5.585 | 5.585 | 5.585 | 5.585
Unit Comanche 3 - NOX Rate Annual v3.1, Unit 4116 and retrofits | 824 | 1894 | Rate Constraint in lbs/MMBtu | FALSE | L | Annual | Qualifying Generation | TWh | 5.585 | 5.585 | 5.585 | 5.585 | 5.585 | 5.585 | 5.585
Unit Comanche 3 - NOX Rate Annual v3.1, Unit 4116 and retrofits | 824 | 1894 | Rate Constraint in lbs/MMBtu | FALSE | L | Annual | Rate | lb/MWh | 0.31183 | 0.31183 | 0.31183 | 0.31183 | 0.31183 | 0.31183 | 0.31124
Unit Comanche 3 - NOX Rate Annual v3.1, Unit 4116 and retrofits | 824 | 1894 | Rate Constraint in lbs/MMBtu | FALSE | L | Annual | Constraint Shadow Price | US$/Ton | 0 | 0 | 0 | 0 | 0 | 0 | 0
Unit Comanche 3 - SO2 Rate Annual v3.1, Unit 4116 and retrofits | 825 | 1895 | Rate Constraint in lbs/MMBtu | FALSE | L | Annual | Seasons Included | Seasons | Winter, Summer | Winter, Summer | Winter, Summer | Winter, Summer | Winter, Summer | Winter, Summer | Winter, Summer
Unit Comanche 3 - SO2 Rate Annual v3.1, Unit 4116 and retrofits | 825 | 1895 | Rate Constraint in lbs/MMBtu | FALSE | L | Annual | Standard | lb/MMBtu | 0.1 | 0.1 | 0.1 | 0.1 | 0.1 | 0.1 | 0.1
Unit Comanche 3 - SO2 Rate Annual v3.1, Unit 4116 and retrofits | 825 | 1895 | Rate Constraint in lbs/MMBtu | FALSE | L | Annual | Emissions at Affected Plants SO2 | MTons | 2.1746 | 2.1746 | 2.1746 | 2.1746 | 2.1746 | 2.1746 | 2.1789
Unit Comanche 3 - SO2 Rate Annual v3.1, Unit 4116 and retrofits | 825 | 1895 | Rate Constraint in lbs/MMBtu | FALSE | L | Annual | Allowances Purchased SO2 | MTons | 0 | 0 | 0 | 0 | 0 | 0 | 0
Unit Comanche 3 - SO2 Rate Annual v3.1, Unit 4116 and retrofits | 825 | 1895 | Rate Constraint in lbs/MMBtu | FALSE | L | Annual | Allowances Sold SO2 | MTons | 0 | 0 | 0 | 0 | 0 | 0 | 0
Unit Comanche 3 - SO2 Rate Annual v3.1, Unit 4116 and retrofits | 825 | 1895 | Rate Constraint in lbs/MMBtu | FALSE | L | Annual | Allowances Banked | MTons | 0 | 0 | 0 | 0 | 0 | 0 | 0
Unit Comanche 3 - SO2 Rate Annual v3.1, Unit 4116 and retrofits | 825 | 1895 | Rate Constraint in lbs/MMBtu | FALSE | L | Annual | Allowances Withdrawn (1:1) | MTons | 0 | 0 | 0 | 0 | 0 | 0 | 0
Unit Comanche 3 - SO2 Rate Annual v3.1, Unit 4116 and retrofits | 825 | 1895 | Rate Constraint in lbs/MMBtu | FALSE | L | Annual | Allowances Withdrawn (n:1) | MTons | 0 | 0 | 0 | 0 | 0 | 0 | 0
Unit Comanche 3 - SO2 Rate Annual v3.1, Unit 4116 and retrofits | 825 | 1895 | Rate Constraint in lbs/MMBtu | FALSE | L | Annual | Net Emissions Allowance Position | MTons | 2.1746 | 2.1746 | 2.1746 | 2.1746 | 2.1746 | 2.1746 | 2.1789
Unit Comanche 3 - SO2 Rate Annual v3.1, Unit 4116 and retrofits | 825 | 1895 | Rate Constraint in lbs/MMBtu | FALSE | L | Annual | Fuel Consumed | TBtu | 54.4318 | 54.4318 | 54.4318 | 54.4318 | 54.4318 | 54.4318 | 54.5401
Unit Comanche 3 - SO2 Rate Annual v3.1, Unit 4116 and retrofits | 825 | 1895 | Rate Constraint in lbs/MMBtu | FALSE | L | Annual | Rate | lb/MMBtu | 0.0799 | 0.0799 | 0.0799 | 0.0799 | 0.0799 | 0.0799 | 0.0799
Unit Comanche 3 - SO2 Rate Annual v3.1, Unit 4116 and retrofits | 825 | 1895 | Rate Constraint in lbs/MMBtu | FALSE | L | Annual | Generation | TWh | 5.585 | 5.585 | 5.585 | 5.585 | 5.585 | 5.585 | 5.585
Unit Comanche 3 - SO2 Rate Annual v3.1, Unit 4116 and retrofits | 825 | 1895 | Rate Constraint in lbs/MMBtu | FALSE | L | Annual | Qualifying Generation | TWh | 5.585 | 5.585 | 5.585 | 5.585 | 5.585 | 5.585 | 5.585
Unit Comanche 3 - SO2 Rate Annual v3.1, Unit 4116 and retrofits | 825 | 1895 | Rate Constraint in lbs/MMBtu | FALSE | L | Annual | Rate | lb/MWh | 0.38935 | 0.38935 | 0.38935 | 0.38935 | 0.38935 | 0.38935 | 0.39013
Unit Comanche 3 - SO2 Rate Annual v3.1, Unit 4116 and retrofits | 825 | 1895 | Rate Constraint in lbs/MMBtu | FALSE | L | Annual | Constraint Shadow Price | US$/Ton | 0 | 0 | 0 | 0 | 0 | 0 | 0
Unit E D Edwards 1 - SO2 Rate Annual v4.10, Unit 4159 and retrofits | 826 | 2241 | Rate Constraint in lbs/MMBtu | FALSE | L | Annual | Seasons Included | Seasons | Winter, Summer | Winter, Summer | Winter, Summer | Winter, Summer | Winter, Summer | Winter, Summer | Winter, Summer
Unit E D Edwards 1 - SO2 Rate Annual v4.10, Unit 4159 and retrofits | 826 | 2241 | Rate Constraint in lbs/MMBtu | FALSE | L | Annual | Standard | lb/MMBtu | 0.4578 | 0.4578 | 0.4578 | 0.4578 | 0.4578 | 0.4578 | 0.4578
Unit E D Edwards 1 - SO2 Rate Annual v4.10, Unit 4159 and retrofits | 826 | 2241 | Rate Constraint in lbs/MMBtu | FALSE | L | Annual | Emissions at Affected Plants SO2 | MTons | 0 | 0 | 0 | 0 | 0 | 0 | 0
Unit E D Edwards 1 - SO2 Rate Annual v4.10, Unit 4159 and retrofits | 826 | 2241 | Rate Constraint in lbs/MMBtu | FALSE | L | Annual | Allowances Purchased SO2 | MTons | 0 | 0 | 0 | 0 | 0 | 0 | 0
Unit E D Edwards 1 - SO2 Rate Annual v4.10, Unit 4159 and retrofits | 826 | 2241 | Rate Constraint in lbs/MMBtu | FALSE | L | Annual | Allowances Sold SO2 | MTons | 0 | 0 | 0 | 0 | 0 | 0 | 0
Unit E D Edwards 1 - SO2 Rate Annual v4.10, Unit 4159 and retrofits | 826 | 2241 | Rate Constraint in lbs/MMBtu | FALSE | L | Annual | Allowances Banked | MTons | 0 | 0 | 0 | 0 | 0 | 0 | 0
Unit E D Edwards 1 - SO2 Rate Annual v4.10, Unit 4159 and retrofits | 826 | 2241 | Rate Constraint in lbs/MMBtu | FALSE | L | Annual | Allowances Withdrawn (1:1) | MTons | 0 | 0 | 0 | 0 | 0 | 0 | 0
Unit E D Edwards 1 - SO2 Rate Annual v4.10, Unit 4159 and retrofits | 826 | 2241 | Rate Constraint in lbs/MMBtu | FALSE | L | Annual | Allowances Withdrawn (n:1) | MTons | 0 | 0 | 0 | 0 | 0 | 0 | 0
Unit E D Edwards 1 - SO2 Rate Annual v4.10, Unit 4159 and retrofits | 826 | 2241 | Rate Constraint in lbs/MMBtu | FALSE | L | Annual | Net Emissions Allowance Position | MTons | 0 | 0 | 0 | 0 | 0 | 0 | 0
Unit E D Edwards 1 - SO2 Rate Annual v4.10, Unit 4159 and retrofits | 826 | 2241 | Rate Constraint in lbs/MMBtu | FALSE | L | Annual | Fuel Consumed | TBtu | 0 | 0 | 0 | 0 | 0 | 0 | 0
Unit E D Edwards 1 - SO2 Rate Annual v4.10, Unit 4159 and retrofits | 826 | 2241 | Rate Constraint in lbs/MMBtu | FALSE | L | Annual | Rate | lb/MMBtu | 0 | 0 | 0 | 0 | 0 | 0 | 0
Unit E D Edwards 1 - SO2 Rate Annual v4.10, Unit 4159 and retrofits | 826 | 2241 | Rate Constraint in lbs/MMBtu | FALSE | L | Annual | Generation | TWh | 0 | 0 | 0 | 0 | 0 | 0 | 0
Unit E D Edwards 1 - SO2 Rate Annual v4.10, Unit 4159 and retrofits | 826 | 2241 | Rate Constraint in lbs/MMBtu | FALSE | L | Annual | Qualifying Generation | TWh | 0 | 0 | 0 | 0 | 0 | 0 | 0
Unit E D Edwards 1 - SO2 Rate Annual v4.10, Unit 4159 and retrofits | 826 | 2241 | Rate Constraint in lbs/MMBtu | FALSE | L | Annual | Rate | lb/MWh | 0 | 0 | 0 | 0 | 0 | 0 | 0
Unit E D Edwards 1 - SO2 Rate Annual v4.10, Unit 4159 and retrofits | 826 | 2241 | Rate Constraint in lbs/MMBtu | FALSE | L | Annual | Constraint Shadow Price | US$/Ton | 0 | 0 | 0 | 0 | 0 | 0 | 0
Unit E D Edwards 2 - SO2 Rate Annual v4.10, Unit 4158 and retrofits | 827 | 2242 | Rate Constraint in lbs/MMBtu | FALSE | L | Annual | Seasons Included | Seasons | Winter, Summer | Winter, Summer | Winter, Summer | Winter, Summer | Winter, Summer | Winter, Summer | Winter, Summer
Unit E D Edwards 2 - SO2 Rate Annual v4.10, Unit 4158 and retrofits | 827 | 2242 | Rate Constraint in lbs/MMBtu | FALSE | L | Annual | Standard | lb/MMBtu | 0.45782 | 0.45782 | 0.45782 | 0.45782 | 0.45782 | 0.45782 | 0.45782
Unit E D Edwards 2 - SO2 Rate Annual v4.10, Unit 4158 and retrofits | 827 | 2242 | Rate Constraint in lbs/MMBtu | FALSE | L | Annual | Emissions at Affected Plants SO2 | MTons | 0.005815 | 0.0061672 | 0.005815 | 0.005815 | 0.0061672 | 0.005815 | 0.005815
Unit E D Edwards 2 - SO2 Rate Annual v4.10, Unit 4158 and retrofits | 827 | 2242 | Rate Constraint in lbs/MMBtu | FALSE | L | Annual | Allowances Purchased SO2 | MTons | 0 | 0 | 0 | 0 | 0 | 0 | 0
Unit E D Edwards 2 - SO2 Rate Annual v4.10, Unit 4158 and retrofits | 827 | 2242 | Rate Constraint in lbs/MMBtu | FALSE | L | Annual | Allowances Sold SO2 | MTons | 0 | 0 | 0 | 0 | 0 | 0 | 0
Unit E D Edwards 2 - SO2 Rate Annual v4.10, Unit 4158 and retrofits | 827 | 2242 | Rate Constraint in lbs/MMBtu | FALSE | L | Annual | Allowances Banked | MTons | 0 | 0 | 0 | 0 | 0 | 0 | 0
Unit E D Edwards 2 - SO2 Rate Annual v4.10, Unit 4158 and retrofits | 827 | 2242 | Rate Constraint in lbs/MMBtu | FALSE | L | Annual | Allowances Withdrawn (1:1) | MTons | 0 | 0 | 0 | 0 | 0 | 0 | 0
Unit E D Edwards 2 - SO2 Rate Annual v4.10, Unit 4158 and retrofits | 827 | 2242 | Rate Constraint in lbs/MMBtu | FALSE | L | Annual | Allowances Withdrawn (n:1) | MTons | 0 | 0 | 0 | 0 | 0 | 0 | 0
Unit E D Edwards 2 - SO2 Rate Annual v4.10, Unit 4158 and retrofits | 827 | 2242 | Rate Constraint in lbs/MMBtu | FALSE | L | Annual | Net Emissions Allowance Position | MTons | 0.005815 | 0.0061672 | 0.005815 | 0.005815 | 0.0061672 | 0.005815 | 0.005815
Unit E D Edwards 2 - SO2 Rate Annual v4.10, Unit 4158 and retrofits | 827 | 2242 | Rate Constraint in lbs/MMBtu | FALSE | L | Annual | Fuel Consumed | TBtu | 0.071169 | 0.070887 | 0.071169 | 0.071169 | 0.070887 | 0.071169 | 0.071169
Unit E D Edwards 2 - SO2 Rate Annual v4.10, Unit 4158 and retrofits | 827 | 2242 | Rate Constraint in lbs/MMBtu | FALSE | L | Annual | Rate | lb/MMBtu | 0.16342 | 0.174 | 0.16342 | 0.16342 | 0.174 | 0.16342 | 0.16342
Unit E D Edwards 2 - SO2 Rate Annual v4.10, Unit 4158 and retrofits | 827 | 2242 | Rate Constraint in lbs/MMBtu | FALSE | L | Annual | Generation | TWh | 0.0072097 | 0.0072097 | 0.0072097 | 0.0072097 | 0.0072097 | 0.0072097 | 0.0072097
Unit E D Edwards 2 - SO2 Rate Annual v4.10, Unit 4158 and retrofits | 827 | 2242 | Rate Constraint in lbs/MMBtu | FALSE | L | Annual | Qualifying Generation | TWh | 0.0072097 | 0.0072097 | 0.0072097 | 0.0072097 | 0.0072097 | 0.0072097 | 0.0072097
Unit E D Edwards 2 - SO2 Rate Annual v4.10, Unit 4158 and retrofits | 827 | 2242 | Rate Constraint in lbs/MMBtu | FALSE | L | Annual | Rate | lb/MWh | 0.80655 | 0.8554 | 0.80655 | 0.80655 | 0.8554 | 0.80655 | 0.80655
Unit E D Edwards 2 - SO2 Rate Annual v4.10, Unit 4158 and retrofits | 827 | 2242 | Rate Constraint in lbs/MMBtu | FALSE | L | Annual | Constraint Shadow Price | US$/Ton | 0 | 0 | 0 | 0 | 0 | 0 | 0
Unit E D Edwards 3 - SO2 Rate Annual v4.10, Unit 4143 and retrofits | 828 | 2240 | Rate Constraint in lbs/MMBtu | FALSE | L | Annual | Seasons Included | Seasons | Winter, Summer | Winter, Summer | Winter, Summer | Winter, Summer | Winter, Summer | Winter, Summer | Winter, Summer
Unit E D Edwards 3 - SO2 Rate Annual v4.10, Unit 4143 and retrofits | 828 | 2240 | Rate Constraint in lbs/MMBtu | FALSE | L | Annual | Standard | lb/MMBtu | 0.42492 | 0.42492 | 0.42492 | 0.42492 | 0.42492 | 0.42492 | 0.42492
Unit E D Edwards 3 - SO2 Rate Annual v4.10, Unit 4143 and retrofits | 828 | 2240 | Rate Constraint in lbs/MMBtu | FALSE | L | Annual | Emissions at Affected Plants SO2 | MTons | 0.98576 | 0.98225 | 0.98576 | 0.98396 | 0.98225 | 0.98576 | 0.98576
Unit E D Edwards 3 - SO2 Rate Annual v4.10, Unit 4143 and retrofits | 828 | 2240 | Rate Constraint in lbs/MMBtu | FALSE | L | Annual | Allowances Purchased SO2 | MTons | 0 | 0 | 0 | 0 | 0 | 0 | 0
Unit E D Edwards 3 - SO2 Rate Annual v4.10, Unit 4143 and retrofits | 828 | 2240 | Rate Constraint in lbs/MMBtu | FALSE | L | Annual | Allowances Sold SO2 | MTons | 0 | 0 | 0 | 0 | 0 | 0 | 0
Unit E D Edwards 3 - SO2 Rate Annual v4.10, Unit 4143 and retrofits | 828 | 2240 | Rate Constraint in lbs/MMBtu | FALSE | L | Annual | Allowances Banked | MTons | 0 | 0 | 0 | 0 | 0 | 0 | 0
Unit E D Edwards 3 - SO2 Rate Annual v4.10, Unit 4143 and retrofits | 828 | 2240 | Rate Constraint in lbs/MMBtu | FALSE | L | Annual | Allowances Withdrawn (1:1) | MTons | 0 | 0 | 0 | 0 | 0 | 0 | 0
Unit E D Edwards 3 - SO2 Rate Annual v4.10, Unit 4143 and retrofits | 828 | 2240 | Rate Constraint in lbs/MMBtu | FALSE | L | Annual | Allowances Withdrawn (n:1) | MTons | 0 | 0 | 0 | 0 | 0 | 0 | 0
Unit E D Edwards 3 - SO2 Rate Annual v4.10, Unit 4143 and retrofits | 828 | 2240 | Rate Constraint in lbs/MMBtu | FALSE | L | Annual | Net Emissions Allowance Position | MTons | 0.98576 | 0.98225 | 0.98576 | 0.98396 | 0.98225 | 0.98576 | 0.98576
Unit E D Edwards 3 - SO2 Rate Annual v4.10, Unit 4143 and retrofits | 828 | 2240 | Rate Constraint in lbs/MMBtu | FALSE | L | Annual | Fuel Consumed | TBtu | 24.5981 | 24.5008 | 24.5981 | 24.5531 | 24.5008 | 24.5981 | 24.5981
Unit E D Edwards 3 - SO2 Rate Annual v4.10, Unit 4143 and retrofits | 828 | 2240 | Rate Constraint in lbs/MMBtu | FALSE | L | Annual | Rate | lb/MMBtu | 0.080149 | 0.080181 | 0.080149 | 0.08015 | 0.080181 | 0.080149 | 0.080149
Unit E D Edwards 3 - SO2 Rate Annual v4.10, Unit 4143 and retrofits | 828 | 2240 | Rate Constraint in lbs/MMBtu | FALSE | L | Annual | Generation | TWh | 2.4419 | 2.4419 | 2.4419 | 2.4419 | 2.4419 | 2.4419 | 2.4419
Unit E D Edwards 3 - SO2 Rate Annual v4.10, Unit 4143 and retrofits | 828 | 2240 | Rate Constraint in lbs/MMBtu | FALSE | L | Annual | Qualifying Generation | TWh | 2.4419 | 2.4419 | 2.4419 | 2.4419 | 2.4419 | 2.4419 | 2.4419
Unit E D Edwards 3 - SO2 Rate Annual v4.10, Unit 4143 and retrofits | 828 | 2240 | Rate Constraint in lbs/MMBtu | FALSE | L | Annual | Rate | lb/MWh | 0.40369 | 0.40225 | 0.40369 | 0.40295 | 0.40225 | 0.40369 | 0.40369
Unit E D Edwards 3 - SO2 Rate Annual v4.10, Unit 4143 and retrofits | 828 | 2240 | Rate Constraint in lbs/MMBtu | FALSE | L | Annual | Constraint Shadow Price | US$/Ton | 0 | 0 | 0 | 0 | 0 | 0 | 0
Unit Gerald Gentleman 1 - SO2 Rate Annual v4.10, Unit 3549 and retrofits | 829 | 2227 | Rate Constraint in lbs/MMBtu | FALSE | L | Annual | Seasons Included | Seasons | Winter, Summer | Winter, Summer | Winter, Summer | Winter, Summer | Winter, Summer | Winter, Summer | Winter, Summer
Unit Gerald Gentleman 1 - SO2 Rate Annual v4.10, Unit 3549 and retrofits | 829 | 2227 | Rate Constraint in lbs/MMBtu | FALSE | L | Annual | Standard | lb/MMBtu | 0.60552 | 0.60552 | 0.60552 | 0.60552 | 0.60552 | 0.60552 | 0.60552
Unit Gerald Gentleman 1 - SO2 Rate Annual v4.10, Unit 3549 and retrofits | 829 | 2227 | Rate Constraint in lbs/MMBtu | FALSE | L | Annual | Emissions at Affected Plants SO2 | MTons | 4.3242 | 4.3242 | 4.3242 | 4.3242 | 7.0082 | 7.0082 | 7.0082
Unit Gerald Gentleman 1 - SO2 Rate Annual v4.10, Unit 3549 and retrofits | 829 | 2227 | Rate Constraint in lbs/MMBtu | FALSE | L | Annual | Allowances Purchased SO2 | MTons | 0 | 0 | 0 | 0 | 0 | 0 | 0
Unit Gerald Gentleman 1 - SO2 Rate Annual v4.10, Unit 3549 and retrofits | 829 | 2227 | Rate Constraint in lbs/MMBtu | FALSE | L | Annual | Allowances Sold SO2 | MTons | 0 | 0 | 0 | 0 | 0 | 0 | 0
Unit Gerald Gentleman 1 - SO2 Rate Annual v4.10, Unit 3549 and retrofits | 829 | 2227 | Rate Constraint in lbs/MMBtu | FALSE | L | Annual | Allowances Banked | MTons | 0 | 0 | 0 | 0 | 0 | 0 | 0
Unit Gerald Gentleman 1 - SO2 Rate Annual v4.10, Unit 3549 and retrofits | 829 | 2227 | Rate Constraint in lbs/MMBtu | FALSE | L | Annual | Allowances Withdrawn (1:1) | MTons | 0 | 0 | 0 | 0 | 0 | 0 | 0
Unit Gerald Gentleman 1 - SO2 Rate Annual v4.10, Unit 3549 and retrofits | 829 | 2227 | Rate Constraint in lbs/MMBtu | FALSE | L | Annual | Allowances Withdrawn (n:1) | MTons | 0 | 0 | 0 | 0 | 0 | 0 | 0
Unit Gerald Gentleman 1 - SO2 Rate Annual v4.10, Unit 3549 and retrofits | 829 | 2227 | Rate Constraint in lbs/MMBtu | FALSE | L | Annual | Net Emissions Allowance Position | MTons | 4.3242 | 4.3242 | 4.3242 | 4.3242 | 7.0082 | 7.0082 | 7.0082
Unit Gerald Gentleman 1 - SO2 Rate Annual v4.10, Unit 3549 and retrofits | 829 | 2227 | Rate Constraint in lbs/MMBtu | FALSE | L | Annual | Fuel Consumed | TBtu | 49.7033 | 49.7033 | 49.7033 | 49.7033 | 49.7033 | 49.7033 | 49.7033
Unit Gerald Gentleman 1 - SO2 Rate Annual v4.10, Unit 3549 and retrofits | 829 | 2227 | Rate Constraint in lbs/MMBtu | FALSE | L | Annual | Rate | lb/MMBtu | 0.174 | 0.174 | 0.174 | 0.174 | 0.282 | 0.282 | 0.282
Unit Gerald Gentleman 1 - SO2 Rate Annual v4.10, Unit 3549 and retrofits | 829 | 2227 | Rate Constraint in lbs/MMBtu | FALSE | L | Annual | Generation | TWh | 4.8296 | 4.8296 | 4.8296 | 4.8296 | 4.8296 | 4.8296 | 4.8296
Unit Gerald Gentleman 1 - SO2 Rate Annual v4.10, Unit 3549 and retrofits | 829 | 2227 | Rate Constraint in lbs/MMBtu | FALSE | L | Annual | Qualifying Generation | TWh | 4.8296 | 4.8296 | 4.8296 | 4.8296 | 4.8296 | 4.8296 | 4.8296
Unit Gerald Gentleman 1 - SO2 Rate Annual v4.10, Unit 3549 and retrofits | 829 | 2227 | Rate Constraint in lbs/MMBtu | FALSE | L | Annual | Rate | lb/MWh | 0.89536 | 0.89536 | 0.89536 | 0.89536 | 1.4511 | 1.4511 | 1.4511
Unit Gerald Gentleman 1 - SO2 Rate Annual v4.10, Unit 3549 and retrofits | 829 | 2227 | Rate Constraint in lbs/MMBtu | FALSE | L | Annual | Constraint Shadow Price | US$/Ton | 0 | 0 | 0 | 0 | 0 | 0 | 0
Unit Gerald Gentleman 2 - SO2 Rate Annual v4.10, Unit 3548 and retrofits | 830 | 2226 | Rate Constraint in lbs/MMBtu | FALSE | L | Annual | Seasons Included | Seasons | Winter, Summer | Winter, Summer | Winter, Summer | Winter, Summer | Winter, Summer | Winter, Summer | Winter, Summer
Unit Gerald Gentleman 2 - SO2 Rate Annual v4.10, Unit 3548 and retrofits | 830 | 2226 | Rate Constraint in lbs/MMBtu | FALSE | L | Annual | Standard | lb/MMBtu | 0.59507 | 0.59507 | 0.59507 | 0.59507 | 0.59507 | 0.59507 | 0.59507
Unit Gerald Gentleman 2 - SO2 Rate Annual v4.10, Unit 3548 and retrofits | 830 | 2226 | Rate Constraint in lbs/MMBtu | FALSE | L | Annual | Emissions at Affected Plants SO2 | MTons | 4.5784 | 4.5784 | 4.5784 | 4.5784 | 7.4202 | 7.4202 | 7.4202
Unit Gerald Gentleman 2 - SO2 Rate Annual v4.10, Unit 3548 and retrofits | 830 | 2226 | Rate Constraint in lbs/MMBtu | FALSE | L | Annual | Allowances Purchased SO2 | MTons | 0 | 0 | 0 | 0 | 0 | 0 | 0
Unit Gerald Gentleman 2 - SO2 Rate Annual v4.10, Unit 3548 and retrofits | 830 | 2226 | Rate Constraint in lbs/MMBtu | FALSE | L | Annual | Allowances Sold SO2 | MTons | 0 | 0 | 0 | 0 | 0 | 0 | 0
Unit Gerald Gentleman 2 - SO2 Rate Annual v4.10, Unit 3548 and retrofits | 830 | 2226 | Rate Constraint in lbs/MMBtu | FALSE | L | Annual | Allowances Banked | MTons | 0 | 0 | 0 | 0 | 0 | 0 | 0
Unit Gerald Gentleman 2 - SO2 Rate Annual v4.10, Unit 3548 and retrofits | 830 | 2226 | Rate Constraint in lbs/MMBtu | FALSE | L | Annual | Allowances Withdrawn (1:1) | MTons | 0 | 0 | 0 | 0 | 0 | 0 | 0
Unit Gerald Gentleman 2 - SO2 Rate Annual v4.10, Unit 3548 and retrofits | 830 | 2226 | Rate Constraint in lbs/MMBtu | FALSE | L | Annual | Allowances Withdrawn (n:1) | MTons | 0 | 0 | 0 | 0 | 0 | 0 | 0
Unit Gerald Gentleman 2 - SO2 Rate Annual v4.10, Unit 3548 and retrofits | 830 | 2226 | Rate Constraint in lbs/MMBtu | FALSE | L | Annual | Net Emissions Allowance Position | MTons | 4.5784 | 4.5784 | 4.5784 | 4.5784 | 7.4202 | 7.4202 | 7.4202
Unit Gerald Gentleman 2 - SO2 Rate Annual v4.10, Unit 3548 and retrofits | 830 | 2226 | Rate Constraint in lbs/MMBtu | FALSE | L | Annual | Fuel Consumed | TBtu | 52.6255 | 52.6255 | 52.6255 | 52.6255 | 52.6255 | 52.6255 | 52.6255
Unit Gerald Gentleman 2 - SO2 Rate Annual v4.10, Unit 3548 and retrofits | 830 | 2226 | Rate Constraint in lbs/MMBtu | FALSE | L | Annual | Rate | lb/MMBtu | 0.174 | 0.174 | 0.174 | 0.174 | 0.282 | 0.282 | 0.282
Unit Gerald Gentleman 2 - SO2 Rate Annual v4.10, Unit 3548 and retrofits | 830 | 2226 | Rate Constraint in lbs/MMBtu | FALSE | L | Annual | Generation | TWh | 5.0836 | 5.0836 | 5.0836 | 5.0836 | 5.0836 | 5.0836 | 5.0836
Unit Gerald Gentleman 2 - SO2 Rate Annual v4.10, Unit 3548 and retrofits | 830 | 2226 | Rate Constraint in lbs/MMBtu | FALSE | L | Annual | Qualifying Generation | TWh | 5.0836 | 5.0836 | 5.0836 | 5.0836 | 5.0836 | 5.0836 | 5.0836
Unit Gerald Gentleman 2 - SO2 Rate Annual v4.10, Unit 3548 and retrofits | 830 | 2226 | Rate Constraint in lbs/MMBtu | FALSE | L | Annual | Rate | lb/MWh | 0.90062 | 0.90062 | 0.90062 | 0.90062 | 1.4596 | 1.4596 | 1.4596
Unit Gerald Gentleman 2 - SO2 Rate Annual v4.10, Unit 3548 and retrofits | 830 | 2226 | Rate Constraint in lbs/MMBtu | FALSE | L | Annual | Constraint Shadow Price | US$/Ton | 0 | 0 | 0 | 0 | 0 | 0 | 0
Unit Lon Wright 8 - SO2 Rate Annual v4.10, Unit 3552 and retrofits | 831 | 2222 | Rate Constraint in lbs/MMBtu | FALSE | L | Annual | Seasons Included | Seasons | Winter, Summer | Winter, Summer | Winter, Summer | Winter, Summer | Winter, Summer | Winter, Summer | Winter, Summer
Unit Lon Wright 8 - SO2 Rate Annual v4.10, Unit 3552 and retrofits | 831 | 2222 | Rate Constraint in lbs/MMBtu | FALSE | L | Annual | Standard | lb/MMBtu | 0.64321 | 0.64321 | 0.64321 | 0.64321 | 0.64321 | 0.64321 | 0.64321
Unit Lon Wright 8 - SO2 Rate Annual v4.10, Unit 3552 and retrofits | 831 | 2222 | Rate Constraint in lbs/MMBtu | FALSE | L | Annual | Emissions at Affected Plants SO2 | MTons | 0.66802 | 0.66802 | 0.66802 | 0.66802 | 0.48207 | 0.58351 | 1.0827
Unit Lon Wright 8 - SO2 Rate Annual v4.10, Unit 3552 and retrofits | 831 | 2222 | Rate Constraint in lbs/MMBtu | FALSE | L | Annual | Allowances Purchased SO2 | MTons | 0 | 0 | 0 | 0 | 0 | 0 | 0
Unit Lon Wright 8 - SO2 Rate Annual v4.10, Unit 3552 and retrofits | 831 | 2222 | Rate Constraint in lbs/MMBtu | FALSE | L | Annual | Allowances Sold SO2 | MTons | 0 | 0 | 0 | 0 | 0 | 0 | 0
Unit Lon Wright 8 - SO2 Rate Annual v4.10, Unit 3552 and retrofits | 831 | 2222 | Rate Constraint in lbs/MMBtu | FALSE | L | Annual | Allowances Banked | MTons | 0 | 0 | 0 | 0 | 0 | 0 | 0
Unit Lon Wright 8 - SO2 Rate Annual v4.10, Unit 3552 and retrofits | 831 | 2222 | Rate Constraint in lbs/MMBtu | FALSE | L | Annual | Allowances Withdrawn (1:1) | MTons | 0 | 0 | 0 | 0 | 0 | 0 | 0
Unit Lon Wright 8 - SO2 Rate Annual v4.10, Unit 3552 and retrofits | 831 | 2222 | Rate Constraint in lbs/MMBtu | FALSE | L | Annual | Allowances Withdrawn (n:1) | MTons | 0 | 0 | 0 | 0 | 0 | 0 | 0
Unit Lon Wright 8 - SO2 Rate Annual v4.10, Unit 3552 and retrofits | 831 | 2222 | Rate Constraint in lbs/MMBtu | FALSE | L | Annual | Net Emissions Allowance Position | MTons | 0.66802 | 0.66802 | 0.66802 | 0.66802 | 0.48207 | 0.58351 | 1.0827
Unit Lon Wright 8 - SO2 Rate Annual v4.10, Unit 3552 and retrofits | 831 | 2222 | Rate Constraint in lbs/MMBtu | FALSE | L | Annual | Fuel Consumed | TBtu | 7.6784 | 7.6784 | 7.6784 | 7.6784 | 5.541 | 6.7071 | 7.6784
Unit Lon Wright 8 - SO2 Rate Annual v4.10, Unit 3552 and retrofits | 831 | 2222 | Rate Constraint in lbs/MMBtu | FALSE | L | Annual | Rate | lb/MMBtu | 0.174 | 0.174 | 0.174 | 0.174 | 0.174 | 0.174 | 0.282
Unit Lon Wright 8 - SO2 Rate Annual v4.10, Unit 3552 and retrofits | 831 | 2222 | Rate Constraint in lbs/MMBtu | FALSE | L | Annual | Generation | TWh | 0.62274 | 0.62274 | 0.62274 | 0.62274 | 0.44939 | 0.54396 | 0.62274
Unit Lon Wright 8 - SO2 Rate Annual v4.10, Unit 3552 and retrofits | 831 | 2222 | Rate Constraint in lbs/MMBtu | FALSE | L | Annual | Qualifying Generation | TWh | 0.62274 | 0.62274 | 0.62274 | 0.62274 | 0.44939 | 0.54396 | 0.62274
Unit Lon Wright 8 - SO2 Rate Annual v4.10, Unit 3552 and retrofits | 831 | 2222 | Rate Constraint in lbs/MMBtu | FALSE | L | Annual | Rate | lb/MWh | 1.0727 | 1.0727 | 1.0727 | 1.0727 | 1.0727 | 1.0727 | 1.7385
Unit Lon Wright 8 - SO2 Rate Annual v4.10, Unit 3552 and retrofits | 831 | 2222 | Rate Constraint in lbs/MMBtu | FALSE | L | Annual | Constraint Shadow Price | US$/Ton | 0 | 0 | 0 | 0 | 0 | 0 | 0
Unit Nebraska City 1 - SO2 Rate Annual v4.10, Unit 3553 and retrofits | 832 | 2231 | Rate Constraint in lbs/MMBtu | FALSE | L | Annual | Seasons Included | Seasons | Winter, Summer | Winter, Summer | Winter, Summer | Winter, Summer | Winter, Summer | Winter, Summer | Winter, Summer
Unit Nebraska City 1 - SO2 Rate Annual v4.10, Unit 3553 and retrofits | 832 | 2231 | Rate Constraint in lbs/MMBtu | FALSE | L | Annual | Standard | lb/MMBtu | 0.70894 | 0.70894 | 0.70894 | 0.70894 | 0.70894 | 0.70894 | 0.70894
Unit Nebraska City 1 - SO2 Rate Annual v4.10, Unit 3553 and retrofits | 832 | 2231 | Rate Constraint in lbs/MMBtu | FALSE | L | Annual | Emissions at Affected Plants SO2 | MTons | 4.1216 | 4.1216 | 4.1216 | 4.1216 | 4.1216 | 4.1216 | 6.6798
Unit Nebraska City 1 - SO2 Rate Annual v4.10, Unit 3553 and retrofits | 832 | 2231 | Rate Constraint in lbs/MMBtu | FALSE | L | Annual | Allowances Purchased SO2 | MTons | 0 | 0 | 0 | 0 | 0 | 0 | 0
Unit Nebraska City 1 - SO2 Rate Annual v4.10, Unit 3553 and retrofits | 832 | 2231 | Rate Constraint in lbs/MMBtu | FALSE | L | Annual | Allowances Sold SO2 | MTons | 0 | 0 | 0 | 0 | 0 | 0 | 0
Unit Nebraska City 1 - SO2 Rate Annual v4.10, Unit 3553 and retrofits | 832 | 2231 | Rate Constraint in lbs/MMBtu | FALSE | L | Annual | Allowances Banked | MTons | 0 | 0 | 0 | 0 | 0 | 0 | 0
Unit Nebraska City 1 - SO2 Rate Annual v4.10, Unit 3553 and retrofits | 832 | 2231 | Rate Constraint in lbs/MMBtu | FALSE | L | Annual | Allowances Withdrawn (1:1) | MTons | 0 | 0 | 0 | 0 | 0 | 0 | 0
Unit Nebraska City 1 - SO2 Rate Annual v4.10, Unit 3553 and retrofits | 832 | 2231 | Rate Constraint in lbs/MMBtu | FALSE | L | Annual | Allowances Withdrawn (n:1) | MTons | 0 | 0 | 0 | 0 | 0 | 0 | 0
Unit Nebraska City 1 - SO2 Rate Annual v4.10, Unit 3553 and retrofits | 832 | 2231 | Rate Constraint in lbs/MMBtu | FALSE | L | Annual | Net Emissions Allowance Position | MTons | 4.1216 | 4.1216 | 4.1216 | 4.1216 | 4.1216 | 4.1216 | 6.6798
Unit Nebraska City 1 - SO2 Rate Annual v4.10, Unit 3553 and retrofits | 832 | 2231 | Rate Constraint in lbs/MMBtu | FALSE | L | Annual | Fuel Consumed | TBtu | 47.3744 | 47.3744 | 47.3744 | 47.3744 | 47.3744 | 47.3744 | 47.3744
Unit Nebraska City 1 - SO2 Rate Annual v4.10, Unit 3553 and retrofits | 832 | 2231 | Rate Constraint in lbs/MMBtu | FALSE | L | Annual | Rate | lb/MMBtu | 0.174 | 0.174 | 0.174 | 0.174 | 0.174 | 0.174 | 0.282
Unit Nebraska City 1 - SO2 Rate Annual v4.10, Unit 3553 and retrofits | 832 | 2231 | Rate Constraint in lbs/MMBtu | FALSE | L | Annual | Generation | TWh | 4.6783 | 4.6783 | 4.6783 | 4.6783 | 4.6783 | 4.6783 | 4.6783
Unit Nebraska City 1 - SO2 Rate Annual v4.10, Unit 3553 and retrofits | 832 | 2231 | Rate Constraint in lbs/MMBtu | FALSE | L | Annual | Qualifying Generation | TWh | 4.6783 | 4.6783 | 4.6783 | 4.6783 | 4.6783 | 4.6783 | 4.6783
Unit Nebraska City 1 - SO2 Rate Annual v4.10, Unit 3553 and retrofits | 832 | 2231 | Rate Constraint in lbs/MMBtu | FALSE | L | Annual | Rate | lb/MWh | 0.881 | 0.881 | 0.881 | 0.881 | 0.881 | 0.881 | 1.4278
Unit Nebraska City 1 - SO2 Rate Annual v4.10, Unit 3553 and retrofits | 832 | 2231 | Rate Constraint in lbs/MMBtu | FALSE | L | Annual | Constraint Shadow Price | US$/Ton | 0 | 0 | 0 | 0 | 0 | 0 | 0
Unit North Omaha 1 - SO2 Rate Annual v4.10, Unit 3554 and retrofits | 833 | 2228 | Rate Constraint in lbs/MMBtu | FALSE | L | Annual | Seasons Included | Seasons | Winter, Summer | Winter, Summer | Winter, Summer | Winter, Summer | Winter, Summer | Winter, Summer | Winter, Summer
Unit North Omaha 1 - SO2 Rate Annual v4.10, Unit 3554 and retrofits | 833 | 2228 | Rate Constraint in lbs/MMBtu | FALSE | L | Annual | Standard | lb/MMBtu | 0.7567 | 0.7567 | 0.7567 | 0.7567 | 0.7567 | 0.7567 | 0.7567
Unit North Omaha 1 - SO2 Rate Annual v4.10, Unit 3554 and retrofits | 833 | 2228 | Rate Constraint in lbs/MMBtu | FALSE | L | Annual | Emissions at Affected Plants SO2 | MTons | 0.53892 | 0.53892 | 0.53892 | 0.53892 | 0.50012 | 0.53892 | 0.87342
Unit North Omaha 1 - SO2 Rate Annual v4.10, Unit 3554 and retrofits | 833 | 2228 | Rate Constraint in lbs/MMBtu | FALSE | L | Annual | Allowances Purchased SO2 | MTons | 0 | 0 | 0 | 0 | 0 | 0 | 0
Unit North Omaha 1 - SO2 Rate Annual v4.10, Unit 3554 and retrofits | 833 | 2228 | Rate Constraint in lbs/MMBtu | FALSE | L | Annual | Allowances Sold SO2 | MTons | 0 | 0 | 0 | 0 | 0 | 0 | 0
Unit North Omaha 1 - SO2 Rate Annual v4.10, Unit 3554 and retrofits | 833 | 2228 | Rate Constraint in lbs/MMBtu | FALSE | L | Annual | Allowances Banked | MTons | 0 | 0 | 0 | 0 | 0 | 0 | 0
Unit North Omaha 1 - SO2 Rate Annual v4.10, Unit 3554 and retrofits | 833 | 2228 | Rate Constraint in lbs/MMBtu | FALSE | L | Annual | Allowances Withdrawn (1:1) | MTons | 0 | 0 | 0 | 0 | 0 | 0 | 0
Unit North Omaha 1 - SO2 Rate Annual v4.10, Unit 3554 and retrofits | 833 | 2228 | Rate Constraint in lbs/MMBtu | FALSE | L | Annual | Allowances Withdrawn (n:1) | MTons | 0 | 0 | 0 | 0 | 0 | 0 | 0
Unit North Omaha 1 - SO2 Rate Annual v4.10, Unit 3554 and retrofits | 833 | 2228 | Rate Constraint in lbs/MMBtu | FALSE | L | Annual | Net Emissions Allowance Position | MTons | 0.53892 | 0.53892 | 0.53892 | 0.53892 | 0.50012 | 0.53892 | 0.87342
Unit North Omaha 1 - SO2 Rate Annual v4.10, Unit 3554 and retrofits | 833 | 2228 | Rate Constraint in lbs/MMBtu | FALSE | L | Annual | Fuel Consumed | TBtu | 6.1945 | 6.1945 | 6.1945 | 6.1945 | 5.7485 | 6.1945 | 6.1945
Unit North Omaha 1 - SO2 Rate Annual v4.10, Unit 3554 and retrofits | 833 | 2228 | Rate Constraint in lbs/MMBtu | FALSE | L | Annual | Rate | lb/MMBtu | 0.174 | 0.174 | 0.174 | 0.174 | 0.174 | 0.174 | 0.282
Unit North Omaha 1 - SO2 Rate Annual v4.10, Unit 3554 and retrofits | 833 | 2228 | Rate Constraint in lbs/MMBtu | FALSE | L | Annual | Generation | TWh | 0.56103 | 0.56103 | 0.56103 | 0.56103 | 0.52064 | 0.56103 | 0.56103
Unit North Omaha 1 - SO2 Rate Annual v4.10, Unit 3554 and retrofits | 833 | 2228 | Rate Constraint in lbs/MMBtu | FALSE | L | Annual | Qualifying Generation | TWh | 0.56103 | 0.56103 | 0.56103 | 0.56103 | 0.52064 | 0.56103 | 0.56103
Unit North Omaha 1 - SO2 Rate Annual v4.10, Unit 3554 and retrofits | 833 | 2228 | Rate Constraint in lbs/MMBtu | FALSE | L | Annual | Rate | lb/MWh | 0.96059 | 0.96059 | 0.96059 | 0.96059 | 0.96059 | 0.96059 | 1.5568
Unit North Omaha 1 - SO2 Rate Annual v4.10, Unit 3554 and retrofits | 833 | 2228 | Rate Constraint in lbs/MMBtu | FALSE | L | Annual | Constraint Shadow Price | US$/Ton | 0 | 0 | 0 | 0 | 0 | 0 | 0
Unit North Omaha 5 - SO2 Rate Annual v4.10, Unit 3557 and retrofits | 834 | 2230 | Rate Constraint in lbs/MMBtu | FALSE | L | Annual | Seasons Included | Seasons | Winter, Summer | Winter, Summer | Winter, Summer | Winter, Summer | Winter, Summer | Winter, Summer | Winter, Summer
Unit North Omaha 5 - SO2 Rate Annual v4.10, Unit 3557 and retrofits | 834 | 2230 | Rate Constraint in lbs/MMBtu | FALSE | L | Annual | Standard | lb/MMBtu | 0.73382 | 0.73382 | 0.73382 | 0.73382 | 0.73382 | 0.73382 | 0.73382
Unit North Omaha 5 - SO2 Rate Annual v4.10, Unit 3557 and retrofits | 834 | 2230 | Rate Constraint in lbs/MMBtu | FALSE | L | Annual | Emissions at Affected Plants SO2 | MTons | 1.476 | 1.476 | 1.476 | 1.476 | 1.3711 | 1.476 | 2.3921
Unit North Omaha 5 - SO2 Rate Annual v4.10, Unit 3557 and retrofits | 834 | 2230 | Rate Constraint in lbs/MMBtu | FALSE | L | Annual | Allowances Purchased SO2 | MTons | 0 | 0 | 0 | 0 | 0 | 0 | 0
Unit North Omaha 5 - SO2 Rate Annual v4.10, Unit 3557 and retrofits | 834 | 2230 | Rate Constraint in lbs/MMBtu | FALSE | L | Annual | Allowances Sold SO2 | MTons | 0 | 0 | 0 | 0 | 0 | 0 | 0
Unit North Omaha 5 - SO2 Rate Annual v4.10, Unit 3557 and retrofits | 834 | 2230 | Rate Constraint in lbs/MMBtu | FALSE | L | Annual | Allowances Banked | MTons | 0 | 0 | 0 | 0 | 0 | 0 | 0
Unit North Omaha 5 - SO2 Rate Annual v4.10, Unit 3557 and retrofits | 834 | 2230 | Rate Constraint in lbs/MMBtu | FALSE | L | Annual | Allowances Withdrawn (1:1) | MTons | 0 | 0 | 0 | 0 | 0 | 0 | 0
Unit North Omaha 5 - SO2 Rate Annual v4.10, Unit 3557 and retrofits | 834 | 2230 | Rate Constraint in lbs/MMBtu | FALSE | L | Annual | Allowances Withdrawn (n:1) | MTons | 0 | 0 | 0 | 0 | 0 | 0 | 0
Unit North Omaha 5 - SO2 Rate Annual v4.10, Unit 3557 and retrofits | 834 | 2230 | Rate Constraint in lbs/MMBtu | FALSE | L | Annual | Net Emissions Allowance Position | MTons | 1.476 | 1.476 | 1.476 | 1.476 | 1.3711 | 1.476 | 2.3921
Unit North Omaha 5 - SO2 Rate Annual v4.10, Unit 3557 and retrofits | 834 | 2230 | Rate Constraint in lbs/MMBtu | FALSE | L | Annual | Fuel Consumed | TBtu | 16.9651 | 16.9651 | 16.9651 | 16.9651 | 15.7597 | 16.9651 | 16.9651
Unit North Omaha 5 - SO2 Rate Annual v4.10, Unit 3557 and retrofits | 834 | 2230 | Rate Constraint in lbs/MMBtu | FALSE | L | Annual | Rate | lb/MMBtu | 0.174 | 0.174 | 0.174 | 0.174 | 0.174 | 0.174 | 0.282
Unit North Omaha 5 - SO2 Rate Annual v4.10, Unit 3557 and retrofits | 834 | 2230 | Rate Constraint in lbs/MMBtu | FALSE | L | Annual | Generation | TWh | 1.5256 | 1.5256 | 1.5256 | 1.5256 | 1.4172 | 1.5256 | 1.5256
Unit North Omaha 5 - SO2 Rate Annual v4.10, Unit 3557 and retrofits | 834 | 2230 | Rate Constraint in lbs/MMBtu | FALSE | L | Annual | Qualifying Generation | TWh | 1.5256 | 1.5256 | 1.5256 | 1.5256 | 1.4172 | 1.5256 | 1.5256
Unit North Omaha 5 - SO2 Rate Annual v4.10, Unit 3557 and retrofits | 834 | 2230 | Rate Constraint in lbs/MMBtu | FALSE | L | Annual | Rate | lb/MWh | 0.96747 | 0.96747 | 0.96747 | 0.96747 | 0.96747 | 0.96747 | 1.568
Unit North Omaha 5 - SO2 Rate Annual v4.10, Unit 3557 and retrofits | 834 | 2230 | Rate Constraint in lbs/MMBtu | FALSE | L | Annual | Constraint Shadow Price | US$/Ton | 0 | 0 | 0 | 0 | 0 | 0 | 0
Unit Northport 1 - SO2 Rate Annual v4.10, Unit 3808 and retrofits | 835 | 2237 | Rate Constraint in lbs/MMBtu | FALSE | L | Annual | Seasons Included | Seasons | Winter, Summer | Winter, Summer | Winter, Summer | Winter, Summer | Winter, Summer | Winter, Summer | Winter, Summer
Unit Northport 1 - SO2 Rate Annual v4.10, Unit 3808 and retrofits | 835 | 2237 | Rate Constraint in lbs/MMBtu | FALSE | L | Annual | Standard | lb/MMBtu | 0.067089 | 0.067089 | 0.067089 | 0.067089 | 0.067089 | 0.067089 | 0.067089
Unit Northport 1 - SO2 Rate Annual v4.10, Unit 3808 and retrofits | 835 | 2237 | Rate Constraint in lbs/MMBtu | FALSE | L | Annual | Emissions at Affected Plants SO2 | MTons | 0 | 0 | 0 | 0 | 0 | 0 | 0
Unit Northport 1 - SO2 Rate Annual v4.10, Unit 3808 and retrofits | 835 | 2237 | Rate Constraint in lbs/MMBtu | FALSE | L | Annual | Allowances Purchased SO2 | MTons | 0 | 0 | 0 | 0 | 0 | 0 | 0
Unit Northport 1 - SO2 Rate Annual v4.10, Unit 3808 and retrofits | 835 | 2237 | Rate Constraint in lbs/MMBtu | FALSE | L | Annual | Allowances Sold SO2 | MTons | 0 | 0 | 0 | 0 | 0 | 0 | 0
Unit Northport 1 - SO2 Rate Annual v4.10, Unit 3808 and retrofits | 835 | 2237 | Rate Constraint in lbs/MMBtu | FALSE | L | Annual | Allowances Banked | MTons | 0 | 0 | 0 | 0 | 0 | 0 | 0
Unit Northport 1 - SO2 Rate Annual v4.10, Unit 3808 and retrofits | 835 | 2237 | Rate Constraint in lbs/MMBtu | FALSE | L | Annual | Allowances Withdrawn (1:1) | MTons | 0 | 0 | 0 | 0 | 0 | 0 | 0
Unit Northport 1 - SO2 Rate Annual v4.10, Unit 3808 and retrofits | 835 | 2237 | Rate Constraint in lbs/MMBtu | FALSE | L | Annual | Allowances Withdrawn (n:1) | MTons | 0 | 0 | 0 | 0 | 0 | 0 | 0
Unit Northport 1 - SO2 Rate Annual v4.10, Unit 3808 and retrofits | 835 | 2237 | Rate Constraint in lbs/MMBtu | FALSE | L | Annual | Net Emissions Allowance Position | MTons | 0 | 0 | 0 | 0 | 0 | 0 | 0
Unit Northport 1 - SO2 Rate Annual v4.10, Unit 3808 and retrofits | 835 | 2237 | Rate Constraint in lbs/MMBtu | FALSE | L | Annual | Fuel Consumed | TBtu | 4.2937 | 4.2937 | 4.2937 | 4.8218 | 4.6279 | 0 | 0
Unit Northport 1 - SO2 Rate Annual v4.10, Unit 3808 and retrofits | 835 | 2237 | Rate Constraint in lbs/MMBtu | FALSE | L | Annual | Rate | lb/MMBtu | 0 | 0 | 0 | 0 | 0 | 0 | 0
Unit Northport 1 - SO2 Rate Annual v4.10, Unit 3808 and retrofits | 835 | 2237 | Rate Constraint in lbs/MMBtu | FALSE | L | Annual | Generation | TWh | 0.39676 | 0.39676 | 0.39676 | 0.44556 | 0.42764 | 0 | 0
Unit Northport 1 - SO2 Rate Annual v4.10, Unit 3808 and retrofits | 835 | 2237 | Rate Constraint in lbs/MMBtu | FALSE | L | Annual | Qualifying Generation | TWh | 0.39676 | 0.39676 | 0.39676 | 0.44556 | 0.42764 | 0 | 0
Unit Northport 1 - SO2 Rate Annual v4.10, Unit 3808 and retrofits | 835 | 2237 | Rate Constraint in lbs/MMBtu | FALSE | L | Annual | Rate | lb/MWh | 0 | 0 | 0 | 0 | 0 | 0 | 0
Unit Northport 1 - SO2 Rate Annual v4.10, Unit 3808 and retrofits | 835 | 2237 | Rate Constraint in lbs/MMBtu | FALSE | L | Annual | Constraint Shadow Price | US$/Ton | 0 | 0 | 0 | 0 | 0 | 0 | 0
Unit Northport 2 - SO2 Rate Annual v4.10, Unit 3813 and retrofits | 836 | 2236 | Rate Constraint in lbs/MMBtu | FALSE | L | Annual | Seasons Included | Seasons | Winter, Summer | Winter, Summer | Winter, Summer | Winter, Summer | Winter, Summer | Winter, Summer | Winter, Summer
Unit Northport 2 - SO2 Rate Annual v4.10, Unit 3813 and retrofits | 836 | 2236 | Rate Constraint in lbs/MMBtu | FALSE | L | Annual | Standard | lb/MMBtu | 0.22071 | 0.22071 | 0.22071 | 0.22071 | 0.22071 | 0.22071 | 0.22071
Unit Northport 2 - SO2 Rate Annual v4.10, Unit 3813 and retrofits | 836 | 2236 | Rate Constraint in lbs/MMBtu | FALSE | L | Annual | Emissions at Affected Plants SO2 | MTons | 0 | 0 | 0 | 0 | 0 | 0 | 0
Unit Northport 2 - SO2 Rate Annual v4.10, Unit 3813 and retrofits | 836 | 2236 | Rate Constraint in lbs/MMBtu | FALSE | L | Annual | Allowances Purchased SO2 | MTons | 0 | 0 | 0 | 0 | 0 | 0 | 0
Unit Northport 2 - SO2 Rate Annual v4.10, Unit 3813 and retrofits | 836 | 2236 | Rate Constraint in lbs/MMBtu | FALSE | L | Annual | Allowances Sold SO2 | MTons | 0 | 0 | 0 | 0 | 0 | 0 | 0
Unit Northport 2 - SO2 Rate Annual v4.10, Unit 3813 and retrofits | 836 | 2236 | Rate Constraint in lbs/MMBtu | FALSE | L | Annual | Allowances Banked | MTons | 0 | 0 | 0 | 0 | 0 | 0 | 0
Unit Northport 2 - SO2 Rate Annual v4.10, Unit 3813 and retrofits | 836 | 2236 | Rate Constraint in lbs/MMBtu | FALSE | L | Annual | Allowances Withdrawn (1:1) | MTons | 0 | 0 | 0 | 0 | 0 | 0 | 0
Unit Northport 2 - SO2 Rate Annual v4.10, Unit 3813 and retrofits | 836 | 2236 | Rate Constraint in lbs/MMBtu | FALSE | L | Annual | Allowances Withdrawn (n:1) | MTons | 0 | 0 | 0 | 0 | 0 | 0 | 0
Unit Northport 2 - SO2 Rate Annual v4.10, Unit 3813 and retrofits | 836 | 2236 | Rate Constraint in lbs/MMBtu | FALSE | L | Annual | Net Emissions Allowance Position | MTons | 0 | 0 | 0 | 0 | 0 | 0 | 0
Unit Northport 2 - SO2 Rate Annual v4.10, Unit 3813 and retrofits | 836 | 2236 | Rate Constraint in lbs/MMBtu | FALSE | L | Annual | Fuel Consumed | TBtu | 5.702 | 5.702 | 6.995 | 9.086 | 5.1122 | 0 | 0
Unit Northport 2 - SO2 Rate Annual v4.10, Unit 3813 and retrofits | 836 | 2236 | Rate Constraint in lbs/MMBtu | FALSE | L | Annual | Rate | lb/MMBtu | 0 | 0 | 0 | 0 | 0 | 0 | 0
Unit Northport 2 - SO2 Rate Annual v4.10, Unit 3813 and retrofits | 836 | 2236 | Rate Constraint in lbs/MMBtu | FALSE | L | Annual | Generation | TWh | 0.52753 | 0.52753 | 0.64714 | 0.8406 | 0.47296 | 0 | 0
Unit Northport 2 - SO2 Rate Annual v4.10, Unit 3813 and retrofits | 836 | 2236 | Rate Constraint in lbs/MMBtu | FALSE | L | Annual | Qualifying Generation | TWh | 0.52753 | 0.52753 | 0.64714 | 0.8406 | 0.47296 | 0 | 0
Unit Northport 2 - SO2 Rate Annual v4.10, Unit 3813 and retrofits | 836 | 2236 | Rate Constraint in lbs/MMBtu | FALSE | L | Annual | Rate | lb/MWh | 0 | 0 | 0 | 0 | 0 | 0 | 0
Unit Northport 2 - SO2 Rate Annual v4.10, Unit 3813 and retrofits | 836 | 2236 | Rate Constraint in lbs/MMBtu | FALSE | L | Annual | Constraint Shadow Price | US$/Ton | 0 | 0 | 0 | 0 | 0 | 0 | 0
Unit Northport 3 - SO2 Rate Annual v4.10, Unit 3809 and retrofits | 837 | 2235 | Rate Constraint in lbs/MMBtu | FALSE | L | Annual | Seasons Included | Seasons | Winter, Summer | Winter, Summer | Winter, Summer | Winter, Summer | Winter, Summer | Winter, Summer | Winter, Summer
Unit Northport 3 - SO2 Rate Annual v4.10, Unit 3809 and retrofits | 837 | 2235 | Rate Constraint in lbs/MMBtu | FALSE | L | Annual | Standard | lb/MMBtu | 0.22456 | 0.22456 | 0.22456 | 0.22456 | 0.22456 | 0.22456 | 0.22456
Unit Northport 3 - SO2 Rate Annual v4.10, Unit 3809 and retrofits | 837 | 2235 | Rate Constraint in lbs/MMBtu | FALSE | L | Annual | Emissions at Affected Plants SO2 | MTons | 0 | 0 | 0 | 0 | 0 | 0 | 0
Unit Northport 3 - SO2 Rate Annual v4.10, Unit 3809 and retrofits | 837 | 2235 | Rate Constraint in lbs/MMBtu | FALSE | L | Annual | Allowances Purchased SO2 | MTons | 0 | 0 | 0 | 0 | 0 | 0 | 0
Unit Northport 3 - SO2 Rate Annual v4.10, Unit 3809 and retrofits | 837 | 2235 | Rate Constraint in lbs/MMBtu | FALSE | L | Annual | Allowances Sold SO2 | MTons | 0 | 0 | 0 | 0 | 0 | 0 | 0
Unit Northport 3 - SO2 Rate Annual v4.10, Unit 3809 and retrofits | 837 | 2235 | Rate Constraint in lbs/MMBtu | FALSE | L | Annual | Allowances Banked | MTons | 0 | 0 | 0 | 0 | 0 | 0 | 0
Unit Northport 3 - SO2 Rate Annual v4.10, Unit 3809 and retrofits | 837 | 2235 | Rate Constraint in lbs/MMBtu | FALSE | L | Annual | Allowances Withdrawn (1:1) | MTons | 0 | 0 | 0 | 0 | 0 | 0 | 0
Unit Northport 3 - SO2 Rate Annual v4.10, Unit 3809 and retrofits | 837 | 2235 | Rate Constraint in lbs/MMBtu | FALSE | L | Annual | Allowances Withdrawn (n:1) | MTons | 0 | 0 | 0 | 0 | 0 | 0 | 0
Unit Northport 3 - SO2 Rate Annual v4.10, Unit 3809 and retrofits | 837 | 2235 | Rate Constraint in lbs/MMBtu | FALSE | L | Annual | Net Emissions Allowance Position | MTons | 0 | 0 | 0 | 0 | 0 | 0 | 0
Unit Northport 3 - SO2 Rate Annual v4.10, Unit 3809 and retrofits | 837 | 2235 | Rate Constraint in lbs/MMBtu | FALSE | L | Annual | Fuel Consumed | TBtu | 7.6699 | 7.6699 | 8.1676 | 8.1676 | 4.9528 | 0 | 0
Unit Northport 3 - SO2 Rate Annual v4.10, Unit 3809 and retrofits | 837 | 2235 | Rate Constraint in lbs/MMBtu | FALSE | L | Annual | Rate | lb/MMBtu | 0 | 0 | 0 | 0 | 0 | 0 | 0
Unit Northport 3 - SO2 Rate Annual v4.10, Unit 3809 and retrofits | 837 | 2235 | Rate Constraint in lbs/MMBtu | FALSE | L | Annual | Generation | TWh | 0.7195 | 0.7195 | 0.7662 | 0.7662 | 0.46462 | 0 | 0
Unit Northport 3 - SO2 Rate Annual v4.10, Unit 3809 and retrofits | 837 | 2235 | Rate Constraint in lbs/MMBtu | FALSE | L | Annual | Qualifying Generation | TWh | 0.7195 | 0.7195 | 0.7662 | 0.7662 | 0.46462 | 0 | 0
Unit Northport 3 - SO2 Rate Annual v4.10, Unit 3809 and retrofits | 837 | 2235 | Rate Constraint in lbs/MMBtu | FALSE | L | Annual | Rate | lb/MWh | 0 | 0 | 0 | 0 | 0 | 0 | 0
Unit Northport 3 - SO2 Rate Annual v4.10, Unit 3809 and retrofits | 837 | 2235 | Rate Constraint in lbs/MMBtu | FALSE | L | Annual | Constraint Shadow Price | US$/Ton | 0 | 0 | 0 | 0 | 0 | 0 | 0
Unit Northport 4 - SO2 Rate Annual v4.10, Unit 3810 and retrofits | 838 | 2234 | Rate Constraint in lbs/MMBtu | FALSE | L | Annual | Seasons Included | Seasons | Winter, Summer | Winter, Summer | Winter, Summer | Winter, Summer | Winter, Summer | Winter, Summer | Winter, Summer
Unit Northport 4 - SO2 Rate Annual v4.10, Unit 3810 and retrofits | 838 | 2234 | Rate Constraint in lbs/MMBtu | FALSE | L | Annual | Standard | lb/MMBtu | 0.15763 | 0.15763 | 0.15763 | 0.15763 | 0.15763 | 0.15763 | 0.15763
Unit Northport 4 - SO2 Rate Annual v4.10, Unit 3810 and retrofits | 838 | 2234 | Rate Constraint in lbs/MMBtu | FALSE | L | Annual | Emissions at Affected Plants SO2 | MTons | 0 | 0 | 0 | 0 | 0 | 0 | 0
Unit Northport 4 - SO2 Rate Annual v4.10, Unit 3810 and retrofits | 838 | 2234 | Rate Constraint in lbs/MMBtu | FALSE | L | Annual | Allowances Purchased SO2 | MTons | 0 | 0 | 0 | 0 | 0 | 0 | 0
Unit Northport 4 - SO2 Rate Annual v4.10, Unit 3810 and retrofits | 838 | 2234 | Rate Constraint in lbs/MMBtu | FALSE | L | Annual | Allowances Sold SO2 | MTons | 0 | 0 | 0 | 0 | 0 | 0 | 0
Unit Northport 4 - SO2 Rate Annual v4.10, Unit 3810 and retrofits | 838 | 2234 | Rate Constraint in lbs/MMBtu | FALSE | L | Annual | Allowances Banked | MTons | 0 | 0 | 0 | 0 | 0 | 0 | 0
Unit Northport 4 - SO2 Rate Annual v4.10, Unit 3810 and retrofits | 838 | 2234 | Rate Constraint in lbs/MMBtu | FALSE | L | Annual | Allowances Withdrawn (1:1) | MTons | 0 | 0 | 0 | 0 | 0 | 0 | 0
Unit Northport 4 - SO2 Rate Annual v4.10, Unit 3810 and retrofits | 838 | 2234 | Rate Constraint in lbs/MMBtu | FALSE | L | Annual | Allowances Withdrawn (n:1) | MTons | 0 | 0 | 0 | 0 | 0 | 0 | 0
Unit Northport 4 - SO2 Rate Annual v4.10, Unit 3810 and retrofits | 838 | 2234 | Rate Constraint in lbs/MMBtu | FALSE | L | Annual | Net Emissions Allowance Position | MTons | 0 | 0 | 0 | 0 | 0 | 0 | 0
Unit Northport 4 - SO2 Rate Annual v4.10, Unit 3810 and retrofits | 838 | 2234 | Rate Constraint in lbs/MMBtu | FALSE | L | Annual | Fuel Consumed | TBtu | 8.6107 | 8.6107 | 8.6107 | 8.6107 | 5.292 | 2.7512 | 2.6371
Unit Northport 4 - SO2 Rate Annual v4.10, Unit 3810 and retrofits | 838 | 2234 | Rate Constraint in lbs/MMBtu | FALSE | L | Annual | Rate | lb/MMBtu | 0 | 0 | 0 | 0 | 0 | 0 | 0
Unit Northport 4 - SO2 Rate Annual v4.10, Unit 3810 and retrofits | 838 | 2234 | Rate Constraint in lbs/MMBtu | FALSE | L | Annual | Generation | TWh | 0.80867 | 0.80867 | 0.80867 | 0.80867 | 0.49699 | 0.25838 | 0.24766
Unit Northport 4 - SO2 Rate Annual v4.10, Unit 3810 and retrofits | 838 | 2234 | Rate Constraint in lbs/MMBtu | FALSE | L | Annual | Qualifying Generation | TWh | 0.80867 | 0.80867 | 0.80867 | 0.80867 | 0.49699 | 0.25838 | 0.24766
Unit Northport 4 - SO2 Rate Annual v4.10, Unit 3810 and retrofits | 838 | 2234 | Rate Constraint in lbs/MMBtu | FALSE | L | Annual | Rate | lb/MWh | 0 | 0 | 0 | 0 | 0 | 0 | 0
Unit Northport 4 - SO2 Rate Annual v4.10, Unit 3810 and retrofits | 838 | 2234 | Rate Constraint in lbs/MMBtu | FALSE | L | Annual | Constraint Shadow Price | US$/Ton | 0 | 0 | 0 | 0 | 0 | 0 | 0
Unit Platte 1 - SO2 Rate Annual v4.10, Unit 3558 and retrofits | 839 | 2225 | Rate Constraint in lbs/MMBtu | FALSE | L | Annual | Seasons Included | Seasons | Winter, Summer | Winter, Summer | Winter, Summer | Winter, Summer | Winter, Summer | Winter, Summer | Winter, Summer
Unit Platte 1 - SO2 Rate Annual v4.10, Unit 3558 and retrofits | 839 | 2225 | Rate Constraint in lbs/MMBtu | FALSE | L | Annual | Standard | lb/MMBtu | 0.73393 | 0.73393 | 0.73393 | 0.73393 | 0.73393 | 0.73393 | 0.73393
Unit Platte 1 - SO2 Rate Annual v4.10, Unit 3558 and retrofits | 839 | 2225 | Rate Constraint in lbs/MMBtu | FALSE | L | Annual | Emissions at Affected Plants SO2 | MTons | 0.7159 | 0.7159 | 0.7159 | 0.7159 | 0.7159 | 0.7159 | 1.1603
Unit Platte 1 - SO2 Rate Annual v4.10, Unit 3558 and retrofits | 839 | 2225 | Rate Constraint in lbs/MMBtu | FALSE | L | Annual | Allowances Purchased SO2 | MTons | 0 | 0 | 0 | 0 | 0 | 0 | 0
Unit Platte 1 - SO2 Rate Annual v4.10, Unit 3558 and retrofits | 839 | 2225 | Rate Constraint in lbs/MMBtu | FALSE | L | Annual | Allowances Sold SO2 | MTons | 0 | 0 | 0 | 0 | 0 | 0 | 0
Unit Platte 1 - SO2 Rate Annual v4.10, Unit 3558 and retrofits | 839 | 2225 | Rate Constraint in lbs/MMBtu | FALSE | L | Annual | Allowances Banked | MTons | 0 | 0 | 0 | 0 | 0 | 0 | 0
Unit Platte 1 - SO2 Rate Annual v4.10, Unit 3558 and retrofits | 839 | 2225 | Rate Constraint in lbs/MMBtu | FALSE | L | Annual | Allowances Withdrawn (1:1) | MTons | 0 | 0 | 0 | 0 | 0 | 0 | 0
Unit Platte 1 - SO2 Rate Annual v4.10, Unit 3558 and retrofits | 839 | 2225 | Rate Constraint in lbs/MMBtu | FALSE | L | Annual | Allowances Withdrawn (n:1) | MTons | 0 | 0 | 0 | 0 | 0 | 0 | 0
Unit Platte 1 - SO2 Rate Annual v4.10, Unit 3558 and retrofits | 839 | 2225 | Rate Constraint in lbs/MMBtu | FALSE | L | Annual | Net Emissions Allowance Position | MTons | 0.7159 | 0.7159 | 0.7159 | 0.7159 | 0.7159 | 0.7159 | 1.1603
Unit Platte 1 - SO2 Rate Annual v4.10, Unit 3558 and retrofits | 839 | 2225 | Rate Constraint in lbs/MMBtu | FALSE | L | Annual | Fuel Consumed | TBtu | 8.2288 | 8.2288 | 8.2288 | 8.2288 | 8.2288 | 8.2288 | 8.2288
Unit Platte 1 - SO2 Rate Annual v4.10, Unit 3558 and retrofits | 839 | 2225 | Rate Constraint in lbs/MMBtu | FALSE | L | Annual | Rate | lb/MMBtu | 0.174 | 0.174 | 0.174 | 0.174 | 0.174 | 0.174 | 0.282
Unit Platte 1 - SO2 Rate Annual v4.10, Unit 3558 and retrofits | 839 | 2225 | Rate Constraint in lbs/MMBtu | FALSE | L | Annual | Generation | TWh | 0.73688 | 0.73688 | 0.73688 | 0.73688 | 0.73688 | 0.73688 | 0.73688
Unit Platte 1 - SO2 Rate Annual v4.10, Unit 3558 and retrofits | 839 | 2225 | Rate Constraint in lbs/MMBtu | FALSE | L | Annual | Qualifying Generation | TWh | 0.73688 | 0.73688 | 0.73688 | 0.73688 | 0.73688 | 0.73688 | 0.73688
Unit Platte 1 - SO2 Rate Annual v4.10, Unit 3558 and retrofits | 839 | 2225 | Rate Constraint in lbs/MMBtu | FALSE | L | Annual | Rate | lb/MWh | 0.97153 | 0.97153 | 0.97153 | 0.97153 | 0.97153 | 0.97153 | 1.5746
Unit Platte 1 - SO2 Rate Annual v4.10, Unit 3558 and retrofits | 839 | 2225 | Rate Constraint in lbs/MMBtu | FALSE | L | Annual | Constraint Shadow Price | US$/Ton | 0 | 0 | 0 | 0 | 0 | 0 | 0
Unit Port Jefferson 3 - SO2 Rate Annual v4.10, Unit 3811 and retrofits | 840 | 2238 | Rate Constraint in lbs/MMBtu | FALSE | L | Annual | Seasons Included | Seasons | Winter, Summer | Winter, Summer | Winter, Summer | Winter, Summer | Winter, Summer | Winter, Summer | Winter, Summer
Unit Port Jefferson 3 - SO2 Rate Annual v4.10, Unit 3811 and retrofits | 840 | 2238 | Rate Constraint in lbs/MMBtu | FALSE | L | Annual | Standard | lb/MMBtu | 0.19639 | 0.19639 | 0.19639 | 0.19639 | 0.19639 | 0.19639 | 0.19639
Unit Port Jefferson 3 - SO2 Rate Annual v4.10, Unit 3811 and retrofits | 840 | 2238 | Rate Constraint in lbs/MMBtu | FALSE | L | Annual | Emissions at Affected Plants SO2 | MTons | 0 | 0 | 0 | 0 | 0 | 0 | 0
Unit Port Jefferson 3 - SO2 Rate Annual v4.10, Unit 3811 and retrofits | 840 | 2238 | Rate Constraint in lbs/MMBtu | FALSE | L | Annual | Allowances Purchased SO2 | MTons | 0 | 0 | 0 | 0 | 0 | 0 | 0
Unit Port Jefferson 3 - SO2 Rate Annual v4.10, Unit 3811 and retrofits | 840 | 2238 | Rate Constraint in lbs/MMBtu | FALSE | L | Annual | Allowances Sold SO2 | MTons | 0 | 0 | 0 | 0 | 0 | 0 | 0
Unit Port Jefferson 3 - SO2 Rate Annual v4.10, Unit 3811 and retrofits | 840 | 2238 | Rate Constraint in lbs/MMBtu | FALSE | L | Annual | Allowances Banked | MTons | 0 | 0 | 0 | 0 | 0 | 0 | 0
Unit Port Jefferson 3 - SO2 Rate Annual v4.10, Unit 3811 and retrofits | 840 | 2238 | Rate Constraint in lbs/MMBtu | FALSE | L | Annual | Allowances Withdrawn (1:1) | MTons | 0 | 0 | 0 | 0 | 0 | 0 | 0
Unit Port Jefferson 3 - SO2 Rate Annual v4.10, Unit 3811 and retrofits | 840 | 2238 | Rate Constraint in lbs/MMBtu | FALSE | L | Annual | Allowances Withdrawn (n:1) | MTons | 0 | 0 | 0 | 0 | 0 | 0 | 0
Unit Port Jefferson 3 - SO2 Rate Annual v4.10, Unit 3811 and retrofits | 840 | 2238 | Rate Constraint in lbs/MMBtu | FALSE | L | Annual | Net Emissions Allowance Position | MTons | 0 | 0 | 0 | 0 | 0 | 0 | 0
Unit Port Jefferson 3 - SO2 Rate Annual v4.10, Unit 3811 and retrofits | 840 | 2238 | Rate Constraint in lbs/MMBtu | FALSE | L | Annual | Fuel Consumed | TBtu | 1.6133 | 1.5269 | 0 | 0 | 0 | 0 | 0
Unit Port Jefferson 3 - SO2 Rate Annual v4.10, Unit 3811 and retrofits | 840 | 2238 | Rate Constraint in lbs/MMBtu | FALSE | L | Annual | Rate | lb/MMBtu | 0 | 0 | 0 | 0 | 0 | 0 | 0
Unit Port Jefferson 3 - SO2 Rate Annual v4.10, Unit 3811 and retrofits | 840 | 2238 | Rate Constraint in lbs/MMBtu | FALSE | L | Annual | Generation | TWh | 0.14185 | 0.13425 | 0 | 0 | 0 | 0 | 0
Unit Port Jefferson 3 - SO2 Rate Annual v4.10, Unit 3811 and retrofits | 840 | 2238 | Rate Constraint in lbs/MMBtu | FALSE | L | Annual | Qualifying Generation | TWh | 0.14185 | 0.13425 | 0 | 0 | 0 | 0 | 0
Unit Port Jefferson 3 - SO2 Rate Annual v4.10, Unit 3811 and retrofits | 840 | 2238 | Rate Constraint in lbs/MMBtu | FALSE | L | Annual | Rate | lb/MWh | 0 | 0 | 0 | 0 | 0 | 0 | 0
Unit Port Jefferson 3 - SO2 Rate Annual v4.10, Unit 3811 and retrofits | 840 | 2238 | Rate Constraint in lbs/MMBtu | FALSE | L | Annual | Constraint Shadow Price | US$/Ton | 0 | 0 | 0 | 0 | 0 | 0 | 0
Unit Port Jefferson 4 - SO2 Rate Annual v4.10, Unit 3814 and retrofits | 841 | 2239 | Rate Constraint in lbs/MMBtu | FALSE | L | Annual | Seasons Included | Seasons | Winter, Summer | Winter, Summer | Winter, Summer | Winter, Summer | Winter, Summer | Winter, Summer | Winter, Summer
Unit Port Jefferson 4 - SO2 Rate Annual v4.10, Unit 3814 and retrofits | 841 | 2239 | Rate Constraint in lbs/MMBtu | FALSE | L | Annual | Standard | lb/MMBtu | 0.25483 | 0.25483 | 0.25483 | 0.25483 | 0.25483 | 0.25483 | 0.25483
Unit Port Jefferson 4 - SO2 Rate Annual v4.10, Unit 3814 and retrofits | 841 | 2239 | Rate Constraint in lbs/MMBtu | FALSE | L | Annual | Emissions at Affected Plants SO2 | MTons | 0 | 0 | 0 | 0 | 0 | 0 | 0
Unit Port Jefferson 4 - SO2 Rate Annual v4.10, Unit 3814 and retrofits | 841 | 2239 | Rate Constraint in lbs/MMBtu | FALSE | L | Annual | Allowances Purchased SO2 | MTons | 0 | 0 | 0 | 0 | 0 | 0 | 0
Unit Port Jefferson 4 - SO2 Rate Annual v4.10, Unit 3814 and retrofits | 841 | 2239 | Rate Constraint in lbs/MMBtu | FALSE | L | Annual | Allowances Sold SO2 | MTons | 0 | 0 | 0 | 0 | 0 | 0 | 0
Unit Port Jefferson 4 - SO2 Rate Annual v4.10, Unit 3814 and retrofits | 841 | 2239 | Rate Constraint in lbs/MMBtu | FALSE | L | Annual | Allowances Banked | MTons | 0 | 0 | 0 | 0 | 0 | 0 | 0
Unit Port Jefferson 4 - SO2 Rate Annual v4.10, Unit 3814 and retrofits | 841 | 2239 | Rate Constraint in lbs/MMBtu | FALSE | L | Annual | Allowances Withdrawn (1:1) | MTons | 0 | 0 | 0 | 0 | 0 | 0 | 0
Unit Port Jefferson 4 - SO2 Rate Annual v4.10, Unit 3814 and retrofits | 841 | 2239 | Rate Constraint in lbs/MMBtu | FALSE | L | Annual | Allowances Withdrawn (n:1) | MTons | 0 | 0 | 0 | 0 | 0 | 0 | 0
Unit Port Jefferson 4 - SO2 Rate Annual v4.10, Unit 3814 and retrofits | 841 | 2239 | Rate Constraint in lbs/MMBtu | FALSE | L | Annual | Net Emissions Allowance Position | MTons | 0 | 0 | 0 | 0 | 0 | 0 | 0
Unit Port Jefferson 4 - SO2 Rate Annual v4.10, Unit 3814 and retrofits | 841 | 2239 | Rate Constraint in lbs/MMBtu | FALSE | L | Annual | Fuel Consumed | TBtu | 1.1957 | 1.1957 | 0.88705 | 0 | 0 | 0 | 0
Unit Port Jefferson 4 - SO2 Rate Annual v4.10, Unit 3814 and retrofits | 841 | 2239 | Rate Constraint in lbs/MMBtu | FALSE | L | Annual | Rate | lb/MMBtu | 0 | 0 | 0 | 0 | 0 | 0 | 0
Unit Port Jefferson 4 - SO2 Rate Annual v4.10, Unit 3814 and retrofits | 841 | 2239 | Rate Constraint in lbs/MMBtu | FALSE | L | Annual | Generation | TWh | 0.10529 | 0.10529 | 0.078113 | 0 | 0 | 0 | 0
Unit Port Jefferson 4 - SO2 Rate Annual v4.10, Unit 3814 and retrofits | 841 | 2239 | Rate Constraint in lbs/MMBtu | FALSE | L | Annual | Qualifying Generation | TWh | 0.10529 | 0.10529 | 0.078113 | 0 | 0 | 0 | 0
Unit Port Jefferson 4 - SO2 Rate Annual v4.10, Unit 3814 and retrofits | 841 | 2239 | Rate Constraint in lbs/MMBtu | FALSE | L | Annual | Rate | lb/MWh | 0 | 0 | 0 | 0 | 0 | 0 | 0
Unit Port Jefferson 4 - SO2 Rate Annual v4.10, Unit 3814 and retrofits | 841 | 2239 | Rate Constraint in lbs/MMBtu | FALSE | L | Annual | Constraint Shadow Price | US$/Ton | 0 | 0 | 0 | 0 | 0 | 0 | 0
Unit San Juan 1-4 - NOX Rate Annual v3.1, Unit 4093 and retrofits | 842 | 1896 | Rate Constraint in lbs/MMBtu | FALSE | L | Annual | Seasons Included | Seasons | Winter, Summer | Winter, Summer | Winter, Summer | Winter, Summer | Winter, Summer | Winter, Summer | Winter, Summer
Unit San Juan 1-4 - NOX Rate Annual v3.1, Unit 4093 and retrofits | 842 | 1896 | Rate Constraint in lbs/MMBtu | FALSE | L | Annual | Standard | lb/MMBtu | 0.3 | 0.3 | 0.3 | 0.3 | 0.3 | 0.3 | 0.3
Unit San Juan 1-4 - NOX Rate Annual v3.1, Unit 4093 and retrofits | 842 | 1896 | Rate Constraint in lbs/MMBtu | FALSE | L | Annual | Emissions at Affected Plants NOX | MTons | 0.96977 | 0.96977 | 0.96977 | 0.96977 | 0.96977 | 0.86329 | 0.90252
Unit San Juan 1-4 - NOX Rate Annual v3.1, Unit 4093 and retrofits | 842 | 1896 | Rate Constraint in lbs/MMBtu | FALSE | L | Annual | Allowances Purchased NOX | MTons | 0 | 0 | 0 | 0 | 0 | 0 | 0
Unit San Juan 1-4 - NOX Rate Annual v3.1, Unit 4093 and retrofits | 842 | 1896 | Rate Constraint in lbs/MMBtu | FALSE | L | Annual | Allowances Sold NOX | MTons | 0 | 0 | 0 | 0 | 0 | 0 | 0
Unit San Juan 1-4 - NOX Rate Annual v3.1, Unit 4093 and retrofits | 842 | 1896 | Rate Constraint in lbs/MMBtu | FALSE | L | Annual | Allowances Banked | MTons | 0 | 0 | 0 | 0 | 0 | 0 | 0
Unit San Juan 1-4 - NOX Rate Annual v3.1, Unit 4093 and retrofits | 842 | 1896 | Rate Constraint in lbs/MMBtu | FALSE | L | Annual | Allowances Withdrawn (1:1) | MTons | 0 | 0 | 0 | 0 | 0 | 0 | 0
Unit San Juan 1-4 - NOX Rate Annual v3.1, Unit 4093 and retrofits | 842 | 1896 | Rate Constraint in lbs/MMBtu | FALSE | L | Annual | Allowances Withdrawn (n:1) | MTons | 0 | 0 | 0 | 0 | 0 | 0 | 0
Unit San Juan 1-4 - NOX Rate Annual v3.1, Unit 4093 and retrofits | 842 | 1896 | Rate Constraint in lbs/MMBtu | FALSE | L | Annual | Net Emissions Allowance Position | MTons | 0.96977 | 0.96977 | 0.96977 | 0.96977 | 0.96977 | 0.86329 | 0.90252
Unit San Juan 1-4 - NOX Rate Annual v3.1, Unit 4093 and retrofits | 842 | 1896 | Rate Constraint in lbs/MMBtu | FALSE | L | Annual | Fuel Consumed | TBtu | 38.7907 | 38.7907 | 38.7907 | 38.7907 | 38.7907 | 34.5318 | 36.1006
Unit San Juan 1-4 - NOX Rate Annual v3.1, Unit 4093 and retrofits | 842 | 1896 | Rate Constraint in lbs/MMBtu | FALSE | L | Annual | Rate | lb/MMBtu | 0.05 | 0.05 | 0.05 | 0.05 | 0.05 | 0.05 | 0.05
Unit San Juan 1-4 - NOX Rate Annual v3.1, Unit 4093 and retrofits | 842 | 1896 | Rate Constraint in lbs/MMBtu | FALSE | L | Annual | Generation | TWh | 3.609 | 3.609 | 3.609 | 3.609 | 3.609 | 3.2128 | 3.353
Unit San Juan 1-4 - NOX Rate Annual v3.1, Unit 4093 and retrofits | 842 | 1896 | Rate Constraint in lbs/MMBtu | FALSE | L | Annual | Qualifying Generation | TWh | 3.609 | 3.609 | 3.609 | 3.609 | 3.609 | 3.2128 | 3.353
Unit San Juan 1-4 - NOX Rate Annual v3.1, Unit 4093 and retrofits | 842 | 1896 | Rate Constraint in lbs/MMBtu | FALSE | L | Annual | Rate | lb/MWh | 0.26871 | 0.26871 | 0.26871 | 0.26871 | 0.26871 | 0.26871 | 0.26917
Unit San Juan 1-4 - NOX Rate Annual v3.1, Unit 4093 and retrofits | 842 | 1896 | Rate Constraint in lbs/MMBtu | FALSE | L | Annual | Constraint Shadow Price | US$/Ton | 0 | 0 | 0 | 0 | 0 | 0 | 0
Unit San Juan 1-4 - NOX Rate Annual v3.1, Unit 4094 and retrofits | 843 | 1896 | Rate Constraint in lbs/MMBtu | FALSE | L | Annual | Seasons Included | Seasons | Winter, Summer | Winter, Summer | Winter, Summer | Winter, Summer | Winter, Summer | Winter, Summer | Winter, Summer
Unit San Juan 1-4 - NOX Rate Annual v3.1, Unit 4094 and retrofits | 843 | 1896 | Rate Constraint in lbs/MMBtu | FALSE | L | Annual | Standard | lb/MMBtu | 0.3 | 0.3 | 0.3 | 0.3 | 0.3 | 0.3 | 0.3
Unit San Juan 1-4 - NOX Rate Annual v3.1, Unit 4094 and retrofits | 843 | 1896 | Rate Constraint in lbs/MMBtu | FALSE | L | Annual | Emissions at Affected Plants NOX | MTons | 5.2407 | 0 | 0 | 0 | 0 | 0 | 0
Unit San Juan 1-4 - NOX Rate Annual v3.1, Unit 4094 and retrofits | 843 | 1896 | Rate Constraint in lbs/MMBtu | FALSE | L | Annual | Allowances Purchased NOX | MTons | 0 | 0 | 0 | 0 | 0 | 0 | 0
Unit San Juan 1-4 - NOX Rate Annual v3.1, Unit 4094 and retrofits | 843 | 1896 | Rate Constraint in lbs/MMBtu | FALSE | L | Annual | Allowances Sold NOX | MTons | 0 | 0 | 0 | 0 | 0 | 0 | 0
Unit San Juan 1-4 - NOX Rate Annual v3.1, Unit 4094 and retrofits | 843 | 1896 | Rate Constraint in lbs/MMBtu | FALSE | L | Annual | Allowances Banked | MTons | 0 | 0 | 0 | 0 | 0 | 0 | 0
Unit San Juan 1-4 - NOX Rate Annual v3.1, Unit 4094 and retrofits | 843 | 1896 | Rate Constraint in lbs/MMBtu | FALSE | L | Annual | Allowances Withdrawn (1:1) | MTons | 0 | 0 | 0 | 0 | 0 | 0 | 0
Unit San Juan 1-4 - NOX Rate Annual v3.1, Unit 4094 and retrofits | 843 | 1896 | Rate Constraint in lbs/MMBtu | FALSE | L | Annual | Allowances Withdrawn (n:1) | MTons | 0 | 0 | 0 | 0 | 0 | 0 | 0
Unit San Juan 1-4 - NOX Rate Annual v3.1, Unit 4094 and retrofits | 843 | 1896 | Rate Constraint in lbs/MMBtu | FALSE | L | Annual | Net Emissions Allowance Position | MTons | 5.2407 | 0 | 0 | 0 | 0 | 0 | 0
Unit San Juan 1-4 - NOX Rate Annual v3.1, Unit 4094 and retrofits | 843 | 1896 | Rate Constraint in lbs/MMBtu | FALSE | L | Annual | Fuel Consumed | TBtu | 38.6293 | 0 | 0 | 0 | 0 | 0 | 0
Unit San Juan 1-4 - NOX Rate Annual v3.1, Unit 4094 and retrofits | 843 | 1896 | Rate Constraint in lbs/MMBtu | FALSE | L | Annual | Rate | lb/MMBtu | 0.27133 | 0 | 0 | 0 | 0 | 0 | 0
Unit San Juan 1-4 - NOX Rate Annual v3.1, Unit 4094 and retrofits | 843 | 1896 | Rate Constraint in lbs/MMBtu | FALSE | L | Annual | Generation | TWh | 3.5515 | 0 | 0 | 0 | 0 | 0 | 0
Unit San Juan 1-4 - NOX Rate Annual v3.1, Unit 4094 and retrofits | 843 | 1896 | Rate Constraint in lbs/MMBtu | FALSE | L | Annual | Qualifying Generation | TWh | 3.5515 | 0 | 0 | 0 | 0 | 0 | 0
Unit San Juan 1-4 - NOX Rate Annual v3.1, Unit 4094 and retrofits | 843 | 1896 | Rate Constraint in lbs/MMBtu | FALSE | L | Annual | Rate | lb/MWh | 1.4756 | 0 | 0 | 0 | 0 | 0 | 0
Unit San Juan 1-4 - NOX Rate Annual v3.1, Unit 4094 and retrofits | 843 | 1896 | Rate Constraint in lbs/MMBtu | FALSE | L | Annual | Constraint Shadow Price | US$/Ton | 0 | 0 | 0 | 0 | 0 | 0 | 0
Unit San Juan 1-4 - NOX Rate Annual v3.1, Unit 4095 and retrofits | 844 | 1896 | Rate Constraint in lbs/MMBtu | FALSE | L | Annual | Seasons Included | Seasons | Winter, Summer | Winter, Summer | Winter, Summer | Winter, Summer | Winter, Summer | Winter, Summer | Winter, Summer
Unit San Juan 1-4 - NOX Rate Annual v3.1, Unit 4095 and retrofits | 844 | 1896 | Rate Constraint in lbs/MMBtu | FALSE | L | Annual | Standard | lb/MMBtu | 0.3 | 0.3 | 0.3 | 0.3 | 0.3 | 0.3 | 0.3
Unit San Juan 1-4 - NOX Rate Annual v3.1, Unit 4095 and retrofits | 844 | 1896 | Rate Constraint in lbs/MMBtu | FALSE | L | Annual | Emissions at Affected Plants NOX | MTons | 0.66173 | 0.66173 | 0.66173 | 0.66173 | 0.66173 | 0.52296 | 0.57961
Unit San Juan 1-4 - NOX Rate Annual v3.1, Unit 4095 and retrofits | 844 | 1896 | Rate Constraint in lbs/MMBtu | FALSE | L | Annual | Allowances Purchased NOX | MTons | 0 | 0 | 0 | 0 | 0 | 0 | 0
Unit San Juan 1-4 - NOX Rate Annual v3.1, Unit 4095 and retrofits | 844 | 1896 | Rate Constraint in lbs/MMBtu | FALSE | L | Annual | Allowances Sold NOX | MTons | 0 | 0 | 0 | 0 | 0 | 0 | 0
Unit San Juan 1-4 - NOX Rate Annual v3.1, Unit 4095 and retrofits | 844 | 1896 | Rate Constraint in lbs/MMBtu | FALSE | L | Annual | Allowances Banked | MTons | 0 | 0 | 0 | 0 | 0 | 0 | 0
Unit San Juan 1-4 - NOX Rate Annual v3.1, Unit 4095 and retrofits | 844 | 1896 | Rate Constraint in lbs/MMBtu | FALSE | L | Annual | Allowances Withdrawn (1:1) | MTons | 0 | 0 | 0 | 0 | 0 | 0 | 0
Unit San Juan 1-4 - NOX Rate Annual v3.1, Unit 4095 and retrofits | 844 | 1896 | Rate Constraint in lbs/MMBtu | FALSE | L | Annual | Allowances Withdrawn (n:1) | MTons | 0 | 0 | 0 | 0 | 0 | 0 | 0
Unit San Juan 1-4 - NOX Rate Annual v3.1, Unit 4095 and retrofits | 844 | 1896 | Rate Constraint in lbs/MMBtu | FALSE | L | Annual | Net Emissions Allowance Position | MTons | 0.66173 | 0.66173 | 0.66173 | 0.66173 | 0.66173 | 0.52296 | 0.57961
Unit San Juan 1-4 - NOX Rate Annual v3.1, Unit 4095 and retrofits | 844 | 1896 | Rate Constraint in lbs/MMBtu | FALSE | L | Annual | Fuel Consumed | TBtu | 26.0918 | 26.0918 | 26.0918 | 26.0918 | 26.0918 | 20.5679 | 22.835
Unit San Juan 1-4 - NOX Rate Annual v3.1, Unit 4095 and retrofits | 844 | 1896 | Rate Constraint in lbs/MMBtu | FALSE | L | Annual | Rate | lb/MMBtu | 0.050723 | 0.050723 | 0.050723 | 0.050723 | 0.050723 | 0.050852 | 0.050765
Unit San Juan 1-4 - NOX Rate Annual v3.1, Unit 4095 and retrofits | 844 | 1896 | Rate Constraint in lbs/MMBtu | FALSE | L | Annual | Generation | TWh | 2.367 | 2.367 | 2.367 | 2.367 | 2.367 | 1.8658 | 2.0679
Unit San Juan 1-4 - NOX Rate Annual v3.1, Unit 4095 and retrofits | 844 | 1896 | Rate Constraint in lbs/MMBtu | FALSE | L | Annual | Qualifying Generation | TWh | 2.367 | 2.367 | 2.367 | 2.367 | 2.367 | 1.8658 | 2.0679
Unit San Juan 1-4 - NOX Rate Annual v3.1, Unit 4095 and retrofits | 844 | 1896 | Rate Constraint in lbs/MMBtu | FALSE | L | Annual | Rate | lb/MWh | 0.27957 | 0.27957 | 0.27957 | 0.27957 | 0.27957 | 0.28028 | 0.28028
Unit San Juan 1-4 - NOX Rate Annual v3.1, Unit 4095 and retrofits | 844 | 1896 | Rate Constraint in lbs/MMBtu | FALSE | L | Annual | Constraint Shadow Price | US$/Ton | 0 | 0 | 0 | 0 | 0 | 0 | 0
Unit San Juan 1-4 - NOX Rate Annual v3.1, Unit 4096 and retrofits | 845 | 1896 | Rate Constraint in lbs/MMBtu | FALSE | L | Annual | Seasons Included | Seasons | Winter, Summer | Winter, Summer | Winter, Summer | Winter, Summer | Winter, Summer | Winter, Summer | Winter, Summer
Unit San Juan 1-4 - NOX Rate Annual v3.1, Unit 4096 and retrofits | 845 | 1896 | Rate Constraint in lbs/MMBtu | FALSE | L | Annual | Standard | lb/MMBtu | 0.3 | 0.3 | 0.3 | 0.3 | 0.3 | 0.3 | 0.3
Unit San Juan 1-4 - NOX Rate Annual v3.1, Unit 4096 and retrofits | 845 | 1896 | Rate Constraint in lbs/MMBtu | FALSE | L | Annual | Emissions at Affected Plants NOX | MTons | 0 | 0 | 0 | 0 | 0 | 0 | 0
Unit San Juan 1-4 - NOX Rate Annual v3.1, Unit 4096 and retrofits | 845 | 1896 | Rate Constraint in lbs/MMBtu | FALSE | L | Annual | Allowances Purchased NOX | MTons | 0 | 0 | 0 | 0 | 0 | 0 | 0
Unit San Juan 1-4 - NOX Rate Annual v3.1, Unit 4096 and retrofits | 845 | 1896 | Rate Constraint in lbs/MMBtu | FALSE | L | Annual | Allowances Sold NOX | MTons | 0 | 0 | 0 | 0 | 0 | 0 | 0
Unit San Juan 1-4 - NOX Rate Annual v3.1, Unit 4096 and retrofits | 845 | 1896 | Rate Constraint in lbs/MMBtu | FALSE | L | Annual | Allowances Banked | MTons | 0 | 0 | 0 | 0 | 0 | 0 | 0
Unit San Juan 1-4 - NOX Rate Annual v3.1, Unit 4096 and retrofits | 845 | 1896 | Rate Constraint in lbs/MMBtu | FALSE | L | Annual | Allowances Withdrawn (1:1) | MTons | 0 | 0 | 0 | 0 | 0 | 0 | 0
Unit San Juan 1-4 - NOX Rate Annual v3.1, Unit 4096 and retrofits | 845 | 1896 | Rate Constraint in lbs/MMBtu | FALSE | L | Annual | Allowances Withdrawn (n:1) | MTons | 0 | 0 | 0 | 0 | 0 | 0 | 0
Unit San Juan 1-4 - NOX Rate Annual v3.1, Unit 4096 and retrofits | 845 | 1896 | Rate Constraint in lbs/MMBtu | FALSE | L | Annual | Net Emissions Allowance Position | MTons | 0 | 0 | 0 | 0 | 0 | 0 | 0
Unit San Juan 1-4 - NOX Rate Annual v3.1, Unit 4096 and retrofits | 845 | 1896 | Rate Constraint in lbs/MMBtu | FALSE | L | Annual | Fuel Consumed | TBtu | 0 | 0 | 0 | 0 | 0 | 0 | 0
Unit San Juan 1-4 - NOX Rate Annual v3.1, Unit 4096 and retrofits | 845 | 1896 | Rate Constraint in lbs/MMBtu | FALSE | L | Annual | Rate | lb/MMBtu | 0 | 0 | 0 | 0 | 0 | 0 | 0
Unit San Juan 1-4 - NOX Rate Annual v3.1, Unit 4096 and retrofits | 845 | 1896 | Rate Constraint in lbs/MMBtu | FALSE | L | Annual | Generation | TWh | 0 | 0 | 0 | 0 | 0 | 0 | 0
Unit San Juan 1-4 - NOX Rate Annual v3.1, Unit 4096 and retrofits | 845 | 1896 | Rate Constraint in lbs/MMBtu | FALSE | L | Annual | Qualifying Generation | TWh | 0 | 0 | 0 | 0 | 0 | 0 | 0
Unit San Juan 1-4 - NOX Rate Annual v3.1, Unit 4096 and retrofits | 845 | 1896 | Rate Constraint in lbs/MMBtu | FALSE | L | Annual | Rate | lb/MWh | 0 | 0 | 0 | 0 | 0 | 0 | 0
Unit San Juan 1-4 - NOX Rate Annual v3.1, Unit 4096 and retrofits | 845 | 1896 | Rate Constraint in lbs/MMBtu | FALSE | L | Annual | Constraint Shadow Price | US$/Ton | 0 | 0 | 0 | 0 | 0 | 0 | 0
Unit San Juan 1-4 - SO2 Rate Annual v3.1, Unit 4093 and retrofits | 846 | 1897 | Rate Constraint in lbs/MMBtu | FALSE | L | Annual | Seasons Included | Seasons | Winter, Summer | Winter, Summer | Winter, Summer | Winter, Summer | Winter, Summer | Winter, Summer | Winter, Summer
Unit San Juan 1-4 - SO2 Rate Annual v3.1, Unit 4093 and retrofits | 846 | 1897 | Rate Constraint in lbs/MMBtu | FALSE | L | Annual | Standard | lb/MMBtu | 0.25 | 0.25 | 0.25 | 0.25 | 0.25 | 0.25 | 0.25
Unit San Juan 1-4 - SO2 Rate Annual v3.1, Unit 4093 and retrofits | 846 | 1897 | Rate Constraint in lbs/MMBtu | FALSE | L | Annual | Emissions at Affected Plants SO2 | MTons | 2.083 | 2.083 | 2.083 | 2.083 | 2.083 | 1.8397 | 1.5905
Unit San Juan 1-4 - SO2 Rate Annual v3.1, Unit 4093 and retrofits | 846 | 1897 | Rate Constraint in lbs/MMBtu | FALSE | L | Annual | Allowances Purchased SO2 | MTons | 0 | 0 | 0 | 0 | 0 | 0 | 0
Unit San Juan 1-4 - SO2 Rate Annual v3.1, Unit 4093 and retrofits | 846 | 1897 | Rate Constraint in lbs/MMBtu | FALSE | L | Annual | Allowances Sold SO2 | MTons | 0 | 0 | 0 | 0 | 0 | 0 | 0
Unit San Juan 1-4 - SO2 Rate Annual v3.1, Unit 4093 and retrofits | 846 | 1897 | Rate Constraint in lbs/MMBtu | FALSE | L | Annual | Allowances Banked | MTons | 0 | 0 | 0 | 0 | 0 | 0 | 0
Unit San Juan 1-4 - SO2 Rate Annual v3.1, Unit 4093 and retrofits | 846 | 1897 | Rate Constraint in lbs/MMBtu | FALSE | L | Annual | Allowances Withdrawn (1:1) | MTons | 0 | 0 | 0 | 0 | 0 | 0 | 0
Unit San Juan 1-4 - SO2 Rate Annual v3.1, Unit 4093 and retrofits | 846 | 1897 | Rate Constraint in lbs/MMBtu | FALSE | L | Annual | Allowances Withdrawn (n:1) | MTons | 0 | 0 | 0 | 0 | 0 | 0 | 0
Unit San Juan 1-4 - SO2 Rate Annual v3.1, Unit 4093 and retrofits | 846 | 1897 | Rate Constraint in lbs/MMBtu | FALSE | L | Annual | Net Emissions Allowance Position | MTons | 2.083 | 2.083 | 2.083 | 2.083 | 2.083 | 1.8397 | 1.5905
Unit San Juan 1-4 - SO2 Rate Annual v3.1, Unit 4093 and retrofits | 846 | 1897 | Rate Constraint in lbs/MMBtu | FALSE | L | Annual | Fuel Consumed | TBtu | 38.7907 | 38.7907 | 38.7907 | 38.7907 | 38.7907 | 34.5318 | 36.1006
Unit San Juan 1-4 - SO2 Rate Annual v3.1, Unit 4093 and retrofits | 846 | 1897 | Rate Constraint in lbs/MMBtu | FALSE | L | Annual | Rate | lb/MMBtu | 0.1074 | 0.1074 | 0.1074 | 0.1074 | 0.1074 | 0.10655 | 0.088114
Unit San Juan 1-4 - SO2 Rate Annual v3.1, Unit 4093 and retrofits | 846 | 1897 | Rate Constraint in lbs/MMBtu | FALSE | L | Annual | Generation | TWh | 3.609 | 3.609 | 3.609 | 3.609 | 3.609 | 3.2128 | 3.353
Unit San Juan 1-4 - SO2 Rate Annual v3.1, Unit 4093 and retrofits | 846 | 1897 | Rate Constraint in lbs/MMBtu | FALSE | L | Annual | Qualifying Generation | TWh | 3.609 | 3.609 | 3.609 | 3.609 | 3.609 | 3.2128 | 3.353
Unit San Juan 1-4 - SO2 Rate Annual v3.1, Unit 4093 and retrofits | 846 | 1897 | Rate Constraint in lbs/MMBtu | FALSE | L | Annual | Rate | lb/MWh | 0.57717 | 0.57717 | 0.57717 | 0.57717 | 0.57717 | 0.57262 | 0.47435
Unit San Juan 1-4 - SO2 Rate Annual v3.1, Unit 4093 and retrofits | 846 | 1897 | Rate Constraint in lbs/MMBtu | FALSE | L | Annual | Constraint Shadow Price | US$/Ton | 0 | 0 | 0 | 0 | 0 | 0 | 0
Unit San Juan 1-4 - SO2 Rate Annual v3.1, Unit 4094 and retrofits | 847 | 1897 | Rate Constraint in lbs/MMBtu | FALSE | L | Annual | Seasons Included | Seasons | Winter, Summer | Winter, Summer | Winter, Summer | Winter, Summer | Winter, Summer | Winter, Summer | Winter, Summer
Unit San Juan 1-4 - SO2 Rate Annual v3.1, Unit 4094 and retrofits | 847 | 1897 | Rate Constraint in lbs/MMBtu | FALSE | L | Annual | Standard | lb/MMBtu | 0.25 | 0.25 | 0.25 | 0.25 | 0.25 | 0.25 | 0.25
Unit San Juan 1-4 - SO2 Rate Annual v3.1, Unit 4094 and retrofits | 847 | 1897 | Rate Constraint in lbs/MMBtu | FALSE | L | Annual | Emissions at Affected Plants SO2 | MTons | 3.6717 | 0 | 0 | 0 | 0 | 0 | 0
Unit San Juan 1-4 - SO2 Rate Annual v3.1, Unit 4094 and retrofits | 847 | 1897 | Rate Constraint in lbs/MMBtu | FALSE | L | Annual | Allowances Purchased SO2 | MTons | 0 | 0 | 0 | 0 | 0 | 0 | 0
Unit San Juan 1-4 - SO2 Rate Annual v3.1, Unit 4094 and retrofits | 847 | 1897 | Rate Constraint in lbs/MMBtu | FALSE | L | Annual | Allowances Sold SO2 | MTons | 0 | 0 | 0 | 0 | 0 | 0 | 0
Unit San Juan 1-4 - SO2 Rate Annual v3.1, Unit 4094 and retrofits | 847 | 1897 | Rate Constraint in lbs/MMBtu | FALSE | L | Annual | Allowances Banked | MTons | 0 | 0 | 0 | 0 | 0 | 0 | 0
Unit San Juan 1-4 - SO2 Rate Annual v3.1, Unit 4094 and retrofits | 847 | 1897 | Rate Constraint in lbs/MMBtu | FALSE | L | Annual | Allowances Withdrawn (1:1) | MTons | 0 | 0 | 0 | 0 | 0 | 0 | 0
Unit San Juan 1-4 - SO2 Rate Annual v3.1, Unit 4094 and retrofits | 847 | 1897 | Rate Constraint in lbs/MMBtu | FALSE | L | Annual | Allowances Withdrawn (n:1) | MTons | 0 | 0 | 0 | 0 | 0 | 0 | 0
Unit San Juan 1-4 - SO2 Rate Annual v3.1, Unit 4094 and retrofits | 847 | 1897 | Rate Constraint in lbs/MMBtu | FALSE | L | Annual | Net Emissions Allowance Position | MTons | 3.6717 | 0 | 0 | 0 | 0 | 0 | 0
Unit San Juan 1-4 - SO2 Rate Annual v3.1, Unit 4094 and retrofits | 847 | 1897 | Rate Constraint in lbs/MMBtu | FALSE | L | Annual | Fuel Consumed | TBtu | 38.6293 | 0 | 0 | 0 | 0 | 0 | 0
Unit San Juan 1-4 - SO2 Rate Annual v3.1, Unit 4094 and retrofits | 847 | 1897 | Rate Constraint in lbs/MMBtu | FALSE | L | Annual | Rate | lb/MMBtu | 0.1901 | 0 | 0 | 0 | 0 | 0 | 0
Unit San Juan 1-4 - SO2 Rate Annual v3.1, Unit 4094 and retrofits | 847 | 1897 | Rate Constraint in lbs/MMBtu | FALSE | L | Annual | Generation | TWh | 3.5515 | 0 | 0 | 0 | 0 | 0 | 0
Unit San Juan 1-4 - SO2 Rate Annual v3.1, Unit 4094 and retrofits | 847 | 1897 | Rate Constraint in lbs/MMBtu | FALSE | L | Annual | Qualifying Generation | TWh | 3.5515 | 0 | 0 | 0 | 0 | 0 | 0
Unit San Juan 1-4 - SO2 Rate Annual v3.1, Unit 4094 and retrofits | 847 | 1897 | Rate Constraint in lbs/MMBtu | FALSE | L | Annual | Rate | lb/MWh | 1.0339 | 0 | 0 | 0 | 0 | 0 | 0
Unit San Juan 1-4 - SO2 Rate Annual v3.1, Unit 4094 and retrofits | 847 | 1897 | Rate Constraint in lbs/MMBtu | FALSE | L | Annual | Constraint Shadow Price | US$/Ton | 0 | 0 | 0 | 0 | 0 | 0 | 0
Unit San Juan 1-4 - SO2 Rate Annual v3.1, Unit 4095 and retrofits | 848 | 1897 | Rate Constraint in lbs/MMBtu | FALSE | L | Annual | Seasons Included | Seasons | Winter, Summer | Winter, Summer | Winter, Summer | Winter, Summer | Winter, Summer | Winter, Summer | Winter, Summer
Unit San Juan 1-4 - SO2 Rate Annual v3.1, Unit 4095 and retrofits | 848 | 1897 | Rate Constraint in lbs/MMBtu | FALSE | L | Annual | Standard | lb/MMBtu | 0.25 | 0.25 | 0.25 | 0.25 | 0.25 | 0.25 | 0.25
Unit San Juan 1-4 - SO2 Rate Annual v3.1, Unit 4095 and retrofits | 848 | 1897 | Rate Constraint in lbs/MMBtu | FALSE | L | Annual | Emissions at Affected Plants SO2 | MTons | 1.1611 | 1.1611 | 1.1611 | 1.1611 | 1.1611 | 0.91527 | 1.3593
Unit San Juan 1-4 - SO2 Rate Annual v3.1, Unit 4095 and retrofits | 848 | 1897 | Rate Constraint in lbs/MMBtu | FALSE | L | Annual | Allowances Purchased SO2 | MTons | 0 | 0 | 0 | 0 | 0 | 0 | 0
Unit San Juan 1-4 - SO2 Rate Annual v3.1, Unit 4095 and retrofits | 848 | 1897 | Rate Constraint in lbs/MMBtu | FALSE | L | Annual | Allowances Sold SO2 | MTons | 0 | 0 | 0 | 0 | 0 | 0 | 0
Unit San Juan 1-4 - SO2 Rate Annual v3.1, Unit 4095 and retrofits | 848 | 1897 | Rate Constraint in lbs/MMBtu | FALSE | L | Annual | Allowances Banked | MTons | 0 | 0 | 0 | 0 | 0 | 0 | 0
Unit San Juan 1-4 - SO2 Rate Annual v3.1, Unit 4095 and retrofits | 848 | 1897 | Rate Constraint in lbs/MMBtu | FALSE | L | Annual | Allowances Withdrawn (1:1) | MTons | 0 | 0 | 0 | 0 | 0 | 0 | 0
Unit San Juan 1-4 - SO2 Rate Annual v3.1, Unit 4095 and retrofits | 848 | 1897 | Rate Constraint in lbs/MMBtu | FALSE | L | Annual | Allowances Withdrawn (n:1) | MTons | 0 | 0 | 0 | 0 | 0 | 0 | 0
Unit San Juan 1-4 - SO2 Rate Annual v3.1, Unit 4095 and retrofits | 848 | 1897 | Rate Constraint in lbs/MMBtu | FALSE | L | Annual | Net Emissions Allowance Position | MTons | 1.1611 | 1.1611 | 1.1611 | 1.1611 | 1.1611 | 0.91527 | 1.3593
Unit San Juan 1-4 - SO2 Rate Annual v3.1, Unit 4095 and retrofits | 848 | 1897 | Rate Constraint in lbs/MMBtu | FALSE | L | Annual | Fuel Consumed | TBtu | 26.0918 | 26.0918 | 26.0918 | 26.0918 | 26.0918 | 20.5679 | 22.835
Unit San Juan 1-4 - SO2 Rate Annual v3.1, Unit 4095 and retrofits | 848 | 1897 | Rate Constraint in lbs/MMBtu | FALSE | L | Annual | Rate | lb/MMBtu | 0.089 | 0.089 | 0.089 | 0.089 | 0.089 | 0.089 | 0.11906
Unit San Juan 1-4 - SO2 Rate Annual v3.1, Unit 4095 and retrofits | 848 | 1897 | Rate Constraint in lbs/MMBtu | FALSE | L | Annual | Generation | TWh | 2.367 | 2.367 | 2.367 | 2.367 | 2.367 | 1.8658 | 2.0679
Unit San Juan 1-4 - SO2 Rate Annual v3.1, Unit 4095 and retrofits | 848 | 1897 | Rate Constraint in lbs/MMBtu | FALSE | L | Annual | Qualifying Generation | TWh | 2.367 | 2.367 | 2.367 | 2.367 | 2.367 | 1.8658 | 2.0679
Unit San Juan 1-4 - SO2 Rate Annual v3.1, Unit 4095 and retrofits | 848 | 1897 | Rate Constraint in lbs/MMBtu | FALSE | L | Annual | Rate | lb/MWh | 0.49054 | 0.49054 | 0.49054 | 0.49054 | 0.49054 | 0.49054 | 0.65733
Unit San Juan 1-4 - SO2 Rate Annual v3.1, Unit 4095 and retrofits | 848 | 1897 | Rate Constraint in lbs/MMBtu | FALSE | L | Annual | Constraint Shadow Price | US$/Ton | 0 | 0 | 0 | 0 | 0 | 0 | 0
Unit San Juan 1-4 - SO2 Rate Annual v3.1, Unit 4096 and retrofits | 849 | 1897 | Rate Constraint in lbs/MMBtu | FALSE | L | Annual | Seasons Included | Seasons | Winter, Summer | Winter, Summer | Winter, Summer | Winter, Summer | Winter, Summer | Winter, Summer | Winter, Summer
Unit San Juan 1-4 - SO2 Rate Annual v3.1, Unit 4096 and retrofits | 849 | 1897 | Rate Constraint in lbs/MMBtu | FALSE | L | Annual | Standard | lb/MMBtu | 0.25 | 0.25 | 0.25 | 0.25 | 0.25 | 0.25 | 0.25
Unit San Juan 1-4 - SO2 Rate Annual v3.1, Unit 4096 and retrofits | 849 | 1897 | Rate Constraint in lbs/MMBtu | FALSE | L | Annual | Emissions at Affected Plants SO2 | MTons | 0 | 0 | 0 | 0 | 0 | 0 | 0
Unit San Juan 1-4 - SO2 Rate Annual v3.1, Unit 4096 and retrofits | 849 | 1897 | Rate Constraint in lbs/MMBtu | FALSE | L | Annual | Allowances Purchased SO2 | MTons | 0 | 0 | 0 | 0 | 0 | 0 | 0
Unit San Juan 1-4 - SO2 Rate Annual v3.1, Unit 4096 and retrofits | 849 | 1897 | Rate Constraint in lbs/MMBtu | FALSE | L | Annual | Allowances Sold SO2 | MTons | 0 | 0 | 0 | 0 | 0 | 0 | 0
Unit San Juan 1-4 - SO2 Rate Annual v3.1, Unit 4096 and retrofits | 849 | 1897 | Rate Constraint in lbs/MMBtu | FALSE | L | Annual | Allowances Banked | MTons | 0 | 0 | 0 | 0 | 0 | 0 | 0
Unit San Juan 1-4 - SO2 Rate Annual v3.1, Unit 4096 and retrofits | 849 | 1897 | Rate Constraint in lbs/MMBtu | FALSE | L | Annual | Allowances Withdrawn (1:1) | MTons | 0 | 0 | 0 | 0 | 0 | 0 | 0
Unit San Juan 1-4 - SO2 Rate Annual v3.1, Unit 4096 and retrofits | 849 | 1897 | Rate Constraint in lbs/MMBtu | FALSE | L | Annual | Allowances Withdrawn (n:1) | MTons | 0 | 0 | 0 | 0 | 0 | 0 | 0
Unit San Juan 1-4 - SO2 Rate Annual v3.1, Unit 4096 and retrofits | 849 | 1897 | Rate Constraint in lbs/MMBtu | FALSE | L | Annual | Net Emissions Allowance Position | MTons | 0 | 0 | 0 | 0 | 0 | 0 | 0
Unit San Juan 1-4 - SO2 Rate Annual v3.1, Unit 4096 and retrofits | 849 | 1897 | Rate Constraint in lbs/MMBtu | FALSE | L | Annual | Fuel Consumed | TBtu | 0 | 0 | 0 | 0 | 0 | 0 | 0
Unit San Juan 1-4 - SO2 Rate Annual v3.1, Unit 4096 and retrofits | 849 | 1897 | Rate Constraint in lbs/MMBtu | FALSE | L | Annual | Rate | lb/MMBtu | 0 | 0 | 0 | 0 | 0 | 0 | 0
Unit San Juan 1-4 - SO2 Rate Annual v3.1, Unit 4096 and retrofits | 849 | 1897 | Rate Constraint in lbs/MMBtu | FALSE | L | Annual | Generation | TWh | 0 | 0 | 0 | 0 | 0 | 0 | 0
Unit San Juan 1-4 - SO2 Rate Annual v3.1, Unit 4096 and retrofits | 849 | 1897 | Rate Constraint in lbs/MMBtu | FALSE | L | Annual | Qualifying Generation | TWh | 0 | 0 | 0 | 0 | 0 | 0 | 0
Unit San Juan 1-4 - SO2 Rate Annual v3.1, Unit 4096 and retrofits | 849 | 1897 | Rate Constraint in lbs/MMBtu | FALSE | L | Annual | Rate | lb/MWh | 0 | 0 | 0 | 0 | 0 | 0 | 0
Unit San Juan 1-4 - SO2 Rate Annual v3.1, Unit 4096 and retrofits | 849 | 1897 | Rate Constraint in lbs/MMBtu | FALSE | L | Annual | Constraint Shadow Price | US$/Ton | 0 | 0 | 0 | 0 | 0 | 0 | 0
Unit Sheldon 1 - SO2 Rate Annual v4.10, Unit 3559 and retrofits | 850 | 2223 | Rate Constraint in lbs/MMBtu | FALSE | L | Annual | Seasons Included | Seasons | Winter, Summer | Winter, Summer | Winter, Summer | Winter, Summer | Winter, Summer | Winter, Summer | Winter, Summer
Unit Sheldon 1 - SO2 Rate Annual v4.10, Unit 3559 and retrofits | 850 | 2223 | Rate Constraint in lbs/MMBtu | FALSE | L | Annual | Standard | lb/MMBtu | 0.60888 | 0.60888 | 0.60888 | 0.60888 | 0.60888 | 0.60888 | 0.60888
Unit Sheldon 1 - SO2 Rate Annual v4.10, Unit 3559 and retrofits | 850 | 2223 | Rate Constraint in lbs/MMBtu | FALSE | L | Annual | Emissions at Affected Plants SO2 | MTons | 0.78488 | 0.78488 | 0.78488 | 0.78488 | 0.61826 | 0.6856 | 1.2721
Unit Sheldon 1 - SO2 Rate Annual v4.10, Unit 3559 and retrofits | 850 | 2223 | Rate Constraint in lbs/MMBtu | FALSE | L | Annual | Allowances Purchased SO2 | MTons | 0 | 0 | 0 | 0 | 0 | 0 | 0
Unit Sheldon 1 - SO2 Rate Annual v4.10, Unit 3559 and retrofits | 850 | 2223 | Rate Constraint in lbs/MMBtu | FALSE | L | Annual | Allowances Sold SO2 | MTons | 0 | 0 | 0 | 0 | 0 | 0 | 0
Unit Sheldon 1 - SO2 Rate Annual v4.10, Unit 3559 and retrofits | 850 | 2223 | Rate Constraint in lbs/MMBtu | FALSE | L | Annual | Allowances Banked | MTons | 0 | 0 | 0 | 0 | 0 | 0 | 0
Unit Sheldon 1 - SO2 Rate Annual v4.10, Unit 3559 and retrofits | 850 | 2223 | Rate Constraint in lbs/MMBtu | FALSE | L | Annual | Allowances Withdrawn (1:1) | MTons | 0 | 0 | 0 | 0 | 0 | 0 | 0
Unit Sheldon 1 - SO2 Rate Annual v4.10, Unit 3559 and retrofits | 850 | 2223 | Rate Constraint in lbs/MMBtu | FALSE | L | Annual | Allowances Withdrawn (n:1) | MTons | 0 | 0 | 0 | 0 | 0 | 0 | 0
Unit Sheldon 1 - SO2 Rate Annual v4.10, Unit 3559 and retrofits | 850 | 2223 | Rate Constraint in lbs/MMBtu | FALSE | L | Annual | Net Emissions Allowance Position | MTons | 0.78488 | 0.78488 | 0.78488 | 0.78488 | 0.61826 | 0.6856 | 1.2721
Unit Sheldon 1 - SO2 Rate Annual v4.10, Unit 3559 and retrofits | 850 | 2223 | Rate Constraint in lbs/MMBtu | FALSE | L | Annual | Fuel Consumed | TBtu | 9.0217 | 9.0217 | 9.0217 | 9.0217 | 7.1065 | 7.8804 | 9.0217
Unit Sheldon 1 - SO2 Rate Annual v4.10, Unit 3559 and retrofits | 850 | 2223 | Rate Constraint in lbs/MMBtu | FALSE | L | Annual | Rate | lb/MMBtu | 0.174 | 0.174 | 0.174 | 0.174 | 0.174 | 0.174 | 0.282
Unit Sheldon 1 - SO2 Rate Annual v4.10, Unit 3559 and retrofits | 850 | 2223 | Rate Constraint in lbs/MMBtu | FALSE | L | Annual | Generation | TWh | 0.77824 | 0.77824 | 0.77824 | 0.77824 | 0.61303 | 0.6798 | 0.77824
Unit Sheldon 1 - SO2 Rate Annual v4.10, Unit 3559 and retrofits | 850 | 2223 | Rate Constraint in lbs/MMBtu | FALSE | L | Annual | Qualifying Generation | TWh | 0.77824 | 0.77824 | 0.77824 | 0.77824 | 0.61303 | 0.6798 | 0.77824
Unit Sheldon 1 - SO2 Rate Annual v4.10, Unit 3559 and retrofits | 850 | 2223 | Rate Constraint in lbs/MMBtu | FALSE | L | Annual | Rate | lb/MWh | 1.0085 | 1.0085 | 1.0085 | 1.0085 | 1.0085 | 1.0085 | 1.6345
Unit Sheldon 1 - SO2 Rate Annual v4.10, Unit 3559 and retrofits | 850 | 2223 | Rate Constraint in lbs/MMBtu | FALSE | L | Annual | Constraint Shadow Price | US$/Ton | 0 | 0 | 0 | 0 | 0 | 0 | 0
Unit Sheldon 2 - SO2 Rate Annual v4.10, Unit 3560 and retrofits | 851 | 2224 | Rate Constraint in lbs/MMBtu | FALSE | L | Annual | Seasons Included | Seasons | Winter, Summer | Winter, Summer | Winter, Summer | Winter, Summer | Winter, Summer | Winter, Summer | Winter, Summer
Unit Sheldon 2 - SO2 Rate Annual v4.10, Unit 3560 and retrofits | 851 | 2224 | Rate Constraint in lbs/MMBtu | FALSE | L | Annual | Standard | lb/MMBtu | 0.5884 | 0.5884 | 0.5884 | 0.5884 | 0.5884 | 0.5884 | 0.5884
Unit Sheldon 2 - SO2 Rate Annual v4.10, Unit 3560 and retrofits | 851 | 2224 | Rate Constraint in lbs/MMBtu | FALSE | L | Annual | Emissions at Affected Plants SO2 | MTons | 0.8981 | 0.8981 | 0.8981 | 0.8981 | 0.70744 | 0.78449 | 1.4555
Unit Sheldon 2 - SO2 Rate Annual v4.10, Unit 3560 and retrofits | 851 | 2224 | Rate Constraint in lbs/MMBtu | FALSE | L | Annual | Allowances Purchased SO2 | MTons | 0 | 0 | 0 | 0 | 0 | 0 | 0
Unit Sheldon 2 - SO2 Rate Annual v4.10, Unit 3560 and retrofits | 851 | 2224 | Rate Constraint in lbs/MMBtu | FALSE | L | Annual | Allowances Sold SO2 | MTons | 0 | 0 | 0 | 0 | 0 | 0 | 0
Unit Sheldon 2 - SO2 Rate Annual v4.10, Unit 3560 and retrofits | 851 | 2224 | Rate Constraint in lbs/MMBtu | FALSE | L | Annual | Allowances Banked | MTons | 0 | 0 | 0 | 0 | 0 | 0 | 0
Unit Sheldon 2 - SO2 Rate Annual v4.10, Unit 3560 and retrofits | 851 | 2224 | Rate Constraint in lbs/MMBtu | FALSE | L | Annual | Allowances Withdrawn (1:1) | MTons | 0 | 0 | 0 | 0 | 0 | 0 | 0
Unit Sheldon 2 - SO2 Rate Annual v4.10, Unit 3560 and retrofits | 851 | 2224 | Rate Constraint in lbs/MMBtu | FALSE | L | Annual | Allowances Withdrawn (n:1) | MTons | 0 | 0 | 0 | 0 | 0 | 0 | 0
Unit Sheldon 2 - SO2 Rate Annual v4.10, Unit 3560 and retrofits | 851 | 2224 | Rate Constraint in lbs/MMBtu | FALSE | L | Annual | Net Emissions Allowance Position | MTons | 0.8981 | 0.8981 | 0.8981 | 0.8981 | 0.70744 | 0.78449 | 1.4555
Unit Sheldon 2 - SO2 Rate Annual v4.10, Unit 3560 and retrofits | 851 | 2224 | Rate Constraint in lbs/MMBtu | FALSE | L | Annual | Fuel Consumed | TBtu | 10.323 | 10.323 | 10.323 | 10.323 | 8.1315 | 9.0171 | 10.323
Unit Sheldon 2 - SO2 Rate Annual v4.10, Unit 3560 and retrofits | 851 | 2224 | Rate Constraint in lbs/MMBtu | FALSE | L | Annual | Rate | lb/MMBtu | 0.174 | 0.174 | 0.174 | 0.174 | 0.174 | 0.174 | 0.282
Unit Sheldon 2 - SO2 Rate Annual v4.10, Unit 3560 and retrofits | 851 | 2224 | Rate Constraint in lbs/MMBtu | FALSE | L | Annual | Generation | TWh | 0.88942 | 0.88942 | 0.88942 | 0.88942 | 0.7006 | 0.77691 | 0.88942
Unit Sheldon 2 - SO2 Rate Annual v4.10, Unit 3560 and retrofits | 851 | 2224 | Rate Constraint in lbs/MMBtu | FALSE | L | Annual | Qualifying Generation | TWh | 0.88942 | 0.88942 | 0.88942 | 0.88942 | 0.7006 | 0.77691 | 0.88942
Unit Sheldon 2 - SO2 Rate Annual v4.10, Unit 3560 and retrofits | 851 | 2224 | Rate Constraint in lbs/MMBtu | FALSE | L | Annual | Rate | lb/MWh | 1.0098 | 1.0098 | 1.0098 | 1.0098 | 1.0098 | 1.0098 | 1.6365
Unit Sheldon 2 - SO2 Rate Annual v4.10, Unit 3560 and retrofits | 851 | 2224 | Rate Constraint in lbs/MMBtu | FALSE | L | Annual | Constraint Shadow Price | US$/Ton | 0 | 0 | 0 | 0 | 0 | 0 | 0
Unit Westover 8 - NOX Rate Annual v3.1, Unit 3587 and retrofits | 852 | 1898 | Rate Constraint in lbs/MMBtu | FALSE | L | Annual | Seasons Included | Seasons | Winter, Summer | Winter, Summer | Winter, Summer | Winter, Summer | Winter, Summer | Winter, Summer | Winter, Summer
Unit Westover 8 - NOX Rate Annual v3.1, Unit 3587 and retrofits | 852 | 1898 | Rate Constraint in lbs/MMBtu | FALSE | L | Annual | Standard | lb/MMBtu | 0.15 | 0.15 | 0.15 | 0.15 | 0.15 | 0.15 | 0.15
Unit Westover 8 - NOX Rate Annual v3.1, Unit 3587 and retrofits | 852 | 1898 | Rate Constraint in lbs/MMBtu | FALSE | L | Annual | Emissions at Affected Plants NOX | MTons | 0 | 0 | 0 | 0 | 0 | 0 | 0
Unit Westover 8 - NOX Rate Annual v3.1, Unit 3587 and retrofits | 852 | 1898 | Rate Constraint in lbs/MMBtu | FALSE | L | Annual | Allowances Purchased NOX | MTons | 0 | 0 | 0 | 0 | 0 | 0 | 0
Unit Westover 8 - NOX Rate Annual v3.1, Unit 3587 and retrofits | 852 | 1898 | Rate Constraint in lbs/MMBtu | FALSE | L | Annual | Allowances Sold NOX | MTons | 0 | 0 | 0 | 0 | 0 | 0 | 0
Unit Westover 8 - NOX Rate Annual v3.1, Unit 3587 and retrofits | 852 | 1898 | Rate Constraint in lbs/MMBtu | FALSE | L | Annual | Allowances Banked | MTons | 0 | 0 | 0 | 0 | 0 | 0 | 0
Unit Westover 8 - NOX Rate Annual v3.1, Unit 3587 and retrofits | 852 | 1898 | Rate Constraint in lbs/MMBtu | FALSE | L | Annual | Allowances Withdrawn (1:1) | MTons | 0 | 0 | 0 | 0 | 0 | 0 | 0
Unit Westover 8 - NOX Rate Annual v3.1, Unit 3587 and retrofits | 852 | 1898 | Rate Constraint in lbs/MMBtu | FALSE | L | Annual | Allowances Withdrawn (n:1) | MTons | 0 | 0 | 0 | 0 | 0 | 0 | 0
Unit Westover 8 - NOX Rate Annual v3.1, Unit 3587 and retrofits | 852 | 1898 | Rate Constraint in lbs/MMBtu | FALSE | L | Annual | Net Emissions Allowance Position | MTons | 0 | 0 | 0 | 0 | 0 | 0 | 0
Unit Westover 8 - NOX Rate Annual v3.1, Unit 3587 and retrofits | 852 | 1898 | Rate Constraint in lbs/MMBtu | FALSE | L | Annual | Fuel Consumed | TBtu | 0 | 0 | 0 | 0 | 0 | 0 | 0
Unit Westover 8 - NOX Rate Annual v3.1, Unit 3587 and retrofits | 852 | 1898 | Rate Constraint in lbs/MMBtu | FALSE | L | Annual | Rate | lb/MMBtu | 0 | 0 | 0 | 0 | 0 | 0 | 0
Unit Westover 8 - NOX Rate Annual v3.1, Unit 3587 and retrofits | 852 | 1898 | Rate Constraint in lbs/MMBtu | FALSE | L | Annual | Generation | TWh | 0 | 0 | 0 | 0 | 0 | 0 | 0
Unit Westover 8 - NOX Rate Annual v3.1, Unit 3587 and retrofits | 852 | 1898 | Rate Constraint in lbs/MMBtu | FALSE | L | Annual | Qualifying Generation | TWh | 0 | 0 | 0 | 0 | 0 | 0 | 0
Unit Westover 8 - NOX Rate Annual v3.1, Unit 3587 and retrofits | 852 | 1898 | Rate Constraint in lbs/MMBtu | FALSE | L | Annual | Rate | lb/MWh | 0 | 0 | 0 | 0 | 0 | 0 | 0
Unit Westover 8 - NOX Rate Annual v3.1, Unit 3587 and retrofits | 852 | 1898 | Rate Constraint in lbs/MMBtu | FALSE | L | Annual | Constraint Shadow Price | US$/Ton | 0 | 0 | 0 | 0 | 0 | 0 | 0
Unit Westover 8 - SO2 Rate Annual v3.1, Unit 3587 and retrofits | 853 | 1899 | Rate Constraint in lbs/MMBtu | FALSE | L | Annual | Seasons Included | Seasons | Winter, Summer | Winter, Summer | Winter, Summer | Winter, Summer | Winter, Summer | Winter, Summer | Winter, Summer
Unit Westover 8 - SO2 Rate Annual v3.1, Unit 3587 and retrofits | 853 | 1899 | Rate Constraint in lbs/MMBtu | FALSE | L | Annual | Standard | lb/MMBtu | 0.34 | 0.34 | 0.34 | 0.34 | 0.34 | 0.34 | 0.34
Unit Westover 8 - SO2 Rate Annual v3.1, Unit 3587 and retrofits | 853 | 1899 | Rate Constraint in lbs/MMBtu | FALSE | L | Annual | Emissions at Affected Plants SO2 | MTons | 0 | 0 | 0 | 0 | 0 | 0 | 0
Unit Westover 8 - SO2 Rate Annual v3.1, Unit 3587 and retrofits | 853 | 1899 | Rate Constraint in lbs/MMBtu | FALSE | L | Annual | Allowances Purchased SO2 | MTons | 0 | 0 | 0 | 0 | 0 | 0 | 0
Unit Westover 8 - SO2 Rate Annual v3.1, Unit 3587 and retrofits | 853 | 1899 | Rate Constraint in lbs/MMBtu | FALSE | L | Annual | Allowances Sold SO2 | MTons | 0 | 0 | 0 | 0 | 0 | 0 | 0
Unit Westover 8 - SO2 Rate Annual v3.1, Unit 3587 and retrofits | 853 | 1899 | Rate Constraint in lbs/MMBtu | FALSE | L | Annual | Allowances Banked | MTons | 0 | 0 | 0 | 0 | 0 | 0 | 0
Unit Westover 8 - SO2 Rate Annual v3.1, Unit 3587 and retrofits | 853 | 1899 | Rate Constraint in lbs/MMBtu | FALSE | L | Annual | Allowances Withdrawn (1:1) | MTons | 0 | 0 | 0 | 0 | 0 | 0 | 0
Unit Westover 8 - SO2 Rate Annual v3.1, Unit 3587 and retrofits | 853 | 1899 | Rate Constraint in lbs/MMBtu | FALSE | L | Annual | Allowances Withdrawn (n:1) | MTons | 0 | 0 | 0 | 0 | 0 | 0 | 0
Unit Westover 8 - SO2 Rate Annual v3.1, Unit 3587 and retrofits | 853 | 1899 | Rate Constraint in lbs/MMBtu | FALSE | L | Annual | Net Emissions Allowance Position | MTons | 0 | 0 | 0 | 0 | 0 | 0 | 0
Unit Westover 8 - SO2 Rate Annual v3.1, Unit 3587 and retrofits | 853 | 1899 | Rate Constraint in lbs/MMBtu | FALSE | L | Annual | Fuel Consumed | TBtu | 0 | 0 | 0 | 0 | 0 | 0 | 0
Unit Westover 8 - SO2 Rate Annual v3.1, Unit 3587 and retrofits | 853 | 1899 | Rate Constraint in lbs/MMBtu | FALSE | L | Annual | Rate | lb/MMBtu | 0 | 0 | 0 | 0 | 0 | 0 | 0
Unit Westover 8 - SO2 Rate Annual v3.1, Unit 3587 and retrofits | 853 | 1899 | Rate Constraint in lbs/MMBtu | FALSE | L | Annual | Generation | TWh | 0 | 0 | 0 | 0 | 0 | 0 | 0
Unit Westover 8 - SO2 Rate Annual v3.1, Unit 3587 and retrofits | 853 | 1899 | Rate Constraint in lbs/MMBtu | FALSE | L | Annual | Qualifying Generation | TWh | 0 | 0 | 0 | 0 | 0 | 0 | 0
Unit Westover 8 - SO2 Rate Annual v3.1, Unit 3587 and retrofits | 853 | 1899 | Rate Constraint in lbs/MMBtu | FALSE | L | Annual | Rate | lb/MWh | 0 | 0 | 0 | 0 | 0 | 0 | 0
Unit Westover 8 - SO2 Rate Annual v3.1, Unit 3587 and retrofits | 853 | 1899 | Rate Constraint in lbs/MMBtu | FALSE | L | Annual | Constraint Shadow Price | US$/Ton | 0 | 0 | 0 | 0 | 0 | 0 | 0
Unit Whelan Energy Center 1- SO2 Rate Annual v4.10, Unit 3561 and retrofits | 854 | 2229 | Rate Constraint in lbs/MMBtu | FALSE | L | Annual | Seasons Included | Seasons | Winter, Summer | Winter, Summer | Winter, Summer | Winter, Summer | Winter, Summer | Winter, Summer | Winter, Summer
Unit Whelan Energy Center 1- SO2 Rate Annual v4.10, Unit 3561 and retrofits | 854 | 2229 | Rate Constraint in lbs/MMBtu | FALSE | L | Annual | Standard | lb/MMBtu | 0.6904 | 0.6904 | 0.6904 | 0.6904 | 0.6904 | 0.6904 | 0.6904
Unit Whelan Energy Center 1- SO2 Rate Annual v4.10, Unit 3561 and retrofits | 854 | 2229 | Rate Constraint in lbs/MMBtu | FALSE | L | Annual | Emissions at Affected Plants SO2 | MTons | 0.89804 | 0.89804 | 0.89804 | 0.89804 | 0.89804 | 0.89804 | 0.89804
Unit Whelan Energy Center 1- SO2 Rate Annual v4.10, Unit 3561 and retrofits | 854 | 2229 | Rate Constraint in lbs/MMBtu | FALSE | L | Annual | Allowances Purchased SO2 | MTons | 0 | 0 | 0 | 0 | 0 | 0 | 0
Unit Whelan Energy Center 1- SO2 Rate Annual v4.10, Unit 3561 and retrofits | 854 | 2229 | Rate Constraint in lbs/MMBtu | FALSE | L | Annual | Allowances Sold SO2 | MTons | 0 | 0 | 0 | 0 | 0 | 0 | 0
Unit Whelan Energy Center 1- SO2 Rate Annual v4.10, Unit 3561 and retrofits | 854 | 2229 | Rate Constraint in lbs/MMBtu | FALSE | L | Annual | Allowances Banked | MTons | 0 | 0 | 0 | 0 | 0 | 0 | 0
Unit Whelan Energy Center 1- SO2 Rate Annual v4.10, Unit 3561 and retrofits | 854 | 2229 | Rate Constraint in lbs/MMBtu | FALSE | L | Annual | Allowances Withdrawn (1:1) | MTons | 0 | 0 | 0 | 0 | 0 | 0 | 0
Unit Whelan Energy Center 1- SO2 Rate Annual v4.10, Unit 3561 and retrofits | 854 | 2229 | Rate Constraint in lbs/MMBtu | FALSE | L | Annual | Allowances Withdrawn (n:1) | MTons | 0 | 0 | 0 | 0 | 0 | 0 | 0
Unit Whelan Energy Center 1- SO2 Rate Annual v4.10, Unit 3561 and retrofits | 854 | 2229 | Rate Constraint in lbs/MMBtu | FALSE | L | Annual | Net Emissions Allowance Position | MTons | 0.89804 | 0.89804 | 0.89804 | 0.89804 | 0.89804 | 0.89804 | 0.89804
Unit Whelan Energy Center 1- SO2 Rate Annual v4.10, Unit 3561 and retrofits | 854 | 2229 | Rate Constraint in lbs/MMBtu | FALSE | L | Annual | Fuel Consumed | TBtu | 6.3691 | 6.3691 | 6.3691 | 6.3691 | 6.3691 | 6.3691 | 6.3691
Unit Whelan Energy Center 1- SO2 Rate Annual v4.10, Unit 3561 and retrofits | 854 | 2229 | Rate Constraint in lbs/MMBtu | FALSE | L | Annual | Rate | lb/MMBtu | 0.282 | 0.282 | 0.282 | 0.282 | 0.282 | 0.282 | 0.282
Unit Whelan Energy Center 1- SO2 Rate Annual v4.10, Unit 3561 and retrofits | 854 | 2229 | Rate Constraint in lbs/MMBtu | FALSE | L | Annual | Generation | TWh | 0.56097 | 0.56097 | 0.56097 | 0.56097 | 0.56097 | 0.56097 | 0.56097
Unit Whelan Energy Center 1- SO2 Rate Annual v4.10, Unit 3561 and retrofits | 854 | 2229 | Rate Constraint in lbs/MMBtu | FALSE | L | Annual | Qualifying Generation | TWh | 0.56097 | 0.56097 | 0.56097 | 0.56097 | 0.56097 | 0.56097 | 0.56097
Unit Whelan Energy Center 1- SO2 Rate Annual v4.10, Unit 3561 and retrofits | 854 | 2229 | Rate Constraint in lbs/MMBtu | FALSE | L | Annual | Rate | lb/MWh | 1.6009 | 1.6009 | 1.6009 | 1.6009 | 1.6009 | 1.6009 | 1.6009
Unit Whelan Energy Center 1- SO2 Rate Annual v4.10, Unit 3561 and retrofits | 854 | 2229 | Rate Constraint in lbs/MMBtu | FALSE | L | Annual | Constraint Shadow Price | US$/Ton | 0 | 0 | 0 | 0 | 0 | 0 | 0
UT Hg Rule - MER Removal Annual v.4.10 | 855 | 2215 | MACT Fuel Choice Floor in lbs/MMBtu | FALSE | L | Annual | Seasons Included | Seasons | Winter, Summer | Winter, Summer | Winter, Summer | Winter, Summer | Winter, Summer | Winter, Summer | Winter, Summer
UT Hg Rule - MER Removal Annual v.4.10 | 855 | 2215 | MACT Fuel Choice Floor in lbs/MMBtu | FALSE | L | Annual | Emission Floor | lbs/MMBtu | 6.5e-07 | 6.5e-07 | 6.5e-07 | 6.5e-07 | 6.5e-07 | 6.5e-07 | 6.5e-07
UT Hg Rule - MER Removal Annual v.4.10 | 855 | 2215 | MACT Fuel Choice Floor in lbs/MMBtu | FALSE | L | Annual | Emissions at Affected Plants MER | lbs | 157.3579 | 157.3579 | 157.3579 | 158.3032 | 158.8114 | 161.8436 | 171.6337
UT Hg Rule - MER Removal Annual v.4.10 | 855 | 2215 | MACT Fuel Choice Floor in lbs/MMBtu | FALSE | L | Annual | Allowances Purchased MER | lbs | 0 | 0 | 0 | 0 | 0 | 0 | 0
UT Hg Rule - MER Removal Annual v.4.10 | 855 | 2215 | MACT Fuel Choice Floor in lbs/MMBtu | FALSE | L | Annual | Allowances Sold MER | lbs | 0 | 0 | 0 | 0 | 0 | 0 | 0
UT Hg Rule - MER Removal Annual v.4.10 | 855 | 2215 | MACT Fuel Choice Floor in lbs/MMBtu | FALSE | L | Annual | Allowances Banked | lbs | 0 | 0 | 0 | 0 | 0 | 0 | 0
UT Hg Rule - MER Removal Annual v.4.10 | 855 | 2215 | MACT Fuel Choice Floor in lbs/MMBtu | FALSE | L | Annual | Allowances Withdrawn (1:1) | lbs | 0 | 0 | 0 | 0 | 0 | 0 | 0
UT Hg Rule - MER Removal Annual v.4.10 | 855 | 2215 | MACT Fuel Choice Floor in lbs/MMBtu | FALSE | L | Annual | Allowances Withdrawn (n:1) | lbs | 0 | 0 | 0 | 0 | 0 | 0 | 0
UT Hg Rule - MER Removal Annual v.4.10 | 855 | 2215 | MACT Fuel Choice Floor in lbs/MMBtu | FALSE | L | Annual | Net Emissions Allowance Position | lbs | 157.3579 | 157.3579 | 157.3579 | 158.3032 | 158.8114 | 161.8436 | 171.6337
UT Hg Rule - MER Removal Annual v.4.10 | 855 | 2215 | MACT Fuel Choice Floor in lbs/MMBtu | FALSE | L | Annual | Fuel Consumed | TBtu | 336.5855 | 336.5855 | 336.5855 | 336.5855 | 336.5855 | 336.5855 | 336.5855
UT Hg Rule - MER Removal Annual v.4.10 | 855 | 2215 | MACT Fuel Choice Floor in lbs/MMBtu | FALSE | L | Annual | Rate | lb/MMBtu | 4.6751e-07 | 4.6751e-07 | 4.6751e-07 | 4.7032e-07 | 4.7183e-07 | 4.8084e-07 | 5.0993e-07
UT Hg Rule - MER Removal Annual v.4.10 | 855 | 2215 | MACT Fuel Choice Floor in lbs/MMBtu | FALSE | L | Annual | Generation | TWh | 33.4583 | 33.4583 | 33.4583 | 33.4583 | 33.4583 | 33.4583 | 33.4583
UT Hg Rule - MER Removal Annual v.4.10 | 855 | 2215 | MACT Fuel Choice Floor in lbs/MMBtu | FALSE | L | Annual | Qualifying Generation | TWh | 33.4583 | 33.4583 | 33.4583 | 33.4583 | 33.4583 | 33.4583 | 33.4583
UT Hg Rule - MER Removal Annual v.4.10 | 855 | 2215 | MACT Fuel Choice Floor in lbs/MMBtu | FALSE | L | Annual | Constraint Shadow Price | US$/Lb | 0 | 0 | 0 | 0 | 0 | 0 | 0
WA - CO2 Penalty Annual v5.13 | 856 | 6028 | Rate Constraint in MTons | FALSE | L | Annual | Seasons Included | Seasons | Winter, Summer | Winter, Summer | Winter, Summer | Winter, Summer | Winter, Summer | Winter, Summer | Winter, Summer
WA - CO2 Penalty Annual v5.13 | 856 | 6028 | Rate Constraint in MTons | FALSE | L | Annual | Standard | MTons | 0 | 0 | 0 | 0 | 0 | 0 | 0
WA - CO2 Penalty Annual v5.13 | 856 | 6028 | Rate Constraint in MTons | FALSE | L | Annual | Standard CO2 | MTons | 0 | 0 | 0 | 0 | 0 | 0 | 0
WA - CO2 Penalty Annual v5.13 | 856 | 6028 | Rate Constraint in MTons | FALSE | L | Annual | Emissions at Affected Plants CO2 | MTons | 11.232 | 19.9145 | 11.232 | 15.1382 | 19.9145 | 3714.1846 | 12072.5755
WA - CO2 Penalty Annual v5.13 | 856 | 6028 | Rate Constraint in MTons | FALSE | L | Annual | Allowances Purchased CO2 | MTons | -11.232 | -19.9145 | -11.232 | -15.1382 | -19.9145 | -3714.1846 | -12072.5755
WA - CO2 Penalty Annual v5.13 | 856 | 6028 | Rate Constraint in MTons | FALSE | L | Annual | Allowances Sold CO2 | MTons | 0 | 0 | 0 | 0 | 0 | 0 | 0
WA - CO2 Penalty Annual v5.13 | 856 | 6028 | Rate Constraint in MTons | FALSE | L | Annual | Allowances Banked | MTons | 0 | 0 | 0 | 0 | 0 | 0 | 0
WA - CO2 Penalty Annual v5.13 | 856 | 6028 | Rate Constraint in MTons | FALSE | L | Annual | Allowances Withdrawn (1:1) | MTons | 0 | 0 | 0 | 0 | 0 | 0 | 0
WA - CO2 Penalty Annual v5.13 | 856 | 6028 | Rate Constraint in MTons | FALSE | L | Annual | Allowances Withdrawn (n:1) | MTons | 0 | 0 | 0 | 0 | 0 | 0 | 0
WA - CO2 Penalty Annual v5.13 | 856 | 6028 | Rate Constraint in MTons | FALSE | L | Annual | Net Emissions Allowance Position | MTons | -1.7519e-07 | -4.882e-07 | -1.7519e-07 | -3.2146e-07 | -4.882e-07 | -6.9962e-07 | 1.134e-06
WA - CO2 Penalty Annual v5.13 | 856 | 6028 | Rate Constraint in MTons | FALSE | L | Annual | Fuel Consumed | TBtu | 0.19187 | 0.34019 | 0.19187 | 0.2586 | 0.34019 | 63.447 | 206.2278
WA - CO2 Penalty Annual v5.13 | 856 | 6028 | Rate Constraint in MTons | FALSE | L | Annual | Rate | lb/MMBtu | 117.08 | 117.08 | 117.08 | 117.08 | 117.08 | 117.08 | 117.08
WA - CO2 Penalty Annual v5.13 | 856 | 6028 | Rate Constraint in MTons | FALSE | L | Annual | Generation | TWh | 0.02984 | 0.052906 | 0.02984 | 0.040217 | 0.052906 | 9.8673 | 32.0728
WA - CO2 Penalty Annual v5.13 | 856 | 6028 | Rate Constraint in MTons | FALSE | L | Annual | Qualifying Generation | TWh | 0.02984 | 0.052906 | 0.02984 | 0.040217 | 0.052906 | 9.8673 | 32.0728
WA - CO2 Penalty Annual v5.13 | 856 | 6028 | Rate Constraint in MTons | FALSE | L | Annual | Rate | lb/MWh | 376.4122 | 376.4122 | 376.4122 | 376.4122 | 376.4122 | 376.4122 | 376.4122
WA - CO2 Penalty Annual v5.13 | 856 | 6028 | Rate Constraint in MTons | FALSE | L | Annual | Constraint Shadow Price | US$/Ton | 1.8726 | 1.8726 | 1.8724 | 1.8723 | 1.8723 | 1.8724 | 1.8729
WA - CO2 Rate Limit (New Advanced Coal with CCS) | 857 | 2428 | Rate Constraint in lbs/MWh | FALSE | L | Annual | Seasons Included | Seasons | Winter, Summer | Winter, Summer | Winter, Summer | Winter, Summer | Winter, Summer | Winter, Summer | Winter, Summer
WA - CO2 Rate Limit (New Advanced Coal with CCS) | 857 | 2428 | Rate Constraint in lbs/MWh | FALSE | L | Annual | Standard | lb/MWh | 1100 | 1100 | 1100 | 1100 | 1100 | 1100 | 1100
WA - CO2 Rate Limit (New Advanced Coal with CCS) | 857 | 2428 | Rate Constraint in lbs/MWh | FALSE | L | Annual | Emissions at Affected Plants CO2 | MTons | 0 | 0 | 0 | 0 | 0 | 0 | 0
WA - CO2 Rate Limit (New Advanced Coal with CCS) | 857 | 2428 | Rate Constraint in lbs/MWh | FALSE | L | Annual | Allowances Purchased CO2 | MTons | 0 | 0 | 0 | 0 | 0 | 0 | 0
WA - CO2 Rate Limit (New Advanced Coal with CCS) | 857 | 2428 | Rate Constraint in lbs/MWh | FALSE | L | Annual | Allowances Sold CO2 | MTons | 0 | 0 | 0 | 0 | 0 | 0 | 0
WA - CO2 Rate Limit (New Advanced Coal with CCS) | 857 | 2428 | Rate Constraint in lbs/MWh | FALSE | L | Annual | Allowances Banked | MTons | 0 | 0 | 0 | 0 | 0 | 0 | 0
WA - CO2 Rate Limit (New Advanced Coal with CCS) | 857 | 2428 | Rate Constraint in lbs/MWh | FALSE | L | Annual | Allowances Withdrawn (1:1) | MTons | 0 | 0 | 0 | 0 | 0 | 0 | 0
WA - CO2 Rate Limit (New Advanced Coal with CCS) | 857 | 2428 | Rate Constraint in lbs/MWh | FALSE | L | Annual | Allowances Withdrawn (n:1) | MTons | 0 | 0 | 0 | 0 | 0 | 0 | 0
WA - CO2 Rate Limit (New Advanced Coal with CCS) | 857 | 2428 | Rate Constraint in lbs/MWh | FALSE | L | Annual | Net Emissions Allowance Position | MTons | 0 | 0 | 0 | 0 | 0 | 0 | 0
WA - CO2 Rate Limit (New Advanced Coal with CCS) | 857 | 2428 | Rate Constraint in lbs/MWh | FALSE | L | Annual | Fuel Consumed | TBtu | 0 | 0 | 0 | 0 | 0 | 0 | 0
WA - CO2 Rate Limit (New Advanced Coal with CCS) | 857 | 2428 | Rate Constraint in lbs/MWh | FALSE | L | Annual | Rate | lb/MMBtu | 0 | 0 | 0 | 0 | 0 | 0 | 0
WA - CO2 Rate Limit (New Advanced Coal with CCS) | 857 | 2428 | Rate Constraint in lbs/MWh | FALSE | L | Annual | Generation | TWh | 0 | 0 | 0 | 0 | 0 | 0 | 0
WA - CO2 Rate Limit (New Advanced Coal with CCS) | 857 | 2428 | Rate Constraint in lbs/MWh | FALSE | L | Annual | Qualifying Generation | TWh | 0 | 0 | 0 | 0 | 0 | 0 | 0
WA - CO2 Rate Limit (New Advanced Coal with CCS) | 857 | 2428 | Rate Constraint in lbs/MWh | FALSE | L | Annual | Constraint Shadow Price | US$/Ton | 0 | 0 | 0 | 0 | 0 | 0 | 0
WA - CO2 Rate Limit (New SPC and IGCC without CCS) | 858 | 2429 | Rate Constraint in lbs/MWh | FALSE | L | Annual | Seasons Included | Seasons | Winter, Summer | Winter, Summer | Winter, Summer | Winter, Summer | Winter, Summer | Winter, Summer | Winter, Summer
WA - CO2 Rate Limit (New SPC and IGCC without CCS) | 858 | 2429 | Rate Constraint in lbs/MWh | FALSE | L | Annual | Standard | lb/MWh | 1100 | 1100 | 1100 | 1100 | 1100 | 1100 | 1100
WA - CO2 Rate Limit (New SPC and IGCC without CCS) | 858 | 2429 | Rate Constraint in lbs/MWh | FALSE | L | Annual | Emissions at Affected Plants CO2 | MTons | 0 | 0 | 0 | 0 | 0 | 0 | 0
WA - CO2 Rate Limit (New SPC and IGCC without CCS) | 858 | 2429 | Rate Constraint in lbs/MWh | FALSE | L | Annual | Allowances Purchased CO2 | MTons | 0 | 0 | 0 | 0 | 0 | 0 | 0
WA - CO2 Rate Limit (New SPC and IGCC without CCS) | 858 | 2429 | Rate Constraint in lbs/MWh | FALSE | L | Annual | Allowances Sold CO2 | MTons | 0 | 0 | 0 | 0 | 0 | 0 | 0
WA - CO2 Rate Limit (New SPC and IGCC without CCS) | 858 | 2429 | Rate Constraint in lbs/MWh | FALSE | L | Annual | Allowances Banked | MTons | 0 | 0 | 0 | 0 | 0 | 0 | 0
WA - CO2 Rate Limit (New SPC and IGCC without CCS) | 858 | 2429 | Rate Constraint in lbs/MWh | FALSE | L | Annual | Allowances Withdrawn (1:1) | MTons | 0 | 0 | 0 | 0 | 0 | 0 | 0
WA - CO2 Rate Limit (New SPC and IGCC without CCS) | 858 | 2429 | Rate Constraint in lbs/MWh | FALSE | L | Annual | Allowances Withdrawn (n:1) | MTons | 0 | 0 | 0 | 0 | 0 | 0 | 0
WA - CO2 Rate Limit (New SPC and IGCC without CCS) | 858 | 2429 | Rate Constraint in lbs/MWh | FALSE | L | Annual | Net Emissions Allowance Position | MTons | 0 | 0 | 0 | 0 | 0 | 0 | 0
WA - CO2 Rate Limit (New SPC and IGCC without CCS) | 858 | 2429 | Rate Constraint in lbs/MWh | FALSE | L | Annual | Fuel Consumed | TBtu | 0 | 0 | 0 | 0 | 0 | 0 | 0
WA - CO2 Rate Limit (New SPC and IGCC without CCS) | 858 | 2429 | Rate Constraint in lbs/MWh | FALSE | L | Annual | Rate | lb/MMBtu | 0 | 0 | 0 | 0 | 0 | 0 | 0
WA - CO2 Rate Limit (New SPC and IGCC without CCS) | 858 | 2429 | Rate Constraint in lbs/MWh | FALSE | L | Annual | Generation | TWh | 0 | 0 | 0 | 0 | 0 | 0 | 0
WA - CO2 Rate Limit (New SPC and IGCC without CCS) | 858 | 2429 | Rate Constraint in lbs/MWh | FALSE | L | Annual | Qualifying Generation | TWh | 0 | 0 | 0 | 0 | 0 | 0 | 0
WA - CO2 Rate Limit (New SPC and IGCC without CCS) | 858 | 2429 | Rate Constraint in lbs/MWh | FALSE | L | Annual | Constraint Shadow Price | US$/Ton | 138.5234 | 154.4857 | 162.4062 | 195.6679 | 206.3438 | 244.779 | 264.587
WI CC NGas NOx Annual Rate v3.1 | 859 | 1938 | Rate Constraint in lbs/MMBtu | FALSE | L | Annual | Seasons Included | Seasons | Winter, Summer | Winter, Summer | Winter, Summer | Winter, Summer | Winter, Summer | Winter, Summer | Winter, Summer
WI CC NGas NOx Annual Rate v3.1 | 859 | 1938 | Rate Constraint in lbs/MMBtu | FALSE | L | Annual | Standard | lb/MMBtu | 0.04 | 0.04 | 0.04 | 0.04 | 0.04 | 0.04 | 0.04
WI CC NGas NOx Annual Rate v3.1 | 859 | 1938 | Rate Constraint in lbs/MMBtu | FALSE | L | Annual | Emissions at Affected Plants NOX | MTons | 0.03614 | 0.031049 | 0.043995 | 0.038935 | 0.026332 | 0.097602 | 0.1156
WI CC NGas NOx Annual Rate v3.1 | 859 | 1938 | Rate Constraint in lbs/MMBtu | FALSE | L | Annual | Allowances Purchased NOX | MTons | 0 | 0 | 0 | 0 | 0 | 0 | 0
WI CC NGas NOx Annual Rate v3.1 | 859 | 1938 | Rate Constraint in lbs/MMBtu | FALSE | L | Annual | Allowances Sold NOX | MTons | 0 | 0 | 0 | 0 | 0 | 0 | 0
WI CC NGas NOx Annual Rate v3.1 | 859 | 1938 | Rate Constraint in lbs/MMBtu | FALSE | L | Annual | Allowances Banked | MTons | 0 | 0 | 0 | 0 | 0 | 0 | 0
WI CC NGas NOx Annual Rate v3.1 | 859 | 1938 | Rate Constraint in lbs/MMBtu | FALSE | L | Annual | Allowances Withdrawn (1:1) | MTons | 0 | 0 | 0 | 0 | 0 | 0 | 0
WI CC NGas NOx Annual Rate v3.1 | 859 | 1938 | Rate Constraint in lbs/MMBtu | FALSE | L | Annual | Allowances Withdrawn (n:1) | MTons | 0 | 0 | 0 | 0 | 0 | 0 | 0
WI CC NGas NOx Annual Rate v3.1 | 859 | 1938 | Rate Constraint in lbs/MMBtu | FALSE | L | Annual | Net Emissions Allowance Position | MTons | 0.03614 | 0.031049 | 0.043995 | 0.038935 | 0.026332 | 0.097602 | 0.1156
WI CC NGas NOx Annual Rate v3.1 | 859 | 1938 | Rate Constraint in lbs/MMBtu | FALSE | L | Annual | Fuel Consumed | TBtu | 5.724 | 4.9479 | 7.0194 | 6.2395 | 4.1609 | 15.7668 | 19.0397
WI CC NGas NOx Annual Rate v3.1 | 859 | 1938 | Rate Constraint in lbs/MMBtu | FALSE | L | Annual | Rate | lb/MMBtu | 0.012628 | 0.012551 | 0.012535 | 0.01248 | 0.012657 | 0.012381 | 0.012143
WI CC NGas NOx Annual Rate v3.1 | 859 | 1938 | Rate Constraint in lbs/MMBtu | FALSE | L | Annual | Generation | TWh | 0.78691 | 0.68021 | 0.965 | 0.85779 | 0.57203 | 2.2088 | 2.7178
WI CC NGas NOx Annual Rate v3.1 | 859 | 1938 | Rate Constraint in lbs/MMBtu | FALSE | L | Annual | Qualifying Generation | TWh | 0.78691 | 0.68021 | 0.965 | 0.85779 | 0.57203 | 2.2088 | 2.7178
WI CC NGas NOx Annual Rate v3.1 | 859 | 1938 | Rate Constraint in lbs/MMBtu | FALSE | L | Annual | Rate | lb/MWh | 0.045927 | 0.045646 | 0.045591 | 0.04539 | 0.046032 | 0.044189 | 0.042536
WI CC NGas NOx Annual Rate v3.1 | 859 | 1938 | Rate Constraint in lbs/MMBtu | FALSE | L | Annual | Constraint Shadow Price | US$/Ton | 0 | 0 | 0 | 0 | 0 | 0 | 0
WI CoalUnits1 NOx Annual Rate v3.1 | 860 | 1930 | Rate Constraint in lbs/MMBtu | FALSE | L | Annual | Seasons Included | Seasons | Winter, Summer | Winter, Summer | Winter, Summer | Winter, Summer | Winter, Summer | Winter, Summer | Winter, Summer
WI CoalUnits1 NOx Annual Rate v3.1 | 860 | 1930 | Rate Constraint in lbs/MMBtu | FALSE | L | Annual | Standard | lb/MMBtu | 0.1 | 0.1 | 0.1 | 0.1 | 0.1 | 0.1 | 0.1
WI CoalUnits1 NOx Annual Rate v3.1 | 860 | 1930 | Rate Constraint in lbs/MMBtu | FALSE | L | Annual | Emissions at Affected Plants NOX | MTons | 9.3761 | 9.3789 | 9.3776 | 9.3834 | 8.6727 | 9.2994 | 9.4481
WI CoalUnits1 NOx Annual Rate v3.1 | 860 | 1930 | Rate Constraint in lbs/MMBtu | FALSE | L | Annual | Allowances Purchased NOX | MTons | 0 | 0 | 0 | 0 | 0 | 0 | 0
WI CoalUnits1 NOx Annual Rate v3.1 | 860 | 1930 | Rate Constraint in lbs/MMBtu | FALSE | L | Annual | Allowances Sold NOX | MTons | 0 | 0 | 0 | 0 | 0 | 0 | 0
WI CoalUnits1 NOx Annual Rate v3.1 | 860 | 1930 | Rate Constraint in lbs/MMBtu | FALSE | L | Annual | Allowances Banked | MTons | 0 | 0 | 0 | 0 | 0 | 0 | 0
WI CoalUnits1 NOx Annual Rate v3.1 | 860 | 1930 | Rate Constraint in lbs/MMBtu | FALSE | L | Annual | Allowances Withdrawn (1:1) | MTons | 0 | 0 | 0 | 0 | 0 | 0 | 0
WI CoalUnits1 NOx Annual Rate v3.1 | 860 | 1930 | Rate Constraint in lbs/MMBtu | FALSE | L | Annual | Allowances Withdrawn (n:1) | MTons | 0 | 0 | 0 | 0 | 0 | 0 | 0
WI CoalUnits1 NOx Annual Rate v3.1 | 860 | 1930 | Rate Constraint in lbs/MMBtu | FALSE | L | Annual | Net Emissions Allowance Position | MTons | 9.3761 | 9.3789 | 9.3776 | 9.3834 | 8.6727 | 9.2994 | 9.4481
WI CoalUnits1 NOx Annual Rate v3.1 | 860 | 1930 | Rate Constraint in lbs/MMBtu | FALSE | L | Annual | Fuel Consumed | TBtu | 260.7848 | 260.5853 | 260.6123 | 260.491 | 242.7706 | 257.2063 | 263.0849
WI CoalUnits1 NOx Annual Rate v3.1 | 860 | 1930 | Rate Constraint in lbs/MMBtu | FALSE | L | Annual | Rate | lb/MMBtu | 0.071907 | 0.071983 | 0.071966 | 0.072044 | 0.071447 | 0.072311 | 0.071825
WI CoalUnits1 NOx Annual Rate v3.1 | 860 | 1930 | Rate Constraint in lbs/MMBtu | FALSE | L | Annual | Generation | TWh | 25.5797 | 25.574 | 25.574 | 25.574 | 23.8155 | 25.246 | 25.8311
WI CoalUnits1 NOx Annual Rate v3.1 | 860 | 1930 | Rate Constraint in lbs/MMBtu | FALSE | L | Annual | Qualifying Generation | TWh | 25.5797 | 25.574 | 25.574 | 25.574 | 23.8155 | 25.246 | 25.8311
WI CoalUnits1 NOx Annual Rate v3.1 | 860 | 1930 | Rate Constraint in lbs/MMBtu | FALSE | L | Annual | Rate | lb/MWh | 0.36654 | 0.36674 | 0.36669 | 0.36691 | 0.36416 | 0.36835 | 0.36576
WI CoalUnits1 NOx Annual Rate v3.1 | 860 | 1930 | Rate Constraint in lbs/MMBtu | FALSE | L | Annual | Constraint Shadow Price | US$/Ton | 0 | 0 | 0 | 0 | 0 | 0 | 0
WI CT DFO NOx Annual Rate v3.1 | 861 | 1940 | Rate Constraint in lbs/MMBtu | FALSE | L | Annual | Seasons Included | Seasons | Winter, Summer | Winter, Summer | Winter, Summer | Winter, Summer | Winter, Summer | Winter, Summer | Winter, Summer
WI CT DFO NOx Annual Rate v3.1 | 861 | 1940 | Rate Constraint in lbs/MMBtu | FALSE | L | Annual | Standard | lb/MMBtu | 0.28 | 0.28 | 0.28 | 0.28 | 0.28 | 0.28 | 0.28
WI CT DFO NOx Annual Rate v3.1 | 861 | 1940 | Rate Constraint in lbs/MMBtu | FALSE | L | Annual | Emissions at Affected Plants NOX | MTons | 7.6488e-06 | 7.6488e-06 | 7.6488e-06 | 7.6488e-06 | 6.0419e-06 | 0.0081505 | 0.015757
WI CT DFO NOx Annual Rate v3.1 | 861 | 1940 | Rate Constraint in lbs/MMBtu | FALSE | L | Annual | Allowances Purchased NOX | MTons | 0 | 0 | 0 | 0 | 0 | 0 | 0
WI CT DFO NOx Annual Rate v3.1 | 861 | 1940 | Rate Constraint in lbs/MMBtu | FALSE | L | Annual | Allowances Sold NOX | MTons | 0 | 0 | 0 | 0 | 0 | 0 | 0
WI CT DFO NOx Annual Rate v3.1 | 861 | 1940 | Rate Constraint in lbs/MMBtu | FALSE | L | Annual | Allowances Banked | MTons | 0 | 0 | 0 | 0 | 0 | 0 | 0
WI CT DFO NOx Annual Rate v3.1 | 861 | 1940 | Rate Constraint in lbs/MMBtu | FALSE | L | Annual | Allowances Withdrawn (1:1) | MTons | 0 | 0 | 0 | 0 | 0 | 0 | 0
WI CT DFO NOx Annual Rate v3.1 | 861 | 1940 | Rate Constraint in lbs/MMBtu | FALSE | L | Annual | Allowances Withdrawn (n:1) | MTons | 0 | 0 | 0 | 0 | 0 | 0 | 0
WI CT DFO NOx Annual Rate v3.1 | 861 | 1940 | Rate Constraint in lbs/MMBtu | FALSE | L | Annual | Net Emissions Allowance Position | MTons | 7.6488e-06 | 7.6488e-06 | 7.6488e-06 | 7.6488e-06 | 6.0419e-06 | 0.0081505 | 0.015757
WI CT DFO NOx Annual Rate v3.1 | 861 | 1940 | Rate Constraint in lbs/MMBtu | FALSE | L | Annual | Fuel Consumed | TBtu | 0.0013907 | 0.0013907 | 0.0013907 | 0.0013907 | 0.0010985 | 1.4819 | 2.8649
WI CT DFO NOx Annual Rate v3.1 | 861 | 1940 | Rate Constraint in lbs/MMBtu | FALSE | L | Annual | Rate | lb/MMBtu | 0.011 | 0.011 | 0.011 | 0.011 | 0.011 | 0.011 | 0.011
WI CT DFO NOx Annual Rate v3.1 | 861 | 1940 | Rate Constraint in lbs/MMBtu | FALSE | L | Annual | Generation | TWh | 0.00014264 | 0.00014264 | 0.00014264 | 0.00014264 | 0.00011267 | 0.15199 | 0.29384
WI CT DFO NOx Annual Rate v3.1 | 861 | 1940 | Rate Constraint in lbs/MMBtu | FALSE | L | Annual | Qualifying Generation | TWh | 0.00014264 | 0.00014264 | 0.00014264 | 0.00014264 | 0.00011267 | 0.15199 | 0.29384
WI CT DFO NOx Annual Rate v3.1 | 861 | 1940 | Rate Constraint in lbs/MMBtu | FALSE | L | Annual | Rate | lb/MWh | 0.053625 | 0.053625 | 0.053625 | 0.053625 | 0.053625 | 0.053625 | 0.053625
WI CT DFO NOx Annual Rate v3.1 | 861 | 1940 | Rate Constraint in lbs/MMBtu | FALSE | L | Annual | Constraint Shadow Price | US$/Ton | 0 | 0 | 0 | 0 | 0 | 0 | 0
WI CT NGas NOx Annual Rate v3.1 | 862 | 1939 | Rate Constraint in lbs/MMBtu | FALSE | L | Annual | Seasons Included | Seasons | Winter, Summer | Winter, Summer | Winter, Summer | Winter, Summer | Winter, Summer | Winter, Summer | Winter, Summer
WI CT NGas NOx Annual Rate v3.1 | 862 | 1939 | Rate Constraint in lbs/MMBtu | FALSE | L | Annual | Standard | lb/MMBtu | 0.11 | 0.11 | 0.11 | 0.11 | 0.11 | 0.11 | 0.11
WI CT NGas NOx Annual Rate v3.1 | 862 | 1939 | Rate Constraint in lbs/MMBtu | FALSE | L | Annual | Emissions at Affected Plants NOX | MTons | 0.0014508 | 0.0014508 | 0.0014508 | 0.0061121 | 0.0073421 | 0.015487 | 0.023093
WI CT NGas NOx Annual Rate v3.1 | 862 | 1939 | Rate Constraint in lbs/MMBtu | FALSE | L | Annual | Allowances Purchased NOX | MTons | 0 | 0 | 0 | 0 | 0 | 0 | 0
WI CT NGas NOx Annual Rate v3.1 | 862 | 1939 | Rate Constraint in lbs/MMBtu | FALSE | L | Annual | Allowances Sold NOX | MTons | 0 | 0 | 0 | 0 | 0 | 0 | 0
WI CT NGas NOx Annual Rate v3.1 | 862 | 1939 | Rate Constraint in lbs/MMBtu | FALSE | L | Annual | Allowances Banked | MTons | 0 | 0 | 0 | 0 | 0 | 0 | 0
WI CT NGas NOx Annual Rate v3.1 | 862 | 1939 | Rate Constraint in lbs/MMBtu | FALSE | L | Annual | Allowances Withdrawn (1:1) | MTons | 0 | 0 | 0 | 0 | 0 | 0 | 0
WI CT NGas NOx Annual Rate v3.1 | 862 | 1939 | Rate Constraint in lbs/MMBtu | FALSE | L | Annual | Allowances Withdrawn (n:1) | MTons | 0 | 0 | 0 | 0 | 0 | 0 | 0
WI CT NGas NOx Annual Rate v3.1 | 862 | 1939 | Rate Constraint in lbs/MMBtu | FALSE | L | Annual | Net Emissions Allowance Position | MTons | 0.0014508 | 0.0014508 | 0.0014508 | 0.0061121 | 0.0073421 | 0.015487 | 0.023093
WI CT NGas NOx Annual Rate v3.1 | 862 | 1939 | Rate Constraint in lbs/MMBtu | FALSE | L | Annual | Fuel Consumed | TBtu | 0.10751 | 0.10751 | 0.10751 | 0.45025 | 0.54051 | 2.0213 | 3.4043
WI CT NGas NOx Annual Rate v3.1 | 862 | 1939 | Rate Constraint in lbs/MMBtu | FALSE | L | Annual | Rate | lb/MMBtu | 0.02699 | 0.02699 | 0.02699 | 0.02715 | 0.027167 | 0.015323 | 0.013567
WI CT NGas NOx Annual Rate v3.1 | 862 | 1939 | Rate Constraint in lbs/MMBtu | FALSE | L | Annual | Generation | TWh | 0.01001 | 0.01001 | 0.01001 | 0.041881 | 0.050272 | 0.20215 | 0.34399
WI CT NGas NOx Annual Rate v3.1 | 862 | 1939 | Rate Constraint in lbs/MMBtu | FALSE | L | Annual | Qualifying Generation | TWh | 0.01001 | 0.01001 | 0.01001 | 0.041881 | 0.050272 | 0.20215 | 0.34399
WI CT NGas NOx Annual Rate v3.1 | 862 | 1939 | Rate Constraint in lbs/MMBtu | FALSE | L | Annual | Rate | lb/MWh | 0.14493 | 0.14493 | 0.14493 | 0.14594 | 0.14605 | 0.076609 | 0.067132
WI CT NGas NOx Annual Rate v3.1 | 862 | 1939 | Rate Constraint in lbs/MMBtu | FALSE | L | Annual | Constraint Shadow Price | US$/Ton | 0 | 0 | 0 | 0 | 0 | 0 | 0
WI CyclFired Coal Units NOx Annual Rate v3.1 | 863 | 1937 | Rate Constraint in lbs/MMBtu | FALSE | L | Annual | Seasons Included | Seasons | Winter, Summer | Winter, Summer | Winter, Summer | Winter, Summer | Winter, Summer | Winter, Summer | Winter, Summer
WI CyclFired Coal Units NOx Annual Rate v3.1 | 863 | 1937 | Rate Constraint in lbs/MMBtu | FALSE | L | Annual | Standard | lb/MMBtu | 0.15 | 0.15 | 0.15 | 0.15 | 0.15 | 0.15 | 0.15
WI CyclFired Coal Units NOx Annual Rate v3.1 | 863 | 1937 | Rate Constraint in lbs/MMBtu | FALSE | L | Annual | Emissions at Affected Plants NOX | MTons | 0 | 0 | 0 | 0 | 0 | 0 | 0
WI CyclFired Coal Units NOx Annual Rate v3.1 | 863 | 1937 | Rate Constraint in lbs/MMBtu | FALSE | L | Annual | Allowances Purchased NOX | MTons | 0 | 0 | 0 | 0 | 0 | 0 | 0
WI CyclFired Coal Units NOx Annual Rate v3.1 | 863 | 1937 | Rate Constraint in lbs/MMBtu | FALSE | L | Annual | Allowances Sold NOX | MTons | 0 | 0 | 0 | 0 | 0 | 0 | 0
WI CyclFired Coal Units NOx Annual Rate v3.1 | 863 | 1937 | Rate Constraint in lbs/MMBtu | FALSE | L | Annual | Allowances Banked | MTons | 0 | 0 | 0 | 0 | 0 | 0 | 0
WI CyclFired Coal Units NOx Annual Rate v3.1 | 863 | 1937 | Rate Constraint in lbs/MMBtu | FALSE | L | Annual | Allowances Withdrawn (1:1) | MTons | 0 | 0 | 0 | 0 | 0 | 0 | 0
WI CyclFired Coal Units NOx Annual Rate v3.1 | 863 | 1937 | Rate Constraint in lbs/MMBtu | FALSE | L | Annual | Allowances Withdrawn (n:1) | MTons | 0 | 0 | 0 | 0 | 0 | 0 | 0
WI CyclFired Coal Units NOx Annual Rate v3.1 | 863 | 1937 | Rate Constraint in lbs/MMBtu | FALSE | L | Annual | Net Emissions Allowance Position | MTons | 0 | 0 | 0 | 0 | 0 | 0 | 0
WI CyclFired Coal Units NOx Annual Rate v3.1 | 863 | 1937 | Rate Constraint in lbs/MMBtu | FALSE | L | Annual | Fuel Consumed | TBtu | 0 | 0 | 0 | 0 | 0 | 0 | 0
WI CyclFired Coal Units NOx Annual Rate v3.1 | 863 | 1937 | Rate Constraint in lbs/MMBtu | FALSE | L | Annual | Rate | lb/MMBtu | 0 | 0 | 0 | 0 | 0 | 0 | 0
WI CyclFired Coal Units NOx Annual Rate v3.1 | 863 | 1937 | Rate Constraint in lbs/MMBtu | FALSE | L | Annual | Generation | TWh | 0 | 0 | 0 | 0 | 0 | 0 | 0
WI CyclFired Coal Units NOx Annual Rate v3.1 | 863 | 1937 | Rate Constraint in lbs/MMBtu | FALSE | L | Annual | Qualifying Generation | TWh | 0 | 0 | 0 | 0 | 0 | 0 | 0
WI CyclFired Coal Units NOx Annual Rate v3.1 | 863 | 1937 | Rate Constraint in lbs/MMBtu | FALSE | L | Annual | Rate | lb/MWh | 0 | 0 | 0 | 0 | 0 | 0 | 0
WI CyclFired Coal Units NOx Annual Rate v3.1 | 863 | 1937 | Rate Constraint in lbs/MMBtu | FALSE | L | Annual | Constraint Shadow Price | US$/Ton | 0 | 0 | 0 | 0 | 0 | 0 | 0
WI Large Coal Units Hg Rule v3.1, Unit 4118 and retrofits | 864 | 2200 | MACT Fuel Choice Floor in lbs/MMBtu | FALSE | L | Annual | Seasons Included | Seasons | Winter, Summer | Winter, Summer | Winter, Summer | Winter, Summer | Winter, Summer | Winter, Summer | Winter, Summer
WI Large Coal Units Hg Rule v3.1, Unit 4118 and retrofits | 864 | 2200 | MACT Fuel Choice Floor in lbs/MMBtu | FALSE | L | Annual | Emission Floor | lbs/MMBtu | 7.92e-07 | 7.92e-07 | 7.92e-07 | 7.92e-07 | 7.92e-07 | 7.92e-07 | 7.92e-07
WI Large Coal Units Hg Rule v3.1, Unit 4118 and retrofits | 864 | 2200 | MACT Fuel Choice Floor in lbs/MMBtu | FALSE | L | Annual | Emissions at Affected Plants MER | lbs | 20.0305 | 20.0305 | 20.0305 | 20.0305 | 18.2596 | 18.9178 | 20.0305
WI Large Coal Units Hg Rule v3.1, Unit 4118 and retrofits | 864 | 2200 | MACT Fuel Choice Floor in lbs/MMBtu | FALSE | L | Annual | Allowances Purchased MER | lbs | 0 | 0 | 0 | 0 | 0 | 0 | 0
WI Large Coal Units Hg Rule v3.1, Unit 4118 and retrofits | 864 | 2200 | MACT Fuel Choice Floor in lbs/MMBtu | FALSE | L | Annual | Allowances Sold MER | lbs | 0 | 0 | 0 | 0 | 0 | 0 | 0
WI Large Coal Units Hg Rule v3.1, Unit 4118 and retrofits | 864 | 2200 | MACT Fuel Choice Floor in lbs/MMBtu | FALSE | L | Annual | Allowances Banked | lbs | 0 | 0 | 0 | 0 | 0 | 0 | 0
WI Large Coal Units Hg Rule v3.1, Unit 4118 and retrofits | 864 | 2200 | MACT Fuel Choice Floor in lbs/MMBtu | FALSE | L | Annual | Allowances Withdrawn (1:1) | lbs | 0 | 0 | 0 | 0 | 0 | 0 | 0
WI Large Coal Units Hg Rule v3.1, Unit 4118 and retrofits | 864 | 2200 | MACT Fuel Choice Floor in lbs/MMBtu | FALSE | L | Annual | Allowances Withdrawn (n:1) | lbs | 0 | 0 | 0 | 0 | 0 | 0 | 0
WI Large Coal Units Hg Rule v3.1, Unit 4118 and retrofits | 864 | 2200 | MACT Fuel Choice Floor in lbs/MMBtu | FALSE | L | Annual | Net Emissions Allowance Position | lbs | 20.0305 | 20.0305 | 20.0305 | 20.0305 | 18.2596 | 18.9178 | 20.0305
WI Large Coal Units Hg Rule v3.1, Unit 4118 and retrofits | 864 | 2200 | MACT Fuel Choice Floor in lbs/MMBtu | FALSE | L | Annual | Fuel Consumed | TBtu | 37.3659 | 37.3659 | 37.3659 | 37.3659 | 32.5483 | 35.2902 | 37.3659
WI Large Coal Units Hg Rule v3.1, Unit 4118 and retrofits | 864 | 2200 | MACT Fuel Choice Floor in lbs/MMBtu | FALSE | L | Annual | Rate | lb/MMBtu | 5.3606e-07 | 5.3606e-07 | 5.3606e-07 | 5.3606e-07 | 5.61e-07 | 5.3606e-07 | 5.3606e-07
WI Large Coal Units Hg Rule v3.1, Unit 4118 and retrofits | 864 | 2200 | MACT Fuel Choice Floor in lbs/MMBtu | FALSE | L | Annual | Generation | TWh | 3.9604 | 3.9604 | 3.9604 | 3.9604 | 3.4594 | 3.7404 | 3.9604
WI Large Coal Units Hg Rule v3.1, Unit 4118 and retrofits | 864 | 2200 | MACT Fuel Choice Floor in lbs/MMBtu | FALSE | L | Annual | Qualifying Generation | TWh | 3.9604 | 3.9604 | 3.9604 | 3.9604 | 3.4594 | 3.7404 | 3.9604
WI Large Coal Units Hg Rule v3.1, Unit 4118 and retrofits | 864 | 2200 | MACT Fuel Choice Floor in lbs/MMBtu | FALSE | L | Annual | Constraint Shadow Price | US$/Lb | 0 | 0 | 0 | 0 | 0 | 0 | 0
WI Large Coal Units Hg Rule v3.1, Unit 4130 and retrofits | 865 | 2200 | MACT Fuel Choice Floor in lbs/MMBtu | FALSE | L | Annual | Seasons Included | Seasons | Winter, Summer | Winter, Summer | Winter, Summer | Winter, Summer | Winter, Summer | Winter, Summer | Winter, Summer
WI Large Coal Units Hg Rule v3.1, Unit 4130 and retrofits | 865 | 2200 | MACT Fuel Choice Floor in lbs/MMBtu | FALSE | L | Annual | Emission Floor | lbs/MMBtu | 7.92e-07 | 7.92e-07 | 7.92e-07 | 7.92e-07 | 7.92e-07 | 7.92e-07 | 7.92e-07
WI Large Coal Units Hg Rule v3.1, Unit 4130 and retrofits | 865 | 2200 | MACT Fuel Choice Floor in lbs/MMBtu | FALSE | L | Annual | Emissions at Affected Plants MER | lbs | 13.1546 | 13.1546 | 13.1546 | 13.1546 | 13.1546 | 15.1008 | 15.1008
WI Large Coal Units Hg Rule v3.1, Unit 4130 and retrofits | 865 | 2200 | MACT Fuel Choice Floor in lbs/MMBtu | FALSE | L | Annual | Allowances Purchased MER | lbs | 0 | 0 | 0 | 0 | 0 | 0 | 0
WI Large Coal Units Hg Rule v3.1, Unit 4130 and retrofits | 865 | 2200 | MACT Fuel Choice Floor in lbs/MMBtu | FALSE | L | Annual | Allowances Sold MER | lbs | 0 | 0 | 0 | 0 | 0 | 0 | 0
WI Large Coal Units Hg Rule v3.1, Unit 4130 and retrofits | 865 | 2200 | MACT Fuel Choice Floor in lbs/MMBtu | FALSE | L | Annual | Allowances Banked | lbs | 0 | 0 | 0 | 0 | 0 | 0 | 0
WI Large Coal Units Hg Rule v3.1, Unit 4130 and retrofits | 865 | 2200 | MACT Fuel Choice Floor in lbs/MMBtu | FALSE | L | Annual | Allowances Withdrawn (1:1) | lbs | 0 | 0 | 0 | 0 | 0 | 0 | 0
WI Large Coal Units Hg Rule v3.1, Unit 4130 and retrofits | 865 | 2200 | MACT Fuel Choice Floor in lbs/MMBtu | FALSE | L | Annual | Allowances Withdrawn (n:1) | lbs | 0 | 0 | 0 | 0 | 0 | 0 | 0
WI Large Coal Units Hg Rule v3.1, Unit 4130 and retrofits | 865 | 2200 | MACT Fuel Choice Floor in lbs/MMBtu | FALSE | L | Annual | Net Emissions Allowance Position | lbs | 13.1546 | 13.1546 | 13.1546 | 13.1546 | 13.1546 | 15.1008 | 15.1008
WI Large Coal Units Hg Rule v3.1, Unit 4130 and retrofits | 865 | 2200 | MACT Fuel Choice Floor in lbs/MMBtu | FALSE | L | Annual | Fuel Consumed | TBtu | 23.4485 | 23.4485 | 23.4485 | 23.4485 | 23.4485 | 23.4485 | 23.4485
WI Large Coal Units Hg Rule v3.1, Unit 4130 and retrofits | 865 | 2200 | MACT Fuel Choice Floor in lbs/MMBtu | FALSE | L | Annual | Rate | lb/MMBtu | 5.61e-07 | 5.61e-07 | 5.61e-07 | 5.61e-07 | 5.61e-07 | 6.44e-07 | 6.44e-07
WI Large Coal Units Hg Rule v3.1, Unit 4130 and retrofits | 865 | 2200 | MACT Fuel Choice Floor in lbs/MMBtu | FALSE | L | Annual | Generation | TWh | 2.3958 | 2.3958 | 2.3958 | 2.3958 | 2.3958 | 2.3958 | 2.3958
WI Large Coal Units Hg Rule v3.1, Unit 4130 and retrofits | 865 | 2200 | MACT Fuel Choice Floor in lbs/MMBtu | FALSE | L | Annual | Qualifying Generation | TWh | 2.3958 | 2.3958 | 2.3958 | 2.3958 | 2.3958 | 2.3958 | 2.3958
WI Large Coal Units Hg Rule v3.1, Unit 4130 and retrofits | 865 | 2200 | MACT Fuel Choice Floor in lbs/MMBtu | FALSE | L | Annual | Constraint Shadow Price | US$/Lb | 0 | 0 | 0 | 0 | 0 | 0 | 0
WI Large Coal Units Hg Rule v3.1, Unit 4139 and retrofits | 866 | 2200 | MACT Fuel Choice Floor in lbs/MMBtu | FALSE | L | Annual | Seasons Included | Seasons | Winter, Summer | Winter, Summer | Winter, Summer | Winter, Summer | Winter, Summer | Winter, Summer | Winter, Summer
WI Large Coal Units Hg Rule v3.1, Unit 4139 and retrofits | 866 | 2200 | MACT Fuel Choice Floor in lbs/MMBtu | FALSE | L | Annual | Emission Floor | lbs/MMBtu | 7.92e-07 | 7.92e-07 | 7.92e-07 | 7.92e-07 | 7.92e-07 | 7.92e-07 | 7.92e-07
WI Large Coal Units Hg Rule v3.1, Unit 4139 and retrofits | 866 | 2200 | MACT Fuel Choice Floor in lbs/MMBtu | FALSE | L | Annual | Emissions at Affected Plants MER | lbs | 22.1267 | 23.2484 | 23.0008 | 23.0008 | 18.5061 | 21.2729 | 24.3536
WI Large Coal Units Hg Rule v3.1, Unit 4139 and retrofits | 866 | 2200 | MACT Fuel Choice Floor in lbs/MMBtu | FALSE | L | Annual | Allowances Purchased MER | lbs | 0 | 0 | 0 | 0 | 0 | 0 | 0
WI Large Coal Units Hg Rule v3.1, Unit 4139 and retrofits | 866 | 2200 | MACT Fuel Choice Floor in lbs/MMBtu | FALSE | L | Annual | Allowances Sold MER | lbs | 0 | 0 | 0 | 0 | 0 | 0 | 0
WI Large Coal Units Hg Rule v3.1, Unit 4139 and retrofits | 866 | 2200 | MACT Fuel Choice Floor in lbs/MMBtu | FALSE | L | Annual | Allowances Banked | lbs | 0 | 0 | 0 | 0 | 0 | 0 | 0
WI Large Coal Units Hg Rule v3.1, Unit 4139 and retrofits | 866 | 2200 | MACT Fuel Choice Floor in lbs/MMBtu | FALSE | L | Annual | Allowances Withdrawn (1:1) | lbs | 0 | 0 | 0 | 0 | 0 | 0 | 0
WI Large Coal Units Hg Rule v3.1, Unit 4139 and retrofits | 866 | 2200 | MACT Fuel Choice Floor in lbs/MMBtu | FALSE | L | Annual | Allowances Withdrawn (n:1) | lbs | 0 | 0 | 0 | 0 | 0 | 0 | 0
WI Large Coal Units Hg Rule v3.1, Unit 4139 and retrofits | 866 | 2200 | MACT Fuel Choice Floor in lbs/MMBtu | FALSE | L | Annual | Net Emissions Allowance Position | lbs | 22.1267 | 23.2484 | 23.0008 | 23.0008 | 18.5061 | 21.2729 | 24.3536
WI Large Coal Units Hg Rule v3.1, Unit 4139 and retrofits | 866 | 2200 | MACT Fuel Choice Floor in lbs/MMBtu | FALSE | L | Annual | Fuel Consumed | TBtu | 41.1036 | 41.4409 | 40.9996 | 40.9996 | 32.9876 | 37.9195 | 43.411
WI Large Coal Units Hg Rule v3.1, Unit 4139 and retrofits | 866 | 2200 | MACT Fuel Choice Floor in lbs/MMBtu | FALSE | L | Annual | Rate | lb/MMBtu | 5.3832e-07 | 5.61e-07 | 5.61e-07 | 5.61e-07 | 5.61e-07 | 5.61e-07 | 5.61e-07
WI Large Coal Units Hg Rule v3.1, Unit 4139 and retrofits | 866 | 2200 | MACT Fuel Choice Floor in lbs/MMBtu | FALSE | L | Annual | Generation | TWh | 3.8217 | 3.8629 | 3.7992 | 3.7992 | 3.0568 | 3.5138 | 4.0227
WI Large Coal Units Hg Rule v3.1, Unit 4139 and retrofits | 866 | 2200 | MACT Fuel Choice Floor in lbs/MMBtu | FALSE | L | Annual | Qualifying Generation | TWh | 3.8217 | 3.8629 | 3.7992 | 3.7992 | 3.0568 | 3.5138 | 4.0227
WI Large Coal Units Hg Rule v3.1, Unit 4139 and retrofits | 866 | 2200 | MACT Fuel Choice Floor in lbs/MMBtu | FALSE | L | Annual | Constraint Shadow Price | US$/Lb | 0 | 0 | 0 | 0 | 0 | 0 | 0
WI Large Coal Units Hg Rule v3.1, Unit 4140 and retrofits | 867 | 2200 | MACT Fuel Choice Floor in lbs/MMBtu | FALSE | L | Annual | Seasons Included | Seasons | Winter, Summer | Winter, Summer | Winter, Summer | Winter, Summer | Winter, Summer | Winter, Summer | Winter, Summer
WI Large Coal Units Hg Rule v3.1, Unit 4140 and retrofits | 867 | 2200 | MACT Fuel Choice Floor in lbs/MMBtu | FALSE | L | Annual | Emission Floor | lbs/MMBtu | 7.92e-07 | 7.92e-07 | 7.92e-07 | 7.92e-07 | 7.92e-07 | 7.92e-07 | 7.92e-07
WI Large Coal Units Hg Rule v3.1, Unit 4140 and retrofits | 867 | 2200 | MACT Fuel Choice Floor in lbs/MMBtu | FALSE | L | Annual | Emissions at Affected Plants MER | lbs | 21.6811 | 23.6631 | 23.6631 | 23.6631 | 20.6697 | 22.3487 | 23.6631
WI Large Coal Units Hg Rule v3.1, Unit 4140 and retrofits | 867 | 2200 | MACT Fuel Choice Floor in lbs/MMBtu | FALSE | L | Annual | Allowances Purchased MER | lbs | 0 | 0 | 0 | 0 | 0 | 0 | 0
WI Large Coal Units Hg Rule v3.1, Unit 4140 and retrofits | 867 | 2200 | MACT Fuel Choice Floor in lbs/MMBtu | FALSE | L | Annual | Allowances Sold MER | lbs | 0 | 0 | 0 | 0 | 0 | 0 | 0
WI Large Coal Units Hg Rule v3.1, Unit 4140 and retrofits | 867 | 2200 | MACT Fuel Choice Floor in lbs/MMBtu | FALSE | L | Annual | Allowances Banked | lbs | 0 | 0 | 0 | 0 | 0 | 0 | 0
WI Large Coal Units Hg Rule v3.1, Unit 4140 and retrofits | 867 | 2200 | MACT Fuel Choice Floor in lbs/MMBtu | FALSE | L | Annual | Allowances Withdrawn (1:1) | lbs | 0 | 0 | 0 | 0 | 0 | 0 | 0
WI Large Coal Units Hg Rule v3.1, Unit 4140 and retrofits | 867 | 2200 | MACT Fuel Choice Floor in lbs/MMBtu | FALSE | L | Annual | Allowances Withdrawn (n:1) | lbs | 0 | 0 | 0 | 0 | 0 | 0 | 0
WI Large Coal Units Hg Rule v3.1, Unit 4140 and retrofits | 867 | 2200 | MACT Fuel Choice Floor in lbs/MMBtu | FALSE | L | Annual | Net Emissions Allowance Position | lbs | 21.6811 | 23.6631 | 23.6631 | 23.6631 | 20.6697 | 22.3487 | 23.6631
WI Large Coal Units Hg Rule v3.1, Unit 4140 and retrofits | 867 | 2200 | MACT Fuel Choice Floor in lbs/MMBtu | FALSE | L | Annual | Fuel Consumed | TBtu | 40.2759 | 42.1803 | 42.1803 | 42.1803 | 36.8445 | 39.8372 | 42.1803
WI Large Coal Units Hg Rule v3.1, Unit 4140 and retrofits | 867 | 2200 | MACT Fuel Choice Floor in lbs/MMBtu | FALSE | L | Annual | Rate | lb/MMBtu | 5.3832e-07 | 5.61e-07 | 5.61e-07 | 5.61e-07 | 5.61e-07 | 5.61e-07 | 5.61e-07
WI Large Coal Units Hg Rule v3.1, Unit 4140 and retrofits | 867 | 2200 | MACT Fuel Choice Floor in lbs/MMBtu | FALSE | L | Annual | Generation | TWh | 3.7857 | 3.9748 | 3.9748 | 3.9748 | 3.472 | 3.754 | 3.9748
WI Large Coal Units Hg Rule v3.1, Unit 4140 and retrofits | 867 | 2200 | MACT Fuel Choice Floor in lbs/MMBtu | FALSE | L | Annual | Qualifying Generation | TWh | 3.7857 | 3.9748 | 3.9748 | 3.9748 | 3.472 | 3.754 | 3.9748
WI Large Coal Units Hg Rule v3.1, Unit 4140 and retrofits | 867 | 2200 | MACT Fuel Choice Floor in lbs/MMBtu | FALSE | L | Annual | Constraint Shadow Price | US$/Lb | 0 | 0 | 0 | 0 | 0 | 0 | 0
WI Large Coal Units Hg Rule v3.1, Unit 4141 and retrofits | 868 | 2200 | MACT Fuel Choice Floor in lbs/MMBtu | FALSE | L | Annual | Seasons Included | Seasons | Winter, Summer | Winter, Summer | Winter, Summer | Winter, Summer | Winter, Summer | Winter, Summer | Winter, Summer
WI Large Coal Units Hg Rule v3.1, Unit 4141 and retrofits | 868 | 2200 | MACT Fuel Choice Floor in lbs/MMBtu | FALSE | L | Annual | Emission Floor | lbs/MMBtu | 7.92e-07 | 7.92e-07 | 7.92e-07 | 7.92e-07 | 7.92e-07 | 7.92e-07 | 7.92e-07
WI Large Coal Units Hg Rule v3.1, Unit 4141 and retrofits | 868 | 2200 | MACT Fuel Choice Floor in lbs/MMBtu | FALSE | L | Annual | Emissions at Affected Plants MER | lbs | 12.3083 | 11.8108 | 11.8108 | 11.8108 | 10.7803 | 11.8108 | 12.3083
WI Large Coal Units Hg Rule v3.1, Unit 4141 and retrofits | 868 | 2200 | MACT Fuel Choice Floor in lbs/MMBtu | FALSE | L | Annual | Allowances Purchased MER | lbs | 0 | 0 | 0 | 0 | 0 | 0 | 0
WI Large Coal Units Hg Rule v3.1, Unit 4141 and retrofits | 868 | 2200 | MACT Fuel Choice Floor in lbs/MMBtu | FALSE | L | Annual | Allowances Sold MER | lbs | 0 | 0 | 0 | 0 | 0 | 0 | 0
WI Large Coal Units Hg Rule v3.1, Unit 4141 and retrofits | 868 | 2200 | MACT Fuel Choice Floor in lbs/MMBtu | FALSE | L | Annual | Allowances Banked | lbs | 0 | 0 | 0 | 0 | 0 | 0 | 0
WI Large Coal Units Hg Rule v3.1, Unit 4141 and retrofits | 868 | 2200 | MACT Fuel Choice Floor in lbs/MMBtu | FALSE | L | Annual | Allowances Withdrawn (1:1) | lbs | 0 | 0 | 0 | 0 | 0 | 0 | 0
WI Large Coal Units Hg Rule v3.1, Unit 4141 and retrofits | 868 | 2200 | MACT Fuel Choice Floor in lbs/MMBtu | FALSE | L | Annual | Allowances Withdrawn (n:1) | lbs | 0 | 0 | 0 | 0 | 0 | 0 | 0
WI Large Coal Units Hg Rule v3.1, Unit 4141 and retrofits | 868 | 2200 | MACT Fuel Choice Floor in lbs/MMBtu | FALSE | L | Annual | Net Emissions Allowance Position | lbs | 12.3083 | 11.8108 | 11.8108 | 11.8108 | 10.7803 | 11.8108 | 12.3083
WI Large Coal Units Hg Rule v3.1, Unit 4141 and retrofits | 868 | 2200 | MACT Fuel Choice Floor in lbs/MMBtu | FALSE | L | Annual | Fuel Consumed | TBtu | 22.9605 | 22.0326 | 22.0326 | 22.0326 | 19.9462 | 22.0326 | 22.9605
WI Large Coal Units Hg Rule v3.1, Unit 4141 and retrofits | 868 | 2200 | MACT Fuel Choice Floor in lbs/MMBtu | FALSE | L | Annual | Rate | lb/MMBtu | 5.3606e-07 | 5.3606e-07 | 5.3606e-07 | 5.3606e-07 | 5.4047e-07 | 5.3606e-07 | 5.3606e-07
WI Large Coal Units Hg Rule v3.1, Unit 4141 and retrofits | 868 | 2200 | MACT Fuel Choice Floor in lbs/MMBtu | FALSE | L | Annual | Generation | TWh | 2.4098 | 2.3095 | 2.3095 | 2.3095 | 2.0919 | 2.3095 | 2.4068
WI Large Coal Units Hg Rule v3.1, Unit 4141 and retrofits | 868 | 2200 | MACT Fuel Choice Floor in lbs/MMBtu | FALSE | L | Annual | Qualifying Generation | TWh | 2.4098 | 2.3095 | 2.3095 | 2.3095 | 2.0919 | 2.3095 | 2.4068
WI Large Coal Units Hg Rule v3.1, Unit 4141 and retrofits | 868 | 2200 | MACT Fuel Choice Floor in lbs/MMBtu | FALSE | L | Annual | Constraint Shadow Price | US$/Lb | 0 | 0 | 0 | 0 | 0 | 0 | 0
WI Large Coal Units Hg Rule v3.1, Unit 4145 and retrofits | 869 | 2200 | MACT Fuel Choice Floor in lbs/MMBtu | FALSE | L | Annual | Seasons Included | Seasons | Winter, Summer | Winter, Summer | Winter, Summer | Winter, Summer | Winter, Summer | Winter, Summer | Winter, Summer
WI Large Coal Units Hg Rule v3.1, Unit 4145 and retrofits | 869 | 2200 | MACT Fuel Choice Floor in lbs/MMBtu | FALSE | L | Annual | Emission Floor | lbs/MMBtu | 7.92e-07 | 7.92e-07 | 7.92e-07 | 7.92e-07 | 7.92e-07 | 7.92e-07 | 7.92e-07
WI Large Coal Units Hg Rule v3.1, Unit 4145 and retrofits | 869 | 2200 | MACT Fuel Choice Floor in lbs/MMBtu | FALSE | L | Annual | Emissions at Affected Plants MER | lbs | 0.68281 | 0.63449 | 0.63449 | 0.63449 | 0.62049 | 0.63449 | 0.63449
WI Large Coal Units Hg Rule v3.1, Unit 4145 and retrofits | 869 | 2200 | MACT Fuel Choice Floor in lbs/MMBtu | FALSE | L | Annual | Allowances Purchased MER | lbs | 0 | 0 | 0 | 0 | 0 | 0 | 0
WI Large Coal Units Hg Rule v3.1, Unit 4145 and retrofits | 869 | 2200 | MACT Fuel Choice Floor in lbs/MMBtu | FALSE | L | Annual | Allowances Sold MER | lbs | 0 | 0 | 0 | 0 | 0 | 0 | 0
WI Large Coal Units Hg Rule v3.1, Unit 4145 and retrofits | 869 | 2200 | MACT Fuel Choice Floor in lbs/MMBtu | FALSE | L | Annual | Allowances Banked | lbs | 0 | 0 | 0 | 0 | 0 | 0 | 0
WI Large Coal Units Hg Rule v3.1, Unit 4145 and retrofits | 869 | 2200 | MACT Fuel Choice Floor in lbs/MMBtu | FALSE | L | Annual | Allowances Withdrawn (1:1) | lbs | 0 | 0 | 0 | 0 | 0 | 0 | 0
WI Large Coal Units Hg Rule v3.1, Unit 4145 and retrofits | 869 | 2200 | MACT Fuel Choice Floor in lbs/MMBtu | FALSE | L | Annual | Allowances Withdrawn (n:1) | lbs | 0 | 0 | 0 | 0 | 0 | 0 | 0
WI Large Coal Units Hg Rule v3.1, Unit 4145 and retrofits | 869 | 2200 | MACT Fuel Choice Floor in lbs/MMBtu | FALSE | L | Annual | Net Emissions Allowance Position | lbs | 0.68281 | 0.63449 | 0.63449 | 0.63449 | 0.62049 | 0.63449 | 0.63449
WI Large Coal Units Hg Rule v3.1, Unit 4145 and retrofits | 869 | 2200 | MACT Fuel Choice Floor in lbs/MMBtu | FALSE | L | Annual | Fuel Consumed | TBtu | 1.3277 | 1.274 | 1.274 | 1.274 | 1.1783 | 1.274 | 1.274
WI Large Coal Units Hg Rule v3.1, Unit 4145 and retrofits | 869 | 2200 | MACT Fuel Choice Floor in lbs/MMBtu | FALSE | L | Annual | Rate | lb/MMBtu | 5.1428e-07 | 4.9804e-07 | 4.9804e-07 | 4.9804e-07 | 5.266e-07 | 4.9804e-07 | 4.9804e-07
WI Large Coal Units Hg Rule v3.1, Unit 4145 and retrofits | 869 | 2200 | MACT Fuel Choice Floor in lbs/MMBtu | FALSE | L | Annual | Generation | TWh | 0.13322 | 0.12753 | 0.12753 | 0.12753 | 0.11834 | 0.12753 | 0.12753
WI Large Coal Units Hg Rule v3.1, Unit 4145 and retrofits | 869 | 2200 | MACT Fuel Choice Floor in lbs/MMBtu | FALSE | L | Annual | Qualifying Generation | TWh | 0.13322 | 0.12753 | 0.12753 | 0.12753 | 0.11834 | 0.12753 | 0.12753
WI Large Coal Units Hg Rule v3.1, Unit 4145 and retrofits | 869 | 2200 | MACT Fuel Choice Floor in lbs/MMBtu | FALSE | L | Annual | Constraint Shadow Price | US$/Lb | 0 | 0 | 0 | 0 | 0 | 0 | 0
WI Large Coal Units Hg Rule v3.1, Unit 4736 and retrofits | 870 | 2200 | MACT Fuel Choice Floor in lbs/MMBtu | FALSE | L | Annual | Seasons Included | Seasons | Winter, Summer | Winter, Summer | Winter, Summer | Winter, Summer | Winter, Summer | Winter, Summer | Winter, Summer
WI Large Coal Units Hg Rule v3.1, Unit 4736 and retrofits | 870 | 2200 | MACT Fuel Choice Floor in lbs/MMBtu | FALSE | L | Annual | Emission Floor | lbs/MMBtu | 7.92e-07 | 7.92e-07 | 7.92e-07 | 7.92e-07 | 7.92e-07 | 7.92e-07 | 7.92e-07
WI Large Coal Units Hg Rule v3.1, Unit 4736 and retrofits | 870 | 2200 | MACT Fuel Choice Floor in lbs/MMBtu | FALSE | L | Annual | Emissions at Affected Plants MER | lbs | 0.038721 | 0.038721 | 0.038721 | 0.038721 | 0.035763 | 0.036585 | 0.038721
WI Large Coal Units Hg Rule v3.1, Unit 4736 and retrofits | 870 | 2200 | MACT Fuel Choice Floor in lbs/MMBtu | FALSE | L | Annual | Allowances Purchased MER | lbs | 0 | 0 | 0 | 0 | 0 | 0 | 0
WI Large Coal Units Hg Rule v3.1, Unit 4736 and retrofits | 870 | 2200 | MACT Fuel Choice Floor in lbs/MMBtu | FALSE | L | Annual | Allowances Sold MER | lbs | 0 | 0 | 0 | 0 | 0 | 0 | 0
WI Large Coal Units Hg Rule v3.1, Unit 4736 and retrofits | 870 | 2200 | MACT Fuel Choice Floor in lbs/MMBtu | FALSE | L | Annual | Allowances Banked | lbs | 0 | 0 | 0 | 0 | 0 | 0 | 0
WI Large Coal Units Hg Rule v3.1, Unit 4736 and retrofits | 870 | 2200 | MACT Fuel Choice Floor in lbs/MMBtu | FALSE | L | Annual | Allowances Withdrawn (1:1) | lbs | 0 | 0 | 0 | 0 | 0 | 0 | 0
WI Large Coal Units Hg Rule v3.1, Unit 4736 and retrofits | 870 | 2200 | MACT Fuel Choice Floor in lbs/MMBtu | FALSE | L | Annual | Allowances Withdrawn (n:1) | lbs | 0 | 0 | 0 | 0 | 0 | 0 | 0
WI Large Coal Units Hg Rule v3.1, Unit 4736 and retrofits | 870 | 2200 | MACT Fuel Choice Floor in lbs/MMBtu | FALSE | L | Annual | Net Emissions Allowance Position | lbs | 0.038721 | 0.038721 | 0.038721 | 0.038721 | 0.035763 | 0.036585 | 0.038721
WI Large Coal Units Hg Rule v3.1, Unit 4736 and retrofits | 870 | 2200 | MACT Fuel Choice Floor in lbs/MMBtu | FALSE | L | Annual | Fuel Consumed | TBtu | 0.073244 | 0.073244 | 0.073244 | 0.073244 | 0.063748 | 0.069204 | 0.073244
WI Large Coal Units Hg Rule v3.1, Unit 4736 and retrofits | 870 | 2200 | MACT Fuel Choice Floor in lbs/MMBtu | FALSE | L | Annual | Rate | lb/MMBtu | 5.2865e-07 | 5.2865e-07 | 5.2865e-07 | 5.2865e-07 | 5.61e-07 | 5.2865e-07 | 5.2865e-07
WI Large Coal Units Hg Rule v3.1, Unit 4736 and retrofits | 870 | 2200 | MACT Fuel Choice Floor in lbs/MMBtu | FALSE | L | Annual | Generation | TWh | 0.0073196 | 0.0073196 | 0.0073196 | 0.0073196 | 0.0063936 | 0.0069159 | 0.0073196
WI Large Coal Units Hg Rule v3.1, Unit 4736 and retrofits | 870 | 2200 | MACT Fuel Choice Floor in lbs/MMBtu | FALSE | L | Annual | Qualifying Generation | TWh | 0.0073196 | 0.0073196 | 0.0073196 | 0.0073196 | 0.0063936 | 0.0069159 | 0.0073196
WI Large Coal Units Hg Rule v3.1, Unit 4736 and retrofits | 870 | 2200 | MACT Fuel Choice Floor in lbs/MMBtu | FALSE | L | Annual | Constraint Shadow Price | US$/Lb | 0 | 0 | 0 | 0 | 0 | 0 | 0
WI Large Coal Units Hg Rule v3.1, Unit 5202 and retrofits | 871 | 2200 | MACT Fuel Choice Floor in lbs/MMBtu | FALSE | L | Annual | Seasons Included | Seasons | Winter, Summer | Winter, Summer | Winter, Summer | Winter, Summer | Winter, Summer | Winter, Summer | Winter, Summer
WI Large Coal Units Hg Rule v3.1, Unit 5202 and retrofits | 871 | 2200 | MACT Fuel Choice Floor in lbs/MMBtu | FALSE | L | Annual | Emission Floor | lbs/MMBtu | 7.92e-07 | 7.92e-07 | 7.92e-07 | 7.92e-07 | 7.92e-07 | 7.92e-07 | 7.92e-07
WI Large Coal Units Hg Rule v3.1, Unit 5202 and retrofits | 871 | 2200 | MACT Fuel Choice Floor in lbs/MMBtu | FALSE | L | Annual | Emissions at Affected Plants MER | lbs | 0 | 0 | 0 | 0 | 0 | 0 | 0
WI Large Coal Units Hg Rule v3.1, Unit 5202 and retrofits | 871 | 2200 | MACT Fuel Choice Floor in lbs/MMBtu | FALSE | L | Annual | Allowances Purchased MER | lbs | 0 | 0 | 0 | 0 | 0 | 0 | 0
WI Large Coal Units Hg Rule v3.1, Unit 5202 and retrofits | 871 | 2200 | MACT Fuel Choice Floor in lbs/MMBtu | FALSE | L | Annual | Allowances Sold MER | lbs | 0 | 0 | 0 | 0 | 0 | 0 | 0
WI Large Coal Units Hg Rule v3.1, Unit 5202 and retrofits | 871 | 2200 | MACT Fuel Choice Floor in lbs/MMBtu | FALSE | L | Annual | Allowances Banked | lbs | 0 | 0 | 0 | 0 | 0 | 0 | 0
WI Large Coal Units Hg Rule v3.1, Unit 5202 and retrofits | 871 | 2200 | MACT Fuel Choice Floor in lbs/MMBtu | FALSE | L | Annual | Allowances Withdrawn (1:1) | lbs | 0 | 0 | 0 | 0 | 0 | 0 | 0
WI Large Coal Units Hg Rule v3.1, Unit 5202 and retrofits | 871 | 2200 | MACT Fuel Choice Floor in lbs/MMBtu | FALSE | L | Annual | Allowances Withdrawn (n:1) | lbs | 0 | 0 | 0 | 0 | 0 | 0 | 0
WI Large Coal Units Hg Rule v3.1, Unit 5202 and retrofits | 871 | 2200 | MACT Fuel Choice Floor in lbs/MMBtu | FALSE | L | Annual | Net Emissions Allowance Position | lbs | 0 | 0 | 0 | 0 | 0 | 0 | 0
WI Large Coal Units Hg Rule v3.1, Unit 5202 and retrofits | 871 | 2200 | MACT Fuel Choice Floor in lbs/MMBtu | FALSE | L | Annual | Fuel Consumed | TBtu | 0 | 0 | 0 | 0 | 0 | 0 | 0
WI Large Coal Units Hg Rule v3.1, Unit 5202 and retrofits | 871 | 2200 | MACT Fuel Choice Floor in lbs/MMBtu | FALSE | L | Annual | Rate | lb/MMBtu | 0 | 0 | 0 | 0 | 0 | 0 | 0
WI Large Coal Units Hg Rule v3.1, Unit 5202 and retrofits | 871 | 2200 | MACT Fuel Choice Floor in lbs/MMBtu | FALSE | L | Annual | Generation | TWh | 0 | 0 | 0 | 0 | 0 | 0 | 0
WI Large Coal Units Hg Rule v3.1, Unit 5202 and retrofits | 871 | 2200 | MACT Fuel Choice Floor in lbs/MMBtu | FALSE | L | Annual | Qualifying Generation | TWh | 0 | 0 | 0 | 0 | 0 | 0 | 0
WI Large Coal Units Hg Rule v3.1, Unit 5202 and retrofits | 871 | 2200 | MACT Fuel Choice Floor in lbs/MMBtu | FALSE | L | Annual | Constraint Shadow Price | US$/Lb | 0 | 0 | 0 | 0 | 0 | 0 | 0
WI Large Coal Units Hg Rule v3.1, Unit 5409 and retrofits | 872 | 2200 | MACT Fuel Choice Floor in lbs/MMBtu | FALSE | L | Annual | Seasons Included | Seasons | Winter, Summer | Winter, Summer | Winter, Summer | Winter, Summer | Winter, Summer | Winter, Summer | Winter, Summer
WI Large Coal Units Hg Rule v3.1, Unit 5409 and retrofits | 872 | 2200 | MACT Fuel Choice Floor in lbs/MMBtu | FALSE | L | Annual | Emission Floor | lbs/MMBtu | 7.92e-07 | 7.92e-07 | 7.92e-07 | 7.92e-07 | 7.92e-07 | 7.92e-07 | 7.92e-07
WI Large Coal Units Hg Rule v3.1, Unit 5409 and retrofits | 872 | 2200 | MACT Fuel Choice Floor in lbs/MMBtu | FALSE | L | Annual | Emissions at Affected Plants MER | lbs | 25.7635 | 26.2515 | 26.2515 | 26.2515 | 26.2515 | 26.2515 | 26.2515
WI Large Coal Units Hg Rule v3.1, Unit 5409 and retrofits | 872 | 2200 | MACT Fuel Choice Floor in lbs/MMBtu | FALSE | L | Annual | Allowances Purchased MER | lbs | 0 | 0 | 0 | 0 | 0 | 0 | 0
WI Large Coal Units Hg Rule v3.1, Unit 5409 and retrofits | 872 | 2200 | MACT Fuel Choice Floor in lbs/MMBtu | FALSE | L | Annual | Allowances Sold MER | lbs | 0 | 0 | 0 | 0 | 0 | 0 | 0
WI Large Coal Units Hg Rule v3.1, Unit 5409 and retrofits | 872 | 2200 | MACT Fuel Choice Floor in lbs/MMBtu | FALSE | L | Annual | Allowances Banked | lbs | 0 | 0 | 0 | 0 | 0 | 0 | 0
WI Large Coal Units Hg Rule v3.1, Unit 5409 and retrofits | 872 | 2200 | MACT Fuel Choice Floor in lbs/MMBtu | FALSE | L | Annual | Allowances Withdrawn (1:1) | lbs | 0 | 0 | 0 | 0 | 0 | 0 | 0
WI Large Coal Units Hg Rule v3.1, Unit 5409 and retrofits | 872 | 2200 | MACT Fuel Choice Floor in lbs/MMBtu | FALSE | L | Annual | Allowances Withdrawn (n:1) | lbs | 0 | 0 | 0 | 0 | 0 | 0 | 0
WI Large Coal Units Hg Rule v3.1, Unit 5409 and retrofits | 872 | 2200 | MACT Fuel Choice Floor in lbs/MMBtu | FALSE | L | Annual | Net Emissions Allowance Position | lbs | 25.7635 | 26.2515 | 26.2515 | 26.2515 | 26.2515 | 26.2515 | 26.2515
WI Large Coal Units Hg Rule v3.1, Unit 5409 and retrofits | 872 | 2200 | MACT Fuel Choice Floor in lbs/MMBtu | FALSE | L | Annual | Fuel Consumed | TBtu | 46.8522 | 46.7941 | 46.7941 | 46.7941 | 46.7941 | 46.7941 | 46.7941
WI Large Coal Units Hg Rule v3.1, Unit 5409 and retrofits | 872 | 2200 | MACT Fuel Choice Floor in lbs/MMBtu | FALSE | L | Annual | Rate | lb/MMBtu | 5.4989e-07 | 5.61e-07 | 5.61e-07 | 5.61e-07 | 5.61e-07 | 5.61e-07 | 5.61e-07
WI Large Coal Units Hg Rule v3.1, Unit 5409 and retrofits | 872 | 2200 | MACT Fuel Choice Floor in lbs/MMBtu | FALSE | L | Annual | Generation | TWh | 4.2339 | 4.2339 | 4.2339 | 4.2339 | 4.2339 | 4.2339 | 4.2339
WI Large Coal Units Hg Rule v3.1, Unit 5409 and retrofits | 872 | 2200 | MACT Fuel Choice Floor in lbs/MMBtu | FALSE | L | Annual | Qualifying Generation | TWh | 4.2339 | 4.2339 | 4.2339 | 4.2339 | 4.2339 | 4.2339 | 4.2339
WI Large Coal Units Hg Rule v3.1, Unit 5409 and retrofits | 872 | 2200 | MACT Fuel Choice Floor in lbs/MMBtu | FALSE | L | Annual | Constraint Shadow Price | US$/Lb | 0 | 0 | 0 | 0 | 0 | 0 | 0
WI Large Coal Units Hg Rule v3.1, Unit 5410 and retrofits | 873 | 2200 | MACT Fuel Choice Floor in lbs/MMBtu | FALSE | L | Annual | Seasons Included | Seasons | Winter, Summer | Winter, Summer | Winter, Summer | Winter, Summer | Winter, Summer | Winter, Summer | Winter, Summer
WI Large Coal Units Hg Rule v3.1, Unit 5410 and retrofits | 873 | 2200 | MACT Fuel Choice Floor in lbs/MMBtu | FALSE | L | Annual | Emission Floor | lbs/MMBtu | 7.92e-07 | 7.92e-07 | 7.92e-07 | 7.92e-07 | 7.92e-07 | 7.92e-07 | 7.92e-07
WI Large Coal Units Hg Rule v3.1, Unit 5410 and retrofits | 873 | 2200 | MACT Fuel Choice Floor in lbs/MMBtu | FALSE | L | Annual | Emissions at Affected Plants MER | lbs | 26.3567 | 26.3567 | 26.3567 | 26.3567 | 26.3567 | 26.3567 | 26.3567
WI Large Coal Units Hg Rule v3.1, Unit 5410 and retrofits | 873 | 2200 | MACT Fuel Choice Floor in lbs/MMBtu | FALSE | L | Annual | Allowances Purchased MER | lbs | 0 | 0 | 0 | 0 | 0 | 0 | 0
WI Large Coal Units Hg Rule v3.1, Unit 5410 and retrofits | 873 | 2200 | MACT Fuel Choice Floor in lbs/MMBtu | FALSE | L | Annual | Allowances Sold MER | lbs | 0 | 0 | 0 | 0 | 0 | 0 | 0
WI Large Coal Units Hg Rule v3.1, Unit 5410 and retrofits | 873 | 2200 | MACT Fuel Choice Floor in lbs/MMBtu | FALSE | L | Annual | Allowances Banked | lbs | 0 | 0 | 0 | 0 | 0 | 0 | 0
WI Large Coal Units Hg Rule v3.1, Unit 5410 and retrofits | 873 | 2200 | MACT Fuel Choice Floor in lbs/MMBtu | FALSE | L | Annual | Allowances Withdrawn (1:1) | lbs | 0 | 0 | 0 | 0 | 0 | 0 | 0
WI Large Coal Units Hg Rule v3.1, Unit 5410 and retrofits | 873 | 2200 | MACT Fuel Choice Floor in lbs/MMBtu | FALSE | L | Annual | Allowances Withdrawn (n:1) | lbs | 0 | 0 | 0 | 0 | 0 | 0 | 0
WI Large Coal Units Hg Rule v3.1, Unit 5410 and retrofits | 873 | 2200 | MACT Fuel Choice Floor in lbs/MMBtu | FALSE | L | Annual | Net Emissions Allowance Position | lbs | 26.3567 | 26.3567 | 26.3567 | 26.3567 | 26.3567 | 26.3567 | 26.3567
WI Large Coal Units Hg Rule v3.1, Unit 5410 and retrofits | 873 | 2200 | MACT Fuel Choice Floor in lbs/MMBtu | FALSE | L | Annual | Fuel Consumed | TBtu | 46.9816 | 46.9816 | 46.9816 | 46.9816 | 46.9816 | 46.9816 | 46.9816
WI Large Coal Units Hg Rule v3.1, Unit 5410 and retrofits | 873 | 2200 | MACT Fuel Choice Floor in lbs/MMBtu | FALSE | L | Annual | Rate | lb/MMBtu | 5.61e-07 | 5.61e-07 | 5.61e-07 | 5.61e-07 | 5.61e-07 | 5.61e-07 | 5.61e-07
WI Large Coal Units Hg Rule v3.1, Unit 5410 and retrofits | 873 | 2200 | MACT Fuel Choice Floor in lbs/MMBtu | FALSE | L | Annual | Generation | TWh | 4.2339 | 4.2339 | 4.2339 | 4.2339 | 4.2339 | 4.2339 | 4.2339
WI Large Coal Units Hg Rule v3.1, Unit 5410 and retrofits | 873 | 2200 | MACT Fuel Choice Floor in lbs/MMBtu | FALSE | L | Annual | Qualifying Generation | TWh | 4.2339 | 4.2339 | 4.2339 | 4.2339 | 4.2339 | 4.2339 | 4.2339
WI Large Coal Units Hg Rule v3.1, Unit 5410 and retrofits | 873 | 2200 | MACT Fuel Choice Floor in lbs/MMBtu | FALSE | L | Annual | Constraint Shadow Price | US$/Lb | 0 | 0 | 0 | 0 | 0 | 0 | 0
WI Large Coal Units Hg Rule v3.1, Unit 5411 and retrofits | 874 | 2200 | MACT Fuel Choice Floor in lbs/MMBtu | FALSE | L | Annual | Seasons Included | Seasons | Winter, Summer | Winter, Summer | Winter, Summer | Winter, Summer | Winter, Summer | Winter, Summer | Winter, Summer
WI Large Coal Units Hg Rule v3.1, Unit 5411 and retrofits | 874 | 2200 | MACT Fuel Choice Floor in lbs/MMBtu | FALSE | L | Annual | Emission Floor | lbs/MMBtu | 7.92e-07 | 7.92e-07 | 7.92e-07 | 7.92e-07 | 7.92e-07 | 7.92e-07 | 7.92e-07
WI Large Coal Units Hg Rule v3.1, Unit 5411 and retrofits | 874 | 2200 | MACT Fuel Choice Floor in lbs/MMBtu | FALSE | L | Annual | Emissions at Affected Plants MER | lbs | 11.7312 | 11.97 | 11.743 | 12.1951 | 10.6524 | 12.1951 | 12.1951
WI Large Coal Units Hg Rule v3.1, Unit 5411 and retrofits | 874 | 2200 | MACT Fuel Choice Floor in lbs/MMBtu | FALSE | L | Annual | Allowances Purchased MER | lbs | 0 | 0 | 0 | 0 | 0 | 0 | 0
WI Large Coal Units Hg Rule v3.1, Unit 5411 and retrofits | 874 | 2200 | MACT Fuel Choice Floor in lbs/MMBtu | FALSE | L | Annual | Allowances Sold MER | lbs | 0 | 0 | 0 | 0 | 0 | 0 | 0
WI Large Coal Units Hg Rule v3.1, Unit 5411 and retrofits | 874 | 2200 | MACT Fuel Choice Floor in lbs/MMBtu | FALSE | L | Annual | Allowances Banked | lbs | 0 | 0 | 0 | 0 | 0 | 0 | 0
WI Large Coal Units Hg Rule v3.1, Unit 5411 and retrofits | 874 | 2200 | MACT Fuel Choice Floor in lbs/MMBtu | FALSE | L | Annual | Allowances Withdrawn (1:1) | lbs | 0 | 0 | 0 | 0 | 0 | 0 | 0
WI Large Coal Units Hg Rule v3.1, Unit 5411 and retrofits | 874 | 2200 | MACT Fuel Choice Floor in lbs/MMBtu | FALSE | L | Annual | Allowances Withdrawn (n:1) | lbs | 0 | 0 | 0 | 0 | 0 | 0 | 0
WI Large Coal Units Hg Rule v3.1, Unit 5411 and retrofits | 874 | 2200 | MACT Fuel Choice Floor in lbs/MMBtu | FALSE | L | Annual | Net Emissions Allowance Position | lbs | 11.7312 | 11.97 | 11.743 | 12.1951 | 10.6524 | 12.1951 | 12.1951
WI Large Coal Units Hg Rule v3.1, Unit 5411 and retrofits | 874 | 2200 | MACT Fuel Choice Floor in lbs/MMBtu | FALSE | L | Annual | Fuel Consumed | TBtu | 21.7933 | 21.7649 | 21.7919 | 21.7381 | 18.9882 | 21.7381 | 21.7381
WI Large Coal Units Hg Rule v3.1, Unit 5411 and retrofits | 874 | 2200 | MACT Fuel Choice Floor in lbs/MMBtu | FALSE | L | Annual | Rate | lb/MMBtu | 5.383e-07 | 5.4997e-07 | 5.3887e-07 | 5.61e-07 | 5.61e-07 | 5.61e-07 | 5.61e-07
WI Large Coal Units Hg Rule v3.1, Unit 5411 and retrofits | 874 | 2200 | MACT Fuel Choice Floor in lbs/MMBtu | FALSE | L | Annual | Generation | TWh | 2.1248 | 2.1248 | 2.1248 | 2.1248 | 1.856 | 2.1248 | 2.1248
WI Large Coal Units Hg Rule v3.1, Unit 5411 and retrofits | 874 | 2200 | MACT Fuel Choice Floor in lbs/MMBtu | FALSE | L | Annual | Qualifying Generation | TWh | 2.1248 | 2.1248 | 2.1248 | 2.1248 | 1.856 | 2.1248 | 2.1248
WI Large Coal Units Hg Rule v3.1, Unit 5411 and retrofits | 874 | 2200 | MACT Fuel Choice Floor in lbs/MMBtu | FALSE | L | Annual | Constraint Shadow Price | US$/Lb | 0 | 0 | 0 | 0 | 0 | 0 | 0
WI Large Coal Units Hg Rule v3.1, Unit 5412 and retrofits | 875 | 2200 | MACT Fuel Choice Floor in lbs/MMBtu | FALSE | L | Annual | Seasons Included | Seasons | Winter, Summer | Winter, Summer | Winter, Summer | Winter, Summer | Winter, Summer | Winter, Summer | Winter, Summer
WI Large Coal Units Hg Rule v3.1, Unit 5412 and retrofits | 875 | 2200 | MACT Fuel Choice Floor in lbs/MMBtu | FALSE | L | Annual | Emission Floor | lbs/MMBtu | 7.92e-07 | 7.92e-07 | 7.92e-07 | 7.92e-07 | 7.92e-07 | 7.92e-07 | 7.92e-07
WI Large Coal Units Hg Rule v3.1, Unit 5412 and retrofits | 875 | 2200 | MACT Fuel Choice Floor in lbs/MMBtu | FALSE | L | Annual | Emissions at Affected Plants MER | lbs | 12.5984 | 13.0965 | 13.0965 | 13.0965 | 11.4398 | 13.0965 | 13.0965
WI Large Coal Units Hg Rule v3.1, Unit 5412 and retrofits | 875 | 2200 | MACT Fuel Choice Floor in lbs/MMBtu | FALSE | L | Annual | Allowances Purchased MER | lbs | 0 | 0 | 0 | 0 | 0 | 0 | 0
WI Large Coal Units Hg Rule v3.1, Unit 5412 and retrofits | 875 | 2200 | MACT Fuel Choice Floor in lbs/MMBtu | FALSE | L | Annual | Allowances Sold MER | lbs | 0 | 0 | 0 | 0 | 0 | 0 | 0
WI Large Coal Units Hg Rule v3.1, Unit 5412 and retrofits | 875 | 2200 | MACT Fuel Choice Floor in lbs/MMBtu | FALSE | L | Annual | Allowances Banked | lbs | 0 | 0 | 0 | 0 | 0 | 0 | 0
WI Large Coal Units Hg Rule v3.1, Unit 5412 and retrofits | 875 | 2200 | MACT Fuel Choice Floor in lbs/MMBtu | FALSE | L | Annual | Allowances Withdrawn (1:1) | lbs | 0 | 0 | 0 | 0 | 0 | 0 | 0
WI Large Coal Units Hg Rule v3.1, Unit 5412 and retrofits | 875 | 2200 | MACT Fuel Choice Floor in lbs/MMBtu | FALSE | L | Annual | Allowances Withdrawn (n:1) | lbs | 0 | 0 | 0 | 0 | 0 | 0 | 0
WI Large Coal Units Hg Rule v3.1, Unit 5412 and retrofits | 875 | 2200 | MACT Fuel Choice Floor in lbs/MMBtu | FALSE | L | Annual | Net Emissions Allowance Position | lbs | 12.5984 | 13.0965 | 13.0965 | 13.0965 | 11.4398 | 13.0965 | 13.0965
WI Large Coal Units Hg Rule v3.1, Unit 5412 and retrofits | 875 | 2200 | MACT Fuel Choice Floor in lbs/MMBtu | FALSE | L | Annual | Fuel Consumed | TBtu | 23.4042 | 23.3449 | 23.3449 | 23.3449 | 20.3918 | 23.3449 | 23.3449
WI Large Coal Units Hg Rule v3.1, Unit 5412 and retrofits | 875 | 2200 | MACT Fuel Choice Floor in lbs/MMBtu | FALSE | L | Annual | Rate | lb/MMBtu | 5.383e-07 | 5.61e-07 | 5.61e-07 | 5.61e-07 | 5.61e-07 | 5.61e-07 | 5.61e-07
WI Large Coal Units Hg Rule v3.1, Unit 5412 and retrofits | 875 | 2200 | MACT Fuel Choice Floor in lbs/MMBtu | FALSE | L | Annual | Generation | TWh | 2.2748 | 2.2748 | 2.2748 | 2.2748 | 1.987 | 2.2748 | 2.2748
WI Large Coal Units Hg Rule v3.1, Unit 5412 and retrofits | 875 | 2200 | MACT Fuel Choice Floor in lbs/MMBtu | FALSE | L | Annual | Qualifying Generation | TWh | 2.2748 | 2.2748 | 2.2748 | 2.2748 | 1.987 | 2.2748 | 2.2748
WI Large Coal Units Hg Rule v3.1, Unit 5412 and retrofits | 875 | 2200 | MACT Fuel Choice Floor in lbs/MMBtu | FALSE | L | Annual | Constraint Shadow Price | US$/Lb | 0 | 0 | 0 | 0 | 0 | 0 | 0
WI Large Coal Units Hg Rule v3.1, Unit 5413 and retrofits | 876 | 2200 | MACT Fuel Choice Floor in lbs/MMBtu | FALSE | L | Annual | Seasons Included | Seasons | Winter, Summer | Winter, Summer | Winter, Summer | Winter, Summer | Winter, Summer | Winter, Summer | Winter, Summer
WI Large Coal Units Hg Rule v3.1, Unit 5413 and retrofits | 876 | 2200 | MACT Fuel Choice Floor in lbs/MMBtu | FALSE | L | Annual | Emission Floor | lbs/MMBtu | 7.92e-07 | 7.92e-07 | 7.92e-07 | 7.92e-07 | 7.92e-07 | 7.92e-07 | 7.92e-07
WI Large Coal Units Hg Rule v3.1, Unit 5413 and retrofits | 876 | 2200 | MACT Fuel Choice Floor in lbs/MMBtu | FALSE | L | Annual | Emissions at Affected Plants MER | lbs | 10.1334 | 10.1334 | 10.1334 | 10.304 | 9.2015 | 10.5341 | 10.1334
WI Large Coal Units Hg Rule v3.1, Unit 5413 and retrofits | 876 | 2200 | MACT Fuel Choice Floor in lbs/MMBtu | FALSE | L | Annual | Allowances Purchased MER | lbs | 0 | 0 | 0 | 0 | 0 | 0 | 0
WI Large Coal Units Hg Rule v3.1, Unit 5413 and retrofits | 876 | 2200 | MACT Fuel Choice Floor in lbs/MMBtu | FALSE | L | Annual | Allowances Sold MER | lbs | 0 | 0 | 0 | 0 | 0 | 0 | 0
WI Large Coal Units Hg Rule v3.1, Unit 5413 and retrofits | 876 | 2200 | MACT Fuel Choice Floor in lbs/MMBtu | FALSE | L | Annual | Allowances Banked | lbs | 0 | 0 | 0 | 0 | 0 | 0 | 0
WI Large Coal Units Hg Rule v3.1, Unit 5413 and retrofits | 876 | 2200 | MACT Fuel Choice Floor in lbs/MMBtu | FALSE | L | Annual | Allowances Withdrawn (1:1) | lbs | 0 | 0 | 0 | 0 | 0 | 0 | 0
WI Large Coal Units Hg Rule v3.1, Unit 5413 and retrofits | 876 | 2200 | MACT Fuel Choice Floor in lbs/MMBtu | FALSE | L | Annual | Allowances Withdrawn (n:1) | lbs | 0 | 0 | 0 | 0 | 0 | 0 | 0
WI Large Coal Units Hg Rule v3.1, Unit 5413 and retrofits | 876 | 2200 | MACT Fuel Choice Floor in lbs/MMBtu | FALSE | L | Annual | Net Emissions Allowance Position | lbs | 10.1334 | 10.1334 | 10.1334 | 10.304 | 9.2015 | 10.5341 | 10.1334
WI Large Coal Units Hg Rule v3.1, Unit 5413 and retrofits | 876 | 2200 | MACT Fuel Choice Floor in lbs/MMBtu | FALSE | L | Annual | Fuel Consumed | TBtu | 18.825 | 18.825 | 18.825 | 18.8047 | 16.402 | 18.7773 | 18.825
WI Large Coal Units Hg Rule v3.1, Unit 5413 and retrofits | 876 | 2200 | MACT Fuel Choice Floor in lbs/MMBtu | FALSE | L | Annual | Rate | lb/MMBtu | 5.383e-07 | 5.383e-07 | 5.383e-07 | 5.4795e-07 | 5.61e-07 | 5.61e-07 | 5.383e-07
WI Large Coal Units Hg Rule v3.1, Unit 5413 and retrofits | 876 | 2200 | MACT Fuel Choice Floor in lbs/MMBtu | FALSE | L | Annual | Generation | TWh | 1.8719 | 1.8719 | 1.8719 | 1.8719 | 1.6351 | 1.8719 | 1.8719
WI Large Coal Units Hg Rule v3.1, Unit 5413 and retrofits | 876 | 2200 | MACT Fuel Choice Floor in lbs/MMBtu | FALSE | L | Annual | Qualifying Generation | TWh | 1.8719 | 1.8719 | 1.8719 | 1.8719 | 1.6351 | 1.8719 | 1.8719
WI Large Coal Units Hg Rule v3.1, Unit 5413 and retrofits | 876 | 2200 | MACT Fuel Choice Floor in lbs/MMBtu | FALSE | L | Annual | Constraint Shadow Price | US$/Lb | 0 | 0 | 0 | 0 | 0 | 0 | 0
WI Large Coal Units Hg Rule v3.1, Unit 5414 and retrofits | 877 | 2200 | MACT Fuel Choice Floor in lbs/MMBtu | FALSE | L | Annual | Seasons Included | Seasons | Winter, Summer | Winter, Summer | Winter, Summer | Winter, Summer | Winter, Summer | Winter, Summer | Winter, Summer
WI Large Coal Units Hg Rule v3.1, Unit 5414 and retrofits | 877 | 2200 | MACT Fuel Choice Floor in lbs/MMBtu | FALSE | L | Annual | Emission Floor | lbs/MMBtu | 7.92e-07 | 7.92e-07 | 7.92e-07 | 7.92e-07 | 7.92e-07 | 7.92e-07 | 7.92e-07
WI Large Coal Units Hg Rule v3.1, Unit 5414 and retrofits | 877 | 2200 | MACT Fuel Choice Floor in lbs/MMBtu | FALSE | L | Annual | Emissions at Affected Plants MER | lbs | 10.029 | 10.029 | 10.029 | 10.4256 | 9.1067 | 10.4256 | 10.2539
WI Large Coal Units Hg Rule v3.1, Unit 5414 and retrofits | 877 | 2200 | MACT Fuel Choice Floor in lbs/MMBtu | FALSE | L | Annual | Allowances Purchased MER | lbs | 0 | 0 | 0 | 0 | 0 | 0 | 0
WI Large Coal Units Hg Rule v3.1, Unit 5414 and retrofits | 877 | 2200 | MACT Fuel Choice Floor in lbs/MMBtu | FALSE | L | Annual | Allowances Sold MER | lbs | 0 | 0 | 0 | 0 | 0 | 0 | 0
WI Large Coal Units Hg Rule v3.1, Unit 5414 and retrofits | 877 | 2200 | MACT Fuel Choice Floor in lbs/MMBtu | FALSE | L | Annual | Allowances Banked | lbs | 0 | 0 | 0 | 0 | 0 | 0 | 0
WI Large Coal Units Hg Rule v3.1, Unit 5414 and retrofits | 877 | 2200 | MACT Fuel Choice Floor in lbs/MMBtu | FALSE | L | Annual | Allowances Withdrawn (1:1) | lbs | 0 | 0 | 0 | 0 | 0 | 0 | 0
WI Large Coal Units Hg Rule v3.1, Unit 5414 and retrofits | 877 | 2200 | MACT Fuel Choice Floor in lbs/MMBtu | FALSE | L | Annual | Allowances Withdrawn (n:1) | lbs | 0 | 0 | 0 | 0 | 0 | 0 | 0
WI Large Coal Units Hg Rule v3.1, Unit 5414 and retrofits | 877 | 2200 | MACT Fuel Choice Floor in lbs/MMBtu | FALSE | L | Annual | Net Emissions Allowance Position | lbs | 10.029 | 10.029 | 10.029 | 10.4256 | 9.1067 | 10.4256 | 10.2539
WI Large Coal Units Hg Rule v3.1, Unit 5414 and retrofits | 877 | 2200 | MACT Fuel Choice Floor in lbs/MMBtu | FALSE | L | Annual | Fuel Consumed | TBtu | 18.6311 | 18.6311 | 18.6311 | 18.5839 | 16.233 | 18.5839 | 18.6043
WI Large Coal Units Hg Rule v3.1, Unit 5414 and retrofits | 877 | 2200 | MACT Fuel Choice Floor in lbs/MMBtu | FALSE | L | Annual | Rate | lb/MMBtu | 5.383e-07 | 5.383e-07 | 5.383e-07 | 5.61e-07 | 5.61e-07 | 5.61e-07 | 5.5116e-07
WI Large Coal Units Hg Rule v3.1, Unit 5414 and retrofits | 877 | 2200 | MACT Fuel Choice Floor in lbs/MMBtu | FALSE | L | Annual | Generation | TWh | 1.8502 | 1.8502 | 1.8502 | 1.8502 | 1.6162 | 1.8502 | 1.8502
WI Large Coal Units Hg Rule v3.1, Unit 5414 and retrofits | 877 | 2200 | MACT Fuel Choice Floor in lbs/MMBtu | FALSE | L | Annual | Qualifying Generation | TWh | 1.8502 | 1.8502 | 1.8502 | 1.8502 | 1.6162 | 1.8502 | 1.8502
WI Large Coal Units Hg Rule v3.1, Unit 5414 and retrofits | 877 | 2200 | MACT Fuel Choice Floor in lbs/MMBtu | FALSE | L | Annual | Constraint Shadow Price | US$/Lb | 0 | 0 | 0 | 0 | 0 | 0 | 0
WI Large Coal Units Hg Rule v3.1, Unit 5415 and retrofits | 878 | 2200 | MACT Fuel Choice Floor in lbs/MMBtu | FALSE | L | Annual | Seasons Included | Seasons | Winter, Summer | Winter, Summer | Winter, Summer | Winter, Summer | Winter, Summer | Winter, Summer | Winter, Summer
WI Large Coal Units Hg Rule v3.1, Unit 5415 and retrofits | 878 | 2200 | MACT Fuel Choice Floor in lbs/MMBtu | FALSE | L | Annual | Emission Floor | lbs/MMBtu | 7.92e-07 | 7.92e-07 | 7.92e-07 | 7.92e-07 | 7.92e-07 | 7.92e-07 | 7.92e-07
WI Large Coal Units Hg Rule v3.1, Unit 5415 and retrofits | 878 | 2200 | MACT Fuel Choice Floor in lbs/MMBtu | FALSE | L | Annual | Emissions at Affected Plants MER | lbs | 17.1125 | 17.1125 | 30.0538 | 28.8588 | 25.0905 | 27.7982 | 31.824
WI Large Coal Units Hg Rule v3.1, Unit 5415 and retrofits | 878 | 2200 | MACT Fuel Choice Floor in lbs/MMBtu | FALSE | L | Annual | Allowances Purchased MER | lbs | 0 | 0 | 0 | 0 | 0 | 0 | 0
WI Large Coal Units Hg Rule v3.1, Unit 5415 and retrofits | 878 | 2200 | MACT Fuel Choice Floor in lbs/MMBtu | FALSE | L | Annual | Allowances Sold MER | lbs | 0 | 0 | 0 | 0 | 0 | 0 | 0
WI Large Coal Units Hg Rule v3.1, Unit 5415 and retrofits | 878 | 2200 | MACT Fuel Choice Floor in lbs/MMBtu | FALSE | L | Annual | Allowances Banked | lbs | 0 | 0 | 0 | 0 | 0 | 0 | 0
WI Large Coal Units Hg Rule v3.1, Unit 5415 and retrofits | 878 | 2200 | MACT Fuel Choice Floor in lbs/MMBtu | FALSE | L | Annual | Allowances Withdrawn (1:1) | lbs | 0 | 0 | 0 | 0 | 0 | 0 | 0
WI Large Coal Units Hg Rule v3.1, Unit 5415 and retrofits | 878 | 2200 | MACT Fuel Choice Floor in lbs/MMBtu | FALSE | L | Annual | Allowances Withdrawn (n:1) | lbs | 0 | 0 | 0 | 0 | 0 | 0 | 0
WI Large Coal Units Hg Rule v3.1, Unit 5415 and retrofits | 878 | 2200 | MACT Fuel Choice Floor in lbs/MMBtu | FALSE | L | Annual | Net Emissions Allowance Position | lbs | 17.1125 | 17.1125 | 30.0538 | 28.8588 | 25.0905 | 27.7982 | 31.824
WI Large Coal Units Hg Rule v3.1, Unit 5415 and retrofits | 878 | 2200 | MACT Fuel Choice Floor in lbs/MMBtu | FALSE | L | Annual | Fuel Consumed | TBtu | 43.347 | 43.347 | 43.347 | 43.347 | 36.1884 | 40.0938 | 45.9002
WI Large Coal Units Hg Rule v3.1, Unit 5415 and retrofits | 878 | 2200 | MACT Fuel Choice Floor in lbs/MMBtu | FALSE | L | Annual | Rate | lb/MMBtu | 3.9478e-07 | 3.9478e-07 | 6.9333e-07 | 6.6576e-07 | 6.9333e-07 | 6.9333e-07 | 6.9333e-07
WI Large Coal Units Hg Rule v3.1, Unit 5415 and retrofits | 878 | 2200 | MACT Fuel Choice Floor in lbs/MMBtu | FALSE | L | Annual | Generation | TWh | 4.3655 | 4.3655 | 4.3655 | 4.3655 | 3.6445 | 4.0378 | 4.6226
WI Large Coal Units Hg Rule v3.1, Unit 5415 and retrofits | 878 | 2200 | MACT Fuel Choice Floor in lbs/MMBtu | FALSE | L | Annual | Qualifying Generation | TWh | 4.3655 | 4.3655 | 4.3655 | 4.3655 | 3.6445 | 4.0378 | 4.6226
WI Large Coal Units Hg Rule v3.1, Unit 5415 and retrofits | 878 | 2200 | MACT Fuel Choice Floor in lbs/MMBtu | FALSE | L | Annual | Constraint Shadow Price | US$/Lb | 0 | 0 | 0 | 0 | 0 | 0 | 0
WI Large Coal Units Hg Rule v3.1, Unit 5416 and retrofits | 879 | 2200 | MACT Fuel Choice Floor in lbs/MMBtu | FALSE | L | Annual | Seasons Included | Seasons | Winter, Summer | Winter, Summer | Winter, Summer | Winter, Summer | Winter, Summer | Winter, Summer | Winter, Summer
WI Large Coal Units Hg Rule v3.1, Unit 5416 and retrofits | 879 | 2200 | MACT Fuel Choice Floor in lbs/MMBtu | FALSE | L | Annual | Emission Floor | lbs/MMBtu | 7.92e-07 | 7.92e-07 | 7.92e-07 | 7.92e-07 | 7.92e-07 | 7.92e-07 | 7.92e-07
WI Large Coal Units Hg Rule v3.1, Unit 5416 and retrofits | 879 | 2200 | MACT Fuel Choice Floor in lbs/MMBtu | FALSE | L | Annual | Emissions at Affected Plants MER | lbs | 15.6133 | 15.6133 | 26.2734 | 24.9906 | 27.4208 | 27.4208 | 27.4208
WI Large Coal Units Hg Rule v3.1, Unit 5416 and retrofits | 879 | 2200 | MACT Fuel Choice Floor in lbs/MMBtu | FALSE | L | Annual | Allowances Purchased MER | lbs | 0 | 0 | 0 | 0 | 0 | 0 | 0
WI Large Coal Units Hg Rule v3.1, Unit 5416 and retrofits | 879 | 2200 | MACT Fuel Choice Floor in lbs/MMBtu | FALSE | L | Annual | Allowances Sold MER | lbs | 0 | 0 | 0 | 0 | 0 | 0 | 0
WI Large Coal Units Hg Rule v3.1, Unit 5416 and retrofits | 879 | 2200 | MACT Fuel Choice Floor in lbs/MMBtu | FALSE | L | Annual | Allowances Banked | lbs | 0 | 0 | 0 | 0 | 0 | 0 | 0
WI Large Coal Units Hg Rule v3.1, Unit 5416 and retrofits | 879 | 2200 | MACT Fuel Choice Floor in lbs/MMBtu | FALSE | L | Annual | Allowances Withdrawn (1:1) | lbs | 0 | 0 | 0 | 0 | 0 | 0 | 0
WI Large Coal Units Hg Rule v3.1, Unit 5416 and retrofits | 879 | 2200 | MACT Fuel Choice Floor in lbs/MMBtu | FALSE | L | Annual | Allowances Withdrawn (n:1) | lbs | 0 | 0 | 0 | 0 | 0 | 0 | 0
WI Large Coal Units Hg Rule v3.1, Unit 5416 and retrofits | 879 | 2200 | MACT Fuel Choice Floor in lbs/MMBtu | FALSE | L | Annual | Net Emissions Allowance Position | lbs | 15.6133 | 15.6133 | 26.2734 | 24.9906 | 27.4208 | 27.4208 | 27.4208
WI Large Coal Units Hg Rule v3.1, Unit 5416 and retrofits | 879 | 2200 | MACT Fuel Choice Floor in lbs/MMBtu | FALSE | L | Annual | Fuel Consumed | TBtu | 39.5495 | 39.5495 | 39.5495 | 39.5495 | 39.5495 | 39.5495 | 39.5495
WI Large Coal Units Hg Rule v3.1, Unit 5416 and retrofits | 879 | 2200 | MACT Fuel Choice Floor in lbs/MMBtu | FALSE | L | Annual | Rate | lb/MMBtu | 3.9478e-07 | 3.9478e-07 | 6.6432e-07 | 6.3188e-07 | 6.9333e-07 | 6.9333e-07 | 6.9333e-07
WI Large Coal Units Hg Rule v3.1, Unit 5416 and retrofits | 879 | 2200 | MACT Fuel Choice Floor in lbs/MMBtu | FALSE | L | Annual | Generation | TWh | 4.4841 | 4.4841 | 4.4841 | 4.4841 | 4.4841 | 4.4841 | 4.4841
WI Large Coal Units Hg Rule v3.1, Unit 5416 and retrofits | 879 | 2200 | MACT Fuel Choice Floor in lbs/MMBtu | FALSE | L | Annual | Qualifying Generation | TWh | 4.4841 | 4.4841 | 4.4841 | 4.4841 | 4.4841 | 4.4841 | 4.4841
WI Large Coal Units Hg Rule v3.1, Unit 5416 and retrofits | 879 | 2200 | MACT Fuel Choice Floor in lbs/MMBtu | FALSE | L | Annual | Constraint Shadow Price | US$/Lb | 0 | 0 | 0 | 0 | 0 | 0 | 0
WI Small Coal Units Hg Rule v3.1, Unit 3493 and retrofits | 880 | 2201 | MACT Fuel Choice Floor in lbs/MMBtu | FALSE | L | Annual | Seasons Included | Seasons | Winter, Summer | Winter, Summer | Winter, Summer | Winter, Summer | Winter, Summer | Winter, Summer | Winter, Summer
WI Small Coal Units Hg Rule v3.1, Unit 3493 and retrofits | 880 | 2201 | MACT Fuel Choice Floor in lbs/MMBtu | FALSE | L | Annual | Emission Floor | lbs/MMBtu | 6.91e-07 | 6.91e-07 | 6.91e-07 | 6.91e-07 | 6.91e-07 | 6.91e-07 | 6.91e-07
WI Small Coal Units Hg Rule v3.1, Unit 3493 and retrofits | 880 | 2201 | MACT Fuel Choice Floor in lbs/MMBtu | FALSE | L | Annual | Emissions at Affected Plants MER | lbs | 0 | 0 | 0 | 0 | 0 | 0 | 0
WI Small Coal Units Hg Rule v3.1, Unit 3493 and retrofits | 880 | 2201 | MACT Fuel Choice Floor in lbs/MMBtu | FALSE | L | Annual | Allowances Purchased MER | lbs | 0 | 0 | 0 | 0 | 0 | 0 | 0
WI Small Coal Units Hg Rule v3.1, Unit 3493 and retrofits | 880 | 2201 | MACT Fuel Choice Floor in lbs/MMBtu | FALSE | L | Annual | Allowances Sold MER | lbs | 0 | 0 | 0 | 0 | 0 | 0 | 0
WI Small Coal Units Hg Rule v3.1, Unit 3493 and retrofits | 880 | 2201 | MACT Fuel Choice Floor in lbs/MMBtu | FALSE | L | Annual | Allowances Banked | lbs | 0 | 0 | 0 | 0 | 0 | 0 | 0
WI Small Coal Units Hg Rule v3.1, Unit 3493 and retrofits | 880 | 2201 | MACT Fuel Choice Floor in lbs/MMBtu | FALSE | L | Annual | Allowances Withdrawn (1:1) | lbs | 0 | 0 | 0 | 0 | 0 | 0 | 0
WI Small Coal Units Hg Rule v3.1, Unit 3493 and retrofits | 880 | 2201 | MACT Fuel Choice Floor in lbs/MMBtu | FALSE | L | Annual | Allowances Withdrawn (n:1) | lbs | 0 | 0 | 0 | 0 | 0 | 0 | 0
WI Small Coal Units Hg Rule v3.1, Unit 3493 and retrofits | 880 | 2201 | MACT Fuel Choice Floor in lbs/MMBtu | FALSE | L | Annual | Net Emissions Allowance Position | lbs | 0 | 0 | 0 | 0 | 0 | 0 | 0
WI Small Coal Units Hg Rule v3.1, Unit 3493 and retrofits | 880 | 2201 | MACT Fuel Choice Floor in lbs/MMBtu | FALSE | L | Annual | Fuel Consumed | TBtu | 0 | 0 | 0 | 0 | 0 | 0 | 0
WI Small Coal Units Hg Rule v3.1, Unit 3493 and retrofits | 880 | 2201 | MACT Fuel Choice Floor in lbs/MMBtu | FALSE | L | Annual | Rate | lb/MMBtu | 0 | 0 | 0 | 0 | 0 | 0 | 0
WI Small Coal Units Hg Rule v3.1, Unit 3493 and retrofits | 880 | 2201 | MACT Fuel Choice Floor in lbs/MMBtu | FALSE | L | Annual | Generation | TWh | 0 | 0 | 0 | 0 | 0 | 0 | 0
WI Small Coal Units Hg Rule v3.1, Unit 3493 and retrofits | 880 | 2201 | MACT Fuel Choice Floor in lbs/MMBtu | FALSE | L | Annual | Qualifying Generation | TWh | 0 | 0 | 0 | 0 | 0 | 0 | 0
WI Small Coal Units Hg Rule v3.1, Unit 3493 and retrofits | 880 | 2201 | MACT Fuel Choice Floor in lbs/MMBtu | FALSE | L | Annual | Constraint Shadow Price | US$/Lb | 0 | 0 | 0 | 0 | 0 | 0 | 0
WI Small Coal Units Hg Rule v3.1, Unit 3496 and retrofits | 881 | 2201 | MACT Fuel Choice Floor in lbs/MMBtu | FALSE | L | Annual | Seasons Included | Seasons | Winter, Summer | Winter, Summer | Winter, Summer | Winter, Summer | Winter, Summer | Winter, Summer | Winter, Summer
WI Small Coal Units Hg Rule v3.1, Unit 3496 and retrofits | 881 | 2201 | MACT Fuel Choice Floor in lbs/MMBtu | FALSE | L | Annual | Emission Floor | lbs/MMBtu | 6.91e-07 | 6.91e-07 | 6.91e-07 | 6.91e-07 | 6.91e-07 | 6.91e-07 | 6.91e-07
WI Small Coal Units Hg Rule v3.1, Unit 3496 and retrofits | 881 | 2201 | MACT Fuel Choice Floor in lbs/MMBtu | FALSE | L | Annual | Emissions at Affected Plants MER | lbs | 0 | 0 | 0 | 0 | 0 | 0 | 0
WI Small Coal Units Hg Rule v3.1, Unit 3496 and retrofits | 881 | 2201 | MACT Fuel Choice Floor in lbs/MMBtu | FALSE | L | Annual | Allowances Purchased MER | lbs | 0 | 0 | 0 | 0 | 0 | 0 | 0
WI Small Coal Units Hg Rule v3.1, Unit 3496 and retrofits | 881 | 2201 | MACT Fuel Choice Floor in lbs/MMBtu | FALSE | L | Annual | Allowances Sold MER | lbs | 0 | 0 | 0 | 0 | 0 | 0 | 0
WI Small Coal Units Hg Rule v3.1, Unit 3496 and retrofits | 881 | 2201 | MACT Fuel Choice Floor in lbs/MMBtu | FALSE | L | Annual | Allowances Banked | lbs | 0 | 0 | 0 | 0 | 0 | 0 | 0
WI Small Coal Units Hg Rule v3.1, Unit 3496 and retrofits | 881 | 2201 | MACT Fuel Choice Floor in lbs/MMBtu | FALSE | L | Annual | Allowances Withdrawn (1:1) | lbs | 0 | 0 | 0 | 0 | 0 | 0 | 0
WI Small Coal Units Hg Rule v3.1, Unit 3496 and retrofits | 881 | 2201 | MACT Fuel Choice Floor in lbs/MMBtu | FALSE | L | Annual | Allowances Withdrawn (n:1) | lbs | 0 | 0 | 0 | 0 | 0 | 0 | 0
WI Small Coal Units Hg Rule v3.1, Unit 3496 and retrofits | 881 | 2201 | MACT Fuel Choice Floor in lbs/MMBtu | FALSE | L | Annual | Net Emissions Allowance Position | lbs | 0 | 0 | 0 | 0 | 0 | 0 | 0
WI Small Coal Units Hg Rule v3.1, Unit 3496 and retrofits | 881 | 2201 | MACT Fuel Choice Floor in lbs/MMBtu | FALSE | L | Annual | Fuel Consumed | TBtu | 0 | 0 | 0 | 0 | 0 | 0 | 0
WI Small Coal Units Hg Rule v3.1, Unit 3496 and retrofits | 881 | 2201 | MACT Fuel Choice Floor in lbs/MMBtu | FALSE | L | Annual | Rate | lb/MMBtu | 0 | 0 | 0 | 0 | 0 | 0 | 0
WI Small Coal Units Hg Rule v3.1, Unit 3496 and retrofits | 881 | 2201 | MACT Fuel Choice Floor in lbs/MMBtu | FALSE | L | Annual | Generation | TWh | 0 | 0 | 0 | 0 | 0 | 0 | 0
WI Small Coal Units Hg Rule v3.1, Unit 3496 and retrofits | 881 | 2201 | MACT Fuel Choice Floor in lbs/MMBtu | FALSE | L | Annual | Qualifying Generation | TWh | 0 | 0 | 0 | 0 | 0 | 0 | 0
WI Small Coal Units Hg Rule v3.1, Unit 3496 and retrofits | 881 | 2201 | MACT Fuel Choice Floor in lbs/MMBtu | FALSE | L | Annual | Constraint Shadow Price | US$/Lb | 0 | 0 | 0 | 0 | 0 | 0 | 0
WI Small Coal Units Hg Rule v3.1, Unit 3497 and retrofits | 882 | 2201 | MACT Fuel Choice Floor in lbs/MMBtu | FALSE | L | Annual | Seasons Included | Seasons | Winter, Summer | Winter, Summer | Winter, Summer | Winter, Summer | Winter, Summer | Winter, Summer | Winter, Summer
WI Small Coal Units Hg Rule v3.1, Unit 3497 and retrofits | 882 | 2201 | MACT Fuel Choice Floor in lbs/MMBtu | FALSE | L | Annual | Emission Floor | lbs/MMBtu | 6.91e-07 | 6.91e-07 | 6.91e-07 | 6.91e-07 | 6.91e-07 | 6.91e-07 | 6.91e-07
WI Small Coal Units Hg Rule v3.1, Unit 3497 and retrofits | 882 | 2201 | MACT Fuel Choice Floor in lbs/MMBtu | FALSE | L | Annual | Emissions at Affected Plants MER | lbs | 0 | 0 | 0 | 0 | 0 | 0 | 0
WI Small Coal Units Hg Rule v3.1, Unit 3497 and retrofits | 882 | 2201 | MACT Fuel Choice Floor in lbs/MMBtu | FALSE | L | Annual | Allowances Purchased MER | lbs | 0 | 0 | 0 | 0 | 0 | 0 | 0
WI Small Coal Units Hg Rule v3.1, Unit 3497 and retrofits | 882 | 2201 | MACT Fuel Choice Floor in lbs/MMBtu | FALSE | L | Annual | Allowances Sold MER | lbs | 0 | 0 | 0 | 0 | 0 | 0 | 0
WI Small Coal Units Hg Rule v3.1, Unit 3497 and retrofits | 882 | 2201 | MACT Fuel Choice Floor in lbs/MMBtu | FALSE | L | Annual | Allowances Banked | lbs | 0 | 0 | 0 | 0 | 0 | 0 | 0
WI Small Coal Units Hg Rule v3.1, Unit 3497 and retrofits | 882 | 2201 | MACT Fuel Choice Floor in lbs/MMBtu | FALSE | L | Annual | Allowances Withdrawn (1:1) | lbs | 0 | 0 | 0 | 0 | 0 | 0 | 0
WI Small Coal Units Hg Rule v3.1, Unit 3497 and retrofits | 882 | 2201 | MACT Fuel Choice Floor in lbs/MMBtu | FALSE | L | Annual | Allowances Withdrawn (n:1) | lbs | 0 | 0 | 0 | 0 | 0 | 0 | 0
WI Small Coal Units Hg Rule v3.1, Unit 3497 and retrofits | 882 | 2201 | MACT Fuel Choice Floor in lbs/MMBtu | FALSE | L | Annual | Net Emissions Allowance Position | lbs | 0 | 0 | 0 | 0 | 0 | 0 | 0
WI Small Coal Units Hg Rule v3.1, Unit 3497 and retrofits | 882 | 2201 | MACT Fuel Choice Floor in lbs/MMBtu | FALSE | L | Annual | Fuel Consumed | TBtu | 0 | 0 | 0 | 0 | 0 | 0 | 0
WI Small Coal Units Hg Rule v3.1, Unit 3497 and retrofits | 882 | 2201 | MACT Fuel Choice Floor in lbs/MMBtu | FALSE | L | Annual | Rate | lb/MMBtu | 0 | 0 | 0 | 0 | 0 | 0 | 0
WI Small Coal Units Hg Rule v3.1, Unit 3497 and retrofits | 882 | 2201 | MACT Fuel Choice Floor in lbs/MMBtu | FALSE | L | Annual | Generation | TWh | 0 | 0 | 0 | 0 | 0 | 0 | 0
WI Small Coal Units Hg Rule v3.1, Unit 3497 and retrofits | 882 | 2201 | MACT Fuel Choice Floor in lbs/MMBtu | FALSE | L | Annual | Qualifying Generation | TWh | 0 | 0 | 0 | 0 | 0 | 0 | 0
WI Small Coal Units Hg Rule v3.1, Unit 3497 and retrofits | 882 | 2201 | MACT Fuel Choice Floor in lbs/MMBtu | FALSE | L | Annual | Constraint Shadow Price | US$/Lb | 0 | 0 | 0 | 0 | 0 | 0 | 0
WI Small Coal Units Hg Rule v3.1, Unit 3498 and retrofits | 883 | 2201 | MACT Fuel Choice Floor in lbs/MMBtu | FALSE | L | Annual | Seasons Included | Seasons | Winter, Summer | Winter, Summer | Winter, Summer | Winter, Summer | Winter, Summer | Winter, Summer | Winter, Summer
WI Small Coal Units Hg Rule v3.1, Unit 3498 and retrofits | 883 | 2201 | MACT Fuel Choice Floor in lbs/MMBtu | FALSE | L | Annual | Emission Floor | lbs/MMBtu | 6.91e-07 | 6.91e-07 | 6.91e-07 | 6.91e-07 | 6.91e-07 | 6.91e-07 | 6.91e-07
WI Small Coal Units Hg Rule v3.1, Unit 3498 and retrofits | 883 | 2201 | MACT Fuel Choice Floor in lbs/MMBtu | FALSE | L | Annual | Emissions at Affected Plants MER | lbs | 0 | 0 | 0 | 0 | 0 | 0 | 0
WI Small Coal Units Hg Rule v3.1, Unit 3498 and retrofits | 883 | 2201 | MACT Fuel Choice Floor in lbs/MMBtu | FALSE | L | Annual | Allowances Purchased MER | lbs | 0 | 0 | 0 | 0 | 0 | 0 | 0
WI Small Coal Units Hg Rule v3.1, Unit 3498 and retrofits | 883 | 2201 | MACT Fuel Choice Floor in lbs/MMBtu | FALSE | L | Annual | Allowances Sold MER | lbs | 0 | 0 | 0 | 0 | 0 | 0 | 0
WI Small Coal Units Hg Rule v3.1, Unit 3498 and retrofits | 883 | 2201 | MACT Fuel Choice Floor in lbs/MMBtu | FALSE | L | Annual | Allowances Banked | lbs | 0 | 0 | 0 | 0 | 0 | 0 | 0
WI Small Coal Units Hg Rule v3.1, Unit 3498 and retrofits | 883 | 2201 | MACT Fuel Choice Floor in lbs/MMBtu | FALSE | L | Annual | Allowances Withdrawn (1:1) | lbs | 0 | 0 | 0 | 0 | 0 | 0 | 0
WI Small Coal Units Hg Rule v3.1, Unit 3498 and retrofits | 883 | 2201 | MACT Fuel Choice Floor in lbs/MMBtu | FALSE | L | Annual | Allowances Withdrawn (n:1) | lbs | 0 | 0 | 0 | 0 | 0 | 0 | 0
WI Small Coal Units Hg Rule v3.1, Unit 3498 and retrofits | 883 | 2201 | MACT Fuel Choice Floor in lbs/MMBtu | FALSE | L | Annual | Net Emissions Allowance Position | lbs | 0 | 0 | 0 | 0 | 0 | 0 | 0
WI Small Coal Units Hg Rule v3.1, Unit 3498 and retrofits | 883 | 2201 | MACT Fuel Choice Floor in lbs/MMBtu | FALSE | L | Annual | Fuel Consumed | TBtu | 0 | 0 | 0 | 0 | 0 | 0 | 0
WI Small Coal Units Hg Rule v3.1, Unit 3498 and retrofits | 883 | 2201 | MACT Fuel Choice Floor in lbs/MMBtu | FALSE | L | Annual | Rate | lb/MMBtu | 0 | 0 | 0 | 0 | 0 | 0 | 0
WI Small Coal Units Hg Rule v3.1, Unit 3498 and retrofits | 883 | 2201 | MACT Fuel Choice Floor in lbs/MMBtu | FALSE | L | Annual | Generation | TWh | 0 | 0 | 0 | 0 | 0 | 0 | 0
WI Small Coal Units Hg Rule v3.1, Unit 3498 and retrofits | 883 | 2201 | MACT Fuel Choice Floor in lbs/MMBtu | FALSE | L | Annual | Qualifying Generation | TWh | 0 | 0 | 0 | 0 | 0 | 0 | 0
WI Small Coal Units Hg Rule v3.1, Unit 3498 and retrofits | 883 | 2201 | MACT Fuel Choice Floor in lbs/MMBtu | FALSE | L | Annual | Constraint Shadow Price | US$/Lb | 0 | 0 | 0 | 0 | 0 | 0 | 0
WI Small Coal Units Hg Rule v3.1, Unit 3499 and retrofits | 884 | 2201 | MACT Fuel Choice Floor in lbs/MMBtu | FALSE | L | Annual | Seasons Included | Seasons | Winter, Summer | Winter, Summer | Winter, Summer | Winter, Summer | Winter, Summer | Winter, Summer | Winter, Summer
WI Small Coal Units Hg Rule v3.1, Unit 3499 and retrofits | 884 | 2201 | MACT Fuel Choice Floor in lbs/MMBtu | FALSE | L | Annual | Emission Floor | lbs/MMBtu | 6.91e-07 | 6.91e-07 | 6.91e-07 | 6.91e-07 | 6.91e-07 | 6.91e-07 | 6.91e-07
WI Small Coal Units Hg Rule v3.1, Unit 3499 and retrofits | 884 | 2201 | MACT Fuel Choice Floor in lbs/MMBtu | FALSE | L | Annual | Emissions at Affected Plants MER | lbs | 0 | 0 | 0 | 0 | 0 | 0 | 0
WI Small Coal Units Hg Rule v3.1, Unit 3499 and retrofits | 884 | 2201 | MACT Fuel Choice Floor in lbs/MMBtu | FALSE | L | Annual | Allowances Purchased MER | lbs | 0 | 0 | 0 | 0 | 0 | 0 | 0
WI Small Coal Units Hg Rule v3.1, Unit 3499 and retrofits | 884 | 2201 | MACT Fuel Choice Floor in lbs/MMBtu | FALSE | L | Annual | Allowances Sold MER | lbs | 0 | 0 | 0 | 0 | 0 | 0 | 0
WI Small Coal Units Hg Rule v3.1, Unit 3499 and retrofits | 884 | 2201 | MACT Fuel Choice Floor in lbs/MMBtu | FALSE | L | Annual | Allowances Banked | lbs | 0 | 0 | 0 | 0 | 0 | 0 | 0
WI Small Coal Units Hg Rule v3.1, Unit 3499 and retrofits | 884 | 2201 | MACT Fuel Choice Floor in lbs/MMBtu | FALSE | L | Annual | Allowances Withdrawn (1:1) | lbs | 0 | 0 | 0 | 0 | 0 | 0 | 0
WI Small Coal Units Hg Rule v3.1, Unit 3499 and retrofits | 884 | 2201 | MACT Fuel Choice Floor in lbs/MMBtu | FALSE | L | Annual | Allowances Withdrawn (n:1) | lbs | 0 | 0 | 0 | 0 | 0 | 0 | 0
WI Small Coal Units Hg Rule v3.1, Unit 3499 and retrofits | 884 | 2201 | MACT Fuel Choice Floor in lbs/MMBtu | FALSE | L | Annual | Net Emissions Allowance Position | lbs | 0 | 0 | 0 | 0 | 0 | 0 | 0
WI Small Coal Units Hg Rule v3.1, Unit 3499 and retrofits | 884 | 2201 | MACT Fuel Choice Floor in lbs/MMBtu | FALSE | L | Annual | Fuel Consumed | TBtu | 0 | 0 | 0 | 0 | 0 | 0 | 0
WI Small Coal Units Hg Rule v3.1, Unit 3499 and retrofits | 884 | 2201 | MACT Fuel Choice Floor in lbs/MMBtu | FALSE | L | Annual | Rate | lb/MMBtu | 0 | 0 | 0 | 0 | 0 | 0 | 0
WI Small Coal Units Hg Rule v3.1, Unit 3499 and retrofits | 884 | 2201 | MACT Fuel Choice Floor in lbs/MMBtu | FALSE | L | Annual | Generation | TWh | 0 | 0 | 0 | 0 | 0 | 0 | 0
WI Small Coal Units Hg Rule v3.1, Unit 3499 and retrofits | 884 | 2201 | MACT Fuel Choice Floor in lbs/MMBtu | FALSE | L | Annual | Qualifying Generation | TWh | 0 | 0 | 0 | 0 | 0 | 0 | 0
WI Small Coal Units Hg Rule v3.1, Unit 3499 and retrofits | 884 | 2201 | MACT Fuel Choice Floor in lbs/MMBtu | FALSE | L | Annual | Constraint Shadow Price | US$/Lb | 0 | 0 | 0 | 0 | 0 | 0 | 0
WI Small Coal Units Hg Rule v3.1, Unit 3500 and retrofits | 885 | 2201 | MACT Fuel Choice Floor in lbs/MMBtu | FALSE | L | Annual | Seasons Included | Seasons | Winter, Summer | Winter, Summer | Winter, Summer | Winter, Summer | Winter, Summer | Winter, Summer | Winter, Summer
WI Small Coal Units Hg Rule v3.1, Unit 3500 and retrofits | 885 | 2201 | MACT Fuel Choice Floor in lbs/MMBtu | FALSE | L | Annual | Emission Floor | lbs/MMBtu | 6.91e-07 | 6.91e-07 | 6.91e-07 | 6.91e-07 | 6.91e-07 | 6.91e-07 | 6.91e-07
WI Small Coal Units Hg Rule v3.1, Unit 3500 and retrofits | 885 | 2201 | MACT Fuel Choice Floor in lbs/MMBtu | FALSE | L | Annual | Emissions at Affected Plants MER | lbs | 0 | 0 | 0 | 0 | 0 | 0 | 0
WI Small Coal Units Hg Rule v3.1, Unit 3500 and retrofits | 885 | 2201 | MACT Fuel Choice Floor in lbs/MMBtu | FALSE | L | Annual | Allowances Purchased MER | lbs | 0 | 0 | 0 | 0 | 0 | 0 | 0
WI Small Coal Units Hg Rule v3.1, Unit 3500 and retrofits | 885 | 2201 | MACT Fuel Choice Floor in lbs/MMBtu | FALSE | L | Annual | Allowances Sold MER | lbs | 0 | 0 | 0 | 0 | 0 | 0 | 0
WI Small Coal Units Hg Rule v3.1, Unit 3500 and retrofits | 885 | 2201 | MACT Fuel Choice Floor in lbs/MMBtu | FALSE | L | Annual | Allowances Banked | lbs | 0 | 0 | 0 | 0 | 0 | 0 | 0
WI Small Coal Units Hg Rule v3.1, Unit 3500 and retrofits | 885 | 2201 | MACT Fuel Choice Floor in lbs/MMBtu | FALSE | L | Annual | Allowances Withdrawn (1:1) | lbs | 0 | 0 | 0 | 0 | 0 | 0 | 0
WI Small Coal Units Hg Rule v3.1, Unit 3500 and retrofits | 885 | 2201 | MACT Fuel Choice Floor in lbs/MMBtu | FALSE | L | Annual | Allowances Withdrawn (n:1) | lbs | 0 | 0 | 0 | 0 | 0 | 0 | 0
WI Small Coal Units Hg Rule v3.1, Unit 3500 and retrofits | 885 | 2201 | MACT Fuel Choice Floor in lbs/MMBtu | FALSE | L | Annual | Net Emissions Allowance Position | lbs | 0 | 0 | 0 | 0 | 0 | 0 | 0
WI Small Coal Units Hg Rule v3.1, Unit 3500 and retrofits | 885 | 2201 | MACT Fuel Choice Floor in lbs/MMBtu | FALSE | L | Annual | Fuel Consumed | TBtu | 0 | 0 | 0 | 0 | 0 | 0 | 0
WI Small Coal Units Hg Rule v3.1, Unit 3500 and retrofits | 885 | 2201 | MACT Fuel Choice Floor in lbs/MMBtu | FALSE | L | Annual | Rate | lb/MMBtu | 0 | 0 | 0 | 0 | 0 | 0 | 0
WI Small Coal Units Hg Rule v3.1, Unit 3500 and retrofits | 885 | 2201 | MACT Fuel Choice Floor in lbs/MMBtu | FALSE | L | Annual | Generation | TWh | 0 | 0 | 0 | 0 | 0 | 0 | 0
WI Small Coal Units Hg Rule v3.1, Unit 3500 and retrofits | 885 | 2201 | MACT Fuel Choice Floor in lbs/MMBtu | FALSE | L | Annual | Qualifying Generation | TWh | 0 | 0 | 0 | 0 | 0 | 0 | 0
WI Small Coal Units Hg Rule v3.1, Unit 3500 and retrofits | 885 | 2201 | MACT Fuel Choice Floor in lbs/MMBtu | FALSE | L | Annual | Constraint Shadow Price | US$/Lb | 0 | 0 | 0 | 0 | 0 | 0 | 0
WI Small Coal Units Hg Rule v3.1, Unit 3501 and retrofits | 886 | 2201 | MACT Fuel Choice Floor in lbs/MMBtu | FALSE | L | Annual | Seasons Included | Seasons | Winter, Summer | Winter, Summer | Winter, Summer | Winter, Summer | Winter, Summer | Winter, Summer | Winter, Summer
WI Small Coal Units Hg Rule v3.1, Unit 3501 and retrofits | 886 | 2201 | MACT Fuel Choice Floor in lbs/MMBtu | FALSE | L | Annual | Emission Floor | lbs/MMBtu | 6.91e-07 | 6.91e-07 | 6.91e-07 | 6.91e-07 | 6.91e-07 | 6.91e-07 | 6.91e-07
WI Small Coal Units Hg Rule v3.1, Unit 3501 and retrofits | 886 | 2201 | MACT Fuel Choice Floor in lbs/MMBtu | FALSE | L | Annual | Emissions at Affected Plants MER | lbs | 0 | 0 | 0 | 0 | 0 | 0 | 0
WI Small Coal Units Hg Rule v3.1, Unit 3501 and retrofits | 886 | 2201 | MACT Fuel Choice Floor in lbs/MMBtu | FALSE | L | Annual | Allowances Purchased MER | lbs | 0 | 0 | 0 | 0 | 0 | 0 | 0
WI Small Coal Units Hg Rule v3.1, Unit 3501 and retrofits | 886 | 2201 | MACT Fuel Choice Floor in lbs/MMBtu | FALSE | L | Annual | Allowances Sold MER | lbs | 0 | 0 | 0 | 0 | 0 | 0 | 0
WI Small Coal Units Hg Rule v3.1, Unit 3501 and retrofits | 886 | 2201 | MACT Fuel Choice Floor in lbs/MMBtu | FALSE | L | Annual | Allowances Banked | lbs | 0 | 0 | 0 | 0 | 0 | 0 | 0
WI Small Coal Units Hg Rule v3.1, Unit 3501 and retrofits | 886 | 2201 | MACT Fuel Choice Floor in lbs/MMBtu | FALSE | L | Annual | Allowances Withdrawn (1:1) | lbs | 0 | 0 | 0 | 0 | 0 | 0 | 0
WI Small Coal Units Hg Rule v3.1, Unit 3501 and retrofits | 886 | 2201 | MACT Fuel Choice Floor in lbs/MMBtu | FALSE | L | Annual | Allowances Withdrawn (n:1) | lbs | 0 | 0 | 0 | 0 | 0 | 0 | 0
WI Small Coal Units Hg Rule v3.1, Unit 3501 and retrofits | 886 | 2201 | MACT Fuel Choice Floor in lbs/MMBtu | FALSE | L | Annual | Net Emissions Allowance Position | lbs | 0 | 0 | 0 | 0 | 0 | 0 | 0
WI Small Coal Units Hg Rule v3.1, Unit 3501 and retrofits | 886 | 2201 | MACT Fuel Choice Floor in lbs/MMBtu | FALSE | L | Annual | Fuel Consumed | TBtu | 0 | 0 | 0 | 0 | 0 | 0 | 0
WI Small Coal Units Hg Rule v3.1, Unit 3501 and retrofits | 886 | 2201 | MACT Fuel Choice Floor in lbs/MMBtu | FALSE | L | Annual | Rate | lb/MMBtu | 0 | 0 | 0 | 0 | 0 | 0 | 0
WI Small Coal Units Hg Rule v3.1, Unit 3501 and retrofits | 886 | 2201 | MACT Fuel Choice Floor in lbs/MMBtu | FALSE | L | Annual | Generation | TWh | 0 | 0 | 0 | 0 | 0 | 0 | 0
WI Small Coal Units Hg Rule v3.1, Unit 3501 and retrofits | 886 | 2201 | MACT Fuel Choice Floor in lbs/MMBtu | FALSE | L | Annual | Qualifying Generation | TWh | 0 | 0 | 0 | 0 | 0 | 0 | 0
WI Small Coal Units Hg Rule v3.1, Unit 3501 and retrofits | 886 | 2201 | MACT Fuel Choice Floor in lbs/MMBtu | FALSE | L | Annual | Constraint Shadow Price | US$/Lb | 0 | 0 | 0 | 0 | 0 | 0 | 0
WI Small Coal Units Hg Rule v3.1, Unit 3667 and retrofits | 887 | 2201 | MACT Fuel Choice Floor in lbs/MMBtu | FALSE | L | Annual | Seasons Included | Seasons | Winter, Summer | Winter, Summer | Winter, Summer | Winter, Summer | Winter, Summer | Winter, Summer | Winter, Summer
WI Small Coal Units Hg Rule v3.1, Unit 3667 and retrofits | 887 | 2201 | MACT Fuel Choice Floor in lbs/MMBtu | FALSE | L | Annual | Emission Floor | lbs/MMBtu | 6.91e-07 | 6.91e-07 | 6.91e-07 | 6.91e-07 | 6.91e-07 | 6.91e-07 | 6.91e-07
WI Small Coal Units Hg Rule v3.1, Unit 3667 and retrofits | 887 | 2201 | MACT Fuel Choice Floor in lbs/MMBtu | FALSE | L | Annual | Emissions at Affected Plants MER | lbs | 0 | 0 | 0 | 0 | 0 | 0 | 0
WI Small Coal Units Hg Rule v3.1, Unit 3667 and retrofits | 887 | 2201 | MACT Fuel Choice Floor in lbs/MMBtu | FALSE | L | Annual | Allowances Purchased MER | lbs | 0 | 0 | 0 | 0 | 0 | 0 | 0
WI Small Coal Units Hg Rule v3.1, Unit 3667 and retrofits | 887 | 2201 | MACT Fuel Choice Floor in lbs/MMBtu | FALSE | L | Annual | Allowances Sold MER | lbs | 0 | 0 | 0 | 0 | 0 | 0 | 0
WI Small Coal Units Hg Rule v3.1, Unit 3667 and retrofits | 887 | 2201 | MACT Fuel Choice Floor in lbs/MMBtu | FALSE | L | Annual | Allowances Banked | lbs | 0 | 0 | 0 | 0 | 0 | 0 | 0
WI Small Coal Units Hg Rule v3.1, Unit 3667 and retrofits | 887 | 2201 | MACT Fuel Choice Floor in lbs/MMBtu | FALSE | L | Annual | Allowances Withdrawn (1:1) | lbs | 0 | 0 | 0 | 0 | 0 | 0 | 0
WI Small Coal Units Hg Rule v3.1, Unit 3667 and retrofits | 887 | 2201 | MACT Fuel Choice Floor in lbs/MMBtu | FALSE | L | Annual | Allowances Withdrawn (n:1) | lbs | 0 | 0 | 0 | 0 | 0 | 0 | 0
WI Small Coal Units Hg Rule v3.1, Unit 3667 and retrofits | 887 | 2201 | MACT Fuel Choice Floor in lbs/MMBtu | FALSE | L | Annual | Net Emissions Allowance Position | lbs | 0 | 0 | 0 | 0 | 0 | 0 | 0
WI Small Coal Units Hg Rule v3.1, Unit 3667 and retrofits | 887 | 2201 | MACT Fuel Choice Floor in lbs/MMBtu | FALSE | L | Annual | Fuel Consumed | TBtu | 0 | 0 | 0 | 0 | 0 | 0 | 0
WI Small Coal Units Hg Rule v3.1, Unit 3667 and retrofits | 887 | 2201 | MACT Fuel Choice Floor in lbs/MMBtu | FALSE | L | Annual | Rate | lb/MMBtu | 0 | 0 | 0 | 0 | 0 | 0 | 0
WI Small Coal Units Hg Rule v3.1, Unit 3667 and retrofits | 887 | 2201 | MACT Fuel Choice Floor in lbs/MMBtu | FALSE | L | Annual | Generation | TWh | 0 | 0 | 0 | 0 | 0 | 0 | 0
WI Small Coal Units Hg Rule v3.1, Unit 3667 and retrofits | 887 | 2201 | MACT Fuel Choice Floor in lbs/MMBtu | FALSE | L | Annual | Qualifying Generation | TWh | 0 | 0 | 0 | 0 | 0 | 0 | 0
WI Small Coal Units Hg Rule v3.1, Unit 3667 and retrofits | 887 | 2201 | MACT Fuel Choice Floor in lbs/MMBtu | FALSE | L | Annual | Constraint Shadow Price | US$/Lb | 0 | 0 | 0 | 0 | 0 | 0 | 0
WI Small Coal Units Hg Rule v3.1, Unit 3681 and retrofits | 888 | 2201 | MACT Fuel Choice Floor in lbs/MMBtu | FALSE | L | Annual | Seasons Included | Seasons | Winter, Summer | Winter, Summer | Winter, Summer | Winter, Summer | Winter, Summer | Winter, Summer | Winter, Summer
WI Small Coal Units Hg Rule v3.1, Unit 3681 and retrofits | 888 | 2201 | MACT Fuel Choice Floor in lbs/MMBtu | FALSE | L | Annual | Emission Floor | lbs/MMBtu | 6.91e-07 | 6.91e-07 | 6.91e-07 | 6.91e-07 | 6.91e-07 | 6.91e-07 | 6.91e-07
WI Small Coal Units Hg Rule v3.1, Unit 3681 and retrofits | 888 | 2201 | MACT Fuel Choice Floor in lbs/MMBtu | FALSE | L | Annual | Emissions at Affected Plants MER | lbs | 0 | 0 | 0 | 0 | 0 | 0 | 0
WI Small Coal Units Hg Rule v3.1, Unit 3681 and retrofits | 888 | 2201 | MACT Fuel Choice Floor in lbs/MMBtu | FALSE | L | Annual | Allowances Purchased MER | lbs | 0 | 0 | 0 | 0 | 0 | 0 | 0
WI Small Coal Units Hg Rule v3.1, Unit 3681 and retrofits | 888 | 2201 | MACT Fuel Choice Floor in lbs/MMBtu | FALSE | L | Annual | Allowances Sold MER | lbs | 0 | 0 | 0 | 0 | 0 | 0 | 0
WI Small Coal Units Hg Rule v3.1, Unit 3681 and retrofits | 888 | 2201 | MACT Fuel Choice Floor in lbs/MMBtu | FALSE | L | Annual | Allowances Banked | lbs | 0 | 0 | 0 | 0 | 0 | 0 | 0
WI Small Coal Units Hg Rule v3.1, Unit 3681 and retrofits | 888 | 2201 | MACT Fuel Choice Floor in lbs/MMBtu | FALSE | L | Annual | Allowances Withdrawn (1:1) | lbs | 0 | 0 | 0 | 0 | 0 | 0 | 0
WI Small Coal Units Hg Rule v3.1, Unit 3681 and retrofits | 888 | 2201 | MACT Fuel Choice Floor in lbs/MMBtu | FALSE | L | Annual | Allowances Withdrawn (n:1) | lbs | 0 | 0 | 0 | 0 | 0 | 0 | 0
WI Small Coal Units Hg Rule v3.1, Unit 3681 and retrofits | 888 | 2201 | MACT Fuel Choice Floor in lbs/MMBtu | FALSE | L | Annual | Net Emissions Allowance Position | lbs | 0 | 0 | 0 | 0 | 0 | 0 | 0
WI Small Coal Units Hg Rule v3.1, Unit 3681 and retrofits | 888 | 2201 | MACT Fuel Choice Floor in lbs/MMBtu | FALSE | L | Annual | Fuel Consumed | TBtu | 0 | 0 | 0 | 0 | 0 | 0 | 0
WI Small Coal Units Hg Rule v3.1, Unit 3681 and retrofits | 888 | 2201 | MACT Fuel Choice Floor in lbs/MMBtu | FALSE | L | Annual | Rate | lb/MMBtu | 0 | 0 | 0 | 0 | 0 | 0 | 0
WI Small Coal Units Hg Rule v3.1, Unit 3681 and retrofits | 888 | 2201 | MACT Fuel Choice Floor in lbs/MMBtu | FALSE | L | Annual | Generation | TWh | 0 | 0 | 0 | 0 | 0 | 0 | 0
WI Small Coal Units Hg Rule v3.1, Unit 3681 and retrofits | 888 | 2201 | MACT Fuel Choice Floor in lbs/MMBtu | FALSE | L | Annual | Qualifying Generation | TWh | 0 | 0 | 0 | 0 | 0 | 0 | 0
WI Small Coal Units Hg Rule v3.1, Unit 3681 and retrofits | 888 | 2201 | MACT Fuel Choice Floor in lbs/MMBtu | FALSE | L | Annual | Constraint Shadow Price | US$/Lb | 0 | 0 | 0 | 0 | 0 | 0 | 0
WI Small Coal Units Hg Rule v3.1, Unit 4171 and retrofits | 889 | 2201 | MACT Fuel Choice Floor in lbs/MMBtu | FALSE | L | Annual | Seasons Included | Seasons | Winter, Summer | Winter, Summer | Winter, Summer | Winter, Summer | Winter, Summer | Winter, Summer | Winter, Summer
WI Small Coal Units Hg Rule v3.1, Unit 4171 and retrofits | 889 | 2201 | MACT Fuel Choice Floor in lbs/MMBtu | FALSE | L | Annual | Emission Floor | lbs/MMBtu | 6.91e-07 | 6.91e-07 | 6.91e-07 | 6.91e-07 | 6.91e-07 | 6.91e-07 | 6.91e-07
WI Small Coal Units Hg Rule v3.1, Unit 4171 and retrofits | 889 | 2201 | MACT Fuel Choice Floor in lbs/MMBtu | FALSE | L | Annual | Emissions at Affected Plants MER | lbs | 0 | 0 | 0 | 0 | 0 | 0 | 0
WI Small Coal Units Hg Rule v3.1, Unit 4171 and retrofits | 889 | 2201 | MACT Fuel Choice Floor in lbs/MMBtu | FALSE | L | Annual | Allowances Purchased MER | lbs | 0 | 0 | 0 | 0 | 0 | 0 | 0
WI Small Coal Units Hg Rule v3.1, Unit 4171 and retrofits | 889 | 2201 | MACT Fuel Choice Floor in lbs/MMBtu | FALSE | L | Annual | Allowances Sold MER | lbs | 0 | 0 | 0 | 0 | 0 | 0 | 0
WI Small Coal Units Hg Rule v3.1, Unit 4171 and retrofits | 889 | 2201 | MACT Fuel Choice Floor in lbs/MMBtu | FALSE | L | Annual | Allowances Banked | lbs | 0 | 0 | 0 | 0 | 0 | 0 | 0
WI Small Coal Units Hg Rule v3.1, Unit 4171 and retrofits | 889 | 2201 | MACT Fuel Choice Floor in lbs/MMBtu | FALSE | L | Annual | Allowances Withdrawn (1:1) | lbs | 0 | 0 | 0 | 0 | 0 | 0 | 0
WI Small Coal Units Hg Rule v3.1, Unit 4171 and retrofits | 889 | 2201 | MACT Fuel Choice Floor in lbs/MMBtu | FALSE | L | Annual | Allowances Withdrawn (n:1) | lbs | 0 | 0 | 0 | 0 | 0 | 0 | 0
WI Small Coal Units Hg Rule v3.1, Unit 4171 and retrofits | 889 | 2201 | MACT Fuel Choice Floor in lbs/MMBtu | FALSE | L | Annual | Net Emissions Allowance Position | lbs | 0 | 0 | 0 | 0 | 0 | 0 | 0
WI Small Coal Units Hg Rule v3.1, Unit 4171 and retrofits | 889 | 2201 | MACT Fuel Choice Floor in lbs/MMBtu | FALSE | L | Annual | Fuel Consumed | TBtu | 0 | 0 | 0 | 0 | 0 | 0 | 0
WI Small Coal Units Hg Rule v3.1, Unit 4171 and retrofits | 889 | 2201 | MACT Fuel Choice Floor in lbs/MMBtu | FALSE | L | Annual | Rate | lb/MMBtu | 0 | 0 | 0 | 0 | 0 | 0 | 0
WI Small Coal Units Hg Rule v3.1, Unit 4171 and retrofits | 889 | 2201 | MACT Fuel Choice Floor in lbs/MMBtu | FALSE | L | Annual | Generation | TWh | 0 | 0 | 0 | 0 | 0 | 0 | 0
WI Small Coal Units Hg Rule v3.1, Unit 4171 and retrofits | 889 | 2201 | MACT Fuel Choice Floor in lbs/MMBtu | FALSE | L | Annual | Qualifying Generation | TWh | 0 | 0 | 0 | 0 | 0 | 0 | 0
WI Small Coal Units Hg Rule v3.1, Unit 4171 and retrofits | 889 | 2201 | MACT Fuel Choice Floor in lbs/MMBtu | FALSE | L | Annual | Constraint Shadow Price | US$/Lb | 0 | 0 | 0 | 0 | 0 | 0 | 0
WI Small Coal Units Hg Rule v3.1, Unit 4735 and retrofits | 890 | 2201 | MACT Fuel Choice Floor in lbs/MMBtu | FALSE | L | Annual | Seasons Included | Seasons | Winter, Summer | Winter, Summer | Winter, Summer | Winter, Summer | Winter, Summer | Winter, Summer | Winter, Summer
WI Small Coal Units Hg Rule v3.1, Unit 4735 and retrofits | 890 | 2201 | MACT Fuel Choice Floor in lbs/MMBtu | FALSE | L | Annual | Emission Floor | lbs/MMBtu | 6.91e-07 | 6.91e-07 | 6.91e-07 | 6.91e-07 | 6.91e-07 | 6.91e-07 | 6.91e-07
WI Small Coal Units Hg Rule v3.1, Unit 4735 and retrofits | 890 | 2201 | MACT Fuel Choice Floor in lbs/MMBtu | FALSE | L | Annual | Emissions at Affected Plants MER | lbs | 0 | 0 | 0 | 0 | 0 | 0 | 0
WI Small Coal Units Hg Rule v3.1, Unit 4735 and retrofits | 890 | 2201 | MACT Fuel Choice Floor in lbs/MMBtu | FALSE | L | Annual | Allowances Purchased MER | lbs | 0 | 0 | 0 | 0 | 0 | 0 | 0
WI Small Coal Units Hg Rule v3.1, Unit 4735 and retrofits | 890 | 2201 | MACT Fuel Choice Floor in lbs/MMBtu | FALSE | L | Annual | Allowances Sold MER | lbs | 0 | 0 | 0 | 0 | 0 | 0 | 0
WI Small Coal Units Hg Rule v3.1, Unit 4735 and retrofits | 890 | 2201 | MACT Fuel Choice Floor in lbs/MMBtu | FALSE | L | Annual | Allowances Banked | lbs | 0 | 0 | 0 | 0 | 0 | 0 | 0
WI Small Coal Units Hg Rule v3.1, Unit 4735 and retrofits | 890 | 2201 | MACT Fuel Choice Floor in lbs/MMBtu | FALSE | L | Annual | Allowances Withdrawn (1:1) | lbs | 0 | 0 | 0 | 0 | 0 | 0 | 0
WI Small Coal Units Hg Rule v3.1, Unit 4735 and retrofits | 890 | 2201 | MACT Fuel Choice Floor in lbs/MMBtu | FALSE | L | Annual | Allowances Withdrawn (n:1) | lbs | 0 | 0 | 0 | 0 | 0 | 0 | 0
WI Small Coal Units Hg Rule v3.1, Unit 4735 and retrofits | 890 | 2201 | MACT Fuel Choice Floor in lbs/MMBtu | FALSE | L | Annual | Net Emissions Allowance Position | lbs | 0 | 0 | 0 | 0 | 0 | 0 | 0
WI Small Coal Units Hg Rule v3.1, Unit 4735 and retrofits | 890 | 2201 | MACT Fuel Choice Floor in lbs/MMBtu | FALSE | L | Annual | Fuel Consumed | TBtu | 0 | 0 | 0 | 0 | 0 | 0 | 0
WI Small Coal Units Hg Rule v3.1, Unit 4735 and retrofits | 890 | 2201 | MACT Fuel Choice Floor in lbs/MMBtu | FALSE | L | Annual | Rate | lb/MMBtu | 0 | 0 | 0 | 0 | 0 | 0 | 0
WI Small Coal Units Hg Rule v3.1, Unit 4735 and retrofits | 890 | 2201 | MACT Fuel Choice Floor in lbs/MMBtu | FALSE | L | Annual | Generation | TWh | 0 | 0 | 0 | 0 | 0 | 0 | 0
WI Small Coal Units Hg Rule v3.1, Unit 4735 and retrofits | 890 | 2201 | MACT Fuel Choice Floor in lbs/MMBtu | FALSE | L | Annual | Qualifying Generation | TWh | 0 | 0 | 0 | 0 | 0 | 0 | 0
WI Small Coal Units Hg Rule v3.1, Unit 4735 and retrofits | 890 | 2201 | MACT Fuel Choice Floor in lbs/MMBtu | FALSE | L | Annual | Constraint Shadow Price | US$/Lb | 0 | 0 | 0 | 0 | 0 | 0 | 0
WI Small Coal Units Hg Rule v3.1, Unit 4739 and retrofits | 891 | 2201 | MACT Fuel Choice Floor in lbs/MMBtu | FALSE | L | Annual | Seasons Included | Seasons | Winter, Summer | Winter, Summer | Winter, Summer | Winter, Summer | Winter, Summer | Winter, Summer | Winter, Summer
WI Small Coal Units Hg Rule v3.1, Unit 4739 and retrofits | 891 | 2201 | MACT Fuel Choice Floor in lbs/MMBtu | FALSE | L | Annual | Emission Floor | lbs/MMBtu | 6.91e-07 | 6.91e-07 | 6.91e-07 | 6.91e-07 | 6.91e-07 | 6.91e-07 | 6.91e-07
WI Small Coal Units Hg Rule v3.1, Unit 4739 and retrofits | 891 | 2201 | MACT Fuel Choice Floor in lbs/MMBtu | FALSE | L | Annual | Emissions at Affected Plants MER | lbs | 0 | 0 | 0 | 0 | 0 | 0 | 0
WI Small Coal Units Hg Rule v3.1, Unit 4739 and retrofits | 891 | 2201 | MACT Fuel Choice Floor in lbs/MMBtu | FALSE | L | Annual | Allowances Purchased MER | lbs | 0 | 0 | 0 | 0 | 0 | 0 | 0
WI Small Coal Units Hg Rule v3.1, Unit 4739 and retrofits | 891 | 2201 | MACT Fuel Choice Floor in lbs/MMBtu | FALSE | L | Annual | Allowances Sold MER | lbs | 0 | 0 | 0 | 0 | 0 | 0 | 0
WI Small Coal Units Hg Rule v3.1, Unit 4739 and retrofits | 891 | 2201 | MACT Fuel Choice Floor in lbs/MMBtu | FALSE | L | Annual | Allowances Banked | lbs | 0 | 0 | 0 | 0 | 0 | 0 | 0
WI Small Coal Units Hg Rule v3.1, Unit 4739 and retrofits | 891 | 2201 | MACT Fuel Choice Floor in lbs/MMBtu | FALSE | L | Annual | Allowances Withdrawn (1:1) | lbs | 0 | 0 | 0 | 0 | 0 | 0 | 0
WI Small Coal Units Hg Rule v3.1, Unit 4739 and retrofits | 891 | 2201 | MACT Fuel Choice Floor in lbs/MMBtu | FALSE | L | Annual | Allowances Withdrawn (n:1) | lbs | 0 | 0 | 0 | 0 | 0 | 0 | 0
WI Small Coal Units Hg Rule v3.1, Unit 4739 and retrofits | 891 | 2201 | MACT Fuel Choice Floor in lbs/MMBtu | FALSE | L | Annual | Net Emissions Allowance Position | lbs | 0 | 0 | 0 | 0 | 0 | 0 | 0
WI Small Coal Units Hg Rule v3.1, Unit 4739 and retrofits | 891 | 2201 | MACT Fuel Choice Floor in lbs/MMBtu | FALSE | L | Annual | Fuel Consumed | TBtu | 0 | 0 | 0 | 0 | 0 | 0 | 0
WI Small Coal Units Hg Rule v3.1, Unit 4739 and retrofits | 891 | 2201 | MACT Fuel Choice Floor in lbs/MMBtu | FALSE | L | Annual | Rate | lb/MMBtu | 0 | 0 | 0 | 0 | 0 | 0 | 0
WI Small Coal Units Hg Rule v3.1, Unit 4739 and retrofits | 891 | 2201 | MACT Fuel Choice Floor in lbs/MMBtu | FALSE | L | Annual | Generation | TWh | 0 | 0 | 0 | 0 | 0 | 0 | 0
WI Small Coal Units Hg Rule v3.1, Unit 4739 and retrofits | 891 | 2201 | MACT Fuel Choice Floor in lbs/MMBtu | FALSE | L | Annual | Qualifying Generation | TWh | 0 | 0 | 0 | 0 | 0 | 0 | 0
WI Small Coal Units Hg Rule v3.1, Unit 4739 and retrofits | 891 | 2201 | MACT Fuel Choice Floor in lbs/MMBtu | FALSE | L | Annual | Constraint Shadow Price | US$/Lb | 0 | 0 | 0 | 0 | 0 | 0 | 0
WI Small Coal Units Hg Rule v3.1, Unit 4740 and retrofits | 892 | 2201 | MACT Fuel Choice Floor in lbs/MMBtu | FALSE | L | Annual | Seasons Included | Seasons | Winter, Summer | Winter, Summer | Winter, Summer | Winter, Summer | Winter, Summer | Winter, Summer | Winter, Summer
WI Small Coal Units Hg Rule v3.1, Unit 4740 and retrofits | 892 | 2201 | MACT Fuel Choice Floor in lbs/MMBtu | FALSE | L | Annual | Emission Floor | lbs/MMBtu | 6.91e-07 | 6.91e-07 | 6.91e-07 | 6.91e-07 | 6.91e-07 | 6.91e-07 | 6.91e-07
WI Small Coal Units Hg Rule v3.1, Unit 4740 and retrofits | 892 | 2201 | MACT Fuel Choice Floor in lbs/MMBtu | FALSE | L | Annual | Emissions at Affected Plants MER | lbs | 0 | 0 | 0 | 0 | 0 | 0 | 0
WI Small Coal Units Hg Rule v3.1, Unit 4740 and retrofits | 892 | 2201 | MACT Fuel Choice Floor in lbs/MMBtu | FALSE | L | Annual | Allowances Purchased MER | lbs | 0 | 0 | 0 | 0 | 0 | 0 | 0
WI Small Coal Units Hg Rule v3.1, Unit 4740 and retrofits | 892 | 2201 | MACT Fuel Choice Floor in lbs/MMBtu | FALSE | L | Annual | Allowances Sold MER | lbs | 0 | 0 | 0 | 0 | 0 | 0 | 0
WI Small Coal Units Hg Rule v3.1, Unit 4740 and retrofits | 892 | 2201 | MACT Fuel Choice Floor in lbs/MMBtu | FALSE | L | Annual | Allowances Banked | lbs | 0 | 0 | 0 | 0 | 0 | 0 | 0
WI Small Coal Units Hg Rule v3.1, Unit 4740 and retrofits | 892 | 2201 | MACT Fuel Choice Floor in lbs/MMBtu | FALSE | L | Annual | Allowances Withdrawn (1:1) | lbs | 0 | 0 | 0 | 0 | 0 | 0 | 0
WI Small Coal Units Hg Rule v3.1, Unit 4740 and retrofits | 892 | 2201 | MACT Fuel Choice Floor in lbs/MMBtu | FALSE | L | Annual | Allowances Withdrawn (n:1) | lbs | 0 | 0 | 0 | 0 | 0 | 0 | 0
WI Small Coal Units Hg Rule v3.1, Unit 4740 and retrofits | 892 | 2201 | MACT Fuel Choice Floor in lbs/MMBtu | FALSE | L | Annual | Net Emissions Allowance Position | lbs | 0 | 0 | 0 | 0 | 0 | 0 | 0
WI Small Coal Units Hg Rule v3.1, Unit 4740 and retrofits | 892 | 2201 | MACT Fuel Choice Floor in lbs/MMBtu | FALSE | L | Annual | Fuel Consumed | TBtu | 0 | 0 | 0 | 0 | 0 | 0 | 0
WI Small Coal Units Hg Rule v3.1, Unit 4740 and retrofits | 892 | 2201 | MACT Fuel Choice Floor in lbs/MMBtu | FALSE | L | Annual | Rate | lb/MMBtu | 0 | 0 | 0 | 0 | 0 | 0 | 0
WI Small Coal Units Hg Rule v3.1, Unit 4740 and retrofits | 892 | 2201 | MACT Fuel Choice Floor in lbs/MMBtu | FALSE | L | Annual | Generation | TWh | 0 | 0 | 0 | 0 | 0 | 0 | 0
WI Small Coal Units Hg Rule v3.1, Unit 4740 and retrofits | 892 | 2201 | MACT Fuel Choice Floor in lbs/MMBtu | FALSE | L | Annual | Qualifying Generation | TWh | 0 | 0 | 0 | 0 | 0 | 0 | 0
WI Small Coal Units Hg Rule v3.1, Unit 4740 and retrofits | 892 | 2201 | MACT Fuel Choice Floor in lbs/MMBtu | FALSE | L | Annual | Constraint Shadow Price | US$/Lb | 0 | 0 | 0 | 0 | 0 | 0 | 0
WI Wallfired Coal Units NOx Annual Rate v3.1 | 893 | 1931 | Rate Constraint in lbs/MMBtu | FALSE | L | Annual | Seasons Included | Seasons | Winter, Summer | Winter, Summer | Winter, Summer | Winter, Summer | Winter, Summer | Winter, Summer | Winter, Summer
WI Wallfired Coal Units NOx Annual Rate v3.1 | 893 | 1931 | Rate Constraint in lbs/MMBtu | FALSE | L | Annual | Standard | lb/MMBtu | 0.17 | 0.17 | 0.17 | 0.17 | 0.17 | 0.17 | 0.17
WI Wallfired Coal Units NOx Annual Rate v3.1 | 893 | 1931 | Rate Constraint in lbs/MMBtu | FALSE | L | Annual | Emissions at Affected Plants NOX | MTons | 0 | 0 | 0 | 0 | 0 | 0 | 0
WI Wallfired Coal Units NOx Annual Rate v3.1 | 893 | 1931 | Rate Constraint in lbs/MMBtu | FALSE | L | Annual | Allowances Purchased NOX | MTons | 0 | 0 | 0 | 0 | 0 | 0 | 0
WI Wallfired Coal Units NOx Annual Rate v3.1 | 893 | 1931 | Rate Constraint in lbs/MMBtu | FALSE | L | Annual | Allowances Sold NOX | MTons | 0 | 0 | 0 | 0 | 0 | 0 | 0
WI Wallfired Coal Units NOx Annual Rate v3.1 | 893 | 1931 | Rate Constraint in lbs/MMBtu | FALSE | L | Annual | Allowances Banked | MTons | 0 | 0 | 0 | 0 | 0 | 0 | 0
WI Wallfired Coal Units NOx Annual Rate v3.1 | 893 | 1931 | Rate Constraint in lbs/MMBtu | FALSE | L | Annual | Allowances Withdrawn (1:1) | MTons | 0 | 0 | 0 | 0 | 0 | 0 | 0
WI Wallfired Coal Units NOx Annual Rate v3.1 | 893 | 1931 | Rate Constraint in lbs/MMBtu | FALSE | L | Annual | Allowances Withdrawn (n:1) | MTons | 0 | 0 | 0 | 0 | 0 | 0 | 0
WI Wallfired Coal Units NOx Annual Rate v3.1 | 893 | 1931 | Rate Constraint in lbs/MMBtu | FALSE | L | Annual | Net Emissions Allowance Position | MTons | 0 | 0 | 0 | 0 | 0 | 0 | 0
WI Wallfired Coal Units NOx Annual Rate v3.1 | 893 | 1931 | Rate Constraint in lbs/MMBtu | FALSE | L | Annual | Fuel Consumed | TBtu | 0 | 0 | 0 | 0 | 0 | 0 | 0
WI Wallfired Coal Units NOx Annual Rate v3.1 | 893 | 1931 | Rate Constraint in lbs/MMBtu | FALSE | L | Annual | Rate | lb/MMBtu | 0 | 0 | 0 | 0 | 0 | 0 | 0
WI Wallfired Coal Units NOx Annual Rate v3.1 | 893 | 1931 | Rate Constraint in lbs/MMBtu | FALSE | L | Annual | Generation | TWh | 0 | 0 | 0 | 0 | 0 | 0 | 0
WI Wallfired Coal Units NOx Annual Rate v3.1 | 893 | 1931 | Rate Constraint in lbs/MMBtu | FALSE | L | Annual | Qualifying Generation | TWh | 0 | 0 | 0 | 0 | 0 | 0 | 0
WI Wallfired Coal Units NOx Annual Rate v3.1 | 893 | 1931 | Rate Constraint in lbs/MMBtu | FALSE | L | Annual | Rate | lb/MWh | 0 | 0 | 0 | 0 | 0 | 0 | 0
WI Wallfired Coal Units NOx Annual Rate v3.1 | 893 | 1931 | Rate Constraint in lbs/MMBtu | FALSE | L | Annual | Constraint Shadow Price | US$/Ton | 0 | 0 | 0 | 0 | 4.0779 | 0 | 0
Zero Reserve Margin Type 3 Constraints | 966 | 5803 | MACT Fuel Choice Floor in lbs/MMBtu | FALSE | L | Annual | Seasons Included | Seasons | Winter, Summer | Winter, Summer | Winter, Summer | Winter, Summer | Winter, Summer | Winter, Summer | Winter, Summer
Zero Reserve Margin Type 3 Constraints | 966 | 5803 | MACT Fuel Choice Floor in lbs/MMBtu | FALSE | L | Annual | Emission Floor | lb/MMBtu | 0 | 0 | 0 | 0 | 0 | 0 | 0
Zero Reserve Margin Type 3 Constraints | 966 | 5803 | MACT Fuel Choice Floor in lbs/MMBtu | FALSE | L | Annual | Emissions at Affected Plants NOX | MTons | 0 | 0 | 0 | 0 | 0 | 0 | 0
Zero Reserve Margin Type 3 Constraints | 966 | 5803 | MACT Fuel Choice Floor in lbs/MMBtu | FALSE | L | Annual | Allowances Purchased NOX | MTons | 0 | 0 | 0 | 0 | 0 | 0 | 0
Zero Reserve Margin Type 3 Constraints | 966 | 5803 | MACT Fuel Choice Floor in lbs/MMBtu | FALSE | L | Annual | Allowances Sold NOX | MTons | 0 | 0 | 0 | 0 | 0 | 0 | 0
Zero Reserve Margin Type 3 Constraints | 966 | 5803 | MACT Fuel Choice Floor in lbs/MMBtu | FALSE | L | Annual | Allowances Banked | MTons | 0 | 0 | 0 | 0 | 0 | 0 | 0
Zero Reserve Margin Type 3 Constraints | 966 | 5803 | MACT Fuel Choice Floor in lbs/MMBtu | FALSE | L | Annual | Allowances Withdrawn (1:1) | MTons | 0 | 0 | 0 | 0 | 0 | 0 | 0
Zero Reserve Margin Type 3 Constraints | 966 | 5803 | MACT Fuel Choice Floor in lbs/MMBtu | FALSE | L | Annual | Allowances Withdrawn (n:1) | MTons | 0 | 0 | 0 | 0 | 0 | 0 | 0
Zero Reserve Margin Type 3 Constraints | 966 | 5803 | MACT Fuel Choice Floor in lbs/MMBtu | FALSE | L | Annual | Net Emissions Allowance Position | MTons | 0 | 0 | 0 | 0 | 0 | 0 | 0
Zero Reserve Margin Type 3 Constraints | 966 | 5803 | MACT Fuel Choice Floor in lbs/MMBtu | FALSE | L | Annual | Fuel Consumed | TBtu | 0 | 0 | 0 | 0 | 0 | 0 | 0
Zero Reserve Margin Type 3 Constraints | 966 | 5803 | MACT Fuel Choice Floor in lbs/MMBtu | FALSE | L | Annual | Rate | lb/MMBtu | 0 | 0 | 0 | 0 | 0 | 0 | 0
Zero Reserve Margin Type 3 Constraints | 966 | 5803 | MACT Fuel Choice Floor in lbs/MMBtu | FALSE | L | Annual | Generation | TWh | 0 | 0 | 0 | 0 | 0 | 0 | 0
Zero Reserve Margin Type 3 Constraints | 966 | 5803 | MACT Fuel Choice Floor in lbs/MMBtu | FALSE | L | Annual | Qualifying Generation | TWh | 0 | 0 | 0 | 0 | 0 | 0 | 0
Zero Reserve Margin Type 3 Constraints | 966 | 5803 | MACT Fuel Choice Floor in lbs/MMBtu | FALSE | L | Annual | Constraint Shadow Price | US$/Ton | 0 | 0 | 0 | 0 | 0 | 0 | 0

## FuelReport
Fuel Consumption by Fuel and Fuel Type [Tbtu] | [7 empty] | Fuel | 2016 | 2018 | 2020 | 2025 | 2030 | 2040 | 2050
[8 empty] | Oil | 6.7425 | 0.60039 | 0.05084 | 0.40072 | 0.54339 | 0 | 0
Fuel Type | 2016 | 2018 | 2020 | 2025 | 2030 | 2040 | 2050 | Pet. Coke | 75.3946 | 67.3644 | 99.3969 | 131.1081 | 133.1334 | 149.2763 | 149.6998
Biomass | 543.5049 | 382.8895 | 466.4095 | 461.612 | 400.7651 | 539.4637 | 746.945 | Waste Coal | 106.9496 | 106.9496 | 106.9496 | 106.9496 | 106.9496 | 106.9496 | 106.9496
EPA v5.13 Biomass | 543.5049 | 382.8895 | 466.4095 | 461.612 | 400.7651 | 539.4637 | 746.945 | Biomass | 543.5049 | 382.8895 | 466.4095 | 461.612 | 400.7651 | 539.4637 | 746.945
Coal | 16032.305 | 16503.2824 | 16513.5196 | 16787.4821 | 16040.8151 | 15839.5187 | 16528.496 | NaturalGas | 8535.2395 | 8053.6768 | 8545.8968 | 8779.839 | 9262.4931 | 13404.4967 | 17697.1537
EPA v5.13 Coal BA | 202.2139 | 181.3484 | 181.3484 | 188.3738 | 202.492 | 285.7836 | 141.9407 | Nuclear | 8157.3231 | 8487.2102 | 8456.9113 | 8456.9113 | 8211.5274 | 4985.257 | 659.578
EPA v5.13 Coal BB | 1538.9062 | 1353.6431 | 1338.9569 | 1419.3892 | 1111.2631 | 1435.2516 | 2151.7455 | Coal | 16032.305 | 16503.2824 | 16513.5196 | 16787.4821 | 16040.8151 | 15839.5187 | 16528.496
EPA v5.13 Coal BD | 132.7976 | 139.3729 | 128.8361 | 13.2082 | 11.0819 | 18.96 | 18.96
EPA v5.13 Coal BE | 1926.0992 | 1878.1631 | 1566.3823 | 1452.4844 | 1372.4309 | 1141.8033 | 1310.4667
EPA v5.13 Coal BG | 1807.6483 | 2086.5246 | 2125.1606 | 2382.8094 | 2270.897 | 2448.8234 | 2335.2868
EPA v5.13 Coal BH | 2817.3846 | 3075.4655 | 3384.6516 | 3455.3273 | 3634.5474 | 3070.3694 | 2941.7821
EPA v5.13 Coal LA | 0 | 0 | 0 | 0 | 0 | 0 | 0
EPA v5.13 Coal LD | 0 | 0 | 0 | 0 | 0 | 0 | 0
EPA v5.13 Coal LE | 795.0384 | 814.2167 | 814.2167 | 818.3454 | 809.5143 | 823.6416 | 773.9212
EPA v5.13 Coal LG | 116.7341 | 116.7341 | 116.7341 | 116.7341 | 116.7341 | 116.7341 | 96.0612
EPA v5.13 Coal LH | 53.633 | 53.633 | 53.633 | 53.633 | 53.633 | 47.6113 | 53.633
EPA v5.13 Coal SA | 5322.9547 | 5594.2833 | 5554.8255 | 5492.3221 | 4513.7244 | 3795.1639 | 3220.3628
EPA v5.13 Coal SB | 686.3195 | 624.2631 | 663.1398 | 785.7529 | 1335.3946 | 1986.742 | 2614.3242
EPA v5.13 Coal SD | 250.6422 | 250.6422 | 250.6422 | 274.1101 | 274.1101 | 337.0387 | 559.9365
EPA v5.13 Coal SE | 381.9333 | 334.9923 | 334.9923 | 334.9923 | 334.9923 | 331.5957 | 310.0753
Fwaste | 21.8624 | 21.8624 | 21.8624 | 21.8624 | 21.8624 | 21.8624 | 21.8624
EPA v5.13 Fossil Waste | 21.8624 | 21.8624 | 21.8624 | 21.8624 | 21.8624 | 21.8624 | 21.8624
Geothermal | 166.2468 | 539.6875 | 633.5197 | 868.1002 | 935.8467 | 936.5215 | 936.5215
EPA v5.13 Geo | 166.2468 | 539.6875 | 633.5197 | 868.1002 | 935.8467 | 936.5215 | 936.5215
Hydro | 0 | 0 | 0 | 0 | 0 | 0 | 0
EPA v5.13 Hydro | 0 | 0 | 0 | 0 | 0 | 0 | 0
LF Gas | 156.5095 | 156.5095 | 156.5095 | 156.5095 | 156.5095 | 156.5095 | 156.5095
EPA v5.13 LFG | 156.5095 | 156.5095 | 156.5095 | 156.5095 | 156.5095 | 156.5095 | 156.5095
MSW | 257.683 | 257.683 | 257.683 | 257.683 | 257.683 | 257.683 | 257.683
EPA v5.13 MSW | 257.683 | 257.683 | 257.683 | 257.683 | 257.683 | 257.683 | 257.683
NaturalGas | 8535.2395 | 8053.6768 | 8545.8968 | 8779.839 | 9262.4931 | 13404.4967 | 17697.1537
EPA v5.13 Gas | 8535.2395 | 8053.6768 | 8545.8968 | 8779.839 | 9262.4931 | 13404.4967 | 17697.1537
Non-Fossil | 90.0434 | 90.0434 | 90.0434 | 90.0434 | 90.0434 | 90.0434 | 90.0434
EPA v5.13 Other | 84.0033 | 84.0033 | 84.0033 | 84.0033 | 84.0033 | 84.0033 | 84.0033
EPA v5.13 Tires | 6.0401 | 6.0401 | 6.0401 | 6.0401 | 6.0401 | 6.0401 | 6.0401
Nuclear | 8157.3231 | 8487.2102 | 8456.9113 | 8456.9113 | 8211.5274 | 4985.257 | 659.578
EPA v5.13 Nuclear | 8157.3231 | 8487.2102 | 8456.9113 | 8456.9113 | 8211.5274 | 4985.257 | 659.578
Oil | 6.7425 | 0.60039 | 0.05084 | 0.40072 | 0.54339 | 0 | 0
EPA v5.13 DFO | 4.0424 | 0.60039 | 0.05084 | 0.40072 | 0.54339 | 0 | 0
EPA v5.13 RFO | 2.7002 | 0 | 0 | 0 | 0 | 0 | 0
Pet. Coke | 75.3946 | 67.3644 | 99.3969 | 131.1081 | 133.1334 | 149.2763 | 149.6998
EPA v5.13 Pet Coke | 75.3946 | 67.3644 | 99.3969 | 131.1081 | 133.1334 | 149.2763 | 149.6998
Solar | 37.0448 | 82.0302 | 96.2341 | 130.2027 | 168.2105 | 169.4328 | 376.9742
EPA v5.13 Solar | 37.0448 | 82.0302 | 96.2341 | 130.2027 | 168.2105 | 169.4328 | 376.9742
Waste Coal | 106.9496 | 106.9496 | 106.9496 | 106.9496 | 106.9496 | 106.9496 | 106.9496
EPA v5.13 Waste Coal | 106.9496 | 106.9496 | 106.9496 | 106.9496 | 106.9496 | 106.9496 | 106.9496
Wind | 4.6782 | 607.4833 | 643.2412 | 1385.9341 | 2807.3523 | 2807.3523 | 2810.2099
EPA v5.13 Wind | 4.6782 | 607.4833 | 643.2412 | 1385.9341 | 2807.3523 | 2807.3523 | 2810.2099
Grand Total | 34191.5276 | 35357.2727 | 36088.2279 | 37634.638 | 38593.7348 | 39464.3669 | 40538.6261
Fuel Costs by Fuel and Fuel Type[MMUS$]
Fuel Type | 2016 | 2018 | 2020 | 2025 | 2030 | 2040 | 2050
Biomass | 2170.9507 | 1117.7708 | 1629.7409 | 1626.327 | 1261.4166 | 2046.3676 | 3019.6671
EPA v5.13 Biomass | 2170.9507 | 1117.7708 | 1629.7409 | 1626.327 | 1261.4166 | 2046.3676 | 3019.6671
Coal | 39678.1542 | 41875.8815 | 42859.9965 | 46627.5788 | 47024.634 | 52873.3814 | 66025.1672
EPA v5.13 Coal BA | 348.2442 | 316.2797 | 330.2045 | 375.1453 | 454.7812 | 814.1096 | 489.8773
EPA v5.13 Coal BB | 3959.3162 | 3417.7333 | 3532.0864 | 4144.8113 | 3225.2596 | 5010.3507 | 8619.3023
EPA v5.13 Coal BD | 474.484 | 492.353 | 465.7088 | 46.506 | 37.5742 | 68.2051 | 75.9894
EPA v5.13 Coal BE | 5627.7413 | 5615.8442 | 4736.6124 | 4756.3748 | 4738.0075 | 4466.7658 | 5975.2843
EPA v5.13 Coal BG | 5327.1236 | 6441.7202 | 6803.4159 | 8255.056 | 8334.4888 | 9786.7717 | 11083.2003
EPA v5.13 Coal BH | 7693.3688 | 8432.5279 | 9439.2447 | 10335.5401 | 11438.8231 | 10928.7309 | 12580.1926
EPA v5.13 Coal LA | 0 | 0 | 0 | 0 | 0 | 0 | 0
EPA v5.13 Coal LD | 0 | 0 | 0 | 0 | 0 | 0 | 0
EPA v5.13 Coal LE | 1717.511 | 1826.8447 | 1862.0325 | 1963.3365 | 2038.6817 | 2400.7137 | 2906.6489
EPA v5.13 Coal LG | 247.4601 | 258.351 | 263.368 | 276.356 | 290.0065 | 341.4077 | 377.6588
EPA v5.13 Coal LH | 113.6946 | 118.6983 | 121.0033 | 126.9706 | 133.2423 | 139.2469 | 210.855
EPA v5.13 Coal SA | 11934.5047 | 12917.364 | 13112.6945 | 13673.1968 | 12052.0098 | 11882.4886 | 12606.5371
EPA v5.13 Coal SB | 1316.6014 | 1173.1363 | 1300.5759 | 1700.5195 | 3175.7592 | 5518.3195 | 8551.6389
EPA v5.13 Coal SD | 275.8779 | 285.5332 | 290.1918 | 314.7974 | 356.1998 | 602.5476 | 1447.0258
EPA v5.13 Coal SE | 642.2263 | 579.4957 | 602.8579 | 658.9685 | 749.8002 | 913.7237 | 1100.9564
Fwaste | 0 | 0 | 0 | 0 | 0 | 0 | 0
EPA v5.13 Fossil Waste | 0 | 0 | 0 | 0 | 0 | 0 | 0
Geothermal | 0 | 0 | 0 | 0 | 0 | 0 | 0
EPA v5.13 Geo | 0 | 0 | 0 | 0 | 0 | 0 | 0
Hydro | 0 | 0 | 0 | 0 | 0 | 0 | 0
EPA v5.13 Hydro | 0 | 0 | 0 | 0 | 0 | 0 | 0
LF Gas | 0 | 0 | 0 | 0 | 0 | 0 | 0
EPA v5.13 LFG | 0 | 0 | 0 | 0 | 0 | 0 | 0
MSW | 0 | 0 | 0 | 0 | 0 | 0 | 0
EPA v5.13 MSW | 0 | 0 | 0 | 0 | 0 | 0 | 0
NaturalGas | 41980.2468 | 42781.8318 | 45499.9897 | 53051.571 | 57415.2849 | 91226.6062 | 151302.0917
EPA v5.13 Gas | 41980.2468 | 42781.8318 | 45499.9897 | 53051.571 | 57415.2849 | 91226.6062 | 151302.0917
Non-Fossil | 0 | 0 | 0 | 0 | 0 | 0 | 0
EPA v5.13 Other | 0 | 0 | 0 | 0 | 0 | 0 | 0
EPA v5.13 Tires | 0 | 0 | 0 | 0 | 0 | 0 | 0
Nuclear | 7221.542 | 7655.3513 | 7628.0221 | 8134.895 | 8302.2691 | 5260.77 | 696.0299
EPA v5.13 Nuclear | 7221.542 | 7655.3513 | 7628.0221 | 8134.895 | 8302.2691 | 5260.77 | 696.0299
Oil | 121.8656 | 13.4177 | 1.1757 | 9.9028 | 14.6797 | 0 | 0
EPA v5.13 DFO | 84.9833 | 13.4177 | 1.1757 | 9.9028 | 14.6797 | 0 | 0
EPA v5.13 RFO | 36.8823 | 0 | 0 | 0 | 0 | 0 | 0
Pet. Coke | 233.6264 | 206.1507 | 301.2295 | 395.4819 | 401.5572 | 449.6989 | 451.0191
EPA v5.13 Pet Coke | 233.6264 | 206.1507 | 301.2295 | 395.4819 | 401.5572 | 449.6989 | 451.0191
Solar | 0 | 0 | 0 | 0 | 0 | 0 | 0
EPA v5.13 Solar | 0 | 0 | 0 | 0 | 0 | 0 | 0
Waste Coal | 213.667 | 219.4266 | 226.8621 | 231.4311 | 238.8517 | 253.2773 | 256.2167
EPA v5.13 Waste Coal | 213.667 | 219.4266 | 226.8621 | 231.4311 | 238.8517 | 253.2773 | 256.2167
Wind | 0 | 0 | 0 | 0 | 0 | 0 | 0
EPA v5.13 Wind | 0 | 0 | 0 | 0 | 0 | 0 | 0
Grand Total | 91620.0527 | 93869.8304 | 98147.0165 | 110077.1877 | 114658.6933 | 152110.1015 | 221750.1917
Fuel Costs by Fuel and Fuel Type[US$/MMBtu]
Fuel Type | 2016 | 2018 | 2020 | 2025 | 2030 | 2040 | 2050
Biomass | 3.9944 | 2.9193 | 3.4942 | 3.5231 | 3.1475 | 3.7933 | 4.0427
EPA v5.13 Biomass | 3.9944 | 2.9193 | 3.4942 | 3.5231 | 3.1475 | 3.7933 | 4.0427
Coal | 2.4749 | 2.5374 | 2.5954 | 2.7775 | 2.9316 | 3.3381 | 3.9946
EPA v5.13 Coal BA | 1.7222 | 1.744 | 1.8208 | 1.9915 | 2.2459 | 2.8487 | 3.4513
EPA v5.13 Coal BB | 2.5728 | 2.5248 | 2.6379 | 2.9201 | 2.9023 | 3.4909 | 4.0057
EPA v5.13 Coal BD | 3.573 | 3.5326 | 3.6147 | 3.521 | 3.3906 | 3.5973 | 4.0079
EPA v5.13 Coal BE | 2.9218 | 2.9901 | 3.0239 | 3.2746 | 3.4523 | 3.912 | 4.5597
EPA v5.13 Coal BG | 2.947 | 3.0873 | 3.2014 | 3.4644 | 3.6701 | 3.9965 | 4.746
EPA v5.13 Coal BH | 2.7307 | 2.7419 | 2.7888 | 2.9912 | 3.1472 | 3.5594 | 4.2764
EPA v5.13 Coal LA | 0 | 0 | 0 | 0 | 0 | 0 | 0
EPA v5.13 Coal LD | 0 | 0 | 0 | 0 | 0 | 0 | 0
EPA v5.13 Coal LE | 2.1603 | 2.2437 | 2.2869 | 2.3992 | 2.5184 | 2.9148 | 3.7557
EPA v5.13 Coal LG | 2.1199 | 2.2132 | 2.2561 | 2.3674 | 2.4843 | 2.9247 | 3.9314
EPA v5.13 Coal LH | 2.1199 | 2.2132 | 2.2561 | 2.3674 | 2.4843 | 2.9247 | 3.9314
EPA v5.13 Coal SA | 2.2421 | 2.309 | 2.3606 | 2.4895 | 2.6701 | 3.131 | 3.9146
EPA v5.13 Coal SB | 1.9184 | 1.8792 | 1.9612 | 2.1642 | 2.3781 | 2.7776 | 3.2711
EPA v5.13 Coal SD | 1.1007 | 1.1392 | 1.1578 | 1.1484 | 1.2995 | 1.7878 | 2.5843
EPA v5.13 Coal SE | 1.6815 | 1.7299 | 1.7996 | 1.9671 | 2.2383 | 2.7555 | 3.5506
Fwaste | 0 | 0 | 0 | 0 | 0 | 0 | 0
EPA v5.13 Fossil Waste | 0 | 0 | 0 | 0 | 0 | 0 | 0
Geothermal | 0 | 0 | 0 | 0 | 0 | 0 | 0
EPA v5.13 Geo | 0 | 0 | 0 | 0 | 0 | 0 | 0
Hydro | 0 | 0 | 0 | 0 | 0 | 0 | 0
EPA v5.13 Hydro | 0 | 0 | 0 | 0 | 0 | 0 | 0
LF Gas | 0 | 0 | 0 | 0 | 0 | 0 | 0
EPA v5.13 LFG | 0 | 0 | 0 | 0 | 0 | 0 | 0
MSW | 0 | 0 | 0 | 0 | 0 | 0 | 0
EPA v5.13 MSW | 0 | 0 | 0 | 0 | 0 | 0 | 0
NaturalGas | 4.9185 | 5.3121 | 5.3242 | 6.0424 | 6.1987 | 6.8057 | 8.5495
EPA v5.13 Gas | 4.9185 | 5.3121 | 5.3242 | 6.0424 | 6.1987 | 6.8057 | 8.5495
Non-Fossil | 0 | 0 | 0 | 0 | 0 | 0 | 0
EPA v5.13 Other | 0 | 0 | 0 | 0 | 0 | 0 | 0
EPA v5.13 Tires | 0 | 0 | 0 | 0 | 0 | 0 | 0
Nuclear | 0.88528 | 0.90199 | 0.90199 | 0.96192 | 1.0111 | 1.0553 | 1.0553
EPA v5.13 Nuclear | 0.88528 | 0.90199 | 0.90199 | 0.96192 | 1.0111 | 1.0553 | 1.0553
Oil | 18.0742 | 22.3485 | 23.1262 | 24.7123 | 27.0153 | 0 | 0
EPA v5.13 DFO | 21.0232 | 22.3485 | 23.1262 | 24.7123 | 27.0153 | 0 | 0
EPA v5.13 RFO | 13.6593 | 0 | 0 | 0 | 0 | 0 | 0
Pet. Coke | 3.0987 | 3.0602 | 3.0306 | 3.0165 | 3.0162 | 3.0125 | 3.0128
EPA v5.13 Pet Coke | 3.0987 | 3.0602 | 3.0306 | 3.0165 | 3.0162 | 3.0125 | 3.0128
Solar | 0 | 0 | 0 | 0 | 0 | 0 | 0
EPA v5.13 Solar | 0 | 0 | 0 | 0 | 0 | 0 | 0
Waste Coal | 1.9978 | 2.0517 | 2.1212 | 2.1639 | 2.2333 | 2.3682 | 2.3957
EPA v5.13 Waste Coal | 1.9978 | 2.0517 | 2.1212 | 2.1639 | 2.2333 | 2.3682 | 2.3957
Wind | 0 | 0 | 0 | 0 | 0 | 0 | 0
EPA v5.13 Wind | 0 | 0 | 0 | 0 | 0 | 0 | 0
Grand Total | 2.6796 | 2.6549 | 2.7196 | 2.9249 | 2.9709 | 3.8544 | 5.4701

## Table 1-16_US
RE Market Potential Scenario
| 2016 | 2018 | 2020 | 2025 | 2030 | 2040 | 2050
1. Reserve Margin Capacity Winter [MW] | 909785.2459 | 918722.1847 | 921516.5551 | 956434.2712 | 1005029.9303 | 1115159.8304 | 1207552.4529
Plus Firm Contract Purchases Winter [MW] | 0 | 0 | 0 | 0 | 0 | 0 | 0
Plus Transmission In Winter [MW] | 9189.5541 | 8265.7883 | 8612.9418 | 7503.6227 | 12528.581 | 19462.564 | 21523.0843
Less Firm Contract Sales Winter [MW] | 0 | 0 | 0 | 0 | 0 | 0 | 0
Less Transmission Out Winter [MW] | 12914.2738 | 11864.3546 | 12511.0513 | 11649.0876 | 17405.6324 | 25113.5515 | 26959.6969
Total Reserve Margin Capacity Winter [MW] | 906060.5263 | 915123.6185 | 917618.4457 | 952288.8064 | 1000152.8789 | 1109508.8429 | 1202115.8402
2. Peak Load Winter [MW] | 656609.9795 | 669953.6443 | 685643.4766 | 724764.8737 | 762895.2731 | 845598.8064 | 915814.1771
Less DSM [MW] | 0 | 0 | 0 | 0 | 0 | 0 | 0
Net Demand Winter [MW] | 656609.9795 | 669953.6443 | 685643.4766 | 724764.8737 | 762895.2731 | 845598.8064 | 915814.1771
3. Reserve Margin Winter [%] | 37.9907 | 36.5951 | 33.8332 | 31.3928 | 31.0996 | 31.2098 | 31.262
1. Reserve Margin Capacity Summer [MW] | 909785.2459 | 918722.1847 | 921516.5551 | 956434.2712 | 1005029.9303 | 1115159.8304 | 1207552.4529
Plus Firm Contract Purchases Summer [MW] | 0 | 0 | 0 | 0 | 0 | 0 | 0
Plus Transmission In Summer [MW] | 53876.5966 | 52996.8942 | 71082.6237 | 88288.2015 | 93816.3439 | 89530.0363 | 85183.5975
Less Firm Contract Sales Summer [MW] | 0 | 0 | 0 | 0 | 0 | 0 | 0
Less Transmission Out Summer [MW] | 52509.8984 | 51618.7514 | 68793.4537 | 84578.983 | 90068.8724 | 83887.7155 | 79413.2708
Total Reserve Margin Capacity Summer [MW] | 911151.9441 | 920100.3276 | 923805.7251 | 960143.4897 | 1008777.4019 | 1120802.1513 | 1213322.7795
2. Peak Load Summer [MW] | 745951.4004 | 760949.7162 | 779557.6602 | 826221.1216 | 872778.1859 | 972251.0956 | 1052576.833
Less DSM [MW] | 0 | 0 | 0 | 0 | 0 | 0 | 0
Net Demand Summer [MW] | 745951.4004 | 760949.7162 | 779557.6602 | 826221.1216 | 872778.1859 | 972251.0956 | 1052576.833
3. Reserve Margin Summer [%] | 22.1463 | 20.9147 | 18.5038 | 16.209 | 15.5823 | 15.2791 | 15.2717
1. Reserve Margin Capacity Annual [MW] | 909785.2459 | 918722.1847 | 921516.5551 | 956434.2712 | 1005029.9303 | 1115159.8304 | 1207552.4529
Plus Firm Contract Purchases Annual [MW] | 0 | 0 | 0 | 0 | 0 | 0 | 0
Plus Transmission In Annual [MW] | 55791.3598 | 54926.6832 | 72640.7555 | 88251.3236 | 97424.2917 | 95380.1589 | 92805.1375
Less Firm Contract Sales Annual [MW] | 0 | 0 | 0 | 0 | 0 | 0 | 0
Less Transmission Out Annual [MW] | 51570.2674 | 49440.0859 | 64556.0852 | 75106.8851 | 78099.1022 | 71233.4918 | 67331.8359
Total Reserve Margin Capacity Annual [MW] | 914006.3383 | 924208.7821 | 929601.2254 | 969578.7097 | 1024355.1198 | 1139306.4975 | 1233025.7545
(for seasonal/annual regions combined)
2. Peak Load Annual [MW] | 753213.7221 | 768324.99 | 787134.6704 | 834919.9557 | 882704.1442 | 984748.0507 | 1066145.7592
Less DSM [MW] | 0 | 0 | 0 | 0 | 0 | 0 | 0
Net Demand Annual [MW] | 753213.7221 | 768324.99 | 787134.6704 | 834919.9557 | 882704.1442 | 984748.0507 | 1066145.7592
(for seasonal/annual regions combined)
3. Reserve Margin Annual [%] | 21.3475 | 20.2888 | 18.0994 | 16.1283 | 16.0474 | 15.6952 | 15.6526
(for seasonal/annual regions combined)
4. Total Generation [GWh] | 4060713.0542 | 4142328.5361 | 4228106.1217 | 4406220.1883 | 4565062.4447 | 4914503.0951 | 5292254.047
Inter-Region Transmission [GWh] | -740.8488 | 2582.7908 | -481.1892 | -3583.8245 | -17622.7979 | -19115.201 | -13471.6486
Pumping & Storage Losses [GWh] | 11255.1195 | 10308.7181 | 12728.3909 | 12600.2142 | 12377.0964 | 8520.702 | 7615.0107
Plus Purchases [GWh] | 0 | 0 | 0 | 0 | 0 | 0 | 0
Less Sales [GWh] | 0 | 0 | 0 | 0 | 0 | 0 | 0
5. Total Supply for Demand [GWh] | 4048717.0859 | 4134602.6088 | 4214896.5417 | 4390036.1496 | 4535062.5504 | 4886867.1921 | 5271167.3877
6. Projected Demand [GWh] | 4048717.0858 | 4134602.6088 | 4214896.5417 | 4390036.1495 | 4535062.5504 | 4886867.1921 | 5271167.3877
Energy Not Served [GWh] | 0 | 0 | 0 | 0 | 0 | 0 | 0
Less DSM [GWh] | 0 | 0 | 0 | 0 | 0 | 0 | 0
Energy Demand Response [GWh] | 0 | 0 | 0 | 0 | 0 | 0 | 0
Net Demand [GWh] | 4048717.0858 | 4134602.6088 | 4214896.5417 | 4390036.1495 | 4535062.5504 | 4886867.1921 | 5271167.3877
7. Dumped Energy [GWh] | 1.1345e-05 | 2.6468e-05 | 3.5845e-05 | 4.7708e-05 | -2.7916e-05 | -2.403e-05 | -7.4394e-06
8. Total Generation [GWh] | 4060713.0542 | 4142328.5361 | 4228106.1217 | 4406220.1883 | 4565062.4447 | 4914503.0951 | 5292254.047
Less T&D Losses [GWh] | 273626.203 | 268310.3671 | 268253.8688 | 273931.8254 | 284263.0114 | 306454.777 | 330953.3073
9. Total Sales [GWh] | 3787086.8512 | 3874018.169 | 3959852.2529 | 4132288.363 | 4280799.4333 | 4608048.3181 | 4961300.7397
Capacity Avoided Costs [US$/kW]
ANNUAL | 3.3287 | 3.7526 | 9.7319 | 34.4584 | 56.7253 | 72.5145 | 72.6456
WINTER | 0.45171 | 0.49688 | 0.49833 | 0.60162 | 0.68831 | 0.65647 | 0.84432
SUMMER | 2.877 | 3.2558 | 9.2335 | 33.8567 | 56.037 | 71.858 | 71.8013
10. Capacity by Capacity Reporting Type [MW]
00 New Combined Cycle | 4177.6799 | 7611.0591 | 11494.014 | 37522.494 | 70309.1219 | 181736.1591 | 306053.9454
00 New Combined Cycle - Uncontrolled | 0 | 0 | 0 | 0 | 0 | 0 | 0
00 New Combined Cycle with Carbon Capture | 0 | 0 | 0 | 0 | 0 | 0 | 0
00 New Combustion Turbine | 1915.8885 | 2005.2197 | 2318.9093 | 5365.459 | 16649.8184 | 54424.5487 | 72134.7678
00 New Hydro | 0 | 0 | 0 | 0 | 0 | 0 | 0
00 New Nuclear | 0 | 0 | 0 | 0 | 0 | 0 | 0
00 New Biomass | 572.2682 | 572.2682 | 629.2667 | 647.5763 | 647.5763 | 901.9633 | 1283.0258
00 New Geothermal | 0 | 1633.3414 | 2043.7414 | 3069.7414 | 3369 | 3369 | 3369
00 New Landfill Gas | 112.66 | 112.66 | 112.66 | 112.66 | 112.66 | 112.66 | 112.66
00 New Offshore Wind | 0 | 0 | 0 | 0 | 0 | 0 | 0
00 New Onshore Wind | 160.48 | 21107.8395 | 22491.661 | 46045.3129 | 89637.3366 | 89637.3366 | 89729.7017
00 New Solar PV | 285.6 | 2712.4577 | 3283.6577 | 4711.6577 | 5891.3727 | 5966.4237 | 15624.1586
00 New Solar Thermal | 11.5505 | 168.7479 | 348.7479 | 584.7035 | 1034.7035 | 1034.7035 | 1034.7035
00 New Fuel Cell | 0 | 0 | 0 | 0 | 0 | 0 | 0
00 New IGCC | 0 | 0 | 0 | 0 | 0 | 0 | 0
00 New Advanced Coal with CCS | 0 | 0 | 330 | 330 | 330 | 330 | 330
00 New SPC - Uncontrolled | 0 | 0 | 0 | 0 | 0 | 0 | 0
00 New SPC-WetFGD_SCR | 37.7 | 37.7 | 37.7 | 37.7 | 37.7 | 37.7 | 37.7
00 New Future Technology | 0 | 0 | 0 | 0 | 0 | 0 | 0
00 Exist Combined Cycle | 218891.3048 | 218823.2432 | 218823.2432 | 218823.2432 | 218823.2432 | 218823.2432 | 218823.2432
00 Exist Combustion Turbine | 143680.7811 | 143680.7811 | 143680.7811 | 143680.7811 | 143680.7811 | 143680.7811 | 143680.7811
00 Exist Coal Steam_Uncontrolled | 2296.3674 | 2296.3674 | 2296.3674 | 2296.3674 | 2296.3674 | 2296.3674 | 2296.3674
00 Exist Coal Steam_ACI | 1341.6592 | 164.5 | 164.5 | 164.5 | 164.5 | 164.5 | 164.5
00 Exist Coal Steam_ACI_DSI | 0 | 0 | 0 | 0 | 0 | 0 | 0
00 Exist Coal Steam_DryFGD | 4007.6 | 3655.6 | 3655.6 | 3655.6 | 3655.6 | 3655.6 | 3655.6
00 Exist Coal Steam_DryFGD_ACI | 3271.9264 | 3205.2257 | 2642.2257 | 2642.2257 | 2642.2257 | 2642.2257 | 2638.5567
00 Exist Coal Steam_DryFGD_SCR | 1984 | 1984 | 1984 | 1984 | 1984 | 1984 | 1984
00 Exist Coal Steam_DryFGD_SCR_ACI | 11862 | 11862 | 11862 | 11862 | 11862 | 11862 | 11862
00 Exist Coal Steam_DryFGD_SNCR | 179.8 | 179.8 | 179.8 | 179.8 | 179.8 | 179.8 | 179.8
00 Exist Coal Steam_DryFGD_SNCR_ACI | 301.6454 | 301.6454 | 301.6454 | 301.6454 | 301.6454 | 301.6454 | 301.6454
00 Exist Coal Steam_DSI | 0 | 0 | 0 | 0 | 0 | 0 | 0
00 Exist Coal Steam_SCR | 1.5056e-06 | 1.5056e-06 | 1.5056e-06 | 1.5056e-06 | 1.5056e-06 | 1.5056e-06 | 1.5056e-06
00 Exist Coal Steam_SCR_ACI | 1 | 2.1108e-07 | 2.1108e-07 | 2.1108e-07 | 2.1108e-07 | 2.1108e-07 | 2.1108e-07
00 Exist Coal Steam_SCR_ACI_DSI | 1158 | 1158 | 1158 | 1158 | 1158 | 1158 | 1158
00 Exist Coal Steam_SCR_DSI | 0 | 0 | 0 | 0 | 0 | 0 | 0
00 Exist Coal Steam_SNCR | 242.7 | 242.7 | 242.7 | 242.7 | 242.7 | 242.7 | 242.7
00 Exist Coal Steam_SNCR_ACI | 6.5332e-07 | 6.5332e-07 | 6.5332e-07 | 6.5332e-07 | 6.5332e-07 | 6.5332e-07 | 6.5332e-07
00 Exist Coal Steam_SNCR_ACI_DSI | 0 | 0 | 0 | 0 | 0 | 0 | 0
00 Exist Coal Steam_WetFGD | 8241.6101 | 7206.5291 | 7206.5291 | 7206.5291 | 7206.5291 | 7206.5291 | 7206.5291
00 Exist Coal Steam_WetFGD_ACI | 5417 | 4375.8045 | 4375.8045 | 4375.8045 | 4375.8045 | 4375.8045 | 4375.8045
00 Exist Coal Steam_WetFGD_SCR | 85634.0073 | 85634.0073 | 85634.0073 | 85634.0073 | 85634.0073 | 85634.0073 | 85634.0073
00 Exist Coal Steam_WetFGD_SCR_ACI | 16933.5074 | 16933.5074 | 16933.5074 | 16933.5074 | 16933.5074 | 16933.5074 | 16933.5074
00 Exist Coal Steam_WetFGD_SNCR | 3019 | 2952.3613 | 2952.3613 | 2952.3613 | 2952.3613 | 2952.3613 | 2952.3613
00 Exist Coal Steam_WetFGD_SNCR_ACI | 760 | 760 | 760 | 760 | 760 | 760 | 760
00 Exist FBC_Uncontrolled | 370 | 370 | 370 | 370 | 370 | 370 | 370
00 Exist FBC_ACI | 0 | 0 | 0 | 0 | 0 | 0 | 0
00 Exist FBC_DryFGD | 179 | 179 | 179 | 179 | 179 | 179 | 179
00 Exist FBC_DryFGD_SNCR | 2683 | 2683 | 2683 | 2683 | 2683 | 2683 | 2683
00 Exist FBC_DryFGD_SNCR_ACI | 1254 | 1254 | 1254 | 1254 | 1254 | 1254 | 1254
00 Exist FBC_SNCR | 417 | 417 | 417 | 417 | 417 | 417 | 417
00 Exist FBC_SNCR_ACI | 10.6 | 10.6 | 10.6 | 10.6 | 10.6 | 10.6 | 10.6
00 Exist FBC_WetFGD_SNCR_ACI | 286 | 286 | 286 | 286 | 286 | 286 | 286
00 Exist IGCC | 1662 | 1662 | 1662 | 1662 | 1662 | 1662 | 1662
00 Exist Fossil_Other | 411.5 | 411.5 | 411.5 | 411.5 | 411.5 | 411.5 | 411.5
00 Exist Fuel Cell | 35.826 | 35.826 | 35.826 | 35.826 | 35.826 | 35.826 | 35.826
00 Exist Hydro | 78694.738 | 78694.738 | 78694.738 | 78694.738 | 78694.738 | 78694.738 | 78634.738
00 Exist Non Fossil_Other | 3889.032 | 3889.032 | 3889.032 | 3889.032 | 3889.032 | 3889.032 | 3889.032
00 Exist Nuclear | 98256.3764 | 102177.7764 | 101806.6569 | 101806.6569 | 98878.062 | 59535.501 | 7959.4
00 Exist Oil/Gas Steam | 69632.6943 | 66623.2952 | 65835.2952 | 64959.5346 | 64332.4305 | 64332.4305 | 63615.0228
00 Exist Oil/Gas Steam_SCR | 16822.9 | 16193.9 | 14684.9 | 14684.9 | 14684.9 | 14684.9 | 14224.9
00 Exist Oil/Gas Steam_SNCR | 1356 | 1356 | 1356 | 1356 | 1356 | 1356 | 1356
00 Exist Biomass | 4040.352 | 4040.352 | 4040.352 | 4040.352 | 4040.352 | 4040.352 | 4040.352
00 Exist Landfill Gas | 2012.647 | 2012.647 | 2012.647 | 2012.647 | 2012.647 | 2012.647 | 2012.647
00 Exist Geothermal | 2636.61 | 2636.61 | 2636.61 | 2636.61 | 2636.61 | 2636.61 | 2636.61
00 Exist Pump Storage | 22349.9 | 22349.9 | 22349.9 | 22349.9 | 22349.9 | 22349.9 | 22349.9
00 Exist Solar PV | 5651.575 | 5651.575 | 5651.575 | 5651.575 | 5651.575 | 5651.575 | 5651.575
00 Exist Solar Thermal | 2325.047 | 2325.047 | 2325.047 | 2325.047 | 2325.047 | 2325.047 | 2325.047
00 Exist Wind | 58100.404 | 58100.404 | 58100.404 | 58100.404 | 58100.404 | 58100.404 | 58100.404
00 International Imports | 200 | 200 | 200 | 200 | 200 | 200 | 200
00 Ret.ACI | 4586.4919 | 4469.8813 | 4469.8813 | 4469.8813 | 4469.8813 | 4469.8813 | 4469.8813
00 Ret.ACI & DryFGD | 7.6048 | 7.6048 | 7.6048 | 7.6048 | 7.6048 | 7.6048 | 7.6048
00 Ret.ACI & DryFGD & HRI | 0 | 0 | 0 | 0 | 0 | 0 | 0
00 Ret.ACI & DSI | 16914.3049 | 16912.6089 | 16912.6089 | 16912.6089 | 16512.066 | 16512.066 | 16512.066
00 Ret.ACI & DSI & DryFGD | 0 | 0 | 0 | 0 | 0 | 0 | 0
00 Ret.ACI & DSI & DryFGD & HRI | 0 | 0 | 0 | 0 | 0 | 0 | 0
00 Ret.ACI & DSI & HRI | 0 | 0 | 0 | 0 | 0 | 0 | 0
00 Ret.ACI & DSI & WetFGD & HRI | 0 | 0 | 0 | 0 | 0 | 0 | 0
00 Ret.ACI & HRI | 0 | 0 | 0 | 0 | 0 | 0 | 0
00 Ret.ACI & SCR | 0 | 0 | 0 | 0 | 0 | 0 | 0
00 Ret.ACI & SCR & DryFGD & CCS | 0 | 0 | 0 | 0 | 0 | 0 | 0
00 Ret.ACI & SCR & DryFGD & HRI | 0 | 0 | 0 | 0 | 0 | 0 | 0
00 Ret.ACI & SCR & DryFGD & HRI & CCS | 0 | 0 | 0 | 0 | 0 | 0 | 0
00 Ret.ACI & SCR & DSI | 160.1811 | 161.867 | 161.867 | 161.867 | 107.3854 | 107.3854 | 107.3854
00 Ret.ACI & SCR & DSI & DryFGD | 0 | 0 | 0 | 0 | 0 | 0 | 0
00 Ret.ACI & SCR & DSI & DryFGD & HRI | 0 | 0 | 0 | 0 | 0 | 0 | 0
00 Ret.ACI & SCR & DSI & HRI | 0 | 0 | 0 | 0 | 0 | 0 | 0
00 Ret.ACI & SCR & DSI & WetFGD | 0 | 0 | 0 | 0 | 0 | 0 | 0
00 Ret.ACI & SCR & DSI & WetFGD & HRI | 0 | 0 | 0 | 0 | 0 | 0 | 0
00 Ret.ACI & SCR & HRI | 0 | 0 | 0 | 0 | 0 | 0 | 0
00 Ret.ACI & SCR & WetFGD & CCS | 0 | 0 | 0 | 0 | 0 | 0 | 0
00 Ret.ACI & SCR & WetFGD & HRI | 0 | 0 | 0 | 0 | 0 | 0 | 0
00 Ret.ACI & SCR & WetFGD & HRI & CCS | 0 | 0 | 0 | 0 | 0 | 0 | 0
00 Ret.ACI & SNCR | 0 | 0 | 0 | 0 | 0 | 0 | 0
00 Ret.ACI & SNCR & DSI | 0 | 0 | 0 | 0 | 0 | 0 | 0
00 Ret.ACI & SNCR & DSI & DryFGD | 0 | 0 | 0 | 0 | 0 | 0 | 0
00 Ret.ACI & SNCR & DSI & DryFGD & HRI | 0 | 0 | 0 | 0 | 0 | 0 | 0
00 Ret.ACI & SNCR & DSI & HRI | 0 | 0 | 0 | 0 | 0 | 0 | 0
00 Ret.ACI & SNCR & DSI & WetFGD | 0 | 0 | 0 | 0 | 0 | 0 | 0
00 Ret.ACI & SNCR & DSI & WetFGD & HRI | 0 | 0 | 0 | 0 | 0 | 0 | 0
00 Ret.ACI & SNCR & HRI | 0 | 0 | 0 | 0 | 0 | 0 | 0
00 Ret.ACI & WetFGD | 2964.8569 | 3079.7798 | 3079.7798 | 3079.7798 | 3079.7798 | 3079.7798 | 3079.7798
00 Ret.ACI & WetFGD & DSI | 0 | 0 | 0 | 0 | 0 | 0 | 0
00 Ret.ACI & WetFGD & HRI | 0 | 0 | 0 | 0 | 0 | 0 | 0
00 Ret.C2G | 305 | 306 | 306 | 306 | 306 | 306 | 306
00 Ret.C2G & SCR | 0 | 0 | 0 | 0 | 0 | 0 | 0
00 Ret.CCG | 0 | 0 | 0 | 0 | 0 | 0 | 0
00 Ret.DryFGD | 1.9716 | 1.9716 | 1.9716 | 1.9716 | 1.9716 | 1.9716 | 1.9716
00 Ret.DryFGD & ACI & CCS | 0 | 0 | 0 | 0 | 0 | 0 | 0
00 Ret.DryFGD & ACI & HRI & CCS | 0 | 0 | 0 | 0 | 0 | 0 | 0
00 Ret.DryFGD & CCS | 0 | 0 | 0 | 0 | 0 | 0 | 0
00 Ret.DryFGD & HRI | 0 | 0 | 0 | 0 | 0 | 0 | 0
00 Ret.DryFGD & HRI & CCS | 0 | 0 | 0 | 0 | 0 | 0 | 0
00 Ret.DSI | 252.038 | 252.038 | 252.038 | 0 | 0 | 0 | 0
00 Ret.DSI & DryFGD | 0 | 0 | 0 | 0 | 0 | 0 | 0
00 Ret.DSI & DryFGD & HRI | 0 | 0 | 0 | 0 | 0 | 0 | 0
00 Ret.DSI & HRI | 0 | 0 | 0 | 0 | 0 | 0 | 0
00 Ret.DSI & WetFGD | 0 | 0 | 0 | 0 | 0 | 0 | 0
00 Ret.DSI & WetFGD & HRI | 0 | 0 | 0 | 0 | 0 | 0 | 0
00 Ret.Exist FBC_DryFGD_SNCR_ACI & CCS | 0 | 0 | 0 | 0 | 0 | 0 | 0
00 Ret.ExistACI & DryFGD | 1730.9906 | 2619.9182 | 2619.9182 | 2619.8457 | 2619.8457 | 2619.8457 | 2619.8457
00 Ret.ExistACI & DryFGD & CCS | 0 | 0 | 0 | 0 | 0 | 0 | 0
00 Ret.ExistACI & DryFGD & HRI | 0 | 0 | 0 | 0 | 0 | 0 | 0
00 Ret.ExistACI & DryFGD & HRI & CCS | 0 | 0 | 0 | 0 | 0 | 0 | 0
00 Ret.ExistACI & DSI | 2971.0279 | 2971.0279 | 2971.0279 | 2971.0279 | 388.6127 | 388.6127 | 388.6127
00 Ret.ExistACI & DSI & DryFGD | 0 | 0 | 0 | 0 | 0 | 0 | 0
00 Ret.ExistACI & DSI & DryFGD & HRI | 0 | 0 | 0 | 0 | 0 | 0 | 0
00 Ret.ExistACI & DSI & HRI | 0 | 0 | 0 | 0 | 0 | 0 | 0
00 Ret.ExistACI & DSI & WetFGD | 0 | 0 | 0 | 0 | 0 | 0 | 0
00 Ret.ExistACI & DSI & WetFGD & HRI | 0 | 0 | 0 | 0 | 0 | 0 | 0
00 Ret.ExistACI & HRI | 0 | 0 | 0 | 0 | 0 | 0 | 0
00 Ret.ExistACI & HRI & WetFGD | 0 | 0 | 0 | 0 | 0 | 0 | 0
00 Ret.ExistACI & SCR | 0 | 0 | 0 | 0 | 0 | 0 | 0
00 Ret.ExistACI & SCR & DryFGD | 937.789 | 957.5346 | 957.5346 | 957.6066 | 957.6066 | 957.6066 | 957.6066
00 Ret.ExistACI & SCR & DryFGD & CCS | 0 | 0 | 0 | 0 | 0 | 0 | 0
00 Ret.ExistACI & SCR & DryFGD & HRI | 0 | 0 | 0 | 0 | 0 | 0 | 0
00 Ret.ExistACI & SCR & DryFGD & HRI & CCS | 0 | 0 | 0 | 0 | 0 | 0 | 0
00 Ret.ExistACI & SCR & DSI | 311.0082 | 311.0082 | 311.0082 | 311.0082 | 311.0082 | 311.0082 | 311.0082
00 Ret.ExistACI & SCR & DSI & DryFGD | 0 | 0 | 0 | 0 | 0 | 0 | 0
00 Ret.ExistACI & SCR & DSI & HRI | 0 | 0 | 0 | 0 | 0 | 0 | 0
00 Ret.ExistACI & SCR & DSI & DryFGD & HRI | 0 | 0 | 0 | 0 | 0 | 0 | 0
00 Ret.ExistACI & SCR & HRI | 0 | 0 | 0 | 0 | 0 | 0 | 0
00 Ret.ExistACI & SCR & WetFGD | 0 | 0 | 0 | 0 | 0.98104 | 0.98104 | 0.98104
00 Ret.ExistACI & SCR & WetFGD & CCS | 0 | 0 | 0 | 0 | 0 | 0 | 0
00 Ret.ExistACI & SCR & WetFGD & HRI | 0 | 0 | 0 | 0 | 0 | 0 | 0
00 Ret.ExistACI & SCR & WetFGD & HRI & CCS | 0 | 0 | 0 | 0 | 0 | 0 | 0
00 Ret.ExistACI & SNCR | 0 | 0 | 0 | 0 | 0 | 0 | 0
00 Ret.ExistACI & SNCR & DryFGD | 0 | 0 | 0 | 0 | 0 | 0 | 0
00 Ret.ExistACI & SNCR & DryFGD & HRI | 0 | 0 | 0 | 0 | 0 | 0 | 0
00 Ret.ExistACI & SNCR & DSI | 0 | 0 | 0 | 0 | 0 | 0 | 0
00 Ret.ExistACI & SNCR & DSI & HRI | 0 | 0 | 0 | 0 | 0 | 0 | 0
00 Ret.ExistACI & SNCR & HRI | 0 | 0 | 0 | 0 | 0 | 0 | 0
00 Ret.ExistACI & SNCR & WetFGD | 0 | 0 | 0 | 0 | 0 | 0 | 0
00 Ret.ExistACI & SNCR & WetFGD & HRI | 0 | 0 | 0 | 0 | 0 | 0 | 0
00 Ret.ExistACI & WetFGD | 0.98665 | 0.98665 | 0.98665 | 0.98665 | 0 | 0 | 0
00 Ret.ExistACI & WetFGD & CCS | 0 | 0 | 0 | 0 | 0 | 0 | 0
00 Ret.ExistACI & WetFGD & HRI & CCS | 0 | 0 | 0 | 0 | 0 | 0 | 0
00 Ret.ExistACI_DSI & DryFGD | 0 | 0 | 0 | 0 | 0 | 0 | 0
00 Ret.ExistACI_DSI & DryFGD & HRI | 0 | 0 | 0 | 0 | 0 | 0 | 0
00 Ret.ExistACI_DSI & HRI | 0 | 0 | 0 | 0 | 0 | 0 | 0
00 Ret.ExistACI_DSI & SCR | 0 | 0 | 0 | 0 | 0 | 0 | 0
00 Ret.ExistACI_DSI & SCR & DryFGD | 0 | 0 | 0 | 0 | 0 | 0 | 0
00 Ret.ExistACI_DSI & SCR & DryFGD & HRI | 0 | 0 | 0 | 0 | 0 | 0 | 0
00 Ret.ExistACI_DSI & SCR & HRI | 0 | 0 | 0 | 0 | 0 | 0 | 0
00 Ret.ExistACI_DSI & SCR & WetFGD | 0 | 0 | 0 | 0 | 0 | 0 | 0
00 Ret.ExistACI_DSI & SCR & WetFGD & HRI | 0 | 0 | 0 | 0 | 0 | 0 | 0
00 Ret.ExistACI_DSI & WetFGD | 0 | 0 | 0 | 0 | 0 | 0 | 0
00 Ret.ExistACI_DSI & WetFGD & HRI | 0 | 0 | 0 | 0 | 0 | 0 | 0
00 Ret.ExistDryFGD & ACI | 3568.216 | 3385.3023 | 3385.3023 | 3385.3023 | 3385.3023 | 3385.3023 | 3385.3023
00 Ret.ExistDryFGD & ACI & CCS | 0 | 0 | 0 | 0 | 0 | 0 | 0
00 Ret.ExistDryFGD & ACI & HRI | 0 | 0 | 0 | 0 | 0 | 0 | 0
00 Ret.ExistDryFGD & ACI & HRI & CCS | 0 | 0 | 0 | 0 | 0 | 0 | 0
00 Ret.ExistDryFGD & ACI & SCR | 0 | 0 | 0 | 0 | 0 | 0 | 0
00 Ret.ExistDryFGD & ACI & SCR & CCS | 0 | 0 | 0 | 0 | 0 | 0 | 0
00 Ret.ExistDryFGD & ACI & SCR & HRI | 0 | 0 | 0 | 0 | 0 | 0 | 0
00 Ret.ExistDryFGD & ACI & SCR & HRI & CCS | 0 | 0 | 0 | 0 | 0 | 0 | 0
00 Ret.ExistDryFGD & ACI & SNCR | 0 | 0 | 0 | 0 | 0 | 0 | 0
00 Ret.ExistDryFGD & ACI & SNCR & HRI | 0 | 0 | 0 | 0 | 0 | 0 | 0
00 Ret.ExistDryFGD & CCS | 0 | 0 | 0 | 0 | 0 | 0 | 0
00 Ret.ExistDryFGD & HRI | 0 | 0 | 0 | 0 | 0 | 0 | 0
00 Ret.ExistDryFGD & HRI & CCS | 0 | 0 | 0 | 0 | 0 | 0 | 0
00 Ret.ExistDryFGD & SCR | 442.3633 | 442.3633 | 442.3633 | 442.3633 | 442.3633 | 442.3633 | 442.3633
00 Ret.ExistDryFGD & SCR & CCS | 0 | 0 | 0 | 0 | 0 | 0 | 0
00 Ret.ExistDryFGD & SCR & HRI | 0 | 0 | 0 | 0 | 0 | 0 | 0
00 Ret.ExistDryFGD & SCR & HRI & CCS | 0 | 0 | 0 | 0 | 0 | 0 | 0
00 Ret.ExistDryFGD & SNCR | 102.9485 | 102.9485 | 102.9485 | 102.9485 | 102.9485 | 102.9485 | 102.9485
00 Ret.ExistDryFGD & SNCR & HRI | 0 | 0 | 0 | 0 | 0 | 0 | 0
00 Ret.ExistDryFGD_ACI & CCS | 0 | 0 | 0 | 0 | 0 | 0 | 0
00 Ret.ExistDryFGD_ACI & HRI | 0 | 0 | 0 | 0 | 0 | 0 | 0
00 Ret.ExistDryFGD_ACI & HRI & CCS | 0 | 0 | 0 | 0 | 0 | 0 | 0
00 Ret.ExistDryFGD_ACI & SCR | 835.5975 | 901.9172 | 1461.5988 | 1461.5988 | 1461.5988 | 1461.5988 | 1465.2468
00 Ret.ExistDryFGD_ACI & SCR & CCS | 0 | 0 | 0 | 0 | 0 | 0 | 0
00 Ret.ExistDryFGD_ACI & SCR & HRI | 0 | 0 | 0 | 0 | 0 | 0 | 0
00 Ret.ExistDryFGD_ACI & SCR & HRI & CCS | 0 | 0 | 0 | 0 | 0 | 0 | 0
00 Ret.ExistDryFGD_SCR & ACI & CCS | 0 | 0 | 0 | 0 | 0 | 0 | 0
00 Ret.ExistDryFGD_SCR & ACI & HRI | 0 | 0 | 0 | 0 | 0 | 0 | 0
00 Ret.ExistDryFGD_SCR & ACI & HRI & CCS | 0 | 0 | 0 | 0 | 0 | 0 | 0
00 Ret.ExistDryFGD_SCR & CCS | 0 | 0 | 0 | 0 | 0 | 0 | 0
00 Ret.ExistDryFGD_SNCR & ACI & CCS | 0 | 0 | 0 | 0 | 0 | 0 | 0
00 Ret.ExistDryFGD_SNCR & ACI & HRI | 0 | 0 | 0 | 0 | 0 | 0 | 0
00 Ret.ExistDryFGD_SNCR & ACI & HRI & CCS | 0 | 0 | 0 | 0 | 0 | 0 | 0
00 Ret.ExistDryFGD_SNCR & CCS | 0 | 0 | 0 | 0 | 0 | 0 | 0
00 Ret.ExistDSI & ACI | 0 | 0 | 0 | 0 | 0 | 0 | 0
00 Ret.ExistDSI & ACI & HRI | 0 | 0 | 0 | 0 | 0 | 0 | 0
00 Ret.ExistDSI & ACI & SCR | 0 | 0 | 0 | 0 | 0 | 0 | 0
00 Ret.ExistDSI & ACI & SCR & DryFGD & CCS | 0 | 0 | 0 | 0 | 0 | 0 | 0
00 Ret.ExistDSI & ACI & SCR & DryFGD & HRI | 0 | 0 | 0 | 0 | 0 | 0 | 0
00 Ret.ExistDSI & ACI & SCR & DryFGD & HRI & CCS | 0 | 0 | 0 | 0 | 0 | 0 | 0
00 Ret.ExistDSI & ACI & SCR & HRI | 0 | 0 | 0 | 0 | 0 | 0 | 0
00 Ret.ExistDSI & DryFGD | 0 | 0 | 0 | 0 | 0 | 0 | 0
00 Ret.ExistDSI & DryFGD & ACI | 0 | 0 | 0 | 0 | 0 | 0 | 0
00 Ret.ExistDSI & DryFGD & ACI & CCS | 0 | 0 | 0 | 0 | 0 | 0 | 0
00 Ret.ExistDSI & DryFGD & ACI & HRI | 0 | 0 | 0 | 0 | 0 | 0 | 0
00 Ret.ExistDSI & DryFGD & ACI & HRI & CCS | 0 | 0 | 0 | 0 | 0 | 0 | 0
00 Ret.ExistDSI & DryFGD & CCS | 0 | 0 | 0 | 0 | 0 | 0 | 0
00 Ret.ExistDSI & DryFGD & HRI | 0 | 0 | 0 | 0 | 0 | 0 | 0
00 Ret.ExistDSI & DryFGD & HRI & CCS | 0 | 0 | 0 | 0 | 0 | 0 | 0
00 Ret.ExistDSI & HRI | 0 | 0 | 0 | 0 | 0 | 0 | 0
00 Ret.ExistDSI & SCR | 0 | 0 | 0 | 0 | 0 | 0 | 0
00 Ret.ExistDSI & SCR & DryFGD | 0 | 0 | 0 | 0 | 0 | 0 | 0
00 Ret.ExistDSI & SCR & DryFGD & ACI | 0 | 0 | 0 | 0 | 0 | 0 | 0
00 Ret.ExistDSI & SCR & DryFGD & CCS | 0 | 0 | 0 | 0 | 0 | 0 | 0
00 Ret.ExistDSI & SCR & DryFGD & HRI | 0 | 0 | 0 | 0 | 0 | 0 | 0
00 Ret.ExistDSI & SCR & DryFGD & HRI & CCS | 0 | 0 | 0 | 0 | 0 | 0 | 0
00 Ret.ExistDSI & SCR & HRI | 0 | 0 | 0 | 0 | 0 | 0 | 0
00 Ret.ExistDSI & SCR & WetFGD | 0 | 0 | 0 | 0 | 0 | 0 | 0
00 Ret.ExistDSI & SCR & WetFGD & CCS | 0 | 0 | 0 | 0 | 0 | 0 | 0
00 Ret.ExistDSI & SCR & WetFGD & HRI | 0 | 0 | 0 | 0 | 0 | 0 | 0
00 Ret.ExistDSI & SCR & WetFGD & HRI & CCS | 0 | 0 | 0 | 0 | 0 | 0 | 0
00 Ret.ExistDSI & WetFGD | 0 | 0 | 0 | 0 | 0 | 0 | 0
00 Ret.ExistDSI & WetFGD & ACI | 0 | 0 | 0 | 0 | 0 | 0 | 0
00 Ret.ExistDSI & WetFGD & ACI & HRI | 0 | 0 | 0 | 0 | 0 | 0 | 0
00 Ret.ExistDSI & WetFGD & CCS | 0 | 0 | 0 | 0 | 0 | 0 | 0
00 Ret.ExistDSI & WetFGD & HRI | 0 | 0 | 0 | 0 | 0 | 0 | 0
00 Ret.ExistDSI & WetFGD & HRI & CCS | 0 | 0 | 0 | 0 | 0 | 0 | 0
00 Ret.ExistIGCC & CCS | 0 | 0 | 0 | 0 | 0 | 0 | 0
00 Ret.ExistSCR & ACI | 350.8334 | 350.8334 | 350.8334 | 350.8334 | 350.8334 | 350.8334 | 350.8334
00 Ret.ExistSCR & ACI & DryFGD | 326.9406 | 326.9406 | 326.9406 | 326.9406 | 326.9406 | 326.9406 | 326.9406
00 Ret.ExistSCR & ACI & DryFGD & HRI | 0 | 0 | 0 | 0 | 0 | 0 | 0
00 Ret.ExistSCR & ACI & DSI | 4575.4754 | 4575.4754 | 4575.4754 | 4575.4754 | 4575.4754 | 4575.4754 | 4575.4754
00 Ret.ExistSCR & ACI & DSI & DryFGD | 0 | 0 | 0 | 0 | 0 | 0 | 0
00 Ret.ExistSCR & ACI & DSI & DryFGD & HRI | 0 | 0 | 0 | 0 | 0 | 0 | 0
00 Ret.ExistSCR & ACI & DSI & HRI | 0 | 0 | 0 | 0 | 0 | 0 | 0
00 Ret.ExistSCR & ACI & DSI & WetFGD | 0 | 0 | 0 | 0 | 0 | 0 | 0
00 Ret.ExistSCR & ACI & DSI & WetFGD & HRI | 0 | 0 | 0 | 0 | 0 | 0 | 0
00 Ret.ExistSCR & ACI & HRI | 0 | 0 | 0 | 0 | 0 | 0 | 0
00 Ret.ExistSCR & ACI & WetFGD | 0 | 0 | 0 | 0 | 0 | 0 | 0
00 Ret.ExistSCR & ACI & WetFGD & HRI | 0 | 0 | 0 | 0 | 0 | 0 | 0
00 Ret.ExistSCR & DryFGD | 0 | 0 | 0 | 0 | 0 | 0 | 0
00 Ret.ExistSCR & DryFGD & ACI & CCS | 0 | 0 | 0 | 0 | 0 | 0 | 0
00 Ret.ExistSCR & DryFGD & ACI & HRI & CCS | 0 | 0 | 0 | 0 | 0 | 0 | 0
00 Ret.ExistSCR & DryFGD & CCS | 0 | 0 | 0 | 0 | 0 | 0 | 0
00 Ret.ExistSCR & DryFGD & HRI | 0 | 0 | 0 | 0 | 0 | 0 | 0
00 Ret.ExistSCR & DryFGD & HRI & CCS | 0 | 0 | 0 | 0 | 0 | 0 | 0
00 Ret.ExistSCR & DSI | 0 | 0 | 0 | 0 | 0 | 0 | 0
00 Ret.ExistSCR & DSI & DryFGD | 0 | 0 | 0 | 0 | 0 | 0 | 0
00 Ret.ExistSCR & DSI & DryFGD & HRI | 0 | 0 | 0 | 0 | 0 | 0 | 0
00 Ret.ExistSCR & DSI & HRI | 0 | 0 | 0 | 0 | 0 | 0 | 0
00 Ret.ExistSCR & DSI & WetFGD | 0 | 0 | 0 | 0 | 0 | 0 | 0
00 Ret.ExistSCR & DSI & WetFGD & HRI | 0 | 0 | 0 | 0 | 0 | 0 | 0
00 Ret.ExistSCR & HRI | 0 | 0 | 0 | 0 | 0 | 0 | 0
00 Ret.ExistSCR & WetFGD | 1194.7514 | 1194.7514 | 1194.7514 | 1194.7514 | 1194.7514 | 1194.7514 | 1194.7514
00 Ret.ExistSCR & WetFGD & ACI & CCS | 0 | 0 | 0 | 0 | 0 | 0 | 0
00 Ret.ExistSCR & WetFGD & ACI & HRI & CCS | 0 | 0 | 0 | 0 | 0 | 0 | 0
00 Ret.ExistSCR & WetFGD & CCS | 0 | 0 | 0 | 0 | 0 | 0 | 0
00 Ret.ExistSCR & WetFGD & HRI | 0 | 0 | 0 | 0 | 0 | 0 | 0
00 Ret.ExistSCR & WetFGD & HRI & CCS | 0 | 0 | 0 | 0 | 0 | 0 | 0
00 Ret.ExistSCR_ACI & DryFGD | 1040.4348 | 1040.4348 | 1040.4348 | 1040.4348 | 1040.4348 | 1040.4348 | 1040.4348
00 Ret.ExistSCR_ACI & DryFGD & CCS | 0 | 0 | 0 | 0 | 0 | 0 | 0
00 Ret.ExistSCR_ACI & DryFGD & HRI | 0 | 0 | 0 | 0 | 0 | 0 | 0
00 Ret.ExistSCR_ACI & DryFGD & HRI & CCS | 0 | 0 | 0 | 0 | 0 | 0 | 0
00 Ret.ExistSCR_ACI & DSI | 2.9826 | 2.9826 | 2.9826 | 2.9826 | 2.9826 | 2.9826 | 2.9826
00 Ret.ExistSCR_ACI & DSI & HRI | 0 | 0 | 0 | 0 | 0 | 0 | 0
00 Ret.ExistSCR_ACI & HRI | 0 | 0 | 0 | 0 | 0 | 0 | 0
00 Ret.ExistSCR_ACI & WetFGD | 0 | 0 | 0 | 0 | 0 | 0 | 0
00 Ret.ExistSCR_ACI & WetFGD & CCS | 0 | 0 | 0 | 0 | 0 | 0 | 0
00 Ret.ExistSCR_ACI & WetFGD & HRI | 0 | 0 | 0 | 0 | 0 | 0 | 0
00 Ret.ExistSCR_ACI & WetFGD & HRI & CCS | 0 | 0 | 0 | 0 | 0 | 0 | 0
00 Ret.ExistSCR_ACI_DSI & DryFGD | 0 | 0 | 0 | 0 | 0 | 0 | 0
00 Ret.ExistSCR_ACI_DSI & DryFGD & CCS | 0 | 0 | 0 | 0 | 0 | 0 | 0
00 Ret.ExistSCR_ACI_DSI & DryFGD & HRI | 0 | 0 | 0 | 0 | 0 | 0 | 0
00 Ret.ExistSCR_ACI_DSI & DryFGD & HRI & CCS | 0 | 0 | 0 | 0 | 0 | 0 | 0
00 Ret.ExistSCR_ACI_DSI & HRI | 0 | 0 | 0 | 0 | 0 | 0 | 0
00 Ret.ExistSCR_ACI_DSI & WetFGD | 0 | 0 | 0 | 0 | 0 | 0 | 0
00 Ret.ExistSCR_ACI_DSI & WetFGD & CCS | 0 | 0 | 0 | 0 | 0 | 0 | 0
00 Ret.ExistSCR_ACI_DSI & WetFGD & HRI | 0 | 0 | 0 | 0 | 0 | 0 | 0
00 Ret.ExistSCR_ACI_DSI & WetFGD & HRI & CCS | 0 | 0 | 0 | 0 | 0 | 0 | 0
00 Ret.ExistSCR_DryFGD & ACI | 2369.8859 | 2369.8859 | 2369.8859 | 2369.8859 | 2369.8859 | 2369.8859 | 2369.8859
00 Ret.ExistSCR_DryFGD & HRI | 0 | 0 | 0 | 0 | 0 | 0 | 0
00 Ret.ExistSCR_DryFGD & HRI & CCS | 0 | 0 | 0 | 0 | 0 | 0 | 0
00 Ret.ExistSCR_DryFGD_ACI & CCS | 0 | 0 | 0 | 0 | 0 | 0 | 0
00 Ret.ExistSCR_DryFGD_ACI & HRI | 0 | 0 | 0 | 0 | 0 | 0 | 0
00 Ret.ExistSCR_DryFGD_ACI & HRI & CCS | 0 | 0 | 0 | 0 | 0 | 0 | 0
00 Ret.ExistSCR_DSI & ACI | 0 | 0 | 0 | 0 | 0 | 0 | 0
00 Ret.ExistSCR_DSI & ACI & HRI | 0 | 0 | 0 | 0 | 0 | 0 | 0
00 Ret.ExistSCR_DSI & DryFGD | 0 | 0 | 0 | 0 | 0 | 0 | 0
00 Ret.ExistSCR_DSI & DryFGD & ACI | 0 | 0 | 0 | 0 | 0 | 0 | 0
00 Ret.ExistSCR_DSI & DryFGD & ACI & HRI | 0 | 0 | 0 | 0 | 0 | 0 | 0
00 Ret.ExistSCR_DSI & DryFGD & HRI | 0 | 0 | 0 | 0 | 0 | 0 | 0
00 Ret.ExistSCR_DSI & HRI | 0 | 0 | 0 | 0 | 0 | 0 | 0
00 Ret.ExistSCR_DSI & WetFGD | 0 | 0 | 0 | 0 | 0 | 0 | 0
00 Ret.ExistSCR_DSI & WetFGD & ACI | 0 | 0 | 0 | 0 | 0 | 0 | 0
00 Ret.ExistSCR_DSI & WetFGD & ACI & HRI | 0 | 0 | 0 | 0 | 0 | 0 | 0
00 Ret.ExistSCR_DSI & WetFGD & HRI | 0 | 0 | 0 | 0 | 0 | 0 | 0
00 Ret.ExistSCR_WetFGD & ACI | 6878.8055 | 6878.8055 | 6878.8055 | 6878.8055 | 6878.8055 | 6878.8055 | 6878.8055
00 Ret.ExistSCR_WetFGD & HRI | 0 | 0 | 0 | 0 | 0 | 0 | 0
00 Ret.ExistSCR_WetFGD & HRI & CCS | 0 | 0 | 0 | 0 | 0 | 0 | 0
00 Ret.ExistSCR_WetFGD_ACI & CCS | 0 | 0 | 0 | 0 | 0 | 0 | 0
00 Ret.ExistSCR_WetFGD_ACI & HRI | 0 | 0 | 0 | 0 | 0 | 0 | 0
00 Ret.ExistSCR_WetFGD_ACI & HRI & CCS | 0 | 0 | 0 | 0 | 0 | 0 | 0
00 Ret.ExistSNCR & ACI | 41.4472 | 41.4472 | 41.4472 | 41.4472 | 41.4472 | 41.4472 | 41.4472
00 Ret.ExistSNCR & ACI & DryFGD | 0 | 0 | 0 | 0 | 0 | 0 | 0
00 Ret.ExistSNCR & ACI & DryFGD & HRI | 0 | 0 | 0 | 0 | 0 | 0 | 0
00 Ret.ExistSNCR & ACI & DSI | 78.1818 | 78.1818 | 78.1818 | 78.1818 | 78.1818 | 78.1818 | 78.1818
00 Ret.ExistSNCR & ACI & DSI & DryFGD | 0 | 0 | 0 | 0 | 0 | 0 | 0
00 Ret.ExistSNCR & ACI & DSI & DryFGD & HRI | 0 | 0 | 0 | 0 | 0 | 0 | 0
00 Ret.ExistSNCR & ACI & DSI & HRI | 0 | 0 | 0 | 0 | 0 | 0 | 0
00 Ret.ExistSNCR & ACI & DSI & WetFGD | 0 | 0 | 0 | 0 | 0 | 0 | 0
00 Ret.ExistSNCR & ACI & DSI & WetFGD & HRI | 0 | 0 | 0 | 0 | 0 | 0 | 0
00 Ret.ExistSNCR & ACI & HRI | 0 | 0 | 0 | 0 | 0 | 0 | 0
00 Ret.ExistSNCR & ACI & WetFGD | 0 | 0 | 0 | 0 | 0 | 0 | 0
00 Ret.ExistSNCR & ACI & WetFGD & HRI | 0 | 0 | 0 | 0 | 0 | 0 | 0
00 Ret.ExistSNCR & DryFGD | 97.073 | 97.073 | 97.073 | 97.073 | 97.073 | 97.073 | 97.073
00 Ret.ExistSNCR & DryFGD & CCS | 0 | 0 | 0 | 0 | 0 | 0 | 0
00 Ret.ExistSNCR & DryFGD & HRI | 0 | 0 | 0 | 0 | 0 | 0 | 0
00 Ret.ExistSNCR & DryFGD & HRI & CCS | 0 | 0 | 0 | 0 | 0 | 0 | 0
00 Ret.ExistSNCR & DSI | 0 | 0 | 0 | 0 | 0 | 0 | 0
00 Ret.ExistSNCR & DSI & DryFGD | 0 | 0 | 0 | 0 | 0 | 0 | 0
00 Ret.ExistSNCR & DSI & DryFGD & HRI | 0 | 0 | 0 | 0 | 0 | 0 | 0
00 Ret.ExistSNCR & DSI & HRI | 0 | 0 | 0 | 0 | 0 | 0 | 0
00 Ret.ExistSNCR & DSI & WetFGD | 0 | 0 | 0 | 0 | 0 | 0 | 0
00 Ret.ExistSNCR & DSI & WetFGD & HRI | 0 | 0 | 0 | 0 | 0 | 0 | 0
00 Ret.ExistSNCR & HRI | 0 | 0 | 0 | 0 | 0 | 0 | 0
00 Ret.ExistSNCR & WetFGD | 0 | 0 | 0 | 0 | 0 | 0 | 0
00 Ret.ExistSNCR & WetFGD & ACI & CCS | 0 | 0 | 0 | 0 | 0 | 0 | 0
00 Ret.ExistSNCR & WetFGD & ACI & HRI & CCS | 0 | 0 | 0 | 0 | 0 | 0 | 0
00 Ret.ExistSNCR & WetFGD & CCS | 0 | 0 | 0 | 0 | 0 | 0 | 0
00 Ret.ExistSNCR & WetFGD & HRI | 0 | 0 | 0 | 0 | 0 | 0 | 0
00 Ret.ExistSNCR & WetFGD & HRI & CCS | 0 | 0 | 0 | 0 | 0 | 0 | 0
00 Ret.ExistSNCR_ACI & DryFGD | 1942.3475 | 1942.3475 | 1942.3475 | 1942.3475 | 1942.3475 | 1942.3475 | 1942.3475
00 Ret.ExistSNCR_ACI & DryFGD & CCS | 0 | 0 | 0 | 0 | 0 | 0 | 0
00 Ret.ExistSNCR_ACI & DryFGD & HRI | 0 | 0 | 0 | 0 | 0 | 0 | 0
00 Ret.ExistSNCR_ACI & DryFGD & HRI & CCS | 0 | 0 | 0 | 0 | 0 | 0 | 0
00 Ret.ExistSNCR_ACI & DSI | 350.6951 | 350.6951 | 350.6951 | 350.6951 | 350.6951 | 350.6951 | 350.6951
00 Ret.ExistSNCR_ACI & DSI & HRI | 0 | 0 | 0 | 0 | 0 | 0 | 0
00 Ret.ExistSNCR_ACI & HRI | 0 | 0 | 0 | 0 | 0 | 0 | 0
00 Ret.ExistSNCR_ACI & WetFGD | 0 | 0 | 0 | 0 | 0 | 0 | 0
00 Ret.ExistSNCR_ACI & WetFGD & CCS | 0 | 0 | 0 | 0 | 0 | 0 | 0
00 Ret.ExistSNCR_ACI & WetFGD & HRI | 0 | 0 | 0 | 0 | 0 | 0 | 0
00 Ret.ExistSNCR_ACI & WetFGD & HRI & CCS | 0 | 0 | 0 | 0 | 0 | 0 | 0
00 Ret.ExistSNCR_ACI_DSI & DryFGD | 0 | 0 | 0 | 0 | 0 | 0 | 0
00 Ret.ExistSNCR_ACI_DSI & DryFGD & HRI | 0 | 0 | 0 | 0 | 0 | 0 | 0
00 Ret.ExistSNCR_ACI_DSI & HRI | 0 | 0 | 0 | 0 | 0 | 0 | 0
00 Ret.ExistSNCR_ACI_DSI & WetFGD | 0 | 0 | 0 | 0 | 0 | 0 | 0
00 Ret.ExistSNCR_ACI_DSI & WetFGD & HRI | 0 | 0 | 0 | 0 | 0 | 0 | 0
00 Ret.ExistSNCR_DryFGD & ACI | 644.6734 | 644.6734 | 644.6734 | 644.6734 | 644.6734 | 644.6734 | 644.6734
00 Ret.ExistSNCR_DryFGD & HRI | 0 | 0 | 0 | 0 | 0 | 0 | 0
00 Ret.ExistSNCR_DryFGD & HRI & CCS | 0 | 0 | 0 | 0 | 0 | 0 | 0
00 Ret.ExistSNCR_DryFGD_ACI & CCS | 0 | 0 | 0 | 0 | 0 | 0 | 0
00 Ret.ExistSNCR_DryFGD_ACI & HRI | 0 | 0 | 0 | 0 | 0 | 0 | 0
00 Ret.ExistSNCR_WetFGD & ACI | 5295.6821 | 5295.6821 | 5295.6821 | 5295.6821 | 5295.6821 | 5295.6821 | 5295.6821
00 Ret.ExistSNCR_WetFGD & HRI | 0 | 0 | 0 | 0 | 0 | 0 | 0
00 Ret.ExistSNCR_WetFGD & HRI & CCS | 0 | 0 | 0 | 0 | 0 | 0 | 0
00 Ret.ExistSNCR_WetFGD_ACI & CCS | 0 | 0 | 0 | 0 | 0 | 0 | 0
00 Ret.ExistSNCR_WetFGD_ACI & HRI | 0 | 0 | 0 | 0 | 0 | 0 | 0
00 Ret.ExistSNCR_WetFGD_ACI & HRI & CCS | 0 | 0 | 0 | 0 | 0 | 0 | 0
00 Ret.ExistWetFGD & ACI | 19901.0742 | 17331.2109 | 17331.2109 | 17331.2109 | 17331.2109 | 17331.2109 | 17331.2109
00 Ret.ExistWetFGD & ACI & CCS | 0 | 0 | 0 | 0 | 0 | 0 | 0
00 Ret.ExistWetFGD & ACI & HRI | 0 | 0 | 0 | 0 | 0 | 0 | 0
00 Ret.ExistWetFGD & ACI & HRI & CCS | 0 | 0 | 0 | 0 | 0 | 0 | 0
00 Ret.ExistWetFGD & ACI & SCR | 862.2921 | 3417.3762 | 3417.3762 | 3417.3762 | 3417.3762 | 3417.3762 | 3417.3762
00 Ret.ExistWetFGD & ACI & SCR & CCS | 0 | 0 | 0 | 0 | 0 | 0 | 0
00 Ret.ExistWetFGD & ACI & SCR & HRI | 0 | 0 | 0 | 0 | 0 | 0 | 0
00 Ret.ExistWetFGD & ACI & SCR & HRI & CCS | 0 | 0 | 0 | 0 | 0 | 0 | 0
00 Ret.ExistWetFGD & ACI & SNCR | 0 | 0 | 0 | 0 | 0 | 0 | 0
00 Ret.ExistWetFGD & ACI & SNCR & HRI | 0 | 0 | 0 | 0 | 0 | 0 | 0
00 Ret.ExistWetFGD & CCS | 0 | 0 | 0 | 0 | 0 | 0 | 0
00 Ret.ExistWetFGD & HRI | 0 | 0 | 0 | 0 | 0 | 0 | 0
00 Ret.ExistWetFGD & HRI & CCS | 0 | 0 | 0 | 0 | 0 | 0 | 0
00 Ret.ExistWetFGD & SCR | 3870.8466 | 4712.5735 | 4712.5735 | 4712.5735 | 4712.5735 | 4712.5735 | 4712.5735
00 Ret.ExistWetFGD & SCR & CCS | 0 | 0 | 0 | 0 | 0 | 0 | 0
00 Ret.ExistWetFGD & SCR & HRI | 0 | 0 | 0 | 0 | 0 | 0 | 0
00 Ret.ExistWetFGD & SCR & HRI & CCS | 0 | 0 | 0 | 0 | 0 | 0 | 0
00 Ret.ExistWetFGD & SNCR | 0 | 0 | 0 | 0 | 0 | 0 | 0
00 Ret.ExistWetFGD & SNCR & HRI | 0 | 0 | 0 | 0 | 0 | 0 | 0
00 Ret.ExistWetFGD_ACI & CCS | 0 | 0 | 0 | 0 | 0 | 0 | 0
00 Ret.ExistWetFGD_ACI & HRI | 0 | 0 | 0 | 0 | 0 | 0 | 0
00 Ret.ExistWetFGD_ACI & HRI & CCS | 0 | 0 | 0 | 0 | 0 | 0 | 0
00 Ret.ExistWetFGD_ACI & SCR | 822.1133 | 1365.0833 | 1365.0833 | 1365.0833 | 1365.0833 | 1365.0833 | 1365.0833
00 Ret.ExistWetFGD_ACI & SCR & CCS | 0 | 0 | 0 | 0 | 0 | 0 | 0
00 Ret.ExistWetFGD_ACI & SCR & HRI | 0 | 0 | 0 | 0 | 0 | 0 | 0
00 Ret.ExistWetFGD_ACI & SCR & HRI & CCS | 0 | 0 | 0 | 0 | 0 | 0 | 0
00 Ret.ExistWetFGD_ACI & SNCR | 0 | 0 | 0 | 0 | 0 | 0 | 0
00 Ret.ExistWetFGD_ACI & SNCR & HRI | 0 | 0 | 0 | 0 | 0 | 0 | 0
00 Ret.ExistWetFGD_SCR & ACI & CCS | 0 | 0 | 0 | 0 | 0 | 0 | 0
00 Ret.ExistWetFGD_SCR & ACI & HRI | 0 | 0 | 0 | 0 | 0 | 0 | 0
00 Ret.ExistWetFGD_SCR & ACI & HRI & CCS | 0 | 0 | 0 | 0 | 0 | 0 | 0
00 Ret.ExistWetFGD_SCR & CCS | 0 | 0 | 0 | 0 | 0 | 0 | 0
00 Ret.ExistWetFGD_SNCR & ACI & CCS | 0 | 0 | 0 | 0 | 0 | 0 | 0
00 Ret.ExistWetFGD_SNCR & ACI & HRI | 0 | 0 | 0 | 0 | 0 | 0 | 0
00 Ret.ExistWetFGD_SNCR & ACI & HRI & CCS | 0 | 0 | 0 | 0 | 0 | 0 | 0
00 Ret.ExistWetFGD_SNCR & CCS | 0 | 0 | 0 | 0 | 0 | 0 | 0
00 Ret.FB & ACI | 1104.3498 | 1104.3498 | 1104.3498 | 1104.3498 | 1104.3498 | 1104.3498 | 1104.3498
00 Ret.FB & ACI & HRI | 0 | 0 | 0 | 0 | 0 | 0 | 0
00 Ret.FB & HRI | 0 | 0 | 0 | 0 | 0 | 0 | 0
00 Ret.FB DryFGD | 6.6333e-07 | 6.6333e-07 | 6.6333e-07 | 6.6333e-07 | 6.6333e-07 | 6.6333e-07 | 6.6333e-07
00 Ret.FB DryFGD & ACI | 0 | 0 | 0 | 0 | 0 | 0 | 0
00 Ret.FB DryFGD & ACI & HRI | 0 | 0 | 0 | 0 | 0 | 0 | 0
00 Ret.FB DryFGD & HRI | 0 | 0 | 0 | 0 | 0 | 0 | 0
00 Ret.FB DryFGD & SNCR | 335.105 | 335.105 | 335.105 | 335.105 | 335.105 | 335.105 | 335.105
00 Ret.FB DryFGD & SNCR & HRI | 0 | 0 | 0 | 0 | 0 | 0 | 0
00 Ret.FB SNCR & DryFGD & ACI | 0 | 0 | 0 | 0 | 0 | 0 | 0
00 Ret.FB SNCR & DryFGD & ACI & HRI | 0 | 0 | 0 | 0 | 0 | 0 | 0
00 Ret.FB-ACI & SNCR | 0 | 0 | 0 | 0 | 0 | 0 | 0
00 Ret.FB-ACI & SNCR & CCS | 0 | 0 | 0 | 0 | 0 | 0 | 0
00 Ret.FB-ACI & SNCR & HRI | 0 | 0 | 0 | 0 | 0 | 0 | 0
00 Ret.FB-ACI & SNCR & HRI & CCS | 0 | 0 | 0 | 0 | 0 | 0 | 0
00 Ret.FB-Exist ACI & DryFGD | 0 | 0 | 0 | 0 | 0 | 0 | 0
00 Ret.FB-Exist ACI & DryFGD & HRI | 0 | 0 | 0 | 0 | 0 | 0 | 0
00 Ret.FB-Exist ACI & DryFGD & SNCR | 0 | 0 | 0 | 0 | 0 | 0 | 0
00 Ret.FB-Exist ACI & DryFGD & SNCR & HRI | 0 | 0 | 0 | 0 | 0 | 0 | 0
00 Ret.FB-Exist ACI & SNCR | 0 | 0 | 0 | 0 | 0 | 0 | 0
00 Ret.FB-Exist ACI & SNCR & HRI | 0 | 0 | 0 | 0 | 0 | 0 | 0
00 Ret.FB-ExistACI & HRI | 0 | 0 | 0 | 0 | 0 | 0 | 0
00 Ret.FB-ExistDryFGD & ACI | 0 | 0 | 0 | 0 | 0 | 0 | 0
00 Ret.FB-ExistDryFGD & ACI & HRI | 0 | 0 | 0 | 0 | 0 | 0 | 0
00 Ret.FB-ExistDryFGD & ACI & SNCR | 0 | 0 | 0 | 0 | 0 | 0 | 0
00 Ret.FB-ExistDryFGD & ACI & SNCR & HRI | 0 | 0 | 0 | 0 | 0 | 0 | 0
00 Ret.FB-ExistDryFGD & CCS | 0 | 0 | 0 | 0 | 0 | 0 | 0
00 Ret.FB-ExistDryFGD & HRI | 0 | 0 | 0 | 0 | 0 | 0 | 0
00 Ret.FB-ExistDryFGD & SNCR | 0 | 0 | 0 | 0 | 0 | 0 | 0
00 Ret.FB-ExistDryFGD & SNCR & HRI | 0 | 0 | 0 | 0 | 0 | 0 | 0
00 Ret.FB-ExistDryFGD_ACI & CCS | 0 | 0 | 0 | 0 | 0 | 0 | 0
00 Ret.FB-ExistDryFGD_SNCR & ACI | 0 | 0 | 0 | 0 | 0 | 0 | 0
00 Ret.FB-ExistDryFGD_SNCR & ACI & HRI | 0 | 0 | 0 | 0 | 0 | 0 | 0
00 Ret.FB-ExistDryFGD_SNCR & CCS | 0 | 0 | 0 | 0 | 0 | 0 | 0
00 Ret.FB-ExistDryFGD_SNCR & HRI | 0 | 0 | 0 | 0 | 0 | 0 | 0
00 Ret.FB-ExistDryFGD_SNCR & HRI & CCS | 0 | 0 | 0 | 0 | 0 | 0 | 0
00 Ret.FB-ExistDryFGD_SNCR_ACI & HRI | 0 | 0 | 0 | 0 | 0 | 0 | 0
00 Ret.FB-ExistWetFGD_SNCR_ACI & HRI | 0 | 0 | 0 | 0 | 0 | 0 | 0
00 Ret.FB-ExistSNCR & ACI | 59.9671 | 59.9671 | 59.9671 | 59.9671 | 59.9671 | 59.9671 | 59.9671
00 Ret.FB-ExistSNCR & ACI & HRI | 0 | 0 | 0 | 0 | 0 | 0 | 0
00 Ret.FB-ExistSNCR & DryFGD | 0 | 0 | 0 | 0 | 0 | 0 | 0
00 Ret.FB-ExistSNCR & DryFGD & ACI | 0 | 0 | 0 | 0 | 0 | 0 | 0
00 Ret.FB-ExistSNCR & DryFGD & ACI & HRI | 0 | 0 | 0 | 0 | 0 | 0 | 0
00 Ret.FB-ExistSNCR & DryFGD & HRI | 0 | 0 | 0 | 0 | 0 | 0 | 0
00 Ret.FB-ExistSNCR & HRI | 0 | 0 | 0 | 0 | 0 | 0 | 0
00 Ret.FB-SNCR | 0 | 0 | 0 | 0 | 0 | 0 | 0
00 Ret.FB-SNCR & HRI | 0 | 0 | 0 | 0 | 0 | 0 | 0
00 Ret.HRI | 0 | 0 | 0 | 0 | 0 | 0 | 0
00 Ret.Oil/Gas Steam SCR | 1.657 | 0 | 0 | 0 | 0 | 0 | 0
00 Ret.SCR | 0 | 0 | 0 | 0 | 0 | 0 | 0
00 Ret.SCR & DryFGD | 0 | 0 | 0 | 0 | 0 | 0 | 0
00 Ret.SCR & DryFGD & ACI | 0 | 0 | 0 | 0 | 0 | 0 | 0
00 Ret.SCR & DryFGD & CCS | 0 | 0 | 0 | 0 | 0 | 0 | 0
00 Ret.SCR & DryFGD & HRI | 0 | 0 | 0 | 0 | 0 | 0 | 0
00 Ret.SCR & DryFGD & HRI & CCS | 0 | 0 | 0 | 0 | 0 | 0 | 0
00 Ret.SCR & DSI | 0 | 0 | 0 | 0 | 0 | 0 | 0
00 Ret.SCR & DSI & DryFGD | 0 | 0 | 0 | 0 | 0 | 0 | 0
00 Ret.SCR & DSI & DryFGD & HRI | 0 | 0 | 0 | 0 | 0 | 0 | 0
00 Ret.SCR & DSI & HRI | 0 | 0 | 0 | 0 | 0 | 0 | 0
00 Ret.SCR & DSI & WetFGD | 0 | 0 | 0 | 0 | 0 | 0 | 0
00 Ret.SCR & DSI & WetFGD & HRI | 0 | 0 | 0 | 0 | 0 | 0 | 0
00 Ret.SCR & HRI | 0 | 0 | 0 | 0 | 0 | 0 | 0
00 Ret.SCR & WetFGD | 0 | 0 | 0 | 0 | 0 | 0 | 0
00 Ret.SCR & WetFGD & ACI | 0 | 0 | 0 | 0 | 0 | 0 | 0
00 Ret.SCR & WetFGD & CCS | 0 | 0 | 0 | 0 | 0 | 0 | 0
00 Ret.SCR & WetFGD & HRI | 0 | 0 | 0 | 0 | 0 | 0 | 0
00 Ret.SCR & WetFGD & HRI & CCS | 0 | 0 | 0 | 0 | 0 | 0 | 0
00 Ret.SNCR | 0 | 0 | 0 | 0 | 0 | 0 | 0
00 Ret.SNCR & DryFGD | 0 | 0 | 0 | 0 | 0 | 0 | 0
00 Ret.SNCR & DryFGD & ACI | 0 | 0 | 0 | 0 | 0 | 0 | 0
00 Ret.SNCR & DryFGD & ACI & HRI | 0 | 0 | 0 | 0 | 0 | 0 | 0
00 Ret.SNCR & DryFGD & HRI | 0 | 0 | 0 | 0 | 0 | 0 | 0
00 Ret.SNCR & DSI | 0 | 0 | 0 | 0 | 0 | 0 | 0
00 Ret.SNCR & DSI & HRI | 0 | 0 | 0 | 0 | 0 | 0 | 0
00 Ret.SNCR & HRI | 0 | 0 | 0 | 0 | 0 | 0 | 0
00 Ret.SNCR & WetFGD | 0 | 0 | 0 | 0 | 0 | 0 | 0
00 Ret.SNCR & WetFGD & ACI | 0 | 0 | 0 | 0 | 0 | 0 | 0
00 Ret.SNCR & WetFGD & ACI & HRI | 0 | 0 | 0 | 0 | 0 | 0 | 0
00 Ret.SNCR & WetFGD & HRI | 0 | 0 | 0 | 0 | 0 | 0 | 0
00 Ret.WetFGD | 502.9568 | 502.9568 | 502.9568 | 502.9568 | 502.9568 | 502.9568 | 502.9568
00 Ret.WetFGD & ACI & CCS | 0 | 0 | 0 | 0 | 0 | 0 | 0
00 Ret.WetFGD & ACI & HRI & CCS | 0 | 0 | 0 | 0 | 0 | 0 | 0
00 Ret.WetFGD & CCS | 0 | 0 | 0 | 0 | 0 | 0 | 0
00 Ret.WetFGD & HRI | 0 | 0 | 0 | 0 | 0 | 0 | 0
00 Ret.WetFGD & HRI & CCS | 0 | 0 | 0 | 0 | 0 | 0 | 0
00 CC Retirement | 2887.0952 | 2955.1568 | 2955.1568 | 2955.1568 | 2955.1568 | 2955.1568 | 2955.1568
00 CT Retirement | 622.9429 | 622.9429 | 622.9429 | 622.9429 | 622.9429 | 622.9429 | 622.9429
00 O/G Retirement | 5911.9057 | 9551.9618 | 11848.9618 | 12724.7224 | 13351.8265 | 13351.8265 | 14529.2342
00 Coal Retirement | 49431.3446 | 50971.2583 | 50971.2583 | 51223.2963 | 54260.736 | 54260.736 | 54260.736
00 IGCC Retirement | 45 | 45 | 45 | 45 | 45 | 45 | 45
00 Nuke Retirement | 1695.8246 | 2249.4246 | 2620.5441 | 2620.5441 | 5549.139 | 44891.7 | 96467.801
00 Non-Fossil Retirement | 0 | 0 | 0 | 0 | 0 | 0 | 0
Total | 1039112.9995 | 1072236.9033 | 1079362.6494 | 1134699.5959 | 1224291.575 | 1373822.7804 | 1525921.9273
(**) Ind. Boiler capacity in MMBtu/hr, not included in the total
11. Capacity Additions and Changes by Capacity Reporting Type [MW]
00 New Combined Cycle | 4177.6799 | 3433.3792 | 3882.9549 | 26028.48 | 32786.6279 | 111427.0372 | 124317.7863
00 New Combined Cycle - Uncontrolled | 0 | 0 | 0 | 0 | 0 | 0 | 0
00 New Combined Cycle with Carbon Capture | 0 | 0 | 0 | 0 | 0 | 0 | 0
00 New Combustion Turbine | 1915.8885 | 89.3312 | 313.6896 | 3046.5497 | 11284.3594 | 37774.7302 | 17710.2191
00 New Hydro | 0 | 0 | 0 | 0 | 0 | 0 | 0
00 New Nuclear | 0 | 0 | 0 | 0 | 0 | 0 | 0
00 New Biomass | 572.2682 | 0 | 56.9985 | 18.3097 | 0 | 254.387 | 381.0625
00 New Geothermal | 0 | 1633.3414 | 410.4 | 1026 | 299.2586 | 0 | 0
00 New Landfill Gas | 112.66 | 0 | 0 | 0 | 0 | 0 | 0
00 New Offshore Wind | 0 | 0 | 0 | 0 | 0 | 0 | 0
00 New Onshore Wind | 160.48 | 20947.3595 | 1383.8215 | 23553.6519 | 43592.0238 | 0 | 92.365
00 New Solar PV | 285.6 | 2426.8577 | 571.2 | 1428 | 1179.715 | 75.051 | 9657.735
00 New Solar Thermal | 11.5505 | 157.1973 | 180 | 235.9556 | 450 | 0 | 0
00 New Fuel Cell | 0 | 0 | 0 | 0 | 0 | 0 | 0
00 New IGCC | 0 | 0 | 0 | 0 | 0 | 0 | 0
00 New Advanced Coal with CCS | 0 | 0 | 330 | 0 | 0 | 0 | 0
00 New SPC - Uncontrolled | 0 | 0 | 0 | 0 | 0 | 0 | 0
00 New SPC-WetFGD_SCR | 37.7 | 0 | 0 | 0 | 0 | 0 | 0
00 New Future Technology | 0 | 0 | 0 | 0 | 0 | 0 | 0
00 Exist Combined Cycle | 0 | 0 | 0 | 0 | 0 | 0 | 0
00 Exist Combustion Turbine | 0 | 0 | 0 | 0 | 0 | 0 | 0
00 Exist Coal Steam_Uncontrolled | 0 | 0 | 0 | 0 | 0 | 0 | 0
00 Exist Coal Steam_ACI | 0 | 0 | 0 | 0 | 0 | 0 | 0
00 Exist Coal Steam_ACI_DSI | 0 | 0 | 0 | 0 | 0 | 0 | 0
00 Exist Coal Steam_DryFGD | 0 | 0 | 0 | 0 | 0 | 0 | 0
00 Exist Coal Steam_DryFGD_ACI | 0 | 0 | 0 | 0 | 0 | 0 | 0
00 Exist Coal Steam_DryFGD_SCR | 0 | 0 | 0 | 0 | 0 | 0 | 0
00 Exist Coal Steam_DryFGD_SCR_ACI | 0 | 0 | 0 | 0 | 0 | 0 | 0
00 Exist Coal Steam_DryFGD_SNCR | 0 | 0 | 0 | 0 | 0 | 0 | 0
00 Exist Coal Steam_DryFGD_SNCR_ACI | 0 | 0 | 0 | 0 | 0 | 0 | 0
00 Exist Coal Steam_DSI | 0 | 0 | 0 | 0 | 0 | 0 | 0
00 Exist Coal Steam_SCR | 0 | 0 | 0 | 0 | 0 | 0 | 0
00 Exist Coal Steam_SCR_ACI | 0 | 0 | 0 | 0 | 0 | 0 | 0
00 Exist Coal Steam_SCR_ACI_DSI | 0 | 0 | 0 | 0 | 0 | 0 | 0
00 Exist Coal Steam_SCR_DSI | 0 | 0 | 0 | 0 | 0 | 0 | 0
00 Exist Coal Steam_SNCR | 0 | 0 | 0 | 0 | 0 | 0 | 0
00 Exist Coal Steam_SNCR_ACI | 0 | 0 | 0 | 0 | 0 | 0 | 0
00 Exist Coal Steam_SNCR_ACI_DSI | 0 | 0 | 0 | 0 | 0 | 0 | 0
00 Exist Coal Steam_WetFGD | 0 | 0 | 0 | 0 | 0 | 0 | 0
00 Exist Coal Steam_WetFGD_ACI | 0 | 0 | 0 | 0 | 0 | 0 | 0
00 Exist Coal Steam_WetFGD_SCR | 0 | 0 | 0 | 0 | 0 | 0 | 0
00 Exist Coal Steam_WetFGD_SCR_ACI | 0 | 0 | 0 | 0 | 0 | 0 | 0
00 Exist Coal Steam_WetFGD_SNCR | 0 | 0 | 0 | 0 | 0 | 0 | 0
00 Exist Coal Steam_WetFGD_SNCR_ACI | 0 | 0 | 0 | 0 | 0 | 0 | 0
00 Exist FBC_Uncontrolled | 0 | 0 | 0 | 0 | 0 | 0 | 0
00 Exist FBC_ACI | 0 | 0 | 0 | 0 | 0 | 0 | 0
00 Exist FBC_DryFGD | 0 | 0 | 0 | 0 | 0 | 0 | 0
00 Exist FBC_DryFGD_SNCR | 0 | 0 | 0 | 0 | 0 | 0 | 0
00 Exist FBC_DryFGD_SNCR_ACI | 0 | 0 | 0 | 0 | 0 | 0 | 0
00 Exist FBC_SNCR | 0 | 0 | 0 | 0 | 0 | 0 | 0
00 Exist FBC_SNCR_ACI | 0 | 0 | 0 | 0 | 0 | 0 | 0
00 Exist FBC_WetFGD_SNCR_ACI | 0 | 0 | 0 | 0 | 0 | 0 | 0
00 Exist IGCC | 0 | 0 | 0 | 0 | 0 | 0 | 0
00 Exist Fossil_Other | 0 | 0 | 0 | 0 | 0 | 0 | 0
00 Exist Fuel Cell | 0 | 0 | 0 | 0 | 0 | 0 | 0
00 Exist Hydro | 0 | 0 | 0 | 0 | 0 | 0 | 0
00 Exist Non Fossil_Other | 0 | 0 | 0 | 0 | 0 | 0 | 0
00 Exist Nuclear | 0 | 0 | 0 | 0 | 0 | 0 | 0
00 Exist Oil/Gas Steam | 0 | 0 | 0 | 0 | 0 | 0 | 0
00 Exist Oil/Gas Steam_SCR | 0 | 0 | 0 | 0 | 0 | 0 | 0
00 Exist Oil/Gas Steam_SNCR | 0 | 0 | 0 | 0 | 0 | 0 | 0
00 Exist Biomass | 0 | 0 | 0 | 0 | 0 | 0 | 0
00 Exist Landfill Gas | 0 | 0 | 0 | 0 | 0 | 0 | 0
00 Exist Geothermal | 0 | 0 | 0 | 0 | 0 | 0 | 0
00 Exist Pump Storage | 0 | 0 | 0 | 0 | 0 | 0 | 0
00 Exist Solar PV | 0 | 0 | 0 | 0 | 0 | 0 | 0
00 Exist Solar Thermal | 0 | 0 | 0 | 0 | 0 | 0 | 0
00 Exist Wind | 0 | 0 | 0 | 0 | 0 | 0 | 0
00 International Imports | 0 | 0 | 0 | 0 | 0 | 0 | 0
00 Ret.ACI | 5942.7848 | 0 | 0 | 0 | 0 | 0 | 0
00 Ret.ACI & DryFGD | 7.6048 | 0 | 0 | 0 | 0 | 0 | 0
00 Ret.ACI & DryFGD & HRI | 0 | 0 | 0 | 0 | 0 | 0 | 0
00 Ret.ACI & DSI | 16914.3049 | 0 | 0 | 0 | 0 | 0 | 0
00 Ret.ACI & DSI & DryFGD | 0 | 0 | 0 | 0 | 0 | 0 | 0
00 Ret.ACI & DSI & DryFGD & HRI | 0 | 0 | 0 | 0 | 0 | 0 | 0
00 Ret.ACI & DSI & HRI | 0 | 0 | 0 | 0 | 0 | 0 | 0
00 Ret.ACI & DSI & WetFGD & HRI | 0 | 0 | 0 | 0 | 0 | 0 | 0
00 Ret.ACI & HRI | 0 | 0 | 0 | 0 | 0 | 0 | 0
00 Ret.ACI & SCR | 0 | 0 | 0 | 0 | 0 | 0 | 0
00 Ret.ACI & SCR & DryFGD & CCS | 0 | 0 | 0 | 0 | 0 | 0 | 0
00 Ret.ACI & SCR & DryFGD & HRI | 0 | 0 | 0 | 0 | 0 | 0 | 0
00 Ret.ACI & SCR & DryFGD & HRI & CCS | 0 | 0 | 0 | 0 | 0 | 0 | 0
00 Ret.ACI & SCR & DSI | 160.1811 | 1.6858 | 0 | 0 | 0 | 0 | 0
00 Ret.ACI & SCR & DSI & DryFGD | 0 | 0 | 0 | 0 | 0 | 0 | 0
00 Ret.ACI & SCR & DSI & DryFGD & HRI | 0 | 0 | 0 | 0 | 0 | 0 | 0
00 Ret.ACI & SCR & DSI & HRI | 0 | 0 | 0 | 0 | 0 | 0 | 0
00 Ret.ACI & SCR & DSI & WetFGD | 0 | 0 | 0 | 0 | 0 | 0 | 0
00 Ret.ACI & SCR & DSI & WetFGD & HRI | 0 | 0 | 0 | 0 | 0 | 0 | 0
00 Ret.ACI & SCR & HRI | 0 | 0 | 0 | 0 | 0 | 0 | 0
00 Ret.ACI & SCR & WetFGD & CCS | 0 | 0 | 0 | 0 | 0 | 0 | 0
00 Ret.ACI & SCR & WetFGD & HRI | 0 | 0 | 0 | 0 | 0 | 0 | 0
00 Ret.ACI & SCR & WetFGD & HRI & CCS | 0 | 0 | 0 | 0 | 0 | 0 | 0
00 Ret.ACI & SNCR | 0 | 0 | 0 | 0 | 0 | 0 | 0
00 Ret.ACI & SNCR & DSI | 0 | 0 | 0 | 0 | 0 | 0 | 0
00 Ret.ACI & SNCR & DSI & DryFGD | 0 | 0 | 0 | 0 | 0 | 0 | 0
00 Ret.ACI & SNCR & DSI & DryFGD & HRI | 0 | 0 | 0 | 0 | 0 | 0 | 0
00 Ret.ACI & SNCR & DSI & HRI | 0 | 0 | 0 | 0 | 0 | 0 | 0
00 Ret.ACI & SNCR & DSI & WetFGD | 0 | 0 | 0 | 0 | 0 | 0 | 0
00 Ret.ACI & SNCR & DSI & WetFGD & HRI | 0 | 0 | 0 | 0 | 0 | 0 | 0
00 Ret.ACI & SNCR & HRI | 0 | 0 | 0 | 0 | 0 | 0 | 0
00 Ret.ACI & WetFGD | 2964.8569 | 114.9228 | 0 | 0 | 0 | 0 | 0
00 Ret.ACI & WetFGD & DSI | 0 | 0 | 0 | 0 | 0 | 0 | 0
00 Ret.ACI & WetFGD & HRI | 0 | 0 | 0 | 0 | 0 | 0 | 0
00 Ret.C2G | 305 | 1 | 0 | 0 | 0 | 0 | 0
00 Ret.C2G & SCR | 0 | 0 | 0 | 0 | 0 | 0 | 0
00 Ret.CCG | 0 | 0 | 0 | 0 | 0 | 0 | 0
00 Ret.DryFGD | 1.9716 | 0 | 0 | 0 | 0 | 0 | 0
00 Ret.DryFGD & ACI & CCS | 0 | 0 | 0 | 0 | 0 | 0 | 0
00 Ret.DryFGD & ACI & HRI & CCS | 0 | 0 | 0 | 0 | 0 | 0 | 0
00 Ret.DryFGD & CCS | 0 | 0 | 0 | 0 | 0 | 0 | 0
00 Ret.DryFGD & HRI | 0 | 0 | 0 | 0 | 0 | 0 | 0
00 Ret.DryFGD & HRI & CCS | 0 | 0 | 0 | 0 | 0 | 0 | 0
00 Ret.DSI | 252.038 | 0 | 0 | 0 | 0 | 0 | 0
00 Ret.DSI & DryFGD | 0 | 0 | 0 | 0 | 0 | 0 | 0
00 Ret.DSI & DryFGD & HRI | 0 | 0 | 0 | 0 | 0 | 0 | 0
00 Ret.DSI & HRI | 0 | 0 | 0 | 0 | 0 | 0 | 0
00 Ret.DSI & WetFGD | 0 | 0 | 0 | 0 | 0 | 0 | 0
00 Ret.DSI & WetFGD & HRI | 0 | 0 | 0 | 0 | 0 | 0 | 0
00 Ret.Exist FBC_DryFGD_SNCR_ACI & CCS | 0 | 0 | 0 | 0 | 0 | 0 | 0
00 Ret.ExistACI & DryFGD | 1730.9906 | 888.9276 | 0 | 0 | 0 | 0 | 0
00 Ret.ExistACI & DryFGD & CCS | 0 | 0 | 0 | 0 | 0 | 0 | 0
00 Ret.ExistACI & DryFGD & HRI | 0 | 0 | 0 | 0 | 0 | 0 | 0
00 Ret.ExistACI & DryFGD & HRI & CCS | 0 | 0 | 0 | 0 | 0 | 0 | 0
00 Ret.ExistACI & DSI | 2971.0279 | 0 | 0 | 0 | 0 | 0 | 0
00 Ret.ExistACI & DSI & DryFGD | 0 | 0 | 0 | 0 | 0 | 0 | 0
00 Ret.ExistACI & DSI & DryFGD & HRI | 0 | 0 | 0 | 0 | 0 | 0 | 0
00 Ret.ExistACI & DSI & HRI | 0 | 0 | 0 | 0 | 0 | 0 | 0
00 Ret.ExistACI & DSI & WetFGD | 0 | 0 | 0 | 0 | 0 | 0 | 0
00 Ret.ExistACI & DSI & WetFGD & HRI | 0 | 0 | 0 | 0 | 0 | 0 | 0
00 Ret.ExistACI & HRI | 0 | 0 | 0 | 0 | 0 | 0 | 0
00 Ret.ExistACI & HRI & WetFGD | 0 | 0 | 0 | 0 | 0 | 0 | 0
00 Ret.ExistACI & SCR | 0 | 0 | 0 | 0 | 0 | 0 | 0
00 Ret.ExistACI & SCR & DryFGD | 937.789 | 19.7456 | 0 | 0.072036 | 0 | 0 | 0
00 Ret.ExistACI & SCR & DryFGD & CCS | 0 | 0 | 0 | 0 | 0 | 0 | 0
00 Ret.ExistACI & SCR & DryFGD & HRI | 0 | 0 | 0 | 0 | 0 | 0 | 0
00 Ret.ExistACI & SCR & DryFGD & HRI & CCS | 0 | 0 | 0 | 0 | 0 | 0 | 0
00 Ret.ExistACI & SCR & DSI | 311.0082 | 0 | 0 | 0 | 0 | 0 | 0
00 Ret.ExistACI & SCR & DSI & DryFGD | 0 | 0 | 0 | 0 | 0 | 0 | 0
00 Ret.ExistACI & SCR & DSI & HRI | 0 | 0 | 0 | 0 | 0 | 0 | 0
00 Ret.ExistACI & SCR & DSI & DryFGD & HRI | 0 | 0 | 0 | 0 | 0 | 0 | 0
00 Ret.ExistACI & SCR & HRI | 0 | 0 | 0 | 0 | 0 | 0 | 0
00 Ret.ExistACI & SCR & WetFGD | 0 | 0 | 0 | 0 | 0.98104 | 0 | 0
00 Ret.ExistACI & SCR & WetFGD & CCS | 0 | 0 | 0 | 0 | 0 | 0 | 0
00 Ret.ExistACI & SCR & WetFGD & HRI | 0 | 0 | 0 | 0 | 0 | 0 | 0
00 Ret.ExistACI & SCR & WetFGD & HRI & CCS | 0 | 0 | 0 | 0 | 0 | 0 | 0
00 Ret.ExistACI & SNCR | 0 | 0 | 0 | 0 | 0 | 0 | 0
00 Ret.ExistACI & SNCR & DryFGD | 0 | 0 | 0 | 0 | 0 | 0 | 0
00 Ret.ExistACI & SNCR & DryFGD & HRI | 0 | 0 | 0 | 0 | 0 | 0 | 0
00 Ret.ExistACI & SNCR & DSI | 0 | 0 | 0 | 0 | 0 | 0 | 0
00 Ret.ExistACI & SNCR & DSI & HRI | 0 | 0 | 0 | 0 | 0 | 0 | 0
00 Ret.ExistACI & SNCR & HRI | 0 | 0 | 0 | 0 | 0 | 0 | 0
00 Ret.ExistACI & SNCR & WetFGD | 0 | 0 | 0 | 0 | 0 | 0 | 0
00 Ret.ExistACI & SNCR & WetFGD & HRI | 0 | 0 | 0 | 0 | 0 | 0 | 0
00 Ret.ExistACI & WetFGD | 0.98665 | 0 | 0 | 0 | 0 | 0 | 0
00 Ret.ExistACI & WetFGD & CCS | 0 | 0 | 0 | 0 | 0 | 0 | 0
00 Ret.ExistACI & WetFGD & HRI & CCS | 0 | 0 | 0 | 0 | 0 | 0 | 0
00 Ret.ExistACI_DSI & DryFGD | 0 | 0 | 0 | 0 | 0 | 0 | 0
00 Ret.ExistACI_DSI & DryFGD & HRI | 0 | 0 | 0 | 0 | 0 | 0 | 0
00 Ret.ExistACI_DSI & HRI | 0 | 0 | 0 | 0 | 0 | 0 | 0
00 Ret.ExistACI_DSI & SCR | 0 | 0 | 0 | 0 | 0 | 0 | 0
00 Ret.ExistACI_DSI & SCR & DryFGD | 0 | 0 | 0 | 0 | 0 | 0 | 0
00 Ret.ExistACI_DSI & SCR & DryFGD & HRI | 0 | 0 | 0 | 0 | 0 | 0 | 0
00 Ret.ExistACI_DSI & SCR & HRI | 0 | 0 | 0 | 0 | 0 | 0 | 0
00 Ret.ExistACI_DSI & SCR & WetFGD | 0 | 0 | 0 | 0 | 0 | 0 | 0
00 Ret.ExistACI_DSI & SCR & WetFGD & HRI | 0 | 0 | 0 | 0 | 0 | 0 | 0
00 Ret.ExistACI_DSI & WetFGD | 0 | 0 | 0 | 0 | 0 | 0 | 0
00 Ret.ExistACI_DSI & WetFGD & HRI | 0 | 0 | 0 | 0 | 0 | 0 | 0
00 Ret.ExistDryFGD & ACI | 3568.216 | 0 | 0 | 0 | 0 | 0 | 0
00 Ret.ExistDryFGD & ACI & CCS | 0 | 0 | 0 | 0 | 0 | 0 | 0
00 Ret.ExistDryFGD & ACI & HRI | 0 | 0 | 0 | 0 | 0 | 0 | 0
00 Ret.ExistDryFGD & ACI & HRI & CCS | 0 | 0 | 0 | 0 | 0 | 0 | 0
00 Ret.ExistDryFGD & ACI & SCR | 0 | 0 | 0 | 0 | 0 | 0 | 0
00 Ret.ExistDryFGD & ACI & SCR & CCS | 0 | 0 | 0 | 0 | 0 | 0 | 0
00 Ret.ExistDryFGD & ACI & SCR & HRI | 0 | 0 | 0 | 0 | 0 | 0 | 0
00 Ret.ExistDryFGD & ACI & SCR & HRI & CCS | 0 | 0 | 0 | 0 | 0 | 0 | 0
00 Ret.ExistDryFGD & ACI & SNCR | 0 | 0 | 0 | 0 | 0 | 0 | 0
00 Ret.ExistDryFGD & ACI & SNCR & HRI | 0 | 0 | 0 | 0 | 0 | 0 | 0
00 Ret.ExistDryFGD & CCS | 0 | 0 | 0 | 0 | 0 | 0 | 0
00 Ret.ExistDryFGD & HRI | 0 | 0 | 0 | 0 | 0 | 0 | 0
00 Ret.ExistDryFGD & HRI & CCS | 0 | 0 | 0 | 0 | 0 | 0 | 0
00 Ret.ExistDryFGD & SCR | 442.3633 | 0 | 0 | 0 | 0 | 0 | 0
00 Ret.ExistDryFGD & SCR & CCS | 0 | 0 | 0 | 0 | 0 | 0 | 0
00 Ret.ExistDryFGD & SCR & HRI | 0 | 0 | 0 | 0 | 0 | 0 | 0
00 Ret.ExistDryFGD & SCR & HRI & CCS | 0 | 0 | 0 | 0 | 0 | 0 | 0
00 Ret.ExistDryFGD & SNCR | 102.9485 | 0 | 0 | 0 | 0 | 0 | 0
00 Ret.ExistDryFGD & SNCR & HRI | 0 | 0 | 0 | 0 | 0 | 0 | 0
00 Ret.ExistDryFGD_ACI & CCS | 0 | 0 | 0 | 0 | 0 | 0 | 0
00 Ret.ExistDryFGD_ACI & HRI | 0 | 0 | 0 | 0 | 0 | 0 | 0
00 Ret.ExistDryFGD_ACI & HRI & CCS | 0 | 0 | 0 | 0 | 0 | 0 | 0
00 Ret.ExistDryFGD_ACI & SCR | 835.5975 | 66.3197 | 559.6816 | 0 | 0 | 0 | 3.648
00 Ret.ExistDryFGD_ACI & SCR & CCS | 0 | 0 | 0 | 0 | 0 | 0 | 0
00 Ret.ExistDryFGD_ACI & SCR & HRI | 0 | 0 | 0 | 0 | 0 | 0 | 0
00 Ret.ExistDryFGD_ACI & SCR & HRI & CCS | 0 | 0 | 0 | 0 | 0 | 0 | 0
00 Ret.ExistDryFGD_SCR & ACI & CCS | 0 | 0 | 0 | 0 | 0 | 0 | 0
00 Ret.ExistDryFGD_SCR & ACI & HRI | 0 | 0 | 0 | 0 | 0 | 0 | 0
00 Ret.ExistDryFGD_SCR & ACI & HRI & CCS | 0 | 0 | 0 | 0 | 0 | 0 | 0
00 Ret.ExistDryFGD_SCR & CCS | 0 | 0 | 0 | 0 | 0 | 0 | 0
00 Ret.ExistDryFGD_SNCR & ACI & CCS | 0 | 0 | 0 | 0 | 0 | 0 | 0
00 Ret.ExistDryFGD_SNCR & ACI & HRI | 0 | 0 | 0 | 0 | 0 | 0 | 0
00 Ret.ExistDryFGD_SNCR & ACI & HRI & CCS | 0 | 0 | 0 | 0 | 0 | 0 | 0
00 Ret.ExistDryFGD_SNCR & CCS | 0 | 0 | 0 | 0 | 0 | 0 | 0
00 Ret.ExistDSI & ACI | 0 | 0 | 0 | 0 | 0 | 0 | 0
00 Ret.ExistDSI & ACI & HRI | 0 | 0 | 0 | 0 | 0 | 0 | 0
00 Ret.ExistDSI & ACI & SCR | 0 | 0 | 0 | 0 | 0 | 0 | 0
00 Ret.ExistDSI & ACI & SCR & DryFGD & CCS | 0 | 0 | 0 | 0 | 0 | 0 | 0
00 Ret.ExistDSI & ACI & SCR & DryFGD & HRI | 0 | 0 | 0 | 0 | 0 | 0 | 0
00 Ret.ExistDSI & ACI & SCR & DryFGD & HRI & CCS | 0 | 0 | 0 | 0 | 0 | 0 | 0
00 Ret.ExistDSI & ACI & SCR & HRI | 0 | 0 | 0 | 0 | 0 | 0 | 0
00 Ret.ExistDSI & DryFGD | 0 | 0 | 0 | 0 | 0 | 0 | 0
00 Ret.ExistDSI & DryFGD & ACI | 0 | 0 | 0 | 0 | 0 | 0 | 0
00 Ret.ExistDSI & DryFGD & ACI & CCS | 0 | 0 | 0 | 0 | 0 | 0 | 0
00 Ret.ExistDSI & DryFGD & ACI & HRI | 0 | 0 | 0 | 0 | 0 | 0 | 0
00 Ret.ExistDSI & DryFGD & ACI & HRI & CCS | 0 | 0 | 0 | 0 | 0 | 0 | 0
00 Ret.ExistDSI & DryFGD & CCS | 0 | 0 | 0 | 0 | 0 | 0 | 0
00 Ret.ExistDSI & DryFGD & HRI | 0 | 0 | 0 | 0 | 0 | 0 | 0
00 Ret.ExistDSI & DryFGD & HRI & CCS | 0 | 0 | 0 | 0 | 0 | 0 | 0
00 Ret.ExistDSI & HRI | 0 | 0 | 0 | 0 | 0 | 0 | 0
00 Ret.ExistDSI & SCR | 0 | 0 | 0 | 0 | 0 | 0 | 0
00 Ret.ExistDSI & SCR & DryFGD | 0 | 0 | 0 | 0 | 0 | 0 | 0
00 Ret.ExistDSI & SCR & DryFGD & ACI | 0 | 0 | 0 | 0 | 0 | 0 | 0
00 Ret.ExistDSI & SCR & DryFGD & CCS | 0 | 0 | 0 | 0 | 0 | 0 | 0
00 Ret.ExistDSI & SCR & DryFGD & HRI | 0 | 0 | 0 | 0 | 0 | 0 | 0
00 Ret.ExistDSI & SCR & DryFGD & HRI & CCS | 0 | 0 | 0 | 0 | 0 | 0 | 0
00 Ret.ExistDSI & SCR & HRI | 0 | 0 | 0 | 0 | 0 | 0 | 0
00 Ret.ExistDSI & SCR & WetFGD | 0 | 0 | 0 | 0 | 0 | 0 | 0
00 Ret.ExistDSI & SCR & WetFGD & CCS | 0 | 0 | 0 | 0 | 0 | 0 | 0
00 Ret.ExistDSI & SCR & WetFGD & HRI | 0 | 0 | 0 | 0 | 0 | 0 | 0
00 Ret.ExistDSI & SCR & WetFGD & HRI & CCS | 0 | 0 | 0 | 0 | 0 | 0 | 0
00 Ret.ExistDSI & WetFGD | 0 | 0 | 0 | 0 | 0 | 0 | 0
00 Ret.ExistDSI & WetFGD & ACI | 0 | 0 | 0 | 0 | 0 | 0 | 0
00 Ret.ExistDSI & WetFGD & ACI & HRI | 0 | 0 | 0 | 0 | 0 | 0 | 0
00 Ret.ExistDSI & WetFGD & CCS | 0 | 0 | 0 | 0 | 0 | 0 | 0
00 Ret.ExistDSI & WetFGD & HRI | 0 | 0 | 0 | 0 | 0 | 0 | 0
00 Ret.ExistDSI & WetFGD & HRI & CCS | 0 | 0 | 0 | 0 | 0 | 0 | 0
00 Ret.ExistIGCC & CCS | 0 | 0 | 0 | 0 | 0 | 0 | 0
00 Ret.ExistSCR & ACI | 1881.9918 | 0 | 0 | 0 | 0 | 0 | 0
00 Ret.ExistSCR & ACI & DryFGD | 326.9406 | 0 | 0 | 0 | 0 | 0 | 0
00 Ret.ExistSCR & ACI & DryFGD & HRI | 0 | 0 | 0 | 0 | 0 | 0 | 0
00 Ret.ExistSCR & ACI & DSI | 4575.4754 | 0 | 0 | 0 | 0 | 0 | 0
00 Ret.ExistSCR & ACI & DSI & DryFGD | 0 | 0 | 0 | 0 | 0 | 0 | 0
00 Ret.ExistSCR & ACI & DSI & DryFGD & HRI | 0 | 0 | 0 | 0 | 0 | 0 | 0
00 Ret.ExistSCR & ACI & DSI & HRI | 0 | 0 | 0 | 0 | 0 | 0 | 0
00 Ret.ExistSCR & ACI & DSI & WetFGD | 0 | 0 | 0 | 0 | 0 | 0 | 0
00 Ret.ExistSCR & ACI & DSI & WetFGD & HRI | 0 | 0 | 0 | 0 | 0 | 0 | 0
00 Ret.ExistSCR & ACI & HRI | 0 | 0 | 0 | 0 | 0 | 0 | 0
00 Ret.ExistSCR & ACI & WetFGD | 0 | 0 | 0 | 0 | 0 | 0 | 0
00 Ret.ExistSCR & ACI & WetFGD & HRI | 0 | 0 | 0 | 0 | 0 | 0 | 0
00 Ret.ExistSCR & DryFGD | 0 | 0 | 0 | 0 | 0 | 0 | 0
00 Ret.ExistSCR & DryFGD & ACI & CCS | 0 | 0 | 0 | 0 | 0 | 0 | 0
00 Ret.ExistSCR & DryFGD & ACI & HRI & CCS | 0 | 0 | 0 | 0 | 0 | 0 | 0
00 Ret.ExistSCR & DryFGD & CCS | 0 | 0 | 0 | 0 | 0 | 0 | 0
00 Ret.ExistSCR & DryFGD & HRI | 0 | 0 | 0 | 0 | 0 | 0 | 0
00 Ret.ExistSCR & DryFGD & HRI & CCS | 0 | 0 | 0 | 0 | 0 | 0 | 0
00 Ret.ExistSCR & DSI | 0 | 0 | 0 | 0 | 0 | 0 | 0
00 Ret.ExistSCR & DSI & DryFGD | 0 | 0 | 0 | 0 | 0 | 0 | 0
00 Ret.ExistSCR & DSI & DryFGD & HRI | 0 | 0 | 0 | 0 | 0 | 0 | 0
00 Ret.ExistSCR & DSI & HRI | 0 | 0 | 0 | 0 | 0 | 0 | 0
00 Ret.ExistSCR & DSI & WetFGD | 0 | 0 | 0 | 0 | 0 | 0 | 0
00 Ret.ExistSCR & DSI & WetFGD & HRI | 0 | 0 | 0 | 0 | 0 | 0 | 0
00 Ret.ExistSCR & HRI | 0 | 0 | 0 | 0 | 0 | 0 | 0
00 Ret.ExistSCR & WetFGD | 1194.7514 | 0 | 0 | 0 | 0 | 0 | 0
00 Ret.ExistSCR & WetFGD & ACI & CCS | 0 | 0 | 0 | 0 | 0 | 0 | 0
00 Ret.ExistSCR & WetFGD & ACI & HRI & CCS | 0 | 0 | 0 | 0 | 0 | 0 | 0
00 Ret.ExistSCR & WetFGD & CCS | 0 | 0 | 0 | 0 | 0 | 0 | 0
00 Ret.ExistSCR & WetFGD & HRI | 0 | 0 | 0 | 0 | 0 | 0 | 0
00 Ret.ExistSCR & WetFGD & HRI & CCS | 0 | 0 | 0 | 0 | 0 | 0 | 0
00 Ret.ExistSCR_ACI & DryFGD | 1040.4348 | 0 | 0 | 0 | 0 | 0 | 0
00 Ret.ExistSCR_ACI & DryFGD & CCS | 0 | 0 | 0 | 0 | 0 | 0 | 0
00 Ret.ExistSCR_ACI & DryFGD & HRI | 0 | 0 | 0 | 0 | 0 | 0 | 0
00 Ret.ExistSCR_ACI & DryFGD & HRI & CCS | 0 | 0 | 0 | 0 | 0 | 0 | 0
00 Ret.ExistSCR_ACI & DSI | 2.9826 | 0 | 0 | 0 | 0 | 0 | 0
00 Ret.ExistSCR_ACI & DSI & HRI | 0 | 0 | 0 | 0 | 0 | 0 | 0
00 Ret.ExistSCR_ACI & HRI | 0 | 0 | 0 | 0 | 0 | 0 | 0
00 Ret.ExistSCR_ACI & WetFGD | 0 | 0 | 0 | 0 | 0 | 0 | 0
00 Ret.ExistSCR_ACI & WetFGD & CCS | 0 | 0 | 0 | 0 | 0 | 0 | 0
00 Ret.ExistSCR_ACI & WetFGD & HRI | 0 | 0 | 0 | 0 | 0 | 0 | 0
00 Ret.ExistSCR_ACI & WetFGD & HRI & CCS | 0 | 0 | 0 | 0 | 0 | 0 | 0
00 Ret.ExistSCR_ACI_DSI & DryFGD | 0 | 0 | 0 | 0 | 0 | 0 | 0
00 Ret.ExistSCR_ACI_DSI & DryFGD & CCS | 0 | 0 | 0 | 0 | 0 | 0 | 0
00 Ret.ExistSCR_ACI_DSI & DryFGD & HRI | 0 | 0 | 0 | 0 | 0 | 0 | 0
00 Ret.ExistSCR_ACI_DSI & DryFGD & HRI & CCS | 0 | 0 | 0 | 0 | 0 | 0 | 0
00 Ret.ExistSCR_ACI_DSI & HRI | 0 | 0 | 0 | 0 | 0 | 0 | 0
00 Ret.ExistSCR_ACI_DSI & WetFGD | 0 | 0 | 0 | 0 | 0 | 0 | 0
00 Ret.ExistSCR_ACI_DSI & WetFGD & CCS | 0 | 0 | 0 | 0 | 0 | 0 | 0
00 Ret.ExistSCR_ACI_DSI & WetFGD & HRI | 0 | 0 | 0 | 0 | 0 | 0 | 0
00 Ret.ExistSCR_ACI_DSI & WetFGD & HRI & CCS | 0 | 0 | 0 | 0 | 0 | 0 | 0
00 Ret.ExistSCR_DryFGD & ACI | 2369.8859 | 0 | 0 | 0 | 0 | 0 | 0
00 Ret.ExistSCR_DryFGD & HRI | 0 | 0 | 0 | 0 | 0 | 0 | 0
00 Ret.ExistSCR_DryFGD & HRI & CCS | 0 | 0 | 0 | 0 | 0 | 0 | 0
00 Ret.ExistSCR_DryFGD_ACI & CCS | 0 | 0 | 0 | 0 | 0 | 0 | 0
00 Ret.ExistSCR_DryFGD_ACI & HRI | 0 | 0 | 0 | 0 | 0 | 0 | 0
00 Ret.ExistSCR_DryFGD_ACI & HRI & CCS | 0 | 0 | 0 | 0 | 0 | 0 | 0
00 Ret.ExistSCR_DSI & ACI | 0 | 0 | 0 | 0 | 0 | 0 | 0
00 Ret.ExistSCR_DSI & ACI & HRI | 0 | 0 | 0 | 0 | 0 | 0 | 0
00 Ret.ExistSCR_DSI & DryFGD | 0 | 0 | 0 | 0 | 0 | 0 | 0
00 Ret.ExistSCR_DSI & DryFGD & ACI | 0 | 0 | 0 | 0 | 0 | 0 | 0
00 Ret.ExistSCR_DSI & DryFGD & ACI & HRI | 0 | 0 | 0 | 0 | 0 | 0 | 0
00 Ret.ExistSCR_DSI & DryFGD & HRI | 0 | 0 | 0 | 0 | 0 | 0 | 0
00 Ret.ExistSCR_DSI & HRI | 0 | 0 | 0 | 0 | 0 | 0 | 0
00 Ret.ExistSCR_DSI & WetFGD | 0 | 0 | 0 | 0 | 0 | 0 | 0
00 Ret.ExistSCR_DSI & WetFGD & ACI | 0 | 0 | 0 | 0 | 0 | 0 | 0
00 Ret.ExistSCR_DSI & WetFGD & ACI & HRI | 0 | 0 | 0 | 0 | 0 | 0 | 0
00 Ret.ExistSCR_DSI & WetFGD & HRI | 0 | 0 | 0 | 0 | 0 | 0 | 0
00 Ret.ExistSCR_WetFGD & ACI | 6878.8055 | 0 | 0 | 0 | 0 | 0 | 0
00 Ret.ExistSCR_WetFGD & HRI | 0 | 0 | 0 | 0 | 0 | 0 | 0
00 Ret.ExistSCR_WetFGD & HRI & CCS | 0 | 0 | 0 | 0 | 0 | 0 | 0
00 Ret.ExistSCR_WetFGD_ACI & CCS | 0 | 0 | 0 | 0 | 0 | 0 | 0
00 Ret.ExistSCR_WetFGD_ACI & HRI | 0 | 0 | 0 | 0 | 0 | 0 | 0
00 Ret.ExistSCR_WetFGD_ACI & HRI & CCS | 0 | 0 | 0 | 0 | 0 | 0 | 0
00 Ret.ExistSNCR & ACI | 41.4472 | 0 | 0 | 0 | 0 | 0 | 0
00 Ret.ExistSNCR & ACI & DryFGD | 0 | 0 | 0 | 0 | 0 | 0 | 0
00 Ret.ExistSNCR & ACI & DryFGD & HRI | 0 | 0 | 0 | 0 | 0 | 0 | 0
00 Ret.ExistSNCR & ACI & DSI | 78.1818 | 0 | 0 | 0 | 0 | 0 | 0
00 Ret.ExistSNCR & ACI & DSI & DryFGD | 0 | 0 | 0 | 0 | 0 | 0 | 0
00 Ret.ExistSNCR & ACI & DSI & DryFGD & HRI | 0 | 0 | 0 | 0 | 0 | 0 | 0
00 Ret.ExistSNCR & ACI & DSI & HRI | 0 | 0 | 0 | 0 | 0 | 0 | 0
00 Ret.ExistSNCR & ACI & DSI & WetFGD | 0 | 0 | 0 | 0 | 0 | 0 | 0
00 Ret.ExistSNCR & ACI & DSI & WetFGD & HRI | 0 | 0 | 0 | 0 | 0 | 0 | 0
00 Ret.ExistSNCR & ACI & HRI | 0 | 0 | 0 | 0 | 0 | 0 | 0
00 Ret.ExistSNCR & ACI & WetFGD | 0 | 0 | 0 | 0 | 0 | 0 | 0
00 Ret.ExistSNCR & ACI & WetFGD & HRI | 0 | 0 | 0 | 0 | 0 | 0 | 0
00 Ret.ExistSNCR & DryFGD | 97.073 | 0 | 0 | 0 | 0 | 0 | 0
00 Ret.ExistSNCR & DryFGD & CCS | 0 | 0 | 0 | 0 | 0 | 0 | 0
00 Ret.ExistSNCR & DryFGD & HRI | 0 | 0 | 0 | 0 | 0 | 0 | 0
00 Ret.ExistSNCR & DryFGD & HRI & CCS | 0 | 0 | 0 | 0 | 0 | 0 | 0
00 Ret.ExistSNCR & DSI | 0 | 0 | 0 | 0 | 0 | 0 | 0
00 Ret.ExistSNCR & DSI & DryFGD | 0 | 0 | 0 | 0 | 0 | 0 | 0
00 Ret.ExistSNCR & DSI & DryFGD & HRI | 0 | 0 | 0 | 0 | 0 | 0 | 0
00 Ret.ExistSNCR & DSI & HRI | 0 | 0 | 0 | 0 | 0 | 0 | 0
00 Ret.ExistSNCR & DSI & WetFGD | 0 | 0 | 0 | 0 | 0 | 0 | 0
00 Ret.ExistSNCR & DSI & WetFGD & HRI | 0 | 0 | 0 | 0 | 0 | 0 | 0
00 Ret.ExistSNCR & HRI | 0 | 0 | 0 | 0 | 0 | 0 | 0
00 Ret.ExistSNCR & WetFGD | 0 | 0 | 0 | 0 | 0 | 0 | 0
00 Ret.ExistSNCR & WetFGD & ACI & CCS | 0 | 0 | 0 | 0 | 0 | 0 | 0
00 Ret.ExistSNCR & WetFGD & ACI & HRI & CCS | 0 | 0 | 0 | 0 | 0 | 0 | 0
00 Ret.ExistSNCR & WetFGD & CCS | 0 | 0 | 0 | 0 | 0 | 0 | 0
00 Ret.ExistSNCR & WetFGD & HRI | 0 | 0 | 0 | 0 | 0 | 0 | 0
00 Ret.ExistSNCR & WetFGD & HRI & CCS | 0 | 0 | 0 | 0 | 0 | 0 | 0
00 Ret.ExistSNCR_ACI & DryFGD | 1942.3475 | 0 | 0 | 0 | 0 | 0 | 0
00 Ret.ExistSNCR_ACI & DryFGD & CCS | 0 | 0 | 0 | 0 | 0 | 0 | 0
00 Ret.ExistSNCR_ACI & DryFGD & HRI | 0 | 0 | 0 | 0 | 0 | 0 | 0
00 Ret.ExistSNCR_ACI & DryFGD & HRI & CCS | 0 | 0 | 0 | 0 | 0 | 0 | 0
00 Ret.ExistSNCR_ACI & DSI | 350.6951 | 0 | 0 | 0 | 0 | 0 | 0
00 Ret.ExistSNCR_ACI & DSI & HRI | 0 | 0 | 0 | 0 | 0 | 0 | 0
00 Ret.ExistSNCR_ACI & HRI | 0 | 0 | 0 | 0 | 0 | 0 | 0
00 Ret.ExistSNCR_ACI & WetFGD | 0 | 0 | 0 | 0 | 0 | 0 | 0
00 Ret.ExistSNCR_ACI & WetFGD & CCS | 0 | 0 | 0 | 0 | 0 | 0 | 0
00 Ret.ExistSNCR_ACI & WetFGD & HRI | 0 | 0 | 0 | 0 | 0 | 0 | 0
00 Ret.ExistSNCR_ACI & WetFGD & HRI & CCS | 0 | 0 | 0 | 0 | 0 | 0 | 0
00 Ret.ExistSNCR_ACI_DSI & DryFGD | 0 | 0 | 0 | 0 | 0 | 0 | 0
00 Ret.ExistSNCR_ACI_DSI & DryFGD & HRI | 0 | 0 | 0 | 0 | 0 | 0 | 0
00 Ret.ExistSNCR_ACI_DSI & HRI | 0 | 0 | 0 | 0 | 0 | 0 | 0
00 Ret.ExistSNCR_ACI_DSI & WetFGD | 0 | 0 | 0 | 0 | 0 | 0 | 0
00 Ret.ExistSNCR_ACI_DSI & WetFGD & HRI | 0 | 0 | 0 | 0 | 0 | 0 | 0
00 Ret.ExistSNCR_DryFGD & ACI | 644.6734 | 0 | 0 | 0 | 0 | 0 | 0
00 Ret.ExistSNCR_DryFGD & HRI | 0 | 0 | 0 | 0 | 0 | 0 | 0
00 Ret.ExistSNCR_DryFGD & HRI & CCS | 0 | 0 | 0 | 0 | 0 | 0 | 0
00 Ret.ExistSNCR_DryFGD_ACI & CCS | 0 | 0 | 0 | 0 | 0 | 0 | 0
00 Ret.ExistSNCR_DryFGD_ACI & HRI | 0 | 0 | 0 | 0 | 0 | 0 | 0
00 Ret.ExistSNCR_WetFGD & ACI | 5295.6821 | 0 | 0 | 0 | 0 | 0 | 0
00 Ret.ExistSNCR_WetFGD & HRI | 0 | 0 | 0 | 0 | 0 | 0 | 0
00 Ret.ExistSNCR_WetFGD & HRI & CCS | 0 | 0 | 0 | 0 | 0 | 0 | 0
00 Ret.ExistSNCR_WetFGD_ACI & CCS | 0 | 0 | 0 | 0 | 0 | 0 | 0
00 Ret.ExistSNCR_WetFGD_ACI & HRI | 0 | 0 | 0 | 0 | 0 | 0 | 0
00 Ret.ExistSNCR_WetFGD_ACI & HRI & CCS | 0 | 0 | 0 | 0 | 0 | 0 | 0
00 Ret.ExistWetFGD & ACI | 19901.0742 | 0 | 0 | 0 | 0 | 0 | 0
00 Ret.ExistWetFGD & ACI & CCS | 0 | 0 | 0 | 0 | 0 | 0 | 0
00 Ret.ExistWetFGD & ACI & HRI | 0 | 0 | 0 | 0 | 0 | 0 | 0
00 Ret.ExistWetFGD & ACI & HRI & CCS | 0 | 0 | 0 | 0 | 0 | 0 | 0
00 Ret.ExistWetFGD & ACI & SCR | 862.2921 | 2555.084 | 0 | 0 | 0 | 0 | 0
00 Ret.ExistWetFGD & ACI & SCR & CCS | 0 | 0 | 0 | 0 | 0 | 0 | 0
00 Ret.ExistWetFGD & ACI & SCR & HRI | 0 | 0 | 0 | 0 | 0 | 0 | 0
00 Ret.ExistWetFGD & ACI & SCR & HRI & CCS | 0 | 0 | 0 | 0 | 0 | 0 | 0
00 Ret.ExistWetFGD & ACI & SNCR | 0 | 0 | 0 | 0 | 0 | 0 | 0
00 Ret.ExistWetFGD & ACI & SNCR & HRI | 0 | 0 | 0 | 0 | 0 | 0 | 0
00 Ret.ExistWetFGD & CCS | 0 | 0 | 0 | 0 | 0 | 0 | 0
00 Ret.ExistWetFGD & HRI | 0 | 0 | 0 | 0 | 0 | 0 | 0
00 Ret.ExistWetFGD & HRI & CCS | 0 | 0 | 0 | 0 | 0 | 0 | 0
00 Ret.ExistWetFGD & SCR | 3870.8466 | 841.727 | 0 | 0 | 0 | 0 | 0
00 Ret.ExistWetFGD & SCR & CCS | 0 | 0 | 0 | 0 | 0 | 0 | 0
00 Ret.ExistWetFGD & SCR & HRI | 0 | 0 | 0 | 0 | 0 | 0 | 0
00 Ret.ExistWetFGD & SCR & HRI & CCS | 0 | 0 | 0 | 0 | 0 | 0 | 0
00 Ret.ExistWetFGD & SNCR | 0 | 0 | 0 | 0 | 0 | 0 | 0
00 Ret.ExistWetFGD & SNCR & HRI | 0 | 0 | 0 | 0 | 0 | 0 | 0
00 Ret.ExistWetFGD_ACI & CCS | 0 | 0 | 0 | 0 | 0 | 0 | 0
00 Ret.ExistWetFGD_ACI & HRI | 0 | 0 | 0 | 0 | 0 | 0 | 0
00 Ret.ExistWetFGD_ACI & HRI & CCS | 0 | 0 | 0 | 0 | 0 | 0 | 0
00 Ret.ExistWetFGD_ACI & SCR | 822.1133 | 542.97 | 0 | 0 | 0 | 0 | 0
00 Ret.ExistWetFGD_ACI & SCR & CCS | 0 | 0 | 0 | 0 | 0 | 0 | 0
00 Ret.ExistWetFGD_ACI & SCR & HRI | 0 | 0 | 0 | 0 | 0 | 0 | 0
00 Ret.ExistWetFGD_ACI & SCR & HRI & CCS | 0 | 0 | 0 | 0 | 0 | 0 | 0
00 Ret.ExistWetFGD_ACI & SNCR | 0 | 0 | 0 | 0 | 0 | 0 | 0
00 Ret.ExistWetFGD_ACI & SNCR & HRI | 0 | 0 | 0 | 0 | 0 | 0 | 0
00 Ret.ExistWetFGD_SCR & ACI & CCS | 0 | 0 | 0 | 0 | 0 | 0 | 0
00 Ret.ExistWetFGD_SCR & ACI & HRI | 0 | 0 | 0 | 0 | 0 | 0 | 0
00 Ret.ExistWetFGD_SCR & ACI & HRI & CCS | 0 | 0 | 0 | 0 | 0 | 0 | 0
00 Ret.ExistWetFGD_SCR & CCS | 0 | 0 | 0 | 0 | 0 | 0 | 0
00 Ret.ExistWetFGD_SNCR & ACI & CCS | 0 | 0 | 0 | 0 | 0 | 0 | 0
00 Ret.ExistWetFGD_SNCR & ACI & HRI | 0 | 0 | 0 | 0 | 0 | 0 | 0
00 Ret.ExistWetFGD_SNCR & ACI & HRI & CCS | 0 | 0 | 0 | 0 | 0 | 0 | 0
00 Ret.ExistWetFGD_SNCR & CCS | 0 | 0 | 0 | 0 | 0 | 0 | 0
00 Ret.FB & ACI | 1104.3498 | 0 | 0 | 0 | 0 | 0 | 0
00 Ret.FB & ACI & HRI | 0 | 0 | 0 | 0 | 0 | 0 | 0
00 Ret.FB & HRI | 0 | 0 | 0 | 0 | 0 | 0 | 0
00 Ret.FB DryFGD | 335.2727 | 0 | 0 | 0 | 0 | 0 | 0
00 Ret.FB DryFGD & ACI | 0 | 0 | 0 | 0 | 0 | 0 | 0
00 Ret.FB DryFGD & ACI & HRI | 0 | 0 | 0 | 0 | 0 | 0 | 0
00 Ret.FB DryFGD & HRI | 0 | 0 | 0 | 0 | 0 | 0 | 0
00 Ret.FB DryFGD & SNCR | 335.105 | 0 | 0 | 0 | 0 | 0 | 0
00 Ret.FB DryFGD & SNCR & HRI | 0 | 0 | 0 | 0 | 0 | 0 | 0
00 Ret.FB SNCR & DryFGD & ACI | 0 | 0 | 0 | 0 | 0 | 0 | 0
00 Ret.FB SNCR & DryFGD & ACI & HRI | 0 | 0 | 0 | 0 | 0 | 0 | 0
00 Ret.FB-ACI & SNCR | 0 | 0 | 0 | 0 | 0 | 0 | 0
00 Ret.FB-ACI & SNCR & CCS | 0 | 0 | 0 | 0 | 0 | 0 | 0
00 Ret.FB-ACI & SNCR & HRI | 0 | 0 | 0 | 0 | 0 | 0 | 0
00 Ret.FB-ACI & SNCR & HRI & CCS | 0 | 0 | 0 | 0 | 0 | 0 | 0
00 Ret.FB-Exist ACI & DryFGD | 0 | 0 | 0 | 0 | 0 | 0 | 0
00 Ret.FB-Exist ACI & DryFGD & HRI | 0 | 0 | 0 | 0 | 0 | 0 | 0
00 Ret.FB-Exist ACI & DryFGD & SNCR | 0 | 0 | 0 | 0 | 0 | 0 | 0
00 Ret.FB-Exist ACI & DryFGD & SNCR & HRI | 0 | 0 | 0 | 0 | 0 | 0 | 0
00 Ret.FB-Exist ACI & SNCR | 0 | 0 | 0 | 0 | 0 | 0 | 0
00 Ret.FB-Exist ACI & SNCR & HRI | 0 | 0 | 0 | 0 | 0 | 0 | 0
00 Ret.FB-ExistACI & HRI | 0 | 0 | 0 | 0 | 0 | 0 | 0
00 Ret.FB-ExistDryFGD & ACI | 0 | 0 | 0 | 0 | 0 | 0 | 0
00 Ret.FB-ExistDryFGD & ACI & HRI | 0 | 0 | 0 | 0 | 0 | 0 | 0
00 Ret.FB-ExistDryFGD & ACI & SNCR | 0 | 0 | 0 | 0 | 0 | 0 | 0
00 Ret.FB-ExistDryFGD & ACI & SNCR & HRI | 0 | 0 | 0 | 0 | 0 | 0 | 0
00 Ret.FB-ExistDryFGD & CCS | 0 | 0 | 0 | 0 | 0 | 0 | 0
00 Ret.FB-ExistDryFGD & HRI | 0 | 0 | 0 | 0 | 0 | 0 | 0
00 Ret.FB-ExistDryFGD & SNCR | 0 | 0 | 0 | 0 | 0 | 0 | 0
00 Ret.FB-ExistDryFGD & SNCR & HRI | 0 | 0 | 0 | 0 | 0 | 0 | 0
00 Ret.FB-ExistDryFGD_ACI & CCS | 0 | 0 | 0 | 0 | 0 | 0 | 0
00 Ret.FB-ExistDryFGD_SNCR & ACI | 0 | 0 | 0 | 0 | 0 | 0 | 0
00 Ret.FB-ExistDryFGD_SNCR & ACI & HRI | 0 | 0 | 0 | 0 | 0 | 0 | 0
00 Ret.FB-ExistDryFGD_SNCR & CCS | 0 | 0 | 0 | 0 | 0 | 0 | 0
00 Ret.FB-ExistDryFGD_SNCR & HRI | 0 | 0 | 0 | 0 | 0 | 0 | 0
00 Ret.FB-ExistDryFGD_SNCR & HRI & CCS | 0 | 0 | 0 | 0 | 0 | 0 | 0
00 Ret.FB-ExistDryFGD_SNCR_ACI & HRI | 0 | 0 | 0 | 0 | 0 | 0 | 0
00 Ret.FB-ExistWetFGD_SNCR_ACI & HRI | 0 | 0 | 0 | 0 | 0 | 0 | 0
00 Ret.FB-ExistSNCR & ACI | 59.9671 | 0 | 0 | 0 | 0 | 0 | 0
00 Ret.FB-ExistSNCR & ACI & HRI | 0 | 0 | 0 | 0 | 0 | 0 | 0
00 Ret.FB-ExistSNCR & DryFGD | 0 | 0 | 0 | 0 | 0 | 0 | 0
00 Ret.FB-ExistSNCR & DryFGD & ACI | 0 | 0 | 0 | 0 | 0 | 0 | 0
00 Ret.FB-ExistSNCR & DryFGD & ACI & HRI | 0 | 0 | 0 | 0 | 0 | 0 | 0
00 Ret.FB-ExistSNCR & DryFGD & HRI | 0 | 0 | 0 | 0 | 0 | 0 | 0
00 Ret.FB-ExistSNCR & HRI | 0 | 0 | 0 | 0 | 0 | 0 | 0
00 Ret.FB-SNCR | 0 | 0 | 0 | 0 | 0 | 0 | 0
00 Ret.FB-SNCR & HRI | 0 | 0 | 0 | 0 | 0 | 0 | 0
00 Ret.HRI | 0 | 0 | 0 | 0 | 0 | 0 | 0
00 Ret.Oil/Gas Steam SCR | 1.657 | 0 | 0 | 0 | 0 | 0 | 0
00 Ret.SCR | 0 | 0 | 0 | 0 | 0 | 0 | 0
00 Ret.SCR & DryFGD | 0 | 0 | 0 | 0 | 0 | 0 | 0
00 Ret.SCR & DryFGD & ACI | 0 | 0 | 0 | 0 | 0 | 0 | 0
00 Ret.SCR & DryFGD & CCS | 0 | 0 | 0 | 0 | 0 | 0 | 0
00 Ret.SCR & DryFGD & HRI | 0 | 0 | 0 | 0 | 0 | 0 | 0
00 Ret.SCR & DryFGD & HRI & CCS | 0 | 0 | 0 | 0 | 0 | 0 | 0
00 Ret.SCR & DSI | 0 | 0 | 0 | 0 | 0 | 0 | 0
00 Ret.SCR & DSI & DryFGD | 0 | 0 | 0 | 0 | 0 | 0 | 0
00 Ret.SCR & DSI & DryFGD & HRI | 0 | 0 | 0 | 0 | 0 | 0 | 0
00 Ret.SCR & DSI & HRI | 0 | 0 | 0 | 0 | 0 | 0 | 0
00 Ret.SCR & DSI & WetFGD | 0 | 0 | 0 | 0 | 0 | 0 | 0
00 Ret.SCR & DSI & WetFGD & HRI | 0 | 0 | 0 | 0 | 0 | 0 | 0
00 Ret.SCR & HRI | 0 | 0 | 0 | 0 | 0 | 0 | 0
00 Ret.SCR & WetFGD | 0 | 0 | 0 | 0 | 0 | 0 | 0
00 Ret.SCR & WetFGD & ACI | 0 | 0 | 0 | 0 | 0 | 0 | 0
00 Ret.SCR & WetFGD & CCS | 0 | 0 | 0 | 0 | 0 | 0 | 0
00 Ret.SCR & WetFGD & HRI | 0 | 0 | 0 | 0 | 0 | 0 | 0
00 Ret.SCR & WetFGD & HRI & CCS | 0 | 0 | 0 | 0 | 0 | 0 | 0
00 Ret.SNCR | 0 | 0 | 0 | 0 | 0 | 0 | 0
00 Ret.SNCR & DryFGD | 0 | 0 | 0 | 0 | 0 | 0 | 0
00 Ret.SNCR & DryFGD & ACI | 0 | 0 | 0 | 0 | 0 | 0 | 0
00 Ret.SNCR & DryFGD & ACI & HRI | 0 | 0 | 0 | 0 | 0 | 0 | 0
00 Ret.SNCR & DryFGD & HRI | 0 | 0 | 0 | 0 | 0 | 0 | 0
00 Ret.SNCR & DSI | 0 | 0 | 0 | 0 | 0 | 0 | 0
00 Ret.SNCR & DSI & HRI | 0 | 0 | 0 | 0 | 0 | 0 | 0
00 Ret.SNCR & HRI | 0 | 0 | 0 | 0 | 0 | 0 | 0
00 Ret.SNCR & WetFGD | 0 | 0 | 0 | 0 | 0 | 0 | 0
00 Ret.SNCR & WetFGD & ACI | 0 | 0 | 0 | 0 | 0 | 0 | 0
00 Ret.SNCR & WetFGD & ACI & HRI | 0 | 0 | 0 | 0 | 0 | 0 | 0
00 Ret.SNCR & WetFGD & HRI | 0 | 0 | 0 | 0 | 0 | 0 | 0
00 Ret.WetFGD | 502.9568 | 0 | 0 | 0 | 0 | 0 | 0
00 Ret.WetFGD & ACI & CCS | 0 | 0 | 0 | 0 | 0 | 0 | 0
00 Ret.WetFGD & ACI & HRI & CCS | 0 | 0 | 0 | 0 | 0 | 0 | 0
00 Ret.WetFGD & CCS | 0 | 0 | 0 | 0 | 0 | 0 | 0
00 Ret.WetFGD & HRI | 0 | 0 | 0 | 0 | 0 | 0 | 0
00 Ret.WetFGD & HRI & CCS | 0 | 0 | 0 | 0 | 0 | 0 | 0
00 CC Retirement | 2887.0952 | 68.0617 | 0 | 0 | 0 | 0 | 0
00 CT Retirement | 622.9429 | 0 | 0 | 0 | 0 | 0 | 0
00 O/G Retirement | 5911.9057 | 3640.0561 | 2297 | 875.7606 | 627.1041 | 0 | 1177.4077
00 Coal Retirement | 49431.3446 | 1539.9137 | 0 | 252.038 | 3037.4396 | 0 | 0
00 IGCC Retirement | 45 | 0 | 0 | 0 | 0 | 0 | 0
00 Nuke Retirement | 1695.8246 | 553.6 | 371.1194 | 0 | 2928.5949 | 39342.561 | 51576.101
00 Non-Fossil Retirement | 0 | 0 | 0 | 0 | 0 | 0 | 0
Total | 325689.8215 | 81814.6289 | 21655.525 | 116903.086 | 200319.04 | 387989.5281 | 449216.8078
(**) Ind. Boiler capacity in MMBtu/hr, not included in the total
12. Generation by Capacity Reporting Type [GWh]
00 New Combined Cycle | 29707.0499 | 53084.4199 | 81377.1208 | 265989.2302 | 505296.5832 | 1290414.5574 | 2092449.4038
00 New Combined Cycle - Uncontrolled | 0 | 0 | 0 | 0 | 0 | 0 | 0
00 New Combined Cycle with Carbon Capture | 0 | 0 | 0 | 0 | 0 | 0 | 0
00 New Combustion Turbine | 511.7107 | 456.6666 | 597.0047 | 1852.111 | 5843.5084 | 10757.3336 | 12426.3369
00 New Hydro | 0 | 0 | 0 | 0 | 0 | 0 | 0
00 New Nuclear | 0 | 0 | 0 | 0 | 0 | 0 | 0
00 New Biomass | 4256.2435 | 4261.1089 | 4685.5195 | 4821.8535 | 4821.8535 | 6716.0188 | 9553.4102
00 New Geothermal | 0 | 12448.0213 | 15575.7618 | 23395.113 | 25675.8228 | 25675.8228 | 25675.8228
00 New Landfill Gas | 888.2114 | 888.2114 | 888.2114 | 888.2114 | 888.2114 | 888.2114 | 888.2114
00 New Offshore Wind | 0 | 0 | 0 | 0 | 0 | 0 | 0
00 New Onshore Wind | 479.5227 | 62267.6617 | 65932.8845 | 142059.6622 | 287756.4903 | 287756.4903 | 288049.3909
00 New Solar PV | 482.759 | 4658.3831 | 5604.0855 | 8160.4416 | 10290.2694 | 10415.5527 | 31688.7651
00 New Solar Thermal | 43.569 | 478.9969 | 989.2025 | 1914.6594 | 3680.6754 | 3680.6754 | 3680.6754
00 New Fuel Cell | 0 | 0 | 0 | 0 | 0 | 0 | 0
00 New IGCC | 0 | 0 | 0 | 0 | 0 | 0 | 0
00 New Advanced Coal with CCS | 0 | 0 | 2457.18 | 2457.18 | 2457.18 | 2457.18 | 2457.18
00 New SPC - Uncontrolled | 0 | 0 | 0 | 0 | 0 | 0 | 0
00 New SPC-WetFGD_SCR | 280.7142 | 280.7142 | 280.7142 | 280.7142 | 280.7142 | 280.7142 | 280.7142
00 New Future Technology | 0 | 0 | 0 | 0 | 0 | 0 | 0
00 Exist Combined Cycle | 1041373.6432 | 962851.5192 | 998199.1609 | 885072.2502 | 774535.7276 | 674192.02 | 561158.7989
00 Exist Combustion Turbine | 15884.3474 | 13056.0552 | 19038.9295 | 25073.5985 | 15926.8424 | 11573.055 | 9623.5115
00 Exist Coal Steam_Uncontrolled | 12387.0924 | 13617.4362 | 13851.8239 | 14081.3003 | 11964.2736 | 11920.4694 | 12543.2465
00 Exist Coal Steam_ACI | 8591.2134 | 1178.8044 | 1178.8044 | 1178.8044 | 1178.8044 | 1178.8044 | 1178.8044
00 Exist Coal Steam_ACI_DSI | 0 | 0 | 0 | 0 | 0 | 0 | 0
00 Exist Coal Steam_DryFGD | 26994.0434 | 24402.2337 | 24870.4698 | 24992.8352 | 24307.8916 | 24605.5999 | 25509.4955
00 Exist Coal Steam_DryFGD_ACI | 23300.9166 | 22844.6854 | 19084.3609 | 19084.3609 | 18326.4747 | 18767.2805 | 19059.2802
00 Exist Coal Steam_DryFGD_SCR | 11247.3171 | 11247.3171 | 11247.3171 | 11623.5209 | 10949.0697 | 9642.8445 | 11785.0834
00 Exist Coal Steam_DryFGD_SCR_ACI | 77397.8375 | 79879.9518 | 80180.6848 | 80731.7721 | 75400.8552 | 78848.1341 | 82867.8107
00 Exist Coal Steam_DryFGD_SNCR | 1145.7749 | 1272.9018 | 1228.09 | 1228.09 | 1160.5308 | 1111.5703 | 1244.5391
00 Exist Coal Steam_DryFGD_SNCR_ACI | 2010.7005 | 2164.46 | 2164.46 | 2225.4418 | 2083.9051 | 2083.9051 | 2225.4418
00 Exist Coal Steam_DSI | 0 | 0 | 0 | 0 | 0 | 0 | 0
00 Exist Coal Steam_SCR | 0 | 0 | 0 | 0 | 0 | 0 | 0
00 Exist Coal Steam_SCR_ACI | 5.7886 | 0 | 0 | 0 | 0 | 0 | 0
00 Exist Coal Steam_SCR_ACI_DSI | 7257.2772 | 7216.2966 | 7282.629 | 7496.5866 | 7257.2772 | 7718.7957 | 8308.2739
00 Exist Coal Steam_SCR_DSI | 0 | 0 | 0 | 0 | 0 | 0 | 0
00 Exist Coal Steam_SNCR | 1436.289 | 1436.289 | 1440.9125 | 1440.9125 | 1401.1579 | 1440.9125 | 1449.8516
00 Exist Coal Steam_SNCR_ACI | 0 | 0 | 0 | 0 | 0 | 0 | 0
00 Exist Coal Steam_SNCR_ACI_DSI | 0 | 0 | 0 | 0 | 0 | 0 | 0
00 Exist Coal Steam_WetFGD | 59008.3037 | 51986.5426 | 51986.5426 | 52105.4403 | 50767.9463 | 50976.2369 | 52315.0604
00 Exist Coal Steam_WetFGD_ACI | 39928.2604 | 32461.9552 | 32461.9552 | 32434.3969 | 32376.2703 | 32392.2219 | 32492.5956
00 Exist Coal Steam_WetFGD_SCR | 563064.5666 | 578624.6779 | 583332.1981 | 596969.7991 | 581164.667 | 568220.8302 | 598675.2205
00 Exist Coal Steam_WetFGD_SCR_ACI | 105578.5516 | 111070.6355 | 111349.7928 | 115013.9229 | 111530.7061 | 110247.7405 | 119064.999
00 Exist Coal Steam_WetFGD_SNCR | 20107.3975 | 19625.1888 | 19625.1888 | 19625.1888 | 19625.1888 | 19625.1888 | 19625.1888
00 Exist Coal Steam_WetFGD_SNCR_ACI | 4840.3217 | 5148.5488 | 5148.5488 | 5541.2956 | 5541.2956 | 5541.2956 | 5541.2956
00 Exist FBC_Uncontrolled | 2607.2031 | 2607.2031 | 2607.2031 | 2607.2031 | 2607.2031 | 2607.2031 | 2607.2031
00 Exist FBC_ACI | 0 | 0 | 0 | 0 | 0 | 0 | 0
00 Exist FBC_DryFGD | 1322.9505 | 1322.9505 | 1322.9505 | 1322.9505 | 1322.9505 | 1322.9505 | 1322.9505
00 Exist FBC_DryFGD_SNCR | 16782.3602 | 16881.2394 | 16722.8231 | 17001.1601 | 16881.2394 | 17195.1567 | 17467.8338
00 Exist FBC_DryFGD_SNCR_ACI | 8391.8859 | 8997.0799 | 8699.2865 | 8699.2865 | 8061.9118 | 8061.9118 | 8061.9118
00 Exist FBC_SNCR | 2010.5881 | 1915.4499 | 2010.5881 | 1938.1365 | 1938.1365 | 1604.8432 | 1699.0201
00 Exist FBC_SNCR_ACI | 70.6356 | 70.6356 | 70.6356 | 70.6356 | 70.6356 | 70.6356 | 70.6356
00 Exist FBC_WetFGD_SNCR_ACI | 668.5133 | 668.5133 | 668.5133 | 1677.2072 | 1699.5887 | 2129.2162 | 2129.2162
00 Exist IGCC | 11559.4637 | 11699.7361 | 11699.7361 | 12037.3453 | 11947.7063 | 12154.2696 | 12154.2696
00 Exist Fossil_Other | 2204.3309 | 2204.3309 | 2204.3309 | 2204.3309 | 2204.3309 | 2204.3309 | 2204.3309
00 Exist Fuel Cell | 110.1026 | 71.1278 | 78.7815 | 146.6611 | 18.0077 | 15.3107 | 8.8033
00 Exist Hydro | 270077.2507 | 270077.2507 | 270077.2507 | 270077.2507 | 270077.2507 | 270077.2507 | 269857.2444
00 Exist Non Fossil_Other | 22963.9981 | 22963.9981 | 22963.9981 | 22963.9981 | 22963.9981 | 22963.9981 | 22963.9981
00 Exist Nuclear | 779989.7334 | 811726.6773 | 808830.0307 | 808830.0307 | 785370.7649 | 476860.3465 | 63256.1505
00 Exist Oil/Gas Steam | 47394.5083 | 45856.4567 | 44806.2107 | 30927.2284 | 15796.6249 | 2859.1444 | 826.0679
00 Exist Oil/Gas Steam_SCR | 8459.7316 | 8042.9211 | 7113.1012 | 4737.9908 | 3230.0198 | 592.3415 | 277.8048
00 Exist Oil/Gas Steam_SNCR | 106.0974 | 70.318 | 0 | 0 | 0 | 0 | 0
00 Exist Biomass | 21736.8461 | 19215.6101 | 19661.8367 | 20918.3164 | 19095.6509 | 22675.1907 | 23409.8902
00 Exist Landfill Gas | 10260.3243 | 10260.3243 | 10260.3243 | 10260.3243 | 10260.3243 | 10260.3243 | 10260.3243
00 Exist Geothermal | 17033.4882 | 17033.4882 | 17033.4882 | 17033.4882 | 16964.3491 | 17033.4882 | 17033.4882
00 Exist Pump Storage | 8946.9897 | 8236.5305 | 10067.4586 | 10014.1758 | 9838.2449 | 6777.2825 | 6095.6732
00 Exist Solar PV | 10353.7833 | 10353.7833 | 10353.7833 | 10353.7833 | 10353.7833 | 10353.7833 | 10353.7833
00 Exist Solar Thermal | 3269.464 | 3269.464 | 3269.464 | 3269.464 | 3269.464 | 3269.464 | 3269.464
00 Exist Wind | 157694.5394 | 157694.5394 | 157694.5394 | 157694.5394 | 157694.5394 | 157694.5394 | 157694.5394
00 International Imports | 944.328 | 833.952 | 613.2 | 63.072 | 1752 | 1752 | 1752
00 Ret.ACI | 33458.0859 | 32614.2721 | 32614.2721 | 32614.2721 | 32614.2721 | 32614.2721 | 32614.2721
00 Ret.ACI & DryFGD | 54.5617 | 54.5617 | 54.5617 | 54.5617 | 54.5617 | 54.5617 | 54.5617
00 Ret.ACI & DryFGD & HRI | 0 | 0 | 0 | 0 | 0 | 0 | 0
00 Ret.ACI & DSI | 117468.2191 | 120420.6098 | 120582.5011 | 122349.2554 | 115568.0477 | 116841.0494 | 120931.8185
00 Ret.ACI & DSI & DryFGD | 0 | 0 | 0 | 0 | 0 | 0 | 0
00 Ret.ACI & DSI & DryFGD & HRI | 0 | 0 | 0 | 0 | 0 | 0 | 0
00 Ret.ACI & DSI & HRI | 0 | 0 | 0 | 0 | 0 | 0 | 0
00 Ret.ACI & DSI & WetFGD & HRI | 0 | 0 | 0 | 0 | 0 | 0 | 0
00 Ret.ACI & HRI | 0 | 0 | 0 | 0 | 0 | 0 | 0
00 Ret.ACI & SCR | 0 | 0 | 0 | 0 | 0 | 0 | 0
00 Ret.ACI & SCR & DryFGD & CCS | 0 | 0 | 0 | 0 | 0 | 0 | 0
00 Ret.ACI & SCR & DryFGD & HRI | 0 | 0 | 0 | 0 | 0 | 0 | 0
00 Ret.ACI & SCR & DryFGD & HRI & CCS | 0 | 0 | 0 | 0 | 0 | 0 | 0
00 Ret.ACI & SCR & DSI | 1155.7475 | 1168.1569 | 1168.1569 | 1168.1569 | 615.2763 | 680.5144 | 777.2691
00 Ret.ACI & SCR & DSI & DryFGD | 0 | 0 | 0 | 0 | 0 | 0 | 0
00 Ret.ACI & SCR & DSI & DryFGD & HRI | 0 | 0 | 0 | 0 | 0 | 0 | 0
00 Ret.ACI & SCR & DSI & HRI | 0 | 0 | 0 | 0 | 0 | 0 | 0
00 Ret.ACI & SCR & DSI & WetFGD | 0 | 0 | 0 | 0 | 0 | 0 | 0
00 Ret.ACI & SCR & DSI & WetFGD & HRI | 0 | 0 | 0 | 0 | 0 | 0 | 0
00 Ret.ACI & SCR & HRI | 0 | 0 | 0 | 0 | 0 | 0 | 0
00 Ret.ACI & SCR & WetFGD & CCS | 0 | 0 | 0 | 0 | 0 | 0 | 0
00 Ret.ACI & SCR & WetFGD & HRI | 0 | 0 | 0 | 0 | 0 | 0 | 0
00 Ret.ACI & SCR & WetFGD & HRI & CCS | 0 | 0 | 0 | 0 | 0 | 0 | 0
00 Ret.ACI & SNCR | 0 | 0 | 0 | 0 | 0 | 0 | 0
00 Ret.ACI & SNCR & DSI | 0 | 0 | 0 | 0 | 0 | 0 | 0
00 Ret.ACI & SNCR & DSI & DryFGD | 0 | 0 | 0 | 0 | 0 | 0 | 0
00 Ret.ACI & SNCR & DSI & DryFGD & HRI | 0 | 0 | 0 | 0 | 0 | 0 | 0
00 Ret.ACI & SNCR & DSI & HRI | 0 | 0 | 0 | 0 | 0 | 0 | 0
00 Ret.ACI & SNCR & DSI & WetFGD | 0 | 0 | 0 | 0 | 0 | 0 | 0
00 Ret.ACI & SNCR & DSI & WetFGD & HRI | 0 | 0 | 0 | 0 | 0 | 0 | 0
00 Ret.ACI & SNCR & HRI | 0 | 0 | 0 | 0 | 0 | 0 | 0
00 Ret.ACI & WetFGD | 20877.0402 | 21894.6897 | 21894.6897 | 22132.3216 | 22132.3216 | 22132.3216 | 22132.3216
00 Ret.ACI & WetFGD & DSI | 0 | 0 | 0 | 0 | 0 | 0 | 0
00 Ret.ACI & WetFGD & HRI | 0 | 0 | 0 | 0 | 0 | 0 | 0
00 Ret.C2G | 0 | 7.1747 | 7.1747 | 7.1747 | 7.0253 | 7.1747 | 7.1747
00 Ret.C2G & SCR | 0 | 0 | 0 | 0 | 0 | 0 | 0
00 Ret.CCG | 0 | 0 | 0 | 0 | 0 | 0 | 0
00 Ret.DryFGD | 14.4234 | 14.4234 | 14.4234 | 14.4234 | 14.4234 | 14.4234 | 14.4234
00 Ret.DryFGD & ACI & CCS | 0 | 0 | 0 | 0 | 0 | 0 | 0
00 Ret.DryFGD & ACI & HRI & CCS | 0 | 0 | 0 | 0 | 0 | 0 | 0
00 Ret.DryFGD & CCS | 0 | 0 | 0 | 0 | 0 | 0 | 0
00 Ret.DryFGD & HRI | 0 | 0 | 0 | 0 | 0 | 0 | 0
00 Ret.DryFGD & HRI & CCS | 0 | 0 | 0 | 0 | 0 | 0 | 0
00 Ret.DSI | 1823.7893 | 1823.7893 | 1823.7893 | 0 | 0 | 0 | 0
00 Ret.DSI & DryFGD | 0 | 0 | 0 | 0 | 0 | 0 | 0
00 Ret.DSI & DryFGD & HRI | 0 | 0 | 0 | 0 | 0 | 0 | 0
00 Ret.DSI & HRI | 0 | 0 | 0 | 0 | 0 | 0 | 0
00 Ret.DSI & WetFGD | 0 | 0 | 0 | 0 | 0 | 0 | 0
00 Ret.DSI & WetFGD & HRI | 0 | 0 | 0 | 0 | 0 | 0 | 0
00 Ret.Exist FBC_DryFGD_SNCR_ACI & CCS | 0 | 0 | 0 | 0 | 0 | 0 | 0
00 Ret.ExistACI & DryFGD | 12656.2474 | 19040.2267 | 19121.904 | 19050.3075 | 19107.4754 | 19121.3682 | 19121.3682
00 Ret.ExistACI & DryFGD & CCS | 0 | 0 | 0 | 0 | 0 | 0 | 0
00 Ret.ExistACI & DryFGD & HRI | 0 | 0 | 0 | 0 | 0 | 0 | 0
00 Ret.ExistACI & DryFGD & HRI & CCS | 0 | 0 | 0 | 0 | 0 | 0 | 0
00 Ret.ExistACI & DSI | 20781.248 | 20780.8481 | 20781.248 | 20781.6543 | 2810.8809 | 2810.8809 | 2811.7931
00 Ret.ExistACI & DSI & DryFGD | 0 | 0 | 0 | 0 | 0 | 0 | 0
00 Ret.ExistACI & DSI & DryFGD & HRI | 0 | 0 | 0 | 0 | 0 | 0 | 0
00 Ret.ExistACI & DSI & HRI | 0 | 0 | 0 | 0 | 0 | 0 | 0
00 Ret.ExistACI & DSI & WetFGD | 0 | 0 | 0 | 0 | 0 | 0 | 0
00 Ret.ExistACI & DSI & WetFGD & HRI | 0 | 0 | 0 | 0 | 0 | 0 | 0
00 Ret.ExistACI & HRI | 0 | 0 | 0 | 0 | 0 | 0 | 0
00 Ret.ExistACI & HRI & WetFGD | 0 | 0 | 0 | 0 | 0 | 0 | 0
00 Ret.ExistACI & SCR | 0 | 0 | 0 | 0 | 0 | 0 | 0
00 Ret.ExistACI & SCR & DryFGD | 6934.6212 | 7080.6327 | 7080.6327 | 7081.1654 | 7081.1654 | 7081.1654 | 7081.1654
00 Ret.ExistACI & SCR & DryFGD & CCS | 0 | 0 | 0 | 0 | 0 | 0 | 0
00 Ret.ExistACI & SCR & DryFGD & HRI | 0 | 0 | 0 | 0 | 0 | 0 | 0
00 Ret.ExistACI & SCR & DryFGD & HRI & CCS | 0 | 0 | 0 | 0 | 0 | 0 | 0
00 Ret.ExistACI & SCR & DSI | 2172.9556 | 2172.9556 | 2172.9556 | 2189.9884 | 2299.7965 | 2299.7965 | 2299.7965
00 Ret.ExistACI & SCR & DSI & DryFGD | 0 | 0 | 0 | 0 | 0 | 0 | 0
00 Ret.ExistACI & SCR & DSI & HRI | 0 | 0 | 0 | 0 | 0 | 0 | 0
00 Ret.ExistACI & SCR & DSI & DryFGD & HRI | 0 | 0 | 0 | 0 | 0 | 0 | 0
00 Ret.ExistACI & SCR & HRI | 0 | 0 | 0 | 0 | 0 | 0 | 0
00 Ret.ExistACI & SCR & WetFGD | 0 | 0 | 0 | 0 | 6.8851 | 6.8851 | 6.8851
00 Ret.ExistACI & SCR & WetFGD & CCS | 0 | 0 | 0 | 0 | 0 | 0 | 0
00 Ret.ExistACI & SCR & WetFGD & HRI | 0 | 0 | 0 | 0 | 0 | 0 | 0
00 Ret.ExistACI & SCR & WetFGD & HRI & CCS | 0 | 0 | 0 | 0 | 0 | 0 | 0
00 Ret.ExistACI & SNCR | 0 | 0 | 0 | 0 | 0 | 0 | 0
00 Ret.ExistACI & SNCR & DryFGD | 0 | 0 | 0 | 0 | 0 | 0 | 0
00 Ret.ExistACI & SNCR & DryFGD & HRI | 0 | 0 | 0 | 0 | 0 | 0 | 0
00 Ret.ExistACI & SNCR & DSI | 0 | 0 | 0 | 0 | 0 | 0 | 0
00 Ret.ExistACI & SNCR & DSI & HRI | 0 | 0 | 0 | 0 | 0 | 0 | 0
00 Ret.ExistACI & SNCR & HRI | 0 | 0 | 0 | 0 | 0 | 0 | 0
00 Ret.ExistACI & SNCR & WetFGD | 0 | 0 | 0 | 0 | 0 | 0 | 0
00 Ret.ExistACI & SNCR & WetFGD & HRI | 0 | 0 | 0 | 0 | 0 | 0 | 0
00 Ret.ExistACI & WetFGD | 6.9245 | 6.9245 | 6.9245 | 6.9245 | 0 | 0 | 0
00 Ret.ExistACI & WetFGD & CCS | 0 | 0 | 0 | 0 | 0 | 0 | 0
00 Ret.ExistACI & WetFGD & HRI & CCS | 0 | 0 | 0 | 0 | 0 | 0 | 0
00 Ret.ExistACI_DSI & DryFGD | 0 | 0 | 0 | 0 | 0 | 0 | 0
00 Ret.ExistACI_DSI & DryFGD & HRI | 0 | 0 | 0 | 0 | 0 | 0 | 0
00 Ret.ExistACI_DSI & HRI | 0 | 0 | 0 | 0 | 0 | 0 | 0
00 Ret.ExistACI_DSI & SCR | 0 | 0 | 0 | 0 | 0 | 0 | 0
00 Ret.ExistACI_DSI & SCR & DryFGD | 0 | 0 | 0 | 0 | 0 | 0 | 0
00 Ret.ExistACI_DSI & SCR & DryFGD & HRI | 0 | 0 | 0 | 0 | 0 | 0 | 0
00 Ret.ExistACI_DSI & SCR & HRI | 0 | 0 | 0 | 0 | 0 | 0 | 0
00 Ret.ExistACI_DSI & SCR & WetFGD | 0 | 0 | 0 | 0 | 0 | 0 | 0
00 Ret.ExistACI_DSI & SCR & WetFGD & HRI | 0 | 0 | 0 | 0 | 0 | 0 | 0
00 Ret.ExistACI_DSI & WetFGD | 0 | 0 | 0 | 0 | 0 | 0 | 0
00 Ret.ExistACI_DSI & WetFGD & HRI | 0 | 0 | 0 | 0 | 0 | 0 | 0
00 Ret.ExistDryFGD & ACI | 25561.317 | 24611.0703 | 24611.0703 | 24611.0703 | 23317.1718 | 24787.0573 | 24787.0573
00 Ret.ExistDryFGD & ACI & CCS | 0 | 0 | 0 | 0 | 0 | 0 | 0
00 Ret.ExistDryFGD & ACI & HRI | 0 | 0 | 0 | 0 | 0 | 0 | 0
00 Ret.ExistDryFGD & ACI & HRI & CCS | 0 | 0 | 0 | 0 | 0 | 0 | 0
00 Ret.ExistDryFGD & ACI & SCR | 0 | 0 | 0 | 0 | 0 | 0 | 0
00 Ret.ExistDryFGD & ACI & SCR & CCS | 0 | 0 | 0 | 0 | 0 | 0 | 0
00 Ret.ExistDryFGD & ACI & SCR & HRI | 0 | 0 | 0 | 0 | 0 | 0 | 0
00 Ret.ExistDryFGD & ACI & SCR & HRI & CCS | 0 | 0 | 0 | 0 | 0 | 0 | 0
00 Ret.ExistDryFGD & ACI & SNCR | 0 | 0 | 0 | 0 | 0 | 0 | 0
00 Ret.ExistDryFGD & ACI & SNCR & HRI | 0 | 0 | 0 | 0 | 0 | 0 | 0
00 Ret.ExistDryFGD & CCS | 0 | 0 | 0 | 0 | 0 | 0 | 0
00 Ret.ExistDryFGD & HRI | 0 | 0 | 0 | 0 | 0 | 0 | 0
00 Ret.ExistDryFGD & HRI & CCS | 0 | 0 | 0 | 0 | 0 | 0 | 0
00 Ret.ExistDryFGD & SCR | 3238.9704 | 3238.9704 | 3238.9704 | 3238.9704 | 3238.9704 | 2829.2407 | 3238.9704
00 Ret.ExistDryFGD & SCR & CCS | 0 | 0 | 0 | 0 | 0 | 0 | 0
00 Ret.ExistDryFGD & SCR & HRI | 0 | 0 | 0 | 0 | 0 | 0 | 0
00 Ret.ExistDryFGD & SCR & HRI & CCS | 0 | 0 | 0 | 0 | 0 | 0 | 0
00 Ret.ExistDryFGD & SNCR | 612.3576 | 716.3407 | 661.9386 | 661.9386 | 661.9386 | 546.8608 | 661.9386
00 Ret.ExistDryFGD & SNCR & HRI | 0 | 0 | 0 | 0 | 0 | 0 | 0
00 Ret.ExistDryFGD_ACI & CCS | 0 | 0 | 0 | 0 | 0 | 0 | 0
00 Ret.ExistDryFGD_ACI & HRI | 0 | 0 | 0 | 0 | 0 | 0 | 0
00 Ret.ExistDryFGD_ACI & HRI & CCS | 0 | 0 | 0 | 0 | 0 | 0 | 0
00 Ret.ExistDryFGD_ACI & SCR | 6116.5044 | 6606.9155 | 10399.3891 | 10399.3891 | 9598.5842 | 10114.484 | 10649.4248
00 Ret.ExistDryFGD_ACI & SCR & CCS | 0 | 0 | 0 | 0 | 0 | 0 | 0
00 Ret.ExistDryFGD_ACI & SCR & HRI | 0 | 0 | 0 | 0 | 0 | 0 | 0
00 Ret.ExistDryFGD_ACI & SCR & HRI & CCS | 0 | 0 | 0 | 0 | 0 | 0 | 0
00 Ret.ExistDryFGD_SCR & ACI & CCS | 0 | 0 | 0 | 0 | 0 | 0 | 0
00 Ret.ExistDryFGD_SCR & ACI & HRI | 0 | 0 | 0 | 0 | 0 | 0 | 0
00 Ret.ExistDryFGD_SCR & ACI & HRI & CCS | 0 | 0 | 0 | 0 | 0 | 0 | 0
00 Ret.ExistDryFGD_SCR & CCS | 0 | 0 | 0 | 0 | 0 | 0 | 0
00 Ret.ExistDryFGD_SNCR & ACI & CCS | 0 | 0 | 0 | 0 | 0 | 0 | 0
00 Ret.ExistDryFGD_SNCR & ACI & HRI | 0 | 0 | 0 | 0 | 0 | 0 | 0
00 Ret.ExistDryFGD_SNCR & ACI & HRI & CCS | 0 | 0 | 0 | 0 | 0 | 0 | 0
00 Ret.ExistDryFGD_SNCR & CCS | 0 | 0 | 0 | 0 | 0 | 0 | 0
00 Ret.ExistDSI & ACI | 0 | 0 | 0 | 0 | 0 | 0 | 0
00 Ret.ExistDSI & ACI & HRI | 0 | 0 | 0 | 0 | 0 | 0 | 0
00 Ret.ExistDSI & ACI & SCR | 0 | 0 | 0 | 0 | 0 | 0 | 0
00 Ret.ExistDSI & ACI & SCR & DryFGD & CCS | 0 | 0 | 0 | 0 | 0 | 0 | 0
00 Ret.ExistDSI & ACI & SCR & DryFGD & HRI | 0 | 0 | 0 | 0 | 0 | 0 | 0
00 Ret.ExistDSI & ACI & SCR & DryFGD & HRI & CCS | 0 | 0 | 0 | 0 | 0 | 0 | 0
00 Ret.ExistDSI & ACI & SCR & HRI | 0 | 0 | 0 | 0 | 0 | 0 | 0
00 Ret.ExistDSI & DryFGD | 0 | 0 | 0 | 0 | 0 | 0 | 0
00 Ret.ExistDSI & DryFGD & ACI | 0 | 0 | 0 | 0 | 0 | 0 | 0
00 Ret.ExistDSI & DryFGD & ACI & CCS | 0 | 0 | 0 | 0 | 0 | 0 | 0
00 Ret.ExistDSI & DryFGD & ACI & HRI | 0 | 0 | 0 | 0 | 0 | 0 | 0
00 Ret.ExistDSI & DryFGD & ACI & HRI & CCS | 0 | 0 | 0 | 0 | 0 | 0 | 0
00 Ret.ExistDSI & DryFGD & CCS | 0 | 0 | 0 | 0 | 0 | 0 | 0
00 Ret.ExistDSI & DryFGD & HRI | 0 | 0 | 0 | 0 | 0 | 0 | 0
00 Ret.ExistDSI & DryFGD & HRI & CCS | 0 | 0 | 0 | 0 | 0 | 0 | 0
00 Ret.ExistDSI & HRI | 0 | 0 | 0 | 0 | 0 | 0 | 0
00 Ret.ExistDSI & SCR | 0 | 0 | 0 | 0 | 0 | 0 | 0
00 Ret.ExistDSI & SCR & DryFGD | 0 | 0 | 0 | 0 | 0 | 0 | 0
00 Ret.ExistDSI & SCR & DryFGD & ACI | 0 | 0 | 0 | 0 | 0 | 0 | 0
00 Ret.ExistDSI & SCR & DryFGD & CCS | 0 | 0 | 0 | 0 | 0 | 0 | 0
00 Ret.ExistDSI & SCR & DryFGD & HRI | 0 | 0 | 0 | 0 | 0 | 0 | 0
00 Ret.ExistDSI & SCR & DryFGD & HRI & CCS | 0 | 0 | 0 | 0 | 0 | 0 | 0
00 Ret.ExistDSI & SCR & HRI | 0 | 0 | 0 | 0 | 0 | 0 | 0
00 Ret.ExistDSI & SCR & WetFGD | 0 | 0 | 0 | 0 | 0 | 0 | 0
00 Ret.ExistDSI & SCR & WetFGD & CCS | 0 | 0 | 0 | 0 | 0 | 0 | 0
00 Ret.ExistDSI & SCR & WetFGD & HRI | 0 | 0 | 0 | 0 | 0 | 0 | 0
00 Ret.ExistDSI & SCR & WetFGD & HRI & CCS | 0 | 0 | 0 | 0 | 0 | 0 | 0
00 Ret.ExistDSI & WetFGD | 0 | 0 | 0 | 0 | 0 | 0 | 0
00 Ret.ExistDSI & WetFGD & ACI | 0 | 0 | 0 | 0 | 0 | 0 | 0
00 Ret.ExistDSI & WetFGD & ACI & HRI | 0 | 0 | 0 | 0 | 0 | 0 | 0
00 Ret.ExistDSI & WetFGD & CCS | 0 | 0 | 0 | 0 | 0 | 0 | 0
00 Ret.ExistDSI & WetFGD & HRI | 0 | 0 | 0 | 0 | 0 | 0 | 0
00 Ret.ExistDSI & WetFGD & HRI & CCS | 0 | 0 | 0 | 0 | 0 | 0 | 0
00 Ret.ExistIGCC & CCS | 0 | 0 | 0 | 0 | 0 | 0 | 0
00 Ret.ExistSCR & ACI | 2594.2897 | 2594.2897 | 2594.2897 | 2594.2897 | 2594.2897 | 2594.2897 | 2594.2897
00 Ret.ExistSCR & ACI & DryFGD | 1794.3635 | 1606.5469 | 1794.3635 | 2034.0271 | 1321.3438 | 1603.7402 | 2193.2617
00 Ret.ExistSCR & ACI & DryFGD & HRI | 0 | 0 | 0 | 0 | 0 | 0 | 0
00 Ret.ExistSCR & ACI & DSI | 23484.0903 | 29519.3603 | 29519.3603 | 31241.8197 | 29028.097 | 23658.6385 | 31198.4057
00 Ret.ExistSCR & ACI & DSI & DryFGD | 0 | 0 | 0 | 0 | 0 | 0 | 0
00 Ret.ExistSCR & ACI & DSI & DryFGD & HRI | 0 | 0 | 0 | 0 | 0 | 0 | 0
00 Ret.ExistSCR & ACI & DSI & HRI | 0 | 0 | 0 | 0 | 0 | 0 | 0
00 Ret.ExistSCR & ACI & DSI & WetFGD | 0 | 0 | 0 | 0 | 0 | 0 | 0
00 Ret.ExistSCR & ACI & DSI & WetFGD & HRI | 0 | 0 | 0 | 0 | 0 | 0 | 0
00 Ret.ExistSCR & ACI & HRI | 0 | 0 | 0 | 0 | 0 | 0 | 0
00 Ret.ExistSCR & ACI & WetFGD | 0 | 0 | 0 | 0 | 0 | 0 | 0
00 Ret.ExistSCR & ACI & WetFGD & HRI | 0 | 0 | 0 | 0 | 0 | 0 | 0
00 Ret.ExistSCR & DryFGD | 0 | 0 | 0 | 0 | 0 | 0 | 0
00 Ret.ExistSCR & DryFGD & ACI & CCS | 0 | 0 | 0 | 0 | 0 | 0 | 0
00 Ret.ExistSCR & DryFGD & ACI & HRI & CCS | 0 | 0 | 0 | 0 | 0 | 0 | 0
00 Ret.ExistSCR & DryFGD & CCS | 0 | 0 | 0 | 0 | 0 | 0 | 0
00 Ret.ExistSCR & DryFGD & HRI | 0 | 0 | 0 | 0 | 0 | 0 | 0
00 Ret.ExistSCR & DryFGD & HRI & CCS | 0 | 0 | 0 | 0 | 0 | 0 | 0
00 Ret.ExistSCR & DSI | 0 | 0 | 0 | 0 | 0 | 0 | 0
00 Ret.ExistSCR & DSI & DryFGD | 0 | 0 | 0 | 0 | 0 | 0 | 0
00 Ret.ExistSCR & DSI & DryFGD & HRI | 0 | 0 | 0 | 0 | 0 | 0 | 0
00 Ret.ExistSCR & DSI & HRI | 0 | 0 | 0 | 0 | 0 | 0 | 0
00 Ret.ExistSCR & DSI & WetFGD | 0 | 0 | 0 | 0 | 0 | 0 | 0
00 Ret.ExistSCR & DSI & WetFGD & HRI | 0 | 0 | 0 | 0 | 0 | 0 | 0
00 Ret.ExistSCR & HRI | 0 | 0 | 0 | 0 | 0 | 0 | 0
00 Ret.ExistSCR & WetFGD | 8616.8154 | 8616.8154 | 8616.8154 | 8616.8154 | 8616.8154 | 8616.8154 | 8616.8154
00 Ret.ExistSCR & WetFGD & ACI & CCS | 0 | 0 | 0 | 0 | 0 | 0 | 0
00 Ret.ExistSCR & WetFGD & ACI & HRI & CCS | 0 | 0 | 0 | 0 | 0 | 0 | 0
00 Ret.ExistSCR & WetFGD & CCS | 0 | 0 | 0 | 0 | 0 | 0 | 0
00 Ret.ExistSCR & WetFGD & HRI | 0 | 0 | 0 | 0 | 0 | 0 | 0
00 Ret.ExistSCR & WetFGD & HRI & CCS | 0 | 0 | 0 | 0 | 0 | 0 | 0
00 Ret.ExistSCR_ACI & DryFGD | 7517.4206 | 7544.3993 | 7544.3993 | 7544.3993 | 7322.8901 | 7425.0638 | 7544.3993
00 Ret.ExistSCR_ACI & DryFGD & CCS | 0 | 0 | 0 | 0 | 0 | 0 | 0
00 Ret.ExistSCR_ACI & DryFGD & HRI | 0 | 0 | 0 | 0 | 0 | 0 | 0
00 Ret.ExistSCR_ACI & DryFGD & HRI & CCS | 0 | 0 | 0 | 0 | 0 | 0 | 0
00 Ret.ExistSCR_ACI & DSI | 20.2871 | 20.7667 | 21.2787 | 20.7667 | 19.6725 | 20.7667 | 21.6782
00 Ret.ExistSCR_ACI & DSI & HRI | 0 | 0 | 0 | 0 | 0 | 0 | 0
00 Ret.ExistSCR_ACI & HRI | 0 | 0 | 0 | 0 | 0 | 0 | 0
00 Ret.ExistSCR_ACI & WetFGD | 0 | 0 | 0 | 0 | 0 | 0 | 0
00 Ret.ExistSCR_ACI & WetFGD & CCS | 0 | 0 | 0 | 0 | 0 | 0 | 0
00 Ret.ExistSCR_ACI & WetFGD & HRI | 0 | 0 | 0 | 0 | 0 | 0 | 0
00 Ret.ExistSCR_ACI & WetFGD & HRI & CCS | 0 | 0 | 0 | 0 | 0 | 0 | 0
00 Ret.ExistSCR_ACI_DSI & DryFGD | 0 | 0 | 0 | 0 | 0 | 0 | 0
00 Ret.ExistSCR_ACI_DSI & DryFGD & CCS | 0 | 0 | 0 | 0 | 0 | 0 | 0
00 Ret.ExistSCR_ACI_DSI & DryFGD & HRI | 0 | 0 | 0 | 0 | 0 | 0 | 0
00 Ret.ExistSCR_ACI_DSI & DryFGD & HRI & CCS | 0 | 0 | 0 | 0 | 0 | 0 | 0
00 Ret.ExistSCR_ACI_DSI & HRI | 0 | 0 | 0 | 0 | 0 | 0 | 0
00 Ret.ExistSCR_ACI_DSI & WetFGD | 0 | 0 | 0 | 0 | 0 | 0 | 0
00 Ret.ExistSCR_ACI_DSI & WetFGD & CCS | 0 | 0 | 0 | 0 | 0 | 0 | 0
00 Ret.ExistSCR_ACI_DSI & WetFGD & HRI | 0 | 0 | 0 | 0 | 0 | 0 | 0
00 Ret.ExistSCR_ACI_DSI & WetFGD & HRI & CCS | 0 | 0 | 0 | 0 | 0 | 0 | 0
00 Ret.ExistSCR_DryFGD & ACI | 17293.9067 | 17293.9067 | 17293.9067 | 17293.9067 | 16786.8104 | 17293.9067 | 17293.9067
00 Ret.ExistSCR_DryFGD & HRI | 0 | 0 | 0 | 0 | 0 | 0 | 0
00 Ret.ExistSCR_DryFGD & HRI & CCS | 0 | 0 | 0 | 0 | 0 | 0 | 0
00 Ret.ExistSCR_DryFGD_ACI & CCS | 0 | 0 | 0 | 0 | 0 | 0 | 0
00 Ret.ExistSCR_DryFGD_ACI & HRI | 0 | 0 | 0 | 0 | 0 | 0 | 0
00 Ret.ExistSCR_DryFGD_ACI & HRI & CCS | 0 | 0 | 0 | 0 | 0 | 0 | 0
00 Ret.ExistSCR_DSI & ACI | 0 | 0 | 0 | 0 | 0 | 0 | 0
00 Ret.ExistSCR_DSI & ACI & HRI | 0 | 0 | 0 | 0 | 0 | 0 | 0
00 Ret.ExistSCR_DSI & DryFGD | 0 | 0 | 0 | 0 | 0 | 0 | 0
00 Ret.ExistSCR_DSI & DryFGD & ACI | 0 | 0 | 0 | 0 | 0 | 0 | 0
00 Ret.ExistSCR_DSI & DryFGD & ACI & HRI | 0 | 0 | 0 | 0 | 0 | 0 | 0
00 Ret.ExistSCR_DSI & DryFGD & HRI | 0 | 0 | 0 | 0 | 0 | 0 | 0
00 Ret.ExistSCR_DSI & HRI | 0 | 0 | 0 | 0 | 0 | 0 | 0
00 Ret.ExistSCR_DSI & WetFGD | 0 | 0 | 0 | 0 | 0 | 0 | 0
00 Ret.ExistSCR_DSI & WetFGD & ACI | 0 | 0 | 0 | 0 | 0 | 0 | 0
00 Ret.ExistSCR_DSI & WetFGD & ACI & HRI | 0 | 0 | 0 | 0 | 0 | 0 | 0
00 Ret.ExistSCR_DSI & WetFGD & HRI | 0 | 0 | 0 | 0 | 0 | 0 | 0
00 Ret.ExistSCR_WetFGD & ACI | 47332.993 | 48322.2274 | 48528.159 | 48928.4758 | 45063.5337 | 46981.2775 | 49881.4751
00 Ret.ExistSCR_WetFGD & HRI | 0 | 0 | 0 | 0 | 0 | 0 | 0
00 Ret.ExistSCR_WetFGD & HRI & CCS | 0 | 0 | 0 | 0 | 0 | 0 | 0
00 Ret.ExistSCR_WetFGD_ACI & CCS | 0 | 0 | 0 | 0 | 0 | 0 | 0
00 Ret.ExistSCR_WetFGD_ACI & HRI | 0 | 0 | 0 | 0 | 0 | 0 | 0
00 Ret.ExistSCR_WetFGD_ACI & HRI & CCS | 0 | 0 | 0 | 0 | 0 | 0 | 0
00 Ret.ExistSNCR & ACI | 308.5666 | 308.5666 | 308.5666 | 308.5666 | 308.5666 | 308.5666 | 308.5666
00 Ret.ExistSNCR & ACI & DryFGD | 0 | 0 | 0 | 0 | 0 | 0 | 0
00 Ret.ExistSNCR & ACI & DryFGD & HRI | 0 | 0 | 0 | 0 | 0 | 0 | 0
00 Ret.ExistSNCR & ACI & DSI | 575.5292 | 575.5292 | 575.5292 | 575.5292 | 502.7248 | 575.1255 | 575.5292
00 Ret.ExistSNCR & ACI & DSI & DryFGD | 0 | 0 | 0 | 0 | 0 | 0 | 0
00 Ret.ExistSNCR & ACI & DSI & DryFGD & HRI | 0 | 0 | 0 | 0 | 0 | 0 | 0
00 Ret.ExistSNCR & ACI & DSI & HRI | 0 | 0 | 0 | 0 | 0 | 0 | 0
00 Ret.ExistSNCR & ACI & DSI & WetFGD | 0 | 0 | 0 | 0 | 0 | 0 | 0
00 Ret.ExistSNCR & ACI & DSI & WetFGD & HRI | 0 | 0 | 0 | 0 | 0 | 0 | 0
00 Ret.ExistSNCR & ACI & HRI | 0 | 0 | 0 | 0 | 0 | 0 | 0
00 Ret.ExistSNCR & ACI & WetFGD | 0 | 0 | 0 | 0 | 0 | 0 | 0
00 Ret.ExistSNCR & ACI & WetFGD & HRI | 0 | 0 | 0 | 0 | 0 | 0 | 0
00 Ret.ExistSNCR & DryFGD | 722.6901 | 722.6901 | 722.6901 | 722.6901 | 722.6901 | 722.6901 | 722.6901
00 Ret.ExistSNCR & DryFGD & CCS | 0 | 0 | 0 | 0 | 0 | 0 | 0
00 Ret.ExistSNCR & DryFGD & HRI | 0 | 0 | 0 | 0 | 0 | 0 | 0
00 Ret.ExistSNCR & DryFGD & HRI & CCS | 0 | 0 | 0 | 0 | 0 | 0 | 0
00 Ret.ExistSNCR & DSI | 0 | 0 | 0 | 0 | 0 | 0 | 0
00 Ret.ExistSNCR & DSI & DryFGD | 0 | 0 | 0 | 0 | 0 | 0 | 0
00 Ret.ExistSNCR & DSI & DryFGD & HRI | 0 | 0 | 0 | 0 | 0 | 0 | 0
00 Ret.ExistSNCR & DSI & HRI | 0 | 0 | 0 | 0 | 0 | 0 | 0
00 Ret.ExistSNCR & DSI & WetFGD | 0 | 0 | 0 | 0 | 0 | 0 | 0
00 Ret.ExistSNCR & DSI & WetFGD & HRI | 0 | 0 | 0 | 0 | 0 | 0 | 0
00 Ret.ExistSNCR & HRI | 0 | 0 | 0 | 0 | 0 | 0 | 0
00 Ret.ExistSNCR & WetFGD | 0 | 0 | 0 | 0 | 0 | 0 | 0
00 Ret.ExistSNCR & WetFGD & ACI & CCS | 0 | 0 | 0 | 0 | 0 | 0 | 0
00 Ret.ExistSNCR & WetFGD & ACI & HRI & CCS | 0 | 0 | 0 | 0 | 0 | 0 | 0
00 Ret.ExistSNCR & WetFGD & CCS | 0 | 0 | 0 | 0 | 0 | 0 | 0
00 Ret.ExistSNCR & WetFGD & HRI | 0 | 0 | 0 | 0 | 0 | 0 | 0
00 Ret.ExistSNCR & WetFGD & HRI & CCS | 0 | 0 | 0 | 0 | 0 | 0 | 0
00 Ret.ExistSNCR_ACI & DryFGD | 13984.2658 | 13984.2658 | 13984.2658 | 13984.2658 | 13984.2658 | 13984.2658 | 13984.2658
00 Ret.ExistSNCR_ACI & DryFGD & CCS | 0 | 0 | 0 | 0 | 0 | 0 | 0
00 Ret.ExistSNCR_ACI & DryFGD & HRI | 0 | 0 | 0 | 0 | 0 | 0 | 0
00 Ret.ExistSNCR_ACI & DryFGD & HRI & CCS | 0 | 0 | 0 | 0 | 0 | 0 | 0
00 Ret.ExistSNCR_ACI & DSI | 1830.5449 | 2215.7527 | 2215.7527 | 2215.7527 | 1999.8109 | 1999.8109 | 2536.6373
00 Ret.ExistSNCR_ACI & DSI & HRI | 0 | 0 | 0 | 0 | 0 | 0 | 0
00 Ret.ExistSNCR_ACI & HRI | 0 | 0 | 0 | 0 | 0 | 0 | 0
00 Ret.ExistSNCR_ACI & WetFGD | 0 | 0 | 0 | 0 | 0 | 0 | 0
00 Ret.ExistSNCR_ACI & WetFGD & CCS | 0 | 0 | 0 | 0 | 0 | 0 | 0
00 Ret.ExistSNCR_ACI & WetFGD & HRI | 0 | 0 | 0 | 0 | 0 | 0 | 0
00 Ret.ExistSNCR_ACI & WetFGD & HRI & CCS | 0 | 0 | 0 | 0 | 0 | 0 | 0
00 Ret.ExistSNCR_ACI_DSI & DryFGD | 0 | 0 | 0 | 0 | 0 | 0 | 0
00 Ret.ExistSNCR_ACI_DSI & DryFGD & HRI | 0 | 0 | 0 | 0 | 0 | 0 | 0
00 Ret.ExistSNCR_ACI_DSI & HRI | 0 | 0 | 0 | 0 | 0 | 0 | 0
00 Ret.ExistSNCR_ACI_DSI & WetFGD | 0 | 0 | 0 | 0 | 0 | 0 | 0
00 Ret.ExistSNCR_ACI_DSI & WetFGD & HRI | 0 | 0 | 0 | 0 | 0 | 0 | 0
00 Ret.ExistSNCR_DryFGD & ACI | 4667.9976 | 4667.9976 | 4667.9976 | 4667.9976 | 4667.9976 | 4667.9976 | 4667.9976
00 Ret.ExistSNCR_DryFGD & HRI | 0 | 0 | 0 | 0 | 0 | 0 | 0
00 Ret.ExistSNCR_DryFGD & HRI & CCS | 0 | 0 | 0 | 0 | 0 | 0 | 0
00 Ret.ExistSNCR_DryFGD_ACI & CCS | 0 | 0 | 0 | 0 | 0 | 0 | 0
00 Ret.ExistSNCR_DryFGD_ACI & HRI | 0 | 0 | 0 | 0 | 0 | 0 | 0
00 Ret.ExistSNCR_WetFGD & ACI | 33391.1557 | 33948.7414 | 34648.9391 | 34981.8505 | 33808.6243 | 31276.6298 | 32261.8188
00 Ret.ExistSNCR_WetFGD & HRI | 0 | 0 | 0 | 0 | 0 | 0 | 0
00 Ret.ExistSNCR_WetFGD & HRI & CCS | 0 | 0 | 0 | 0 | 0 | 0 | 0
00 Ret.ExistSNCR_WetFGD_ACI & CCS | 0 | 0 | 0 | 0 | 0 | 0 | 0
00 Ret.ExistSNCR_WetFGD_ACI & HRI | 0 | 0 | 0 | 0 | 0 | 0 | 0
00 Ret.ExistSNCR_WetFGD_ACI & HRI & CCS | 0 | 0 | 0 | 0 | 0 | 0 | 0
00 Ret.ExistWetFGD & ACI | 127457.2451 | 114573.0912 | 115368.3539 | 118638.1264 | 112505.237 | 111528.885 | 121150.4717
00 Ret.ExistWetFGD & ACI & CCS | 0 | 0 | 0 | 0 | 0 | 0 | 0
00 Ret.ExistWetFGD & ACI & HRI | 0 | 0 | 0 | 0 | 0 | 0 | 0
00 Ret.ExistWetFGD & ACI & HRI & CCS | 0 | 0 | 0 | 0 | 0 | 0 | 0
00 Ret.ExistWetFGD & ACI & SCR | 5300.3372 | 24476.6186 | 24476.6186 | 24476.6186 | 23826.8119 | 24112.5242 | 24662.9552
00 Ret.ExistWetFGD & ACI & SCR & CCS | 0 | 0 | 0 | 0 | 0 | 0 | 0
00 Ret.ExistWetFGD & ACI & SCR & HRI | 0 | 0 | 0 | 0 | 0 | 0 | 0
00 Ret.ExistWetFGD & ACI & SCR & HRI & CCS | 0 | 0 | 0 | 0 | 0 | 0 | 0
00 Ret.ExistWetFGD & ACI & SNCR | 0 | 0 | 0 | 0 | 0 | 0 | 0
00 Ret.ExistWetFGD & ACI & SNCR & HRI | 0 | 0 | 0 | 0 | 0 | 0 | 0
00 Ret.ExistWetFGD & CCS | 0 | 0 | 0 | 0 | 0 | 0 | 0
00 Ret.ExistWetFGD & HRI | 0 | 0 | 0 | 0 | 0 | 0 | 0
00 Ret.ExistWetFGD & HRI & CCS | 0 | 0 | 0 | 0 | 0 | 0 | 0
00 Ret.ExistWetFGD & SCR | 27517.0569 | 33560.2474 | 33560.2475 | 33868.5093 | 32711.4843 | 32711.4843 | 34267.2814
00 Ret.ExistWetFGD & SCR & CCS | 0 | 0 | 0 | 0 | 0 | 0 | 0
00 Ret.ExistWetFGD & SCR & HRI | 0 | 0 | 0 | 0 | 0 | 0 | 0
00 Ret.ExistWetFGD & SCR & HRI & CCS | 0 | 0 | 0 | 0 | 0 | 0 | 0
00 Ret.ExistWetFGD & SNCR | 0 | 0 | 0 | 0 | 0 | 0 | 0
00 Ret.ExistWetFGD & SNCR & HRI | 0 | 0 | 0 | 0 | 0 | 0 | 0
00 Ret.ExistWetFGD_ACI & CCS | 0 | 0 | 0 | 0 | 0 | 0 | 0
00 Ret.ExistWetFGD_ACI & HRI | 0 | 0 | 0 | 0 | 0 | 0 | 0
00 Ret.ExistWetFGD_ACI & HRI & CCS | 0 | 0 | 0 | 0 | 0 | 0 | 0
00 Ret.ExistWetFGD_ACI & SCR | 5968.5879 | 9998.8395 | 9998.8395 | 9998.8395 | 9998.8395 | 8817.0416 | 9444.2917
00 Ret.ExistWetFGD_ACI & SCR & CCS | 0 | 0 | 0 | 0 | 0 | 0 | 0
00 Ret.ExistWetFGD_ACI & SCR & HRI | 0 | 0 | 0 | 0 | 0 | 0 | 0
00 Ret.ExistWetFGD_ACI & SCR & HRI & CCS | 0 | 0 | 0 | 0 | 0 | 0 | 0
00 Ret.ExistWetFGD_ACI & SNCR | 0 | 0 | 0 | 0 | 0 | 0 | 0
00 Ret.ExistWetFGD_ACI & SNCR & HRI | 0 | 0 | 0 | 0 | 0 | 0 | 0
00 Ret.ExistWetFGD_SCR & ACI & CCS | 0 | 0 | 0 | 0 | 0 | 0 | 0
00 Ret.ExistWetFGD_SCR & ACI & HRI | 0 | 0 | 0 | 0 | 0 | 0 | 0
00 Ret.ExistWetFGD_SCR & ACI & HRI & CCS | 0 | 0 | 0 | 0 | 0 | 0 | 0
00 Ret.ExistWetFGD_SCR & CCS | 0 | 0 | 0 | 0 | 0 | 0 | 0
00 Ret.ExistWetFGD_SNCR & ACI & CCS | 0 | 0 | 0 | 0 | 0 | 0 | 0
00 Ret.ExistWetFGD_SNCR & ACI & HRI | 0 | 0 | 0 | 0 | 0 | 0 | 0
00 Ret.ExistWetFGD_SNCR & ACI & HRI & CCS | 0 | 0 | 0 | 0 | 0 | 0 | 0
00 Ret.ExistWetFGD_SNCR & CCS | 0 | 0 | 0 | 0 | 0 | 0 | 0
00 Ret.FB & ACI | 7879.1204 | 8198.8021 | 8198.8021 | 8214.8387 | 7890.9693 | 7653.8191 | 8198.8021
00 Ret.FB & ACI & HRI | 0 | 0 | 0 | 0 | 0 | 0 | 0
00 Ret.FB & HRI | 0 | 0 | 0 | 0 | 0 | 0 | 0
00 Ret.FB DryFGD | 0 | 0 | 0 | 0 | 0 | 0 | 0
00 Ret.FB DryFGD & ACI | 0 | 0 | 0 | 0 | 0 | 0 | 0
00 Ret.FB DryFGD & ACI & HRI | 0 | 0 | 0 | 0 | 0 | 0 | 0
00 Ret.FB DryFGD & HRI | 0 | 0 | 0 | 0 | 0 | 0 | 0
00 Ret.FB DryFGD & SNCR | 2466.8075 | 2466.8075 | 2466.8075 | 2466.8075 | 2466.8075 | 2466.8075 | 2466.8075
00 Ret.FB DryFGD & SNCR & HRI | 0 | 0 | 0 | 0 | 0 | 0 | 0
00 Ret.FB SNCR & DryFGD & ACI | 0 | 0 | 0 | 0 | 0 | 0 | 0
00 Ret.FB SNCR & DryFGD & ACI & HRI | 0 | 0 | 0 | 0 | 0 | 0 | 0
00 Ret.FB-ACI & SNCR | 0 | 0 | 0 | 0 | 0 | 0 | 0
00 Ret.FB-ACI & SNCR & CCS | 0 | 0 | 0 | 0 | 0 | 0 | 0
00 Ret.FB-ACI & SNCR & HRI | 0 | 0 | 0 | 0 | 0 | 0 | 0
00 Ret.FB-ACI & SNCR & HRI & CCS | 0 | 0 | 0 | 0 | 0 | 0 | 0
00 Ret.FB-Exist ACI & DryFGD | 0 | 0 | 0 | 0 | 0 | 0 | 0
00 Ret.FB-Exist ACI & DryFGD & HRI | 0 | 0 | 0 | 0 | 0 | 0 | 0
00 Ret.FB-Exist ACI & DryFGD & SNCR | 0 | 0 | 0 | 0 | 0 | 0 | 0
00 Ret.FB-Exist ACI & DryFGD & SNCR & HRI | 0 | 0 | 0 | 0 | 0 | 0 | 0
00 Ret.FB-Exist ACI & SNCR | 0 | 0 | 0 | 0 | 0 | 0 | 0
00 Ret.FB-Exist ACI & SNCR & HRI | 0 | 0 | 0 | 0 | 0 | 0 | 0
00 Ret.FB-ExistACI & HRI | 0 | 0 | 0 | 0 | 0 | 0 | 0
00 Ret.FB-ExistDryFGD & ACI | 0 | 0 | 0 | 0 | 0 | 0 | 0
00 Ret.FB-ExistDryFGD & ACI & HRI | 0 | 0 | 0 | 0 | 0 | 0 | 0
00 Ret.FB-ExistDryFGD & ACI & SNCR | 0 | 0 | 0 | 0 | 0 | 0 | 0
00 Ret.FB-ExistDryFGD & ACI & SNCR & HRI | 0 | 0 | 0 | 0 | 0 | 0 | 0
00 Ret.FB-ExistDryFGD & CCS | 0 | 0 | 0 | 0 | 0 | 0 | 0
00 Ret.FB-ExistDryFGD & HRI | 0 | 0 | 0 | 0 | 0 | 0 | 0
00 Ret.FB-ExistDryFGD & SNCR | 0 | 0 | 0 | 0 | 0 | 0 | 0
00 Ret.FB-ExistDryFGD & SNCR & HRI | 0 | 0 | 0 | 0 | 0 | 0 | 0
00 Ret.FB-ExistDryFGD_ACI & CCS | 0 | 0 | 0 | 0 | 0 | 0 | 0
00 Ret.FB-ExistDryFGD_SNCR & ACI | 0 | 0 | 0 | 0 | 0 | 0 | 0
00 Ret.FB-ExistDryFGD_SNCR & ACI & HRI | 0 | 0 | 0 | 0 | 0 | 0 | 0
00 Ret.FB-ExistDryFGD_SNCR & CCS | 0 | 0 | 0 | 0 | 0 | 0 | 0
00 Ret.FB-ExistDryFGD_SNCR & HRI | 0 | 0 | 0 | 0 | 0 | 0 | 0
00 Ret.FB-ExistDryFGD_SNCR & HRI & CCS | 0 | 0 | 0 | 0 | 0 | 0 | 0
00 Ret.FB-ExistDryFGD_SNCR_ACI & HRI | 0 | 0 | 0 | 0 | 0 | 0 | 0
00 Ret.FB-ExistWetFGD_SNCR_ACI & HRI | 0 | 0 | 0 | 0 | 0 | 0 | 0
00 Ret.FB-ExistSNCR & ACI | 236.9681 | 236.9681 | 236.9681 | 236.9681 | 236.9681 | 236.9681 | 236.9681
00 Ret.FB-ExistSNCR & ACI & HRI | 0 | 0 | 0 | 0 | 0 | 0 | 0
00 Ret.FB-ExistSNCR & DryFGD | 0 | 0 | 0 | 0 | 0 | 0 | 0
00 Ret.FB-ExistSNCR & DryFGD & ACI | 0 | 0 | 0 | 0 | 0 | 0 | 0
00 Ret.FB-ExistSNCR & DryFGD & ACI & HRI | 0 | 0 | 0 | 0 | 0 | 0 | 0
00 Ret.FB-ExistSNCR & DryFGD & HRI | 0 | 0 | 0 | 0 | 0 | 0 | 0
00 Ret.FB-ExistSNCR & HRI | 0 | 0 | 0 | 0 | 0 | 0 | 0
00 Ret.FB-SNCR | 0 | 0 | 0 | 0 | 0 | 0 | 0
00 Ret.FB-SNCR & HRI | 0 | 0 | 0 | 0 | 0 | 0 | 0
00 Ret.HRI | 0 | 0 | 0 | 0 | 0 | 0 | 0
00 Ret.Oil/Gas Steam SCR | 10.9817 | 0 | 0 | 0 | 0 | 0 | 0
00 Ret.SCR | 0 | 0 | 0 | 0 | 0 | 0 | 0
00 Ret.SCR & DryFGD | 0 | 0 | 0 | 0 | 0 | 0 | 0
00 Ret.SCR & DryFGD & ACI | 0 | 0 | 0 | 0 | 0 | 0 | 0
00 Ret.SCR & DryFGD & CCS | 0 | 0 | 0 | 0 | 0 | 0 | 0
00 Ret.SCR & DryFGD & HRI | 0 | 0 | 0 | 0 | 0 | 0 | 0
00 Ret.SCR & DryFGD & HRI & CCS | 0 | 0 | 0 | 0 | 0 | 0 | 0
00 Ret.SCR & DSI | 0 | 0 | 0 | 0 | 0 | 0 | 0
00 Ret.SCR & DSI & DryFGD | 0 | 0 | 0 | 0 | 0 | 0 | 0
00 Ret.SCR & DSI & DryFGD & HRI | 0 | 0 | 0 | 0 | 0 | 0 | 0
00 Ret.SCR & DSI & HRI | 0 | 0 | 0 | 0 | 0 | 0 | 0
00 Ret.SCR & DSI & WetFGD | 0 | 0 | 0 | 0 | 0 | 0 | 0
00 Ret.SCR & DSI & WetFGD & HRI | 0 | 0 | 0 | 0 | 0 | 0 | 0
00 Ret.SCR & HRI | 0 | 0 | 0 | 0 | 0 | 0 | 0
00 Ret.SCR & WetFGD | 0 | 0 | 0 | 0 | 0 | 0 | 0
00 Ret.SCR & WetFGD & ACI | 0 | 0 | 0 | 0 | 0 | 0 | 0
00 Ret.SCR & WetFGD & CCS | 0 | 0 | 0 | 0 | 0 | 0 | 0
00 Ret.SCR & WetFGD & HRI | 0 | 0 | 0 | 0 | 0 | 0 | 0
00 Ret.SCR & WetFGD & HRI & CCS | 0 | 0 | 0 | 0 | 0 | 0 | 0
00 Ret.SNCR | 0 | 0 | 0 | 0 | 0 | 0 | 0
00 Ret.SNCR & DryFGD | 0 | 0 | 0 | 0 | 0 | 0 | 0
00 Ret.SNCR & DryFGD & ACI | 0 | 0 | 0 | 0 | 0 | 0 | 0
00 Ret.SNCR & DryFGD & ACI & HRI | 0 | 0 | 0 | 0 | 0 | 0 | 0
00 Ret.SNCR & DryFGD & HRI | 0 | 0 | 0 | 0 | 0 | 0 | 0
00 Ret.SNCR & DSI | 0 | 0 | 0 | 0 | 0 | 0 | 0
00 Ret.SNCR & DSI & HRI | 0 | 0 | 0 | 0 | 0 | 0 | 0
00 Ret.SNCR & HRI | 0 | 0 | 0 | 0 | 0 | 0 | 0
00 Ret.SNCR & WetFGD | 0 | 0 | 0 | 0 | 0 | 0 | 0
00 Ret.SNCR & WetFGD & ACI | 0 | 0 | 0 | 0 | 0 | 0 | 0
00 Ret.SNCR & WetFGD & ACI & HRI | 0 | 0 | 0 | 0 | 0 | 0 | 0
00 Ret.SNCR & WetFGD & HRI | 0 | 0 | 0 | 0 | 0 | 0 | 0
00 Ret.WetFGD | 3639.4802 | 3639.4802 | 3639.4802 | 3639.4802 | 3639.4802 | 3639.4802 | 3639.4802
00 Ret.WetFGD & ACI & CCS | 0 | 0 | 0 | 0 | 0 | 0 | 0
00 Ret.WetFGD & ACI & HRI & CCS | 0 | 0 | 0 | 0 | 0 | 0 | 0
00 Ret.WetFGD & CCS | 0 | 0 | 0 | 0 | 0 | 0 | 0
00 Ret.WetFGD & HRI | 0 | 0 | 0 | 0 | 0 | 0 | 0
00 Ret.WetFGD & HRI & CCS | 0 | 0 | 0 | 0 | 0 | 0 | 0
00 CC Retirement | 0 | 0 | 0 | 0 | 0 | 0 | 0
00 CT Retirement | 0 | 0 | 0 | 0 | 0 | 0 | 0
00 O/G Retirement | 0 | 0 | 0 | 0 | 0 | 0 | 0
00 Coal Retirement | 0 | 0 | 0 | 0 | 0 | 0 | 0
00 IGCC Retirement | 0 | 0 | 0 | 0 | 0 | 0 | 0
00 Nuke Retirement | 0 | 0 | 0 | 0 | 0 | 0 | 0
00 Non-Fossil Retirement | 0 | 0 | 0 | 0 | 0 | 0 | 0
Total | 4060713.0542 | 4142328.5361 | 4228106.1217 | 4406220.1883 | 4565062.4447 | 4914503.0951 | 5292254.047
(**) Ind. Boiler generation in BBtu, not included in the total
12a. Generation by Fuel Type [GWh]
Biomass | 43821.5105 | 30324.8696 | 37811.6567 | 36614.1699 | 31881.0259 | 42373.1464 | 60294.9787
Coal | 1571416.0916 | 1617680.6999 | 1618457.0483 | 1645536.9821 | 1572228.1532 | 1551383.8044 | 1617761.6024
Fwaste | 2204.3309 | 2204.3309 | 2204.3309 | 2204.3309 | 2204.3309 | 2204.3309 | 2204.3309
Geothermal | 17033.4882 | 29481.5095 | 32609.25 | 40428.6012 | 42640.1719 | 42709.311 | 42709.311
Hydro | 279024.2404 | 278313.7812 | 280144.7093 | 280091.4265 | 279915.4956 | 276854.5332 | 275952.9176
LF Gas | 11148.5357 | 11148.5357 | 11148.5357 | 11148.5357 | 11148.5357 | 11148.5357 | 11148.5357
MSW | 14214.7701 | 14214.7701 | 14214.7701 | 14214.7701 | 14214.7701 | 14214.7701 | 14214.7701
NaturalGas | 1142971.8373 | 1083444.3096 | 1151213.016 | 1213773.4711 | 1320610.5699 | 1990410.9374 | 2676777.9017
Non-Fossil | 8749.228 | 8749.228 | 8749.228 | 8749.228 | 8749.228 | 8749.228 | 8749.228
Nuclear | 779989.7334 | 811726.6773 | 808830.0307 | 808830.0307 | 785370.7649 | 476860.3465 | 63256.1505
Oil | 586.3357 | 52.3495 | 4.4681 | 32.7738 | 43.7692 | 0 | 0
Pet. Coke | 7071.4706 | 6217.1778 | 9048.4025 | 11866.7299 | 12044.891 | 13458.13 | 13482.1857
Solar | 14149.5752 | 18760.6273 | 20216.5353 | 23698.3483 | 27594.1921 | 27719.4754 | 48992.6878
Waste Coal | 9213.5165 | 9213.5165 | 9213.5165 | 9213.5165 | 9213.5165 | 9213.5165 | 9213.5165
Wind | 159118.3901 | 220796.1531 | 224240.6239 | 299817.2736 | 447203.0297 | 447203.0297 | 447495.9303
Total | 4060713.0542 | 4142328.5361 | 4228106.1217 | 4406220.1883 | 4565062.4447 | 4914503.0951 | 5292254.047
13. Generation by Capacity Reporting Type [TBtu]
00 New Combined Cycle | 101.3605 | 181.124 | 277.6587 | 907.5553 | 1724.0719 | 4402.8945 | 7139.4374
00 New Combined Cycle - Uncontrolled | 0 | 0 | 0 | 0 | 0 | 0 | 0
00 New Combined Cycle with Carbon Capture | 0 | 0 | 0 | 0 | 0 | 0 | 0
00 New Combustion Turbine | 1.746 | 1.5581 | 2.037 | 6.3194 | 19.9381 | 36.704 | 42.3987
00 New Hydro | 0 | 0 | 0 | 0 | 0 | 0 | 0
00 New Nuclear | 0 | 0 | 0 | 0 | 0 | 0 | 0
00 New Biomass | 14.5223 | 14.5389 | 15.987 | 16.4522 | 16.4522 | 22.9151 | 32.5962
00 New Geothermal | 0 | 42.4726 | 53.1445 | 79.8241 | 87.6059 | 87.6059 | 87.6059
00 New Landfill Gas | 3.0306 | 3.0306 | 3.0306 | 3.0306 | 3.0306 | 3.0306 | 3.0306
00 New Offshore Wind | 0 | 0 | 0 | 0 | 0 | 0 | 0
00 New Onshore Wind | 1.6361 | 212.4573 | 224.963 | 484.7076 | 981.8251 | 981.8251 | 982.8245
00 New Solar PV | 1.6472 | 15.8944 | 19.1211 | 27.8434 | 35.1104 | 35.5379 | 108.1221
00 New Solar Thermal | 0.14866 | 1.6343 | 3.3752 | 6.5328 | 12.5585 | 12.5585 | 12.5585
00 New Fuel Cell | 0 | 0 | 0 | 0 | 0 | 0 | 0
00 New IGCC | 0 | 0 | 0 | 0 | 0 | 0 | 0
00 New Advanced Coal with CCS | 0 | 0 | 8.3839 | 8.3839 | 8.3839 | 8.3839 | 8.3839
00 New SPC - Uncontrolled | 0 | 0 | 0 | 0 | 0 | 0 | 0
00 New SPC-WetFGD_SCR | 0.9578 | 0.9578 | 0.9578 | 0.9578 | 0.9578 | 0.9578 | 0.9578
00 New Future Technology | 0 | 0 | 0 | 0 | 0 | 0 | 0
00 Exist Combined Cycle | 3553.1669 | 3285.2494 | 3405.8555 | 3019.8665 | 2642.7159 | 2300.3432 | 1914.6738
00 Exist Combustion Turbine | 54.1974 | 44.5473 | 64.9608 | 85.5511 | 54.3424 | 39.4873 | 32.8354
00 Exist Coal Steam_Uncontrolled | 42.2648 | 46.4627 | 47.2624 | 48.0454 | 40.8221 | 40.6726 | 42.7976
00 Exist Coal Steam_ACI | 29.3132 | 4.0221 | 4.0221 | 4.0221 | 4.0221 | 4.0221 | 4.0221
00 Exist Coal Steam_ACI_DSI | 0 | 0 | 0 | 0 | 0 | 0 | 0
00 Exist Coal Steam_DryFGD | 92.1037 | 83.2604 | 84.858 | 85.2756 | 82.9385 | 83.9543 | 87.0384
00 Exist Coal Steam_DryFGD_ACI | 79.5027 | 77.9461 | 65.1158 | 65.1158 | 62.5299 | 64.034 | 65.0303
00 Exist Coal Steam_DryFGD_SCR | 38.3758 | 38.3758 | 38.3758 | 39.6595 | 37.3582 | 32.9014 | 40.2107
00 Exist Coal Steam_DryFGD_SCR_ACI | 264.0814 | 272.5504 | 273.5765 | 275.4568 | 257.2677 | 269.0298 | 282.745
00 Exist Coal Steam_DryFGD_SNCR | 3.9094 | 4.3431 | 4.1902 | 4.1902 | 3.9597 | 3.7927 | 4.2464
00 Exist Coal Steam_DryFGD_SNCR_ACI | 6.8605 | 7.3851 | 7.3851 | 7.5932 | 7.1103 | 7.1103 | 7.5932
00 Exist Coal Steam_DSI | 0 | 0 | 0 | 0 | 0 | 0 | 0
00 Exist Coal Steam_SCR | 0 | 0 | 0 | 0 | 0 | 0 | 0
00 Exist Coal Steam_SCR_ACI | 0.019751 | 0 | 0 | 0 | 0 | 0 | 0
00 Exist Coal Steam_SCR_ACI_DSI | 24.7618 | 24.622 | 24.8483 | 25.5784 | 24.7618 | 26.3365 | 28.3478
00 Exist Coal Steam_SCR_DSI | 0 | 0 | 0 | 0 | 0 | 0 | 0
00 Exist Coal Steam_SNCR | 4.9006 | 4.9006 | 4.9164 | 4.9164 | 4.7808 | 4.9164 | 4.9469
00 Exist Coal Steam_SNCR_ACI | 0 | 0 | 0 | 0 | 0 | 0 | 0
00 Exist Coal Steam_SNCR_ACI_DSI | 0 | 0 | 0 | 0 | 0 | 0 | 0
00 Exist Coal Steam_WetFGD | 201.3363 | 177.3781 | 177.3781 | 177.7838 | 173.2202 | 173.9309 | 178.499
00 Exist Coal Steam_WetFGD_ACI | 136.2352 | 110.7602 | 110.7602 | 110.6662 | 110.4678 | 110.5223 | 110.8647
00 Exist Coal Steam_WetFGD_SCR | 1921.1763 | 1974.2674 | 1990.3295 | 2036.861 | 1982.9338 | 1938.7695 | 2042.6799
00 Exist Coal Steam_WetFGD_SCR_ACI | 360.234 | 378.973 | 379.9255 | 392.4275 | 380.5428 | 376.1653 | 406.2498
00 Exist Coal Steam_WetFGD_SNCR | 68.6064 | 66.9611 | 66.9611 | 66.9611 | 66.9611 | 66.9611 | 66.9611
00 Exist Coal Steam_WetFGD_SNCR_ACI | 16.5152 | 17.5668 | 17.5668 | 18.9069 | 18.9069 | 18.9069 | 18.9069
00 Exist FBC_Uncontrolled | 8.8958 | 8.8958 | 8.8958 | 8.8958 | 8.8958 | 8.8958 | 8.8958
00 Exist FBC_ACI | 0 | 0 | 0 | 0 | 0 | 0 | 0
00 Exist FBC_DryFGD | 4.5139 | 4.5139 | 4.5139 | 4.5139 | 4.5139 | 4.5139 | 4.5139
00 Exist FBC_DryFGD_SNCR | 57.2614 | 57.5988 | 57.0583 | 58.008 | 57.5988 | 58.6699 | 59.6002
00 Exist FBC_DryFGD_SNCR_ACI | 28.6331 | 30.698 | 29.682 | 29.682 | 27.5072 | 27.5072 | 27.5072
00 Exist FBC_SNCR | 6.8601 | 6.5355 | 6.8601 | 6.6129 | 6.6129 | 5.4757 | 5.7971
00 Exist FBC_SNCR_ACI | 0.24101 | 0.24101 | 0.24101 | 0.24101 | 0.24101 | 0.24101 | 0.24101
00 Exist FBC_WetFGD_SNCR_ACI | 2.281 | 2.281 | 2.281 | 5.7226 | 5.799 | 7.2649 | 7.2649
00 Exist IGCC | 39.4409 | 39.9195 | 39.9195 | 41.0714 | 40.7656 | 41.4704 | 41.4704
00 Exist Fossil_Other | 7.5212 | 7.5212 | 7.5212 | 7.5212 | 7.5212 | 7.5212 | 7.5212
00 Exist Fuel Cell | 0.37567 | 0.24269 | 0.2688 | 0.50041 | 0.061442 | 0.05224 | 0.030037
00 Exist Hydro | 921.5036 | 921.5036 | 921.5036 | 921.5036 | 921.5036 | 921.5036 | 920.7529
00 Exist Non Fossil_Other | 78.3532 | 78.3532 | 78.3532 | 78.3532 | 78.3532 | 78.3532 | 78.3532
00 Exist Nuclear | 2661.325 | 2769.6114 | 2759.7281 | 2759.7281 | 2679.685 | 1627.0475 | 215.83
00 Exist Oil/Gas Steam | 161.7101 | 156.4622 | 152.8788 | 105.5237 | 53.8981 | 9.7554 | 2.8185
00 Exist Oil/Gas Steam_SCR | 28.8646 | 27.4424 | 24.2699 | 16.166 | 11.0208 | 2.0211 | 0.94787
00 Exist Oil/Gas Steam_SNCR | 0.362 | 0.23993 | 0 | 0 | 0 | 0 | 0
00 Exist Biomass | 74.1661 | 65.5637 | 67.0862 | 71.3733 | 65.1544 | 77.3678 | 79.8745
00 Exist Landfill Gas | 35.0082 | 35.0082 | 35.0082 | 35.0082 | 35.0082 | 35.0082 | 35.0082
00 Exist Geothermal | 58.1183 | 58.1183 | 58.1183 | 58.1183 | 57.8824 | 58.1183 | 58.1183
00 Exist Pump Storage | 30.5271 | 28.103 | 34.3502 | 34.1684 | 33.5681 | 23.1241 | 20.7984
00 Exist Solar PV | 35.3271 | 35.3271 | 35.3271 | 35.3271 | 35.3271 | 35.3271 | 35.3271
00 Exist Solar Thermal | 11.1554 | 11.1554 | 11.1554 | 11.1554 | 11.1554 | 11.1554 | 11.1554
00 Exist Wind | 538.0538 | 538.0538 | 538.0538 | 538.0538 | 538.0538 | 538.0538 | 538.0538
00 International Imports | 3.222 | 2.8454 | 2.0922 | 0.2152 | 5.9778 | 5.9778 | 5.9778
00 Ret.ACI | 114.159 | 111.2799 | 111.2799 | 111.2799 | 111.2799 | 111.2799 | 111.2799
00 Ret.ACI & DryFGD | 0.18616 | 0.18616 | 0.18616 | 0.18616 | 0.18616 | 0.18616 | 0.18616
00 Ret.ACI & DryFGD & HRI | 0 | 0 | 0 | 0 | 0 | 0 | 0
00 Ret.ACI & DSI | 400.8016 | 410.8751 | 411.4275 | 417.4557 | 394.3182 | 398.6617 | 412.6194
00 Ret.ACI & DSI & DryFGD | 0 | 0 | 0 | 0 | 0 | 0 | 0
00 Ret.ACI & DSI & DryFGD & HRI | 0 | 0 | 0 | 0 | 0 | 0 | 0
00 Ret.ACI & DSI & HRI | 0 | 0 | 0 | 0 | 0 | 0 | 0
00 Ret.ACI & DSI & WetFGD & HRI | 0 | 0 | 0 | 0 | 0 | 0 | 0
00 Ret.ACI & HRI | 0 | 0 | 0 | 0 | 0 | 0 | 0
00 Ret.ACI & SCR | 0 | 0 | 0 | 0 | 0 | 0 | 0
00 Ret.ACI & SCR & DryFGD & CCS | 0 | 0 | 0 | 0 | 0 | 0 | 0
00 Ret.ACI & SCR & DryFGD & HRI | 0 | 0 | 0 | 0 | 0 | 0 | 0
00 Ret.ACI & SCR & DryFGD & HRI & CCS | 0 | 0 | 0 | 0 | 0 | 0 | 0
00 Ret.ACI & SCR & DSI | 3.9434 | 3.9858 | 3.9858 | 3.9858 | 2.0993 | 2.3219 | 2.652
00 Ret.ACI & SCR & DSI & DryFGD | 0 | 0 | 0 | 0 | 0 | 0 | 0
00 Ret.ACI & SCR & DSI & DryFGD & HRI | 0 | 0 | 0 | 0 | 0 | 0 | 0
00 Ret.ACI & SCR & DSI & HRI | 0 | 0 | 0 | 0 | 0 | 0 | 0
00 Ret.ACI & SCR & DSI & WetFGD | 0 | 0 | 0 | 0 | 0 | 0 | 0
00 Ret.ACI & SCR & DSI & WetFGD & HRI | 0 | 0 | 0 | 0 | 0 | 0 | 0
00 Ret.ACI & SCR & HRI | 0 | 0 | 0 | 0 | 0 | 0 | 0
00 Ret.ACI & SCR & WetFGD & CCS | 0 | 0 | 0 | 0 | 0 | 0 | 0
00 Ret.ACI & SCR & WetFGD & HRI | 0 | 0 | 0 | 0 | 0 | 0 | 0
00 Ret.ACI & SCR & WetFGD & HRI & CCS | 0 | 0 | 0 | 0 | 0 | 0 | 0
00 Ret.ACI & SNCR | 0 | 0 | 0 | 0 | 0 | 0 | 0
00 Ret.ACI & SNCR & DSI | 0 | 0 | 0 | 0 | 0 | 0 | 0
00 Ret.ACI & SNCR & DSI & DryFGD | 0 | 0 | 0 | 0 | 0 | 0 | 0
00 Ret.ACI & SNCR & DSI & DryFGD & HRI | 0 | 0 | 0 | 0 | 0 | 0 | 0
00 Ret.ACI & SNCR & DSI & HRI | 0 | 0 | 0 | 0 | 0 | 0 | 0
00 Ret.ACI & SNCR & DSI & WetFGD | 0 | 0 | 0 | 0 | 0 | 0 | 0
00 Ret.ACI & SNCR & DSI & WetFGD & HRI | 0 | 0 | 0 | 0 | 0 | 0 | 0
00 Ret.ACI & SNCR & HRI | 0 | 0 | 0 | 0 | 0 | 0 | 0
00 Ret.ACI & WetFGD | 71.2325 | 74.7047 | 74.7047 | 75.5155 | 75.5155 | 75.5155 | 75.5155
00 Ret.ACI & WetFGD & DSI | 0 | 0 | 0 | 0 | 0 | 0 | 0
00 Ret.ACI & WetFGD & HRI | 0 | 0 | 0 | 0 | 0 | 0 | 0
00 Ret.C2G | 0 | 0.02448 | 0.02448 | 0.02448 | 0.02397 | 0.02448 | 0.02448
00 Ret.C2G & SCR | 0 | 0 | 0 | 0 | 0 | 0 | 0
00 Ret.CCG | 0 | 0 | 0 | 0 | 0 | 0 | 0
00 Ret.DryFGD | 0.049213 | 0.049213 | 0.049213 | 0.049213 | 0.049213 | 0.049213 | 0.049213
00 Ret.DryFGD & ACI & CCS | 0 | 0 | 0 | 0 | 0 | 0 | 0
00 Ret.DryFGD & ACI & HRI & CCS | 0 | 0 | 0 | 0 | 0 | 0 | 0
00 Ret.DryFGD & CCS | 0 | 0 | 0 | 0 | 0 | 0 | 0
00 Ret.DryFGD & HRI | 0 | 0 | 0 | 0 | 0 | 0 | 0
00 Ret.DryFGD & HRI & CCS | 0 | 0 | 0 | 0 | 0 | 0 | 0
00 Ret.DSI | 6.2228 | 6.2228 | 6.2228 | 0 | 0 | 0 | 0
00 Ret.DSI & DryFGD | 0 | 0 | 0 | 0 | 0 | 0 | 0
00 Ret.DSI & DryFGD & HRI | 0 | 0 | 0 | 0 | 0 | 0 | 0
00 Ret.DSI & HRI | 0 | 0 | 0 | 0 | 0 | 0 | 0
00 Ret.DSI & WetFGD | 0 | 0 | 0 | 0 | 0 | 0 | 0
00 Ret.DSI & WetFGD & HRI | 0 | 0 | 0 | 0 | 0 | 0 | 0
00 Ret.Exist FBC_DryFGD_SNCR_ACI & CCS | 0 | 0 | 0 | 0 | 0 | 0 | 0
00 Ret.ExistACI & DryFGD | 43.1831 | 64.9653 | 65.2439 | 64.9996 | 65.1947 | 65.2421 | 65.2421
00 Ret.ExistACI & DryFGD & CCS | 0 | 0 | 0 | 0 | 0 | 0 | 0
00 Ret.ExistACI & DryFGD & HRI | 0 | 0 | 0 | 0 | 0 | 0 | 0
00 Ret.ExistACI & DryFGD & HRI & CCS | 0 | 0 | 0 | 0 | 0 | 0 | 0
00 Ret.ExistACI & DSI | 70.9056 | 70.9043 | 70.9056 | 70.907 | 9.5907 | 9.5907 | 9.5938
00 Ret.ExistACI & DSI & DryFGD | 0 | 0 | 0 | 0 | 0 | 0 | 0
00 Ret.ExistACI & DSI & DryFGD & HRI | 0 | 0 | 0 | 0 | 0 | 0 | 0
00 Ret.ExistACI & DSI & HRI | 0 | 0 | 0 | 0 | 0 | 0 | 0
00 Ret.ExistACI & DSI & WetFGD | 0 | 0 | 0 | 0 | 0 | 0 | 0
00 Ret.ExistACI & DSI & WetFGD & HRI | 0 | 0 | 0 | 0 | 0 | 0 | 0
00 Ret.ExistACI & HRI | 0 | 0 | 0 | 0 | 0 | 0 | 0
00 Ret.ExistACI & HRI & WetFGD | 0 | 0 | 0 | 0 | 0 | 0 | 0
00 Ret.ExistACI & SCR | 0 | 0 | 0 | 0 | 0 | 0 | 0
00 Ret.ExistACI & SCR & DryFGD | 23.6609 | 24.1591 | 24.1591 | 24.1609 | 24.1609 | 24.1609 | 24.1609
00 Ret.ExistACI & SCR & DryFGD & CCS | 0 | 0 | 0 | 0 | 0 | 0 | 0
00 Ret.ExistACI & SCR & DryFGD & HRI | 0 | 0 | 0 | 0 | 0 | 0 | 0
00 Ret.ExistACI & SCR & DryFGD & HRI & CCS | 0 | 0 | 0 | 0 | 0 | 0 | 0
00 Ret.ExistACI & SCR & DSI | 7.4141 | 7.4141 | 7.4141 | 7.4722 | 7.8469 | 7.8469 | 7.8469
00 Ret.ExistACI & SCR & DSI & DryFGD | 0 | 0 | 0 | 0 | 0 | 0 | 0
00 Ret.ExistACI & SCR & DSI & HRI | 0 | 0 | 0 | 0 | 0 | 0 | 0
00 Ret.ExistACI & SCR & DSI & DryFGD & HRI | 0 | 0 | 0 | 0 | 0 | 0 | 0
00 Ret.ExistACI & SCR & HRI | 0 | 0 | 0 | 0 | 0 | 0 | 0
00 Ret.ExistACI & SCR & WetFGD | 0 | 0 | 0 | 0 | 0.023492 | 0.023492 | 0.023492
00 Ret.ExistACI & SCR & WetFGD & CCS | 0 | 0 | 0 | 0 | 0 | 0 | 0
00 Ret.ExistACI & SCR & WetFGD & HRI | 0 | 0 | 0 | 0 | 0 | 0 | 0
00 Ret.ExistACI & SCR & WetFGD & HRI & CCS | 0 | 0 | 0 | 0 | 0 | 0 | 0
00 Ret.ExistACI & SNCR | 0 | 0 | 0 | 0 | 0 | 0 | 0
00 Ret.ExistACI & SNCR & DryFGD | 0 | 0 | 0 | 0 | 0 | 0 | 0
00 Ret.ExistACI & SNCR & DryFGD & HRI | 0 | 0 | 0 | 0 | 0 | 0 | 0
00 Ret.ExistACI & SNCR & DSI | 0 | 0 | 0 | 0 | 0 | 0 | 0
00 Ret.ExistACI & SNCR & DSI & HRI | 0 | 0 | 0 | 0 | 0 | 0 | 0
00 Ret.ExistACI & SNCR & HRI | 0 | 0 | 0 | 0 | 0 | 0 | 0
00 Ret.ExistACI & SNCR & WetFGD | 0 | 0 | 0 | 0 | 0 | 0 | 0
00 Ret.ExistACI & SNCR & WetFGD & HRI | 0 | 0 | 0 | 0 | 0 | 0 | 0
00 Ret.ExistACI & WetFGD | 0.023626 | 0.023626 | 0.023626 | 0.023626 | 0 | 0 | 0
00 Ret.ExistACI & WetFGD & CCS | 0 | 0 | 0 | 0 | 0 | 0 | 0
00 Ret.ExistACI & WetFGD & HRI & CCS | 0 | 0 | 0 | 0 | 0 | 0 | 0
00 Ret.ExistACI_DSI & DryFGD | 0 | 0 | 0 | 0 | 0 | 0 | 0
00 Ret.ExistACI_DSI & DryFGD & HRI | 0 | 0 | 0 | 0 | 0 | 0 | 0
00 Ret.ExistACI_DSI & HRI | 0 | 0 | 0 | 0 | 0 | 0 | 0
00 Ret.ExistACI_DSI & SCR | 0 | 0 | 0 | 0 | 0 | 0 | 0
00 Ret.ExistACI_DSI & SCR & DryFGD | 0 | 0 | 0 | 0 | 0 | 0 | 0
00 Ret.ExistACI_DSI & SCR & DryFGD & HRI | 0 | 0 | 0 | 0 | 0 | 0 | 0
00 Ret.ExistACI_DSI & SCR & HRI | 0 | 0 | 0 | 0 | 0 | 0 | 0
00 Ret.ExistACI_DSI & SCR & WetFGD | 0 | 0 | 0 | 0 | 0 | 0 | 0
00 Ret.ExistACI_DSI & SCR & WetFGD & HRI | 0 | 0 | 0 | 0 | 0 | 0 | 0
00 Ret.ExistACI_DSI & WetFGD | 0 | 0 | 0 | 0 | 0 | 0 | 0
00 Ret.ExistACI_DSI & WetFGD & HRI | 0 | 0 | 0 | 0 | 0 | 0 | 0
00 Ret.ExistDryFGD & ACI | 87.2152 | 83.973 | 83.973 | 83.973 | 79.5582 | 84.5734 | 84.5734
00 Ret.ExistDryFGD & ACI & CCS | 0 | 0 | 0 | 0 | 0 | 0 | 0
00 Ret.ExistDryFGD & ACI & HRI | 0 | 0 | 0 | 0 | 0 | 0 | 0
00 Ret.ExistDryFGD & ACI & HRI & CCS | 0 | 0 | 0 | 0 | 0 | 0 | 0
00 Ret.ExistDryFGD & ACI & SCR | 0 | 0 | 0 | 0 | 0 | 0 | 0
00 Ret.ExistDryFGD & ACI & SCR & CCS | 0 | 0 | 0 | 0 | 0 | 0 | 0
00 Ret.ExistDryFGD & ACI & SCR & HRI | 0 | 0 | 0 | 0 | 0 | 0 | 0
00 Ret.ExistDryFGD & ACI & SCR & HRI & CCS | 0 | 0 | 0 | 0 | 0 | 0 | 0
00 Ret.ExistDryFGD & ACI & SNCR | 0 | 0 | 0 | 0 | 0 | 0 | 0
00 Ret.ExistDryFGD & ACI & SNCR & HRI | 0 | 0 | 0 | 0 | 0 | 0 | 0
00 Ret.ExistDryFGD & CCS | 0 | 0 | 0 | 0 | 0 | 0 | 0
00 Ret.ExistDryFGD & HRI | 0 | 0 | 0 | 0 | 0 | 0 | 0
00 Ret.ExistDryFGD & HRI & CCS | 0 | 0 | 0 | 0 | 0 | 0 | 0
00 Ret.ExistDryFGD & SCR | 11.0514 | 11.0514 | 11.0514 | 11.0514 | 11.0514 | 9.6534 | 11.0514
00 Ret.ExistDryFGD & SCR & CCS | 0 | 0 | 0 | 0 | 0 | 0 | 0
00 Ret.ExistDryFGD & SCR & HRI | 0 | 0 | 0 | 0 | 0 | 0 | 0
00 Ret.ExistDryFGD & SCR & HRI & CCS | 0 | 0 | 0 | 0 | 0 | 0 | 0
00 Ret.ExistDryFGD & SNCR | 2.0894 | 2.4442 | 2.2585 | 2.2585 | 2.2585 | 1.8659 | 2.2585
00 Ret.ExistDryFGD & SNCR & HRI | 0 | 0 | 0 | 0 | 0 | 0 | 0
00 Ret.ExistDryFGD_ACI & CCS | 0 | 0 | 0 | 0 | 0 | 0 | 0
00 Ret.ExistDryFGD_ACI & HRI | 0 | 0 | 0 | 0 | 0 | 0 | 0
00 Ret.ExistDryFGD_ACI & HRI & CCS | 0 | 0 | 0 | 0 | 0 | 0 | 0
00 Ret.ExistDryFGD_ACI & SCR | 20.8695 | 22.5428 | 35.4827 | 35.4827 | 32.7504 | 34.5106 | 36.3358
00 Ret.ExistDryFGD_ACI & SCR & CCS | 0 | 0 | 0 | 0 | 0 | 0 | 0
00 Ret.ExistDryFGD_ACI & SCR & HRI | 0 | 0 | 0 | 0 | 0 | 0 | 0
00 Ret.ExistDryFGD_ACI & SCR & HRI & CCS | 0 | 0 | 0 | 0 | 0 | 0 | 0
00 Ret.ExistDryFGD_SCR & ACI & CCS | 0 | 0 | 0 | 0 | 0 | 0 | 0
00 Ret.ExistDryFGD_SCR & ACI & HRI | 0 | 0 | 0 | 0 | 0 | 0 | 0
00 Ret.ExistDryFGD_SCR & ACI & HRI & CCS | 0 | 0 | 0 | 0 | 0 | 0 | 0
00 Ret.ExistDryFGD_SCR & CCS | 0 | 0 | 0 | 0 | 0 | 0 | 0
00 Ret.ExistDryFGD_SNCR & ACI & CCS | 0 | 0 | 0 | 0 | 0 | 0 | 0
00 Ret.ExistDryFGD_SNCR & ACI & HRI | 0 | 0 | 0 | 0 | 0 | 0 | 0
00 Ret.ExistDryFGD_SNCR & ACI & HRI & CCS | 0 | 0 | 0 | 0 | 0 | 0 | 0
00 Ret.ExistDryFGD_SNCR & CCS | 0 | 0 | 0 | 0 | 0 | 0 | 0
00 Ret.ExistDSI & ACI | 0 | 0 | 0 | 0 | 0 | 0 | 0
00 Ret.ExistDSI & ACI & HRI | 0 | 0 | 0 | 0 | 0 | 0 | 0
00 Ret.ExistDSI & ACI & SCR | 0 | 0 | 0 | 0 | 0 | 0 | 0
00 Ret.ExistDSI & ACI & SCR & DryFGD & CCS | 0 | 0 | 0 | 0 | 0 | 0 | 0
00 Ret.ExistDSI & ACI & SCR & DryFGD & HRI | 0 | 0 | 0 | 0 | 0 | 0 | 0
00 Ret.ExistDSI & ACI & SCR & DryFGD & HRI & CCS | 0 | 0 | 0 | 0 | 0 | 0 | 0
00 Ret.ExistDSI & ACI & SCR & HRI | 0 | 0 | 0 | 0 | 0 | 0 | 0
00 Ret.ExistDSI & DryFGD | 0 | 0 | 0 | 0 | 0 | 0 | 0
00 Ret.ExistDSI & DryFGD & ACI | 0 | 0 | 0 | 0 | 0 | 0 | 0
00 Ret.ExistDSI & DryFGD & ACI & CCS | 0 | 0 | 0 | 0 | 0 | 0 | 0
00 Ret.ExistDSI & DryFGD & ACI & HRI | 0 | 0 | 0 | 0 | 0 | 0 | 0
00 Ret.ExistDSI & DryFGD & ACI & HRI & CCS | 0 | 0 | 0 | 0 | 0 | 0 | 0
00 Ret.ExistDSI & DryFGD & CCS | 0 | 0 | 0 | 0 | 0 | 0 | 0
00 Ret.ExistDSI & DryFGD & HRI | 0 | 0 | 0 | 0 | 0 | 0 | 0
00 Ret.ExistDSI & DryFGD & HRI & CCS | 0 | 0 | 0 | 0 | 0 | 0 | 0
00 Ret.ExistDSI & HRI | 0 | 0 | 0 | 0 | 0 | 0 | 0
00 Ret.ExistDSI & SCR | 0 | 0 | 0 | 0 | 0 | 0 | 0
00 Ret.ExistDSI & SCR & DryFGD | 0 | 0 | 0 | 0 | 0 | 0 | 0
00 Ret.ExistDSI & SCR & DryFGD & ACI | 0 | 0 | 0 | 0 | 0 | 0 | 0
00 Ret.ExistDSI & SCR & DryFGD & CCS | 0 | 0 | 0 | 0 | 0 | 0 | 0
00 Ret.ExistDSI & SCR & DryFGD & HRI | 0 | 0 | 0 | 0 | 0 | 0 | 0
00 Ret.ExistDSI & SCR & DryFGD & HRI & CCS | 0 | 0 | 0 | 0 | 0 | 0 | 0
00 Ret.ExistDSI & SCR & HRI | 0 | 0 | 0 | 0 | 0 | 0 | 0
00 Ret.ExistDSI & SCR & WetFGD | 0 | 0 | 0 | 0 | 0 | 0 | 0
00 Ret.ExistDSI & SCR & WetFGD & CCS | 0 | 0 | 0 | 0 | 0 | 0 | 0
00 Ret.ExistDSI & SCR & WetFGD & HRI | 0 | 0 | 0 | 0 | 0 | 0 | 0
00 Ret.ExistDSI & SCR & WetFGD & HRI & CCS | 0 | 0 | 0 | 0 | 0 | 0 | 0
00 Ret.ExistDSI & WetFGD | 0 | 0 | 0 | 0 | 0 | 0 | 0
00 Ret.ExistDSI & WetFGD & ACI | 0 | 0 | 0 | 0 | 0 | 0 | 0
00 Ret.ExistDSI & WetFGD & ACI & HRI | 0 | 0 | 0 | 0 | 0 | 0 | 0
00 Ret.ExistDSI & WetFGD & CCS | 0 | 0 | 0 | 0 | 0 | 0 | 0
00 Ret.ExistDSI & WetFGD & HRI | 0 | 0 | 0 | 0 | 0 | 0 | 0
00 Ret.ExistDSI & WetFGD & HRI & CCS | 0 | 0 | 0 | 0 | 0 | 0 | 0
00 Ret.ExistIGCC & CCS | 0 | 0 | 0 | 0 | 0 | 0 | 0
00 Ret.ExistSCR & ACI | 8.8517 | 8.8517 | 8.8517 | 8.8517 | 8.8517 | 8.8517 | 8.8517
00 Ret.ExistSCR & ACI & DryFGD | 6.1224 | 5.4815 | 6.1224 | 6.9401 | 4.5084 | 5.472 | 7.4834
00 Ret.ExistSCR & ACI & DryFGD & HRI | 0 | 0 | 0 | 0 | 0 | 0 | 0
00 Ret.ExistSCR & ACI & DSI | 80.1277 | 100.7201 | 100.7201 | 106.5971 | 99.0439 | 80.7233 | 106.449
00 Ret.ExistSCR & ACI & DSI & DryFGD | 0 | 0 | 0 | 0 | 0 | 0 | 0
00 Ret.ExistSCR & ACI & DSI & DryFGD & HRI | 0 | 0 | 0 | 0 | 0 | 0 | 0
00 Ret.ExistSCR & ACI & DSI & HRI | 0 | 0 | 0 | 0 | 0 | 0 | 0
00 Ret.ExistSCR & ACI & DSI & WetFGD | 0 | 0 | 0 | 0 | 0 | 0 | 0
00 Ret.ExistSCR & ACI & DSI & WetFGD & HRI | 0 | 0 | 0 | 0 | 0 | 0 | 0
00 Ret.ExistSCR & ACI & HRI | 0 | 0 | 0 | 0 | 0 | 0 | 0
00 Ret.ExistSCR & ACI & WetFGD | 0 | 0 | 0 | 0 | 0 | 0 | 0
00 Ret.ExistSCR & ACI & WetFGD & HRI | 0 | 0 | 0 | 0 | 0 | 0 | 0
00 Ret.ExistSCR & DryFGD | 0 | 0 | 0 | 0 | 0 | 0 | 0
00 Ret.ExistSCR & DryFGD & ACI & CCS | 0 | 0 | 0 | 0 | 0 | 0 | 0
00 Ret.ExistSCR & DryFGD & ACI & HRI & CCS | 0 | 0 | 0 | 0 | 0 | 0 | 0
00 Ret.ExistSCR & DryFGD & CCS | 0 | 0 | 0 | 0 | 0 | 0 | 0
00 Ret.ExistSCR & DryFGD & HRI | 0 | 0 | 0 | 0 | 0 | 0 | 0
00 Ret.ExistSCR & DryFGD & HRI & CCS | 0 | 0 | 0 | 0 | 0 | 0 | 0
00 Ret.ExistSCR & DSI | 0 | 0 | 0 | 0 | 0 | 0 | 0
00 Ret.ExistSCR & DSI & DryFGD | 0 | 0 | 0 | 0 | 0 | 0 | 0
00 Ret.ExistSCR & DSI & DryFGD & HRI | 0 | 0 | 0 | 0 | 0 | 0 | 0
00 Ret.ExistSCR & DSI & HRI | 0 | 0 | 0 | 0 | 0 | 0 | 0
00 Ret.ExistSCR & DSI & WetFGD | 0 | 0 | 0 | 0 | 0 | 0 | 0
00 Ret.ExistSCR & DSI & WetFGD & HRI | 0 | 0 | 0 | 0 | 0 | 0 | 0
00 Ret.ExistSCR & HRI | 0 | 0 | 0 | 0 | 0 | 0 | 0
00 Ret.ExistSCR & WetFGD | 29.4006 | 29.4006 | 29.4006 | 29.4006 | 29.4006 | 29.4006 | 29.4006
00 Ret.ExistSCR & WetFGD & ACI & CCS | 0 | 0 | 0 | 0 | 0 | 0 | 0
00 Ret.ExistSCR & WetFGD & ACI & HRI & CCS | 0 | 0 | 0 | 0 | 0 | 0 | 0
00 Ret.ExistSCR & WetFGD & CCS | 0 | 0 | 0 | 0 | 0 | 0 | 0
00 Ret.ExistSCR & WetFGD & HRI | 0 | 0 | 0 | 0 | 0 | 0 | 0
00 Ret.ExistSCR & WetFGD & HRI & CCS | 0 | 0 | 0 | 0 | 0 | 0 | 0
00 Ret.ExistSCR_ACI & DryFGD | 25.6494 | 25.7415 | 25.7415 | 25.7415 | 24.9857 | 25.3343 | 25.7415
00 Ret.ExistSCR_ACI & DryFGD & CCS | 0 | 0 | 0 | 0 | 0 | 0 | 0
00 Ret.ExistSCR_ACI & DryFGD & HRI | 0 | 0 | 0 | 0 | 0 | 0 | 0
00 Ret.ExistSCR_ACI & DryFGD & HRI & CCS | 0 | 0 | 0 | 0 | 0 | 0 | 0
00 Ret.ExistSCR_ACI & DSI | 0.06922 | 0.070856 | 0.072603 | 0.070856 | 0.067123 | 0.070856 | 0.073966
00 Ret.ExistSCR_ACI & DSI & HRI | 0 | 0 | 0 | 0 | 0 | 0 | 0
00 Ret.ExistSCR_ACI & HRI | 0 | 0 | 0 | 0 | 0 | 0 | 0
00 Ret.ExistSCR_ACI & WetFGD | 0 | 0 | 0 | 0 | 0 | 0 | 0
00 Ret.ExistSCR_ACI & WetFGD & CCS | 0 | 0 | 0 | 0 | 0 | 0 | 0
00 Ret.ExistSCR_ACI & WetFGD & HRI | 0 | 0 | 0 | 0 | 0 | 0 | 0
00 Ret.ExistSCR_ACI & WetFGD & HRI & CCS | 0 | 0 | 0 | 0 | 0 | 0 | 0
00 Ret.ExistSCR_ACI_DSI & DryFGD | 0 | 0 | 0 | 0 | 0 | 0 | 0
00 Ret.ExistSCR_ACI_DSI & DryFGD & CCS | 0 | 0 | 0 | 0 | 0 | 0 | 0
00 Ret.ExistSCR_ACI_DSI & DryFGD & HRI | 0 | 0 | 0 | 0 | 0 | 0 | 0
00 Ret.ExistSCR_ACI_DSI & DryFGD & HRI & CCS | 0 | 0 | 0 | 0 | 0 | 0 | 0
00 Ret.ExistSCR_ACI_DSI & HRI | 0 | 0 | 0 | 0 | 0 | 0 | 0
00 Ret.ExistSCR_ACI_DSI & WetFGD | 0 | 0 | 0 | 0 | 0 | 0 | 0
00 Ret.ExistSCR_ACI_DSI & WetFGD & CCS | 0 | 0 | 0 | 0 | 0 | 0 | 0
00 Ret.ExistSCR_ACI_DSI & WetFGD & HRI | 0 | 0 | 0 | 0 | 0 | 0 | 0
00 Ret.ExistSCR_ACI_DSI & WetFGD & HRI & CCS | 0 | 0 | 0 | 0 | 0 | 0 | 0
00 Ret.ExistSCR_DryFGD & ACI | 59.0068 | 59.0068 | 59.0068 | 59.0068 | 57.2766 | 59.0068 | 59.0068
00 Ret.ExistSCR_DryFGD & HRI | 0 | 0 | 0 | 0 | 0 | 0 | 0
00 Ret.ExistSCR_DryFGD & HRI & CCS | 0 | 0 | 0 | 0 | 0 | 0 | 0
00 Ret.ExistSCR_DryFGD_ACI & CCS | 0 | 0 | 0 | 0 | 0 | 0 | 0
00 Ret.ExistSCR_DryFGD_ACI & HRI | 0 | 0 | 0 | 0 | 0 | 0 | 0
00 Ret.ExistSCR_DryFGD_ACI & HRI & CCS | 0 | 0 | 0 | 0 | 0 | 0 | 0
00 Ret.ExistSCR_DSI & ACI | 0 | 0 | 0 | 0 | 0 | 0 | 0
00 Ret.ExistSCR_DSI & ACI & HRI | 0 | 0 | 0 | 0 | 0 | 0 | 0
00 Ret.ExistSCR_DSI & DryFGD | 0 | 0 | 0 | 0 | 0 | 0 | 0
00 Ret.ExistSCR_DSI & DryFGD & ACI | 0 | 0 | 0 | 0 | 0 | 0 | 0
00 Ret.ExistSCR_DSI & DryFGD & ACI & HRI | 0 | 0 | 0 | 0 | 0 | 0 | 0
00 Ret.ExistSCR_DSI & DryFGD & HRI | 0 | 0 | 0 | 0 | 0 | 0 | 0
00 Ret.ExistSCR_DSI & HRI | 0 | 0 | 0 | 0 | 0 | 0 | 0
00 Ret.ExistSCR_DSI & WetFGD | 0 | 0 | 0 | 0 | 0 | 0 | 0
00 Ret.ExistSCR_DSI & WetFGD & ACI | 0 | 0 | 0 | 0 | 0 | 0 | 0
00 Ret.ExistSCR_DSI & WetFGD & ACI & HRI | 0 | 0 | 0 | 0 | 0 | 0 | 0
00 Ret.ExistSCR_DSI & WetFGD & HRI | 0 | 0 | 0 | 0 | 0 | 0 | 0
00 Ret.ExistSCR_WetFGD & ACI | 161.5002 | 164.8754 | 165.5781 | 166.944 | 153.7568 | 160.3001 | 170.1956
00 Ret.ExistSCR_WetFGD & HRI | 0 | 0 | 0 | 0 | 0 | 0 | 0
00 Ret.ExistSCR_WetFGD & HRI & CCS | 0 | 0 | 0 | 0 | 0 | 0 | 0
00 Ret.ExistSCR_WetFGD_ACI & CCS | 0 | 0 | 0 | 0 | 0 | 0 | 0
00 Ret.ExistSCR_WetFGD_ACI & HRI | 0 | 0 | 0 | 0 | 0 | 0 | 0
00 Ret.ExistSCR_WetFGD_ACI & HRI & CCS | 0 | 0 | 0 | 0 | 0 | 0 | 0
00 Ret.ExistSNCR & ACI | 1.0528 | 1.0528 | 1.0528 | 1.0528 | 1.0528 | 1.0528 | 1.0528
00 Ret.ExistSNCR & ACI & DryFGD | 0 | 0 | 0 | 0 | 0 | 0 | 0
00 Ret.ExistSNCR & ACI & DryFGD & HRI | 0 | 0 | 0 | 0 | 0 | 0 | 0
00 Ret.ExistSNCR & ACI & DSI | 1.9637 | 1.9637 | 1.9637 | 1.9637 | 1.7153 | 1.9623 | 1.9637
00 Ret.ExistSNCR & ACI & DSI & DryFGD | 0 | 0 | 0 | 0 | 0 | 0 | 0
00 Ret.ExistSNCR & ACI & DSI & DryFGD & HRI | 0 | 0 | 0 | 0 | 0 | 0 | 0
00 Ret.ExistSNCR & ACI & DSI & HRI | 0 | 0 | 0 | 0 | 0 | 0 | 0
00 Ret.ExistSNCR & ACI & DSI & WetFGD | 0 | 0 | 0 | 0 | 0 | 0 | 0
00 Ret.ExistSNCR & ACI & DSI & WetFGD & HRI | 0 | 0 | 0 | 0 | 0 | 0 | 0
00 Ret.ExistSNCR & ACI & HRI | 0 | 0 | 0 | 0 | 0 | 0 | 0
00 Ret.ExistSNCR & ACI & WetFGD | 0 | 0 | 0 | 0 | 0 | 0 | 0
00 Ret.ExistSNCR & ACI & WetFGD & HRI | 0 | 0 | 0 | 0 | 0 | 0 | 0
00 Ret.ExistSNCR & DryFGD | 2.4658 | 2.4658 | 2.4658 | 2.4658 | 2.4658 | 2.4658 | 2.4658
00 Ret.ExistSNCR & DryFGD & CCS | 0 | 0 | 0 | 0 | 0 | 0 | 0
00 Ret.ExistSNCR & DryFGD & HRI | 0 | 0 | 0 | 0 | 0 | 0 | 0
00 Ret.ExistSNCR & DryFGD & HRI & CCS | 0 | 0 | 0 | 0 | 0 | 0 | 0
00 Ret.ExistSNCR & DSI | 0 | 0 | 0 | 0 | 0 | 0 | 0
00 Ret.ExistSNCR & DSI & DryFGD | 0 | 0 | 0 | 0 | 0 | 0 | 0
00 Ret.ExistSNCR & DSI & DryFGD & HRI | 0 | 0 | 0 | 0 | 0 | 0 | 0
00 Ret.ExistSNCR & DSI & HRI | 0 | 0 | 0 | 0 | 0 | 0 | 0
00 Ret.ExistSNCR & DSI & WetFGD | 0 | 0 | 0 | 0 | 0 | 0 | 0
00 Ret.ExistSNCR & DSI & WetFGD & HRI | 0 | 0 | 0 | 0 | 0 | 0 | 0
00 Ret.ExistSNCR & HRI | 0 | 0 | 0 | 0 | 0 | 0 | 0
00 Ret.ExistSNCR & WetFGD | 0 | 0 | 0 | 0 | 0 | 0 | 0
00 Ret.ExistSNCR & WetFGD & ACI & CCS | 0 | 0 | 0 | 0 | 0 | 0 | 0
00 Ret.ExistSNCR & WetFGD & ACI & HRI & CCS | 0 | 0 | 0 | 0 | 0 | 0 | 0
00 Ret.ExistSNCR & WetFGD & CCS | 0 | 0 | 0 | 0 | 0 | 0 | 0
00 Ret.ExistSNCR & WetFGD & HRI | 0 | 0 | 0 | 0 | 0 | 0 | 0
00 Ret.ExistSNCR & WetFGD & HRI & CCS | 0 | 0 | 0 | 0 | 0 | 0 | 0
00 Ret.ExistSNCR_ACI & DryFGD | 47.7143 | 47.7143 | 47.7143 | 47.7143 | 47.7143 | 47.7143 | 47.7143
00 Ret.ExistSNCR_ACI & DryFGD & CCS | 0 | 0 | 0 | 0 | 0 | 0 | 0
00 Ret.ExistSNCR_ACI & DryFGD & HRI | 0 | 0 | 0 | 0 | 0 | 0 | 0
00 Ret.ExistSNCR_ACI & DryFGD & HRI & CCS | 0 | 0 | 0 | 0 | 0 | 0 | 0
00 Ret.ExistSNCR_ACI & DSI | 6.2458 | 7.5601 | 7.5601 | 7.5601 | 6.8234 | 6.8234 | 8.655
00 Ret.ExistSNCR_ACI & DSI & HRI | 0 | 0 | 0 | 0 | 0 | 0 | 0
00 Ret.ExistSNCR_ACI & HRI | 0 | 0 | 0 | 0 | 0 | 0 | 0
00 Ret.ExistSNCR_ACI & WetFGD | 0 | 0 | 0 | 0 | 0 | 0 | 0
00 Ret.ExistSNCR_ACI & WetFGD & CCS | 0 | 0 | 0 | 0 | 0 | 0 | 0
00 Ret.ExistSNCR_ACI & WetFGD & HRI | 0 | 0 | 0 | 0 | 0 | 0 | 0
00 Ret.ExistSNCR_ACI & WetFGD & HRI & CCS | 0 | 0 | 0 | 0 | 0 | 0 | 0
00 Ret.ExistSNCR_ACI_DSI & DryFGD | 0 | 0 | 0 | 0 | 0 | 0 | 0
00 Ret.ExistSNCR_ACI_DSI & DryFGD & HRI | 0 | 0 | 0 | 0 | 0 | 0 | 0
00 Ret.ExistSNCR_ACI_DSI & HRI | 0 | 0 | 0 | 0 | 0 | 0 | 0
00 Ret.ExistSNCR_ACI_DSI & WetFGD | 0 | 0 | 0 | 0 | 0 | 0 | 0
00 Ret.ExistSNCR_ACI_DSI & WetFGD & HRI | 0 | 0 | 0 | 0 | 0 | 0 | 0
00 Ret.ExistSNCR_DryFGD & ACI | 15.9272 | 15.9272 | 15.9272 | 15.9272 | 15.9272 | 15.9272 | 15.9272
00 Ret.ExistSNCR_DryFGD & HRI | 0 | 0 | 0 | 0 | 0 | 0 | 0
00 Ret.ExistSNCR_DryFGD & HRI & CCS | 0 | 0 | 0 | 0 | 0 | 0 | 0
00 Ret.ExistSNCR_DryFGD_ACI & CCS | 0 | 0 | 0 | 0 | 0 | 0 | 0
00 Ret.ExistSNCR_DryFGD_ACI & HRI | 0 | 0 | 0 | 0 | 0 | 0 | 0
00 Ret.ExistSNCR_WetFGD & ACI | 113.9306 | 115.8331 | 118.2222 | 119.3581 | 115.355 | 106.7159 | 110.0773
00 Ret.ExistSNCR_WetFGD & HRI | 0 | 0 | 0 | 0 | 0 | 0 | 0
00 Ret.ExistSNCR_WetFGD & HRI & CCS | 0 | 0 | 0 | 0 | 0 | 0 | 0
00 Ret.ExistSNCR_WetFGD_ACI & CCS | 0 | 0 | 0 | 0 | 0 | 0 | 0
00 Ret.ExistSNCR_WetFGD_ACI & HRI | 0 | 0 | 0 | 0 | 0 | 0 | 0
00 Ret.ExistSNCR_WetFGD_ACI & HRI & CCS | 0 | 0 | 0 | 0 | 0 | 0 | 0
00 Ret.ExistWetFGD & ACI | 434.8841 | 390.9234 | 393.6368 | 404.7933 | 383.8679 | 380.5366 | 413.3654
00 Ret.ExistWetFGD & ACI & CCS | 0 | 0 | 0 | 0 | 0 | 0 | 0
00 Ret.ExistWetFGD & ACI & HRI | 0 | 0 | 0 | 0 | 0 | 0 | 0
00 Ret.ExistWetFGD & ACI & HRI & CCS | 0 | 0 | 0 | 0 | 0 | 0 | 0
00 Ret.ExistWetFGD & ACI & SCR | 18.0848 | 83.5142 | 83.5142 | 83.5142 | 81.2971 | 82.2719 | 84.15
00 Ret.ExistWetFGD & ACI & SCR & CCS | 0 | 0 | 0 | 0 | 0 | 0 | 0
00 Ret.ExistWetFGD & ACI & SCR & HRI | 0 | 0 | 0 | 0 | 0 | 0 | 0
00 Ret.ExistWetFGD & ACI & SCR & HRI & CCS | 0 | 0 | 0 | 0 | 0 | 0 | 0
00 Ret.ExistWetFGD & ACI & SNCR | 0 | 0 | 0 | 0 | 0 | 0 | 0
00 Ret.ExistWetFGD & ACI & SNCR & HRI | 0 | 0 | 0 | 0 | 0 | 0 | 0
00 Ret.ExistWetFGD & CCS | 0 | 0 | 0 | 0 | 0 | 0 | 0
00 Ret.ExistWetFGD & HRI | 0 | 0 | 0 | 0 | 0 | 0 | 0
00 Ret.ExistWetFGD & HRI & CCS | 0 | 0 | 0 | 0 | 0 | 0 | 0
00 Ret.ExistWetFGD & SCR | 93.8882 | 114.5076 | 114.5076 | 115.5594 | 111.6116 | 111.6116 | 116.92
00 Ret.ExistWetFGD & SCR & CCS | 0 | 0 | 0 | 0 | 0 | 0 | 0
00 Ret.ExistWetFGD & SCR & HRI | 0 | 0 | 0 | 0 | 0 | 0 | 0
00 Ret.ExistWetFGD & SCR & HRI & CCS | 0 | 0 | 0 | 0 | 0 | 0 | 0
00 Ret.ExistWetFGD & SNCR | 0 | 0 | 0 | 0 | 0 | 0 | 0
00 Ret.ExistWetFGD & SNCR & HRI | 0 | 0 | 0 | 0 | 0 | 0 | 0
00 Ret.ExistWetFGD_ACI & CCS | 0 | 0 | 0 | 0 | 0 | 0 | 0
00 Ret.ExistWetFGD_ACI & HRI | 0 | 0 | 0 | 0 | 0 | 0 | 0
00 Ret.ExistWetFGD_ACI & HRI & CCS | 0 | 0 | 0 | 0 | 0 | 0 | 0
00 Ret.ExistWetFGD_ACI & SCR | 20.3648 | 34.116 | 34.116 | 34.116 | 34.116 | 30.0837 | 32.2239
00 Ret.ExistWetFGD_ACI & SCR & CCS | 0 | 0 | 0 | 0 | 0 | 0 | 0
00 Ret.ExistWetFGD_ACI & SCR & HRI | 0 | 0 | 0 | 0 | 0 | 0 | 0
00 Ret.ExistWetFGD_ACI & SCR & HRI & CCS | 0 | 0 | 0 | 0 | 0 | 0 | 0
00 Ret.ExistWetFGD_ACI & SNCR | 0 | 0 | 0 | 0 | 0 | 0 | 0
00 Ret.ExistWetFGD_ACI & SNCR & HRI | 0 | 0 | 0 | 0 | 0 | 0 | 0
00 Ret.ExistWetFGD_SCR & ACI & CCS | 0 | 0 | 0 | 0 | 0 | 0 | 0
00 Ret.ExistWetFGD_SCR & ACI & HRI | 0 | 0 | 0 | 0 | 0 | 0 | 0
00 Ret.ExistWetFGD_SCR & ACI & HRI & CCS | 0 | 0 | 0 | 0 | 0 | 0 | 0
00 Ret.ExistWetFGD_SCR & CCS | 0 | 0 | 0 | 0 | 0 | 0 | 0
00 Ret.ExistWetFGD_SNCR & ACI & CCS | 0 | 0 | 0 | 0 | 0 | 0 | 0
00 Ret.ExistWetFGD_SNCR & ACI & HRI | 0 | 0 | 0 | 0 | 0 | 0 | 0
00 Ret.ExistWetFGD_SNCR & ACI & HRI & CCS | 0 | 0 | 0 | 0 | 0 | 0 | 0
00 Ret.ExistWetFGD_SNCR & CCS | 0 | 0 | 0 | 0 | 0 | 0 | 0
00 Ret.FB & ACI | 26.8836 | 27.9743 | 27.9743 | 28.029 | 26.924 | 26.1148 | 27.9743
00 Ret.FB & ACI & HRI | 0 | 0 | 0 | 0 | 0 | 0 | 0
00 Ret.FB & HRI | 0 | 0 | 0 | 0 | 0 | 0 | 0
00 Ret.FB DryFGD | 0 | 0 | 0 | 0 | 0 | 0 | 0
00 Ret.FB DryFGD & ACI | 0 | 0 | 0 | 0 | 0 | 0 | 0
00 Ret.FB DryFGD & ACI & HRI | 0 | 0 | 0 | 0 | 0 | 0 | 0
00 Ret.FB DryFGD & HRI | 0 | 0 | 0 | 0 | 0 | 0 | 0
00 Ret.FB DryFGD & SNCR | 8.4167 | 8.4167 | 8.4167 | 8.4167 | 8.4167 | 8.4167 | 8.4167
00 Ret.FB DryFGD & SNCR & HRI | 0 | 0 | 0 | 0 | 0 | 0 | 0
00 Ret.FB SNCR & DryFGD & ACI | 0 | 0 | 0 | 0 | 0 | 0 | 0
00 Ret.FB SNCR & DryFGD & ACI & HRI | 0 | 0 | 0 | 0 | 0 | 0 | 0
00 Ret.FB-ACI & SNCR | 0 | 0 | 0 | 0 | 0 | 0 | 0
00 Ret.FB-ACI & SNCR & CCS | 0 | 0 | 0 | 0 | 0 | 0 | 0
00 Ret.FB-ACI & SNCR & HRI | 0 | 0 | 0 | 0 | 0 | 0 | 0
00 Ret.FB-ACI & SNCR & HRI & CCS | 0 | 0 | 0 | 0 | 0 | 0 | 0
00 Ret.FB-Exist ACI & DryFGD | 0 | 0 | 0 | 0 | 0 | 0 | 0
00 Ret.FB-Exist ACI & DryFGD & HRI | 0 | 0 | 0 | 0 | 0 | 0 | 0
00 Ret.FB-Exist ACI & DryFGD & SNCR | 0 | 0 | 0 | 0 | 0 | 0 | 0
00 Ret.FB-Exist ACI & DryFGD & SNCR & HRI | 0 | 0 | 0 | 0 | 0 | 0 | 0
00 Ret.FB-Exist ACI & SNCR | 0 | 0 | 0 | 0 | 0 | 0 | 0
00 Ret.FB-Exist ACI & SNCR & HRI | 0 | 0 | 0 | 0 | 0 | 0 | 0
00 Ret.FB-ExistACI & HRI | 0 | 0 | 0 | 0 | 0 | 0 | 0
00 Ret.FB-ExistDryFGD & ACI | 0 | 0 | 0 | 0 | 0 | 0 | 0
00 Ret.FB-ExistDryFGD & ACI & HRI | 0 | 0 | 0 | 0 | 0 | 0 | 0
00 Ret.FB-ExistDryFGD & ACI & SNCR | 0 | 0 | 0 | 0 | 0 | 0 | 0
00 Ret.FB-ExistDryFGD & ACI & SNCR & HRI | 0 | 0 | 0 | 0 | 0 | 0 | 0
00 Ret.FB-ExistDryFGD & CCS | 0 | 0 | 0 | 0 | 0 | 0 | 0
00 Ret.FB-ExistDryFGD & HRI | 0 | 0 | 0 | 0 | 0 | 0 | 0
00 Ret.FB-ExistDryFGD & SNCR | 0 | 0 | 0 | 0 | 0 | 0 | 0
00 Ret.FB-ExistDryFGD & SNCR & HRI | 0 | 0 | 0 | 0 | 0 | 0 | 0
00 Ret.FB-ExistDryFGD_ACI & CCS | 0 | 0 | 0 | 0 | 0 | 0 | 0
00 Ret.FB-ExistDryFGD_SNCR & ACI | 0 | 0 | 0 | 0 | 0 | 0 | 0
00 Ret.FB-ExistDryFGD_SNCR & ACI & HRI | 0 | 0 | 0 | 0 | 0 | 0 | 0
00 Ret.FB-ExistDryFGD_SNCR & CCS | 0 | 0 | 0 | 0 | 0 | 0 | 0
00 Ret.FB-ExistDryFGD_SNCR & HRI | 0 | 0 | 0 | 0 | 0 | 0 | 0
00 Ret.FB-ExistDryFGD_SNCR & HRI & CCS | 0 | 0 | 0 | 0 | 0 | 0 | 0
00 Ret.FB-ExistDryFGD_SNCR_ACI & HRI | 0 | 0 | 0 | 0 | 0 | 0 | 0
00 Ret.FB-ExistWetFGD_SNCR_ACI & HRI | 0 | 0 | 0 | 0 | 0 | 0 | 0
00 Ret.FB-ExistSNCR & ACI | 0.80854 | 0.80854 | 0.80854 | 0.80854 | 0.80854 | 0.80854 | 0.80854
00 Ret.FB-ExistSNCR & ACI & HRI | 0 | 0 | 0 | 0 | 0 | 0 | 0
00 Ret.FB-ExistSNCR & DryFGD | 0 | 0 | 0 | 0 | 0 | 0 | 0
00 Ret.FB-ExistSNCR & DryFGD & ACI | 0 | 0 | 0 | 0 | 0 | 0 | 0
00 Ret.FB-ExistSNCR & DryFGD & ACI & HRI | 0 | 0 | 0 | 0 | 0 | 0 | 0
00 Ret.FB-ExistSNCR & DryFGD & HRI | 0 | 0 | 0 | 0 | 0 | 0 | 0
00 Ret.FB-ExistSNCR & HRI | 0 | 0 | 0 | 0 | 0 | 0 | 0
00 Ret.FB-SNCR | 0 | 0 | 0 | 0 | 0 | 0 | 0
00 Ret.FB-SNCR & HRI | 0 | 0 | 0 | 0 | 0 | 0 | 0
00 Ret.HRI | 0 | 0 | 0 | 0 | 0 | 0 | 0
00 Ret.Oil/Gas Steam SCR | 0.03747 | 0 | 0 | 0 | 0 | 0 | 0
00 Ret.SCR | 0 | 0 | 0 | 0 | 0 | 0 | 0
00 Ret.SCR & DryFGD | 0 | 0 | 0 | 0 | 0 | 0 | 0
00 Ret.SCR & DryFGD & ACI | 0 | 0 | 0 | 0 | 0 | 0 | 0
00 Ret.SCR & DryFGD & CCS | 0 | 0 | 0 | 0 | 0 | 0 | 0
00 Ret.SCR & DryFGD & HRI | 0 | 0 | 0 | 0 | 0 | 0 | 0
00 Ret.SCR & DryFGD & HRI & CCS | 0 | 0 | 0 | 0 | 0 | 0 | 0
00 Ret.SCR & DSI | 0 | 0 | 0 | 0 | 0 | 0 | 0
00 Ret.SCR & DSI & DryFGD | 0 | 0 | 0 | 0 | 0 | 0 | 0
00 Ret.SCR & DSI & DryFGD & HRI | 0 | 0 | 0 | 0 | 0 | 0 | 0
00 Ret.SCR & DSI & HRI | 0 | 0 | 0 | 0 | 0 | 0 | 0
00 Ret.SCR & DSI & WetFGD | 0 | 0 | 0 | 0 | 0 | 0 | 0
00 Ret.SCR & DSI & WetFGD & HRI | 0 | 0 | 0 | 0 | 0 | 0 | 0
00 Ret.SCR & HRI | 0 | 0 | 0 | 0 | 0 | 0 | 0
00 Ret.SCR & WetFGD | 0 | 0 | 0 | 0 | 0 | 0 | 0
00 Ret.SCR & WetFGD & ACI | 0 | 0 | 0 | 0 | 0 | 0 | 0
00 Ret.SCR & WetFGD & CCS | 0 | 0 | 0 | 0 | 0 | 0 | 0
00 Ret.SCR & WetFGD & HRI | 0 | 0 | 0 | 0 | 0 | 0 | 0
00 Ret.SCR & WetFGD & HRI & CCS | 0 | 0 | 0 | 0 | 0 | 0 | 0
00 Ret.SNCR | 0 | 0 | 0 | 0 | 0 | 0 | 0
00 Ret.SNCR & DryFGD | 0 | 0 | 0 | 0 | 0 | 0 | 0
00 Ret.SNCR & DryFGD & ACI | 0 | 0 | 0 | 0 | 0 | 0 | 0
00 Ret.SNCR & DryFGD & ACI & HRI | 0 | 0 | 0 | 0 | 0 | 0 | 0
00 Ret.SNCR & DryFGD & HRI | 0 | 0 | 0 | 0 | 0 | 0 | 0
00 Ret.SNCR & DSI | 0 | 0 | 0 | 0 | 0 | 0 | 0
00 Ret.SNCR & DSI & HRI | 0 | 0 | 0 | 0 | 0 | 0 | 0
00 Ret.SNCR & HRI | 0 | 0 | 0 | 0 | 0 | 0 | 0
00 Ret.SNCR & WetFGD | 0 | 0 | 0 | 0 | 0 | 0 | 0
00 Ret.SNCR & WetFGD & ACI | 0 | 0 | 0 | 0 | 0 | 0 | 0
00 Ret.SNCR & WetFGD & ACI & HRI | 0 | 0 | 0 | 0 | 0 | 0 | 0
00 Ret.SNCR & WetFGD & HRI | 0 | 0 | 0 | 0 | 0 | 0 | 0
00 Ret.WetFGD | 12.4179 | 12.4179 | 12.4179 | 12.4179 | 12.4179 | 12.4179 | 12.4179
00 Ret.WetFGD & ACI & CCS | 0 | 0 | 0 | 0 | 0 | 0 | 0
00 Ret.WetFGD & ACI & HRI & CCS | 0 | 0 | 0 | 0 | 0 | 0 | 0
00 Ret.WetFGD & CCS | 0 | 0 | 0 | 0 | 0 | 0 | 0
00 Ret.WetFGD & HRI | 0 | 0 | 0 | 0 | 0 | 0 | 0
00 Ret.WetFGD & HRI & CCS | 0 | 0 | 0 | 0 | 0 | 0 | 0
00 CC Retirement | 0 | 0 | 0 | 0 | 0 | 0 | 0
00 CT Retirement | 0 | 0 | 0 | 0 | 0 | 0 | 0
00 O/G Retirement | 0 | 0 | 0 | 0 | 0 | 0 | 0
00 Coal Retirement | 0 | 0 | 0 | 0 | 0 | 0 | 0
00 IGCC Retirement | 0 | 0 | 0 | 0 | 0 | 0 | 0
00 Nuke Retirement | 0 | 0 | 0 | 0 | 0 | 0 | 0
00 Non-Fossil Retirement | 0 | 0 | 0 | 0 | 0 | 0 | 0
Total | 13855.1529 | 14133.625 | 14426.2981 | 15034.0233 | 15575.9931 | 16768.2846 | 18057.1708
(**) Ind. Boiler generation, not included in the total
14. Capacity Factor by Capacity Reporting Type [%]
00 New Combined Cycle | 81.1746 | 79.6192 | 80.8214 | 80.9223 | 82.0409 | 81.0557 | 78.0464
00 New Combined Cycle - Uncontrolled | N/A | N/A | N/A | N/A | N/A | N/A | N/A
00 New Combined Cycle with Carbon Capture | N/A | N/A | N/A | N/A | N/A | N/A | N/A
00 New Combustion Turbine | 3.0489 | 2.5998 | 2.9389 | 3.9405 | 4.0065 | 2.2563 | 1.9665
00 New Hydro | N/A | N/A | N/A | N/A | N/A | N/A | N/A
00 New Nuclear | N/A | N/A | N/A | N/A | N/A | N/A | N/A
00 New Biomass | 84.9029 | 85 | 85 | 85 | 85 | 85 | 85
00 New Geothermal | N/A | 87 | 87 | 87 | 87 | 87 | 87
00 New Landfill Gas | 90 | 90 | 90 | 90 | 90 | 90 | 90
00 New Offshore Wind | N/A | N/A | N/A | N/A | N/A | N/A | N/A
00 New Onshore Wind | 34.1102 | 33.6755 | 33.4639 | 35.2193 | 36.6465 | 36.6465 | 36.646
00 New Solar PV | 19.296 | 19.6051 | 19.4824 | 19.7713 | 19.9391 | 19.928 | 23.1529
00 New Solar Thermal | 43.0597 | 32.4034 | 32.3795 | 37.3811 | 40.6076 | 40.6076 | 40.6076
00 New Fuel Cell | N/A | N/A | N/A | N/A | N/A | N/A | N/A
00 New IGCC | N/A | N/A | N/A | N/A | N/A | N/A | N/A
00 New Advanced Coal with CCS | N/A | N/A | 85 | 85 | 85 | 85 | 85
00 New SPC - Uncontrolled | N/A | N/A | N/A | N/A | N/A | N/A | N/A
00 New SPC-WetFGD_SCR | 85 | 85 | 85 | 85 | 85 | 85 | 85
00 New Future Technology | N/A | N/A | N/A | N/A | N/A | N/A | N/A
00 Exist Combined Cycle | 54.3093 | 50.2298 | 52.0738 | 46.1723 | 40.4058 | 35.1711 | 29.2744
00 Exist Combustion Turbine | 1.262 | 1.0373 | 1.5127 | 1.9921 | 1.2654 | 0.91949 | 0.76459
00 Exist Coal Steam_Uncontrolled | 61.5778 | 67.694 | 68.8591 | 69.9999 | 59.4759 | 59.2581 | 62.354
00 Exist Coal Steam_ACI | 73.0985 | 81.8035 | 81.8035 | 81.8035 | 81.8035 | 81.8035 | 81.8035
00 Exist Coal Steam_ACI_DSI | N/A | N/A | N/A | N/A | N/A | N/A | N/A
00 Exist Coal Steam_DryFGD | 76.8917 | 76.2021 | 77.6643 | 78.0464 | 75.9075 | 76.8371 | 79.6598
00 Exist Coal Steam_DryFGD_ACI | 81.2953 | 81.3622 | 82.4525 | 82.4525 | 79.1781 | 81.0825 | 82.4586
00 Exist Coal Steam_DryFGD_SCR | 64.7147 | 64.7147 | 64.7147 | 66.8793 | 62.9987 | 55.4829 | 67.8089
00 Exist Coal Steam_DryFGD_SCR_ACI | 74.4847 | 76.8733 | 77.1628 | 77.6931 | 72.5628 | 75.8804 | 79.7487
00 Exist Coal Steam_DryFGD_SNCR | 72.7454 | 80.8167 | 77.9716 | 77.9716 | 73.6823 | 70.5737 | 79.0159
00 Exist Coal Steam_DryFGD_SNCR_ACI | 76.0933 | 81.9122 | 81.9122 | 84.22 | 78.8637 | 78.8637 | 84.22
00 Exist Coal Steam_DSI | N/A | N/A | N/A | N/A | N/A | N/A | N/A
00 Exist Coal Steam_SCR | 0 | 0 | 0 | 0 | 0 | 0 | 0
00 Exist Coal Steam_SCR_ACI | 66.0804 | 0 | 0 | 0 | 0 | 0 | 0
00 Exist Coal Steam_SCR_ACI_DSI | 71.542 | 71.138 | 71.7919 | 73.9011 | 71.542 | 76.0916 | 81.9027
00 Exist Coal Steam_SCR_DSI | N/A | N/A | N/A | N/A | N/A | N/A | N/A
00 Exist Coal Steam_SNCR | 67.5566 | 67.5566 | 67.7741 | 67.7741 | 65.9042 | 67.7741 | 68.1946
00 Exist Coal Steam_SNCR_ACI | 0 | 0 | 0 | 0 | 0 | 0 | 0
00 Exist Coal Steam_SNCR_ACI_DSI | N/A | N/A | N/A | N/A | N/A | N/A | N/A
00 Exist Coal Steam_WetFGD | 81.7329 | 82.3494 | 82.3494 | 82.5378 | 80.4191 | 80.7491 | 82.8698
00 Exist Coal Steam_WetFGD_ACI | 84.1429 | 84.6862 | 84.6862 | 84.6143 | 84.4627 | 84.5043 | 84.7661
00 Exist Coal Steam_WetFGD_SCR | 75.0599 | 77.1341 | 77.7617 | 79.5796 | 77.4727 | 75.7472 | 79.807
00 Exist Coal Steam_WetFGD_SCR_ACI | 71.1745 | 74.877 | 75.0652 | 77.5353 | 75.1871 | 74.3222 | 80.2663
00 Exist Coal Steam_WetFGD_SNCR | 76.0306 | 75.8823 | 75.8823 | 75.8823 | 75.8823 | 75.8823 | 75.8823
00 Exist Coal Steam_WetFGD_SNCR_ACI | 72.7037 | 77.3334 | 77.3334 | 83.2326 | 83.2326 | 83.2326 | 83.2326
00 Exist FBC_Uncontrolled | 80.4394 | 80.4394 | 80.4394 | 80.4394 | 80.4394 | 80.4394 | 80.4394
00 Exist FBC_ACI | N/A | N/A | N/A | N/A | N/A | N/A | N/A
00 Exist FBC_DryFGD | 84.3697 | 84.3697 | 84.3697 | 84.3697 | 84.3697 | 84.3697 | 84.3697
00 Exist FBC_DryFGD_SNCR | 71.4049 | 71.8256 | 71.1516 | 72.3359 | 71.8256 | 73.1613 | 74.3215
00 Exist FBC_DryFGD_SNCR_ACI | 76.3938 | 81.903 | 79.1921 | 79.1921 | 73.3899 | 73.3899 | 73.3899
00 Exist FBC_SNCR | 55.0406 | 52.4361 | 55.0406 | 53.0572 | 53.0572 | 43.9332 | 46.5113
00 Exist FBC_SNCR_ACI | 76.07 | 76.07 | 76.07 | 76.07 | 76.07 | 76.07 | 76.07
00 Exist FBC_WetFGD_SNCR_ACI | 26.6833 | 26.6833 | 26.6833 | 66.9448 | 67.8381 | 84.9864 | 84.9864
00 Exist IGCC | 79.3967 | 80.3602 | 80.3602 | 82.6791 | 82.0634 | 83.4822 | 83.4822
00 Exist Fossil_Other | 61.1509 | 61.1509 | 61.1509 | 61.1509 | 61.1509 | 61.1509 | 61.1509
00 Exist Fuel Cell | 35.0829 | 22.664 | 25.1028 | 46.7318 | 5.7379 | 4.8786 | 2.8051
00 Exist Hydro | 39.1776 | 39.1776 | 39.1776 | 39.1776 | 39.1776 | 39.1776 | 39.1756
00 Exist Non Fossil_Other | 67.4065 | 67.4065 | 67.4065 | 67.4065 | 67.4065 | 67.4065 | 67.4065
00 Exist Nuclear | 90.62 | 90.6879 | 90.6937 | 90.6937 | 90.6715 | 91.4347 | 90.7232
00 Exist Oil/Gas Steam | 7.7698 | 7.8572 | 7.7692 | 5.4349 | 2.803 | 0.50734 | 0.14824
00 Exist Oil/Gas Steam_SCR | 5.7405 | 5.6697 | 5.5295 | 3.6831 | 2.5109 | 0.46047 | 0.22294
00 Exist Oil/Gas Steam_SNCR | 0.89318 | 0.59197 | 0 | 0 | 0 | 0 | 0
00 Exist Biomass | 61.4148 | 54.2914 | 55.5521 | 59.1022 | 53.9524 | 64.066 | 66.1418
00 Exist Landfill Gas | 58.1955 | 58.1955 | 58.1955 | 58.1955 | 58.1955 | 58.1955 | 58.1955
00 Exist Geothermal | 73.7486 | 73.7486 | 73.7486 | 73.7486 | 73.4492 | 73.7486 | 73.7486
00 Exist Pump Storage | 4.5698 | 4.2069 | 5.1421 | 5.1149 | 5.025 | 3.4616 | 3.1135
00 Exist Solar PV | 20.9134 | 20.9134 | 20.9134 | 20.9134 | 20.9134 | 20.9134 | 20.9134
00 Exist Solar Thermal | 16.0524 | 16.0524 | 16.0524 | 16.0524 | 16.0524 | 16.0524 | 16.0524
00 Exist Wind | 30.9837 | 30.9837 | 30.9837 | 30.9837 | 30.9837 | 30.9837 | 30.9837
00 International Imports | 53.9 | 47.6 | 35 | 3.6 | 100 | 100 | 100
00 Ret.ACI | 83.2753 | 83.2928 | 83.2928 | 83.2928 | 83.2928 | 83.2928 | 83.2928
00 Ret.ACI & DryFGD | 81.9027 | 81.9027 | 81.9027 | 81.9027 | 81.9027 | 81.9027 | 81.9027
00 Ret.ACI & DryFGD & HRI | N/A | N/A | N/A | N/A | N/A | N/A | N/A
00 Ret.ACI & DSI | 79.2797 | 81.2805 | 81.3897 | 82.5822 | 79.8973 | 80.7774 | 83.6055
00 Ret.ACI & DSI & DryFGD | N/A | N/A | N/A | N/A | N/A | N/A | N/A
00 Ret.ACI & DSI & DryFGD & HRI | N/A | N/A | N/A | N/A | N/A | N/A | N/A
00 Ret.ACI & DSI & HRI | N/A | N/A | N/A | N/A | N/A | N/A | N/A
00 Ret.ACI & DSI & WetFGD & HRI | N/A | N/A | N/A | N/A | N/A | N/A | N/A
00 Ret.ACI & HRI | N/A | N/A | N/A | N/A | N/A | N/A | N/A
00 Ret.ACI & SCR | N/A | N/A | N/A | N/A | N/A | N/A | N/A
00 Ret.ACI & SCR & DryFGD & CCS | N/A | N/A | N/A | N/A | N/A | N/A | N/A
00 Ret.ACI & SCR & DryFGD & HRI | N/A | N/A | N/A | N/A | N/A | N/A | N/A
00 Ret.ACI & SCR & DryFGD & HRI & CCS | N/A | N/A | N/A | N/A | N/A | N/A | N/A
00 Ret.ACI & SCR & DSI | 82.3659 | 82.3832 | 82.3832 | 82.3832 | 65.4065 | 72.3416 | 82.627
00 Ret.ACI & SCR & DSI & DryFGD | N/A | N/A | N/A | N/A | N/A | N/A | N/A
00 Ret.ACI & SCR & DSI & DryFGD & HRI | N/A | N/A | N/A | N/A | N/A | N/A | N/A
00 Ret.ACI & SCR & DSI & HRI | N/A | N/A | N/A | N/A | N/A | N/A | N/A
00 Ret.ACI & SCR & DSI & WetFGD | N/A | N/A | N/A | N/A | N/A | N/A | N/A
00 Ret.ACI & SCR & DSI & WetFGD & HRI | N/A | N/A | N/A | N/A | N/A | N/A | N/A
00 Ret.ACI & SCR & HRI | N/A | N/A | N/A | N/A | N/A | N/A | N/A
00 Ret.ACI & SCR & WetFGD & CCS | N/A | N/A | N/A | N/A | N/A | N/A | N/A
00 Ret.ACI & SCR & WetFGD & HRI | N/A | N/A | N/A | N/A | N/A | N/A | N/A
00 Ret.ACI & SCR & WetFGD & HRI & CCS | N/A | N/A | N/A | N/A | N/A | N/A | N/A
00 Ret.ACI & SNCR | N/A | N/A | N/A | N/A | N/A | N/A | N/A
00 Ret.ACI & SNCR & DSI | N/A | N/A | N/A | N/A | N/A | N/A | N/A
00 Ret.ACI & SNCR & DSI & DryFGD | N/A | N/A | N/A | N/A | N/A | N/A | N/A
00 Ret.ACI & SNCR & DSI & DryFGD & HRI | N/A | N/A | N/A | N/A | N/A | N/A | N/A
00 Ret.ACI & SNCR & DSI & HRI | N/A | N/A | N/A | N/A | N/A | N/A | N/A
00 Ret.ACI & SNCR & DSI & WetFGD | N/A | N/A | N/A | N/A | N/A | N/A | N/A
00 Ret.ACI & SNCR & DSI & WetFGD & HRI | N/A | N/A | N/A | N/A | N/A | N/A | N/A
00 Ret.ACI & SNCR & HRI | N/A | N/A | N/A | N/A | N/A | N/A | N/A
00 Ret.ACI & WetFGD | 80.3824 | 81.155 | 81.155 | 82.0358 | 82.0358 | 82.0358 | 82.0358
00 Ret.ACI & WetFGD & DSI | N/A | N/A | N/A | N/A | N/A | N/A | N/A
00 Ret.ACI & WetFGD & HRI | N/A | N/A | N/A | N/A | N/A | N/A | N/A
00 Ret.C2G | 0 | 0.26766 | 0.26766 | 0.26766 | 0.26208 | 0.26766 | 0.26766
00 Ret.C2G & SCR | N/A | N/A | N/A | N/A | N/A | N/A | N/A
00 Ret.CCG | N/A | N/A | N/A | N/A | N/A | N/A | N/A
00 Ret.DryFGD | 83.5097 | 83.5097 | 83.5097 | 83.5097 | 83.5097 | 83.5097 | 83.5097
00 Ret.DryFGD & ACI & CCS | N/A | N/A | N/A | N/A | N/A | N/A | N/A
00 Ret.DryFGD & ACI & HRI & CCS | N/A | N/A | N/A | N/A | N/A | N/A | N/A
00 Ret.DryFGD & CCS | N/A | N/A | N/A | N/A | N/A | N/A | N/A
00 Ret.DryFGD & HRI | N/A | N/A | N/A | N/A | N/A | N/A | N/A
00 Ret.DryFGD & HRI & CCS | N/A | N/A | N/A | N/A | N/A | N/A | N/A
00 Ret.DSI | 82.6047 | 82.6047 | 82.6047 | N/A | N/A | N/A | N/A
00 Ret.DSI & DryFGD | N/A | N/A | N/A | N/A | N/A | N/A | N/A
00 Ret.DSI & DryFGD & HRI | N/A | N/A | N/A | N/A | N/A | N/A | N/A
00 Ret.DSI & HRI | N/A | N/A | N/A | N/A | N/A | N/A | N/A
00 Ret.DSI & WetFGD | N/A | N/A | N/A | N/A | N/A | N/A | N/A
00 Ret.DSI & WetFGD & HRI | N/A | N/A | N/A | N/A | N/A | N/A | N/A
00 Ret.Exist FBC_DryFGD_SNCR_ACI & CCS | N/A | N/A | N/A | N/A | N/A | N/A | N/A
00 Ret.ExistACI & DryFGD | 83.4653 | 82.9622 | 83.3181 | 83.0084 | 83.2575 | 83.3181 | 83.3181
00 Ret.ExistACI & DryFGD & CCS | N/A | N/A | N/A | N/A | N/A | N/A | N/A
00 Ret.ExistACI & DryFGD & HRI | N/A | N/A | N/A | N/A | N/A | N/A | N/A
00 Ret.ExistACI & DryFGD & HRI & CCS | N/A | N/A | N/A | N/A | N/A | N/A | N/A
00 Ret.ExistACI & DSI | 79.8474 | 79.8459 | 79.8474 | 79.849 | 82.5698 | 82.5698 | 82.5966
00 Ret.ExistACI & DSI & DryFGD | N/A | N/A | N/A | N/A | N/A | N/A | N/A
00 Ret.ExistACI & DSI & DryFGD & HRI | N/A | N/A | N/A | N/A | N/A | N/A | N/A
00 Ret.ExistACI & DSI & HRI | N/A | N/A | N/A | N/A | N/A | N/A | N/A
00 Ret.ExistACI & DSI & WetFGD | N/A | N/A | N/A | N/A | N/A | N/A | N/A
00 Ret.ExistACI & DSI & WetFGD & HRI | N/A | N/A | N/A | N/A | N/A | N/A | N/A
00 Ret.ExistACI & HRI | N/A | N/A | N/A | N/A | N/A | N/A | N/A
00 Ret.ExistACI & HRI & WetFGD | N/A | N/A | N/A | N/A | N/A | N/A | N/A
00 Ret.ExistACI & SCR | N/A | N/A | N/A | N/A | N/A | N/A | N/A
00 Ret.ExistACI & SCR & DryFGD | 84.4138 | 84.4138 | 84.4138 | 84.4138 | 84.4138 | 84.4138 | 84.4138
00 Ret.ExistACI & SCR & DryFGD & CCS | N/A | N/A | N/A | N/A | N/A | N/A | N/A
00 Ret.ExistACI & SCR & DryFGD & HRI | N/A | N/A | N/A | N/A | N/A | N/A | N/A
00 Ret.ExistACI & SCR & DryFGD & HRI & CCS | N/A | N/A | N/A | N/A | N/A | N/A | N/A
00 Ret.ExistACI & SCR & DSI | 79.7581 | 79.7581 | 79.7581 | 80.3833 | 84.4138 | 84.4138 | 84.4138
00 Ret.ExistACI & SCR & DSI & DryFGD | N/A | N/A | N/A | N/A | N/A | N/A | N/A
00 Ret.ExistACI & SCR & DSI & HRI | N/A | N/A | N/A | N/A | N/A | N/A | N/A
00 Ret.ExistACI & SCR & DSI & DryFGD & HRI | N/A | N/A | N/A | N/A | N/A | N/A | N/A
00 Ret.ExistACI & SCR & HRI | N/A | N/A | N/A | N/A | N/A | N/A | N/A
00 Ret.ExistACI & SCR & WetFGD | N/A | N/A | N/A | N/A | 80.1159 | 80.1159 | 80.1159
00 Ret.ExistACI & SCR & WetFGD & CCS | N/A | N/A | N/A | N/A | N/A | N/A | N/A
00 Ret.ExistACI & SCR & WetFGD & HRI | N/A | N/A | N/A | N/A | N/A | N/A | N/A
00 Ret.ExistACI & SCR & WetFGD & HRI & CCS | N/A | N/A | N/A | N/A | N/A | N/A | N/A
00 Ret.ExistACI & SNCR | N/A | N/A | N/A | N/A | N/A | N/A | N/A
00 Ret.ExistACI & SNCR & DryFGD | N/A | N/A | N/A | N/A | N/A | N/A | N/A
00 Ret.ExistACI & SNCR & DryFGD & HRI | N/A | N/A | N/A | N/A | N/A | N/A | N/A
00 Ret.ExistACI & SNCR & DSI | N/A | N/A | N/A | N/A | N/A | N/A | N/A
00 Ret.ExistACI & SNCR & DSI & HRI | N/A | N/A | N/A | N/A | N/A | N/A | N/A
00 Ret.ExistACI & SNCR & HRI | N/A | N/A | N/A | N/A | N/A | N/A | N/A
00 Ret.ExistACI & SNCR & WetFGD | N/A | N/A | N/A | N/A | N/A | N/A | N/A
00 Ret.ExistACI & SNCR & WetFGD & HRI | N/A | N/A | N/A | N/A | N/A | N/A | N/A
00 Ret.ExistACI & WetFGD | 80.1159 | 80.1159 | 80.1159 | 80.1159 | N/A | N/A | N/A
00 Ret.ExistACI & WetFGD & CCS | N/A | N/A | N/A | N/A | N/A | N/A | N/A
00 Ret.ExistACI & WetFGD & HRI & CCS | N/A | N/A | N/A | N/A | N/A | N/A | N/A
00 Ret.ExistACI_DSI & DryFGD | N/A | N/A | N/A | N/A | N/A | N/A | N/A
00 Ret.ExistACI_DSI & DryFGD & HRI | N/A | N/A | N/A | N/A | N/A | N/A | N/A
00 Ret.ExistACI_DSI & HRI | N/A | N/A | N/A | N/A | N/A | N/A | N/A
00 Ret.ExistACI_DSI & SCR | N/A | N/A | N/A | N/A | N/A | N/A | N/A
00 Ret.ExistACI_DSI & SCR & DryFGD | N/A | N/A | N/A | N/A | N/A | N/A | N/A
00 Ret.ExistACI_DSI & SCR & DryFGD & HRI | N/A | N/A | N/A | N/A | N/A | N/A | N/A
00 Ret.ExistACI_DSI & SCR & HRI | N/A | N/A | N/A | N/A | N/A | N/A | N/A
00 Ret.ExistACI_DSI & SCR & WetFGD | N/A | N/A | N/A | N/A | N/A | N/A | N/A
00 Ret.ExistACI_DSI & SCR & WetFGD & HRI | N/A | N/A | N/A | N/A | N/A | N/A | N/A
00 Ret.ExistACI_DSI & WetFGD | N/A | N/A | N/A | N/A | N/A | N/A | N/A
00 Ret.ExistACI_DSI & WetFGD & HRI | N/A | N/A | N/A | N/A | N/A | N/A | N/A
00 Ret.ExistDryFGD & ACI | 81.7764 | 82.9906 | 82.9906 | 82.9906 | 78.6275 | 83.584 | 83.584
00 Ret.ExistDryFGD & ACI & CCS | N/A | N/A | N/A | N/A | N/A | N/A | N/A
00 Ret.ExistDryFGD & ACI & HRI | N/A | N/A | N/A | N/A | N/A | N/A | N/A
00 Ret.ExistDryFGD & ACI & HRI & CCS | N/A | N/A | N/A | N/A | N/A | N/A | N/A
00 Ret.ExistDryFGD & ACI & SCR | N/A | N/A | N/A | N/A | N/A | N/A | N/A
00 Ret.ExistDryFGD & ACI & SCR & CCS | N/A | N/A | N/A | N/A | N/A | N/A | N/A
00 Ret.ExistDryFGD & ACI & SCR & HRI | N/A | N/A | N/A | N/A | N/A | N/A | N/A
00 Ret.ExistDryFGD & ACI & SCR & HRI & CCS | N/A | N/A | N/A | N/A | N/A | N/A | N/A
00 Ret.ExistDryFGD & ACI & SNCR | N/A | N/A | N/A | N/A | N/A | N/A | N/A
00 Ret.ExistDryFGD & ACI & SNCR & HRI | N/A | N/A | N/A | N/A | N/A | N/A | N/A
00 Ret.ExistDryFGD & CCS | N/A | N/A | N/A | N/A | N/A | N/A | N/A
00 Ret.ExistDryFGD & HRI | N/A | N/A | N/A | N/A | N/A | N/A | N/A
00 Ret.ExistDryFGD & HRI & CCS | N/A | N/A | N/A | N/A | N/A | N/A | N/A
00 Ret.ExistDryFGD & SCR | 83.5841 | 83.5841 | 83.5841 | 83.5841 | 83.5841 | 73.0107 | 83.5841
00 Ret.ExistDryFGD & SCR & CCS | N/A | N/A | N/A | N/A | N/A | N/A | N/A
00 Ret.ExistDryFGD & SCR & HRI | N/A | N/A | N/A | N/A | N/A | N/A | N/A
00 Ret.ExistDryFGD & SCR & HRI & CCS | N/A | N/A | N/A | N/A | N/A | N/A | N/A
00 Ret.ExistDryFGD & SNCR | 67.9018 | 79.432 | 73.3996 | 73.3996 | 73.3996 | 60.6391 | 73.3996
00 Ret.ExistDryFGD & SNCR & HRI | N/A | N/A | N/A | N/A | N/A | N/A | N/A
00 Ret.ExistDryFGD_ACI & CCS | N/A | N/A | N/A | N/A | N/A | N/A | N/A
00 Ret.ExistDryFGD_ACI & HRI | N/A | N/A | N/A | N/A | N/A | N/A | N/A
00 Ret.ExistDryFGD_ACI & HRI & CCS | N/A | N/A | N/A | N/A | N/A | N/A | N/A
00 Ret.ExistDryFGD_ACI & SCR | 83.5607 | 83.6234 | 81.2223 | 81.2223 | 74.9678 | 78.9972 | 82.9681
00 Ret.ExistDryFGD_ACI & SCR & CCS | N/A | N/A | N/A | N/A | N/A | N/A | N/A
00 Ret.ExistDryFGD_ACI & SCR & HRI | N/A | N/A | N/A | N/A | N/A | N/A | N/A
00 Ret.ExistDryFGD_ACI & SCR & HRI & CCS | N/A | N/A | N/A | N/A | N/A | N/A | N/A
00 Ret.ExistDryFGD_SCR & ACI & CCS | N/A | N/A | N/A | N/A | N/A | N/A | N/A
00 Ret.ExistDryFGD_SCR & ACI & HRI | N/A | N/A | N/A | N/A | N/A | N/A | N/A
00 Ret.ExistDryFGD_SCR & ACI & HRI & CCS | N/A | N/A | N/A | N/A | N/A | N/A | N/A
00 Ret.ExistDryFGD_SCR & CCS | N/A | N/A | N/A | N/A | N/A | N/A | N/A
00 Ret.ExistDryFGD_SNCR & ACI & CCS | N/A | N/A | N/A | N/A | N/A | N/A | N/A
00 Ret.ExistDryFGD_SNCR & ACI & HRI | N/A | N/A | N/A | N/A | N/A | N/A | N/A
00 Ret.ExistDryFGD_SNCR & ACI & HRI & CCS | N/A | N/A | N/A | N/A | N/A | N/A | N/A
00 Ret.ExistDryFGD_SNCR & CCS | N/A | N/A | N/A | N/A | N/A | N/A | N/A
00 Ret.ExistDSI & ACI | N/A | N/A | N/A | N/A | N/A | N/A | N/A
00 Ret.ExistDSI & ACI & HRI | N/A | N/A | N/A | N/A | N/A | N/A | N/A
00 Ret.ExistDSI & ACI & SCR | N/A | N/A | N/A | N/A | N/A | N/A | N/A
00 Ret.ExistDSI & ACI & SCR & DryFGD & CCS | N/A | N/A | N/A | N/A | N/A | N/A | N/A
00 Ret.ExistDSI & ACI & SCR & DryFGD & HRI | N/A | N/A | N/A | N/A | N/A | N/A | N/A
00 Ret.ExistDSI & ACI & SCR & DryFGD & HRI & CCS | N/A | N/A | N/A | N/A | N/A | N/A | N/A
00 Ret.ExistDSI & ACI & SCR & HRI | N/A | N/A | N/A | N/A | N/A | N/A | N/A
00 Ret.ExistDSI & DryFGD | N/A | N/A | N/A | N/A | N/A | N/A | N/A
00 Ret.ExistDSI & DryFGD & ACI | N/A | N/A | N/A | N/A | N/A | N/A | N/A
00 Ret.ExistDSI & DryFGD & ACI & CCS | N/A | N/A | N/A | N/A | N/A | N/A | N/A
00 Ret.ExistDSI & DryFGD & ACI & HRI | N/A | N/A | N/A | N/A | N/A | N/A | N/A
00 Ret.ExistDSI & DryFGD & ACI & HRI & CCS | N/A | N/A | N/A | N/A | N/A | N/A | N/A
00 Ret.ExistDSI & DryFGD & CCS | N/A | N/A | N/A | N/A | N/A | N/A | N/A
00 Ret.ExistDSI & DryFGD & HRI | N/A | N/A | N/A | N/A | N/A | N/A | N/A
00 Ret.ExistDSI & DryFGD & HRI & CCS | N/A | N/A | N/A | N/A | N/A | N/A | N/A
00 Ret.ExistDSI & HRI | N/A | N/A | N/A | N/A | N/A | N/A | N/A
00 Ret.ExistDSI & SCR | N/A | N/A | N/A | N/A | N/A | N/A | N/A
00 Ret.ExistDSI & SCR & DryFGD | N/A | N/A | N/A | N/A | N/A | N/A | N/A
00 Ret.ExistDSI & SCR & DryFGD & ACI | N/A | N/A | N/A | N/A | N/A | N/A | N/A
00 Ret.ExistDSI & SCR & DryFGD & CCS | N/A | N/A | N/A | N/A | N/A | N/A | N/A
00 Ret.ExistDSI & SCR & DryFGD & HRI | N/A | N/A | N/A | N/A | N/A | N/A | N/A
00 Ret.ExistDSI & SCR & DryFGD & HRI & CCS | N/A | N/A | N/A | N/A | N/A | N/A | N/A
00 Ret.ExistDSI & SCR & HRI | N/A | N/A | N/A | N/A | N/A | N/A | N/A
00 Ret.ExistDSI & SCR & WetFGD | N/A | N/A | N/A | N/A | N/A | N/A | N/A
00 Ret.ExistDSI & SCR & WetFGD & CCS | N/A | N/A | N/A | N/A | N/A | N/A | N/A
00 Ret.ExistDSI & SCR & WetFGD & HRI | N/A | N/A | N/A | N/A | N/A | N/A | N/A
00 Ret.ExistDSI & SCR & WetFGD & HRI & CCS | N/A | N/A | N/A | N/A | N/A | N/A | N/A
00 Ret.ExistDSI & WetFGD | N/A | N/A | N/A | N/A | N/A | N/A | N/A
00 Ret.ExistDSI & WetFGD & ACI | N/A | N/A | N/A | N/A | N/A | N/A | N/A
00 Ret.ExistDSI & WetFGD & ACI & HRI | N/A | N/A | N/A | N/A | N/A | N/A | N/A
00 Ret.ExistDSI & WetFGD & CCS | N/A | N/A | N/A | N/A | N/A | N/A | N/A
00 Ret.ExistDSI & WetFGD & HRI | N/A | N/A | N/A | N/A | N/A | N/A | N/A
00 Ret.ExistDSI & WetFGD & HRI & CCS | N/A | N/A | N/A | N/A | N/A | N/A | N/A
00 Ret.ExistIGCC & CCS | N/A | N/A | N/A | N/A | N/A | N/A | N/A
00 Ret.ExistSCR & ACI | 84.4138 | 84.4138 | 84.4138 | 84.4138 | 84.4138 | 84.4138 | 84.4138
00 Ret.ExistSCR & ACI & DryFGD | 62.6524 | 56.0945 | 62.6524 | 71.0205 | 46.1363 | 55.9965 | 76.5804
00 Ret.ExistSCR & ACI & DryFGD & HRI | N/A | N/A | N/A | N/A | N/A | N/A | N/A
00 Ret.ExistSCR & ACI & DSI | 58.5913 | 73.649 | 73.649 | 77.9464 | 72.4233 | 59.0268 | 77.8381
00 Ret.ExistSCR & ACI & DSI & DryFGD | N/A | N/A | N/A | N/A | N/A | N/A | N/A
00 Ret.ExistSCR & ACI & DSI & DryFGD & HRI | N/A | N/A | N/A | N/A | N/A | N/A | N/A
00 Ret.ExistSCR & ACI & DSI & HRI | N/A | N/A | N/A | N/A | N/A | N/A | N/A
00 Ret.ExistSCR & ACI & DSI & WetFGD | N/A | N/A | N/A | N/A | N/A | N/A | N/A
00 Ret.ExistSCR & ACI & DSI & WetFGD & HRI | N/A | N/A | N/A | N/A | N/A | N/A | N/A
00 Ret.ExistSCR & ACI & HRI | N/A | N/A | N/A | N/A | N/A | N/A | N/A
00 Ret.ExistSCR & ACI & WetFGD | N/A | N/A | N/A | N/A | N/A | N/A | N/A
00 Ret.ExistSCR & ACI & WetFGD & HRI | N/A | N/A | N/A | N/A | N/A | N/A | N/A
00 Ret.ExistSCR & DryFGD | N/A | N/A | N/A | N/A | N/A | N/A | N/A
00 Ret.ExistSCR & DryFGD & ACI & CCS | N/A | N/A | N/A | N/A | N/A | N/A | N/A
00 Ret.ExistSCR & DryFGD & ACI & HRI & CCS | N/A | N/A | N/A | N/A | N/A | N/A | N/A
00 Ret.ExistSCR & DryFGD & CCS | N/A | N/A | N/A | N/A | N/A | N/A | N/A
00 Ret.ExistSCR & DryFGD & HRI | N/A | N/A | N/A | N/A | N/A | N/A | N/A
00 Ret.ExistSCR & DryFGD & HRI & CCS | N/A | N/A | N/A | N/A | N/A | N/A | N/A
00 Ret.ExistSCR & DSI | N/A | N/A | N/A | N/A | N/A | N/A | N/A
00 Ret.ExistSCR & DSI & DryFGD | N/A | N/A | N/A | N/A | N/A | N/A | N/A
00 Ret.ExistSCR & DSI & DryFGD & HRI | N/A | N/A | N/A | N/A | N/A | N/A | N/A
00 Ret.ExistSCR & DSI & HRI | N/A | N/A | N/A | N/A | N/A | N/A | N/A
00 Ret.ExistSCR & DSI & WetFGD | N/A | N/A | N/A | N/A | N/A | N/A | N/A
00 Ret.ExistSCR & DSI & WetFGD & HRI | N/A | N/A | N/A | N/A | N/A | N/A | N/A
00 Ret.ExistSCR & HRI | N/A | N/A | N/A | N/A | N/A | N/A | N/A
00 Ret.ExistSCR & WetFGD | 82.3313 | 82.3313 | 82.3313 | 82.3313 | 82.3313 | 82.3313 | 82.3313
00 Ret.ExistSCR & WetFGD & ACI & CCS | N/A | N/A | N/A | N/A | N/A | N/A | N/A
00 Ret.ExistSCR & WetFGD & ACI & HRI & CCS | N/A | N/A | N/A | N/A | N/A | N/A | N/A
00 Ret.ExistSCR & WetFGD & CCS | N/A | N/A | N/A | N/A | N/A | N/A | N/A
00 Ret.ExistSCR & WetFGD & HRI | N/A | N/A | N/A | N/A | N/A | N/A | N/A
00 Ret.ExistSCR & WetFGD & HRI & CCS | N/A | N/A | N/A | N/A | N/A | N/A | N/A
00 Ret.ExistSCR_ACI & DryFGD | 82.4802 | 82.7762 | 82.7762 | 82.7762 | 80.3459 | 81.4669 | 82.7762
00 Ret.ExistSCR_ACI & DryFGD & CCS | N/A | N/A | N/A | N/A | N/A | N/A | N/A
00 Ret.ExistSCR_ACI & DryFGD & HRI | N/A | N/A | N/A | N/A | N/A | N/A | N/A
00 Ret.ExistSCR_ACI & DryFGD & HRI & CCS | N/A | N/A | N/A | N/A | N/A | N/A | N/A
00 Ret.ExistSCR_ACI & DSI | 77.6468 | 79.4824 | 81.4418 | 79.4824 | 75.2946 | 79.4824 | 82.971
00 Ret.ExistSCR_ACI & DSI & HRI | N/A | N/A | N/A | N/A | N/A | N/A | N/A
00 Ret.ExistSCR_ACI & HRI | N/A | N/A | N/A | N/A | N/A | N/A | N/A
00 Ret.ExistSCR_ACI & WetFGD | N/A | N/A | N/A | N/A | N/A | N/A | N/A
00 Ret.ExistSCR_ACI & WetFGD & CCS | N/A | N/A | N/A | N/A | N/A | N/A | N/A
00 Ret.ExistSCR_ACI & WetFGD & HRI | N/A | N/A | N/A | N/A | N/A | N/A | N/A
00 Ret.ExistSCR_ACI & WetFGD & HRI & CCS | N/A | N/A | N/A | N/A | N/A | N/A | N/A
00 Ret.ExistSCR_ACI_DSI & DryFGD | N/A | N/A | N/A | N/A | N/A | N/A | N/A
00 Ret.ExistSCR_ACI_DSI & DryFGD & CCS | N/A | N/A | N/A | N/A | N/A | N/A | N/A
00 Ret.ExistSCR_ACI_DSI & DryFGD & HRI | N/A | N/A | N/A | N/A | N/A | N/A | N/A
00 Ret.ExistSCR_ACI_DSI & DryFGD & HRI & CCS | N/A | N/A | N/A | N/A | N/A | N/A | N/A
00 Ret.ExistSCR_ACI_DSI & HRI | N/A | N/A | N/A | N/A | N/A | N/A | N/A
00 Ret.ExistSCR_ACI_DSI & WetFGD | N/A | N/A | N/A | N/A | N/A | N/A | N/A
00 Ret.ExistSCR_ACI_DSI & WetFGD & CCS | N/A | N/A | N/A | N/A | N/A | N/A | N/A
00 Ret.ExistSCR_ACI_DSI & WetFGD & HRI | N/A | N/A | N/A | N/A | N/A | N/A | N/A
00 Ret.ExistSCR_ACI_DSI & WetFGD & HRI & CCS | N/A | N/A | N/A | N/A | N/A | N/A | N/A
00 Ret.ExistSCR_DryFGD & ACI | 83.3032 | 83.3032 | 83.3032 | 83.3032 | 80.8605 | 83.3032 | 83.3032
00 Ret.ExistSCR_DryFGD & HRI | N/A | N/A | N/A | N/A | N/A | N/A | N/A
00 Ret.ExistSCR_DryFGD & HRI & CCS | N/A | N/A | N/A | N/A | N/A | N/A | N/A
00 Ret.ExistSCR_DryFGD_ACI & CCS | N/A | N/A | N/A | N/A | N/A | N/A | N/A
00 Ret.ExistSCR_DryFGD_ACI & HRI | N/A | N/A | N/A | N/A | N/A | N/A | N/A
00 Ret.ExistSCR_DryFGD_ACI & HRI & CCS | N/A | N/A | N/A | N/A | N/A | N/A | N/A
00 Ret.ExistSCR_DSI & ACI | N/A | N/A | N/A | N/A | N/A | N/A | N/A
00 Ret.ExistSCR_DSI & ACI & HRI | N/A | N/A | N/A | N/A | N/A | N/A | N/A
00 Ret.ExistSCR_DSI & DryFGD | N/A | N/A | N/A | N/A | N/A | N/A | N/A
00 Ret.ExistSCR_DSI & DryFGD & ACI | N/A | N/A | N/A | N/A | N/A | N/A | N/A
00 Ret.ExistSCR_DSI & DryFGD & ACI & HRI | N/A | N/A | N/A | N/A | N/A | N/A | N/A
00 Ret.ExistSCR_DSI & DryFGD & HRI | N/A | N/A | N/A | N/A | N/A | N/A | N/A
00 Ret.ExistSCR_DSI & HRI | N/A | N/A | N/A | N/A | N/A | N/A | N/A
00 Ret.ExistSCR_DSI & WetFGD | N/A | N/A | N/A | N/A | N/A | N/A | N/A
00 Ret.ExistSCR_DSI & WetFGD & ACI | N/A | N/A | N/A | N/A | N/A | N/A | N/A
00 Ret.ExistSCR_DSI & WetFGD & ACI & HRI | N/A | N/A | N/A | N/A | N/A | N/A | N/A
00 Ret.ExistSCR_DSI & WetFGD & HRI | N/A | N/A | N/A | N/A | N/A | N/A | N/A
00 Ret.ExistSCR_WetFGD & ACI | 78.5501 | 80.1918 | 80.5335 | 81.1979 | 74.7839 | 77.9664 | 82.7794
00 Ret.ExistSCR_WetFGD & HRI | N/A | N/A | N/A | N/A | N/A | N/A | N/A
00 Ret.ExistSCR_WetFGD & HRI & CCS | N/A | N/A | N/A | N/A | N/A | N/A | N/A
00 Ret.ExistSCR_WetFGD_ACI & CCS | N/A | N/A | N/A | N/A | N/A | N/A | N/A
00 Ret.ExistSCR_WetFGD_ACI & HRI | N/A | N/A | N/A | N/A | N/A | N/A | N/A
00 Ret.ExistSCR_WetFGD_ACI & HRI & CCS | N/A | N/A | N/A | N/A | N/A | N/A | N/A
00 Ret.ExistSNCR & ACI | 84.9864 | 84.9864 | 84.9864 | 84.9864 | 84.9864 | 84.9864 | 84.9864
00 Ret.ExistSNCR & ACI & DryFGD | N/A | N/A | N/A | N/A | N/A | N/A | N/A
00 Ret.ExistSNCR & ACI & DryFGD & HRI | N/A | N/A | N/A | N/A | N/A | N/A | N/A
00 Ret.ExistSNCR & ACI & DSI | 84.0345 | 84.0345 | 84.0345 | 84.0345 | 73.4042 | 83.9756 | 84.0345
00 Ret.ExistSNCR & ACI & DSI & DryFGD | N/A | N/A | N/A | N/A | N/A | N/A | N/A
00 Ret.ExistSNCR & ACI & DSI & DryFGD & HRI | N/A | N/A | N/A | N/A | N/A | N/A | N/A
00 Ret.ExistSNCR & ACI & DSI & HRI | N/A | N/A | N/A | N/A | N/A | N/A | N/A
00 Ret.ExistSNCR & ACI & DSI & WetFGD | N/A | N/A | N/A | N/A | N/A | N/A | N/A
00 Ret.ExistSNCR & ACI & DSI & WetFGD & HRI | N/A | N/A | N/A | N/A | N/A | N/A | N/A
00 Ret.ExistSNCR & ACI & HRI | N/A | N/A | N/A | N/A | N/A | N/A | N/A
00 Ret.ExistSNCR & ACI & WetFGD | N/A | N/A | N/A | N/A | N/A | N/A | N/A
00 Ret.ExistSNCR & ACI & WetFGD & HRI | N/A | N/A | N/A | N/A | N/A | N/A | N/A
00 Ret.ExistSNCR & DryFGD | 84.9864 | 84.9864 | 84.9864 | 84.9864 | 84.9864 | 84.9864 | 84.9864
00 Ret.ExistSNCR & DryFGD & CCS | N/A | N/A | N/A | N/A | N/A | N/A | N/A
00 Ret.ExistSNCR & DryFGD & HRI | N/A | N/A | N/A | N/A | N/A | N/A | N/A
00 Ret.ExistSNCR & DryFGD & HRI & CCS | N/A | N/A | N/A | N/A | N/A | N/A | N/A
00 Ret.ExistSNCR & DSI | N/A | N/A | N/A | N/A | N/A | N/A | N/A
00 Ret.ExistSNCR & DSI & DryFGD | N/A | N/A | N/A | N/A | N/A | N/A | N/A
00 Ret.ExistSNCR & DSI & DryFGD & HRI | N/A | N/A | N/A | N/A | N/A | N/A | N/A
00 Ret.ExistSNCR & DSI & HRI | N/A | N/A | N/A | N/A | N/A | N/A | N/A
00 Ret.ExistSNCR & DSI & WetFGD | N/A | N/A | N/A | N/A | N/A | N/A | N/A
00 Ret.ExistSNCR & DSI & WetFGD & HRI | N/A | N/A | N/A | N/A | N/A | N/A | N/A
00 Ret.ExistSNCR & HRI | N/A | N/A | N/A | N/A | N/A | N/A | N/A
00 Ret.ExistSNCR & WetFGD | N/A | N/A | N/A | N/A | N/A | N/A | N/A
00 Ret.ExistSNCR & WetFGD & ACI & CCS | N/A | N/A | N/A | N/A | N/A | N/A | N/A
00 Ret.ExistSNCR & WetFGD & ACI & HRI & CCS | N/A | N/A | N/A | N/A | N/A | N/A | N/A
00 Ret.ExistSNCR & WetFGD & CCS | N/A | N/A | N/A | N/A | N/A | N/A | N/A
00 Ret.ExistSNCR & WetFGD & HRI | N/A | N/A | N/A | N/A | N/A | N/A | N/A
00 Ret.ExistSNCR & WetFGD & HRI & CCS | N/A | N/A | N/A | N/A | N/A | N/A | N/A
00 Ret.ExistSNCR_ACI & DryFGD | 82.188 | 82.188 | 82.188 | 82.188 | 82.188 | 82.188 | 82.188
00 Ret.ExistSNCR_ACI & DryFGD & CCS | N/A | N/A | N/A | N/A | N/A | N/A | N/A
00 Ret.ExistSNCR_ACI & DryFGD & HRI | N/A | N/A | N/A | N/A | N/A | N/A | N/A
00 Ret.ExistSNCR_ACI & DryFGD & HRI & CCS | N/A | N/A | N/A | N/A | N/A | N/A | N/A
00 Ret.ExistSNCR_ACI & DSI | 59.5863 | 72.1253 | 72.1253 | 72.1253 | 65.0961 | 65.0961 | 82.5704
00 Ret.ExistSNCR_ACI & DSI & HRI | N/A | N/A | N/A | N/A | N/A | N/A | N/A
00 Ret.ExistSNCR_ACI & HRI | N/A | N/A | N/A | N/A | N/A | N/A | N/A
00 Ret.ExistSNCR_ACI & WetFGD | N/A | N/A | N/A | N/A | N/A | N/A | N/A
00 Ret.ExistSNCR_ACI & WetFGD & CCS | N/A | N/A | N/A | N/A | N/A | N/A | N/A
00 Ret.ExistSNCR_ACI & WetFGD & HRI | N/A | N/A | N/A | N/A | N/A | N/A | N/A
00 Ret.ExistSNCR_ACI & WetFGD & HRI & CCS | N/A | N/A | N/A | N/A | N/A | N/A | N/A
00 Ret.ExistSNCR_ACI_DSI & DryFGD | N/A | N/A | N/A | N/A | N/A | N/A | N/A
00 Ret.ExistSNCR_ACI_DSI & DryFGD & HRI | N/A | N/A | N/A | N/A | N/A | N/A | N/A
00 Ret.ExistSNCR_ACI_DSI & HRI | N/A | N/A | N/A | N/A | N/A | N/A | N/A
00 Ret.ExistSNCR_ACI_DSI & WetFGD | N/A | N/A | N/A | N/A | N/A | N/A | N/A
00 Ret.ExistSNCR_ACI_DSI & WetFGD & HRI | N/A | N/A | N/A | N/A | N/A | N/A | N/A
00 Ret.ExistSNCR_DryFGD & ACI | 82.6584 | 82.6584 | 82.6584 | 82.6584 | 82.6584 | 82.6584 | 82.6584
00 Ret.ExistSNCR_DryFGD & HRI | N/A | N/A | N/A | N/A | N/A | N/A | N/A
00 Ret.ExistSNCR_DryFGD & HRI & CCS | N/A | N/A | N/A | N/A | N/A | N/A | N/A
00 Ret.ExistSNCR_DryFGD_ACI & CCS | N/A | N/A | N/A | N/A | N/A | N/A | N/A
00 Ret.ExistSNCR_DryFGD_ACI & HRI | N/A | N/A | N/A | N/A | N/A | N/A | N/A
00 Ret.ExistSNCR_WetFGD & ACI | 71.9789 | 73.1809 | 74.6903 | 75.4079 | 72.8788 | 67.4208 | 69.5445
00 Ret.ExistSNCR_WetFGD & HRI | N/A | N/A | N/A | N/A | N/A | N/A | N/A
00 Ret.ExistSNCR_WetFGD & HRI & CCS | N/A | N/A | N/A | N/A | N/A | N/A | N/A
00 Ret.ExistSNCR_WetFGD_ACI & CCS | N/A | N/A | N/A | N/A | N/A | N/A | N/A
00 Ret.ExistSNCR_WetFGD_ACI & HRI | N/A | N/A | N/A | N/A | N/A | N/A | N/A
00 Ret.ExistSNCR_WetFGD_ACI & HRI & CCS | N/A | N/A | N/A | N/A | N/A | N/A | N/A
00 Ret.ExistWetFGD & ACI | 73.1112 | 75.4657 | 75.9895 | 78.1432 | 74.1037 | 73.4606 | 79.798
00 Ret.ExistWetFGD & ACI & CCS | N/A | N/A | N/A | N/A | N/A | N/A | N/A
00 Ret.ExistWetFGD & ACI & HRI | N/A | N/A | N/A | N/A | N/A | N/A | N/A
00 Ret.ExistWetFGD & ACI & HRI & CCS | N/A | N/A | N/A | N/A | N/A | N/A | N/A
00 Ret.ExistWetFGD & ACI & SCR | 70.1689 | 81.7626 | 81.7626 | 81.7626 | 79.5919 | 80.5463 | 82.385
00 Ret.ExistWetFGD & ACI & SCR & CCS | N/A | N/A | N/A | N/A | N/A | N/A | N/A
00 Ret.ExistWetFGD & ACI & SCR & HRI | N/A | N/A | N/A | N/A | N/A | N/A | N/A
00 Ret.ExistWetFGD & ACI & SCR & HRI & CCS | N/A | N/A | N/A | N/A | N/A | N/A | N/A
00 Ret.ExistWetFGD & ACI & SNCR | N/A | N/A | N/A | N/A | N/A | N/A | N/A
00 Ret.ExistWetFGD & ACI & SNCR & HRI | N/A | N/A | N/A | N/A | N/A | N/A | N/A
00 Ret.ExistWetFGD & CCS | N/A | N/A | N/A | N/A | N/A | N/A | N/A
00 Ret.ExistWetFGD & HRI | N/A | N/A | N/A | N/A | N/A | N/A | N/A
00 Ret.ExistWetFGD & HRI & CCS | N/A | N/A | N/A | N/A | N/A | N/A | N/A
00 Ret.ExistWetFGD & SCR | 81.1506 | 81.2948 | 81.2948 | 82.0415 | 79.2388 | 79.2388 | 83.0075
00 Ret.ExistWetFGD & SCR & CCS | N/A | N/A | N/A | N/A | N/A | N/A | N/A
00 Ret.ExistWetFGD & SCR & HRI | N/A | N/A | N/A | N/A | N/A | N/A | N/A
00 Ret.ExistWetFGD & SCR & HRI & CCS | N/A | N/A | N/A | N/A | N/A | N/A | N/A
00 Ret.ExistWetFGD & SNCR | N/A | N/A | N/A | N/A | N/A | N/A | N/A
00 Ret.ExistWetFGD & SNCR & HRI | N/A | N/A | N/A | N/A | N/A | N/A | N/A
00 Ret.ExistWetFGD_ACI & CCS | N/A | N/A | N/A | N/A | N/A | N/A | N/A
00 Ret.ExistWetFGD_ACI & HRI | N/A | N/A | N/A | N/A | N/A | N/A | N/A
00 Ret.ExistWetFGD_ACI & HRI & CCS | N/A | N/A | N/A | N/A | N/A | N/A | N/A
00 Ret.ExistWetFGD_ACI & SCR | 82.8773 | 83.6154 | 83.6154 | 83.6154 | 83.6154 | 73.7326 | 78.978
00 Ret.ExistWetFGD_ACI & SCR & CCS | N/A | N/A | N/A | N/A | N/A | N/A | N/A
00 Ret.ExistWetFGD_ACI & SCR & HRI | N/A | N/A | N/A | N/A | N/A | N/A | N/A
00 Ret.ExistWetFGD_ACI & SCR & HRI & CCS | N/A | N/A | N/A | N/A | N/A | N/A | N/A
00 Ret.ExistWetFGD_ACI & SNCR | N/A | N/A | N/A | N/A | N/A | N/A | N/A
00 Ret.ExistWetFGD_ACI & SNCR & HRI | N/A | N/A | N/A | N/A | N/A | N/A | N/A
00 Ret.ExistWetFGD_SCR & ACI & CCS | N/A | N/A | N/A | N/A | N/A | N/A | N/A
00 Ret.ExistWetFGD_SCR & ACI & HRI | N/A | N/A | N/A | N/A | N/A | N/A | N/A
00 Ret.ExistWetFGD_SCR & ACI & HRI & CCS | N/A | N/A | N/A | N/A | N/A | N/A | N/A
00 Ret.ExistWetFGD_SCR & CCS | N/A | N/A | N/A | N/A | N/A | N/A | N/A
00 Ret.ExistWetFGD_SNCR & ACI & CCS | N/A | N/A | N/A | N/A | N/A | N/A | N/A
00 Ret.ExistWetFGD_SNCR & ACI & HRI | N/A | N/A | N/A | N/A | N/A | N/A | N/A
00 Ret.ExistWetFGD_SNCR & ACI & HRI & CCS | N/A | N/A | N/A | N/A | N/A | N/A | N/A
00 Ret.ExistWetFGD_SNCR & CCS | N/A | N/A | N/A | N/A | N/A | N/A | N/A
00 Ret.FB & ACI | 81.4455 | 84.75 | 84.75 | 84.9158 | 81.568 | 79.1166 | 84.75
00 Ret.FB & ACI & HRI | N/A | N/A | N/A | N/A | N/A | N/A | N/A
00 Ret.FB & HRI | N/A | N/A | N/A | N/A | N/A | N/A | N/A
00 Ret.FB DryFGD | 0 | 0 | 0 | 0 | 0 | 0 | 0
00 Ret.FB DryFGD & ACI | N/A | N/A | N/A | N/A | N/A | N/A | N/A
00 Ret.FB DryFGD & ACI & HRI | N/A | N/A | N/A | N/A | N/A | N/A | N/A
00 Ret.FB DryFGD & HRI | N/A | N/A | N/A | N/A | N/A | N/A | N/A
00 Ret.FB DryFGD & SNCR | 84.0331 | 84.0331 | 84.0331 | 84.0331 | 84.0331 | 84.0331 | 84.0331
00 Ret.FB DryFGD & SNCR & HRI | N/A | N/A | N/A | N/A | N/A | N/A | N/A
00 Ret.FB SNCR & DryFGD & ACI | N/A | N/A | N/A | N/A | N/A | N/A | N/A
00 Ret.FB SNCR & DryFGD & ACI & HRI | N/A | N/A | N/A | N/A | N/A | N/A | N/A
00 Ret.FB-ACI & SNCR | N/A | N/A | N/A | N/A | N/A | N/A | N/A
00 Ret.FB-ACI & SNCR & CCS | N/A | N/A | N/A | N/A | N/A | N/A | N/A
00 Ret.FB-ACI & SNCR & HRI | N/A | N/A | N/A | N/A | N/A | N/A | N/A
00 Ret.FB-ACI & SNCR & HRI & CCS | N/A | N/A | N/A | N/A | N/A | N/A | N/A
00 Ret.FB-Exist ACI & DryFGD | N/A | N/A | N/A | N/A | N/A | N/A | N/A
00 Ret.FB-Exist ACI & DryFGD & HRI | N/A | N/A | N/A | N/A | N/A | N/A | N/A
00 Ret.FB-Exist ACI & DryFGD & SNCR | N/A | N/A | N/A | N/A | N/A | N/A | N/A
00 Ret.FB-Exist ACI & DryFGD & SNCR & HRI | N/A | N/A | N/A | N/A | N/A | N/A | N/A
00 Ret.FB-Exist ACI & SNCR | N/A | N/A | N/A | N/A | N/A | N/A | N/A
00 Ret.FB-Exist ACI & SNCR & HRI | N/A | N/A | N/A | N/A | N/A | N/A | N/A
00 Ret.FB-ExistACI & HRI | N/A | N/A | N/A | N/A | N/A | N/A | N/A
00 Ret.FB-ExistDryFGD & ACI | N/A | N/A | N/A | N/A | N/A | N/A | N/A
00 Ret.FB-ExistDryFGD & ACI & HRI | N/A | N/A | N/A | N/A | N/A | N/A | N/A
00 Ret.FB-ExistDryFGD & ACI & SNCR | N/A | N/A | N/A | N/A | N/A | N/A | N/A
00 Ret.FB-ExistDryFGD & ACI & SNCR & HRI | N/A | N/A | N/A | N/A | N/A | N/A | N/A
00 Ret.FB-ExistDryFGD & CCS | N/A | N/A | N/A | N/A | N/A | N/A | N/A
00 Ret.FB-ExistDryFGD & HRI | N/A | N/A | N/A | N/A | N/A | N/A | N/A
00 Ret.FB-ExistDryFGD & SNCR | N/A | N/A | N/A | N/A | N/A | N/A | N/A
00 Ret.FB-ExistDryFGD & SNCR & HRI | N/A | N/A | N/A | N/A | N/A | N/A | N/A
00 Ret.FB-ExistDryFGD_ACI & CCS | N/A | N/A | N/A | N/A | N/A | N/A | N/A
00 Ret.FB-ExistDryFGD_SNCR & ACI | N/A | N/A | N/A | N/A | N/A | N/A | N/A
00 Ret.FB-ExistDryFGD_SNCR & ACI & HRI | N/A | N/A | N/A | N/A | N/A | N/A | N/A
00 Ret.FB-ExistDryFGD_SNCR & CCS | N/A | N/A | N/A | N/A | N/A | N/A | N/A
00 Ret.FB-ExistDryFGD_SNCR & HRI | N/A | N/A | N/A | N/A | N/A | N/A | N/A
00 Ret.FB-ExistDryFGD_SNCR & HRI & CCS | N/A | N/A | N/A | N/A | N/A | N/A | N/A
00 Ret.FB-ExistDryFGD_SNCR_ACI & HRI | N/A | N/A | N/A | N/A | N/A | N/A | N/A
00 Ret.FB-ExistWetFGD_SNCR_ACI & HRI | N/A | N/A | N/A | N/A | N/A | N/A | N/A
00 Ret.FB-ExistSNCR & ACI | 45.11 | 45.11 | 45.11 | 45.11 | 45.11 | 45.11 | 45.11
00 Ret.FB-ExistSNCR & ACI & HRI | N/A | N/A | N/A | N/A | N/A | N/A | N/A
00 Ret.FB-ExistSNCR & DryFGD | N/A | N/A | N/A | N/A | N/A | N/A | N/A
00 Ret.FB-ExistSNCR & DryFGD & ACI | N/A | N/A | N/A | N/A | N/A | N/A | N/A
00 Ret.FB-ExistSNCR & DryFGD & ACI & HRI | N/A | N/A | N/A | N/A | N/A | N/A | N/A
00 Ret.FB-ExistSNCR & DryFGD & HRI | N/A | N/A | N/A | N/A | N/A | N/A | N/A
00 Ret.FB-ExistSNCR & HRI | N/A | N/A | N/A | N/A | N/A | N/A | N/A
00 Ret.FB-SNCR | N/A | N/A | N/A | N/A | N/A | N/A | N/A
00 Ret.FB-SNCR & HRI | N/A | N/A | N/A | N/A | N/A | N/A | N/A
00 Ret.HRI | N/A | N/A | N/A | N/A | N/A | N/A | N/A
00 Ret.Oil/Gas Steam SCR | 75.6573 | N/A | N/A | N/A | N/A | N/A | N/A
00 Ret.SCR | N/A | N/A | N/A | N/A | N/A | N/A | N/A
00 Ret.SCR & DryFGD | N/A | N/A | N/A | N/A | N/A | N/A | N/A
00 Ret.SCR & DryFGD & ACI | N/A | N/A | N/A | N/A | N/A | N/A | N/A
00 Ret.SCR & DryFGD & CCS | N/A | N/A | N/A | N/A | N/A | N/A | N/A
00 Ret.SCR & DryFGD & HRI | N/A | N/A | N/A | N/A | N/A | N/A | N/A
00 Ret.SCR & DryFGD & HRI & CCS | N/A | N/A | N/A | N/A | N/A | N/A | N/A
00 Ret.SCR & DSI | N/A | N/A | N/A | N/A | N/A | N/A | N/A
00 Ret.SCR & DSI & DryFGD | N/A | N/A | N/A | N/A | N/A | N/A | N/A
00 Ret.SCR & DSI & DryFGD & HRI | N/A | N/A | N/A | N/A | N/A | N/A | N/A
00 Ret.SCR & DSI & HRI | N/A | N/A | N/A | N/A | N/A | N/A | N/A
00 Ret.SCR & DSI & WetFGD | N/A | N/A | N/A | N/A | N/A | N/A | N/A
00 Ret.SCR & DSI & WetFGD & HRI | N/A | N/A | N/A | N/A | N/A | N/A | N/A
00 Ret.SCR & HRI | N/A | N/A | N/A | N/A | N/A | N/A | N/A
00 Ret.SCR & WetFGD | N/A | N/A | N/A | N/A | N/A | N/A | N/A
00 Ret.SCR & WetFGD & ACI | N/A | N/A | N/A | N/A | N/A | N/A | N/A
00 Ret.SCR & WetFGD & CCS | N/A | N/A | N/A | N/A | N/A | N/A | N/A
00 Ret.SCR & WetFGD & HRI | N/A | N/A | N/A | N/A | N/A | N/A | N/A
00 Ret.SCR & WetFGD & HRI & CCS | N/A | N/A | N/A | N/A | N/A | N/A | N/A
00 Ret.SNCR | N/A | N/A | N/A | N/A | N/A | N/A | N/A
00 Ret.SNCR & DryFGD | N/A | N/A | N/A | N/A | N/A | N/A | N/A
00 Ret.SNCR & DryFGD & ACI | N/A | N/A | N/A | N/A | N/A | N/A | N/A
00 Ret.SNCR & DryFGD & ACI & HRI | N/A | N/A | N/A | N/A | N/A | N/A | N/A
00 Ret.SNCR & DryFGD & HRI | N/A | N/A | N/A | N/A | N/A | N/A | N/A
00 Ret.SNCR & DSI | N/A | N/A | N/A | N/A | N/A | N/A | N/A
00 Ret.SNCR & DSI & HRI | N/A | N/A | N/A | N/A | N/A | N/A | N/A
00 Ret.SNCR & HRI | N/A | N/A | N/A | N/A | N/A | N/A | N/A
00 Ret.SNCR & WetFGD | N/A | N/A | N/A | N/A | N/A | N/A | N/A
00 Ret.SNCR & WetFGD & ACI | N/A | N/A | N/A | N/A | N/A | N/A | N/A
00 Ret.SNCR & WetFGD & ACI & HRI | N/A | N/A | N/A | N/A | N/A | N/A | N/A
00 Ret.SNCR & WetFGD & HRI | N/A | N/A | N/A | N/A | N/A | N/A | N/A
00 Ret.WetFGD | 82.6047 | 82.6047 | 82.6047 | 82.6047 | 82.6047 | 82.6047 | 82.6047
00 Ret.WetFGD & ACI & CCS | N/A | N/A | N/A | N/A | N/A | N/A | N/A
00 Ret.WetFGD & ACI & HRI & CCS | N/A | N/A | N/A | N/A | N/A | N/A | N/A
00 Ret.WetFGD & CCS | N/A | N/A | N/A | N/A | N/A | N/A | N/A
00 Ret.WetFGD & HRI | N/A | N/A | N/A | N/A | N/A | N/A | N/A
00 Ret.WetFGD & HRI & CCS | N/A | N/A | N/A | N/A | N/A | N/A | N/A
00 CC Retirement | 0 | 0 | 0 | 0 | 0 | 0 | 0
00 CT Retirement | 0 | 0 | 0 | 0 | 0 | 0 | 0
00 O/G Retirement | 0 | 0 | 0 | 0 | 0 | 0 | 0
00 Coal Retirement | 0 | 0 | 0 | 0 | 0 | 0 | 0
00 IGCC Retirement | 0 | 0 | 0 | 0 | 0 | 0 | 0
00 Nuke Retirement | 0 | 0 | 0 | 0 | 0 | 0 | 0
00 Non-Fossil Retirement | N/A | N/A | N/A | N/A | N/A | N/A | N/A
Average | 44.6103 | 44.1011 | 44.7172 | 44.3283 | 42.5655 | 40.8362 | 39.5917
15. Total Annual Production Cost [MMUS$](*)
Variable O&M | 13978.1672 | 14181.3618 | 14530.8186 | 15073.2311 | 15057.8333 | 17209.5152 | 19834.0119
Fixed O&M | 50023.5101 | 52314.064 | 53155.232 | 57203.7714 | 61124.3963 | 56113.516 | 46685.327
Fuel | 91620.0527 | 93869.8304 | 98147.0165 | 110077.1877 | 114658.6933 | 152110.1015 | 221750.1917
Capital | 3377.1289 | 8934.797 | 10186.802 | 17770.2422 | 29878.1379 | 37485.4645 | 42460.9654
Pollutant Transport & Storage | 0 | 0 | -26.6075 | -26.6075 | -26.6075 | -26.6075 | -26.6075
Total | 158998.8588 | 169300.0531 | 175993.2617 | 200097.8248 | 220692.4532 | 262891.9897 | 330703.8886
Sales Revenue | 0 | 0 | 0 | 0 | 0 | 0 | 0
(*) Costs include only those items that are important for determining incremental cost of pollution control
16. Emissions
CO2 MTons | 2313544.3303 | 2317829.2841 | 2356990.8831 | 2403421.71 | 2345288.2649 | 2581098.7626 | 2924598.2469
Carbon MMTonnes | 572.3462 | 573.4063 | 583.0944 | 594.5809 | 580.1993 | 638.5363 | 723.5145
HCL MTons | 5.8466 | 7.2183 | 8.1765 | 8.1888 | 7.7879 | 9.405 | 10.2729
MER lbs | 15057.3763 | 16700.5443 | 16938.8629 | 18000.0342 | 17750.0811 | 17590.0234 | 18194.0063
NOX MTons | 1606.5661 | 1522.5033 | 1535.4865 | 1545.7808 | 1447.9994 | 1465.0156 | 1539.6368
SO2 MTons | 1403.3 | 1433.4874 | 1466.3068 | 1500.9095 | 1471.6344 | 1441.4332 | 1476.3117

## Coal Pivot Tables
Coal Prices (2011$/MMBtu) | [7 empty] | Total TBtu
Coal Region | 2016 | 2018 | 2020 | 2025 | 2030 | 2040 | 2050 | 2016 | 2018 | 2020 | 2025 | 2030 | 2040 | 2050
Appalachia | 2.3838 | 2.4319 | 2.5232 | 2.7441 | 2.9871 | 3.4904 | 4.2099 | 4601.9338 | 4379.483 | 4262.6266 | 4125.9386 | 3642.1256 | 2945.427 | 3251.3275
Imports | 3.4661 |  |  | 3.4849 | 3.6292 | 3.3896 | 3.3896 | 35.55 |  |  | 85.32 | 89.586 | 529.0567 | 810.2454
Interior | 2.2098 | 2.2282 | 2.2569 | 2.4457 | 2.5473 | 2.9658 | 3.6776 | 4700.6454 | 5300.0825 | 5591.3513 | 5984.8284 | 6404.8676 | 6743.199 | 6443.0375
Waste Coal | 1.3847 | 1.4336 | 1.4982 | 1.5283 | 1.5849 | 1.6934 | 1.6934 | 106.9496 | 106.9496 | 106.9496 | 106.9496 | 106.9496 | 106.9496 | 106.9496
West | 0.90343 | 0.93096 | 0.96848 | 1.0666 | 1.2081 | 1.5425 | 2.0191 | 8581.835 | 8735.4267 | 8644.4805 | 8898.8535 | 8471.0875 | 8769.8445 | 9147.473
National | 1.6299 | 1.66 | 1.7149 | 1.8702 | 2.0264 | 2.3976 | 2.9748 | 18026.9138 | 18521.9418 | 18605.408 | 19201.8901 | 18714.6164 | 19094.4768 | 19759.033
Coal Prices (2011$/Ton) | [7 empty] | Total Million Tons
Coal Region | 2016 | 2018 | 2020 | 2025 | 2030 | 2040 | 2050 | 2016 | 2018 | 2020 | 2025 | 2030 | 2040 | 2050
Appalachia | 60.0524 | 61.3504 | 63.522 | 69.0142 | 75.2253 | 87.7502 | 105.5257 | 182.6779 | 173.597 | 169.3197 | 164.0546 | 144.6222 | 117.1596 | 129.7089
Imports | 82.1457 |  |  | 82.5917 | 86.013 | 80.3338 | 80.3338 | 1.5 |  |  | 3.6 | 3.78 | 22.3231 | 34.1876
Interior | 43.6105 | 44.7724 | 45.5277 | 49.7499 | 52.0226 | 60.9011 | 75.692 | 238.185 | 263.7765 | 277.1692 | 294.2106 | 313.6158 | 328.3819 | 313.0434
Waste Coal | 16.0621 | 16.6298 | 17.3788 | 17.7287 | 18.3849 | 19.6432 | 19.6432 | 9.2198 | 9.2198 | 9.2198 | 9.2198 | 9.2198 | 9.2198 | 9.2198
West | 16.5216 | 16.9797 | 17.6064 | 19.4387 | 21.8936 | 27.8064 | 36.2663 | 469.2708 | 478.9474 | 475.5103 | 488.3011 | 467.4246 | 486.4941 | 509.2741
National | 32.6158 | 33.2193 | 34.2633 | 37.432 | 40.4007 | 47.5121 | 59.0492 | 900.8536 | 925.5407 | 931.219 | 959.3861 | 938.6623 | 963.5784 | 995.4338

## Final Wholesale Price
Wholesale Electricity Price (2011$/MWh)
Region Group | 2016 | 2018 | 2020 | 2025 | 2030 | 2040 | 2050
ERCOT_Tenaska Frontier Generating Station | 37.3649 | 40.708 | 41.1899 | 0 | 0 | 56.3205 | 67.7841
ERCOT_Tenaska Gateway Generating Station | 37.3649 | 40.708 | 41.1899 | 49.5111 | 51.3203 | 56.3205 | 67.7841
ERCOT_Rest | 38.7713 | 43.122 | 46.1596 | 53.6458 | 54.4506 | 58.2729 | 70.0667
ERCOT_West | 38.0344 | 42.3152 | 45.4121 | 52.8918 | 53.2149 | 57.3765 | 68.8564
FRCC | 50.5262 | 49.8665 | 50.8719 | 58.9488 | 59.8774 | 64.1834 | 76.6929
MAPP_WAUE | 33.9768 | 37.456 | 39.554 | 47.4619 | 44.3463 | 55.1755 | 66.474
MISO_Iowa | 39.8289 | 43.2332 | 44.9609 | 52.7401 | 50.8796 | 59.6569 | 71.3431
MISO_Illinois | 38.2196 | 40.3552 | 42.3969 | 50.9471 | 51.8207 | 60.1865 | 72.4349
MISO_Indiana (including parts of Kentucky) | 39.2313 | 40.7147 | 43.5462 | 52.2876 | 54.3387 | 60.4488 | 72.0287
MISO_Lower Michigan | 42.1447 | 44.1269 | 47.0792 | 55.8792 | 58.1771 | 62.56 | 73.5525
MISO_MT, SD, ND | 33.5842 | 36.8224 | 38.6503 | 45.5217 | 40.5951 | 52.85 | 64.0219
MISO_Iowa-MidAmerican | 38.9496 | 42.4936 | 44.4888 | 51.8724 | 49.6336 | 58.4062 | 70.6904
MISO_Minnesota and Western Wisconsin | 40.9254 | 44.3034 | 46.166 | 53.6659 | 51.3501 | 61.6763 | 73.2092
MISO_Missouri | 37.7807 | 39.6219 | 40.889 | 49.5892 | 50.0489 | 59.0567 | 71.4204
MISO_Wisconsin- Upper Michigan (WUMS) | 39.575 | 43.002 | 44.8518 | 48.728 | 51.1819 | 63.0195 | 74.9584
ISONE_Connecticut | 45.7574 | 48.5719 | 50.5626 | 57.8348 | 63.9857 | 69.7731 | 82.8643
ISONE_Maine | 44.808 | 46.9747 | 48.529 | 55.2397 | 60.8616 | 67.1726 | 80.2999
ISONE_MA, VT, NH, RI (Rest of ISO New England) | 46.7588 | 48.9879 | 50.587 | 57.491 | 63.8451 | 69.7676 | 82.943
NY_Zones A&B | 45.3903 | 47.9375 | 50.1144 | 55.8772 | 62.727 | 67.7826 | 79.7163
NY_Zone C&E | 45.9773 | 48.5449 | 50.6752 | 56.58 | 62.3092 | 67.7 | 80.3182
NY_Zones D | 45.0199 | 47.5156 | 49.2655 | 55.1281 | 60.9985 | 66.3773 | 78.6761
NY_Zone F (Capital) | 46.9553 | 49.5881 | 51.8415 | 57.7619 | 62.3941 | 67.1679 | 80.201
NY_Zone G-I (Downstate NY) | 48.9043 | 51.554 | 54.0535 | 60.3406 | 64.4355 | 68.833 | 81.0096
NY_Zone J(NYC) | 50.6431 | 53.3691 | 55.9406 | 62.4088 | 66.9006 | 71.1985 | 84.399
NY_Zone K(LI) | 50.8188 | 53.3886 | 55.95 | 62.5849 | 68.0747 | 72.6902 | 86.2039
PJM_AP | 43.1546 | 45.4189 | 48.8296 | 56.2872 | 56.5619 | 59.6396 | 69.719
PJM_ATSI | 43.7613 | 45.7129 | 48.9216 | 56.4548 | 57.2474 | 61.2539 | 71.7633
PJM_ComEd | 39.768 | 41.4333 | 44.4402 | 52.7421 | 53.9475 | 62.0722 | 73.968
PJM_Dominion | 42.9669 | 45.3635 | 48.8888 | 57.5531 | 58.4764 | 62.5742 | 74.1794
PJM_EMAAC | 44.8097 | 47.0302 | 52.6468 | 61.1632 | 61.742 | 65.5302 | 75.774
PJM_PENELEC | 41.6806 | 43.6536 | 47.095 | 55.0551 | 56.1501 | 60.6797 | 71.5134
PJM_SWMAAC | 51.4597 | 51.5114 | 55.094 | 61.3862 | 61.3625 | 66.5298 | 78.1192
PJM West | 42.0226 | 44.5969 | 47.5348 | 56.2296 | 57.1789 | 61.3348 | 71.8312
PJM_Western MAAC | 43.2739 | 45.4307 | 50.8921 | 59.1491 | 60.0505 | 64.3313 | 74.5228
SERC_Central_Kentucky | 36.2859 | 38.7235 | 42.3464 | 50.9244 | 54.1917 | 58.8587 | 70.4311
SERC_Central_TVA | 39.8735 | 43.5724 | 46.3281 | 54.4719 | 54.9803 | 59.0539 | 70.9141
SERC_Delta_Amite South (including DSG) | 38.3887 | 41.3184 | 42.6076 | 51.9831 | 56.078 | 60.1224 | 72.2429
SERC_Delta_Northern Arkansas (including AECI) | 35.4289 | 37.375 | 38.569 | 47.23 | 48.6543 | 56.7313 | 68.6125
SERC_Delta_Rest of Delta (Central Arkansas) | 37.3138 | 40.1615 | 41.4146 | 50.2048 | 54.1828 | 58.8726 | 70.7091
SERC_Delta_WOTAB (including Western) | 39.319 | 44.8543 | 46.2566 | 54.7359 | 55.159 | 59.0209 | 70.8709
SERC_Southeastern | 42.0651 | 43.2248 | 44.9332 | 56.5115 | 57.9592 | 62.5426 | 74.6994
SERC_VACAR | 43.9491 | 45.3094 | 48.1712 | 56.3721 | 57.3934 | 62.199 | 73.3117
SPP_Kiamichi Energy Facility | 36.3507 | 40.4553 | 41.5142 | 49.6676 | 48.1428 | 56.0491 | 67.9585
SPP North- (Kansas, Missouri) | 35.666 | 39.747 | 41.0132 | 48.8248 | 43.0491 | 53.078 | 67.6095
SPP Nebraska | 34.8022 | 38.8715 | 40.8057 | 48.2507 | 42.0995 | 52.9015 | 66.021
SPP Southeast- (Louisiana) | 36.7709 | 40.8293 | 41.9057 | 47.6941 | 50.3594 | 58.208 | 71.835
SPP SPS (Texas Panhandle) | 35.5288 | 39.4195 | 40.9266 | 44.2454 | 41.0681 | 52.5892 | 68.0491
SPP West (Oklahoma, Arkansas, Louisiana) | 36.7468 | 40.8851 | 42.0876 | 50.4678 | 49.2122 | 57.838 | 70.0086
WECC_Northern California (including SMUD) | 49.5789 | 55.4734 | 56.2474 | 66.1701 | 63.0964 | 71.8892 | 83.2249
WECC_LADWP | 48.2586 | 54.4101 | 56.0558 | 66.6725 | 71.5418 | 74.0139 | 84.3964
WECC_San Diego Gas and Electric | 57.227 | 59.5471 | 60.542 | 71.809 | 69.4863 | 75.0298 | 85.7301
WECC_Arizona | 37.5744 | 41.2678 | 42.4436 | 49.7394 | 58.0074 | 63.5158 | 76.3214
WECC_Colorado | 36.1821 | 43.9791 | 47.7909 | 56.3761 | 55.4705 | 57.3821 | 68.9928
WECC_Idaho | 33.7408 | 37.8215 | 39.4297 | 46.7096 | 53.0917 | 59.9082 | 68.7259
WECC_Imperial Irrigation District (IID) | 48.0019 | 43.0621 | 39.6748 | 34.9614 | 15.7547 | 47.6886 | 65.1404
WECC_Montana | 30.668 | 34.2399 | 35.4417 | 42.5875 | 40.4013 | 55.7172 | 64.6285
WECC_New Mexico | 36.6477 | 40.8932 | 41.9474 | 48.8169 | 56.0189 | 59.1299 | 69.5669
WECC_Northern Nevada | 35.9253 | 40.4984 | 41.6348 | 49.7035 | 49.854 | 60.9965 | 72.8
WECC_Pacific Northwest | 35.0156 | 39.5222 | 40.2317 | 47.7075 | 50.9617 | 63.9725 | 70.7171
WECC_Southern California Edison | 57.5809 | 59.3759 | 60.2192 | 70.5822 | 69.993 | 74.4301 | 85.5061
WECC_San Francisco | 51.6672 | 57.7314 | 58.5278 | 68.7362 | 65.574 | 71.7343 | 83.066
WECC_Southern Nevada | 38.5607 | 42.2369 | 42.9642 | 50.1051 | 58.035 | 63.9612 | 75.7793
WECC_Utah | 34.6901 | 39.5868 | 40.6401 | 48.9631 | 54.2294 | 56.3726 | 66.6319
WECC_Wyoming | 23.8258 | 26.2996 | 28.8191 | 34.0004 | 34.4522 | 46.7187 | 55.3629
National | 41.9811 | 44.7411 | 47.0129 | 55.2414 | 56.446 | 62.2879 | 73.7719