{"text_format":"1","workbook":"xlsx","n_sheets":25,"sheets":["Intro Page","Calculation Overview","SCSR Overview","SCSR Step 1","SCSR Step 2","SCSR Step 3","SCSR Step 4","SCSR Step 5","SCSR Step 6","SCSR Step 7","SCSR Step 8","StateGenMix","State Goal Rates","Mass Goal Overview","MG Step 1","MG Step 2","MG Step 3","MG Step 4","Appendix 1 - All Units (2012)","Appendix 2 - Under Construction","Appendix 3 - State-level Data","Appendix 4 - Category-spec calc","Appendix 5- State Goals","BB2","BB3"],"not_rendered":{"charts":4,"images":3,"macros":1,"external_links":0,"defined_names":70,"comments":0,"pivot_tables":0},"unopened":[],"bounds":{"document_bytes":16777216,"sheet_cells":100000,"rows_first":2000,"rows_last":500,"rows_between":2000,"halvings":0,"cell_chars":16384,"cell_head_chars":4096},"cells_cut":0,"cells_raw":0,"read":"whole","date_system":"1900"}

{"sheet":"Intro Page","index":0,"n_rows":22,"n_cols":46,"rows_kept":22,"cut":false,"hidden":false,"merged":[[2,7,2,38],[2,44,2,75],[21,7,23,42],[21,44,23,79],[3,45,16,76],[3,8,18,39]]}
[]
[null,"Clean Power Plan Goal Calculation Viewer"]
[null,null,null,null,null,null,null,"Introduction",null,null,null,null,null,null,null,null,null,null,null,null,null,null,null,null,null,null,null,null,null,null,null,null,null,null,null,null,null,null,null,null,null,null,null,null,"References"]
[null,null,null,null,null,null,null,null,"This tool illustrates the calculation of category-specific performance rates[1] and state emission rate goals and mass goals, under the Clean Power Plan.[2] For detailed explanations of these data and the calculations used to determine the category-specific performance rates and state goals, please see the CO2 Emission Performance Rate and Goal Computation Technical Support Document (TSD). Additionally, for further information on EPA’s technical evaluation of each GHG reducing measure, please see the GHG Mitigation Measures TSD.   \n\nIn EPA’s technical evaluation, it assessed the cost and potential of each GHG emissions reducing measure identified.[3]  EPA relied on a similar building block structure as proposed, with revisions based on comments.  For the final CPP, the revised building block levels were used to calculate category-specific performance rates. The category-specific performance rates were then used to calculate state rate goals and mass goals.\n\nThe assumptions used to arrive at each state’s goal are not prescriptive of necessary actions that a state must take.  This tool is not intended to be a compliance resource.  As described in the CPP, states have flexibility to choose what goes into their plan (i.e., how and when to get the necessary reductions), provided the goals are met in the established timeframe.\n\nPlease ensure that macros are enabled and then click on the \"Calculation Overview\" button in the upper left corner. \n\nThe \"Calculation Overview\" button will always appear at the top left.  Buttons show detailed calculations or other information, when applicable, appear in the lower right corner",null,null,null,null,null,null,null,null,null,null,null,null,null,null,null,null,null,null,null,null,null,null,null,null,null,null,null,null,null,null,null,null,null,null,null,null,"Section V of the preamble discusses the the Best System of Emission Reduction (BSER) and associated building blocks\n\nSection VI of the preamble discusses the category-specific performance rates more broadly along with some of the changes made between proposal and final based on comment. \n\nSection VII of the preamble describes the expression of the category-specific performance standards through a state goal metric reflecting likely covered fossil sources in a state.\n\nThe Greenhouse Gas (GHG) Mitigation Measures TSD for CPP Final Rule explains the technical basis for the development of the Best System of Emission Reductions (BSER) that inform the category-specific performance rates and the subsequent state goals.\n\nThe CO2 Emission Performance Rate and Goal Computation TSD for CPP Final Rule provides detailed explanation of the data and the BSER-based calculations used to determine the category-specific performance rates and state goals. \n     - Appendix 1 contains the underlying 2012 unit-level baseline inventory and data\n     - Appendix 4 contains the computation of the category-specific performance rates (interim and final)\n     - Appendix 5 contains the computation of the state goals (interim and final)\n\nThe New Source Complements TSD for CPP Final Rule provides information the new source complement to the mass goals for states that choose to include new sources in their plans. "]
[]
[]
[]
[]
[]
[]
[]
[]
[]
[]
[]
[]
[]
[]
[]
[]
[]
[null,null,null,null,null,null,null,"1. The only natural gas fired EGUs currently considered affected units under the 111(d) applicability criteria are NGCC units capable of supplying more than 25 MW of electrical output to the grid.  The data and rates for these units represents all emissions and MWh output associated with both the combustion turbines as well as all associated heat recovery steam generating units. \n2. Values in tables are rounded for illustrative purposes.  Actual calculations with all significant digits can be found in Appendix 1-5.\n3. GHG Mitigation Measures TSD"]

{"sheet":"Calculation Overview","index":1,"n_rows":3,"n_cols":8,"rows_kept":3,"cut":false,"hidden":false,"merged":[[2,7,2,38],[2,44,2,75],[21,7,23,42],[21,44,23,79]]}
[]
[null,"Clean Power Plan Goal Calculation Viewer"]
[null,null,null,null,null,null,null,"CALCULATION OVERVIEW"]

{"sheet":"SCSR Overview","index":2,"n_rows":110,"n_cols":45,"rows_kept":110,"cut":false,"hidden":false,"merged":[[2,44,2,72],[2,7,2,38],[21,7,24,42],[21,44,23,79],[4,7,5,40],[6,8,9,37],[10,7,17,40]]}
[]
[null,"Clean Power Plan Goal Calculation Viewer"]
[null,null,null,null,null,null,null,"Overview of Source Category Rate Calculations",null,null,null,null,null,null,null,null,null,null,null,null,null,null,null,null,null,null,null,null,null,null,null,null,null,null,null,null,null,null,null,null,null,null,null,null,"Map of Interconnections"]
[]
[null,null,null,null,null,null,null,"The Source Category Specific Rates are calculated using the following process, which is broken into 8 steps and described in more detail in the following worksheets:"]
[]
[null,null,null,null,null,null,null,null,"-Aggregate baseline data to 3 interconnects [steps 1-3]. (click button at lower right corner for a map)\n-Apply building blocks [steps 4-6]\n-Calculate source category rates (fossil steam and NGCC) for each year in each region [step 7]\n-Select the most achievable of the three regional rates for each source category for each year. This becomes the rate applied to ALL units in ALL regions [step 8]"]
[]
[]
[]
[null,null,null,null,null,null,null,"\nNote:  The steps and their resulting data are interim stages that are not used for any other purpose and do not have independent meaning.  They are only used to calculate the ultimate Source Category Specific Rates that are applicable under the Clean Power Plan.  \n\nAdditionally, as an example, this tool illustrates calculations for the Eastern Interconnection for year 2030 .  For 2030, this is also the most achievable rate for each source category, which is applied to all units in all regions."]
[]
[]
[]
[]
[]
[]
[]
[]
[]
[]
[null,null,null,null,null,null,null,"1. See preamble section V.A for a discussion of interconnects and source-categories\n2. See preamble section VI for explanation of how source specific CO2 emission performance rates were developed"]
[]
[]
[]
[]
[]
[]
[]
[]
[]
[]
[]
[]
[]
[]
[]
[]
[]
[]
[]
[]
[]
[]
[]
[]
[]
[]
[]
[]
[]
[]
[]
[]
[null,{"$f":"LEFT(D55,2)","v":"AK"},{"$f":"RIGHT(D55,6)","v":"Alaska"},"AK-Alaska"]
[null,"AL",{"$f":"RIGHT(D56,7)","v":"Eastern"},"AL-Eastern"]
[null,"AR","Eastern","AR-Eastern"]
[null,"AZ","Western","AZ-Western"]
[null,"CA","Western","CA-Western"]
[null,"CO","Western","CO-Western"]
[null,"CT","Eastern","CT-Eastern"]
[null,"DE","Eastern","DE-Eastern"]
[null,"FL","Eastern","FL-Eastern"]
[null,"Fort Mojave","Western","Fort Mojave-Western"]
[null,{"$f":"LEFT(D65,2)","v":"GA"},"Eastern","GA-Eastern"]
[null,"HI",{"$f":"RIGHT(D66,6)","v":"Hawaii"},"HI-Hawaii"]
[null,"IA",{"$f":"RIGHT(D67,7)","v":"Eastern"},"IA-Eastern"]
[null,"ID","Western","ID-Western"]
[null,"IL","Eastern","IL-Eastern"]
[null,"IN","Eastern","IN-Eastern"]
[null,"KS","Eastern","KS-Eastern"]
[null,"KY","Eastern","KY-Eastern"]
[null,"LA","Eastern","LA-Eastern"]
[null,"MA","Eastern","MA-Eastern"]
[null,"MD","Eastern","MD-Eastern"]
[null,"ME","Eastern","ME-Eastern"]
[null,"MI","Eastern","MI-Eastern"]
[null,"MN","Eastern","MN-Eastern"]
[null,"MO","Eastern","MO-Eastern"]
[null,"MS","Eastern","MS-Eastern"]
[null,"MT","Eastern","MT-Eastern"]
[null,"MT","Western","MT-Western"]
[null,"Navajo","Western","Navajo-Western"]
[null,{"$f":"LEFT(D84,2)","v":"NC"},"Eastern","NC-Eastern"]
[null,"ND","Eastern","ND-Eastern"]
[null,"NE","Eastern","NE-Eastern"]
[null,"NH","Eastern","NH-Eastern"]
[null,"NJ","Eastern","NJ-Eastern"]
[null,"NM","Eastern","NM-Eastern"]
[null,"NM","Western","NM-Western"]
[null,"NV","Western","NV-Western"]
[null,"NY","Eastern","NY-Eastern"]
[null,"OH","Eastern","OH-Eastern"]
[null,"OK","Eastern","OK-Eastern"]
[null,"OR","Western","OR-Western"]
[null,"PA","Eastern","PA-Eastern"]
[null,"RI","Eastern","RI-Eastern"]
[null,"SC","Eastern","SC-Eastern"]
[null,"SD","Eastern","SD-Eastern"]
[null,"TN","Eastern","TN-Eastern"]
[null,"TX","Eastern","TX-Eastern"]
[null,"TX",{"$f":"RIGHT(D102,5)","v":"ERCOT"},"TX-ERCOT"]
[null,"TX",{"$f":"RIGHT(D103,7)","v":"Western"},"TX-Western"]
[null,"UTE","Western","Ute-Western"]
[null,{"$f":"LEFT(D105,2)","v":"UT"},"Western","UT-Western"]
[null,"VA","Eastern","VA-Eastern"]
[null,"WA","Western","WA-Western"]
[null,"WI","Eastern","WI-Eastern"]
[null,"WV","Eastern","WV-Eastern"]
[null,"WY","Western","WY-Western"]

{"sheet":"SCSR Step 1","index":3,"n_rows":108,"n_cols":72,"rows_kept":108,"cut":false,"hidden":false,"merged":[[11,61,12,65],[11,51,12,55],[21,44,24,79],[18,44,19,76],[7,62,7,67],[7,45,7,61],[15,68,15,71],[17,44,17,50],[17,51,17,54],[17,56,17,58],[17,59,17,61],[17,62,17,67],[17,68,17,71],[15,59,15,61],[15,62,15,67],[9,46,10,55],[9,56,10,65],[9,66,10,75],[11,46,12,50],[11,56,12,60],[4,7,16,39],[2,7,3,38],[21,7,24,42],[2,44,3,75],[11,66,12,70],[11,71,12,75],[13,46,13,50],[13,51,13,55],[13,56,13,60],[13,61,13,65],[13,66,13,70],[13,71,13,75],[4,45,6,77],[15,51,15,54],[15,56,15,58],[15,45,15,50]]}
[]
[null,"Clean Power Plan Goal Calculation Viewer"]
[null,null,null,null,null,null,null,"Step 1: Compile 2012 unit-level data, aggregate to state-level, make baseline adjustments, and sum to regional baseline totals",null,null,null,null,null,null,null,null,null,null,null,null,null,null,null,null,null,null,null,null,null,null,null,null,null,null,null,null,null,null,null,null,null,null,null,null,"Step 1: Compile 2012 unit-level data, aggregate to state-level, make baseline adjustments, and sum to regional baseline totals"]
[]
[null,null,null,null,null,null,null,"The EPA begins the category-specific performance rate calculation by starting with 2012 unit-level or plant-level emissions and generation reported by the facility.[1]  EPA categorized each unit as coal steam, O/G steam, or NGCC.[2]  It also flagged units that fit these technology categories and were considered to have commenced construction by 1/08/2014.[3]  EPA then aggregated the data for the coal steam, O/G steam, and NGCC units (not including those flagged as under construction) to the state-level and calculated the state-specific emission rate for each technology category by dividing the total emissions by the total generation.  This reflected the unadjusted 2012 data for units that commenced operation prior to 2012.  For states that have likely affected EGUs in two different interconnections, EPA segmented these states into their relevant interconnect portions at this step (e.g., the Montana Eastern Interconnection and Montana Western Interconnection).  EPA then added the expected incremental generation and emissions from likely affected units considered under construction.  The resulting state-totals provided an adjusted 2012 baseline for all likely affected EGUs.[4] Complete data for these steps is available in appendices 1, 2 and 3.  ",null,null,null,null,null,null,null,null,null,null,null,null,null,null,null,null,null,null,null,null,null,null,null,null,null,null,null,null,null,null,null,null,null,null,null,null,null,"The example below illustrates where EPA first identified 2012 data from likely affected units that were not under construction then identified under construction capacity, and then adjusted the baseline generation values up to reflect anticipated baseline generation values assuming a more representative full-year utilization for these units. The emissions for these state are also adjusted upwards by multiplying each state’s adjusted generation for a given technology by that technologies emission rate in that state. [1,2]"]
[]
[]
[null,null,null,null,null,null,null,null,null,null,null,null,null,null,null,null,null,null,null,null,null,null,null,null,null,null,null,null,null,null,null,null,null,null,null,null,null,null,null,null,null,null,null,null,null,"Choose a state/region to view its 2012 baseline calculations ",null,null,null,null,null,null,null,null,null,null,null,null,null,null,null,null,"AL-Eastern"]
[]
[null,null,null,null,null,null,null,null,null,null,null,null,null,null,null,null,null,null,null,null,null,null,null,null,null,null,null,null,null,null,null,null,null,null,null,null,null,null,null,null,null,null,null,null,null,null,"2012 Data for Affected Units[3] (excluding under construction)",null,null,null,null,null,null,null,null,null,"Adjustment for Under Affected Construction Units",null,null,null,null,null,null,null,null,null,"Adjusted Baseline"]
[]
[null,null,null,null,null,null,null,null,null,null,null,null,null,null,null,null,null,null,null,null,null,null,null,null,null,null,null,null,null,null,null,null,null,null,null,null,null,null,null,null,null,null,null,null,null,null,"Coal Generation (TWh)",null,null,null,null,"NGCC Generation (TWh)",null,null,null,null,"Under Construction Coal (MW)",null,null,null,null,"Under Construction NGCC (MW)",null,null,null,null,"Coal Generation (TWh)",null,null,null,null,"NGCC Generation (TWh)"]
[]
[null,null,null,null,null,null,null,null,null,null,null,null,null,null,null,null,null,null,null,null,null,null,null,null,null,null,null,null,null,null,null,null,null,null,null,null,null,null,null,null,null,null,null,null,null,null,{"$f":"TEXT(IF(VLOOKUP($BK$8,'Appendix 3 - State-level Data'!$C$3:$AO$58,13,0)>0,VLOOKUP($BK$8,'Appendix 3 - State-level Data'!$C$3:$AO$58,13,0),VLOOKUP($BK$8,'Appendix 3 - State-level Data'!$C$3:$AO$58,2,0))/1000000,\"###,##0.##0\")","v":"46.060"},null,null,null,null,{"$f":"TEXT(IF(VLOOKUP($BK$8,'Appendix 3 - State-level Data'!$C$3:$AO$58,14,0)>0,VLOOKUP($BK$8,'Appendix 3 - State-level Data'!$C$3:$AO$58,14,0),VLOOKUP($BK$8,'Appendix 3 - State-level Data'!$C$3:$AO$58,5,0))/1000000,\"###,##0.##0\")","v":"53.492"},null,null,null,null,{"$f":"TEXT(VLOOKUP($BK$8,'Appendix 3 - State-level Data'!$C$3:$AO$58,16,0)+VLOOKUP($BK$8,'Appendix 3 - State-level Data'!$C$3:$AO$58,17,0),\"###,##0\")","v":"0"},null,null,null,null,{"$f":"TEXT(VLOOKUP($BK$8,'Appendix 3 - State-level Data'!$C$3:$AO$58,18,0)+VLOOKUP($BK$8,'Appendix 3 - State-level Data'!$C$3:$AO$58,19,0),\"###,##0\")","v":"0"},null,null,null,null,{"$f":"TEXT(VLOOKUP($BK$8,'Appendix 3 - State-level Data'!$C$3:$AO$58,20,0)/1000000,\"###,##0.##0\")","v":"46.060"},null,null,null,null,{"$f":"TEXT(VLOOKUP($BK$8,'Appendix 3 - State-level Data'!$C$3:$AO$58,23,0)/1000000,\"###,##0.##0\")","v":"53.492"}]
[]
[null,null,null,null,null,null,null,null,null,null,null,null,null,null,null,null,null,null,null,null,null,null,null,null,null,null,null,null,null,null,null,null,null,null,null,null,null,null,null,null,null,null,null,null,null,"Adjusted Coal Baseline:",null,null,null,null,null,{"$f":"AU14&\" TWh\"","v":"46.060 TWh"},null,null,null,"+","(8,784 hrs  *",null,null,{"$f":"BE14&\" MW\"","v":"0 MW"},null,null,{"$f":"IF($BK$8=\"MS-Eastern\",\"* 0.70 capacity factor)  = \",\"* 0.60 capacity factor)  = \")","v":"* 0.60 capacity factor)  = "},null,null,null,null,null,{"$f":"\" \"&BO14&\" TWh\"","v":" 46.060 TWh"}]
[]
[null,null,null,null,null,null,null,null,null,null,null,null,null,null,null,null,null,null,null,null,null,null,null,null,null,null,null,null,null,null,null,null,null,null,null,null,null,null,null,null,null,null,null,null,"Adjusted NCGG Baseline:",null,null,null,null,null,null,{"$f":"AZ14&\" TWh\"","v":"53.492 TWh"},null,null,null,"+","(8,784 hrs  *",null,null,{"$f":"BJ14&\" MW\"","v":"0 MW"},null,null,"* 0.55 capacity factor)  = ",null,null,null,null,null,{"$f":"\" \"&BT14&\" TWh\"","v":" 53.492 TWh"}]
[null,null,null,null,null,null,null,null,null,null,null,null,null,null,null,null,null,null,null,null,null,null,null,null,null,null,null,null,null,null,null,null,null,null,null,null,null,null,null,null,null,null,null,null,{"$f":"IFERROR(\n\nIF(BK8=\"MS-Eastern\",CONCATENATE(\"Note: The Kemper IGCC under construction unit receives the same assumptions it did at proposal of 70 percent capacity factor and an 800 lb/MWh emission rate that are\",\" relative to its unique circumstance as the only under construction facility with carbon capture and storage technology.\"),\n\nIF($BK$8=\"MN-Eastern\",\"Note: The 2012 Coal Generation displayed for Minnesota is adjusted upward by 5,492,640 MWh to account for the Sherco unit being down in 2012.\",\n\n\"Note: The 2012 Fossil Generation displayed for \"&VLOOKUP($BK$8,$AY$57:$BA$64,2,0)&\" is adjusted upward by \"&TEXT(VLOOKUP($BK$8,$AY$57:$BA$64,3,0),\"##.#%\")&\" to adjust for expected future hydro generation levels.\")),\n\n\"\")","v":""}]
[]
[]
[null,null,null,null,null,null,null,"1. See Appendix 9 of the CO2 Emission Performance Rate and Goal Computation TSD for more detailed explanation\n2. EPA only flagged units as one of these technology categories if it determined it to be of that technology class and likely affected EGU (e.g., greater than 25 MW).  Units of this technology class, but determined to be not likely affected are categorized as exclude.\n3. “Commence” and “construction” defined in 40 CFR 60.2\n4. Adjustments accounting for significant unit-level outages, hydro outlier years, and under construction sources.\nSee appendix 7 of the 3 of the CO2 Emission Performance Rate and Goal Computation TSD\n5.  See also: CO2 Emission Performance Rate and Goal Computation TSD ",null,null,null,null,null,null,null,null,null,null,null,null,null,null,null,null,null,null,null,null,null,null,null,null,null,null,null,null,null,null,null,null,null,null,null,null,"1. For states that had under construction technology (e.g., NGCC), but no prior affected units of that generating technology in the state for which the benchmark emission rate could be identified, EPA used the average NGCC emission rate of 908 lbs/MWh identified for all states that had affected NGCC EGUs in 2012 (Appendix 3).\n2. As described in the preamble section VI, EPA established a 55 percent capacity factor as representative of the incremental baseline impact of new NGCC units (60 percent for new coal) informed by a review of 2012 utilization patterns for units that recently commenced operation.  \n3. See Appendix 7 of the CO2 Emission Performance Rate and Goal Computation TSD for an explanation of Hydro and Unit-Outage adjustments"]
[]
[]
[]
[]
[]
[]
[]
[]
[]
[]
[]
[]
[]
[]
[]
[]
[]
[]
[]
[]
[]
[]
[]
[]
[]
[]
[]
[]
[]
[]
[]
[]
[null,{"$f":"LEFT(D55,2)","v":"AL"},{"$f":"RIGHT(D55,7)","v":"Eastern"},"AL-Eastern",null,null,null,null,null,null,null,null,null,null,null,null,null,null,null,null,null,null,null,null,null,null,null,null,null,null,null,null,null,null,null,null,null,null,null,null,null,null,null,null,null,null,null,null,null,null,"Hydro state adjustments"]
[null,"AR","Eastern","AR-Eastern"]
[null,"AZ","Western","AZ-Western"]
[null,"CA","Western","CA-Western",null,null,null,null,null,null,null,null,null,null,null,null,null,null,null,null,null,null,null,null,null,null,null,null,null,null,null,null,null,null,null,null,null,null,null,null,null,null,null,null,null,null,null,null,null,null,"ID-Western","Idaho",0.65229572429292104]
[null,"CO","Western","CO-Western",null,null,null,null,null,null,null,null,null,null,null,null,null,null,null,null,null,null,null,null,null,null,null,null,null,null,null,null,null,null,null,null,null,null,null,null,null,null,null,null,null,null,null,null,null,null,"ME-Eastern","Maine",0.15399999999999991]
[null,"CT","Eastern","CT-Eastern",null,null,null,null,null,null,null,null,null,null,null,null,null,null,null,null,null,null,null,null,null,null,null,null,null,null,null,null,null,null,null,null,null,null,null,null,null,null,null,null,null,null,null,null,null,null,"MT-Eastern","Montana",6.8218545854920487E-2]
[null,"DE","Eastern","DE-Eastern",null,null,null,null,null,null,null,null,null,null,null,null,null,null,null,null,null,null,null,null,null,null,null,null,null,null,null,null,null,null,null,null,null,null,null,null,null,null,null,null,null,null,null,null,null,null,"MT-Western","Montana",6.8218545854920487E-2]
[null,"FL","Eastern","FL-Eastern",null,null,null,null,null,null,null,null,null,null,null,null,null,null,null,null,null,null,null,null,null,null,null,null,null,null,null,null,null,null,null,null,null,null,null,null,null,null,null,null,null,null,null,null,null,null,"OR-Western","Oregon",0.18053976290815488]
[null,"Fort Mojave","Western","Fort Mojave-Western",null,null,null,null,null,null,null,null,null,null,null,null,null,null,null,null,null,null,null,null,null,null,null,null,null,null,null,null,null,null,null,null,null,null,null,null,null,null,null,null,null,null,null,null,null,null,"SD-Eastern","South Dakota",0.41500407329838773]
[null,{"$f":"LEFT(D64,2)","v":"GA"},"Eastern","GA-Eastern",null,null,null,null,null,null,null,null,null,null,null,null,null,null,null,null,null,null,null,null,null,null,null,null,null,null,null,null,null,null,null,null,null,null,null,null,null,null,null,null,null,null,null,null,null,null,"WA-Western","Washington",1.0702666225136603]
[null,"IA","Eastern","IA-Eastern"]
[null,"ID","Western","ID-Western"]
[null,"IL","Eastern","IL-Eastern",null,null,null,null,null,null,null,null,null,null,null,null,null,null,null,null,null,null,null,null,null,null,null,null,null,null,null,null,null,null,null,null,null,null,null,null,null,null,null,null,null,null,null,null,null,null,"MN-Eastern","Minnesota",5492640]
[null,"IN","Eastern","IN-Eastern"]
[null,"KS","Eastern","KS-Eastern"]
[null,"KY","Eastern","KY-Eastern"]
[null,"LA","Eastern","LA-Eastern"]
[null,"MA","Eastern","MA-Eastern"]
[null,"MD","Eastern","MD-Eastern"]
[null,"ME","Eastern","ME-Eastern"]
[null,"MI","Eastern","MI-Eastern"]
[null,"MN","Eastern","MN-Eastern"]
[null,"MO","Eastern","MO-Eastern"]
[null,"MS","Eastern","MS-Eastern"]
[null,"MT","Eastern","MT-Eastern"]
[null,"MT","Western","MT-Western"]
[null,"Navajo","Western","Navajo-Western"]
[null,{"$f":"LEFT(D82,2)","v":"NC"},"Eastern","NC-Eastern"]
[null,"ND","Eastern","ND-Eastern"]
[null,"NE","Eastern","NE-Eastern"]
[null,"NH","Eastern","NH-Eastern"]
[null,"NJ","Eastern","NJ-Eastern"]
[null,"NM","Eastern","NM-Eastern"]
[null,"NM","Western","NM-Western"]
[null,"NV","Western","NV-Western"]
[null,"NY","Eastern","NY-Eastern"]
[null,"OH","Eastern","OH-Eastern"]
[null,"OK","Eastern","OK-Eastern"]
[null,"OR","Western","OR-Western"]
[null,"PA","Eastern","PA-Eastern"]
[null,"RI","Eastern","RI-Eastern"]
[null,"SC","Eastern","SC-Eastern"]
[null,"SD","Eastern","SD-Eastern"]
[null,"TN","Eastern","TN-Eastern"]
[null,"TX","Eastern","TX-Eastern"]
[null,"TX",{"$f":"RIGHT(D100,5)","v":"ERCOT"},"TX-ERCOT"]
[null,"TX",{"$f":"RIGHT(D101,7)","v":"Western"},"TX-Western"]
[null,"UTE","Western","Ute-Western"]
[null,{"$f":"LEFT(D103,2)","v":"UT"},"Western","UT-Western"]
[null,"VA","Eastern","VA-Eastern"]
[null,"WA","Western","WA-Western"]
[null,"WI","Eastern","WI-Eastern"]
[null,"WV","Eastern","WV-Eastern"]
[null,"WY","Western","WY-Western"]

{"sheet":"SCSR Step 2","index":4,"n_rows":15,"n_cols":34,"rows_kept":15,"cut":false,"hidden":false,"merged":[[14,21,14,24],[14,25,14,28],[14,29,14,32],[12,9,13,12],[12,13,13,16],[12,17,13,20],[12,21,13,24],[12,25,13,28],[2,44,2,75],[21,44,23,79],[2,7,3,38],[21,7,23,41],[4,8,9,40],[12,29,13,32],[12,33,13,36],[14,9,14,12],[14,13,14,16],[14,33,14,36],[14,17,14,20],[10,9,10,36],[11,9,11,12],[11,13,11,20],[11,21,11,28],[11,29,11,36]]}
[]
[null,"Clean Power Plan Goal Calculation Viewer"]
[null,null,null,null,null,null,null,"Step 2: Aggregate the adjusted historical emissions and generation to a regional level for coal steam, OG steam, and NGCC technology categories"]
[]
[null,null,null,null,null,null,null,null,"Once EPA has the adjusted state-level generation and emission for each state from step 1, it summed the state totals for all states in the same region to derive regional totals.  EPA kept the technology-source categories separate at this stage to evaluate BSER impacts separately for each source category.   These category-specific values become the basis for calculating the category-specific performance emission rates and subsequent state goals.  "]
[]
[]
[]
[]
[]
[null,null,null,null,null,null,null,null,null,"Regional Baseline (2012)"]
[null,null,null,null,null,null,null,null,null,null,null,null,null,"Coal",null,null,null,null,null,null,null,"NGCC",null,null,null,null,null,null,null,"OG Steam"]
[null,null,null,null,null,null,null,null,null,"Inter-connection",null,null,null,"Emissions (1000 short tons)",null,null,null,"Net Generation (GWh)",null,null,null,"Emissions (1000 short tons)",null,null,null,"Net Generation (GWh)",null,null,null,"Emissions (1000 short tons)",null,null,null,"Net Generation (GWh)"]
[]
[null,null,null,null,null,null,null,null,null,"Eastern",null,null,null,{"$f":"'Appendix 4 - Category-spec calc'!B13/1000","v":1356066.3658878317},null,null,null,{"$f":"'Appendix 4 - Category-spec calc'!C13/1000","v":1230447.7946385269},null,null,null,{"$f":"'Appendix 4 - Category-spec calc'!D13/1000","v":328219.51939301117},null,null,null,{"$f":"'Appendix 4 - Category-spec calc'!E13/1000","v":734535.15707199997},null,null,null,{"$f":"'Appendix 4 - Category-spec calc'!F13/1000","v":52979.258739159988},null,null,null,{"$f":"'Appendix 4 - Category-spec calc'!G13/1000","v":74240.802177999998}]

{"sheet":"SCSR Step 3","index":5,"n_rows":60,"n_cols":77,"rows_kept":60,"cut":false,"hidden":false,"merged":[[13,60,14,64],[12,26,14,28],[12,29,14,31],[12,32,14,34],[12,35,14,37],[12,38,14,40],[21,7,23,42],[11,8,11,10],[21,44,23,79],[10,59,11,59],[13,59,14,59],[14,50,14,58],[13,65,14,68],[13,69,14,69],[13,70,13,74],[13,75,14,75],[13,76,14,79],[14,70,14,74],[11,11,11,16],[11,17,11,22],[15,20,15,22],[11,35,11,40],[15,11,15,13],[15,14,15,16],[15,17,15,19],[15,23,15,25],[15,8,15,10],[15,26,15,28],[15,29,15,31],[15,32,15,34],[15,35,15,37],[15,38,15,40],[44,49,44,50],[44,51,44,52],[44,53,44,54],[7,45,8,48],[7,49,8,49],[7,50,7,58],[8,50,8,58],[10,45,11,48],[10,49,11,49],[10,50,10,58],[11,50,11,58],[13,45,14,48],[13,49,14,49],[13,50,13,58],[7,76,8,79],[10,65,11,68],[10,69,11,69],[10,70,10,74],[10,75,11,75],[10,76,11,79],[11,70,11,74],[7,65,8,68],[7,69,8,69],[7,70,7,74],[8,70,8,74],[7,75,8,75],[2,7,2,38],[2,44,2,75],[7,59,8,59],[11,23,11,28],[11,29,11,34],[10,8,10,40],[7,60,8,64],[10,60,11,64],[12,23,14,25],[3,8,8,39],[12,8,14,10],[12,11,14,13],[12,14,14,16],[12,17,14,19],[12,20,14,22]]}
[]
[null,"Clean Power Plan Goal Calculation Viewer"]
[null,null,null,null,null,null,null,"Step 3: Identify category-specific baseline emission rates for fossil steam and NGCC",null,null,null,null,null,null,null,null,null,null,null,null,null,null,null,null,null,null,null,null,null,null,null,null,null,null,null,null,null,null,null,null,null,null,null,null,"Step 3: Identify category-specific baseline emission rates for fossil steam and NGCC"]
[null,null,null,null,null,null,null,null,"Fossil steam sources include both coal steam and oil/gas steam affected sources. These data are combined to calculate a fossil steam emission rate and generation total for each interconnection.  This emission rate reflects the sum of coal emissions and O/G steam emissions divided by the baseline generation for each technology.  Because the BSER involves both reductions in emissions intensity of sources (e.g., heat rate improvements) and reductions in generation of sources (e.g., shifting from fossil to renewable generation), the baseline emission rate and generation for each technology source category are utilized to assess the potential impact of the building blocks.  All emission rates provided are on a net basis.  This step is shown here for illustrative purposes, but is combined with step 4 in appendix 4."]
[]
[]
[]
[null,null,null,null,null,null,null,null,null,null,null,null,null,null,null,null,null,null,null,null,null,null,null,null,null,null,null,null,null,null,null,null,null,null,null,null,null,null,null,null,null,null,null,null,null,"Eastern Fossil Steam Rate",null,null,null,"=",{"$f":"AX51","v":"1,356,066,366 + 52,979,259 tons"},null,null,null,null,null,null,null,null,"=",{"$f":"BH47","v":"2,160 lbs/MWh"},null,null,null,null,"Eastern NGCC Rate",null,null,null,"=",{"$f":"AX58","v":"328,219,519 tons"},null,null,null,null,"=",{"$f":"BI47","v":"894 lbs/MWh"}]
[null,null,null,null,null,null,null,null,null,null,null,null,null,null,null,null,null,null,null,null,null,null,null,null,null,null,null,null,null,null,null,null,null,null,null,null,null,null,null,null,null,null,null,null,null,null,null,null,null,null,{"$f":"BG51","v":"1,230,448 + 74,241 GWh"},null,null,null,null,null,null,null,null,null,null,null,null,null,null,null,null,null,null,null,{"$f":"BG58","v":"734,535 GWh"}]
[]
[null,null,null,null,null,null,null,null,"Baseline Category-Specific Emission Rates and Generation",null,null,null,null,null,null,null,null,null,null,null,null,null,null,null,null,null,null,null,null,null,null,null,null,null,null,null,null,null,null,null,null,null,null,null,null,"Western Fossil Steam Rate",null,null,null,"=",{"$f":"AX52","v":"229,424,716 + 9,433,180 tons"},null,null,null,null,null,null,null,null,"=",{"$f":"BH48","v":"2,198 lbs/MWh"},null,null,null,null,"Western NGCC Rate",null,null,null,"=",{"$f":"AX59","v":"89,135,327 tons"},null,null,null,null,"=",{"$f":"BI48","v":"899 lbs/MWh"}]
[null,null,null,null,null,null,null,null,null,null,null,"Coal",null,null,null,null,null,"NGCC",null,null,null,null,null,"O/G Steam",null,null,null,null,null,"Fossil Steam",null,null,null,null,null,"NGCC",null,null,null,null,null,null,null,null,null,null,null,null,null,null,{"$f":"BG52","v":"203,977 + 13,326 GWh"},null,null,null,null,null,null,null,null,null,null,null,null,null,null,null,null,null,null,null,{"$f":"BG59","v":"198,374 GWh"}]
[null,null,null,null,null,null,null,null,"Inter-connection",null,null,"Emissions (1000 short tons)",null,null,"Net Generation (GWh)",null,null,"Emissions (1000 short tons)",null,null,"Net Generation (GWh)",null,null,"Emissions (1000 short tons)",null,null,"Net Generation (GWh)",null,null,"Emission Rate (lbs/MWh)",null,null,"Net Generation (GWh)",null,null,"Emission Rate (lbs/MWh)",null,null,"Net Generation (GWh)"]
[null,null,null,null,null,null,null,null,null,null,null,null,null,null,null,null,null,null,null,null,null,null,null,null,null,null,null,null,null,null,null,null,null,null,null,null,null,null,null,null,null,null,null,null,null,"Texas Fossil Steam Rate",null,null,null,"=",{"$f":"AX53","v":"129,404,298 + 5,835,641 tons"},null,null,null,null,null,null,null,null,"=",{"$f":"BH49","v":"2,192 lbs/MWh"},null,null,null,null,"Texas NGCC Rate",null,null,null,"=",{"$f":"AX60","v":"65,236,948 tons"},null,null,null,null,"=",{"$f":"BI49","v":"951 lbs/MWh"}]
[null,null,null,null,null,null,null,null,null,null,null,null,null,null,null,null,null,null,null,null,null,null,null,null,null,null,null,null,null,null,null,null,null,null,null,null,null,null,null,null,null,null,null,null,null,null,null,null,null,null,{"$f":"BG53","v":"115,050 + 8,331 GWh"},null,null,null,null,null,null,null,null,null,null,null,null,null,null,null,null,null,null,null,{"$f":"BG60","v":"137,183 GWh"}]
[null,null,null,null,null,null,null,null,"Eastern",null,null,{"$f":"'Appendix 4 - Category-spec calc'!B13/1000","v":1356066.3658878317},null,null,{"$f":"'Appendix 4 - Category-spec calc'!C13/1000","v":1230447.7946385269},null,null,{"$f":"'Appendix 4 - Category-spec calc'!D13/1000","v":328219.51939301117},null,null,{"$f":"'Appendix 4 - Category-spec calc'!E13/1000","v":734535.15707199997},null,null,{"$f":"'Appendix 4 - Category-spec calc'!F13/1000","v":52979.258739159988},null,null,{"$f":"'Appendix 4 - Category-spec calc'!G13/1000","v":74240.802177999998},null,null,{"$f":"(L16+X16)*1000*2000/(AG16*1000)","v":2159.9723153327136},null,null,{"$f":"O16+AA16","v":1304688.596816527},null,null,{"$f":"R16*1000*2000/(U16*1000)","v":893.67953659660895},null,null,{"$f":"U16","v":734535.15707199997}]
[]
[]
[]
[]
[]
[null,null,null,null,null,null,null,"1.  See also: CO2 Emission Performance Rate and Goal Computation TSD "]
[]
[]
[]
[]
[]
[]
[]
[]
[]
[]
[]
[]
[]
[]
[]
[]
[]
[]
[]
[]
[]
[]
[null,null,null,null,null,null,null,null,null,null,null,null,null,null,null,null,null,null,null,null,null,null,null,null,null,null,null,null,null,null,null,null,null,null,null,null,null,null,null,null,null,null,null,null,null,null,null,null,null,"Coal",null,"NGCC",null,"OG Steam"]
[null,null,null,null,null,null,null,null,null,null,null,null,null,null,null,null,null,null,null,null,null,null,null,null,null,null,null,null,null,null,null,null,null,null,null,null,null,null,null,null,null,null,null,null,null,null,null,null,null,"Emissions (tons)","Gen (MWh)","Emissions (tons)","Gen(MWh)","Emissions (tons)","Gen(MWh)"]
[null,null,null,null,null,null,null,null,null,null,null,null,null,null,null,null,null,null,null,null,null,null,null,null,null,null,null,null,null,null,null,null,null,null,null,null,null,null,null,null,null,null,null,null,null,null,null,null,"Eastern",{"$f":"'Appendix 4 - Category-spec calc'!B13","v":1356066365.8878317},{"$f":"'Appendix 4 - Category-spec calc'!C13","v":1230447794.6385269},{"$f":"'Appendix 4 - Category-spec calc'!D13","v":328219519.39301115},{"$f":"'Appendix 4 - Category-spec calc'!E13","v":734535157.07200003},{"$f":"'Appendix 4 - Category-spec calc'!F13","v":52979258.739159986},{"$f":"'Appendix 4 - Category-spec calc'!G13","v":74240802.178000003},{"$f":"((AX47+BB47)*2000)/(AY47+BC47)","v":2159.9723153327141},{"$f":"AZ47*2000/BA47","v":893.67953659660895},null,null,{"$f":"TEXT(BD47,\"###,###,##0\")&\" lbs/MWh\"","v":"2,160 lbs/MWh"},{"$f":"TEXT(BE47,\"###,###,##0\")&\" lbs/MWh\"","v":"894 lbs/MWh"}]
[null,null,null,null,null,null,null,null,null,null,null,null,null,null,null,null,null,null,null,null,null,null,null,null,null,null,null,null,null,null,null,null,null,null,null,null,null,null,null,null,null,null,null,null,null,null,null,null,"Western",{"$f":"'Appendix 4 - Category-spec calc'!B14","v":229424715.80777794},{"$f":"'Appendix 4 - Category-spec calc'!C14","v":203976917.82768065},{"$f":"'Appendix 4 - Category-spec calc'!D14","v":89135326.653023958},{"$f":"'Appendix 4 - Category-spec calc'!E14","v":198374375.91466182},{"$f":"'Appendix 4 - Category-spec calc'!F14","v":9433180.3000000007},{"$f":"'Appendix 4 - Category-spec calc'!G14","v":13326187},{"$f":"((AX48+BB48)*2000)/(AY48+BC48)","v":2198.3845679258939},{"$f":"AZ48*2000/BA48","v":898.65766424761284},null,null,{"$f":"TEXT(BD48,\"###,###,##0\")&\" lbs/MWh\"","v":"2,198 lbs/MWh"},"899 lbs/MWh"]
[null,null,null,null,null,null,null,null,null,null,null,null,null,null,null,null,null,null,null,null,null,null,null,null,null,null,null,null,null,null,null,null,null,null,null,null,null,null,null,null,null,null,null,null,null,null,null,null,"ERCOT",{"$f":"'Appendix 4 - Category-spec calc'!B15","v":129404297.86275788},{"$f":"'Appendix 4 - Category-spec calc'!C15","v":115050132.40000001},{"$f":"'Appendix 4 - Category-spec calc'!D15","v":65236948.462444693},{"$f":"'Appendix 4 - Category-spec calc'!E15","v":137182895.18000007},{"$f":"'Appendix 4 - Category-spec calc'!F15","v":5835640.9800000014},{"$f":"'Appendix 4 - Category-spec calc'!G15","v":8331348},2192.2242852705772,{"$f":"AZ49*2000/BA49","v":951.09449872516768},null,null,"2,192 lbs/MWh","951 lbs/MWh"]
[]
[null,null,null,null,null,null,null,null,null,null,null,null,null,null,null,null,null,null,null,null,null,null,null,null,null,null,null,null,null,null,null,null,null,null,null,null,null,null,null,null,null,null,null,null,null,null,null,null,null,{"$f":"TEXT(AX47,\"###,###,##0\")&\" + \"&TEXT(BB47,\"###,###,##0\")&\" tons\"","v":"1,356,066,366 + 52,979,259 tons"},null,null,null,null,null,null,null,null,{"$f":"TEXT(AY47/1000,\"###,###,##0\")&\" + \"&TEXT(BC47/1000,\"###,###,##0\")&\" GWh\"","v":"1,230,448 + 74,241 GWh"}]
[null,null,null,null,null,null,null,null,null,null,null,null,null,null,null,null,null,null,null,null,null,null,null,null,null,null,null,null,null,null,null,null,null,null,null,null,null,null,null,null,null,null,null,null,null,null,null,null,null,{"$f":"TEXT(AX48,\"###,###,##0\")&\" + \"&TEXT(BB48,\"###,###,##0\")&\" tons\"","v":"229,424,716 + 9,433,180 tons"},null,null,null,null,null,null,null,null,{"$f":"TEXT(AY48/1000,\"###,###,##0\")&\" + \"&TEXT(BC48/1000,\"###,###,##0\")&\" GWh\"","v":"203,977 + 13,326 GWh"}]
[null,null,null,null,null,null,null,null,null,null,null,null,null,null,null,null,null,null,null,null,null,null,null,null,null,null,null,null,null,null,null,null,null,null,null,null,null,null,null,null,null,null,null,null,null,null,null,null,null,"129,404,298 + 5,835,641 tons",null,null,null,null,null,null,null,null,"115,050 + 8,331 GWh"]
[]
[]
[]
[]
[null,null,null,null,null,null,null,null,null,null,null,null,null,null,null,null,null,null,null,null,null,null,null,null,null,null,null,null,null,null,null,null,null,null,null,null,null,null,null,null,null,null,null,null,null,null,null,null,null,{"$f":"TEXT(AZ47,\"###,###,##0\")&\" tons\"","v":"328,219,519 tons"},null,null,null,null,null,null,null,null,{"$f":"TEXT(BA47/1000,\"###,###,##0\")&\" GWh\"","v":"734,535 GWh"}]
[null,null,null,null,null,null,null,null,null,null,null,null,null,null,null,null,null,null,null,null,null,null,null,null,null,null,null,null,null,null,null,null,null,null,null,null,null,null,null,null,null,null,null,null,null,null,null,null,null,{"$f":"TEXT(AZ48,\"###,###,##0\")&\" tons\"","v":"89,135,327 tons"},null,null,null,null,null,null,null,null,{"$f":"TEXT(BA48/1000,\"###,###,##0\")&\" GWh\"","v":"198,374 GWh"}]
[null,null,null,null,null,null,null,null,null,null,null,null,null,null,null,null,null,null,null,null,null,null,null,null,null,null,null,null,null,null,null,null,null,null,null,null,null,null,null,null,null,null,null,null,null,null,null,null,null,"65,236,948 tons",null,null,null,null,null,null,null,null,"137,183 GWh"]

{"sheet":"SCSR Step 4","index":6,"n_rows":60,"n_cols":62,"rows_kept":60,"cut":false,"hidden":false,"merged":[[19,23,19,27],[14,8,14,37],[15,8,15,10],[15,28,15,37],[16,23,18,27],[16,34,18,37],[16,28,18,30],[16,31,18,33],[19,28,19,30],[19,31,19,33],[16,11,18,13],[16,14,18,16],[16,17,18,19],[16,20,18,22],[19,20,19,22],[2,7,3,38],[4,8,12,40],[2,44,3,75],[44,49,44,50],[44,51,44,52],[44,53,44,54],[21,7,23,42],[21,44,23,79],[15,11,15,16],[15,17,15,22],[19,8,19,10],[19,11,19,13],[19,14,19,16],[19,17,19,19],[19,34,19,37],[16,8,18,10]]}
[]
[null,"Clean Power Plan Goal Calculation Viewer"]
[null,null,null,null,null,null,null,"Step 4: Calculate regional fossil steam emission rate resulting from building block 1 heat rate improvement (HRI)",null,null,null,null,null,null,null,null,null,null,null,null,null,null,null,null,null,null,null,null,null,null,null,null,null,null,null,null,null,null,null,null,null,null,null,null,"Step 4: Calculate regional fossil steam emission rate resulting from building block 1 heat rate improvement (HRI)"]
[]
[null,null,null,null,null,null,null,null,"After this baseline data are aggregated for each region, the EPA begins to adjust some of the data values to reflect each building block of BSER.  The EPA applies HRI to the regional coal steam fleets using a 2.1 percent heat rate improvement in the Western Interconnection, a 2.3 percent HRI in the Texas Interconnection, and a 4.3 percent heat rate improvement in the Eastern Interconnection.  This is reflected by adjusting the coal emissions down by the region-specific heat rate improvement percentage and leaving the generation level unchanged.  Subsequently, the fossil steam rate for the region is calculated by adding the adjusted coal emissions subsequent to the heat rate improvement with the baseline OG steam emissions and dividing by the sum of the coal steam and OG steam generation.  There is no change in the NGCC rate from this step. \n\nWhen the technology emission rate is recalculated with building block 1 reflected in the adjustment to the region’s coal emissions, the region’s fossil steam emission rate drops below its baseline value.  Note that the fossil steam rate reflects the aggregation of both coal and OG steam data.  This is not the final category-specific performance rate, rather it is an adjusted emission rate reflecting the application of building block 1 before moving on to the remaining building blocks.  "]
[]
[]
[]
[]
[]
[]
[]
[]
[]
[null,null,null,null,null,null,null,null,"Adjusted Fossil Steam Rate Reflecting Building Block 1"]
[null,null,null,null,null,null,null,null,null,null,null,"Baseline Coal",null,null,null,null,null,"Baseline OG Steam",null,null,null,null,null,"Baseline Fossil Steam",null,null,null,null,"BB1"]
[null,null,null,null,null,null,null,null,"Inter-connection",null,null,"Emissions (1000 short tons)",null,null,"Generation (GWh)",null,null,"Emissions (1000 short tons)",null,null,"Generation (GWh)",null,null,"Emission Rate (lbs/MWh)",null,null,null,null,"BB1 HRI Level",null,null,"Post BB1 Coal Emissions (1000 short tons)",null,null,"Fossil Steam Emission Rate Post BB1 (lbs/MWh)"]
[]
[]
[null,null,null,null,null,null,null,null,"Eastern",null,null,{"$f":"'Appendix 4 - Category-spec calc'!B13/1000","v":1356066.3658878317},null,null,{"$f":"'Appendix 4 - Category-spec calc'!C13/1000","v":1230447.7946385269},null,null,{"$f":"'Appendix 4 - Category-spec calc'!F13/1000","v":52979.258739159988},null,null,{"$f":"'Appendix 4 - Category-spec calc'!G13/1000","v":74240.802177999998},null,null,{"$f":"(L20+R20)*1000*2000/((O20+U20)*1000)","v":2159.9723153327136},null,null,null,null,4.2999999999999997E-2,null,null,{"$f":"L20*(1-AC20)","v":1297755.5121546548},null,null,{"$f":"(AF20+R20)*1000*2000/((O20+U20)*1000)","v":2070.5856925394178}]
[]
[null,null,null,null,null,null,null,"1. GHG Mitigation Measures TSD \n2. See also: CO2 Emission Performance Rate and Goal Computation TSD\n3. Note:  The steps and their resulting data are interim stages that are not used for any other purpose and do not have independent meaning.  They are only used to calculate the ultimate Source Category Specific Rates that are applicable under the Clean Power Plan.   "]
[]
[]
[]
[]
[]
[]
[]
[]
[]
[]
[]
[]
[]
[]
[]
[]
[]
[]
[]
[]
[]
[]
[null,null,null,null,null,null,null,null,null,null,null,null,null,null,null,null,null,null,null,null,null,null,null,null,null,null,null,null,null,null,null,null,null,null,null,null,null,null,null,null,null,null,null,null,null,null,null,null,null,"Coal",null,"NGCC",null,"OG Steam"]
[null,null,null,null,null,null,null,null,null,null,null,null,null,null,null,null,null,null,null,null,null,null,null,null,null,null,null,null,null,null,null,null,null,null,null,null,null,null,null,null,null,null,null,null,null,null,null,null,null,"Emissions (tons)","Gen (MWh)","Emissions (tons)","Gen(MWh)","Emissions (tons)","Gen(MWh)"]
[null,null,null,null,null,null,null,null,null,null,null,null,null,null,null,null,null,null,null,null,null,null,null,null,null,null,null,null,null,null,null,null,null,null,null,null,null,null,null,null,null,null,null,null,null,null,null,null,"Eastern",{"$f":"'Appendix 4 - Category-spec calc'!B13","v":1356066365.8878317},{"$f":"'Appendix 4 - Category-spec calc'!C13","v":1230447794.6385269},{"$f":"'Appendix 4 - Category-spec calc'!D13","v":328219519.39301115},{"$f":"'Appendix 4 - Category-spec calc'!E13","v":734535157.07200003},{"$f":"'Appendix 4 - Category-spec calc'!F13","v":52979258.739159986},{"$f":"'Appendix 4 - Category-spec calc'!G13","v":74240802.178000003},null,null,null,null,{"$f":"'Appendix 4 - Category-spec calc'!H13","v":2070.5856925394182},null,{"$f":"\" = \"& TEXT(BH47,\"###,###,##0\")&\" lbs/MWh\"","v":" = 2,071 lbs/MWh"}]
[null,null,null,null,null,null,null,null,null,null,null,null,null,null,null,null,null,null,null,null,null,null,null,null,null,null,null,null,null,null,null,null,null,null,null,null,null,null,null,null,null,null,null,null,null,null,null,null,"Western",{"$f":"'Appendix 4 - Category-spec calc'!B14","v":229424715.80777794},{"$f":"'Appendix 4 - Category-spec calc'!C14","v":203976917.82768065},{"$f":"'Appendix 4 - Category-spec calc'!D14","v":89135326.653023958},{"$f":"'Appendix 4 - Category-spec calc'!E14","v":198374375.91466182},{"$f":"'Appendix 4 - Category-spec calc'!F14","v":9433180.3000000007},{"$f":"'Appendix 4 - Category-spec calc'!G14","v":13326187},null,null,null,null,{"$f":"'Appendix 4 - Category-spec calc'!H14","v":2154.0417221503221},null,{"$f":"\" = \"& TEXT(BH48,\"###,###,##0\")&\" lbs/MWh\"","v":" = 2,154 lbs/MWh"}]
[null,null,null,null,null,null,null,null,null,null,null,null,null,null,null,null,null,null,null,null,null,null,null,null,null,null,null,null,null,null,null,null,null,null,null,null,null,null,null,null,null,null,null,null,null,null,null,null,"ERCOT",{"$f":"'Appendix 4 - Category-spec calc'!B15","v":129404297.86275788},{"$f":"'Appendix 4 - Category-spec calc'!C15","v":115050132.40000001},{"$f":"'Appendix 4 - Category-spec calc'!D15","v":65236948.462444693},{"$f":"'Appendix 4 - Category-spec calc'!E15","v":137182895.18000007},{"$f":"'Appendix 4 - Category-spec calc'!F15","v":5835640.9800000014},{"$f":"'Appendix 4 - Category-spec calc'!G15","v":8331348},null,null,null,null,{"$f":"'Appendix 4 - Category-spec calc'!H15","v":2143.9788137266414},null," = 2,144 lbs/MWh"]
[]
[null,null,null,null,null,null,null,null,null,null,null,null,null,null,null,null,null,null,null,null,null,null,null,null,null,null,null,null,null,null,null,null,null,null,null,null,null,null,null,null,null,null,null,null,null,null,null,null,null,{"$f":"TEXT(AX47,\"###,###,##0\")&\" + \"&TEXT(BB47,\"###,###,##0\")&\" tons\"","v":"1,356,066,366 + 52,979,259 tons"},null,null,null,null,null,null,null,null,{"$f":"TEXT(AY47/1000,\"###,###,##0\")&\" + \"&TEXT(BC47/1000,\"###,###,##0\")&\" GWh\"","v":"1,230,448 + 74,241 GWh"}]
[null,null,null,null,null,null,null,null,null,null,null,null,null,null,null,null,null,null,null,null,null,null,null,null,null,null,null,null,null,null,null,null,null,null,null,null,null,null,null,null,null,null,null,null,null,null,null,null,null,{"$f":"TEXT(AX48,\"###,###,##0\")&\" + \"&TEXT(BB48,\"###,###,##0\")&\" tons\"","v":"229,424,716 + 9,433,180 tons"},null,null,null,null,null,null,null,null,{"$f":"TEXT(AY48/1000,\"###,###,##0\")&\" + \"&TEXT(BC48/1000,\"###,###,##0\")&\" GWh\"","v":"203,977 + 13,326 GWh"}]
[null,null,null,null,null,null,null,null,null,null,null,null,null,null,null,null,null,null,null,null,null,null,null,null,null,null,null,null,null,null,null,null,null,null,null,null,null,null,null,null,null,null,null,null,null,null,null,null,null,"129,404,298 + 5,835,641 tons",null,null,null,null,null,null,null,null,"115,050 + 8,331 GWh"]
[]
[]
[]
[]
[null,null,null,null,null,null,null,null,null,null,null,null,null,null,null,null,null,null,null,null,null,null,null,null,null,null,null,null,null,null,null,null,null,null,null,null,null,null,null,null,null,null,null,null,null,null,null,null,null,{"$f":"TEXT(AZ47,\"###,###,##0\")&\" tons\"","v":"328,219,519 tons"},null,null,null,null,null,null,null,null,{"$f":"TEXT(BA47/1000,\"###,###,##0\")&\" GWh\"","v":"734,535 GWh"}]
[null,null,null,null,null,null,null,null,null,null,null,null,null,null,null,null,null,null,null,null,null,null,null,null,null,null,null,null,null,null,null,null,null,null,null,null,null,null,null,null,null,null,null,null,null,null,null,null,null,{"$f":"TEXT(AZ48,\"###,###,##0\")&\" tons\"","v":"89,135,327 tons"},null,null,null,null,null,null,null,null,{"$f":"TEXT(BA48/1000,\"###,###,##0\")&\" GWh\"","v":"198,374 GWh"}]
[null,null,null,null,null,null,null,null,null,null,null,null,null,null,null,null,null,null,null,null,null,null,null,null,null,null,null,null,null,null,null,null,null,null,null,null,null,null,null,null,null,null,null,null,null,null,null,null,null,"65,236,948 tons",null,null,null,null,null,null,null,null,"137,183 GWh"]

{"sheet":"SCSR Step 5","index":7,"n_rows":56,"n_cols":71,"rows_kept":56,"cut":false,"hidden":false,"merged":[[14,9,16,11],[14,12,16,14],[14,15,16,17],[14,18,16,20],[12,9,12,38],[13,9,13,11],[13,12,13,17],[13,18,13,38],[14,36,16,38],[14,24,16,26],[14,27,16,29],[14,30,16,32],[14,21,16,23],[14,33,16,35],[2,7,3,38],[2,44,3,75],[10,50,10,52],[10,47,10,49],[10,53,10,55],[10,56,10,58],[9,45,9,61],[4,8,11,41],[17,9,17,11],[21,44,23,79],[17,12,17,14],[17,15,17,17],[17,18,17,20],[17,21,17,23],[17,24,17,26],[17,27,17,29],[17,30,17,32],[17,36,17,38],[17,33,17,35],[21,7,24,42]]}
[]
[null,"Clean Power Plan Goal Calculation Viewer"]
[null,null,null,null,null,null,null,"Step 5: Calculate regional fossil steam and NGCC generation levels resulting from building block 3 (incremental renewable energy (RE) generation)",null,null,null,null,null,null,null,null,null,null,null,null,null,null,null,null,null,null,null,null,null,null,null,null,null,null,null,null,null,null,null,null,null,null,null,null,"Step 5: Calculate regional fossil steam and NGCC generation levels resulting from building block 3 (incremental renewable energy (RE) generation)"]
[]
[null,null,null,null,null,null,null,null,"Building Block 3 is based on lower-emitting generation replacing higher emitting generation.[1,2]  All incremental building block 3 RE is assumed to emit zero tons of CO2. EPA uses building block 3 incremental generation to replace existing fossil generation from the baseline levels.  The replacement impact on each technology category is estimated on a pro-rata basis. Incremental BB3 generation is identified and then apportioned to replace either fossil steam or NGCC generation, based on the share of baseline generation each technology category represents. "]
[]
[]
[]
[]
[null,null,null,null,null,null,null,null,null,null,null,null,null,null,null,null,null,null,null,null,null,null,null,null,null,null,null,null,null,null,null,null,null,null,null,null,null,null,null,null,null,null,null,null,null,"Select a region/year below to view calculation for that combination"]
[null,null,null,null,null,null,null,null,null,null,null,null,null,null,null,null,null,null,null,null,null,null,null,null,null,null,null,null,null,null,null,null,null,null,null,null,null,null,null,null,null,null,null,null,null,null,null,"Region: ",null,null,"Eastern",null,null,"Year: ",null,null,2030,null,null,null,null,null,null,null,null,null,null,null,null,null," "]
[]
[null,null,null,null,null,null,null,null,null,"Adjusted Fossil Steam and NGCC Generation Reflecting Replacement by BB3 Generation, 2030"]
[null,null,null,null,null,null,null,null,null,null,null,null,"Baseline Generation",null,null,null,null,null,"BB3"]
[null,null,null,null,null,null,null,null,null,"Inter-connection",null,null,"Fossil Steam Net Generation (GWh)",null,null,"NGCC Net Generation (GWh)",null,null,"Fossil Steam Share of Total Fossil Gen.",null,null,"NGCC Share of Total Fossil Gen",null,null,"Potential BB3 (GWh)",null,null,"Remaining Fossil Steam (GWh)",null,null,"Remaining NGCC Gen (GWh)",null,null,"BB3 Replacing Fossil Steam (GWh)",null,null,"BB3 Replacing NGCC (GWh)",null,null,null,null,null,null,null,null,null,null,null,null," = 1,304,689 - (438,445 * 64%) = 1,024,173 GWh"]
[]
[null,null,null,null,null,null,null,null,null,null,null,null,null,null,null,null,null,null,null,null,null,null,null,null,null,null,null,null,null,null,null,null,null,null,null,null,null,null,null,null,null,null,null,null,null,null,null,null,null," = 734,535 - (438,445 * 36%) = 576,606 GWh"]
[null,null,null,null,null,null,null,null,null,"Eastern",null,null,{"$f":"'Appendix 4 - Category-spec calc'!J13/1000","v":1304688.596816527},null,null,{"$f":"'Appendix 4 - Category-spec calc'!K13/1000","v":734535.15707199997},null,null,{"$f":"'Appendix 4 - Category-spec calc'!L13","v":0.63979668456129946},null,null,{"$f":"'Appendix 4 - Category-spec calc'!M13","v":0.36020331543870049},null,null,{"$f":"'Appendix 4 - Category-spec calc'!N13/1000","v":438444.69972133188},null,null,{"$f":"'Appendix 4 - Category-spec calc'!O13/1000","v":1024173.1315713442},null,null,{"$f":"'Appendix 4 - Category-spec calc'!P13/1000","v":576605.92259585077},null,null,{"$f":"'Appendix 4 - Category-spec calc'!Q13/1000","v":280515.46524518263},null,null,{"$f":"'Appendix 4 - Category-spec calc'!R13/1000","v":157929.2344761492}]
[]
[]
[]
[null,null,null,null,null,null,null,"1. The GHG Mitigation Measures TSD describes how the incremental RE generation potential for each region was derived.  As explained in the TSD, the BB3 potential is defined as only incremental RE generation (incremental relative to 2012 levels).  Therefore the computation of category-specific performance rates and state goals for the final rule only reflect this incremental RE total.\n2. See also: CO2 Emission Performance Rate and Goal Computation TSD; See also: CPP final rule preamble section V.E on BB3\n3. Note:  The steps and their resulting data are interim stages that are not used for any other purpose and do not have independent meaning.\nThey are only used to calculate the ultimate Source Category Specific Rates that are applicable under the Clean Power Plan.  "]
[]
[]
[]
[]
[]
[]
[]
[]
[]
[]
[]
[]
[]
[]
[]
[]
[]
[]
[]
[null,null,null,null,null,null,null,null,null,null,null,null,null,null,null,null,null,null,null,null,null,null,null,null,null,null,null,null,null,null,null,null,null,null,null,null,null,null,null,null,null,null,null,null,null,null,null,{"$f":"BE11&\" \"&AY11&\" Fossil Steam Generation\"","v":"2030 Eastern Fossil Steam Generation"},null,null,null,null,null,null,null,null,null,null,{"$f":"BE11&\" \"&AY11&\" NGCC Generation\"","v":"2030 Eastern NGCC Generation"}]
[null,null,null,null,null,null,null,null,null,null,null,null,null,null,null,null,null,null,null,null,null,null,null,null,null,null,null,null,null,null,null,null,null,null,null,null,null,null,null,null,null,null,null,null,null,null,null,{"$f":"\"= \"& TEXT(INDEX('Appendix 4 - Category-spec calc'!$A$1:$Z$90,VLOOKUP($BE$11,$AT$48:$AU$56,2,0)+VLOOKUP($AY$11,$AX$48:$AY$50,2,0),10)/1000,\"###,###,###\")","v":"= 1,304,689"},null,null,null,null,null,null,null,null,null,null,{"$f":"\"= \"& TEXT(INDEX('Appendix 4 - Category-spec calc'!$A$1:$Z$90,VLOOKUP($BE$11,$AT$48:$AU$56,2,0)+VLOOKUP($AY$11,$AX$48:$AY$50,2,0),11)/1000,\"###,###,###\")","v":"= 734,535"}]
[null,null,null,null,null,null,null,null,null,null,null,null,null,null,null,null,null,null,null,null,null,null,null,null,null,null,null,null,null,null,null,null,null,null,null,null,null,null,null,null,null,null,null,null,null,null,null,{"$f":"\" - (\"&TEXT(INDEX('Appendix 4 - Category-spec calc'!$A$1:$Z$90,VLOOKUP($BE$11,$AT$48:$AU$56,2,0)+VLOOKUP($AY$11,$AX$48:$AY$50,2,0),14)/1000,\"###,###,###\")&\" * \" &TEXT(INDEX('Appendix 4 - Category-spec calc'!$A$1:$Z$90,VLOOKUP($BE$11,$AT$48:$AU$56,2,0)+VLOOKUP($AY$11,$AX$48:$AY$50,2,0),12)*100,\"###\")&\"%)\"","v":" - (438,445 * 64%)"},null,null,null,null,null,null,null,null,null,null,{"$f":"\" - (\"&TEXT(INDEX('Appendix 4 - Category-spec calc'!$A$1:$Z$90,VLOOKUP($BE$11,$AT$48:$AU$56,2,0)+VLOOKUP($AY$11,$AX$48:$AY$50,2,0),14)/1000,\"###,###,###\")&\" * \" &TEXT(INDEX('Appendix 4 - Category-spec calc'!$A$1:$Z$90,VLOOKUP($BE$11,$AT$48:$AU$56,2,0)+VLOOKUP($AY$11,$AX$48:$AY$50,2,0),13)*100,\"###\")&\"%)\"","v":" - (438,445 * 36%)"}]
[null,null,null,null,null,null,null,null,null,null,null,null,null,null,null,null,null,null,null,null,null,null,null,null,null,null,null,null,null,null,null,null,null,null,null,null,null,null,null,null,null,null,null,null,null,null,null,{"$f":"\" = \"&TEXT(INDEX('Appendix 4 - Category-spec calc'!$A$1:$Z$90,VLOOKUP($BE$11,$AT$48:$AU$56,2,0)+VLOOKUP($AY$11,$AX$48:$AY$50,2,0),15)/1000,\"###,###,###\")&\" GWh\"","v":" = 1,024,173 GWh"},null,null,null,null,null,null,null,null,null,null,{"$f":"\" = \"&TEXT(INDEX('Appendix 4 - Category-spec calc'!$A$1:$Z$90,VLOOKUP($BE$11,$AT$48:$AU$56,2,0)+VLOOKUP($AY$11,$AX$48:$AY$50,2,0),16)/1000,\"###,###,###\")&\" GWh\"","v":" = 576,606 GWh"}]
[]
[null,null,null,null,null,null,null,null,null,null,null,null,null,null,null,null,null,null,null,null,null,null,null,null,null,null,null,null,null,null,null,null,null,null,null,null,null,null,null,null,null,null,null,null,null,"year","row",null,null,"region","row add"]
[null,null,null,null,null,null,null,null,null,null,null,null,null,null,null,null,null,null,null,null,null,null,null,null,null,null,null,null,null,null,null,null,null,null,null,null,null,null,null,null,null,null,null,null,null,2022,88,null,null,"Eastern",0]
[null,null,null,null,null,null,null,null,null,null,null,null,null,null,null,null,null,null,null,null,null,null,null,null,null,null,null,null,null,null,null,null,null,null,null,null,null,null,null,null,null,null,null,null,null,2023,79,null,null,"Western",1]
[null,null,null,null,null,null,null,null,null,null,null,null,null,null,null,null,null,null,null,null,null,null,null,null,null,null,null,null,null,null,null,null,null,null,null,null,null,null,null,null,null,null,null,null,null,2024,70,null,null,"Texas",2]
[null,null,null,null,null,null,null,null,null,null,null,null,null,null,null,null,null,null,null,null,null,null,null,null,null,null,null,null,null,null,null,null,null,null,null,null,null,null,null,null,null,null,null,null,null,2025,61]
[null,null,null,null,null,null,null,null,null,null,null,null,null,null,null,null,null,null,null,null,null,null,null,null,null,null,null,null,null,null,null,null,null,null,null,null,null,null,null,null,null,null,null,null,null,2026,52]
[null,null,null,null,null,null,null,null,null,null,null,null,null,null,null,null,null,null,null,null,null,null,null,null,null,null,null,null,null,null,null,null,null,null,null,null,null,null,null,null,null,null,null,null,null,2027,42]
[null,null,null,null,null,null,null,null,null,null,null,null,null,null,null,null,null,null,null,null,null,null,null,null,null,null,null,null,null,null,null,null,null,null,null,null,null,null,null,null,null,null,null,null,null,2028,32]
[null,null,null,null,null,null,null,null,null,null,null,null,null,null,null,null,null,null,null,null,null,null,null,null,null,null,null,null,null,null,null,null,null,null,null,null,null,null,null,null,null,null,null,null,null,2029,22]
[null,null,null,null,null,null,null,null,null,null,null,null,null,null,null,null,null,null,null,null,null,null,null,null,null,null,null,null,null,null,null,null,null,null,null,null,null,null,null,null,null,null,null,null,null,2030,13]

{"sheet":"SCSR Step 6","index":8,"n_rows":60,"n_cols":71,"rows_kept":60,"cut":false,"hidden":false,"merged":[[21,7,24,42],[18,46,19,61],[17,13,17,16],[17,17,17,20],[17,21,17,24],[2,44,4,75],[21,44,23,79],[10,45,10,61],[11,47,11,49],[11,50,11,52],[11,53,11,55],[11,56,11,58],[2,7,3,38],[4,8,12,42],[14,10,16,12],[17,10,17,12],[13,10,13,36],[14,13,16,16],[14,17,16,20],[14,21,16,24],[14,25,16,30],[17,25,17,30],[14,31,16,34],[17,31,17,34],[14,35,16,38],[17,35,17,38]]}
[]
[null,"Clean Power Plan Goal Calculation Viewer"]
[null,null,null,null,null,null,null,"Step 6: Calculate regional fossil steam and NGCC generation resulting from building block 2 (incremental NGCC generation)",null,null,null,null,null,null,null,null,null,null,null,null,null,null,null,null,null,null,null,null,null,null,null,null,null,null,null,null,null,null,null,null,null,null,null,null,"Step 6: Calculate regional fossil steam and NGCC generation resulting from building block 2 (incremental NGCC generation)"]
[]
[null,null,null,null,null,null,null,null,"This step of the rate calculation captures the change in source-category generation levels associated with building block 2 potential of 75 percent potential utilization for the NGCC fleet. To do so, the regional NGCC fleet summertime capacity is multiplied by 8,784 hours (the number of hours in the 2012 leap year) and then by 75 percent to determine total potential net NGCC generation at a 75 percent capacity factor. However, this 75 percent capacity factor represents a generation ceiling, and the region’s NGCC generation is only adjusted up to this ceiling to the extent that such NGCC generation increases can replace remaining fossil steam generation.[1]"]
[]
[]
[]
[]
[]
[null,null,null,null,null,null,null,null,null,null,null,null,null,null,null,null,null,null,null,null,null,null,null,null,null,null,null,null,null,null,null,null,null,null,null,null,null,null,null,null,null,null,null,null,null,"Select a region/year below to view calculation for that combination",null,null,null,null,null,null,null,null,null,null,null,null,null,null,null,null,null,null,null,null,null,null,null,null," "]
[null,null,null,null,null,null,null,null,null,null,null,null,null,null,null,null,null,null,null,null,null,null,null,null,null,null,null,null,null,null,null,null,null,null,null,null,null,null,null,null,null,null,null,null,null,null,null,"Region: ",null,null,"Eastern",null,null,"Year: ",null,null,2030]
[]
[null,null,null,null,null,null,null,null,null,null,"Adjusted Fossil Steam and NGCC Generation Reflecting Replacement by BB3 and BB2 Generation, 2030"]
[null,null,null,null,null,null,null,null,null,null,"Inter-connection",null,null,"Remaining Fossil Steam (GWh)",null,null,null,"Remaining NGCC gen (GWh)",null,null,null,"NGCC Potential at 75% CF (GWh)",null,null,null,"Difference between NGCC gen at full BB2 utilization and Post BB3 NGCC levels (GWh)",null,null,null,null,null,"Remaining Fossil Steam (GWh)[2]",null,null,null,"Remaining NGCC Gen (GWh)[2]",null,null,null,null,null,null,null,null,null,null,null,null,null," = 1,024,173 - (987,857 - 576,606) = 612,922 GWh"]
[]
[null,null,null,null,null,null,null,null,null,null,null,null,null,null,null,null,null,null,null,null,null,null,null,null,null,null,null,null,null,null,null,null,null,null,null,null,null,null,null,null,null,null,null,null,null,null,null,null,null," = 576,606 + (1,024,173 - 612,922) = 987,857 GWh"]
[null,null,null,null,null,null,null,null,null,null,"Eastern",null,null,{"$f":"'Appendix 4 - Category-spec calc'!O13/1000","v":1024173.1315713442},null,null,null,{"$f":"'Appendix 4 - Category-spec calc'!P13/1000","v":576605.92259585077},null,null,null,{"$f":"'BB2'!L4/1000","v":987856.76520000002},null,null,null,{"$f":"'Appendix 4 - Category-spec calc'!S13/1000","v":411250.84260414925},null,null,null,null,null,{"$f":"'Appendix 4 - Category-spec calc'!T13/1000","v":612922.28896719508},null,null,null,{"$f":"'Appendix 4 - Category-spec calc'!U13/1000","v":987856.76520000002}]
[null,null,null,null,null,null,null,null,null,null,null,null,null,null,null,null,null,null,null,null,null,null,null,null,null,null,null,null,null,null,null,null,null,null,null,null,null,null,null,null,null,null,null,null,null,null,{"$f":"IF(AV45=\" = 0 GWh\",\"*Potential NGCC Generation exceeds Post BB3 Fossil Steam generation. Fossil Steam Generation reduced to 0 \",\"\")","v":""}]
[]
[]
[null,null,null,null,null,null,null,"1.  The ceiling in the interim period is less than the 75% utilization level.  The BB2 deployment schedule is discussed in greater detail in the GHG Mitigation Measures TSD.\n2. The combined remaining fossil steam and NGCC generation from in this table reflect the remaining fossil steam and NGCC generation total after BB3. \n3. Note:  The steps and their resulting data are interim stages that are not used for any other purpose and do not have independent \nmeaning.  They are only used to calculate the ultimate Source Category Specific Rates that are applicable under the Clean Power Plan.   ",null,null,null,null,null,null,null,null,null,null,null,null,null,null,null,null,null,null,null,null,null,null,null,null,null,null,null,null,null,null,null,null,null,null,null,null,"1. NGCC Maximum Capacity Factor is the lesser of A) 75% or B) the 2012 Regional NGCC generation grown 22% in 2022 and an addition 5% each year thereafter. The Capacity Factor for the chosen Region/Year combination appears in this formula for convenience \n2. If (NGCC Potential at 75 percent CF – Post BB3 NGCC Gen) is greater than post BB3 fossil steam gen, then the fossil steam generation amount is adjusted to zero and the NGCC generation amount is increased by the post BB3 fossil steam generation amount that it replaced. \n3. See also: CO2 Emission Performance Rate and Goal Computation TSD \n4. See also: CPP final rule preamble section V.D on BB2"]
[]
[]
[]
[]
[]
[]
[]
[]
[]
[]
[]
[]
[]
[]
[]
[]
[]
[]
[]
[null,null,null,null,null,null,null,null,null,null,null,null,null,null,null,null,null,null,null,null,null,null,null,null,null,null,null,null,null,null,null,null,null,null,null,null,null,null,null,null,null,null,null,null,null,null,null,{"$f":"BE12&\" \"&AY12&\" Fossil Steam Generation\"","v":"2030 Eastern Fossil Steam Generation"},null,null,null,null,null,null,null,null,null,null,{"$f":"BE12&\" \"&AY12&\" NGCC Generation\"","v":"2030 Eastern NGCC Generation"}]
[null,null,null,null,null,null,null,null,null,null,null,null,null,null,null,null,null,null,null,null,null,null,null,null,null,null,null,null,null,null,null,null,null,null,null,null,null,null,null,null,null,null,null,null,null,null,null,{"$f":"\"= \"& TEXT(INDEX('Appendix 4 - Category-spec calc'!$A$1:$Z$90,VLOOKUP($BE$12,$AV$52:$AW$60,2,0)+VLOOKUP($AY$12,$AZ$52:$BA$54,2,0),15)/1000,\"###,###,##0\")","v":"= 1,024,173"},null,null,null,null,null,null,null,null,null,null,{"$f":"\"= \"& TEXT(INDEX('Appendix 4 - Category-spec calc'!$A$1:$Z$90,VLOOKUP($BE$12,$AV$52:$AW$60,2,0)+VLOOKUP($AY$12,$AZ$52:$BA$54,2,0),16)/1000,\"###,###,##0\")","v":"= 576,606"}]
[null,null,null,null,null,null,null,null,null,null,null,null,null,null,null,null,null,null,null,null,null,null,null,null,null,null,null,null,null,null,null,null,null,null,null,null,null,null,null,null,null,null,null,null,null,null,null,{"$f":"\" - (\"&TEXT(VLOOKUP(IF($AY$12=\"Texas\",\"ERCOT\",$AY$12),'BB2'!$A$4:$L$6,$BE$12-2022+4,0)/1000,\"###,###,##0\")&\" - \" &TEXT(INDEX('Appendix 4 - Category-spec calc'!$A$1:$Z$90,VLOOKUP($BE$12,$AV$52:$AW$60,2,0)+VLOOKUP($AY$12,$AZ$52:$BA$54,2,0),16)/1000,\"###,###,##0\")&\")\"","v":" - (987,857 - 576,606)"},null,null,null,null,null,null,null,null,null,null,{"$f":"\" + (\"&TEXT(INDEX('Appendix 4 - Category-spec calc'!$A$1:$Z$90,VLOOKUP($BE$12,$AV$52:$AW$60,2,0)+VLOOKUP($AY$12,$AZ$52:$BA$54,2,0),15)/1000,\"###,###,##0\")&\" - \" &TEXT(INDEX('Appendix 4 - Category-spec calc'!$A$1:$Z$90,VLOOKUP($BE$12,$AV$52:$AW$60,2,0)+VLOOKUP($AY$12,$AZ$52:$BA$54,2,0),20)/1000,\"###,###,##0\")&\")\"","v":" + (1,024,173 - 612,922)"}]
[null,null,null,null,null,null,null,null,null,null,null,null,null,null,null,null,null,null,null,null,null,null,null,null,null,null,null,null,null,null,null,null,null,null,null,null,null,null,null,null,null,null,null,null,null,null,null,{"$f":"\" = \"&TEXT(INDEX('Appendix 4 - Category-spec calc'!$A$1:$Z$90,VLOOKUP($BE$12,$AV$52:$AW$60,2,0)+VLOOKUP($AY$12,$AZ$52:$BA$54,2,0),20)/1000,\"###,###,##0\")&\" GWh\"","v":" = 612,922 GWh"},null,null,null,null,null,null,null,null,null,null,{"$f":"\" = \"&TEXT(INDEX('Appendix 4 - Category-spec calc'!$A$1:$Z$90,VLOOKUP($BE$12,$AV$52:$AW$60,2,0)+VLOOKUP($AY$12,$AZ$52:$BA$54,2,0),21)/1000,\"###,###,##0\")&\" GWh\"","v":" = 987,857 GWh"}]
[]
[]
[null,null,null,null,null,null,null,null,null,null,null,null,null,null,null,null,null,null,null,null,null,null,null,null,null,null,null,null,null,null,null,null,null,null,null,null,null,null,null,null,null,null,null,null,null,null,null,{"$f":"\"- (NGCC Potential at \"&ROUND(100*VLOOKUP($AY$12,'BB2'!$A$22:$L$24,MATCH($BE$12,'BB2'!$A$21:$L$21,0),0),1)&\"% CF – Post BB3 NGCC Gen)\"","v":"- (NGCC Potential at 75% CF – Post BB3 NGCC Gen)"}]
[]
[]
[null,null,null,null,null,null,null,null,null,null,null,null,null,null,null,null,null,null,null,null,null,null,null,null,null,null,null,null,null,null,null,null,null,null,null,null,null,null,null,null,null,null,null,null,null,null,null,"year","row",null,null,"region","row add"]
[null,null,null,null,null,null,null,null,null,null,null,null,null,null,null,null,null,null,null,null,null,null,null,null,null,null,null,null,null,null,null,null,null,null,null,null,null,null,null,null,null,null,null,null,null,null,null,2022,88,null,null,"Eastern",0]
[null,null,null,null,null,null,null,null,null,null,null,null,null,null,null,null,null,null,null,null,null,null,null,null,null,null,null,null,null,null,null,null,null,null,null,null,null,null,null,null,null,null,null,null,null,null,null,2023,79,null,null,"Western",1]
[null,null,null,null,null,null,null,null,null,null,null,null,null,null,null,null,null,null,null,null,null,null,null,null,null,null,null,null,null,null,null,null,null,null,null,null,null,null,null,null,null,null,null,null,null,null,null,2024,70,null,null,"Texas",2]
[null,null,null,null,null,null,null,null,null,null,null,null,null,null,null,null,null,null,null,null,null,null,null,null,null,null,null,null,null,null,null,null,null,null,null,null,null,null,null,null,null,null,null,null,null,null,null,2025,61]
[null,null,null,null,null,null,null,null,null,null,null,null,null,null,null,null,null,null,null,null,null,null,null,null,null,null,null,null,null,null,null,null,null,null,null,null,null,null,null,null,null,null,null,null,null,null,null,2026,52]
[null,null,null,null,null,null,null,null,null,null,null,null,null,null,null,null,null,null,null,null,null,null,null,null,null,null,null,null,null,null,null,null,null,null,null,null,null,null,null,null,null,null,null,null,null,null,null,2027,42]
[null,null,null,null,null,null,null,null,null,null,null,null,null,null,null,null,null,null,null,null,null,null,null,null,null,null,null,null,null,null,null,null,null,null,null,null,null,null,null,null,null,null,null,null,null,null,null,2028,32]
[null,null,null,null,null,null,null,null,null,null,null,null,null,null,null,null,null,null,null,null,null,null,null,null,null,null,null,null,null,null,null,null,null,null,null,null,null,null,null,null,null,null,null,null,null,null,null,2029,22]
[null,null,null,null,null,null,null,null,null,null,null,null,null,null,null,null,null,null,null,null,null,null,null,null,null,null,null,null,null,null,null,null,null,null,null,null,null,null,null,null,null,null,null,null,null,null,null,2030,13]

{"sheet":"SCSR Step 7","index":9,"n_rows":71,"n_cols":72,"rows_kept":71,"cut":false,"hidden":false,"merged":[[19,49,19,53],[17,49,17,65],[18,49,18,65],[21,7,24,42],[21,44,24,79],[19,32,19,34],[19,38,19,40],[19,35,19,37],[19,10,19,12],[19,41,19,42],[16,20,16,31],[17,7,18,9],[17,10,18,12],[17,13,18,14],[19,13,19,14],[19,29,19,31],[19,15,19,17],[19,20,19,22],[19,7,19,9],[19,18,19,19],[19,26,19,28],[19,23,19,25],[10,45,10,61],[15,49,15,53],[2,44,3,75],[11,47,11,49],[11,50,11,52],[11,53,11,55],[13,49,13,65],[14,49,14,65],[11,56,11,58],[2,7,3,38],[4,7,14,42],[17,29,18,31],[17,32,18,34],[17,35,18,37],[17,38,18,40],[17,41,18,42],[17,15,18,17],[17,18,18,19],[17,20,18,22],[17,23,18,25],[17,26,18,28],[16,38,16,42],[15,7,15,42],[16,32,16,37],[16,7,16,19]]}
[]
[null,"Clean Power Plan Goal Calculation Viewer"]
[null,null,null,null,null,null,null,"Step 7: Determine the adjusted category-specific performance rates for each region reflecting the heat rate improvement and generation shifts.  ",null,null,null,null,null,null,null,null,null,null,null,null,null,null,null,null,null,null,null,null,null,null,null,null,null,null,null,null,null,null,null,null,null,null,null,null,"Step 7: Determine the adjusted category-specific performance rates for each region reflecting the heat rate improvement and generation shifts.  "]
[]
[null,null,null,null,null,null,null,"Combining the adjusted emission rates with the adjusted generation allows EPA to calculate a category-specific adjusted emission rate reflecting\nthe expression of BSER.[1]\n\nFor the regional fossil steam rate, EPA first calculates the numerator (i.e. emissions).  EPA multiplies the fossil steam emission rate from step 4 by the remaining fossil steam generation following step 6. For BB3, all renewable generation is assumed to equal zero, therefore no numerator adjustment was made. EPA also calculates a portion of the NGCC generation in the fossil steam rate reflecting the incremental BB2 potential used;[2]  This level of reassignment is consistent with the maximum amount of incremental generation identified in BB2.  This amount of NGCC generation is multiplied by the NGCC emission rate from step 3 to get the amount of incremental NGCC emissions assigned to the numerator of the fossil steam emission rate as part of BB2. \n\nThese emissions are then divided by the total amount of remaining fossil steam generation, the renewable generation assigned to fossil steam, and the incremental NGCC defined above.  This results in a regional fossil steam emission rate reflective of BSER.\n\nFor the regional NGCC emission rate, EPA performs a similar operation.  The NGCC generation post step six is multiplied by the NGCC baseline emission rate from step 3 to estimate the total amount of NGCC emissions post BB3 and BB2.  These emissions are then divided by the sum of the NGCC generation post step 6 and the amount of BB3 renewable generation assigned to NGCC generation.  This regional NGCC rate reflects the adjusted NGCC rate reflecting BSER. "]
[]
[]
[]
[]
[]
[null,null,null,null,null,null,null,null,null,null,null,null,null,null,null,null,null,null,null,null,null,null,null,null,null,null,null,null,null,null,null,null,null,null,null,null,null,null,null,null,null,null,null,null,null,"Select a region/year below to view calculation for that combination"]
[null,null,null,null,null,null,null,null,null,null,null,null,null,null,null,null,null,null,null,null,null,null,null,null,null,null,null,null,null,null,null,null,null,null,null,null,null,null,null,null,null,null,null,null,null,null,null,"Region: ",null,null,"Eastern",null,null,"Year: ",null,null,2030]
[]
[null,null,null,null,null,null,null,null,null,null,null,null,null,null,null,null,null,null,null,null,null,null,null,null,null,null,null,null,null,null,null,null,null,null,null,null,null,null,null,null,null,null,null,null,null,null,null,null,null," (612,922 GWh * 2,071 lbs/MWh)  + (253,322 GWh * 894lbs/MWh)"]
[null,null,null,null,null,null,null,null,null,null,null,null,null,null,null,null,null,null,null,null,null,null,null,null,null,null,null,null,null,null,null,null,null,null,null,null,null,null,null,null,null,null,null,null,null,null,null,null,null," .253,322 + 612,922 + 280,515 GWh"]
[null,null,null,null,null,null,null,"Adjusted Fossil Steam and NGCC Generation Rates Reflecting all Three Building Blocks",null,null,null,null,null,null,null,null,null,null,null,null,null,null,null,null,null,null,null,null,null,null,null,null,null,null,null,null,null,null,null,null,null,null,null,null,null,null,null,null,null," 1,304 lbs/MWh"]
[null,null,null,null,null,null,null,"Baseline with BB1",null,null,null,null,null,null,null,null,null,null,null,null,"BB3",null,null,null,null,null,null,null,null,null,null,null,"BB2",null,null,null,null,null,"Adjusted Rates"]
[null,null,null,null,null,null,null,"Inter-connection",null,null,"Fossil Steam Rate (lbs/ MWh)",null,null,"NGCC Rate (lbs/ MWh)",null,"Fossil Steam Gen (GWh)",null,null,"NGCC Gen (GWh)",null,"Remaining Fossil Steam (GWh)",null,null,"Remaining NGCC gen (GWh)",null,null,"BB3 Replacing Fossil Steam (GWh)",null,null,"BB3 Replacing NGCC (GWh)",null,null,"Remaining Fossil Steam (GWh)",null,null,"Remaining NGCC Gen (GWh)",null,null,"Fossil Steam Rate (lbs/ MWh)",null,null,"NGCC Rate (lbs/ MWh)",null,null,null,null,null,null,null," (987,857 GWh * 894lbs/MWh)"]
[null,null,null,null,null,null,null,null,null,null,null,null,null,null,null,null,null,null,null,null,null,null,null,null,null,null,null,null,null,null,null,null,null,null,null,null,null,null,null,null,null,null,null,null,null,null,null,null,null," .987,857 + 157,929 GWh"]
[null,null,null,null,null,null,null,"Eastern",null,null,{"$f":"'SCSR Step 4'!AI20","v":2070.5856925394178},null,null,{"$f":"'SCSR Step 3'!AJ16","v":893.67953659660895},null,{"$f":"'Appendix 4 - Category-spec calc'!J13/1000","v":1304688.596816527},null,null,{"$f":"'Appendix 4 - Category-spec calc'!K13/1000","v":734535.15707199997},null,{"$f":"'Appendix 4 - Category-spec calc'!O13/1000","v":1024173.1315713442},null,null,{"$f":"'Appendix 4 - Category-spec calc'!P13/1000","v":576605.92259585077},null,null,{"$f":"'Appendix 4 - Category-spec calc'!Q13/1000","v":280515.46524518263},null,null,{"$f":"'Appendix 4 - Category-spec calc'!R13/1000","v":157929.2344761492},null,null,{"$f":"'Appendix 4 - Category-spec calc'!T13/1000","v":612922.28896719508},null,null,{"$f":"'Appendix 4 - Category-spec calc'!U13/1000","v":987856.76520000002},null,null,{"$f":"ROUNDUP('Appendix 4 - Category-spec calc'!V13,0)","v":1305},null,null,{"$f":"ROUNDUP('Appendix 4 - Category-spec calc'!W13,0)","v":771},null,null,null,null,null,null,null," 770 lbs/MWh"]
[]
[null,null,null,null,null,null,null,"1. In this step, EPA was careful to apportion incremental generation in a manner consistent with the building block levels, and that respected the pro-rata nature of building block three.  See Section VI of the preamble for further explanation.\n2. As described in the preamble section VI and the Federal Plan Proposal, EPA reflected the incremental NGCC generation (and corresponding emissions) in the fossil steam rate source category rate and created a parallel compliance structure for quantifying NGCC ERCs which fossil steam sources may use in compliance.  \n3. See also: CO2 Emission Performance Rate and Goal Computation TSD \n4. See also: CPP final rule preamble section VI",null,null,null,null,null,null,null,null,null,null,null,null,null,null,null,null,null,null,null,null,null,null,null,null,null,null,null,null,null,null,null,null,null,null,null,null,"1. The full NGCC generation (and corresponding emissions) expected under the BSER calculation from that source category is included in the NGCC rate, even though a portion of it is also reflected in the fossil steam rate.   Failing to do so would leave the NGCC sources with a lower rate than what is expected post building block 2 and building block 3 when accounting for all of their generation and block three responsibility.  Keeping the full NGCC generation amount in the NGCC rate recognizes the dual role NGCC has in terms of compliance responsibility as an affected EGU and a mitigation measure under building block two that that can offset fossil steam generation."]
[]
[]
[]
[]
[]
[]
[]
[]
[]
[]
[]
[]
[]
[]
[]
[]
[]
[]
[]
[null,null,null,null,null,null,null,null,null,null,null,null,null,null,null,null,null,null,null,null,null,null,null,null,null,null,null,null,null,null,null,null,null,null,null,null,null,null,null,null,null,null,null,null,null,null,null,{"$f":"BE12&\" \"&AY12&\" Fossil Steam Rate\"","v":"2030 Eastern Fossil Steam Rate"},null,null,null,null,null,null,null,null,null,null,{"$f":"BE12&\" \"&AY12&\" NGCC Rate\"","v":"2030 Eastern NGCC Rate"}]
[null,null,null,null,null,null,null,null,null,null,null,null,null,null,null,null,null,null,null,null,null,null,null,null,null,null,null,null,null,null,null,null,null,null,null,null,null,null,null,null,null,null,null,null,null,null,null,{"$f":"\"(\"&TEXT(INDEX('Appendix 4 - Category-spec calc'!$A$1:$Z$90,VLOOKUP($BE$12,$AV$63:$AW$71,2,0)+VLOOKUP($AY$12,$AZ$63:$BA$65,2,0),20)/1000,\"###,###,##0\")&\" GWh * \"&TEXT(INDEX('Appendix 4 - Category-spec calc'!$A$1:$Z$90,VLOOKUP($BE$12,$AV$63:$AW$71,2,0)+VLOOKUP($AY$12,$AZ$63:$BA$65,2,0),8),\"###,###,##0\")&\" lbs/MWh) \"","v":"(612,922 GWh * 2,071 lbs/MWh) "},null,null,null,null,null,null,null,null,null,null,{"$f":"\"(\"&TEXT(INDEX('Appendix 4 - Category-spec calc'!$A$1:$Z$90,VLOOKUP($BE$12,$AV$63:$AW$71,2,0)+VLOOKUP($AY$12,$AZ$63:$BA$65,2,0),21)/1000,\"###,###,##0\")&\" GWh * \" &TEXT(INDEX('Appendix 4 - Category-spec calc'!$A$1:$Z$90,VLOOKUP($BE$12,$AV$63:$AW$71,2,0)+VLOOKUP($AY$12,$AZ$63:$BA$65,2,0),9),\"###,###,##0\")&\"lbs/MWh)\"","v":"(987,857 GWh * 894lbs/MWh)"},null,null,null,null,null,null,null,null,null,null,null,null,{"$f":"AY12&\" Region Source Category Rates\"","v":"Eastern Region Source Category Rates"}]
[null,null,null,null,null,null,null,null,null,null,null,null,null,null,null,null,null,null,null,null,null,null,null,null,null,null,null,null,null,null,null,null,null,null,null,null,null,null,null,null,null,null,null,null,null,null,null,{"$f":"\" + \"","v":" + "}]
[null,null,null,null,null,null,null,null,null,null,null,null,null,null,null,null,null,null,null,null,null,null,null,null,null,null,null,null,null,null,null,null,null,null,null,null,null,null,null,null,null,null,null,null,null,null,null,{"$f":"\"(\"&TEXT(MAX(0,INDEX('Appendix 4 - Category-spec calc'!$A$1:$Z$90,VLOOKUP($BE$12,$AV$63:$AW$71,2,0)+VLOOKUP($AY$12,$AZ$63:$BA$65,2,0),21)-INDEX('Appendix 4 - Category-spec calc'!$A$1:$Z$90,VLOOKUP($BE$12,$AV$63:$AW$71,2,0)+VLOOKUP($AY$12,$AZ$63:$BA$65,2,0),11))/1000,\"###,###,##0\")&\" GWh * \" &TEXT(INDEX('Appendix 4 - Category-spec calc'!$A$1:$Z$90,VLOOKUP($BE$12,$AV$63:$AW$71,2,0)+VLOOKUP($AY$12,$AZ$63:$BA$65,2,0),9),\"###,###,##0\")&\"lbs/MWh)\"","v":"(253,322 GWh * 894lbs/MWh)"}]
[null,null,null,null,null,null,null,null,null,null,null,null,null,null,null,null,null,null,null,null,null,null,null,null,null,null,null,null,null,null,null,null,null,null,null,null,null,null,null,null,null,null,null,null,null,null,null,null,null,null,null,null,null,null,null,null,null,null,null,null,null,null,null,null,null,null,null,null,null,"Graph Data"]
[null,null,null,null,null,null,null,null,null,null,null,null,null,null,null,null,null,null,null,null,null,null,null,null,null,null,null,null,null,null,null,null,null,null,null,null,null,null,null,null,null,null,null,null,null,null,null,{"$f":"\".\"","v":"."},"<space>",null,null,null,null,null,null,null,null,null,{"$f":"\".\"","v":"."},"<space>",null,null,null,null,null,null,null,null,null,null,"Fossil Steam","NGCC"]
[null,null,null,null,null,null,null,null,null,null,null,null,null,null,null,null,null,null,null,null,null,null,null,null,null,null,null,null,null,null,null,null,null,null,null,null,null,null,null,null,null,null,null,null,null,null,null,{"$f":"TEXT(MAX(0,INDEX('Appendix 4 - Category-spec calc'!$A$1:$Z$90,VLOOKUP($BE$12,$AV$63:$AW$71,2,0)+VLOOKUP($AY$12,$AZ$63:$BA$65,2,0),21)-INDEX('Appendix 4 - Category-spec calc'!$A$1:$Z$90,VLOOKUP($BE$12,$AV$63:$AW$71,2,0)+VLOOKUP($AY$12,$AZ$63:$BA$65,2,0),11))/1000,\"###,###,##0\")","v":"253,322"},null,null,null,null,null,null,null,null,null,null,{"$f":"TEXT(INDEX('Appendix 4 - Category-spec calc'!$A$1:$Z$90,VLOOKUP($BE$12,$AV$63:$AW$71,2,0)+VLOOKUP($AY$12,$AZ$63:$BA$65,2,0),21)/1000,\"###,###,###\")","v":"987,857"},null,null,null,null,null,null,null,null,null,null,2022,{"$f":"INDEX('Appendix 4 - Category-spec calc'!$A$1:$Z$90,VLOOKUP($BR48,$AV$63:$AW$71,2,0)+VLOOKUP($AY$12,$AZ$63:$BA$65,2,0),22)","v":1740.8711676065088},{"$f":"INDEX('Appendix 4 - Category-spec calc'!$A$1:$Z$90,VLOOKUP($BR48,$AV$63:$AW$71,2,0)+VLOOKUP($AY$12,$AZ$63:$BA$65,2,0),23)","v":837.69947502973332}]
[null,null,null,null,null,null,null,null,null,null,null,null,null,null,null,null,null,null,null,null,null,null,null,null,null,null,null,null,null,null,null,null,null,null,null,null,null,null,null,null,null,null,null,null,null,null,null,{"$f":"\" + \"","v":" + "},null,null,null,null,null,null,null,null,null,null,{"$f":"\" + \"","v":" + "},null,null,null,null,null,null,null,null,null,null,{"$f":"BR48+1","v":2023},{"$f":"INDEX('Appendix 4 - Category-spec calc'!$A$1:$Z$90,VLOOKUP($BR49,$AV$63:$AW$71,2,0)+VLOOKUP($AY$12,$AZ$63:$BA$65,2,0),22)","v":1680.5110333716086},{"$f":"INDEX('Appendix 4 - Category-spec calc'!$A$1:$Z$90,VLOOKUP($BR49,$AV$63:$AW$71,2,0)+VLOOKUP($AY$12,$AZ$63:$BA$65,2,0),23)","v":835.60747107923805}]
[null,null,null,null,null,null,null,null,null,null,null,null,null,null,null,null,null,null,null,null,null,null,null,null,null,null,null,null,null,null,null,null,null,null,null,null,null,null,null,null,null,null,null,null,null,null,null,{"$f":"TEXT(INDEX('Appendix 4 - Category-spec calc'!$A$1:$Z$90,VLOOKUP($BE$12,$AV$63:$AW$71,2,0)+VLOOKUP($AY$12,$AZ$63:$BA$65,2,0),20)/1000,\"###,###,##0\")","v":"612,922"},null,null,null,null,null,null,null,null,null,null,{"$f":"TEXT(INDEX('Appendix 4 - Category-spec calc'!$A$1:$Z$90,VLOOKUP($BE$12,$AV$63:$AW$71,2,0)+VLOOKUP($AY$12,$AZ$63:$BA$65,2,0),18)/1000,\"###,###,###\")","v":"157,929"},null,null,null,null,null,null,null,null,null,null,{"$f":"BR49+1","v":2024},{"$f":"INDEX('Appendix 4 - Category-spec calc'!$A$1:$Z$90,VLOOKUP($BR50,$AV$63:$AW$71,2,0)+VLOOKUP($AY$12,$AZ$63:$BA$65,2,0),22)","v":1591.6155998228342},{"$f":"INDEX('Appendix 4 - Category-spec calc'!$A$1:$Z$90,VLOOKUP($BR50,$AV$63:$AW$71,2,0)+VLOOKUP($AY$12,$AZ$63:$BA$65,2,0),23)","v":827.80435055752957}]
[null,null,null,null,null,null,null,null,null,null,null,null,null,null,null,null,null,null,null,null,null,null,null,null,null,null,null,null,null,null,null,null,null,null,null,null,null,null,null,null,null,null,null,null,null,null,null,{"$f":"\" + \"","v":" + "},null,null,null,null,null,null,null,null,null,null,{"$f":"\" GWh\"","v":" GWh"},null,null,null,null,null,null,null,null,null,null,2025,{"$f":"INDEX('Appendix 4 - Category-spec calc'!$A$1:$Z$90,VLOOKUP($BR51,$AV$63:$AW$71,2,0)+VLOOKUP($AY$12,$AZ$63:$BA$65,2,0),22)","v":1546.3088591110168},{"$f":"INDEX('Appendix 4 - Category-spec calc'!$A$1:$Z$90,VLOOKUP($BR51,$AV$63:$AW$71,2,0)+VLOOKUP($AY$12,$AZ$63:$BA$65,2,0),23)","v":817.6688226297141}]
[null,null,null,null,null,null,null,null,null,null,null,null,null,null,null,null,null,null,null,null,null,null,null,null,null,null,null,null,null,null,null,null,null,null,null,null,null,null,null,null,null,null,null,null,null,null,null,{"$f":"TEXT(INDEX('Appendix 4 - Category-spec calc'!$A$1:$Z$90,VLOOKUP($BE$12,$AV$63:$AW$71,2,0)+VLOOKUP($AY$12,$AZ$63:$BA$65,2,0),17)/1000,\"###,###,##0\")","v":"280,515"},null,null,null,null,null,null,null,null,null,null,null,null,null,null,null,null,null,null,null,null,null,2026,{"$f":"INDEX('Appendix 4 - Category-spec calc'!$A$1:$Z$90,VLOOKUP($BR52,$AV$63:$AW$71,2,0)+VLOOKUP($AY$12,$AZ$63:$BA$65,2,0),22)","v":1500.0035914996142},{"$f":"INDEX('Appendix 4 - Category-spec calc'!$A$1:$Z$90,VLOOKUP($BR52,$AV$63:$AW$71,2,0)+VLOOKUP($AY$12,$AZ$63:$BA$65,2,0),23)","v":807.77848872837535}]
[null,null,null,null,null,null,null,null,null,null,null,null,null,null,null,null,null,null,null,null,null,null,null,null,null,null,null,null,null,null,null,null,null,null,null,null,null,null,null,null,null,null,null,null,null,null,null,{"$f":"\" GWh\"","v":" GWh"},null,null,null,null,null,null,null,null,null,null,null,null,null,null,null,null,null,null,null,null,null,2027,{"$f":"INDEX('Appendix 4 - Category-spec calc'!$A$1:$Z$90,VLOOKUP($BR53,$AV$63:$AW$71,2,0)+VLOOKUP($AY$12,$AZ$63:$BA$65,2,0),22)","v":1452.6664189891246},{"$f":"INDEX('Appendix 4 - Category-spec calc'!$A$1:$Z$90,VLOOKUP($BR53,$AV$63:$AW$71,2,0)+VLOOKUP($AY$12,$AZ$63:$BA$65,2,0),23)","v":798.12455775704575}]
[null,null,null,null,null,null,null,null,null,null,null,null,null,null,null,null,null,null,null,null,null,null,null,null,null,null,null,null,null,null,null,null,null,null,null,null,null,null,null,null,null,null,null,null,null,null,null,null,null,null,null,null,null,null,null,null,null,null,null,null,null,null,null,null,null,null,null,null,null,2028,{"$f":"INDEX('Appendix 4 - Category-spec calc'!$A$1:$Z$90,VLOOKUP($BR54,$AV$63:$AW$71,2,0)+VLOOKUP($AY$12,$AZ$63:$BA$65,2,0),22)","v":1404.2624591713807},{"$f":"INDEX('Appendix 4 - Category-spec calc'!$A$1:$Z$90,VLOOKUP($BR54,$AV$63:$AW$71,2,0)+VLOOKUP($AY$12,$AZ$63:$BA$65,2,0),23)","v":788.69865391298231}]
[null,null,null,null,null,null,null,null,null,null,null,null,null,null,null,null,null,null,null,null,null,null,null,null,null,null,null,null,null,null,null,null,null,null,null,null,null,null,null,null,null,null,null,null,null,null,null,{"$f":"TEXT(INDEX('Appendix 4 - Category-spec calc'!$A$1:$Z$90,VLOOKUP($BE$12,$AV$63:$AW$71,2,0)+VLOOKUP($AY$12,$AZ$63:$BA$65,2,0),22),\"###,###,##0\")&\" lbs/MWh\"","v":"1,304 lbs/MWh"},null,null,null,null,null,null,null,null,null,null,{"$f":"TEXT(INDEX('Appendix 4 - Category-spec calc'!$A$1:$Z$90,VLOOKUP($BE$12,$AV$63:$AW$71,2,0)+VLOOKUP($AY$12,$AZ$63:$BA$65,2,0),23),\"###,###,###\")&\" lbs/MWh\"","v":"770 lbs/MWh"},null,null,null,null,null,null,null,null,null,null,2029,{"$f":"INDEX('Appendix 4 - Category-spec calc'!$A$1:$Z$90,VLOOKUP($BR55,$AV$63:$AW$71,2,0)+VLOOKUP($AY$12,$AZ$63:$BA$65,2,0),22)","v":1354.7552395054881},{"$f":"INDEX('Appendix 4 - Category-spec calc'!$A$1:$Z$90,VLOOKUP($BR55,$AV$63:$AW$71,2,0)+VLOOKUP($AY$12,$AZ$63:$BA$65,2,0),23)","v":779.49279245017487}]
[null,null,null,null,null,null,null,null,null,null,null,null,null,null,null,null,null,null,null,null,null,null,null,null,null,null,null,null,null,null,null,null,null,null,null,null,null,null,null,null,null,null,null,null,null,null,null,null,null,null,null,null,null,null,null,null,null,null,null,null,null,null,null,null,null,null,null,null,null,2030,{"$f":"INDEX('Appendix 4 - Category-spec calc'!$A$1:$Z$90,VLOOKUP($BR56,$AV$63:$AW$71,2,0)+VLOOKUP($AY$12,$AZ$63:$BA$65,2,0),22)","v":1304.1066056645236},{"$f":"INDEX('Appendix 4 - Category-spec calc'!$A$1:$Z$90,VLOOKUP($BR56,$AV$63:$AW$71,2,0)+VLOOKUP($AY$12,$AZ$63:$BA$65,2,0),23)","v":770.49935712016725}]
[]
[]
[]
[]
[]
[null,null,null,null,null,null,null,null,null,null,null,null,null,null,null,null,null,null,null,null,null,null,null,null,null,null,null,null,null,null,null,null,null,null,null,null,null,null,null,null,null,null,null,null,null,null,null,"year","row",null,null,"region","row add"]
[null,null,null,null,null,null,null,null,null,null,null,null,null,null,null,null,null,null,null,null,null,null,null,null,null,null,null,null,null,null,null,null,null,null,null,null,null,null,null,null,null,null,null,null,null,null,null,2022,88,null,null,"Eastern",0]
[null,null,null,null,null,null,null,null,null,null,null,null,null,null,null,null,null,null,null,null,null,null,null,null,null,null,null,null,null,null,null,null,null,null,null,null,null,null,null,null,null,null,null,null,null,null,null,2023,79,null,null,"Western",1]
[null,null,null,null,null,null,null,null,null,null,null,null,null,null,null,null,null,null,null,null,null,null,null,null,null,null,null,null,null,null,null,null,null,null,null,null,null,null,null,null,null,null,null,null,null,null,null,2024,70,null,null,"Texas",2]
[null,null,null,null,null,null,null,null,null,null,null,null,null,null,null,null,null,null,null,null,null,null,null,null,null,null,null,null,null,null,null,null,null,null,null,null,null,null,null,null,null,null,null,null,null,null,null,2025,61]
[null,null,null,null,null,null,null,null,null,null,null,null,null,null,null,null,null,null,null,null,null,null,null,null,null,null,null,null,null,null,null,null,null,null,null,null,null,null,null,null,null,null,null,null,null,null,null,2026,52]
[null,null,null,null,null,null,null,null,null,null,null,null,null,null,null,null,null,null,null,null,null,null,null,null,null,null,null,null,null,null,null,null,null,null,null,null,null,null,null,null,null,null,null,null,null,null,null,2027,42]
[null,null,null,null,null,null,null,null,null,null,null,null,null,null,null,null,null,null,null,null,null,null,null,null,null,null,null,null,null,null,null,null,null,null,null,null,null,null,null,null,null,null,null,null,null,null,null,2028,32]
[null,null,null,null,null,null,null,null,null,null,null,null,null,null,null,null,null,null,null,null,null,null,null,null,null,null,null,null,null,null,null,null,null,null,null,null,null,null,null,null,null,null,null,null,null,null,null,2029,22]
[null,null,null,null,null,null,null,null,null,null,null,null,null,null,null,null,null,null,null,null,null,null,null,null,null,null,null,null,null,null,null,null,null,null,null,null,null,null,null,null,null,null,null,null,null,null,null,2030,13]

{"sheet":"SCSR Step 8","index":10,"n_rows":64,"n_cols":63,"rows_kept":64,"cut":false,"hidden":false,"merged":[[4,8,10,39],[2,7,3,38],[2,44,3,75],[41,55,41,57],[41,58,41,60],[21,7,23,42],[21,44,23,79],[16,45,19,78],[15,12,15,13],[15,14,15,15],[15,16,15,17],[15,18,15,19],[13,20,13,21],[14,26,14,27],[14,28,14,29],[14,30,14,33],[13,12,13,13],[13,14,13,15],[13,16,13,17],[13,18,13,19],[13,22,13,23],[13,24,13,25],[13,26,13,27],[13,28,13,29],[14,16,14,17],[14,18,14,19],[14,20,14,21],[14,22,14,23],[14,24,14,25],[15,30,15,33],[14,34,14,37],[15,34,15,37],[12,34,13,37],[14,8,14,11],[15,8,15,11],[13,8,13,11],[12,8,12,29],[15,20,15,21],[15,22,15,23],[15,24,15,25],[15,26,15,27],[15,28,15,29],[12,30,13,33],[14,12,14,13],[14,14,14,15]]}
[]
[null,"Clean Power Plan Goal Calculation Viewer"]
[null,null,null,null,null,null,null,"Step 8: Identify the least stringent regional rate as the emission performance rate for the technology source category  ",null,null,null,null,null,null,null,null,null,null,null,null,null,null,null,null,null,null,null,null,null,null,null,null,null,null,null,null,null,null,null,null,null,null,null,null,"Step 8: Identify the least stringent regional rate as the emission performance rate for the technology source category  "]
[]
[null,null,null,null,null,null,null,null,"After completing a regional assessment of building block potential impact on source category-specific rates, EPA evaluates the resulting fossil steam and NGCC rate for each region to identify the region with the least stringent emission rate.  The least stringent (i.e., the highest) fossil steam rate and the least stringent NGCC emission rate among the three regions are identified and used to establish the source-category emission performance rates for the Clean Power Plan.\n\nThe completion of the previous steps for each year results in an annual emission performance rate for each source category.[1,2] This results in a set of decreasing annual adjusted emission rates for the years 2022-2029. Once the interim and final rates are determined, EPA rounds any fractional number up to the nearest integer for these two values.  This completes the quantification of BSER and establishes nationwide uniform category-specific rates. "]
[]
[]
[]
[]
[]
[]
[]
[null,null,null,null,null,null,null,null,"Annual Category-Specific Rates",null,null,null,null,null,null,null,null,null,null,null,null,null,null,null,null,null,null,null,null,null,"Interim (avg 2022-2029)",null,null,null,"Final (2030)"]
[null,null,null,null,null,null,null,null,null,null,null,null,2022,null,{"$f":"M14+1","v":2023},null,{"$f":"O14+1","v":2024},null,{"$f":"Q14+1","v":2025},null,{"$f":"S14+1","v":2026},null,{"$f":"U14+1","v":2027},null,{"$f":"W14+1","v":2028},null,{"$f":"Y14+1","v":2029},null,{"$f":"AA14+1","v":2030}]
[null,null,null,null,null,null,null,null,"Fossil Steam",null,null,null,{"$f":"VLOOKUP($I15,'Appendix 4 - Category-spec calc'!$A$4:$L$6,MATCH(M$14,'Appendix 4 - Category-spec calc'!$A$4:$L$4,0),0)","v":1740.8711676065088},null,{"$f":"VLOOKUP($I15,'Appendix 4 - Category-spec calc'!$A$4:$L$6,MATCH(O$14,'Appendix 4 - Category-spec calc'!$A$4:$L$4,0),0)","v":1680.5110333716086},null,{"$f":"VLOOKUP($I15,'Appendix 4 - Category-spec calc'!$A$4:$L$6,MATCH(Q$14,'Appendix 4 - Category-spec calc'!$A$4:$L$4,0),0)","v":1591.6155998228342},null,{"$f":"VLOOKUP($I15,'Appendix 4 - Category-spec calc'!$A$4:$L$6,MATCH(S$14,'Appendix 4 - Category-spec calc'!$A$4:$L$4,0),0)","v":1546.3088591110168},null,{"$f":"VLOOKUP($I15,'Appendix 4 - Category-spec calc'!$A$4:$L$6,MATCH(U$14,'Appendix 4 - Category-spec calc'!$A$4:$L$4,0),0)","v":1500.0035914996142},null,{"$f":"VLOOKUP($I15,'Appendix 4 - Category-spec calc'!$A$4:$L$6,MATCH(W$14,'Appendix 4 - Category-spec calc'!$A$4:$L$4,0),0)","v":1452.6664189891246},null,{"$f":"VLOOKUP($I15,'Appendix 4 - Category-spec calc'!$A$4:$L$6,MATCH(Y$14,'Appendix 4 - Category-spec calc'!$A$4:$L$4,0),0)","v":1404.2624591713807},null,{"$f":"VLOOKUP($I15,'Appendix 4 - Category-spec calc'!$A$4:$L$6,MATCH(AA$14,'Appendix 4 - Category-spec calc'!$A$4:$L$4,0),0)","v":1354.7552395054881},null,{"$f":"VLOOKUP($I15,'Appendix 4 - Category-spec calc'!$A$4:$L$6,MATCH(AC$14,'Appendix 4 - Category-spec calc'!$A$4:$L$4,0),0)","v":1304.1066056645236},null,{"$f":"'Appendix 4 - Category-spec calc'!K5","v":1534},null,null,null,{"$f":"'Appendix 4 - Category-spec calc'!L5","v":1305}]
[null,null,null,null,null,null,null,null,"NGCC",null,null,null,{"$f":"VLOOKUP($I16,'Appendix 4 - Category-spec calc'!$A$4:$L$6,MATCH(M$14,'Appendix 4 - Category-spec calc'!$A$4:$L$4,0),0)","v":897.55100428134244},null,{"$f":"VLOOKUP($I16,'Appendix 4 - Category-spec calc'!$A$4:$L$6,MATCH(O$14,'Appendix 4 - Category-spec calc'!$A$4:$L$4,0),0)","v":877.05490818629266},null,{"$f":"VLOOKUP($I16,'Appendix 4 - Category-spec calc'!$A$4:$L$6,MATCH(Q$14,'Appendix 4 - Category-spec calc'!$A$4:$L$4,0),0)","v":855.01716986922361},null,{"$f":"VLOOKUP($I16,'Appendix 4 - Category-spec calc'!$A$4:$L$6,MATCH(S$14,'Appendix 4 - Category-spec calc'!$A$4:$L$4,0),0)","v":836.15203828209951},null,{"$f":"VLOOKUP($I16,'Appendix 4 - Category-spec calc'!$A$4:$L$6,MATCH(U$14,'Appendix 4 - Category-spec calc'!$A$4:$L$4,0),0)","v":817.32622705636129},null,{"$f":"VLOOKUP($I16,'Appendix 4 - Category-spec calc'!$A$4:$L$6,MATCH(W$14,'Appendix 4 - Category-spec calc'!$A$4:$L$4,0),0)","v":798.12455775704575},null,{"$f":"VLOOKUP($I16,'Appendix 4 - Category-spec calc'!$A$4:$L$6,MATCH(Y$14,'Appendix 4 - Category-spec calc'!$A$4:$L$4,0),0)","v":788.69865391298231},null,{"$f":"VLOOKUP($I16,'Appendix 4 - Category-spec calc'!$A$4:$L$6,MATCH(AA$14,'Appendix 4 - Category-spec calc'!$A$4:$L$4,0),0)","v":779.49279245017487},null,{"$f":"VLOOKUP($I16,'Appendix 4 - Category-spec calc'!$A$4:$L$6,MATCH(AC$14,'Appendix 4 - Category-spec calc'!$A$4:$L$4,0),0)","v":770.49935712016725},null,{"$f":"'Appendix 4 - Category-spec calc'!K6","v":832},null,null,null,{"$f":"'Appendix 4 - Category-spec calc'!L6","v":771}]
[null,null,null,null,null,null,null,null,null,null,null,null,null,null,null,null,null,null,null,null,null,null,null,null,null,null,null,null,null,null,null,null,null,null,null,null,null,null,null,null,null,null,null,null,null,"Regional source-category specific rates for each of three regions 2022-2030. The least stringent (i.e., the highest) fossil steam and NGCC emission rate among the three regions is identified and used to establish the emission performance rates described in Section VI of the Preamble.  Because the least stringent emission rate determines BSER, for the two non-binding regions for each technology source, the amount of BB1, BB2, and BB3 potential assumed in the previous steps reflects only building block potential – not the amount of building block levels assumed in BSER as those potential resulted in rates beyond BSER."]
[]
[]
[]
[]
[null,null,null,null,null,null,null,"1. As described in the GHG Mitigation Measures TSD, the BB2 and BB3 assumed potential changes for each year from 2022 through 2030\n2. The region with the least stringent rate can differ by year.  For the fossil steam rate, the Eastern Interconnection is the limiting region in all years.  For the NGCC rate, the Texas Interconnection is the limiting region for 2022 through 2026, and the Eastern Interconnection is the limiting region for 2027 through 2030."]
[]
[]
[]
[]
[]
[]
[]
[]
[]
[]
[]
[]
[]
[]
[]
[]
[]
[]
[]
[null,null,null,null,null,null,null,null,null,null,null,null,null,null,null,null,null,null,null,null,null,null,null,null,null,null,null,null,null,null,null,null,null,null,null,null,null,null,null,null,null,null,null,null,null,null,null,null,null,null,null,null,null,null,null,"Fossil Steam",null,null,"NGCC"]
[null,null,null,null,null,null,null,null,null,null,null,null,null,null,null,null,null,null,null,null,null,null,null,null,null,null,null,null,null,null,null,null,null,null,null,null,null,null,null,null,null,null,null,null,null,null,null,null,null,null,null,null,null,null,null,"Eastern","Western","Texas","Eastern",null,"Western","Texas"]
[null,null,null,null,null,null,null,null,null,null,null,null,null,null,null,null,null,null,null,null,null,null,null,null,null,null,null,null,null,null,null,null,null,null,null,null,null,null,null,null,null,null,null,null,null,null,null,null,null,null,null,null,null,null,2022,{"$f":"INDEX('Appendix 4 - Category-spec calc'!$A$1:$Z$90,VLOOKUP($BC44,$AW$56:$AX$64,2,0)+VLOOKUP(BD$43,$BA$56:$BB$58,2,0),22)","v":1740.8711676065088},{"$f":"INDEX('Appendix 4 - Category-spec calc'!$A$1:$Z$90,VLOOKUP($BC44,$AW$56:$AX$64,2,0)+VLOOKUP(BE$43,$BA$56:$BB$58,2,0),22)","v":1530.7165527032416},{"$f":"INDEX('Appendix 4 - Category-spec calc'!$A$1:$Z$90,VLOOKUP($BC44,$AW$56:$AX$64,2,0)+VLOOKUP(BF$43,$BA$56:$BB$58,2,0),22)","v":1656.7223785139035},{"$f":"INDEX('Appendix 4 - Category-spec calc'!$A$1:$Z$90,VLOOKUP($BC44,$AW$56:$AX$64,2,0)+VLOOKUP(BG$43,$BA$56:$BB$58,2,0),23)","v":837.69947502973332},null,{"$f":"INDEX('Appendix 4 - Category-spec calc'!$A$1:$Z$90,VLOOKUP($BC44,$AW$56:$AX$64,2,0)+VLOOKUP(BI$43,$BA$56:$BB$58,2,0),23)","v":808.33836227559414},{"$f":"INDEX('Appendix 4 - Category-spec calc'!$A$1:$Z$90,VLOOKUP($BC44,$AW$56:$AX$64,2,0)+VLOOKUP(BJ$43,$BA$56:$BB$58,2,0),23)","v":897.55100428134244}]
[null,null,null,null,null,null,null,null,null,null,null,null,null,null,null,null,null,null,null,null,null,null,null,null,null,null,null,null,null,null,null,null,null,null,null,null,null,null,null,null,null,null,null,null,null,null,null,null,null,null,null,null,null,null,{"$f":"BC44+1","v":2023},{"$f":"INDEX('Appendix 4 - Category-spec calc'!$A$1:$Z$90,VLOOKUP($BC45,$AW$56:$AX$64,2,0)+VLOOKUP(BD$43,$BA$56:$BB$58,2,0),22)","v":1680.5110333716086},{"$f":"INDEX('Appendix 4 - Category-spec calc'!$A$1:$Z$90,VLOOKUP($BC45,$AW$56:$AX$64,2,0)+VLOOKUP(BE$43,$BA$56:$BB$58,2,0),22)","v":1417.5351835361475},{"$f":"INDEX('Appendix 4 - Category-spec calc'!$A$1:$Z$90,VLOOKUP($BC45,$AW$56:$AX$64,2,0)+VLOOKUP(BF$43,$BA$56:$BB$58,2,0),22)","v":1456.8102919192017},{"$f":"INDEX('Appendix 4 - Category-spec calc'!$A$1:$Z$90,VLOOKUP($BC45,$AW$56:$AX$64,2,0)+VLOOKUP(BG$43,$BA$56:$BB$58,2,0),23)","v":835.60747107923805},null,{"$f":"INDEX('Appendix 4 - Category-spec calc'!$A$1:$Z$90,VLOOKUP($BC45,$AW$56:$AX$64,2,0)+VLOOKUP(BI$43,$BA$56:$BB$58,2,0),23)","v":806.35014274564571},{"$f":"INDEX('Appendix 4 - Category-spec calc'!$A$1:$Z$90,VLOOKUP($BC45,$AW$56:$AX$64,2,0)+VLOOKUP(BJ$43,$BA$56:$BB$58,2,0),23)","v":877.05490818629266}]
[null,null,null,null,null,null,null,null,null,null,null,null,null,null,null,null,null,null,null,null,null,null,null,null,null,null,null,null,null,null,null,null,null,null,null,null,null,null,null,null,null,null,null,null,null,null,null,null,null,null,null,null,null,null,{"$f":"BC45+1","v":2024},{"$f":"INDEX('Appendix 4 - Category-spec calc'!$A$1:$Z$90,VLOOKUP($BC46,$AW$56:$AX$64,2,0)+VLOOKUP(BD$43,$BA$56:$BB$58,2,0),22)","v":1591.6155998228342},{"$f":"INDEX('Appendix 4 - Category-spec calc'!$A$1:$Z$90,VLOOKUP($BC46,$AW$56:$AX$64,2,0)+VLOOKUP(BE$43,$BA$56:$BB$58,2,0),22)","v":1213.2146464878265},{"$f":"INDEX('Appendix 4 - Category-spec calc'!$A$1:$Z$90,VLOOKUP($BC46,$AW$56:$AX$64,2,0)+VLOOKUP(BF$43,$BA$56:$BB$58,2,0),22)","v":1204.3910834384415},{"$f":"INDEX('Appendix 4 - Category-spec calc'!$A$1:$Z$90,VLOOKUP($BC46,$AW$56:$AX$64,2,0)+VLOOKUP(BG$43,$BA$56:$BB$58,2,0),23)","v":827.80435055752957},null,{"$f":"INDEX('Appendix 4 - Category-spec calc'!$A$1:$Z$90,VLOOKUP($BC46,$AW$56:$AX$64,2,0)+VLOOKUP(BI$43,$BA$56:$BB$58,2,0),23)","v":792.061838303375},{"$f":"INDEX('Appendix 4 - Category-spec calc'!$A$1:$Z$90,VLOOKUP($BC46,$AW$56:$AX$64,2,0)+VLOOKUP(BJ$43,$BA$56:$BB$58,2,0),23)","v":855.01716986922361}]
[null,null,null,null,null,null,null,null,null,null,null,null,null,null,null,null,null,null,null,null,null,null,null,null,null,null,null,null,null,null,null,null,null,null,null,null,null,null,null,null,null,null,null,null,null,null,null,null,null,null,null,null,null,null,2025,{"$f":"INDEX('Appendix 4 - Category-spec calc'!$A$1:$Z$90,VLOOKUP($BC47,$AW$56:$AX$64,2,0)+VLOOKUP(BD$43,$BA$56:$BB$58,2,0),22)","v":1546.3088591110168},{"$f":"INDEX('Appendix 4 - Category-spec calc'!$A$1:$Z$90,VLOOKUP($BC47,$AW$56:$AX$64,2,0)+VLOOKUP(BE$43,$BA$56:$BB$58,2,0),22)","v":988.36425378870433},{"$f":"INDEX('Appendix 4 - Category-spec calc'!$A$1:$Z$90,VLOOKUP($BC47,$AW$56:$AX$64,2,0)+VLOOKUP(BF$43,$BA$56:$BB$58,2,0),22)","v":915.77316226312689},{"$f":"INDEX('Appendix 4 - Category-spec calc'!$A$1:$Z$90,VLOOKUP($BC47,$AW$56:$AX$64,2,0)+VLOOKUP(BG$43,$BA$56:$BB$58,2,0),23)","v":817.6688226297141},null,{"$f":"INDEX('Appendix 4 - Category-spec calc'!$A$1:$Z$90,VLOOKUP($BC47,$AW$56:$AX$64,2,0)+VLOOKUP(BI$43,$BA$56:$BB$58,2,0),23)","v":779.7393501873994},{"$f":"INDEX('Appendix 4 - Category-spec calc'!$A$1:$Z$90,VLOOKUP($BC47,$AW$56:$AX$64,2,0)+VLOOKUP(BJ$43,$BA$56:$BB$58,2,0),23)","v":836.15203828209951}]
[null,null,null,null,null,null,null,null,null,null,null,null,null,null,null,null,null,null,null,null,null,null,null,null,null,null,null,null,null,null,null,null,null,null,null,null,null,null,null,null,null,null,null,null,null,null,null,null,null,null,null,null,null,null,2026,{"$f":"INDEX('Appendix 4 - Category-spec calc'!$A$1:$Z$90,VLOOKUP($BC48,$AW$56:$AX$64,2,0)+VLOOKUP(BD$43,$BA$56:$BB$58,2,0),22)","v":1500.0035914996142},{"$f":"INDEX('Appendix 4 - Category-spec calc'!$A$1:$Z$90,VLOOKUP($BC48,$AW$56:$AX$64,2,0)+VLOOKUP(BE$43,$BA$56:$BB$58,2,0),22)","v":740.24284285926137},{"$f":"INDEX('Appendix 4 - Category-spec calc'!$A$1:$Z$90,VLOOKUP($BC48,$AW$56:$AX$64,2,0)+VLOOKUP(BF$43,$BA$56:$BB$58,2,0),22)","v":644.78030924326458},{"$f":"INDEX('Appendix 4 - Category-spec calc'!$A$1:$Z$90,VLOOKUP($BC48,$AW$56:$AX$64,2,0)+VLOOKUP(BG$43,$BA$56:$BB$58,2,0),23)","v":807.77848872837535},null,{"$f":"INDEX('Appendix 4 - Category-spec calc'!$A$1:$Z$90,VLOOKUP($BC48,$AW$56:$AX$64,2,0)+VLOOKUP(BI$43,$BA$56:$BB$58,2,0),23)","v":769.11705167531227},{"$f":"INDEX('Appendix 4 - Category-spec calc'!$A$1:$Z$90,VLOOKUP($BC48,$AW$56:$AX$64,2,0)+VLOOKUP(BJ$43,$BA$56:$BB$58,2,0),23)","v":817.32622705636129}]
[null,null,null,null,null,null,null,null,null,null,null,null,null,null,null,null,null,null,null,null,null,null,null,null,null,null,null,null,null,null,null,null,null,null,null,null,null,null,null,null,null,null,null,null,null,null,null,null,null,null,null,null,null,null,2027,{"$f":"INDEX('Appendix 4 - Category-spec calc'!$A$1:$Z$90,VLOOKUP($BC49,$AW$56:$AX$64,2,0)+VLOOKUP(BD$43,$BA$56:$BB$58,2,0),22)","v":1452.6664189891246},{"$f":"INDEX('Appendix 4 - Category-spec calc'!$A$1:$Z$90,VLOOKUP($BC49,$AW$56:$AX$64,2,0)+VLOOKUP(BE$43,$BA$56:$BB$58,2,0),22)","v":553.885130536063},{"$f":"INDEX('Appendix 4 - Category-spec calc'!$A$1:$Z$90,VLOOKUP($BC49,$AW$56:$AX$64,2,0)+VLOOKUP(BF$43,$BA$56:$BB$58,2,0),22)","v":564.10789166985626},{"$f":"INDEX('Appendix 4 - Category-spec calc'!$A$1:$Z$90,VLOOKUP($BC49,$AW$56:$AX$64,2,0)+VLOOKUP(BG$43,$BA$56:$BB$58,2,0),23)","v":798.12455775704575},{"$f":"INDEX('Appendix 4 - Category-spec calc'!$A$1:$Z$90,VLOOKUP($BC49,$AW$56:$AX$64,2,0)+VLOOKUP(BG$43,$BA$56:$BB$58,2,0),23)","v":798.12455775704575},{"$f":"INDEX('Appendix 4 - Category-spec calc'!$A$1:$Z$90,VLOOKUP($BC49,$AW$56:$AX$64,2,0)+VLOOKUP(BI$43,$BA$56:$BB$58,2,0),23)","v":755.54181814493484},{"$f":"INDEX('Appendix 4 - Category-spec calc'!$A$1:$Z$90,VLOOKUP($BC49,$AW$56:$AX$64,2,0)+VLOOKUP(BJ$43,$BA$56:$BB$58,2,0),23)","v":789.36007790176859},{"$f":"INDEX('Appendix 4 - Category-spec calc'!$A$1:$Z$90,VLOOKUP($BC49,$AW$56:$AX$64,2,0)+VLOOKUP(BJ$43,$BA$56:$BB$58,2,0),23)","v":789.36007790176859}]
[null,null,null,null,null,null,null,null,null,null,null,null,null,null,null,null,null,null,null,null,null,null,null,null,null,null,null,null,null,null,null,null,null,null,null,null,null,null,null,null,null,null,null,null,null,null,null,null,null,null,null,null,null,null,2028,{"$f":"INDEX('Appendix 4 - Category-spec calc'!$A$1:$Z$90,VLOOKUP($BC50,$AW$56:$AX$64,2,0)+VLOOKUP(BD$43,$BA$56:$BB$58,2,0),22)","v":1404.2624591713807},{"$f":"INDEX('Appendix 4 - Category-spec calc'!$A$1:$Z$90,VLOOKUP($BC50,$AW$56:$AX$64,2,0)+VLOOKUP(BE$43,$BA$56:$BB$58,2,0),22)","v":495.07663064796958},{"$f":"INDEX('Appendix 4 - Category-spec calc'!$A$1:$Z$90,VLOOKUP($BC50,$AW$56:$AX$64,2,0)+VLOOKUP(BF$43,$BA$56:$BB$58,2,0),22)","v":471.39526154954837},null,{"$f":"INDEX('Appendix 4 - Category-spec calc'!$A$1:$Z$90,VLOOKUP($BC50,$AW$56:$AX$64,2,0)+VLOOKUP(BG$43,$BA$56:$BB$58,2,0),23)","v":788.69865391298231},{"$f":"INDEX('Appendix 4 - Category-spec calc'!$A$1:$Z$90,VLOOKUP($BC50,$AW$56:$AX$64,2,0)+VLOOKUP(BI$43,$BA$56:$BB$58,2,0),23)","v":734.76961151501371},null,{"$f":"INDEX('Appendix 4 - Category-spec calc'!$A$1:$Z$90,VLOOKUP($BC50,$AW$56:$AX$64,2,0)+VLOOKUP(BJ$43,$BA$56:$BB$58,2,0),23)","v":760.04927978101534}]
[null,null,null,null,null,null,null,null,null,null,null,null,null,null,null,null,null,null,null,null,null,null,null,null,null,null,null,null,null,null,null,null,null,null,null,null,null,null,null,null,null,null,null,null,null,null,null,null,null,null,null,null,null,null,2029,{"$f":"INDEX('Appendix 4 - Category-spec calc'!$A$1:$Z$90,VLOOKUP($BC51,$AW$56:$AX$64,2,0)+VLOOKUP(BD$43,$BA$56:$BB$58,2,0),22)","v":1354.7552395054881},{"$f":"INDEX('Appendix 4 - Category-spec calc'!$A$1:$Z$90,VLOOKUP($BC51,$AW$56:$AX$64,2,0)+VLOOKUP(BE$43,$BA$56:$BB$58,2,0),22)","v":430.823359285077},{"$f":"INDEX('Appendix 4 - Category-spec calc'!$A$1:$Z$90,VLOOKUP($BC51,$AW$56:$AX$64,2,0)+VLOOKUP(BF$43,$BA$56:$BB$58,2,0),22)","v":363.72958104148591},null,{"$f":"INDEX('Appendix 4 - Category-spec calc'!$A$1:$Z$90,VLOOKUP($BC51,$AW$56:$AX$64,2,0)+VLOOKUP(BG$43,$BA$56:$BB$58,2,0),23)","v":779.49279245017487},{"$f":"INDEX('Appendix 4 - Category-spec calc'!$A$1:$Z$90,VLOOKUP($BC51,$AW$56:$AX$64,2,0)+VLOOKUP(BI$43,$BA$56:$BB$58,2,0),23)","v":713.0820028826497},null,{"$f":"INDEX('Appendix 4 - Category-spec calc'!$A$1:$Z$90,VLOOKUP($BC51,$AW$56:$AX$64,2,0)+VLOOKUP(BJ$43,$BA$56:$BB$58,2,0),23)","v":729.29446511568619}]
[null,null,null,null,null,null,null,null,null,null,null,null,null,null,null,null,null,null,null,null,null,null,null,null,null,null,null,null,null,null,null,null,null,null,null,null,null,null,null,null,null,null,null,null,null,null,null,null,null,null,null,null,null,null,2030,{"$f":"INDEX('Appendix 4 - Category-spec calc'!$A$1:$Z$90,VLOOKUP($BC52,$AW$56:$AX$64,2,0)+VLOOKUP(BD$43,$BA$56:$BB$58,2,0),22)","v":1304.1066056645236},{"$f":"INDEX('Appendix 4 - Category-spec calc'!$A$1:$Z$90,VLOOKUP($BC52,$AW$56:$AX$64,2,0)+VLOOKUP(BE$43,$BA$56:$BB$58,2,0),22)","v":360.33245879816809},{"$f":"INDEX('Appendix 4 - Category-spec calc'!$A$1:$Z$90,VLOOKUP($BC52,$AW$56:$AX$64,2,0)+VLOOKUP(BF$43,$BA$56:$BB$58,2,0),22)","v":237.17600851796249},null,{"$f":"INDEX('Appendix 4 - Category-spec calc'!$A$1:$Z$90,VLOOKUP($BC52,$AW$56:$AX$64,2,0)+VLOOKUP(BG$43,$BA$56:$BB$58,2,0),23)","v":770.49935712016725},{"$f":"INDEX('Appendix 4 - Category-spec calc'!$A$1:$Z$90,VLOOKUP($BC52,$AW$56:$AX$64,2,0)+VLOOKUP(BI$43,$BA$56:$BB$58,2,0),23)","v":690.41711817312489},null,{"$f":"INDEX('Appendix 4 - Category-spec calc'!$A$1:$Z$90,VLOOKUP($BC52,$AW$56:$AX$64,2,0)+VLOOKUP(BJ$43,$BA$56:$BB$58,2,0),23)","v":696.98622823705296}]
[]
[]
[null,null,null,null,null,null,null,null,null,null,null,null,null,null,null,null,null,null,null,null,null,null,null,null,null,null,null,null,null,null,null,null,null,null,null,null,null,null,null,null,null,null,null,null,null,null,null,null,"year","row",null,null,"region","row add"]
[null,null,null,null,null,null,null,null,null,null,null,null,null,null,null,null,null,null,null,null,null,null,null,null,null,null,null,null,null,null,null,null,null,null,null,null,null,null,null,null,null,null,null,null,null,null,null,null,2022,88,null,null,"Eastern",0]
[null,null,null,null,null,null,null,null,null,null,null,null,null,null,null,null,null,null,null,null,null,null,null,null,null,null,null,null,null,null,null,null,null,null,null,null,null,null,null,null,null,null,null,null,null,null,null,null,2023,79,null,null,"Western",1]
[null,null,null,null,null,null,null,null,null,null,null,null,null,null,null,null,null,null,null,null,null,null,null,null,null,null,null,null,null,null,null,null,null,null,null,null,null,null,null,null,null,null,null,null,null,null,null,null,2024,70,null,null,"Texas",2]
[null,null,null,null,null,null,null,null,null,null,null,null,null,null,null,null,null,null,null,null,null,null,null,null,null,null,null,null,null,null,null,null,null,null,null,null,null,null,null,null,null,null,null,null,null,null,null,null,2025,61]
[null,null,null,null,null,null,null,null,null,null,null,null,null,null,null,null,null,null,null,null,null,null,null,null,null,null,null,null,null,null,null,null,null,null,null,null,null,null,null,null,null,null,null,null,null,null,null,null,2026,52]
[null,null,null,null,null,null,null,null,null,null,null,null,null,null,null,null,null,null,null,null,null,null,null,null,null,null,null,null,null,null,null,null,null,null,null,null,null,null,null,null,null,null,null,null,null,null,null,null,2027,42]
[null,null,null,null,null,null,null,null,null,null,null,null,null,null,null,null,null,null,null,null,null,null,null,null,null,null,null,null,null,null,null,null,null,null,null,null,null,null,null,null,null,null,null,null,null,null,null,null,2028,32]
[null,null,null,null,null,null,null,null,null,null,null,null,null,null,null,null,null,null,null,null,null,null,null,null,null,null,null,null,null,null,null,null,null,null,null,null,null,null,null,null,null,null,null,null,null,null,null,null,2029,22]
[null,null,null,null,null,null,null,null,null,null,null,null,null,null,null,null,null,null,null,null,null,null,null,null,null,null,null,null,null,null,null,null,null,null,null,null,null,null,null,null,null,null,null,null,null,null,null,null,2030,13]

{"sheet":"StateGenMix","index":11,"n_rows":112,"n_cols":25,"rows_kept":112,"cut":false,"hidden":false,"merged":[[11,10,11,17],[2,7,2,38],[2,44,2,75],[21,7,23,42],[21,44,23,79],[4,7,9,40],[10,7,10,23],[11,8,11,9],[13,10,13,18],[14,10,14,18],[12,19,12,23],[12,24,12,28],[13,19,13,23],[14,19,14,23],[13,24,13,28],[14,24,14,28]]}
[]
[null,"Clean Power Plan Goal Calculation Viewer"]
[null,null,null,null,null,null,null,"State Generation Mix"]
[]
[null,null,null,null,null,null,null,"In Step 1 of the rate calculation, the generation by source category is determined for each state and region. In most instances, states are encompassed entirely by a single region. For these states, the state generation mix is simply the total determined in step 1. However, three states, Montana, New Mexico, and Texas, have sources in multiple regions. For these states, the state generation mix is determined by adding the regional components within the state determined in step 1.  [See Appendix 3 for regional data and appendix 5 for sum of state level data]"]
[]
[]
[]
[]
[]
[null,null,null,null,null,null,null,"Select a state below to view the 2012 generation mix for that state"]
[null,null,null,null,null,null,null,null,"State:",null,"Alabama"]
[null,null,null,null,null,null,null,null,null,null,null,null,null,null,null,null,null,null,null,"Generation (MWh)",null,null,null,null,"Percent"]
[null,null,null,null,null,null,null,null,null,null,"2012 Fossil Steam Generation",null,null,null,null,null,null,null,null,{"$f":"VLOOKUP($K$12,'Appendix 5- State Goals'!$B$6:$F$55,2,0)","v":46059839.57},null,null,null,null,{"$f":"VLOOKUP($K$12,'Appendix 5- State Goals'!$B$6:$F$55,4,0)","v":0.46267146213465488}]
[null,null,null,null,null,null,null,null,null,null,"2012 NGCC Generation",null,null,null,null,null,null,null,null,{"$f":"VLOOKUP($K$12,'Appendix 5- State Goals'!$B$6:$F$55,3,0)","v":53492095.959999993},null,null,null,null,{"$f":"VLOOKUP($K$12,'Appendix 5- State Goals'!$B$6:$F$55,5,0)","v":0.53732853786534507}]
[null,null,null,null,null,null,null,null,null,null,null,null,null,null,null,null,null,null,null,"*Note: Data shown is the 2012 adjusted baseline"]
[]
[]
[]
[]
[]
[null,null,null,null,null,null,null,"1. See also: CO2 Emission Performance Rate and Goal Computation TSD \n2. See also: CPP final rule preamble section VI.D.3"]
[]
[]
[]
[]
[]
[]
[]
[]
[]
[]
[]
[]
[]
[]
[]
[]
[]
[]
[]
[]
[]
[]
[]
[]
[]
[]
[]
[]
[]
[]
[]
[]
[]
[]
[]
[]
[]
[]
[]
[]
[null,"Alabama","AL"]
[null,"Arkansas","AR"]
[null,"Arizona","AZ"]
[null,"California","CA"]
[null,"Colorado","CO"]
[null,"Connecticut","CT"]
[null,"Delaware","DE"]
[null,"Florida","FL"]
[null,"Lands of the Fort Mojave Tribe","Fort Mojave"]
[null,"Georgia","GA"]
[null,"Iowa","IA"]
[null,"Idaho","ID"]
[null,"Illinois","IL"]
[null,"Indiana","IN"]
[null,"Kansas","KS"]
[null,"Kentucky","KY"]
[null,"Louisiana","LA"]
[null,"Massachusetts","MA"]
[null,"Maryland","MD"]
[null,"Maine","ME"]
[null,"Michigan","MI"]
[null,"Minnesota","MN"]
[null,"Missouri","MO"]
[null,"Mississippi","MS"]
[null,"Montana","MT"]
[null,"Lands of the Navajo Nation","Navajo"]
[null,"North Carolina","NC"]
[null,"North Dakota","ND"]
[null,"Nebraska","NE"]
[null,"New Hampshire","NH"]
[null,"New Jersey","NJ"]
[null,"New Mexico","NM"]
[null,"Nevada","NV"]
[null,"New York","NY"]
[null,"Ohio","OH"]
[null,"Oklahoma","OK"]
[null,"Oregon","OR"]
[null,"Pennsylvania","PA"]
[null,"Rhode Island","RI"]
[null,"South Carolina","SC"]
[null,"South Dakota","SD"]
[null,"Tennessee","TN"]
[null,"Texas","TX"]
[null,"Lands of the Uintah and Ouray Reservation","UTE"]
[null,"Utah","UT"]
[null,"Virginia","VA"]
[null,"Washington","WA"]
[null,"Wisconsin","WI"]
[null,"West Virginia","WV"]
[null,"Wyoming","WY"]

{"sheet":"State Goal Rates","index":12,"n_rows":112,"n_cols":35,"rows_kept":112,"cut":false,"hidden":false,"merged":[[13,12,13,26],[14,12,14,23],[21,7,23,42],[21,44,23,79],[45,9,45,23],[2,7,2,38],[2,44,2,75],[3,8,6,39],[10,8,10,24],[11,7,11,8],[11,17,11,18],[11,19,11,21],[11,11,11,16]]}
[]
[null,"Clean Power Plan Goal Calculation Viewer"]
[null,null,null,null,null,null,null,"State Goal Rates"]
[null,null,null,null,null,null,null,null,"To calculate state goals in the final CPP, the EPA calculates the affected fleet rate for states assuming that all likely affected baseline sources meet the respective category-specific emission performance rates presented while generating at the same baseline generation total.  For each state, EPA calculated an average of the category-specific fossil steam and NGCC rates, weighting by the state’s baseline generation levels for each source category.  These blended state rates reflect the total emission rate from likely affected units in the state if they operated at baseline generation levels while meeting the category-specific rates.  "]
[]
[]
[]
[]
[]
[]
[null,null,null,null,null,null,null,null,"Select a state/year below to view calculation for that combination"]
[null,null,null,null,null,null,null,null,null,"State:",null,"Alabama",null,null,null,null,null,"Year: ",null,"Final (2030)"]
[]
[null,null,null,null,null,null,null,null,null,null,null,null," = (1,305 lbs/MWh * 46% ) +  (771 lbs/MWh * 54%)"]
[null,null,null,null,null,null,null,null,null,null,null,null,{"$f":"\" = \"&TEXT(VLOOKUP($J$45,'Appendix 5- State Goals'!$A$6:$Q$55,MATCH(IF($T$12=\"Final (2030)\",\"Final\",$T$12),'Appendix 5- State Goals'!$A$5:$Q$5,0),0),\"###,##0\")&\" lbs/MWh\"","v":" = 1,018 lbs/MWh"}]
[]
[]
[]
[]
[]
[]
[null,null,null,null,null,null,null,"1. See also: CO2 Emission Performance Rate and Goal Computation TSD \n2. See also: CPP final rule preamble section VII.B\n\n"]
[]
[]
[]
[]
[]
[]
[]
[]
[]
[]
[]
[]
[]
[]
[]
[]
[]
[]
[]
[null,null,null,null,null,null,null,null,null,{"$f":"T12&\" \"&$L$12&\" Goal Rate\"","v":"Final (2030) Alabama Goal Rate"}]
[null,null,null,null,null,null,null,null,null,{"$f":"$L$12&\" Goal Rate\"","v":"Alabama Goal Rate"}]
[]
[null,null,null,null,null,null,null,null,null,{"$f":"VLOOKUP($L$12,$B$63:$C$112,2,0)","v":"AL"},null,null,null,null,null,null,null,null,null,null,null,null,null,null,null,null,null,{"$f":"$L$12&\" Interim Goal (avg of 2022-2029)\"","v":"Alabama Interim Goal (avg of 2022-2029)"}]
[null,null,null,null,null,null,null,null,null,"= (1,305 lbs/MWh * 75%) + (771 lbs/MWh * 25% )",null,null,null,null,null,null,null,null,null,null,null,null,null,null,null,null,null,null,null,null,null,null,null,{"$f":"$L$12&\" Interim Goal Rate\n (2022-2029)\"","v":"Alabama Interim Goal Rate\n (2022-2029)"},{"$f":"\"  =      \"&TEXT(VLOOKUP(VLOOKUP($L$12,$B$63:$C$109,2,0),'Appendix 5- State Goals'!$A$6:$Q$55,16,0),\"###,##0\")&\" lbs/MWh\"","v":"  =      1,157 lbs/MWh"}]
[]
[null,null,null,null,null,null,null,null,null,{"$f":"\"=\"","v":"="},null,null,null,null,null,null,null,null,null,null,null,null,null,null,null,null,null,null,null,null,null,null,null,{"$f":"$L$12&\" Final Goal Rate\n (2030)\"","v":"Alabama Final Goal Rate\n (2030)"},{"$f":"\"=    \"&TEXT(VLOOKUP(VLOOKUP($L$12,$B$63:$C$109,2,0),'Appendix 5- State Goals'!$A$6:$Q$55,17),\"###,##0\")&\" lbs/MWh\"","v":"=    1,018 lbs/MWh"}]
[null,null,null,null,null,null,null,null,null,{"$f":"\" (\"&TEXT(INDEX('Appendix 4 - Category-spec calc'!$B$5:$L$6,1,VLOOKUP($T$12,$J$63:$K$72,2,0)),\"###,##0\")","v":" (1,305"}]
[null,null,null,null,null,null,null,null,null,{"$f":"\" lbs/MWh * \"","v":" lbs/MWh * "}]
[null,null,null,null,null,null,null,null,null,{"$f":"TEXT(VLOOKUP($J$45,'Appendix 5- State Goals'!$A$6:$Q$55,5,0),\"#0%\")&\" )\"","v":"46% )"}]
[null,null,null,null,null,null,null,null,null,{"$f":"\" + \"","v":" + "}]
[null,null,null,null,null,null,null,null,null,{"$f":"\" (\"&TEXT(INDEX('Appendix 4 - Category-spec calc'!$B$5:$L$6,2,VLOOKUP($T$12,$J$63:$K$72,2,0)),\"###,##0\")","v":" (771"},null,null,null,null,null,null,null,null,null,null,null,null,null,null,null,null,null,null,2022,{"$f":"VLOOKUP($L$12,'Appendix 5- State Goals'!$B$6:$Q$55,6,0)","v":1287.7311772946332}]
[null,null,null,null,null,null,null,null,null,{"$f":"\" lbs/MWh * \"","v":" lbs/MWh * "},null,null,null,null,null,null,null,null,null,null,null,null,null,null,null,null,null,null,2023,{"$f":"VLOOKUP($L$12,'Appendix 5- State Goals'!$B$6:$Q$55,7,0)","v":1248.791128386827}]
[null,null,null,null,null,null,null,null,null,{"$f":"TEXT(VLOOKUP($J$45,'Appendix 5- State Goals'!$A$6:$Q$55,6,0),\"#0%\")","v":"54%"},null,null,null,null,null,null,null,null,null,null,null,null,null,null,null,null,null,null,2024,{"$f":"VLOOKUP($L$12,'Appendix 5- State Goals'!$B$6:$Q$55,8,0)","v":1195.8202424619517}]
[null,null,null,null,null,null,null,null,null,{"$f":"\")\"","v":")"},null,null,null,null,null,null,null,null,null,null,null,null,null,null,null,null,null,null,2025,{"$f":"VLOOKUP($L$12,'Appendix 5- State Goals'!$B$6:$Q$55,9,0)","v":1164.7213329199128}]
[null,null,null,null,null,null,null,null,null,null,null,null,null,null,null,null,null,null,null,null,null,null,null,null,null,null,null,null,2026,{"$f":"VLOOKUP($L$12,'Appendix 5- State Goals'!$B$6:$Q$55,10,0)","v":1133.1815614295538}]
[null,null,null,null,null,null,null,null,null,null,null,null,null,null,null,null,null,null,null,null,null,null,null,null,null,null,null,null,2027,{"$f":"VLOOKUP($L$12,'Appendix 5- State Goals'!$B$6:$Q$55,11,0)","v":1100.9623977216302}]
[null,null,null,null,null,null,null,null,null,null,null,null,null,null,null,null,null,null,null,null,null,null,null,null,null,null,null,null,2028,{"$f":"VLOOKUP($L$12,'Appendix 5- State Goals'!$B$6:$Q$55,12,0)","v":1073.5024597290574}]
[null,null,null,null,null,null,null,null,null,null,null,null,null,null,null,null,null,null,null,null,null,null,null,null,null,null,null,null,2029,{"$f":"VLOOKUP($L$12,'Appendix 5- State Goals'!$B$6:$Q$55,13,0)","v":1045.6503099404163}]
[null,null,null,null,null,null,null,null,null,null,null,null,null,null,null,null,null,null,null,null,null,null,null,null,null,null,null,null,2030,{"$f":"VLOOKUP($L$12,'Appendix 5- State Goals'!$B$6:$Q$55,16,0)","v":1018.0665607799057}]
[]
[null,"Alabama","AL",null,null,null,null,null,null,2022,1]
[null,"Arkansas","AR",null,null,null,null,null,null,2023,2]
[null,"Arizona","AZ",null,null,null,null,null,null,2024,3]
[null,"California","CA",null,null,null,null,null,null,2025,4]
[null,"Colorado","CO",null,null,null,null,null,null,2026,5]
[null,"Connecticut","CT",null,null,null,null,null,null,2027,6]
[null,"Delaware","DE",null,null,null,null,null,null,2028,7]
[null,"Florida","FL",null,null,null,null,null,null,2029,8]
[null,"Lands of the Fort Mojave Tribe","Fort Mojave",null,null,null,null,null,null,"Final (2030)",11]
[null,"Georgia","GA",null,null,null,null,null,null,"Interim",10]
[null,"Iowa","IA"]
[null,"Idaho","ID"]
[null,"Illinois","IL"]
[null,"Indiana","IN"]
[null,"Kansas","KS"]
[null,"Kentucky","KY"]
[null,"Louisiana","LA"]
[null,"Massachusetts","MA"]
[null,"Maryland","MD"]
[null,"Maine","ME"]
[null,"Michigan","MI"]
[null,"Minnesota","MN"]
[null,"Missouri","MO"]
[null,"Mississippi","MS"]
[null,"Montana","MT"]
[null,"Lands of the Navajo Nation","Navajo"]
[null,"North Carolina","NC"]
[null,"North Dakota","ND"]
[null,"Nebraska","NE"]
[null,"New Hampshire","NH"]
[null,"New Jersey","NJ"]
[null,"New Mexico","NM"]
[null,"Nevada","NV"]
[null,"New York","NY"]
[null,"Ohio","OH"]
[null,"Oklahoma","OK"]
[null,"Oregon","OR"]
[null,"Pennsylvania","PA"]
[null,"Rhode Island","RI"]
[null,"South Carolina","SC"]
[null,"South Dakota","SD"]
[null,"Tennessee","TN"]
[null,"Texas","TX"]
[null,"Lands of the Uintah and Ouray Reservation","UTE"]
[null,"Utah","UT"]
[null,"Virginia","VA"]
[null,"Washington","WA"]
[null,"Wisconsin","WI"]
[null,"West Virginia","WV"]
[null,"Wyoming","WY"]

{"sheet":"Mass Goal Overview","index":13,"n_rows":112,"n_cols":45,"rows_kept":112,"cut":false,"hidden":false,"merged":[[14,49,14,60],[2,7,2,38],[2,44,2,75],[21,7,23,42],[21,44,23,79],[3,8,8,40]]}
[]
[null,"Clean Power Plan Goal Calculation Viewer"]
[null,null,null,null,null,null,null,"Mass Goal Overview[1]",null,null,null,null,null,null,null,null,null,null,null,null,null,null,null,null,null,null,null,null,null,null,null,null,null,null,null,null,null,null,null,null,null,null,null,null,"Mass Goal Overview"]
[null,null,null,null,null,null,null,null,"As described in Preamble section VII.C, states have the option of complying with the CPP via an equivalent mass goal. Mass goals\nare calculated using the formula below, which adds two components together. First, it includes the emissions associated with each state’s emission rate goal, which is the product of the state emission rate goal and 2012 affected EGU generation. Second, it includes the emissions associated with the ability of affected EGUs to expand output under rate-based compliance if they deploy the amount of RE quantified under building block 3 that is not included in the ultimate quantification of the source category-specific performance rates.  "]
[]
[]
[]
[]
[]
[]
[]
[]
[]
[]
[]
[]
[]
[]
[]
[]
[]
[null,null,null,null,null,null,null,"1. Mass Goals presented here do not include the new source complement (for states that choose to include new sources).  For more information on the new source complement, see the New Source Complements TSD for CPP Final Rule.\n2. See also: CO2 Emission Performance Rate and Goal Computation TSD \n3. See also: CPP final rule preamble section VII.C\n\n"]
[]
[]
[]
[]
[]
[]
[]
[]
[]
[]
[]
[]
[]
[]
[]
[]
[]
[]
[]
[]
[]
[]
[]
[]
[]
[]
[]
[]
[]
[]
[]
[]
[]
[]
[]
[]
[]
[]
[]
[]
[null,"Alabama","AL"]
[null,"Arkansas","AR"]
[null,"Arizona","AZ"]
[null,"California","CA"]
[null,"Colorado","CO"]
[null,"Connecticut","CT"]
[null,"Delaware","DE"]
[null,"Florida","FL"]
[null,"Lands of the Fort Mojave Tribe","Fort Mojave"]
[null,"Georgia","GA"]
[null,"Iowa","IA"]
[null,"Idaho","ID"]
[null,"Illinois","IL"]
[null,"Indiana","IN"]
[null,"Kansas","KS"]
[null,"Kentucky","KY"]
[null,"Louisiana","LA"]
[null,"Massachusetts","MA"]
[null,"Maryland","MD"]
[null,"Maine","ME"]
[null,"Michigan","MI"]
[null,"Minnesota","MN"]
[null,"Missouri","MO"]
[null,"Mississippi","MS"]
[null,"Montana","MT"]
[null,"Lands of the Navajo Nation","Navajo"]
[null,"North Carolina","NC"]
[null,"North Dakota","ND"]
[null,"Nebraska","NE"]
[null,"New Hampshire","NH"]
[null,"New Jersey","NJ"]
[null,"New Mexico","NM"]
[null,"Nevada","NV"]
[null,"New York","NY"]
[null,"Ohio","OH"]
[null,"Oklahoma","OK"]
[null,"Oregon","OR"]
[null,"Pennsylvania","PA"]
[null,"Rhode Island","RI"]
[null,"South Carolina","SC"]
[null,"South Dakota","SD"]
[null,"Tennessee","TN"]
[null,"Texas","TX"]
[null,"Lands of the Uintah and Ouray Reservation","UTE"]
[null,"Utah","UT"]
[null,"Virginia","VA"]
[null,"Washington","WA"]
[null,"Wisconsin","WI"]
[null,"West Virginia","WV"]
[null,"Wyoming","WY"]

{"sheet":"MG Step 1","index":14,"n_rows":72,"n_cols":62,"rows_kept":72,"cut":false,"hidden":false,"merged":[[2,7,2,38],[2,44,2,75],[21,7,23,42],[17,21,17,23],[17,24,17,26],[17,27,17,29],[17,30,17,32],[17,12,17,14],[17,15,17,17],[3,8,15,40],[17,36,17,38],[18,36,18,38],[16,9,16,38],[17,9,17,11],[17,33,17,35],[18,9,18,11],[18,27,18,29],[18,30,18,32],[18,33,18,35],[17,18,17,20],[18,12,18,14],[18,15,18,17],[18,18,18,20],[18,21,18,23],[18,24,18,26]]}
[]
[null,"Clean Power Plan Goal Calculation Viewer"]
[null,null,null,null,null,null,null,"Mass Goals: Calculating Excess BB3 Generation",null,null,null,null,null,null,null,null,null,null,null,null,null,null,null,null,null,null,null,null,null,null,null,null,null,null,null,null,null,null,null,null,null,null,null,null,"TITLE HERE"]
[null,null,null,null,null,null,null,null,"Under rate-based implementation, all affected EGUs have the opportunity to increase utilization, provided that sufficient emission reduction measures are available to meet the category-specific emission performance rates. Since the emission performance rate methodology, which selects the highest regional value for each source category as the CO2 emission performance rate, there are cost-effective lower-emitting generation opportunities available to affected EGUs at a national level as a means to increase their own output (and, as a result, their own emissions) while meeting the relevant emission performance rate. To afford affected EGUs that are subject to a mass-based goal similar compliance flexibility as EGUs subject to a rate-based goal, the EPA quantifies the emissions associated with the potential realization of these lower-emitting generation opportunities and incorporates those additional tons into each state’s mass-based goal.\n\nTo quantify that amount of excess building block 3 generation, the EPA uses an optimization algorithm to reduce the region’s building block 3 potential until the regional rate is equal to the limiting region’s rate for each source category. The sum of the three regions' BB3 generation that is not needed to meet the goal rates for each year appears in the table below.  See the CO2 Emission Performance Rate and Goal Computation TSD  for more information on the optimization algorithm."]
[]
[]
[]
[]
[]
[]
[]
[]
[]
[]
[]
[]
[null,null,null,null,null,null,null,null,null,"CONUS BB3 Not Captured for Goal Rates"]
[null,null,null,null,null,null,null,null,null,null,null,null,2022,null,null,2023,null,null,2024,null,null,2025,null,null,2026,null,null,2027,null,null,2028,null,null,2029,null,null,2030]
[null,null,null,null,null,null,null,null,null,"MWh",null,null,{"$f":"'Appendix 5- State Goals'!U3","v":94975762.492277831},null,null,{"$f":"'Appendix 5- State Goals'!V3","v":90713245.928439707},null,null,{"$f":"'Appendix 5- State Goals'!W3","v":92966029.463882118},null,null,{"$f":"'Appendix 5- State Goals'!X3","v":102634454.11818439},null,null,{"$f":"'Appendix 5- State Goals'!Y3","v":111033909.87688786},null,null,{"$f":"'Appendix 5- State Goals'!Z3","v":113468333.25176173},null,null,{"$f":"'Appendix 5- State Goals'!AA3","v":131936775.16416293},null,null,{"$f":"'Appendix 5- State Goals'!AB3","v":150167508.29882652},null,null,{"$f":"'Appendix 5- State Goals'!AC3","v":166255493.43282795}]
[]
[]
[]
[]
[]
[]
[]
[]
[]
[]
[]
[]
[]
[]
[]
[]
[]
[]
[]
[]
[]
[]
[]
[]
[]
[]
[]
[]
[]
[]
[]
[]
[]
[]
[]
[]
[]
[]
[]
[]
[]
[]
[]
[null,null,null,null,null,null,null,null,null,null,null,null,null,null,null,null,null,null,null,null,null,null,null,null,null,null,null,null,null,null,null,null,null,null,null,null,null,null,null,null,null,null,null,null,null,null,null,null,"year","row",null,null,"region","row add",null,null,null,null,null,null,"year","column"]
[null,null,null,null,null,null,null,null,null,null,null,null,null,null,null,null,null,null,null,null,null,null,null,null,null,null,null,null,null,null,null,null,null,null,null,null,null,null,null,null,null,null,null,null,null,null,null,null,2022,79,{"$f":"AY65+9","v":79},null,"Eastern",0,null,null,null,null,null,null,2022,4]
[null,null,null,null,null,null,null,null,null,null,null,null,null,null,null,null,null,null,null,null,null,null,null,null,null,null,null,null,null,null,null,null,null,null,null,null,null,null,null,null,null,null,null,null,null,null,null,null,2023,70,70,null,"Western",1,null,null,null,null,null,null,2023,5]
[null,null,null,null,null,null,null,null,null,null,null,null,null,null,null,null,null,null,null,null,null,null,null,null,null,null,null,null,null,null,null,null,null,null,null,null,null,null,null,null,null,null,null,null,null,null,null,null,2024,61,61,null,"Texas",2,null,null,null,null,null,null,2024,6]
[null,null,null,null,null,null,null,null,null,null,null,null,null,null,null,null,null,null,null,null,null,null,null,null,null,null,null,null,null,null,null,null,null,null,null,null,null,null,null,null,null,null,null,null,null,null,null,null,2025,52,52,null,null,null,null,null,null,null,null,null,2025,7]
[null,null,null,null,null,null,null,null,null,null,null,null,null,null,null,null,null,null,null,null,null,null,null,null,null,null,null,null,null,null,null,null,null,null,null,null,null,null,null,null,null,null,null,null,null,null,null,null,2026,43,43,null,null,null,null,null,null,null,null,null,2026,8]
[null,null,null,null,null,null,null,null,null,null,null,null,null,null,null,null,null,null,null,null,null,null,null,null,null,null,null,null,null,null,null,null,null,null,null,null,null,null,null,null,null,null,null,null,null,null,null,null,2027,34,34,null,null,null,null,null,null,null,null,null,2027,9]
[null,null,null,null,null,null,null,null,null,null,null,null,null,null,null,null,null,null,null,null,null,null,null,null,null,null,null,null,null,null,null,null,null,null,null,null,null,null,null,null,null,null,null,null,null,null,null,null,2028,25,25,null,null,null,null,null,null,null,null,null,2028,10]
[null,null,null,null,null,null,null,null,null,null,null,null,null,null,null,null,null,null,null,null,null,null,null,null,null,null,null,null,null,null,null,null,null,null,null,null,null,null,null,null,null,null,null,null,null,null,null,null,2029,16,{"$f":"AY72+9","v":16},null,null,null,null,null,null,null,null,null,2029,11]
[null,null,null,null,null,null,null,null,null,null,null,null,null,null,null,null,null,null,null,null,null,null,null,null,null,null,null,null,null,null,null,null,null,null,null,null,null,null,null,null,null,null,null,null,null,null,null,null,2030,7,7,null,null,null,null,null,null,null,null,null,2030,12]

{"sheet":"MG Step 2","index":15,"n_rows":112,"n_cols":28,"rows_kept":112,"cut":false,"hidden":false,"merged":[[13,27,14,34],[2,7,2,38],[2,44,2,75],[21,7,23,42],[21,44,23,79],[11,10,11,11],[11,12,11,16],[11,18,11,19],[11,20,11,22],[13,8,14,16],[16,18,16,25],[8,8,9,22],[3,8,5,39],[13,18,13,26],[14,18,14,26]]}
[]
[null,"Clean Power Plan Goal Calculation Viewer"]
[null,null,null,null,null,null,null,"Mass Goals: State Shares of Not Captured BB3 Generation"]
[null,null,null,null,null,null,null,null,"Once EPA determines the BB3 generation not captured in the Source-Category Specific Performance Rates, EPA apportions the excess building block 3 generation to states on the basis of each state’s 2012 adjusted share of affected EGU generation,[1] as shown in the calculation below."]
[]
[]
[]
[]
[null,null,null,null,null,null,null,null,"Select a state/year below to view that state's share of the BB3 Generation not Captured in Source Category Specific Performance Rates"]
[]
[]
[null,null,null,null,null,null,null,null,null,null,"State:",null,"Alabama",null,null,null,null,null,"Year: ",null,2030]
[]
[null,null,null,null,null,null,null,null,{"$f":"M12&\" Share of Not Captured\n BB3 Generation, \"&U12","v":"Alabama Share of Not Captured\n BB3 Generation, 2030"},null,null,null,null,null,null,null,null,null,{"$f":"TEXT(VLOOKUP($M$12,'Appendix 5- State Goals'!$B$6:$D$55,2,0)+VLOOKUP($M$12,'Appendix 5- State Goals'!$B$6:$D$55,3,0),\"###,###,##0\")&\" MWh\"","v":"99,551,936 MWh"},null,null,null,null,null,null,null,null,{"$f":"\"   *   \"&TEXT(INDEX('Appendix 5- State Goals'!$U$3:$AC$3,1,MATCH($U$12,'Appendix 5- State Goals'!$U$2:$AC$2,0)),\"###,###,##0\")&\" MWh\"","v":"   *   166,255,493 MWh"}]
[null,null,null,null,null,null,null,null,null,null,null,null,null,null,null,null,null,null,{"$f":"TEXT(SUM('Appendix 5- State Goals'!$C$6:$D$55),\"###,###,##0\")&\" MWh\"","v":"2,715,465,610 MWh"}]
[]
[null,null,null,null,null,null,null,null,null,null,null,null,null,null,null,null,null,null,{"$f":"TEXT(VLOOKUP($M$12,'Appendix 5- State Goals'!$T$6:$AC$55,MATCH($U$12,'Appendix 5- State Goals'!$T$5:$AC$5,0),0),\"###,##,##0\")&\" MWh\"","v":"6,095,108 MWh"}]
[]
[]
[]
[]
[null,null,null,null,null,null,null,"1. The adjusted generation baseline for affected EGUs is described in Appendix 3."]
[]
[]
[]
[]
[]
[]
[]
[]
[]
[]
[]
[]
[]
[]
[]
[]
[]
[]
[]
[]
[]
[]
[]
[]
[]
[]
[]
[]
[]
[]
[]
[]
[]
[]
[]
[]
[]
[]
[]
[]
[null,"Alabama","AL"]
[null,"Arkansas","AR"]
[null,"Arizona","AZ"]
[null,"California","CA"]
[null,"Colorado","CO"]
[null,"Connecticut","CT"]
[null,"Delaware","DE"]
[null,"Florida","FL"]
[null,"Lands of the Fort Mojave Tribe","Fort Mojave"]
[null,"Georgia","GA"]
[null,"Iowa","IA"]
[null,"Idaho","ID"]
[null,"Illinois","IL"]
[null,"Indiana","IN"]
[null,"Kansas","KS"]
[null,"Kentucky","KY"]
[null,"Louisiana","LA"]
[null,"Massachusetts","MA"]
[null,"Maryland","MD"]
[null,"Maine","ME"]
[null,"Michigan","MI"]
[null,"Minnesota","MN"]
[null,"Missouri","MO"]
[null,"Mississippi","MS"]
[null,"Montana","MT"]
[null,"Lands of the Navajo Nation","Navajo"]
[null,"North Carolina","NC"]
[null,"North Dakota","ND"]
[null,"Nebraska","NE"]
[null,"New Hampshire","NH"]
[null,"New Jersey","NJ"]
[null,"New Mexico","NM"]
[null,"Nevada","NV"]
[null,"New York","NY"]
[null,"Ohio","OH"]
[null,"Oklahoma","OK"]
[null,"Oregon","OR"]
[null,"Pennsylvania","PA"]
[null,"Rhode Island","RI"]
[null,"South Carolina","SC"]
[null,"South Dakota","SD"]
[null,"Tennessee","TN"]
[null,"Texas","TX"]
[null,"Lands of the Uintah and Ouray Reservation","UTE"]
[null,"Utah","UT"]
[null,"Virginia","VA"]
[null,"Washington","WA"]
[null,"Wisconsin","WI"]
[null,"West Virginia","WV"]
[null,"Wyoming","WY"]

{"sheet":"MG Step 3","index":16,"n_rows":22,"n_cols":9,"rows_kept":22,"cut":false,"hidden":false,"merged":[[2,7,2,38],[2,44,2,75],[21,44,23,79],[12,8,13,38],[21,7,24,42],[3,8,9,39]]}
[]
[null,"Clean Power Plan Goal Calculation Viewer"]
[null,null,null,null,null,null,null,"Mass Goals: Mass Adjustments"]
[null,null,null,null,null,null,null,null,"Once the state's share of the BB3 Generation not captured in the Source Category Specific Performance Rates has been determined, EPA can calculate the Mass Adjustment for each state and year.\n\nThe mass adjustment reflects the ability of affected EGUs to procure incremental RE to increase their own generation and emissions if subject to an applicable rate-based standard.  In that rate-based compliance scenario, every zero-emitting MWh added to the denominator of an EGU’s effective emission rate would enable that EGU to add another MWh of generation with twice the emissions intensity of the applicable rate-based standard, because the average intensity of that emitting MWh combined with the zero-emitting MWh would then equal the applicable rate-based standard and thus maintain that EGU’s compliance.[1,2] "]
[]
[]
[]
[]
[]
[]
[]
[]
[null,null,null,null,null,null,null,null,"Mass adjustments and the final mass goals for each state are calculated in step 4"]
[]
[]
[]
[]
[]
[]
[]
[]
[null,null,null,null,null,null,null,"1. The assumption that one MWh of incremental RE enables one MWh of additional affected EGU generation is consistent with the historical performance of affected EGUs over time as well as expected future demand levels.  Refer to the memorandum and accompanying spreadsheet ‘Historical Affected EGU Performance’ for additional details, available in the docket.\n2. The emissions quantified through this particular mass adjustment approach could also represent a variety of source-specific and fleet-wide actions that could result if affected EGUs procure incremental RE beyond what is required to demonstrate the source category-specific performance rate."]

{"sheet":"MG Step 4","index":17,"n_rows":112,"n_cols":35,"rows_kept":112,"cut":false,"hidden":false,"merged":[[57,14,57,16],[2,44,2,75],[21,7,23,42],[45,9,45,23],[13,12,14,27],[10,8,10,24],[11,9,11,10],[11,11,11,15],[11,17,11,18],[11,19,11,21],[15,12,15,23],[2,7,2,38]]}
[]
[null,"Clean Power Plan Goal Calculation Viewer"]
[null,null,null,null,null,null,null,"Calculating State Mass Goals[1]"]
[]
[]
[]
[]
[]
[]
[]
[null,null,null,null,null,null,null,null,"Select a state/year below to view calculation for that combination"]
[null,null,null,null,null,null,null,null,null,"State:",null,"Alabama",null,null,null,null,null,"Year: ",null,2030]
[]
[null,null,null,null,null,null,null,null,null,null,null,null," = (1,018 lbs/MWh * 99,551,936 MWh\n                +  (1,018 lbs/MWh * 6,095,108 MWh * 2)"]
[]
[null,null,null,null,null,null,null,null,null,null,null,null,{"$f":"\" = \"&TEXT($O$58,\"###,###,##0\")&\" short tons\"","v":" = 56,880,474 short tons"}]
[]
[]
[]
[]
[]
[null,null,null,null,null,null,null,"1. Mass Goals presented here do not include the new source complement (for states that choose to include new sources).  For more information on the new source complement, see the New Source Complements TSD for CPP Final Rule.\n2. See also: CO2 Emission Performance Rate and Goal Computation TSD \n3. See also: CPP final rule preamble section VII.C\n\n"]
[]
[]
[]
[]
[]
[]
[]
[]
[]
[]
[]
[]
[]
[]
[]
[]
[]
[]
[]
[null,null,null,null,null,null,null,null,null,{"$f":"L12&\" Mass Goal \"&T12","v":"Alabama Mass Goal 2030"}]
[null,null,null,null,null,null,null,null,null,{"$f":"L12&\" Mass Goal\"","v":"Alabama Mass Goal"}]
[]
[null,null,null,null,null,null,null,null,null,{"$f":"VLOOKUP($L$12,$B$63:$C$109,2,0)","v":"AL"},null,null,null,null,null,null,null,null,null,null,null,null,null,null,null,null,null,{"$f":"L12&\" Mass Goal\n2022-2030\"","v":"Alabama Mass Goal\n2022-2030"}]
[null,null,null,null,null,null,null,null,null,"= (1,305 lbs/MWh * 75%) + (771 lbs/MWh * 25% )",null,null,null,null,null,null,null,null,null,null,null,null,null,null,null,null,null,null,null,null,null,null,null,{"$f":"$L$12&\" Interim Mass Goal (Annual)\n(avg of 2022-2029)\"","v":"Alabama Interim Mass Goal (Annual)\n(avg of 2022-2029)"},{"$f":"\"  =    \"&TEXT(VLOOKUP($L$12,'Appendix 5- State Goals'!$AP$6:$AU$55,5,0),\"###,##0\")&\" short tons\"","v":"  =    62,210,288 short tons"}]
[]
[null,null,null,null,null,null,null,null,null,{"$f":"\"=\"","v":"="},null,null,null,null,null,null,null,null,null,null,null,null,null,null,null,null,null,null,null,null,null,null,null,{"$f":"$L$12&\" Final Mass Goal (Annual)\n(2030)\"","v":"Alabama Final Mass Goal (Annual)\n(2030)"},{"$f":"\"=    \"&TEXT(VLOOKUP($L$12,'Appendix 5- State Goals'!$AP$6:$AU$55,6,0),\"###,##0\")&\" short tons\"","v":"=    56,880,474 short tons"}]
[null,null,null,null,null,null,null,null,null,{"$f":"\" (\"&TEXT(INDEX('Appendix 5- State Goals'!$A$6:$Q$55,MATCH($L$12,'Appendix 5- State Goals'!$B$6:$B$55,0),MATCH($T$12,'Appendix 5- State Goals'!$A$5:$Q$5,0)),\"###,##0\")","v":" (1,018"}]
[null,null,null,null,null,null,null,null,null,{"$f":"\" lbs/MWh * \"","v":" lbs/MWh * "}]
[null,null,null,null,null,null,null,null,null,{"$f":"TEXT(VLOOKUP($L$12,'Appendix 5- State Goals'!$B$6:$D$55,2,0)+VLOOKUP($L$12,'Appendix 5- State Goals'!$B$6:$D$55,3,0),\"###,###,###,##0\")&\" MWh\"","v":"99,551,936 MWh"}]
[null,null,null,null,null,null,null,null,null,{"$f":"\"\n                + \"","v":"\n                + "}]
[null,null,null,null,null,null,null,null,null,{"$f":"\" (\"&TEXT(INDEX('Appendix 5- State Goals'!$A$6:$Q$55,MATCH($L$12,'Appendix 5- State Goals'!$B$6:$B$55,0),MATCH($T$12,'Appendix 5- State Goals'!$A$5:$Q$5,0)),\"###,##0\")","v":" (1,018"},null,null,null,null,null,null,null,null,null,null,null,null,null,null,null,null,null,null,2022,{"$f":"VLOOKUP($L$12,'Appendix 5- State Goals'!$AE$6:$AN$55,MATCH($AC53,'Appendix 5- State Goals'!$AE$5:$AN$5,0),0)/1000000","v":68.581836331343084}]
[null,null,null,null,null,null,null,null,null,{"$f":"\" lbs/MWh * \"","v":" lbs/MWh * "},null,null,null,null,null,null,null,null,null,null,null,null,null,null,null,null,null,null,2023,{"$f":"VLOOKUP($L$12,'Appendix 5- State Goals'!$AE$6:$AN$55,MATCH($AC54,'Appendix 5- State Goals'!$AE$5:$AN$5,0),0)/1000000","v":66.312825030732739}]
[null,null,null,null,null,null,null,null,null,{"$f":"TEXT(VLOOKUP($L$12,'Appendix 5- State Goals'!$T$6:$AC$55,MATCH($T$12,'Appendix 5- State Goals'!$T$5:$AC$5,0),0),\"###,###,###,##0\")&\" MWh\"","v":"6,095,108 MWh"},null,null,null,null,null,null,null,null,null,null,null,null,null,null,null,null,null,null,2024,{"$f":"VLOOKUP($L$12,'Appendix 5- State Goals'!$AE$6:$AN$55,MATCH($AC55,'Appendix 5- State Goals'!$AE$5:$AN$5,0),0)/1000000","v":63.598747671365167}]
[null,null,null,null,null,null,null,null,null,{"$f":"\" * 2)\"","v":" * 2)"},null,null,null,null,null,null,null,null,null,null,null,null,null,null,null,null,null,null,2025,{"$f":"VLOOKUP($L$12,'Appendix 5- State Goals'!$AE$6:$AN$55,MATCH($AC56,'Appendix 5- State Goals'!$AE$5:$AN$5,0),0)/1000000","v":62.357618234212516}]
[null,null,null,null,null,null,null,null,null,null,null,null,null,null,null,null,null,null,null,null,null,null,null,null,null,null,null,null,2026,{"$f":"VLOOKUP($L$12,'Appendix 5- State Goals'!$AE$6:$AN$55,MATCH($AC57,'Appendix 5- State Goals'!$AE$5:$AN$5,0),0)/1000000","v":61.017965415330934}]
[null,null,null,null,null,null,null,null,null,null,null,null,null,null,{"$f":"VLOOKUP($L$12,'Appendix 5- State Goals'!$AE$6:$AN$55,MATCH($T$12,'Appendix 5- State Goals'!$AE$5:$AN$5,0),0)","v":56880473.950851679},null,null,null,null,null,null,null,null,null,null,null,null,null,2027,{"$f":"VLOOKUP($L$12,'Appendix 5- State Goals'!$AE$6:$AN$55,MATCH($AC58,'Appendix 5- State Goals'!$AE$5:$AN$5,0),0)/1000000","v":59.381332621324049}]
[null,null,null,null,null,null,null,null,null,null,null,null,null,null,null,null,null,null,null,null,null,null,null,null,null,null,null,null,2028,{"$f":"VLOOKUP($L$12,'Appendix 5- State Goals'!$AE$6:$AN$55,MATCH($AC59,'Appendix 5- State Goals'!$AE$5:$AN$5,0),0)/1000000","v":58.627097581390231}]
[null,null,null,null,null,null,null,null,null,null,null,null,null,null,null,null,null,null,null,null,null,null,null,null,null,null,null,null,2029,{"$f":"VLOOKUP($L$12,'Appendix 5- State Goals'!$AE$6:$AN$55,MATCH($AC60,'Appendix 5- State Goals'!$AE$5:$AN$5,0),0)/1000000","v":57.804879886504324}]
[null,null,null,null,null,null,null,null,null,null,null,null,null,null,null,null,null,null,null,null,null,null,null,null,null,null,null,null,2030,{"$f":"VLOOKUP($L$12,'Appendix 5- State Goals'!$AE$6:$AN$55,MATCH($AC61,'Appendix 5- State Goals'!$AE$5:$AN$5,0),0)/1000000","v":56.88047395085168}]
[]
[null,"Alabama","AL",null,null,null,null,null,null,2022,2]
[null,"Arkansas","AR",null,null,null,null,null,null,2023,3]
[null,"Arizona","AZ",null,null,null,null,null,null,2024,4]
[null,"California","CA",null,null,null,null,null,null,2025,5]
[null,"Colorado","CO",null,null,null,null,null,null,2026,6]
[null,"Connecticut","CT",null,null,null,null,null,null,2027,7]
[null,"Delaware","DE",null,null,null,null,null,null,2028,8]
[null,"Florida","FL",null,null,null,null,null,null,2029,9]
[null,"Lands of the Fort Mojave Tribe","Fort Mojave"]
[null,"Georgia","GA"]
[null,"Iowa","IA"]
[null,"Idaho","ID"]
[null,"Illinois","IL"]
[null,"Indiana","IN"]
[null,"Kansas","KS"]
[null,"Kentucky","KY"]
[null,"Louisiana","LA"]
[null,"Massachusetts","MA"]
[null,"Maryland","MD"]
[null,"Maine","ME"]
[null,"Michigan","MI"]
[null,"Minnesota","MN"]
[null,"Missouri","MO"]
[null,"Mississippi","MS"]
[null,"Montana","MT"]
[null,"Lands of the Navajo Nation","Navajo"]
[null,"North Carolina","NC"]
[null,"North Dakota","ND"]
[null,"Nebraska","NE"]
[null,"New Hampshire","NH"]
[null,"New Jersey","NJ"]
[null,"New Mexico","NM"]
[null,"Nevada","NV"]
[null,"New York","NY"]
[null,"Ohio","OH"]
[null,"Oklahoma","OK"]
[null,"Oregon","OR"]
[null,"Pennsylvania","PA"]
[null,"Rhode Island","RI"]
[null,"South Carolina","SC"]
[null,"South Dakota","SD"]
[null,"Tennessee","TN"]
[null,"Texas","TX"]
[null,"Lands of the Uintah and Ouray Reservation","UTE"]
[null,"Utah","UT"]
[null,"Virginia","VA"]
[null,"Washington","WA"]
[null,"Wisconsin","WI"]
[null,"West Virginia","WV"]
[null,"Wyoming","WY"]

{"sheet":"Appendix 1 - All Units (2012)","index":18,"n_rows":22655,"n_cols":21,"rows_kept":4500,"cut":true,"hidden":false,"merged":[],"bounds":{"rows_first":2000,"rows_last":500,"rows_between":2000,"halvings":0}}
["Category","State","State-Region","Plant Name","ORIS Code","Generator ID","Fuel type","Prime mover type","Nameplate Capacity (MW)","Summer  Capacity (MW)","Heat Input Capacity (mmBtu/hr)","Electric Generation (MWh)","Carbon Dioxide Emissions (tons)","UNITKEEP (CA<25 part of CC with CT>25)","Source Category","Cogn Flag Y/N","Unit Status","Unit Retirement Year","Exclusion Description","Commenced Operations in Data Year","NERC Interconnection"]
["EXCLUDE","AL","AL-Eastern","Bankhead Dam",2,"1","WAT","HY",45,56,0,159180,0,null,"Electric Utility","N","OP",null,"Non Combustion (NUC, WAT, WND, GEO, or SUN)",null,"Eastern"]
["COALST","AL","AL-Eastern","Barry",3,"1","BIT","ST",153.1,138,2322,152102,136584.42000000001,null,"Electric Utility","N","OP",2019,null,null,"Eastern"]
["COALST","AL","AL-Eastern","Barry",3,"2","BIT","ST",153.1,137,2359,123410,151505.45000000001,null,"Electric Utility","N","OP",2019,null,null,"Eastern"]
["COALST","AL","AL-Eastern","Barry",3,"3","BIT","ST",272,249,4318,496557,597437.36,null,"Electric Utility","N","OP",null,null,null,"Eastern"]
["COALST","AL","AL-Eastern","Barry",3,"4","BIT","ST",403.7,362,6372,1142699,1284533.55,null,"Electric Utility","N","OP",null,null,null,"Eastern"]
["COALST","AL","AL-Eastern","Barry",3,"5","BIT","ST",788.8,726.5,11057,3404379,3821950.38,null,"Electric Utility","N","OP",null,null,null,"Eastern"]
["NGCC","AL","AL-Eastern","Barry",3,"A1CT","NG","CC",170.1,154,3000,1261831.6000000001,543578.94999999995,null,"Electric Utility","N","OP",null,null,null,"Eastern"]
["NGCC","AL","AL-Eastern","Barry",3,"A1CT2","NG","CC",170.1,154,3000,1261831.6000000001,543578.94999999995,null,"Electric Utility","N","OP",null,null,null,"Eastern"]
["NGCC","AL","AL-Eastern","Barry",3,"A1ST","NG","CC",195.2,173,3000,1448027.8,623789.6,null,"Electric Utility","N","OP",null,null,null,"Eastern"]
["NGCC","AL","AL-Eastern","Barry",3,"A2C1","NG","CC",170.1,154,3000,1261831.6000000001,543578.94999999995,null,"Electric Utility","N","OP",null,null,null,"Eastern"]
["NGCC","AL","AL-Eastern","Barry",3,"A2C2","NG","CC",170.1,154,3000,1261831.6000000001,543578.94999999995,null,"Electric Utility","N","OP",null,null,null,"Eastern"]
["NGCC","AL","AL-Eastern","Barry",3,"A2ST","NG","CC",195.2,173,3000,1448027.8,623789.6,null,"Electric Utility","N","OP",null,null,null,"Eastern"]
["EXCLUDE","AL","AL-Eastern","Walter Bouldin Dam",4,"1","WAT","HY",75,75.3,0,122362.67,0,null,"Electric Utility","N","OP",null,"Non Combustion (NUC, WAT, WND, GEO, or SUN)",null,"Eastern"]
["EXCLUDE","AL","AL-Eastern","Walter Bouldin Dam",4,"2","WAT","HY",75,75.3,0,122362.67,0,null,"Electric Utility","N","OP",null,"Non Combustion (NUC, WAT, WND, GEO, or SUN)",null,"Eastern"]
["EXCLUDE","AL","AL-Eastern","Walter Bouldin Dam",4,"3","WAT","HY",75,75.3,0,122362.67,0,null,"Electric Utility","N","OP",null,"Non Combustion (NUC, WAT, WND, GEO, or SUN)",null,"Eastern"]
["COALST","AL","AL-Eastern","Gadsden",7,"1","BIT","ST",69,64,1142,170448,164509.70000000001,null,"Electric Utility","Y","OP",2014,null,null,"Eastern"]
["COALST","AL","AL-Eastern","Gadsden",7,"2","BIT","ST",69,66,1090,51652,54000.52,null,"Electric Utility","Y","OP",2014,null,null,"Eastern"]
["COALST","AL","AL-Eastern","Gorgas",8,"10","BIT","ST",788.8,703,17436,2198784,2245226.5499999998,null,"Electric Utility","N","OP",null,null,null,"Eastern"]
["COALST","AL","AL-Eastern","Gorgas",8,"6","BIT","ST",125,103,3096,52177,75078.990000000005,null,"Electric Utility","N","OP",2016,null,null,"Eastern"]
["COALST","AL","AL-Eastern","Gorgas",8,"7","BIT","ST",125,104,2319,94947,120310.76,null,"Electric Utility","N","OP",2017,null,null,"Eastern"]
["COALST","AL","AL-Eastern","Gorgas",8,"8","BIT","ST",187.5,161,3062,295904,345613.65,null,"Electric Utility","N","OP",null,null,null,"Eastern"]
["COALST","AL","AL-Eastern","Gorgas",8,"9","BIT","ST",190.4,170,2778,410866,453095.58,null,"Electric Utility","N","OP",null,null,null,"Eastern"]
["EXCLUDE","TX","TX-Western","Copper",9,"1","NG","GT",80.5,62,865,37420,37592.99,null,"Electric Utility","N","OP",null,"Simple cycle unit",null,"Western"]
["COALST","AL","AL-Eastern","Greene County",10,"1","BIT","ST",299.2,254,3386,1068988,1272157.26,null,"Electric Utility","N","OP",null,null,null,"Eastern"]
["COALST","AL","AL-Eastern","Greene County",10,"2","BIT","ST",269.2,243,3334,946774,1098694.19,null,"Electric Utility","N","OP",null,null,null,"Eastern"]
["EXCLUDE","AL","AL-Eastern","Greene County",10,"GT10","NG","GT",80,85,1294,8815.44,5801.3,null,"Electric Utility","N","OP",null,"Simple cycle unit",null,"Eastern"]
["EXCLUDE","AL","AL-Eastern","Greene County",10,"GT2","NG","GT",80,84,1375,8815.44,10654.81,null,"Electric Utility","N","OP",null,"Simple cycle unit",null,"Eastern"]
["EXCLUDE","AL","AL-Eastern","Greene County",10,"GT3","NG","GT",80,82,1307.2,8815.44,13031.4,null,"Electric Utility","N","OP",null,"Simple cycle unit",null,"Eastern"]
["EXCLUDE","AL","AL-Eastern","Greene County",10,"GT4","NG","GT",80,81,1294,8815.44,6585.41,null,"Electric Utility","N","OP",null,"Simple cycle unit",null,"Eastern"]
["EXCLUDE","AL","AL-Eastern","Greene County",10,"GT5","NG","GT",80,82,1294,8815.44,8356.7000000000007,null,"Electric Utility","N","OP",null,"Simple cycle unit",null,"Eastern"]
["EXCLUDE","AL","AL-Eastern","Greene County",10,"GT6","NG","GT",80,81,1308.9000000000001,8815.44,5611.19,null,"Electric Utility","N","OP",null,"Simple cycle unit",null,"Eastern"]
["EXCLUDE","AL","AL-Eastern","Greene County",10,"GT7","NG","GT",80,80,1294,8815.44,6682,null,"Electric Utility","N","OP",null,"Simple cycle unit",null,"Eastern"]
["EXCLUDE","AL","AL-Eastern","Greene County",10,"GT8","NG","GT",80,83,1655,8815.44,10227.31,null,"Electric Utility","N","OP",null,"Simple cycle unit",null,"Eastern"]
["EXCLUDE","AL","AL-Eastern","Greene County",10,"GT9","NG","GT",80,82,1334.7,8815.44,9553.9,null,"Electric Utility","N","OP",null,"Simple cycle unit",null,"Eastern"]
["EXCLUDE","AL","AL-Eastern","H Neely Henry Dam",11,"1","WAT","HY",24.3,23.3,0,42801.33,0,null,"Electric Utility","N","OP",null,"Non Combustion (NUC, WAT, WND, GEO, or SUN)",null,"Eastern"]
["EXCLUDE","AL","AL-Eastern","H Neely Henry Dam",11,"2","WAT","HY",24.3,23.3,0,42801.33,0,null,"Electric Utility","N","OP",null,"Non Combustion (NUC, WAT, WND, GEO, or SUN)",null,"Eastern"]
["EXCLUDE","AL","AL-Eastern","H Neely Henry Dam",11,"3","WAT","HY",24.3,23.4,0,42801.33,0,null,"Electric Utility","N","OP",null,"Non Combustion (NUC, WAT, WND, GEO, or SUN)",null,"Eastern"]
["EXCLUDE","AL","AL-Eastern","Holt Dam",12,"1","WAT","HY",40,45,0,155852,0,null,"Electric Utility","N","OP",2015,"Non Combustion (NUC, WAT, WND, GEO, or SUN)",null,"Eastern"]
["EXCLUDE","AL","AL-Eastern","Jordan Dam",13,"1","WAT","HY",25,25,0,50335.75,0,null,"Electric Utility","N","OP",null,"Non Combustion (NUC, WAT, WND, GEO, or SUN)",null,"Eastern"]
["EXCLUDE","AL","AL-Eastern","Jordan Dam",13,"2","WAT","HY",25,25,0,50335.75,0,null,"Electric Utility","N","OP",null,"Non Combustion (NUC, WAT, WND, GEO, or SUN)",null,"Eastern"]
["EXCLUDE","AL","AL-Eastern","Jordan Dam",13,"3","WAT","HY",25,25,0,50335.75,0,null,"Electric Utility","N","OP",null,"Non Combustion (NUC, WAT, WND, GEO, or SUN)",null,"Eastern"]
["EXCLUDE","AL","AL-Eastern","Jordan Dam",13,"4","WAT","HY",25,25,0,50335.75,0,null,"Electric Utility","N","OP",null,"Non Combustion (NUC, WAT, WND, GEO, or SUN)",null,"Eastern"]
["EXCLUDE","AL","AL-Eastern","Logan Martin Dam",14,"1","WAT","HY",42.7,45,0,66098.33,0,null,"Electric Utility","N","OP",null,"Non Combustion (NUC, WAT, WND, GEO, or SUN)",null,"Eastern"]
["EXCLUDE","AL","AL-Eastern","Logan Martin Dam",14,"2","WAT","HY",42.7,45,0,66098.33,0,null,"Electric Utility","N","OP",null,"Non Combustion (NUC, WAT, WND, GEO, or SUN)",null,"Eastern"]
["EXCLUDE","AL","AL-Eastern","Logan Martin Dam",14,"3","WAT","HY",42.7,45,0,66098.33,0,null,"Electric Utility","N","OP",null,"Non Combustion (NUC, WAT, WND, GEO, or SUN)",null,"Eastern"]
["EXCLUDE","AL","AL-Eastern","Lay Dam",15,"1","WAT","HY",29.5,29.8,0,58304,0,null,"Electric Utility","N","OP",null,"Non Combustion (NUC, WAT, WND, GEO, or SUN)",null,"Eastern"]
["EXCLUDE","AL","AL-Eastern","Lay Dam",15,"2","WAT","HY",29.5,29.8,0,58304,0,null,"Electric Utility","N","OP",null,"Non Combustion (NUC, WAT, WND, GEO, or SUN)",null,"Eastern"]
["EXCLUDE","AL","AL-Eastern","Lay Dam",15,"3","WAT","HY",29.5,29.8,0,58304,0,null,"Electric Utility","N","OP",null,"Non Combustion (NUC, WAT, WND, GEO, or SUN)",null,"Eastern"]
["EXCLUDE","AL","AL-Eastern","Lay Dam",15,"4","WAT","HY",29.5,29.8,0,58304,0,null,"Electric Utility","N","OP",null,"Non Combustion (NUC, WAT, WND, GEO, or SUN)",null,"Eastern"]
["EXCLUDE","AL","AL-Eastern","Lay Dam",15,"5","WAT","HY",29.5,29.8,0,58304,0,null,"Electric Utility","N","OP",null,"Non Combustion (NUC, WAT, WND, GEO, or SUN)",null,"Eastern"]
["EXCLUDE","AL","AL-Eastern","Lay Dam",15,"6","WAT","HY",29.5,29.8,0,58304,0,null,"Electric Utility","N","OP",null,"Non Combustion (NUC, WAT, WND, GEO, or SUN)",null,"Eastern"]
["EXCLUDE","AL","AL-Eastern","Martin Dam",16,"1","WAT","HY",50.2,46.5,0,41944.65,0,null,"Electric Utility","N","OP",null,"Non Combustion (NUC, WAT, WND, GEO, or SUN)",null,"Eastern"]
["EXCLUDE","AL","AL-Eastern","Martin Dam",16,"2","WAT","HY",50.2,46.5,0,41944.65,0,null,"Electric Utility","N","OP",null,"Non Combustion (NUC, WAT, WND, GEO, or SUN)",null,"Eastern"]
["EXCLUDE","AL","AL-Eastern","Martin Dam",16,"3","WAT","HY",50.2,46.5,0,41944.65,0,null,"Electric Utility","N","OP",null,"Non Combustion (NUC, WAT, WND, GEO, or SUN)",null,"Eastern"]
["EXCLUDE","AL","AL-Eastern","Martin Dam",16,"4","WAT","HY",60,46.5,0,50133.05,0,null,"Electric Utility","N","OP",null,"Non Combustion (NUC, WAT, WND, GEO, or SUN)",null,"Eastern"]
["EXCLUDE","AL","AL-Eastern","Mitchell Dam",17,"4","WAT","HY",20,19.5,0,35188.82,0,null,"Electric Utility","N","OP",null,"Non Combustion (NUC, WAT, WND, GEO, or SUN)",null,"Eastern"]
["EXCLUDE","AL","AL-Eastern","Mitchell Dam",17,"5","WAT","HY",50,48.8,0,87972.06,0,null,"Electric Utility","N","OP",null,"Non Combustion (NUC, WAT, WND, GEO, or SUN)",null,"Eastern"]
["EXCLUDE","AL","AL-Eastern","Mitchell Dam",17,"6","WAT","HY",50,48.8,0,87972.06,0,null,"Electric Utility","N","OP",null,"Non Combustion (NUC, WAT, WND, GEO, or SUN)",null,"Eastern"]
["EXCLUDE","AL","AL-Eastern","Mitchell Dam",17,"7","WAT","HY",50,48.8,0,87972.06,0,null,"Electric Utility","N","OP",null,"Non Combustion (NUC, WAT, WND, GEO, or SUN)",null,"Eastern"]
["EXCLUDE","AL","AL-Eastern","Lewis Smith Dam",18,"1","WAT","HY",78.7,90,0,110232.5,0,null,"Electric Utility","N","OP",null,"Non Combustion (NUC, WAT, WND, GEO, or SUN)",null,"Eastern"]
["EXCLUDE","AL","AL-Eastern","Lewis Smith Dam",18,"2","WAT","HY",78.7,90,0,110232.5,0,null,"Electric Utility","N","OP",null,"Non Combustion (NUC, WAT, WND, GEO, or SUN)",null,"Eastern"]
["EXCLUDE","AL","AL-Eastern","Thurlow Dam",19,"1","WAT","HY",40.5,34,0,56299.01,0,null,"Electric Utility","N","OP",null,"Non Combustion (NUC, WAT, WND, GEO, or SUN)",null,"Eastern"]
["EXCLUDE","AL","AL-Eastern","Thurlow Dam",19,"2","WAT","HY",40.5,34,0,56299.01,0,null,"Electric Utility","N","OP",null,"Non Combustion (NUC, WAT, WND, GEO, or SUN)",null,"Eastern"]
["EXCLUDE","AL","AL-Eastern","Thurlow Dam",19,"3","WAT","HY",10,10,0,13900.99,0,null,"Electric Utility","N","OP",null,"Non Combustion (NUC, WAT, WND, GEO, or SUN)",null,"Eastern"]
["EXCLUDE","AL","AL-Eastern","Weiss Dam",20,"1","WAT","HY",29.2,24.7,0,44914.33,0,null,"Electric Utility","N","OP",null,"Non Combustion (NUC, WAT, WND, GEO, or SUN)",null,"Eastern"]
["EXCLUDE","AL","AL-Eastern","Weiss Dam",20,"2","WAT","HY",29.2,24.7,0,44914.33,0,null,"Electric Utility","N","OP",null,"Non Combustion (NUC, WAT, WND, GEO, or SUN)",null,"Eastern"]
["EXCLUDE","AL","AL-Eastern","Weiss Dam",20,"3","WAT","HY",29.2,24.7,0,44914.33,0,null,"Electric Utility","N","OP",null,"Non Combustion (NUC, WAT, WND, GEO, or SUN)",null,"Eastern"]
["EXCLUDE","AL","AL-Eastern","Yates Dam",21,"1","WAT","HY",25.5,23.5,0,37834.93,0,null,"Electric Utility","N","OP",null,"Non Combustion (NUC, WAT, WND, GEO, or SUN)",null,"Eastern"]
["EXCLUDE","AL","AL-Eastern","Yates Dam",21,"2","WAT","HY",25,23.5,0,37093.07,0,null,"Electric Utility","N","OP",null,"Non Combustion (NUC, WAT, WND, GEO, or SUN)",null,"Eastern"]
["COALST","AL","AL-Eastern","E C Gaston",26,"1","BIT","ST",272,254,5462,783158,878388.11,null,"Electric Utility","N","OP",null,null,null,"Eastern"]
["COALST","AL","AL-Eastern","E C Gaston",26,"2","BIT","ST",272,256,5324,853211,987187.92,null,"Electric Utility","N","OP",null,null,null,"Eastern"]
["COALST","AL","AL-Eastern","E C Gaston",26,"3","BIT","ST",272,254,5077.2,839616,1051879.1499999999,null,"Electric Utility","N","OP",null,null,null,"Eastern"]
["COALST","AL","AL-Eastern","E C Gaston",26,"5","BIT","ST",952,842,16078,4944693,5243197.05,null,"Electric Utility","N","OP",null,null,null,"Eastern"]
["EXCLUDE","AL","AL-Eastern","E C Gaston",26,"GT4","DFO","GT",21.2,16,0,82,199.57,null,"Electric Utility","N","OP",null,"Simple cycle unit",null,"Eastern"]
["COALST","AL","AL-Eastern","E C Gaston",26,"ST4","BIT","ST",244.8,256,3635,714273,805781.36,null,"Electric Utility","N","OP",null,null,null,"Eastern"]
["EXCLUDE","MN","MN-Eastern","Madelia",30,"1","NG","IC",3.1,3,0,0,0,null,"Electric Utility","N","OP",null,"Internal Combustion",null,"Eastern"]
["EXCLUDE","MN","MN-Eastern","Madelia",30,"2","NG","IC",2,1.5,0,0,0,null,"Electric Utility","N","OP",null,"Internal Combustion",null,"Eastern"]
["EXCLUDE","MN","MN-Eastern","Madelia",30,"3","NG","IC",1.1000000000000001,0.9,0,0,0,null,"Electric Utility","N","OP",null,"Internal Combustion",null,"Eastern"]
["EXCLUDE","MN","MN-Eastern","Madelia",30,"4","NG","IC",4.3,3.7,0,0,0,null,"Electric Utility","N","OP",null,"Internal Combustion",null,"Eastern"]
["EXCLUDE","MN","MN-Eastern","Madelia",30,"5","NG","IC",1.3,1.1000000000000001,0,0,0,null,"Electric Utility","N","OP",null,"Internal Combustion",null,"Eastern"]
["EXCLUDE","CA","CA-Western","Rollins",34,"1P","WAT","HY",12.1,12.1,0,56325,0,null,"IPP Non-CHP","N","OP",null,"Non Combustion (NUC, WAT, WND, GEO, or SUN)",null,"Western"]
["EXCLUDE","AL","AL-Eastern","Millers Ferry",38,"1","WAT","HY",33.700000000000003,30,0,99970.67,0,null,"Electric Utility","N","OP",null,"Non Combustion (NUC, WAT, WND, GEO, or SUN)",null,"Eastern"]
["EXCLUDE","AL","AL-Eastern","Millers Ferry",38,"2","WAT","HY",33.700000000000003,30,0,99970.67,0,null,"Electric Utility","N","OP",null,"Non Combustion (NUC, WAT, WND, GEO, or SUN)",null,"Eastern"]
["EXCLUDE","AL","AL-Eastern","Millers Ferry",38,"3","WAT","HY",33.700000000000003,30,0,99970.67,0,null,"Electric Utility","N","OP",null,"Non Combustion (NUC, WAT, WND, GEO, or SUN)",null,"Eastern"]
["EXCLUDE","AL","AL-Eastern","Browns Ferry",46,"1","NUC","ST",1152,1100.8,0,8598204.5600000005,0,null,"Electric Utility","N","OP",null,"Non Combustion (NUC, WAT, WND, GEO, or SUN)",null,"Eastern"]
["EXCLUDE","AL","AL-Eastern","Browns Ferry",46,"2","NUC","ST",1152,1103.7,0,8598204.5600000005,0,null,"Electric Utility","N","OP",null,"Non Combustion (NUC, WAT, WND, GEO, or SUN)",null,"Eastern"]
["EXCLUDE","AL","AL-Eastern","Browns Ferry",46,"3","NUC","ST",1190,1104.9000000000001,0,8881825.8900000006,0,null,"Electric Utility","N","OP",null,"Non Combustion (NUC, WAT, WND, GEO, or SUN)",null,"Eastern"]
["COALST","AL","AL-Eastern","Colbert",47,"1","BIT","ST",200,178,2463,725700,798061.33,null,"Electric Utility","N","OP",null,null,null,"Eastern"]
["COALST","AL","AL-Eastern","Colbert",47,"2","BIT","ST",200,178,2869,977731,1055732.26,null,"Electric Utility","N","OP",null,null,null,"Eastern"]
["COALST","AL","AL-Eastern","Colbert",47,"3","BIT","ST",200,178,2805,744938,823354.67,null,"Electric Utility","N","OP",null,null,null,"Eastern"]
["COALST","AL","AL-Eastern","Colbert",47,"4","BIT","ST",200,178,2716,522365,589946.42000000004,null,"Electric Utility","N","OP",null,null,null,"Eastern"]
["COALST","AL","AL-Eastern","Colbert",47,"5","BIT","ST",550,472,8070,394186,451007.11,null,"Electric Utility","N","OP",null,null,null,"Eastern"]
["EXCLUDE","AL","AL-Eastern","Colbert",47,"GT1","NG","GT",59.5,45.4,760,567.63,504.6,null,"Electric Utility","N","OP",null,"Simple cycle unit",null,"Eastern"]
["EXCLUDE","AL","AL-Eastern","Colbert",47,"GT2","NG","GT",59.5,45.4,760,567.63,404.43,null,"Electric Utility","N","OP",null,"Simple cycle unit",null,"Eastern"]
["EXCLUDE","AL","AL-Eastern","Colbert",47,"GT3","NG","GT",59.5,45.4,760,567.63,767.95,null,"Electric Utility","N","OP",null,"Simple cycle unit",null,"Eastern"]
["EXCLUDE","AL","AL-Eastern","Colbert",47,"GT4","NG","GT",59.5,45.4,760,567.63,476.08,null,"Electric Utility","N","OP",null,"Simple cycle unit",null,"Eastern"]
["EXCLUDE","AL","AL-Eastern","Colbert",47,"GT5","NG","GT",59.5,45.4,760,567.63,380.48,null,"Electric Utility","N","OP",null,"Simple cycle unit",null,"Eastern"]
["EXCLUDE","AL","AL-Eastern","Colbert",47,"GT6","NG","GT",59.5,45.4,760,567.63,255.98,null,"Electric Utility","N","OP",null,"Simple cycle unit",null,"Eastern"]
["EXCLUDE","AL","AL-Eastern","Colbert",47,"GT7","NG","GT",59.5,45.4,760,567.63,573.79,null,"Electric Utility","N","OP",null,"Simple cycle unit",null,"Eastern"]
["EXCLUDE","AL","AL-Eastern","Colbert",47,"GT8","NG","GT",59.5,45.4,760,567.63,473.47,null,"Electric Utility","N","OP",null,"Simple cycle unit",null,"Eastern"]
["EXCLUDE","AL","AL-Eastern","Guntersville",48,"1","WAT","HY",28.8,31,0,166615.25,0,null,"Electric Utility","N","OP",null,"Non Combustion (NUC, WAT, WND, GEO, or SUN)",null,"Eastern"]
["EXCLUDE","AL","AL-Eastern","Guntersville",48,"2","WAT","HY",28.8,30.6,0,166615.25,0,null,"Electric Utility","N","OP",null,"Non Combustion (NUC, WAT, WND, GEO, or SUN)",null,"Eastern"]
["EXCLUDE","AL","AL-Eastern","Guntersville",48,"3","WAT","HY",28.8,29.8,0,166615.25,0,null,"Electric Utility","N","OP",null,"Non Combustion (NUC, WAT, WND, GEO, or SUN)",null,"Eastern"]
["EXCLUDE","AL","AL-Eastern","Guntersville",48,"4","WAT","HY",28.8,31.3,0,166615.25,0,null,"Electric Utility","N","OP",null,"Non Combustion (NUC, WAT, WND, GEO, or SUN)",null,"Eastern"]
["EXCLUDE","AL","AL-Eastern","Wheeler Dam",49,"1","WAT","HY",35.1,34.1,0,95974.52,0,null,"Electric Utility","N","OP",null,"Non Combustion (NUC, WAT, WND, GEO, or SUN)",null,"Eastern"]
["EXCLUDE","AL","AL-Eastern","Wheeler Dam",49,"10","WAT","HY",36,41.9,0,98435.41,0,null,"Electric Utility","N","OP",null,"Non Combustion (NUC, WAT, WND, GEO, or SUN)",null,"Eastern"]
["EXCLUDE","AL","AL-Eastern","Wheeler Dam",49,"11","WAT","HY",43.6,41.9,0,119216.21,0,null,"Electric Utility","N","OP",null,"Non Combustion (NUC, WAT, WND, GEO, or SUN)",null,"Eastern"]
["EXCLUDE","AL","AL-Eastern","Wheeler Dam",49,"2","WAT","HY",35.1,33.200000000000003,0,95974.52,0,null,"Electric Utility","N","OP",null,"Non Combustion (NUC, WAT, WND, GEO, or SUN)",null,"Eastern"]
["EXCLUDE","AL","AL-Eastern","Wheeler Dam",49,"3","WAT","HY",35.1,33.6,0,95974.52,0,null,"Electric Utility","N","OP",null,"Non Combustion (NUC, WAT, WND, GEO, or SUN)",null,"Eastern"]
["EXCLUDE","AL","AL-Eastern","Wheeler Dam",49,"4","WAT","HY",35.1,33.4,0,95974.52,0,null,"Electric Utility","N","OP",null,"Non Combustion (NUC, WAT, WND, GEO, or SUN)",null,"Eastern"]
["EXCLUDE","AL","AL-Eastern","Wheeler Dam",49,"5","WAT","HY",35.1,34.700000000000003,0,95974.52,0,null,"Electric Utility","N","OP",null,"Non Combustion (NUC, WAT, WND, GEO, or SUN)",null,"Eastern"]
["EXCLUDE","AL","AL-Eastern","Wheeler Dam",49,"6","WAT","HY",35.1,34.6,0,95974.52,0,null,"Electric Utility","N","OP",null,"Non Combustion (NUC, WAT, WND, GEO, or SUN)",null,"Eastern"]
["EXCLUDE","AL","AL-Eastern","Wheeler Dam",49,"7","WAT","HY",35.1,34.4,0,95974.52,0,null,"Electric Utility","N","OP",null,"Non Combustion (NUC, WAT, WND, GEO, or SUN)",null,"Eastern"]
["EXCLUDE","AL","AL-Eastern","Wheeler Dam",49,"8","WAT","HY",35.1,34.5,0,95974.52,0,null,"Electric Utility","N","OP",null,"Non Combustion (NUC, WAT, WND, GEO, or SUN)",null,"Eastern"]
["EXCLUDE","AL","AL-Eastern","Wheeler Dam",49,"9","WAT","HY",43.6,41.9,0,119216.21,0,null,"Electric Utility","N","OP",null,"Non Combustion (NUC, WAT, WND, GEO, or SUN)",null,"Eastern"]
["COALST","AL","AL-Eastern","Widows Creek",50,"1","BIT","ST",140.6,111,0,0,0,null,"Electric Utility","N","OS",2014,null,null,"Eastern"]
["COALST","AL","AL-Eastern","Widows Creek",50,"2","BIT","ST",140.6,111,0,0,0,null,"Electric Utility","N","OS",2014,null,null,"Eastern"]
["COALST","AL","AL-Eastern","Widows Creek",50,"3","BIT","ST",140.6,111,0,0,0,null,"Electric Utility","N","OS",2013,null,null,"Eastern"]
["COALST","AL","AL-Eastern","Widows Creek",50,"4","BIT","ST",140.6,111,0,0,0,null,"Electric Utility","N","OS",2015,null,null,"Eastern"]
["COALST","AL","AL-Eastern","Widows Creek",50,"5","BIT","ST",140.6,111,0,0,0,null,"Electric Utility","N","OS",2013,null,null,"Eastern"]
["COALST","AL","AL-Eastern","Widows Creek",50,"6","BIT","ST",140.6,111,0,0,0,null,"Electric Utility","N","OP",2015,null,null,"Eastern"]
["COALST","AL","AL-Eastern","Widows Creek",50,"7","BIT","ST",575,473,5681,2493213,2849451.5,null,"Electric Utility","N","OP",null,null,null,"Eastern"]
["COALST","AL","AL-Eastern","Widows Creek",50,"8","BIT","ST",550,465,6602,1949090,2148195.65,null,"Electric Utility","N","OP",null,null,null,"Eastern"]
["COALST","LA","LA-Eastern","Dolet Hills",51,"1","LIG","ST",720.7,638,7600,4616823,5678438.0300000003,null,"Electric Utility","N","OP",null,null,null,"Eastern"]
["EXCLUDE","AL","AL-Eastern","Gantt",53,"3","WAT","HY",1.2,1,0,1477.6,0,null,"Electric Utility","N","OP",null,"Non Combustion (NUC, WAT, WND, GEO, or SUN)",null,"Eastern"]
["EXCLUDE","AL","AL-Eastern","Gantt",53,"4","WAT","HY",1.8,1.8,0,2216.4,0,null,"Electric Utility","N","OP",null,"Non Combustion (NUC, WAT, WND, GEO, or SUN)",null,"Eastern"]
["EXCLUDE","KY","KY-Eastern","J K Smith",54,"GT1","NG","GT",149,104,1777.55,125036.14,87972.81,null,"Electric Utility","N","OP",null,"Simple cycle unit",null,"Eastern"]
["EXCLUDE","KY","KY-Eastern","J K Smith",54,"GT10","NG","GT",98,88,1169.1300000000001,82238.53,57861.31,null,"Electric Utility","N","OP",null,"Simple cycle unit",null,"Eastern"]
["EXCLUDE","KY","KY-Eastern","J K Smith",54,"GT11","NG","GT",98,74,0,0,0,null,"Electric Utility","N","IP",null,"Status of Operation (IP, L, P, T)",null,"Eastern"]
["EXCLUDE","KY","KY-Eastern","J K Smith",54,"GT12","NG","GT",98,74,0,0,0,null,"Electric Utility","N","IP",null,"Status of Operation (IP, L, P, T)",null,"Eastern"]
["EXCLUDE","KY","KY-Eastern","J K Smith",54,"GT2","NG","GT",149,104,1777.55,125036.14,87972.81,null,"Electric Utility","N","OP",null,"Simple cycle unit",null,"Eastern"]
["EXCLUDE","KY","KY-Eastern","J K Smith",54,"GT3","NG","GT",149,104,1777.55,125036.14,87972.81,null,"Electric Utility","N","OP",null,"Simple cycle unit",null,"Eastern"]
["EXCLUDE","KY","KY-Eastern","J K Smith",54,"GT4","NG","GT",108,74,1288.42,90630.22,63765.53,null,"Electric Utility","N","OP",null,"Simple cycle unit",null,"Eastern"]
["EXCLUDE","KY","KY-Eastern","J K Smith",54,"GT5","NG","GT",108,74,1288.42,90630.22,63765.53,null,"Electric Utility","N","OP",null,"Simple cycle unit",null,"Eastern"]
["EXCLUDE","KY","KY-Eastern","J K Smith",54,"GT6","NG","GT",98,74,1169.1300000000001,82238.53,57861.31,null,"Electric Utility","N","OP",null,"Simple cycle unit",null,"Eastern"]
["EXCLUDE","KY","KY-Eastern","J K Smith",54,"GT7","NG","GT",98,74,1169.1300000000001,82238.53,57861.31,null,"Electric Utility","N","OP",null,"Simple cycle unit",null,"Eastern"]
["EXCLUDE","KY","KY-Eastern","J K Smith",54,"GT8","NG","GT",83,74,0,0,0,null,"Electric Utility","N","IP",null,"Status of Operation (IP, L, P, T)",null,"Eastern"]
["EXCLUDE","KY","KY-Eastern","J K Smith",54,"GT9","NG","GT",98,88,1169.1300000000001,82238.53,57861.31,null,"Electric Utility","N","OP",null,"Simple cycle unit",null,"Eastern"]
["EXCLUDE","KY","KY-Eastern","J K Smith",54,"ST1","BIT","ST",329.4,278,0,0,0,null,"Electric Utility","N","IP",null,"Status of Operation (IP, L, P, T)",null,"Eastern"]
["EXCLUDE","AL","AL-Eastern","Point A",55,"1","WAT","HY",1.6,1.8,0,3269.54,0,null,"Electric Utility","N","OP",null,"Non Combustion (NUC, WAT, WND, GEO, or SUN)",null,"Eastern"]
["EXCLUDE","AL","AL-Eastern","Point A",55,"2","WAT","HY",1.6,1.8,0,3269.54,0,null,"Electric Utility","N","OP",null,"Non Combustion (NUC, WAT, WND, GEO, or SUN)",null,"Eastern"]
["EXCLUDE","AL","AL-Eastern","Point A",55,"3","WAT","HY",2,1.8,0,4086.92,0,null,"Electric Utility","N","OP",null,"Non Combustion (NUC, WAT, WND, GEO, or SUN)",null,"Eastern"]
["COALST","AL","AL-Eastern","Charles R Lowman",56,"1","BIT","ST",66,80,1119,4388.57,7012.41,null,"Electric Utility","N","OP",null,null,null,"Eastern"]
["COALST","AL","AL-Eastern","Charles R Lowman",56,"2","BIT","ST",236,235,3103,878335,1074000.8799999999,null,"Electric Utility","N","OP",null,null,null,"Eastern"]
["COALST","AL","AL-Eastern","Charles R Lowman",56,"3","BIT","ST",236,235,3010,999488,1245084.8799999999,null,"Electric Utility","N","OP",null,null,null,"Eastern"]
["COALST","NE","NE-Eastern","Platte",59,"1","SUB","ST",109.8,100,1500,441660,587336.65,null,"Electric Utility","N","OP",null,null,null,"Eastern"]
["COALST","NE","NE-Eastern","Whelan Energy Center",60,"1","SUB","ST",76.3,77,835,362131,477654.19,null,"Electric Utility","N","OP",null,null,null,"Eastern"]
["COALST","NE","NE-Eastern","Whelan Energy Center",60,"2","SUB","ST",248,232,2210.5,998948,1119293.8999999999,null,"Electric Utility","N","OP",null,null,null,"Eastern"]
["EXCLUDE","AK","AK-Alaska","Annex Creek",62,"5","WAT","HY",1.8,1.8,0,9870.75,0,null,"Electric Utility","N","OP",null,"State not covered under final 111(d)",null,"Alaska"]
["EXCLUDE","AK","AK-Alaska","Annex Creek",62,"6","WAT","HY",2.2000000000000002,1.8,0,12064.25,0,null,"Electric Utility","N","OP",null,"State not covered under final 111(d)",null,"Alaska"]
["EXCLUDE","AK","AK-Alaska","Gold Creek",63,"1","WAT","HY",0.8,0.8,0,1993.5,0,null,"Electric Utility","N","OP",null,"State not covered under final 111(d)",null,"Alaska"]
["EXCLUDE","AK","AK-Alaska","Gold Creek",63,"2","WAT","HY",0.4,0.4,0,996.75,0,null,"Electric Utility","N","OP",null,"State not covered under final 111(d)",null,"Alaska"]
["EXCLUDE","AK","AK-Alaska","Gold Creek",63,"3","WAT","HY",0.4,0.4,0,996.75,0,null,"Electric Utility","N","OP",null,"State not covered under final 111(d)",null,"Alaska"]
["EXCLUDE","AK","AK-Alaska","Gold Creek",63,"IC1","DFO","IC",1.2,1.2,0,0,0,null,"Electric Utility","N","SB",null,"State not covered under final 111(d)",null,"Alaska"]
["EXCLUDE","AK","AK-Alaska","Gold Creek",63,"IC2","DFO","IC",1.2,1.2,0,0,0,null,"Electric Utility","N","SB",null,"State not covered under final 111(d)",null,"Alaska"]
["EXCLUDE","AK","AK-Alaska","Gold Creek",63,"IC3","DFO","IC",1.1000000000000001,1.1000000000000001,0,0,0,null,"Electric Utility","N","SB",null,"State not covered under final 111(d)",null,"Alaska"]
["EXCLUDE","AK","AK-Alaska","Gold Creek",63,"IC4","DFO","IC",3.5,3.5,0,0,0,null,"Electric Utility","N","SB",null,"State not covered under final 111(d)",null,"Alaska"]
["EXCLUDE","AK","AK-Alaska","Gold Creek",63,"IC5","DFO","IC",1.1000000000000001,1.1000000000000001,0,0,0,null,"Electric Utility","N","SB",null,"State not covered under final 111(d)",null,"Alaska"]
["EXCLUDE","AK","AK-Alaska","Lemon Creek",64,"1","DFO","IC",2.5,2.5,0,0,0,null,"Electric Utility","N","SB",null,"State not covered under final 111(d)",null,"Alaska"]
["EXCLUDE","AK","AK-Alaska","Lemon Creek",64,"2","DFO","IC",2.6,2.5,0,0,0,null,"Electric Utility","N","SB",null,"State not covered under final 111(d)",null,"Alaska"]
["EXCLUDE","AK","AK-Alaska","Lemon Creek",64,"3","DFO","IC",2.6,2.5,0,0,0,null,"Electric Utility","N","SB",null,"State not covered under final 111(d)",null,"Alaska"]
["EXCLUDE","AK","AK-Alaska","Lemon Creek",64,"5","DFO","GT",18.600000000000001,17.5,0,10,18.14,null,"Electric Utility","N","SB",null,"State not covered under final 111(d)",null,"Alaska"]
["EXCLUDE","AK","AK-Alaska","Lemon Creek",64,"6","DFO","GT",18.600000000000001,17.5,0,10,18.14,null,"Electric Utility","N","SB",null,"State not covered under final 111(d)",null,"Alaska"]
["EXCLUDE","AK","AK-Alaska","Lemon Creek",64,"7","DFO","IC",2.8,2.5,0,0,0,null,"Electric Utility","N","SB",null,"State not covered under final 111(d)",null,"Alaska"]
["EXCLUDE","AK","AK-Alaska","Lemon Creek",64,"IC10","DFO","IC",2.8,2.5,0,0,0,null,"Electric Utility","N","SB",null,"State not covered under final 111(d)",null,"Alaska"]
["EXCLUDE","AK","AK-Alaska","Lemon Creek",64,"IC11","DFO","IC",2.8,2.5,0,0,0,null,"Electric Utility","N","SB",null,"State not covered under final 111(d)",null,"Alaska"]
["EXCLUDE","AK","AK-Alaska","Lemon Creek",64,"IC12","DFO","IC",2.8,2.5,0,0,0,null,"Electric Utility","N","SB",null,"State not covered under final 111(d)",null,"Alaska"]
["EXCLUDE","AK","AK-Alaska","Lemon Creek",64,"IC8","DFO","IC",2.8,2.5,0,0,0,null,"Electric Utility","N","SB",null,"State not covered under final 111(d)",null,"Alaska"]
["EXCLUDE","AK","AK-Alaska","Lemon Creek",64,"IC9","DFO","IC",2.8,2.5,0,0,0,null,"Electric Utility","N","SB",null,"State not covered under final 111(d)",null,"Alaska"]
["EXCLUDE","AK","AK-Alaska","Salmon Creek 1",65,"HY7","WAT","HY",8.5,5.2,0,28396,0,null,"Electric Utility","N","OP",null,"State not covered under final 111(d)",null,"Alaska"]
["EXCLUDE","AK","AK-Alaska","Skagway",66,"1","WAT","HY",0.4,0.4,0,1332.4,0,null,"Electric Utility","N","OP",null,"State not covered under final 111(d)",null,"Alaska"]
["EXCLUDE","AK","AK-Alaska","Skagway",66,"2","WAT","HY",0.1,0.1,0,333.1,0,null,"Electric Utility","N","OP",null,"State not covered under final 111(d)",null,"Alaska"]
["EXCLUDE","AK","AK-Alaska","Skagway",66,"3","WAT","HY",0.3,0.3,0,999.3,0,null,"Electric Utility","N","OP",null,"State not covered under final 111(d)",null,"Alaska"]
["EXCLUDE","AK","AK-Alaska","Skagway",66,"4","WAT","HY",0.2,0.2,0,666.2,0,null,"Electric Utility","N","OP",null,"State not covered under final 111(d)",null,"Alaska"]
["EXCLUDE","AK","AK-Alaska","Skagway",66,"6A","DFO","IC",0.8,0.8,0,0,0,null,"Electric Utility","N","OP",null,"State not covered under final 111(d)",null,"Alaska"]
["EXCLUDE","AK","AK-Alaska","Skagway",66,"7A","DFO","IC",1.1000000000000001,1.1000000000000001,0,0,0,null,"Electric Utility","N","OP",null,"State not covered under final 111(d)",null,"Alaska"]
["EXCLUDE","AK","AK-Alaska","Skagway",66,"8A","DFO","IC",0.5,0.5,0,0,0,null,"Electric Utility","N","OP",null,"State not covered under final 111(d)",null,"Alaska"]
["EXCLUDE","AK","AK-Alaska","Skagway",66,"9","DFO","IC",1,1,0,0,0,null,"Electric Utility","N","OP",null,"State not covered under final 111(d)",null,"Alaska"]
["EXCLUDE","AK","AK-Alaska","Haines",69,"10","DFO","IC",1.2,1.2,0,0,0,null,"Electric Utility","N","OP",null,"State not covered under final 111(d)",null,"Alaska"]
["EXCLUDE","AK","AK-Alaska","Haines",69,"5","DFO","IC",0.6,0.6,0,0,0,null,"Electric Utility","N","OP",null,"State not covered under final 111(d)",null,"Alaska"]
["EXCLUDE","AK","AK-Alaska","Haines",69,"7A","DFO","IC",2.8,2.8,0,0,0,null,"Electric Utility","N","OP",null,"State not covered under final 111(d)",null,"Alaska"]
["EXCLUDE","AK","AK-Alaska","Haines",69,"9","DFO","IC",1.1000000000000001,1.1000000000000001,0,0,0,null,"Electric Utility","N","RE",2004,"State not covered under final 111(d)",null,"Alaska"]
["EXCLUDE","AK","AK-Alaska","Haines",69,"IC8A","DFO","IC",1.6,1.6,0,0,0,null,"Electric Utility","N","OP",null,"State not covered under final 111(d)",null,"Alaska"]
["EXCLUDE","AK","AK-Alaska","Swan Lake",70,"1","WAT","HY",11.2,11.2,0,48344.5,0,null,"Electric Utility","N","OP",null,"State not covered under final 111(d)",null,"Alaska"]
["EXCLUDE","AK","AK-Alaska","Swan Lake",70,"2","WAT","HY",11.2,11.2,0,48344.5,0,null,"Electric Utility","N","OP",null,"State not covered under final 111(d)",null,"Alaska"]
["EXCLUDE","AK","AK-Alaska","Terror Lake",71,"1","WAT","HY",11.2,11.2,0,65560.5,0,null,"Electric Utility","N","OP",null,"State not covered under final 111(d)",null,"Alaska"]
["EXCLUDE","AK","AK-Alaska","Terror Lake",71,"2","WAT","HY",11.2,11.2,0,65560.5,0,null,"Electric Utility","N","OP",null,"State not covered under final 111(d)",null,"Alaska"]
["EXCLUDE","CA","CA-Western","Venice",72,"1","WAT","HY",10.1,10.1,0,6972,0,null,"Electric Utility","N","OP",null,"Non Combustion (NUC, WAT, WND, GEO, or SUN)",null,"Western"]
["EXCLUDE","AK","AK-Alaska","Anchorage 1",75,"1","NG","GT",12.5,14,0,6768.21,5001.2,null,"Electric Utility","N","OP",null,"State not covered under final 111(d)",null,"Alaska"]
["EXCLUDE","AK","AK-Alaska","Anchorage 1",75,"2","NG","GT",12.5,14,0,6768.21,5001.2,null,"Electric Utility","N","OP",null,"State not covered under final 111(d)",null,"Alaska"]
["EXCLUDE","AK","AK-Alaska","Anchorage 1",75,"3","NG","GT",16.3,17.7,0,0,0,null,"Electric Utility","N","RE",2004,"State not covered under final 111(d)",null,"Alaska"]
["EXCLUDE","AK","AK-Alaska","Anchorage 1",75,"3R","NG","GT",48.9,29.3,0,26477.24,19564.7,null,"Electric Utility","N","OP",null,"State not covered under final 111(d)",null,"Alaska"]
["EXCLUDE","AK","AK-Alaska","Anchorage 1",75,"4","NG","GT",27,31.1,0,14619.34,10802.59,null,"Electric Utility","N","OP",null,"State not covered under final 111(d)",null,"Alaska"]
["EXCLUDE","AK","AK-Alaska","Anchorage 1",75,"D1","DFO","IC",1.1000000000000001,1.2,0,0,0,null,"Electric Utility","N","RE",2010,"State not covered under final 111(d)",null,"Alaska"]
["EXCLUDE","AK","AK-Alaska","Anchorage 1",75,"D2","DFO","IC",1.1000000000000001,1.4,0,0,0,null,"Electric Utility","N","RE",2010,"State not covered under final 111(d)",null,"Alaska"]
["EXCLUDE","AK","AK-Alaska","Anchorage 1",75,"P1BS","DFO","IC",2,2,0,0,0,null,"Electric Utility","N","OP",null,"State not covered under final 111(d)",null,"Alaska"]
["EXCLUDE","AK","AK-Alaska","Eklutna Hydro Project",77,"1","WAT","HY",22.2,22.2,0,35563,0,null,"Electric Utility","N","OP",null,"State not covered under final 111(d)",null,"Alaska"]
["EXCLUDE","AK","AK-Alaska","Eklutna Hydro Project",77,"2","WAT","HY",22.2,22.2,0,35563,0,null,"Electric Utility","N","OP",null,"State not covered under final 111(d)",null,"Alaska"]
["EXCLUDE","AK","AK-Alaska","Snettisham",78,"1","WAT","HY",23.6,23.5,0,87646.54,0,null,"Electric Utility","N","OP",null,"State not covered under final 111(d)",null,"Alaska"]
["EXCLUDE","AK","AK-Alaska","Snettisham",78,"2","WAT","HY",23.6,23.5,0,87646.54,0,null,"Electric Utility","N","OP",null,"State not covered under final 111(d)",null,"Alaska"]
["EXCLUDE","AK","AK-Alaska","Snettisham",78,"3","WAT","HY",31,31,0,115128.93,0,null,"Electric Utility","N","OP",null,"State not covered under final 111(d)",null,"Alaska"]
["EXCLUDE","AK","AK-Alaska","Aurora Energy LLC Chena",79,"1","SUB","ST",5,6,0,31255,56251.69,null,"IPP CHP","Y","OP",null,"State not covered under final 111(d)",null,"Alaska"]
["EXCLUDE","AK","AK-Alaska","Aurora Energy LLC Chena",79,"2","SUB","ST",2.5,2.5,0,4738,8527.2900000000009,null,"IPP CHP","Y","OP",null,"State not covered under final 111(d)",null,"Alaska"]
["EXCLUDE","AK","AK-Alaska","Aurora Energy LLC Chena",79,"3","SUB","ST",1.5,1.5,0,0,0,null,"IPP CHP","Y","RE",2009,"State not covered under final 111(d)",null,"Alaska"]
["EXCLUDE","AK","AK-Alaska","Aurora Energy LLC Chena",79,"5","SUB","ST",20,23.9,0,165412,297702.93,null,"IPP CHP","Y","OP",null,"State not covered under final 111(d)",null,"Alaska"]
["EXCLUDE","AK","AK-Alaska","Aurora Energy LLC Chena",79,"7","SUB","ST",2.2999999999999998,2.2999999999999998,0,0,0,null,"IPP CHP","Y","IP",null,"State not covered under final 111(d)",null,"Alaska"]
["EXCLUDE","AK","AK-Alaska","Ketchikan",84,"3","WAT","HY",1.4,1.4,0,8041.67,0,null,"Electric Utility","N","OP",null,"State not covered under final 111(d)",null,"Alaska"]
["EXCLUDE","AK","AK-Alaska","Ketchikan",84,"4","WAT","HY",1.4,1.4,0,8041.67,0,null,"Electric Utility","N","OP",null,"State not covered under final 111(d)",null,"Alaska"]
["EXCLUDE","AK","AK-Alaska","Ketchikan",84,"5","WAT","HY",1.4,1.4,0,8041.67,0,null,"Electric Utility","N","OP",null,"State not covered under final 111(d)",null,"Alaska"]
["EXCLUDE","AK","AK-Alaska","S W Bailey",85,"1","DFO","IC",4.5,3.5,0,0,0,null,"Electric Utility","N","OP",null,"State not covered under final 111(d)",null,"Alaska"]
["EXCLUDE","AK","AK-Alaska","S W Bailey",85,"2","DFO","IC",4.5,3.5,0,0,0,null,"Electric Utility","N","OP",null,"State not covered under final 111(d)",null,"Alaska"]
["EXCLUDE","AK","AK-Alaska","S W Bailey",85,"3","DFO","IC",6.4,5.5,0,0,0,null,"Electric Utility","N","OP",null,"State not covered under final 111(d)",null,"Alaska"]
["EXCLUDE","AK","AK-Alaska","S W Bailey",85,"4","DFO","IC",10.5,10.5,0,0,0,null,"Electric Utility","N","OP",null,"State not covered under final 111(d)",null,"Alaska"]
["COALST","NM","NM-Western","Escalante",87,"1","SUB","ST",257,247,4400,1122027,1383242.06,null,"Electric Utility","N","OP",null,null,null,"Western"]
["EXCLUDE","NY","NY-Eastern","Ashokan",88,"1","WAT","HY",2.2999999999999998,1.9,0,5145,0,null,"Electric Utility","N","OP",null,"Non Combustion (NUC, WAT, WND, GEO, or SUN)",null,"Eastern"]
["EXCLUDE","NY","NY-Eastern","Ashokan",88,"2","WAT","HY",2.2999999999999998,1.9,0,5145,0,null,"Electric Utility","N","OP",null,"Non Combustion (NUC, WAT, WND, GEO, or SUN)",null,"Eastern"]
["EXCLUDE","AK","AK-Alaska","Snake River",90,"11","DFO","IC",1.5,1.5,0,0,0,null,"Electric Utility","N","OS",null,"State not covered under final 111(d)",null,"Alaska"]
["EXCLUDE","AK","AK-Alaska","Snake River",90,"12","DFO","IC",3.8,3.7,0,0,0,null,"Electric Utility","N","OP",null,"State not covered under final 111(d)",null,"Alaska"]
["EXCLUDE","AK","AK-Alaska","Snake River",90,"14","DFO","IC",2,1.9,0,0,0,null,"Electric Utility","N","OP",null,"State not covered under final 111(d)",null,"Alaska"]
["EXCLUDE","AK","AK-Alaska","Snake River",90,"15","DFO","IC",5.2,5.2,0,0,0,null,"Electric Utility","Y","OP",null,"State not covered under final 111(d)",null,"Alaska"]
["EXCLUDE","AK","AK-Alaska","Snake River",90,"16","DFO","IC",5.2,5.2,0,0,0,null,"Electric Utility","Y","OP",null,"State not covered under final 111(d)",null,"Alaska"]
["EXCLUDE","AK","AK-Alaska","Snake River",90,"5","DFO","IC",1.2,1.2,0,0,0,null,"Electric Utility","N","RE",2001,"State not covered under final 111(d)",null,"Alaska"]
["EXCLUDE","AK","AK-Alaska","Snake River",90,"6","DFO","IC",1,1,0,0,0,null,"Electric Utility","N","RE",2008,"State not covered under final 111(d)",null,"Alaska"]
["EXCLUDE","AK","AK-Alaska","Snake River",90,"9","DFO","IC",2.8,2.9,0,0,0,null,"Electric Utility","N","OS",null,"State not covered under final 111(d)",null,"Alaska"]
["EXCLUDE","AK","AK-Alaska","Petersburg",91,"3","WAT","HY",1.6,1.6,0,13259,0,null,"Electric Utility","N","OP",null,"State not covered under final 111(d)",null,"Alaska"]
["EXCLUDE","AK","AK-Alaska","Petersburg",91,"IC1","DFO","IC",2.6,1.7,0,0,0,null,"Electric Utility","N","OP",null,"State not covered under final 111(d)",null,"Alaska"]
["EXCLUDE","AK","AK-Alaska","Petersburg",91,"IC2","DFO","IC",0.3,0.2,0,0,0,null,"Electric Utility","N","OP",null,"State not covered under final 111(d)",null,"Alaska"]
["EXCLUDE","AK","AK-Alaska","Petersburg",91,"IC3","DFO","IC",1.2,1,0,0,0,null,"Electric Utility","N","OP",null,"State not covered under final 111(d)",null,"Alaska"]
["EXCLUDE","AK","AK-Alaska","Petersburg",91,"IC4","DFO","IC",0.6,0.6,0,0,0,null,"Electric Utility","N","OP",null,"State not covered under final 111(d)",null,"Alaska"]
["EXCLUDE","AK","AK-Alaska","Petersburg",91,"IC5","DFO","IC",0.8,0.7,0,0,0,null,"Electric Utility","N","OP",null,"State not covered under final 111(d)",null,"Alaska"]
["EXCLUDE","AK","AK-Alaska","Petersburg",91,"IC6","DFO","IC",2.6,2.2999999999999998,0,0,0,null,"Electric Utility","N","OP",null,"State not covered under final 111(d)",null,"Alaska"]
["EXCLUDE","AK","AK-Alaska","Petersburg",91,"IC7","DFO","IC",2.6,2.2999999999999998,0,0,0,null,"Electric Utility","N","OP",null,"State not covered under final 111(d)",null,"Alaska"]
["EXCLUDE","AK","AK-Alaska","Petersburg",91,"IC8","DFO","IC",2.5,2.2000000000000002,0,0,0,null,"Electric Utility","N","OP",null,"State not covered under final 111(d)","Yes","Alaska"]
["EXCLUDE","AK","AK-Alaska","Seward",92,"1","DFO","IC",1.5,1,0,0,0,null,"Electric Utility","N","RE",2009,"State not covered under final 111(d)",null,"Alaska"]
["EXCLUDE","AK","AK-Alaska","Seward",92,"2","DFO","IC",1.5,1,0,0,0,null,"Electric Utility","N","RE",2009,"State not covered under final 111(d)",null,"Alaska"]
["EXCLUDE","AK","AK-Alaska","Seward",92,"3","DFO","IC",2.5,2.5,0,0,0,null,"Electric Utility","N","OP",null,"State not covered under final 111(d)",null,"Alaska"]
["EXCLUDE","AK","AK-Alaska","Seward",92,"4","DFO","IC",2.5,2.5,0,0,0,null,"Electric Utility","N","OP",null,"State not covered under final 111(d)",null,"Alaska"]
["EXCLUDE","AK","AK-Alaska","Seward",92,"5","DFO","IC",2.5,2.5,0,0,0,null,"Electric Utility","N","OP",null,"State not covered under final 111(d)",null,"Alaska"]
["EXCLUDE","AK","AK-Alaska","Seward",92,"6","DFO","IC",2.8,2.8,0,0,0,null,"Electric Utility","N","OP",null,"State not covered under final 111(d)",null,"Alaska"]
["EXCLUDE","AK","AK-Alaska","Seward",92,"N1","DFO","IC",2.8,2.8,0,0,0,null,"Electric Utility","N","OP",null,"State not covered under final 111(d)",null,"Alaska"]
["EXCLUDE","AK","AK-Alaska","Seward",92,"N2","DFO","IC",2.5,2.5,0,0,0,null,"Electric Utility","N","OP",null,"State not covered under final 111(d)",null,"Alaska"]
["EXCLUDE","AK","AK-Alaska","Blue Lake",93,"1","WAT","HY",3.5,3.5,0,27836,0,null,"Electric Utility","N","OP",null,"State not covered under final 111(d)",null,"Alaska"]
["EXCLUDE","AK","AK-Alaska","Blue Lake",93,"2","WAT","HY",3.5,3.5,0,27836,0,null,"Electric Utility","N","OP",null,"State not covered under final 111(d)",null,"Alaska"]
["EXCLUDE","AK","AK-Alaska","Wrangell",95,"1","DFO","IC",1.3,1.3,0,0,0,null,"Electric Utility","N","RE",2001,"State not covered under final 111(d)",null,"Alaska"]
["EXCLUDE","AK","AK-Alaska","Wrangell",95,"11","DFO","IC",2,2,0,0,0,null,"Electric Utility","N","OP",null,"State not covered under final 111(d)",null,"Alaska"]
["EXCLUDE","AK","AK-Alaska","Wrangell",95,"12","DFO","IC",2,2,0,0,0,null,"Electric Utility","N","OP",null,"State not covered under final 111(d)",null,"Alaska"]
["EXCLUDE","AK","AK-Alaska","Wrangell",95,"13","DFO","IC",2,2,0,0,0,null,"Electric Utility","N","OP",null,"State not covered under final 111(d)",null,"Alaska"]
["EXCLUDE","AK","AK-Alaska","Wrangell",95,"2","DFO","IC",1.3,1.3,0,0,0,null,"Electric Utility","N","RE",2001,"State not covered under final 111(d)",null,"Alaska"]
["EXCLUDE","AK","AK-Alaska","Wrangell",95,"3","DFO","IC",1.3,1.3,0,0,0,null,"Electric Utility","N","RE",2001,"State not covered under final 111(d)",null,"Alaska"]
["EXCLUDE","AK","AK-Alaska","Wrangell",95,"4","DFO","IC",1.3,1.3,0,0,0,null,"Electric Utility","N","RE",2001,"State not covered under final 111(d)",null,"Alaska"]
["EXCLUDE","AK","AK-Alaska","Wrangell",95,"5","DFO","IC",0.5,0.5,0,0,0,null,"Electric Utility","N","RE",2009,"State not covered under final 111(d)",null,"Alaska"]
["EXCLUDE","AK","AK-Alaska","Wrangell",95,"7","DFO","IC",0.5,0.5,0,0,0,null,"Electric Utility","N","RE",2009,"State not covered under final 111(d)",null,"Alaska"]
["EXCLUDE","AK","AK-Alaska","Wrangell",95,"9","DFO","IC",2.5,2.5,0,0,0,null,"Electric Utility","N","OP",null,"State not covered under final 111(d)",null,"Alaska"]
["EXCLUDE","AK","AK-Alaska","Beluga",96,"1","NG","GT",16,18.899999999999999,0,63142.58,49181.39,null,"Electric Utility","N","OP",null,"State not covered under final 111(d)",null,"Alaska"]
["EXCLUDE","AK","AK-Alaska","Beluga",96,"2","NG","GT",16,18.899999999999999,0,63142.58,49181.39,null,"Electric Utility","N","OP",null,"State not covered under final 111(d)",null,"Alaska"]
["EXCLUDE","AK","AK-Alaska","Beluga",96,"3","NG","GT",59.1,58,0,233232.92,181663.77,null,"Electric Utility","N","OP",null,"State not covered under final 111(d)",null,"Alaska"]
["EXCLUDE","AK","AK-Alaska","Beluga",96,"5","NG","GT",68.3,61.4,0,269539.90999999997,209943.07,null,"Electric Utility","N","OP",null,"State not covered under final 111(d)",null,"Alaska"]
["EXCLUDE","AK","AK-Alaska","Beluga",96,"6","NG","CC",76.5,72.599999999999994,0,491205.79,267229.68,null,"Electric Utility","N","OP",null,"State not covered under final 111(d)",null,"Alaska"]
["EXCLUDE","AK","AK-Alaska","Beluga",96,"7","NG","CC",76.5,70.599999999999994,0,491205.79,267229.68,null,"Electric Utility","N","OP",null,"State not covered under final 111(d)",null,"Alaska"]
["EXCLUDE","AK","AK-Alaska","Beluga",96,"8","NG","CC",62,44,0,398101.42,216578.3,null,"Electric Utility","N","OP",null,"State not covered under final 111(d)",null,"Alaska"]
["EXCLUDE","WA","WA-Western","Frederickson",99,"1","NG","GT",88.9,67,0,16938,16870.75,null,"Electric Utility","N","SB",null,"Simple cycle unit",null,"Western"]
["EXCLUDE","WA","WA-Western","Frederickson",99,"2","NG","GT",88.9,67,0,16938,16870.75,null,"Electric Utility","N","SB",null,"Simple cycle unit",null,"Western"]
["EXCLUDE","AZ","AZ-Western","South Consolidated",100,"SC1","WAT","HY",1.4,1.4,0,1314,0,null,"Electric Utility","N","OP",null,"Non Combustion (NUC, WAT, WND, GEO, or SUN)",null,"Western"]
["EXCLUDE","CA","CA-Western","J S Eastwood",104,"1","WAT","PS",199.8,199.8,0,179428,0,null,"Electric Utility","N","OP",null,"Non Combustion (NUC, WAT, WND, GEO, or SUN)",null,"Western"]
["COALST","KS","KS-Eastern","Holcomb",108,"1","SUB","ST",348.7,358.8,4320,1967702,2154747.2400000002,null,"Electric Utility","N","OP",null,null,null,"Eastern"]
["EXCLUDE","AK","AK-Alaska","Dillingham",109,"10","DFO","IC",1.1000000000000001,1.1000000000000001,0,0,0,null,"Electric Utility","N","OP",null,"State not covered under final 111(d)",null,"Alaska"]
["EXCLUDE","AK","AK-Alaska","Dillingham",109,"11","DFO","IC",1,1,0,0,0,null,"Electric Utility","N","OP",null,"State not covered under final 111(d)",null,"Alaska"]
["EXCLUDE","AK","AK-Alaska","Dillingham",109,"12","DFO","IC",1,1,0,0,0,null,"Electric Utility","N","OP",null,"State not covered under final 111(d)",null,"Alaska"]
["EXCLUDE","AK","AK-Alaska","Dillingham",109,"13","DFO","IC",1,1,0,0,0,null,"Electric Utility","N","OP",null,"State not covered under final 111(d)",null,"Alaska"]
["EXCLUDE","AK","AK-Alaska","Dillingham",109,"14","DFO","IC",1,1,0,0,0,null,"Electric Utility","N","OP",null,"State not covered under final 111(d)",null,"Alaska"]
["EXCLUDE","AK","AK-Alaska","Dillingham",109,"15","DFO","IC",1,1,0,0,0,null,"Electric Utility","N","OP",null,"State not covered under final 111(d)",null,"Alaska"]
["EXCLUDE","AK","AK-Alaska","Dillingham",109,"16","DFO","IC",0.5,0.5,0,0,0,null,"Electric Utility","N","OP",null,"State not covered under final 111(d)",null,"Alaska"]
["EXCLUDE","AK","AK-Alaska","Dillingham",109,"3","DFO","IC",0.3,0.3,0,0,0,null,"Electric Utility","N","RE",2009,"State not covered under final 111(d)",null,"Alaska"]
["EXCLUDE","AK","AK-Alaska","Dillingham",109,"4","DFO","IC",0.5,0.5,0,0,0,null,"Electric Utility","N","RE",2001,"State not covered under final 111(d)",null,"Alaska"]
["EXCLUDE","AK","AK-Alaska","Dillingham",109,"5","DFO","IC",0.7,0.7,0,0,0,null,"Electric Utility","N","RE",2007,"State not covered under final 111(d)",null,"Alaska"]
["EXCLUDE","AK","AK-Alaska","Dillingham",109,"6","DFO","IC",1,1,0,0,0,null,"Electric Utility","N","RE",2007,"State not covered under final 111(d)",null,"Alaska"]
["EXCLUDE","AK","AK-Alaska","Dillingham",109,"8","DFO","IC",0.8,0.8,0,0,0,null,"Electric Utility","N","RE",2006,"State not covered under final 111(d)",null,"Alaska"]
["EXCLUDE","AK","AK-Alaska","Dillingham",109,"IC9","DFO","IC",0.8,0.8,0,0,0,null,"Electric Utility","N","RE",2006,"State not covered under final 111(d)",null,"Alaska"]
["EXCLUDE","AZ","AZ-Western","Childs",112,"1","WAT","HY",1.8,1.4,0,0,0,null,"Electric Utility","N","RE",2005,"Retired prior to 2012",null,"Western"]
["EXCLUDE","AZ","AZ-Western","Childs",112,"2","WAT","HY",1.8,1.4,0,0,0,null,"Electric Utility","N","RE",2005,"Retired prior to 2012",null,"Western"]
["EXCLUDE","AZ","AZ-Western","Childs",112,"3","WAT","HY",1.8,1.4,0,0,0,null,"Electric Utility","N","RE",2005,"Retired prior to 2012",null,"Western"]
["COALST","AZ","AZ-Western","Cholla",113,"1","SUB","ST",113.6,116,1477,830108,1019760.78,null,"Electric Utility","N","OP",null,null,null,"Western"]
["COALST","AZ","AZ-Western","Cholla",113,"2","SUB","ST",288.89999999999998,260,5940,1812482,2180383.04,null,"Electric Utility","N","OP",null,null,null,"Western"]
["COALST","AZ","AZ-Western","Cholla",113,"3","SUB","ST",312.3,271,5940,1638312,2056791.92,null,"Electric Utility","N","OP",null,null,null,"Western"]
["COALST","AZ","AZ-Western","Cholla",113,"4","SUB","ST",414,380,6858,2703958,3211740.09,null,"Electric Utility","N","OP",null,null,null,"Western"]
["EXCLUDE","AZ","AZ-Western","Douglas",114,"1","DFO","GT",26.1,15,0,131,334.08,null,"Electric Utility","N","OP",null,"Simple cycle unit",null,"Western"]
["EXCLUDE","AZ","AZ-Western","Irving",115,"1","WAT","HY",1.6,1.4,0,0,0,null,"Electric Utility","N","RE",2005,"Retired prior to 2012",null,"Western"]
["OGST","AZ","AZ-Western","Ocotillo",116,"1","NG","ST",113.6,110,1240,40416,31481.46,null,"Electric Utility","N","OP",null,null,null,"Western"]
["OGST","AZ","AZ-Western","Ocotillo",116,"2","NG","ST",113.6,110,1240,29854,23844.82,null,"Electric Utility","N","OP",null,null,null,"Western"]
["EXCLUDE","AZ","AZ-Western","Ocotillo",116,"GT1","NG","GT",53.1,50,0,2056.5,2460.4299999999998,null,"Electric Utility","N","OP",null,"Simple cycle unit",null,"Western"]
["EXCLUDE","AZ","AZ-Western","Ocotillo",116,"GT2","NG","GT",53.1,50,0,2056.5,2460.4299999999998,null,"Electric Utility","N","OP",null,"Simple cycle unit",null,"Western"]
["EXCLUDE","AZ","AZ-Western","Ocotillo",116,"PV1","SUN","PV",0.1,0.1,0,50.17,0,null,"Electric Utility","N","OP",null,"Non Combustion (NUC, WAT, WND, GEO, or SUN)",null,"Western"]
["EXCLUDE","AZ","AZ-Western","Ocotillo",116,"PV2","SUN","PV",0.1,0.1,0,50.17,0,null,"Electric Utility","N","OP",null,"Non Combustion (NUC, WAT, WND, GEO, or SUN)",null,"Western"]
["EXCLUDE","AZ","AZ-Western","Ocotillo",116,"PVM","SUN","PV",0.4,0.4,0,200.67,0,null,"Electric Utility","N","OP",null,"Non Combustion (NUC, WAT, WND, GEO, or SUN)",null,"Western"]
["NGCC","AZ","AZ-Western","West Phoenix",117,"1B","NG","CC",132,85,639.74,272102.08,114162.41,null,"Electric Utility","N","OP",null,null,null,"Western"]
["NGCC","AZ","AZ-Western","West Phoenix",117,"2B","NG","CC",132,85,639.74,272102.08,114162.41,null,"Electric Utility","N","OP",null,null,null,"Western"]
["NGCC","AZ","AZ-Western","West Phoenix",117,"3B","NG","CC",132,85,639.74,272102.08,114162.41,null,"Electric Utility","N","OP",null,null,null,"Western"]
["EXCLUDE","AZ","AZ-Western","West Phoenix",117,"4","NG","ST",34.5,33.299999999999997,0,0,0,null,"Electric Utility","N","RE",2002,"Retired prior to 2012",null,"Western"]
["EXCLUDE","AZ","AZ-Western","West Phoenix",117,"5","NG","ST",16,12,0,0,0,null,"Electric Utility","N","RE",2002,"Retired prior to 2012",null,"Western"]
["EXCLUDE","AZ","AZ-Western","West Phoenix",117,"6","NG","ST",69,63,0,0,0,null,"Electric Utility","N","RE",2002,"Retired prior to 2012",null,"Western"]
["NGCC","AZ","AZ-Western","West Phoenix",117,"C4-1","NG","CC",91,68,441.03,187585.53,78702.87,null,"Electric Utility","N","OP",null,null,null,"Western"]
["NGCC","AZ","AZ-Western","West Phoenix",117,"C4-2","NG","CC",44.6,39,216.16,91937.52,38573.06,null,"Electric Utility","N","OP",null,null,null,"Western"]
["NGCC","AZ","AZ-Western","West Phoenix",117,"C5-1","NG","CC",184.5,160,894.18,380324.5,159567.91,null,"Electric Utility","N","OP",null,null,null,"Western"]
["NGCC","AZ","AZ-Western","West Phoenix",117,"C5-2","NG","CC",184.5,160,894.18,380324.5,159567.91,null,"Electric Utility","N","OP",null,null,null,"Western"]
["NGCC","AZ","AZ-Western","West Phoenix",117,"C5-3","NG","CC",200.6,170,972.21,413512.71,173492.27,null,"Electric Utility","N","OP",null,null,null,"Western"]
["EXCLUDE","AZ","AZ-Western","West Phoenix",117,"GT1","NG","GT",53.1,50,0,605.5,2081.89,null,"Electric Utility","N","OP",null,"Simple cycle unit",null,"Western"]
["EXCLUDE","AZ","AZ-Western","West Phoenix",117,"GT2","NG","GT",53.1,50,0,605.5,2081.89,null,"Electric Utility","N","OP",null,"Simple cycle unit",null,"Western"]
["OGST","AZ","AZ-Western","Saguaro",118,"1","NG","ST",125,110,0,0,0,null,"Electric Utility","N","OP",2013,null,null,"Western"]
["OGST","AZ","AZ-Western","Saguaro",118,"2","NG","ST",125,100,0,0,0,null,"Electric Utility","N","OP",2013,null,null,"Western"]
["EXCLUDE","AZ","AZ-Western","Saguaro",118,"GE1","NG","GT",78.3,76,403.17,7099.2,5210.62,null,"Electric Utility","N","OP",null,"Simple cycle unit",null,"Western"]
["EXCLUDE","AZ","AZ-Western","Saguaro",118,"GT1","NG","GT",53.1,50,273.41000000000003,4814.3999999999996,3533.64,null,"Electric Utility","N","OP",null,"Simple cycle unit",null,"Western"]
["EXCLUDE","AZ","AZ-Western","Saguaro",118,"GT2","NG","GT",53.1,50,273.41000000000003,4814.3999999999996,3533.64,null,"Electric Utility","N","OP",null,"Simple cycle unit",null,"Western"]
["EXCLUDE","AZ","AZ-Western","Saguaro",118,"PV1","SUN","OT",1,1,0,0,0,null,"Electric Utility","N","OP",2013,"Non Combustion (NUC, WAT, WND, GEO, or SUN)",null,"Western"]
["EXCLUDE","AZ","AZ-Western","Yucca",120,"GT1","NG","GT",23.6,18,72.75,10436.67,5408.88,null,"Electric Utility","N","OP",null,"Simple cycle unit",null,"Western"]
["EXCLUDE","AZ","AZ-Western","Yucca",120,"GT2","NG","GT",23.6,18,72.75,10436.67,5408.88,null,"Electric Utility","N","OP",null,"Simple cycle unit",null,"Western"]
["EXCLUDE","AZ","AZ-Western","Yucca",120,"GT21","DFO","GT",25.3,20,77.989999999999995,11188.46,5798.5,null,"Electric Utility","N","OP",null,"Simple cycle unit",null,"Western"]
["EXCLUDE","AZ","AZ-Western","Yucca",120,"GT3","NG","GT",72.400000000000006,52,223.17,32017.58,16593.34,null,"Electric Utility","N","OP",null,"Simple cycle unit",null,"Western"]
["EXCLUDE","AZ","AZ-Western","Yucca",120,"GT4","DFO","GT",72.400000000000006,51,223.17,32017.58,16593.34,null,"Electric Utility","N","OP",null,"Simple cycle unit",null,"Western"]
["EXCLUDE","AZ","AZ-Western","Yucca",120,"GT5","NG","GT",60.5,47,186.49,26755.02,13865.98,null,"Electric Utility","N","OP",null,"Simple cycle unit",null,"Western"]
["EXCLUDE","AZ","AZ-Western","Yucca",120,"GT6","NG","GT",60.5,47,186.49,26755.02,13865.98,null,"Electric Utility","N","OP",null,"Simple cycle unit",null,"Western"]
["OGST","AZ","AZ-Western","Yucca",120,"ST1","NG","ST",86.7,75,850,116512,71688.160000000003,null,"Electric Utility","N","OP",null,null,null,"Western"]
["EXCLUDE","AZ","AZ-Western","Demoss Petrie",124,"GT2","NG","GT",85,72.2,1140,5488,5449.31,null,"Electric Utility","N","OP",null,"Simple cycle unit",null,"Western"]
["OGST","AZ","AZ-Western","H Wilson Sundt Generating Station",126,"4","NG","ST",173.3,156,1702,465995,432626.82,null,"Electric Utility","N","OP",null,null,null,"Western"]
["EXCLUDE","AZ","AZ-Western","H Wilson Sundt Generating Station",126,"GT1","NG","GT",27,24,0,3942.5,4402.87,null,"Electric Utility","N","OP",null,"Simple cycle unit",null,"Western"]
["EXCLUDE","AZ","AZ-Western","H Wilson Sundt Generating Station",126,"GT2","NG","GT",27,25,0,3942.5,4402.87,null,"Electric Utility","N","OP",null,"Simple cycle unit",null,"Western"]
["OGST","AZ","AZ-Western","H Wilson Sundt Generating Station",126,"ST1","NG","ST",108.8,81,850,80724,52141.73,null,"Electric Utility","N","OP",null,null,null,"Western"]
["OGST","AZ","AZ-Western","H Wilson Sundt Generating Station",126,"ST2","NG","ST",108.8,81,820,80543,56790.239999999998,null,"Electric Utility","N","OP",null,null,null,"Western"]
["OGST","AZ","AZ-Western","H Wilson Sundt Generating Station",126,"ST3","NG","ST",113.6,105,1210,168099,96518.28,null,"Electric Utility","N","OP",null,null,null,"Western"]
["COALST","TX","TX-ERCOT","Oklaunion",127,"1","SUB","ST",720,670,6800,3118474,3614819.62,null,"Electric Utility","N","OP",null,null,null,"ERCOT"]
["COALST","SC","SC-Eastern","Cross",130,"1","BIT","ST",590.9,580,6750,2165407,2409282.33,null,"Electric Utility","N","OP",null,null,null,"Eastern"]
["COALST","SC","SC-Eastern","Cross",130,"2","BIT","ST",556.20000000000005,570,6640,2242176,2470664.33,null,"Electric Utility","N","OP",null,null,null,"Eastern"]
["COALST","SC","SC-Eastern","Cross",130,"3","BIT","ST",591,590,6895,3983805,4175217.17,null,"Electric Utility","N","OP",null,null,null,"Eastern"]
["COALST","SC","SC-Eastern","Cross",130,"4","BIT","ST",652,590,7120,4677369,5075345.5999999996,null,"Electric Utility","N","OP",null,null,null,"Eastern"]
["COALST","FL","FL-Eastern","Seminole",136,"1","BIT","ST",735.9,675,7172,3742705,3674321.74,null,"Electric Utility","N","OP",null,null,null,"Eastern"]
["COALST","FL","FL-Eastern","Seminole",136,"2","BIT","ST",735.9,688,7172,3850483,3858102.42,null,"Electric Utility","N","OP",null,null,null,"Eastern"]
["EXCLUDE","FL","FL-Eastern","Seminole",136,"3","BIT","ST",850,750,0,0,0,null,"Electric Utility","N","IP",null,"Status of Operation (IP, L, P, T)",null,"Eastern"]
["OGST","AZ","AZ-Western","Agua Fria",141,"AF1","NG","ST",113.6,113,1370,18807,15334.1,null,"Electric Utility","N","OP",null,null,null,"Western"]
["OGST","AZ","AZ-Western","Agua Fria",141,"AF2","NG","ST",113.6,113,1370,17050,14589.33,null,"Electric Utility","N","OP",null,null,null,"Western"]
["OGST","AZ","AZ-Western","Agua Fria",141,"AF3","NG","ST",163.19999999999999,181,2350,16710,12911.34,null,"Electric Utility","N","OP",null,null,null,"Western"]
["EXCLUDE","AZ","AZ-Western","Agua Fria",141,"AF4","NG","GT",80.5,73,0,591.20000000000005,1075.08,null,"Electric Utility","N","OP",null,"Simple cycle unit",null,"Western"]
["EXCLUDE","AZ","AZ-Western","Agua Fria",141,"AF5","NG","GT",71.2,73,0,522.9,950.88,null,"Electric Utility","N","OP",null,"Simple cycle unit",null,"Western"]
["EXCLUDE","AZ","AZ-Western","Agua Fria",141,"AF6","NG","GT",71.2,73,0,522.9,950.88,null,"Electric Utility","N","OP",null,"Simple cycle unit",null,"Western"]
["EXCLUDE","AZ","AZ-Western","Agua Fria",141,"PV-3","SUN","PV",0.2,0.2,0,438,0,null,"Electric Utility","N","OP",null,"Non Combustion (NUC, WAT, WND, GEO, or SUN)",null,"Western"]
["EXCLUDE","AZ","AZ-Western","Crosscut",143,"CC1","NG","ST",7.5,7.5,0,0,0,null,"Electric Utility","N","OS",null,"Steam unit (PRMVR=ST) less than or equal to 25MW (i.e. 250 MMBtu/hr)",null,"Western"]
["EXCLUDE","AZ","AZ-Western","Crosscut",143,"CC2","NG","ST",7.5,7.5,0,0,0,null,"Electric Utility","N","OS",null,"Steam unit (PRMVR=ST) less than or equal to 25MW (i.e. 250 MMBtu/hr)",null,"Western"]
["EXCLUDE","AZ","AZ-Western","Crosscut",143,"CC3","NG","ST",7.5,7.5,0,0,0,null,"Electric Utility","N","OS",null,"Steam unit (PRMVR=ST) less than or equal to 25MW (i.e. 250 MMBtu/hr)",null,"Western"]
["EXCLUDE","AZ","AZ-Western","Crosscut",143,"CC4","NG","ST",7.5,7.5,0,0,0,null,"Electric Utility","N","OS",null,"Steam unit (PRMVR=ST) less than or equal to 25MW (i.e. 250 MMBtu/hr)",null,"Western"]
["EXCLUDE","AZ","AZ-Western","Crosscut",143,"CC5","WAT","HY",3,3,0,1929,0,null,"Electric Utility","N","OP",null,"Non Combustion (NUC, WAT, WND, GEO, or SUN)",null,"Western"]
["EXCLUDE","AZ","AZ-Western","Horse Mesa",145,"HM1","WAT","HY",9.9,10,0,28108.67,0,null,"Electric Utility","N","OP",null,"Non Combustion (NUC, WAT, WND, GEO, or SUN)",null,"Western"]
["EXCLUDE","AZ","AZ-Western","Horse Mesa",145,"HM2","WAT","HY",9.9,10,0,28108.67,0,null,"Electric Utility","N","OP",null,"Non Combustion (NUC, WAT, WND, GEO, or SUN)",null,"Western"]
["EXCLUDE","AZ","AZ-Western","Horse Mesa",145,"HM3","WAT","HY",9.9,10,0,28108.67,0,null,"Electric Utility","N","OP",null,"Non Combustion (NUC, WAT, WND, GEO, or SUN)",null,"Western"]
["EXCLUDE","AZ","AZ-Western","Horse Mesa",145,"HM4","WAT","PS",99.8,119,0,13748,0,null,"Electric Utility","N","OP",null,"Non Combustion (NUC, WAT, WND, GEO, or SUN)",null,"Western"]
["OGST","AZ","AZ-Western","Kyrene",147,"KY1","NG","ST",34.5,34,0,0,0,null,"Electric Utility","N","SB",null,null,null,"Western"]
["OGST","AZ","AZ-Western","Kyrene",147,"KY2","NG","ST",73.5,72,0,0,0,null,"Electric Utility","N","SB",null,null,null,"Western"]
["EXCLUDE","AZ","AZ-Western","Kyrene",147,"KY4","NG","GT",53.1,59,0,-81.93,385.48,null,"Electric Utility","N","OP",null,"Simple cycle unit",null,"Western"]
["EXCLUDE","AZ","AZ-Western","Kyrene",147,"KY5","NG","GT",60.3,53,0,-93.04,437.75,null,"Electric Utility","N","OP",null,"Simple cycle unit",null,"Western"]
["EXCLUDE","AZ","AZ-Western","Kyrene",147,"KY6","NG","GT",60.3,53,0,-93.04,437.75,null,"Electric Utility","N","OP",null,"Simple cycle unit",null,"Western"]
["NGCC","AZ","AZ-Western","Kyrene",147,"KY7","NG","CC",170,148,2310,665503.42000000004,289625.31,null,"Electric Utility","N","OP",null,null,null,"Western"]
["NGCC","AZ","AZ-Western","Kyrene",147,"KY7A","NG","CC",122,106,2310,477596.58,207848.75,null,"Electric Utility","N","OP",null,null,null,"Western"]
["EXCLUDE","AZ","AZ-Western","Mormon Flat",148,"MF1","WAT","HY",9.1999999999999993,11,0,19645,0,null,"Electric Utility","N","OP",null,"Non Combustion (NUC, WAT, WND, GEO, or SUN)",null,"Western"]
["EXCLUDE","AZ","AZ-Western","Mormon Flat",148,"MF2","WAT","PS",54.3,57.3,0,15887,0,null,"Electric Utility","N","OP",null,"Non Combustion (NUC, WAT, WND, GEO, or SUN)",null,"Western"]
["EXCLUDE","AZ","AZ-Western","Roosevelt",149,"ROOS","WAT","HY",36,36,0,93843,0,null,"Electric Utility","N","OP",null,"Non Combustion (NUC, WAT, WND, GEO, or SUN)",null,"Western"]
["EXCLUDE","AZ","AZ-Western","Stewart Mountain",150,"SM","WAT","HY",13,13,0,40799,0,null,"Electric Utility","N","OP",null,"Non Combustion (NUC, WAT, WND, GEO, or SUN)",null,"Western"]
["EXCLUDE","CA","CA-Western","McClure",151,"1","DFO","GT",71.2,56,0,1947.5,2791.74,null,"Electric Utility","N","OP",null,"Simple cycle unit",null,"Western"]
["EXCLUDE","CA","CA-Western","McClure",151,"2","DFO","GT",71.2,56,0,1947.5,2791.74,null,"Electric Utility","N","OP",null,"Simple cycle unit",null,"Western"]
["EXCLUDE","AZ","AZ-Western","Davis Dam",152,"1","WAT","HY",51.7,51.7,0,233177.75,0,null,"Electric Utility","N","OP",null,"Non Combustion (NUC, WAT, WND, GEO, or SUN)",null,"Western"]
["EXCLUDE","AZ","AZ-Western","Davis Dam",152,"2","WAT","HY",51.7,51.7,0,233177.75,0,null,"Electric Utility","N","OP",null,"Non Combustion (NUC, WAT, WND, GEO, or SUN)",null,"Western"]
["EXCLUDE","AZ","AZ-Western","Davis Dam",152,"3","WAT","HY",48,48,0,216489.98,0,null,"Electric Utility","N","OP",null,"Non Combustion (NUC, WAT, WND, GEO, or SUN)",null,"Western"]
["EXCLUDE","AZ","AZ-Western","Davis Dam",152,"4","WAT","HY",51.7,51.7,0,233177.75,0,null,"Electric Utility","N","OP",null,"Non Combustion (NUC, WAT, WND, GEO, or SUN)",null,"Western"]
["EXCLUDE","AZ","AZ-Western","Davis Dam",152,"5","WAT","HY",51.7,51.7,0,233177.75,0,null,"Electric Utility","N","OP",null,"Non Combustion (NUC, WAT, WND, GEO, or SUN)",null,"Western"]
["EXCLUDE","AZ","AZ-Western","Glen Canyon Dam",153,"1","WAT","HY",165,165,0,460083.76,0,null,"Electric Utility","N","OP",null,"Non Combustion (NUC, WAT, WND, GEO, or SUN)",null,"Western"]
["EXCLUDE","AZ","AZ-Western","Glen Canyon Dam",153,"2","WAT","HY",165,165,0,460083.76,0,null,"Electric Utility","N","OP",null,"Non Combustion (NUC, WAT, WND, GEO, or SUN)",null,"Western"]
["EXCLUDE","AZ","AZ-Western","Glen Canyon Dam",153,"3","WAT","HY",165,165,0,460083.76,0,null,"Electric Utility","N","OP",null,"Non Combustion (NUC, WAT, WND, GEO, or SUN)",null,"Western"]
["EXCLUDE","AZ","AZ-Western","Glen Canyon Dam",153,"4","WAT","HY",165,165,0,460083.76,0,null,"Electric Utility","N","OP",null,"Non Combustion (NUC, WAT, WND, GEO, or SUN)",null,"Western"]
["EXCLUDE","AZ","AZ-Western","Glen Canyon Dam",153,"5","WAT","HY",165,165,0,460083.76,0,null,"Electric Utility","N","OP",null,"Non Combustion (NUC, WAT, WND, GEO, or SUN)",null,"Western"]
["EXCLUDE","AZ","AZ-Western","Glen Canyon Dam",153,"6","WAT","HY",165,165,0,460083.76,0,null,"Electric Utility","N","OP",null,"Non Combustion (NUC, WAT, WND, GEO, or SUN)",null,"Western"]
["EXCLUDE","AZ","AZ-Western","Glen Canyon Dam",153,"7","WAT","HY",157,157,0,437776.67,0,null,"Electric Utility","N","OP",null,"Non Combustion (NUC, WAT, WND, GEO, or SUN)",null,"Western"]
["EXCLUDE","AZ","AZ-Western","Glen Canyon Dam",153,"8","WAT","HY",165,165,0,460083.76,0,null,"Electric Utility","N","OP",null,"Non Combustion (NUC, WAT, WND, GEO, or SUN)",null,"Western"]
["EXCLUDE","NV","NV-Western","Hoover Dam",154,"N0","WAT","HY",2.4,2.4,0,5481.97,0,null,"Electric Utility","N","OP",null,"Non Combustion (NUC, WAT, WND, GEO, or SUN)",null,"Western"]
["EXCLUDE","NV","NV-Western","Hoover Dam",154,"N1","WAT","HY",130,130,0,296939.81,0,null,"Electric Utility","N","OP",null,"Non Combustion (NUC, WAT, WND, GEO, or SUN)",null,"Western"]
["EXCLUDE","NV","NV-Western","Hoover Dam",154,"N2","WAT","HY",130,130,0,296939.81,0,null,"Electric Utility","N","OP",null,"Non Combustion (NUC, WAT, WND, GEO, or SUN)",null,"Western"]
["EXCLUDE","NV","NV-Western","Hoover Dam",154,"N3","WAT","HY",130,130,0,296939.81,0,null,"Electric Utility","N","OP",null,"Non Combustion (NUC, WAT, WND, GEO, or SUN)",null,"Western"]
["EXCLUDE","NV","NV-Western","Hoover Dam",154,"N4","WAT","HY",130,130,0,296939.81,0,null,"Electric Utility","N","OP",null,"Non Combustion (NUC, WAT, WND, GEO, or SUN)",null,"Western"]
["EXCLUDE","NV","NV-Western","Hoover Dam",154,"N5","WAT","HY",130,130,0,296939.81,0,null,"Electric Utility","N","OP",null,"Non Combustion (NUC, WAT, WND, GEO, or SUN)",null,"Western"]
["EXCLUDE","NV","NV-Western","Hoover Dam",154,"N6","WAT","HY",130,130,0,296939.81,0,null,"Electric Utility","N","OP",null,"Non Combustion (NUC, WAT, WND, GEO, or SUN)",null,"Western"]
["EXCLUDE","NV","NV-Western","Hoover Dam",154,"N7","WAT","HY",127,127,0,290087.34999999998,0,null,"Electric Utility","N","OP",null,"Non Combustion (NUC, WAT, WND, GEO, or SUN)",null,"Western"]
["EXCLUDE","NV","NV-Western","Hoover Dam",154,"N8","WAT","HY",130,130,0,296939.81,0,null,"Electric Utility","N","OP",null,"Non Combustion (NUC, WAT, WND, GEO, or SUN)",null,"Western"]
["EXCLUDE","UT","UT-Western","Lake Creek",159,"1","WAT","HY",1.5,1,0,3422,0,null,"Electric Utility","N","OP",null,"Non Combustion (NUC, WAT, WND, GEO, or SUN)",null,"Western"]
["EXCLUDE","AZ","AZ-Western","Apache Station",160,"GT1","NG","CC",11.5,10,919,null,0,null,"Electric Utility","Y","SB",null,"Combined cycle unit (PRMVR=CC) less than or equal to 25MW",null,"Western"]
["EXCLUDE","AZ","AZ-Western","Apache Station",160,"GT2","NG","GT",20.399999999999999,18.5,52.8,1741.67,1062.77,null,"Electric Utility","N","SB",null,"Simple cycle unit",null,"Western"]
["EXCLUDE","AZ","AZ-Western","Apache Station",160,"GT3","NG","GT",78.7,60,203.7,6719.09,4100.01,null,"Electric Utility","N","SB",null,"Simple cycle unit",null,"Western"]
["EXCLUDE","AZ","AZ-Western","Apache Station",160,"GT4","NG","GT",60.5,38,156.59,5165.24,3151.85,null,"Electric Utility","N","SB",null,"Simple cycle unit",null,"Western"]
["NGCC","AZ","AZ-Western","Apache Station",160,"ST1","NG","CC",81.599999999999994,72,919,0,0,null,"Electric Utility","N","SB",null,null,null,"Western"]
["COALST","AZ","AZ-Western","Apache Station",160,"ST2","SUB","ST",204,175,1900,688591,859622.45,null,"Electric Utility","N","OP",null,null,null,"Western"]
["COALST","AZ","AZ-Western","Apache Station",160,"ST3","SUB","ST",204,175,1900,922407,990392.25,null,"Electric Utility","N","OP",null,null,null,"Western"]
["EXCLUDE","CA","CA-Western","Turlock Lake",161,"1","WAT","HY",1.1000000000000001,1.1000000000000001,0,2586.67,0,null,"Electric Utility","N","OP",null,"Non Combustion (NUC, WAT, WND, GEO, or SUN)",null,"Western"]
["EXCLUDE","CA","CA-Western","Turlock Lake",161,"2","WAT","HY",1.1000000000000001,1.1000000000000001,0,2586.67,0,null,"Electric Utility","N","OP",null,"Non Combustion (NUC, WAT, WND, GEO, or SUN)",null,"Western"]
["EXCLUDE","CA","CA-Western","Turlock Lake",161,"3","WAT","HY",1.1000000000000001,1.1000000000000001,0,2586.67,0,null,"Electric Utility","N","OP",null,"Non Combustion (NUC, WAT, WND, GEO, or SUN)",null,"Western"]
["EXCLUDE","CA","CA-Western","Hickman",162,"1","WAT","HY",0.5,0.5,0,1978.5,0,null,"Electric Utility","N","OP",null,"Non Combustion (NUC, WAT, WND, GEO, or SUN)",null,"Western"]
["EXCLUDE","CA","CA-Western","Hickman",162,"2","WAT","HY",0.5,0.5,0,1978.5,0,null,"Electric Utility","N","OP",null,"Non Combustion (NUC, WAT, WND, GEO, or SUN)",null,"Western"]
["EXCLUDE","FL","FL-Eastern","Big Pine",164,"1","DFO","IC",2.7,2.5,0,0,0,null,"Electric Utility","N","RE",2006,"Retired prior to 2012",null,"Eastern"]
["COALST","OK","OK-Eastern","GRDA",165,"1","SUB","ST",540,490,5131,2637936,3300322.46,null,"Electric Utility","N","OP",null,null,null,"Eastern"]
["COALST","OK","OK-Eastern","GRDA",165,"2","SUB","ST",594,520,5296,2416797,3147912.7,null,"Electric Utility","N","OP",null,null,null,"Eastern"]
["EXCLUDE","AR","AR-Eastern","Carpenter",166,"1","WAT","HY",28,31,0,40524.5,0,null,"Electric Utility","N","OP",null,"Non Combustion (NUC, WAT, WND, GEO, or SUN)",null,"Eastern"]
["EXCLUDE","AR","AR-Eastern","Carpenter",166,"2","WAT","HY",28,31,0,40524.5,0,null,"Electric Utility","N","OP",null,"Non Combustion (NUC, WAT, WND, GEO, or SUN)",null,"Eastern"]
["OGST","AR","AR-Eastern","Cecil Lynch",167,"2","NG","ST",69,60,0,0,0,null,"Electric Utility","N","OS",null,null,null,"Eastern"]
["OGST","AR","AR-Eastern","Cecil Lynch",167,"3","NG","ST",156.19999999999999,110,1505,2581,3234.76,null,"Electric Utility","N","SB",null,null,null,"Eastern"]
["EXCLUDE","AR","AR-Eastern","Cecil Lynch",167,"4","DFO","IC",5.8,5,0,0,0,null,"Electric Utility","N","SB",null,"Internal Combustion",null,"Eastern"]
["OGST","AR","AR-Eastern","Hamilton Moses",168,"1","NG","ST",69,67,0,0,0,null,"Electric Utility","N","OS",2013,null,null,"Eastern"]
["OGST","AR","AR-Eastern","Hamilton Moses",168,"2","NG","ST",69,67,0,0,0,null,"Electric Utility","N","OS",2013,null,null,"Eastern"]
["EXCLUDE","AR","AR-Eastern","Harvey Couch",169,"1","NG","ST",26.5,12,0,0,0,null,"Electric Utility","N","RE",2011,"Retired prior to 2012",null,"Eastern"]
["OGST","AR","AR-Eastern","Harvey Couch",169,"2","NG","ST",156.19999999999999,123,0,0,0,null,"Electric Utility","N","SB",null,null,null,"Eastern"]
["OGST","AR","AR-Eastern","Lake Catherine",170,"1","NG","ST",40,47,0,35,62.35,null,"Electric Utility","N","SB",null,null,null,"Eastern"]
["OGST","AR","AR-Eastern","Lake Catherine",170,"2","NG","ST",40,45,725,115.48,170.05,null,"Electric Utility","N","SB",null,null,null,"Eastern"]
["OGST","AR","AR-Eastern","Lake Catherine",170,"3","NG","ST",119.5,96,1292,887,2253.15,null,"Electric Utility","N","SB",null,null,null,"Eastern"]
["OGST","AR","AR-Eastern","Lake Catherine",170,"4","NG","ST",552.5,525,7606,612047,436566.84,null,"Electric Utility","N","OA",null,null,null,"Eastern"]
["EXCLUDE","AR","AR-Eastern","Mabelvale",171,"1","NG","GT",19.5,14,0,395.5,620.37,null,"Electric Utility","N","OP",null,"Simple cycle unit",null,"Eastern"]
["EXCLUDE","AR","AR-Eastern","Mabelvale",171,"2","NG","GT",19.5,14,0,395.5,620.37,null,"Electric Utility","N","SB",null,"Simple cycle unit",null,"Eastern"]
["EXCLUDE","AR","AR-Eastern","Mabelvale",171,"3","NG","GT",19.5,14,0,395.5,620.37,null,"Electric Utility","N","OP",null,"Simple cycle unit",null,"Eastern"]
["EXCLUDE","AR","AR-Eastern","Mabelvale",171,"4","NG","GT",19.5,14,0,395.5,620.37,null,"Electric Utility","N","SB",null,"Simple cycle unit",null,"Eastern"]
["EXCLUDE","AR","AR-Eastern","Osceola",172,"10","DFO","IC",1.6,1.6,0,0,0,null,"Electric Utility","N","RE",2012,"Internal Combustion",null,"Eastern"]
["EXCLUDE","AR","AR-Eastern","Osceola",172,"11","DFO","IC",1.6,1.6,0,0,0,null,"Electric Utility","N","RE",2012,"Internal Combustion",null,"Eastern"]
["EXCLUDE","AR","AR-Eastern","Osceola",172,"12","DFO","IC",1.6,1.6,0,0,0,null,"Electric Utility","N","RE",2012,"Internal Combustion",null,"Eastern"]
["EXCLUDE","AR","AR-Eastern","Osceola",172,"13","DFO","IC",1.6,1.6,0,0,0,null,"Electric Utility","N","SB",null,"Internal Combustion",null,"Eastern"]
["EXCLUDE","AR","AR-Eastern","Osceola",172,"14","DFO","IC",1.6,1.6,0,0,0,null,"Electric Utility","N","SB",null,"Internal Combustion",null,"Eastern"]
["EXCLUDE","AR","AR-Eastern","Osceola",172,"9","DFO","IC",1.6,1.6,0,0,0,null,"Electric Utility","N","SB",null,"Internal Combustion",null,"Eastern"]
["OGST","AR","AR-Eastern","Robert E Ritchie",173,"1","NG","ST",359,300,0,0,0,null,"Electric Utility","N","OS",2013,null,null,"Eastern"]
["OGST","AR","AR-Eastern","Robert E Ritchie",173,"2","NG","ST",544.6,544,0,0,0,null,"Electric Utility","N","SB",null,null,null,"Eastern"]
["EXCLUDE","AR","AR-Eastern","Robert E Ritchie",173,"GT1","NG","GT",19.5,16,0,0,0,null,"Electric Utility","N","OS",null,"Simple cycle unit",null,"Eastern"]
["EXCLUDE","AR","AR-Eastern","Remmel",174,"1","WAT","HY",3,4,0,9059,0,null,"Electric Utility","N","OP",null,"Non Combustion (NUC, WAT, WND, GEO, or SUN)",null,"Eastern"]
["EXCLUDE","AR","AR-Eastern","Remmel",174,"2","WAT","HY",3,4,0,9059,0,null,"Electric Utility","N","OP",null,"Non Combustion (NUC, WAT, WND, GEO, or SUN)",null,"Eastern"]
["EXCLUDE","AR","AR-Eastern","Remmel",174,"3","WAT","HY",3,4,0,9059,0,null,"Electric Utility","N","OP",null,"Non Combustion (NUC, WAT, WND, GEO, or SUN)",null,"Eastern"]
["EXCLUDE","CA","CA-Western","Volta 2",180,"1","WAT","HY",1,0.9,0,3006,0,null,"Electric Utility","N","OP",null,"Non Combustion (NUC, WAT, WND, GEO, or SUN)",null,"Western"]
["EXCLUDE","AR","AR-Eastern","Beaver",182,"1","WAT","HY",56,64.400000000000006,0,54317.5,0,null,"Electric Utility","N","OP",null,"Non Combustion (NUC, WAT, WND, GEO, or SUN)",null,"Eastern"]
["EXCLUDE","AR","AR-Eastern","Beaver",182,"2","WAT","HY",56,64.400000000000006,0,54317.5,0,null,"Electric Utility","N","OP",null,"Non Combustion (NUC, WAT, WND, GEO, or SUN)",null,"Eastern"]
["EXCLUDE","AR","AR-Eastern","Degray",187,"1","WAT","HY",40,40,0,4255,0,null,"Electric Utility","N","OP",null,"Non Combustion (NUC, WAT, WND, GEO, or SUN)",null,"Eastern"]
["EXCLUDE","AR","AR-Eastern","Degray",187,"2","WAT","PS",28,28,0,42410,0,null,"Electric Utility","N","OP",null,"Non Combustion (NUC, WAT, WND, GEO, or SUN)",null,"Eastern"]
["EXCLUDE","AR","AR-Eastern","Greers Ferry Lake",188,"1","WAT","HY",48,55.2,0,79420,0,null,"Electric Utility","N","OP",null,"Non Combustion (NUC, WAT, WND, GEO, or SUN)",null,"Eastern"]
["EXCLUDE","AR","AR-Eastern","Greers Ferry Lake",188,"2","WAT","HY",48,55.2,0,79420,0,null,"Electric Utility","N","OP",null,"Non Combustion (NUC, WAT, WND, GEO, or SUN)",null,"Eastern"]
["EXCLUDE","AR","AR-Eastern","Paragould",192,"1","DFO","IC",0.4,0.4,0,0,0,null,"Electric Utility","N","RE",2002,"Retired prior to 2012",null,"Eastern"]
["EXCLUDE","AR","AR-Eastern","Paragould",192,"2","DFO","IC",1.1000000000000001,1.1000000000000001,0,0,0,null,"Electric Utility","N","RE",2002,"Retired prior to 2012",null,"Eastern"]
["EXCLUDE","AR","AR-Eastern","Paragould",192,"4","DFO","IC",0.8,0.8,0,0,0,null,"Electric Utility","N","RE",2002,"Retired prior to 2012",null,"Eastern"]
["EXCLUDE","AR","AR-Eastern","Paragould",192,"5","DFO","IC",0.8,0.8,0,0,0,null,"Electric Utility","N","RE",2002,"Retired prior to 2012",null,"Eastern"]
["EXCLUDE","AR","AR-Eastern","Paragould",192,"6","DFO","IC",1,1,0,0,0,null,"Electric Utility","N","RE",2002,"Retired prior to 2012",null,"Eastern"]
["EXCLUDE","AR","AR-Eastern","Municipal Light",193,"1","DFO","IC",2,2,0,0,0,null,"Electric Utility","N","OP",null,"Internal Combustion",null,"Eastern"]
["EXCLUDE","AR","AR-Eastern","Municipal Light",193,"2","DFO","IC",0.6,0.6,0,0,0,null,"Electric Utility","N","OP",null,"Internal Combustion",null,"Eastern"]
["EXCLUDE","AR","AR-Eastern","Municipal Light",193,"4","DFO","IC",2.2000000000000002,2.2000000000000002,0,0,0,null,"Electric Utility","N","OP",null,"Internal Combustion",null,"Eastern"]
["EXCLUDE","AR","AR-Eastern","Municipal Light",193,"6","DFO","IC",1.3,1.3,0,0,0,null,"Electric Utility","N","OP",null,"Internal Combustion",null,"Eastern"]
["EXCLUDE","AR","AR-Eastern","Municipal Light",193,"7","DFO","IC",1.1000000000000001,1.1000000000000001,0,0,0,null,"Electric Utility","N","OP",null,"Internal Combustion",null,"Eastern"]
["EXCLUDE","AR","AR-Eastern","Narrows",195,"1","WAT","HY",8.5,9.6999999999999993,0,9236.33,0,null,"Electric Utility","N","OP",null,"Non Combustion (NUC, WAT, WND, GEO, or SUN)",null,"Eastern"]
["EXCLUDE","AR","AR-Eastern","Narrows",195,"2","WAT","HY",8.5,9.6999999999999993,0,9236.33,0,null,"Electric Utility","N","OS",null,"Non Combustion (NUC, WAT, WND, GEO, or SUN)",null,"Eastern"]
["EXCLUDE","AR","AR-Eastern","Narrows",195,"3","WAT","HY",8.5,9.6999999999999993,0,9236.33,0,null,"Electric Utility","N","OP",null,"Non Combustion (NUC, WAT, WND, GEO, or SUN)",null,"Eastern"]
["EXCLUDE","AR","AR-Eastern","Norfork",196,"1","WAT","HY",40.200000000000003,46,0,77215,0,null,"Electric Utility","N","OP",null,"Non Combustion (NUC, WAT, WND, GEO, or SUN)",null,"Eastern"]
["EXCLUDE","AR","AR-Eastern","Norfork",196,"2","WAT","HY",40.200000000000003,46,0,77215,0,null,"Electric Utility","N","OP",null,"Non Combustion (NUC, WAT, WND, GEO, or SUN)",null,"Eastern"]
["EXCLUDE","AR","AR-Eastern","Blakely Mountain",197,"1","WAT","HY",37.5,37.5,0,66682.5,0,null,"Electric Utility","N","OP",null,"Non Combustion (NUC, WAT, WND, GEO, or SUN)",null,"Eastern"]
["EXCLUDE","AR","AR-Eastern","Blakely Mountain",197,"2","WAT","HY",37.5,37.5,0,66682.5,0,null,"Electric Utility","N","OP",null,"Non Combustion (NUC, WAT, WND, GEO, or SUN)",null,"Eastern"]
["EXCLUDE","AR","AR-Eastern","Bull Shoals",198,"1","WAT","HY",40,46,0,58081.88,0,null,"Electric Utility","N","OP",null,"Non Combustion (NUC, WAT, WND, GEO, or SUN)",null,"Eastern"]
["EXCLUDE","AR","AR-Eastern","Bull Shoals",198,"2","WAT","HY",40,46,0,58081.88,0,null,"Electric Utility","N","OP",null,"Non Combustion (NUC, WAT, WND, GEO, or SUN)",null,"Eastern"]
["EXCLUDE","AR","AR-Eastern","Bull Shoals",198,"3","WAT","HY",40,46,0,58081.88,0,null,"Electric Utility","N","OP",null,"Non Combustion (NUC, WAT, WND, GEO, or SUN)",null,"Eastern"]
["EXCLUDE","AR","AR-Eastern","Bull Shoals",198,"4","WAT","HY",40,46,0,58081.88,0,null,"Electric Utility","N","OP",null,"Non Combustion (NUC, WAT, WND, GEO, or SUN)",null,"Eastern"]
["EXCLUDE","AR","AR-Eastern","Bull Shoals",198,"5","WAT","HY",45,51.7,0,65342.12,0,null,"Electric Utility","N","OP",null,"Non Combustion (NUC, WAT, WND, GEO, or SUN)",null,"Eastern"]
["EXCLUDE","AR","AR-Eastern","Bull Shoals",198,"6","WAT","HY",45,51.7,0,65342.12,0,null,"Electric Utility","N","OP",null,"Non Combustion (NUC, WAT, WND, GEO, or SUN)",null,"Eastern"]
["EXCLUDE","AR","AR-Eastern","Bull Shoals",198,"7","WAT","HY",45,51.7,0,65342.12,0,null,"Electric Utility","N","OP",null,"Non Combustion (NUC, WAT, WND, GEO, or SUN)",null,"Eastern"]
["EXCLUDE","AR","AR-Eastern","Bull Shoals",198,"8","WAT","HY",45,51.7,0,65342.12,0,null,"Electric Utility","N","OP",null,"Non Combustion (NUC, WAT, WND, GEO, or SUN)",null,"Eastern"]
["EXCLUDE","AR","AR-Eastern","Dardanelle",199,"1","WAT","HY",40.200000000000003,40.200000000000003,0,86937.75,0,null,"Electric Utility","N","OP",null,"Non Combustion (NUC, WAT, WND, GEO, or SUN)",null,"Eastern"]
["EXCLUDE","AR","AR-Eastern","Dardanelle",199,"2","WAT","HY",40.200000000000003,40.200000000000003,0,86937.75,0,null,"Electric Utility","N","OP",null,"Non Combustion (NUC, WAT, WND, GEO, or SUN)",null,"Eastern"]
["EXCLUDE","AR","AR-Eastern","Dardanelle",199,"3","WAT","HY",40.200000000000003,40.200000000000003,0,86937.75,0,null,"Electric Utility","N","OP",null,"Non Combustion (NUC, WAT, WND, GEO, or SUN)",null,"Eastern"]
["EXCLUDE","AR","AR-Eastern","Dardanelle",199,"4","WAT","HY",40.200000000000003,40.200000000000003,0,86937.75,0,null,"Electric Utility","N","OP",null,"Non Combustion (NUC, WAT, WND, GEO, or SUN)",null,"Eastern"]
["NGCC","AR","AR-Eastern","Thomas Fitzhugh",201,"1","NG","CC",59,62,1750,36503.14,20671.55,null,"Electric Utility","N","OP",null,null,null,"Eastern"]
["NGCC","AR","AR-Eastern","Thomas Fitzhugh",201,"2","NG","CC",126,103,1750,77955.86,44146.01,null,"Electric Utility","N","OP",null,null,null,"Eastern"]
["OGST","AR","AR-Eastern","Carl Bailey",202,"1","NG","ST",120,122,1436,46502,35551.230000000003,null,"Electric Utility","N","OP",null,null,null,"Eastern"]
["OGST","AR","AR-Eastern","McClellan",203,"1","NG","ST",136,134,1436,199295,144437.26999999999,null,"Electric Utility","N","OP",null,null,null,"Eastern"]
["EXCLUDE","IL","IL-Eastern","Clinton Power Station",204,"1","NUC","ST",1138.3,1065,0,9373726,0,null,"IPP Non-CHP","N","OP",null,"Non Combustion (NUC, WAT, WND, GEO, or SUN)",null,"Eastern"]
["COALST","FL","FL-Eastern","St Johns River Power Park",207,"1","BIT","ST",679,626,6144,3125829,3280206.89,null,"Electric Utility","N","OP",null,null,null,"Eastern"]
["COALST","FL","FL-Eastern","St Johns River Power Park",207,"2","BIT","ST",679,626,6144,3089570,3577890.7,null,"Electric Utility","N","OP",null,null,null,"Eastern"]
["EXCLUDE","KS","KS-Eastern","Wolf Creek Generating Station",210,"1","NUC","ST",1267.7,1175,0,8284924,0,null,"Electric Utility","N","OP",null,"Non Combustion (NUC, WAT, WND, GEO, or SUN)",null,"Eastern"]
["EXCLUDE","CA","CA-Western","Alta Powerhouse",214,"1","WAT","HY",1,1,0,1895.5,0,null,"Electric Utility","N","OP",null,"Non Combustion (NUC, WAT, WND, GEO, or SUN)",null,"Western"]
["EXCLUDE","CA","CA-Western","Alta Powerhouse",214,"2","WAT","HY",1,1,0,1895.5,0,null,"Electric Utility","N","OS",2013,"Non Combustion (NUC, WAT, WND, GEO, or SUN)",null,"Western"]
["EXCLUDE","CA","CA-Western","Angels",215,"1","WAT","HY",1.4,1,0,5772,0,null,"IPP Non-CHP","N","OP",null,"Non Combustion (NUC, WAT, WND, GEO, or SUN)",null,"Western"]
["EXCLUDE","CA","CA-Western","Balch 1",217,"1","WAT","HY",31,31,0,104804,0,null,"Electric Utility","N","OP",null,"Non Combustion (NUC, WAT, WND, GEO, or SUN)",null,"Western"]
["EXCLUDE","CA","CA-Western","Balch 2",218,"2","WAT","HY",48.6,52,0,139455,0,null,"Electric Utility","N","OP",null,"Non Combustion (NUC, WAT, WND, GEO, or SUN)",null,"Western"]
["EXCLUDE","CA","CA-Western","Balch 2",218,"3","WAT","HY",48.6,55,0,139455,0,null,"Electric Utility","N","OP",null,"Non Combustion (NUC, WAT, WND, GEO, or SUN)",null,"Western"]
["EXCLUDE","CA","CA-Western","Belden",219,"1","WAT","HY",117.9,115.7,0,202966,0,null,"Electric Utility","N","OP",null,"Non Combustion (NUC, WAT, WND, GEO, or SUN)",null,"Western"]
["EXCLUDE","CA","CA-Western","Bucks Creek",220,"H1","WAT","HY",33,29,0,94348.5,0,null,"Electric Utility","N","OP",null,"Non Combustion (NUC, WAT, WND, GEO, or SUN)",null,"Western"]
["EXCLUDE","CA","CA-Western","Bucks Creek",220,"H2","WAT","HY",33,25.2,0,94348.5,0,null,"Electric Utility","N","OP",null,"Non Combustion (NUC, WAT, WND, GEO, or SUN)",null,"Western"]
["EXCLUDE","CA","CA-Western","Butt Valley",221,"1","WAT","HY",40,40,0,104855,0,null,"Electric Utility","N","OP",null,"Non Combustion (NUC, WAT, WND, GEO, or SUN)",null,"Western"]
["EXCLUDE","CA","CA-Western","Caribou 1",222,"1","WAT","HY",23.8,24,0,27656.05,0,null,"Electric Utility","N","OP",null,"Non Combustion (NUC, WAT, WND, GEO, or SUN)",null,"Western"]
["EXCLUDE","CA","CA-Western","Caribou 1",222,"2","WAT","HY",25,27.5,0,29050.47,0,null,"Electric Utility","N","OP",null,"Non Combustion (NUC, WAT, WND, GEO, or SUN)",null,"Western"]
["EXCLUDE","CA","CA-Western","Caribou 1",222,"3","WAT","HY",25,23.9,0,29050.47,0,null,"Electric Utility","N","OP",null,"Non Combustion (NUC, WAT, WND, GEO, or SUN)",null,"Western"]
["EXCLUDE","CA","CA-Western","Caribou 2",223,"4","WAT","HY",60.3,60.3,0,181372.07,0,null,"Electric Utility","N","OP",null,"Non Combustion (NUC, WAT, WND, GEO, or SUN)",null,"Western"]
["EXCLUDE","CA","CA-Western","Caribou 2",223,"5","WAT","HY",57.6,57.6,0,173250.93,0,null,"Electric Utility","N","OP",null,"Non Combustion (NUC, WAT, WND, GEO, or SUN)",null,"Western"]
["EXCLUDE","CA","CA-Western","Centerville",224,"1","WAT","HY",5.5,5.5,0,0,0,null,"Electric Utility","N","OS",null,"Non Combustion (NUC, WAT, WND, GEO, or SUN)",null,"Western"]
["EXCLUDE","CA","CA-Western","Centerville",224,"2","WAT","HY",0.9,0.9,0,0,0,null,"Electric Utility","N","OS",null,"Non Combustion (NUC, WAT, WND, GEO, or SUN)",null,"Western"]
["EXCLUDE","CA","CA-Western","Chili Bar",225,"1","WAT","HY",7,7,0,24013,0,null,"Electric Utility","N","OP",null,"Non Combustion (NUC, WAT, WND, GEO, or SUN)",null,"Western"]
["EXCLUDE","CA","CA-Western","Coal Canyon",226,"1","WAT","HY",1,0.9,0,0,0,null,"Electric Utility","N","OA",2013,"Non Combustion (NUC, WAT, WND, GEO, or SUN)",null,"Western"]
["EXCLUDE","CA","CA-Western","Coleman",227,"1","WAT","HY",12.1,13,0,48961,0,null,"Electric Utility","N","OP",null,"Non Combustion (NUC, WAT, WND, GEO, or SUN)",null,"Western"]
["OGST","CA","CA-Western","Contra Costa",228,"6","NG","ST",359,337,3404,13795,12126.85,null,"IPP Non-CHP","N","OP",2013,null,null,"Western"]
["OGST","CA","CA-Western","Contra Costa",228,"7","NG","ST",359,337,3400,117575,83710.45,null,"IPP Non-CHP","N","OP",2013,null,null,"Western"]
["EXCLUDE","CA","CA-Western","Cow Creek",229,"1","WAT","HY",0.7,0.9,0,2103,0,null,"Electric Utility","N","OP",2014,"Non Combustion (NUC, WAT, WND, GEO, or SUN)",null,"Western"]
["EXCLUDE","CA","CA-Western","Cow Creek",229,"2","WAT","HY",0.7,0.9,0,2103,0,null,"Electric Utility","N","OP",2014,"Non Combustion (NUC, WAT, WND, GEO, or SUN)",null,"Western"]
["EXCLUDE","CA","CA-Western","Cresta",231,"1","WAT","HY",36.9,36,0,110081,0,null,"Electric Utility","N","OP",null,"Non Combustion (NUC, WAT, WND, GEO, or SUN)",null,"Western"]
["EXCLUDE","CA","CA-Western","Cresta",231,"2","WAT","HY",36.9,36.700000000000003,0,110081,0,null,"Electric Utility","N","OP",null,"Non Combustion (NUC, WAT, WND, GEO, or SUN)",null,"Western"]
["EXCLUDE","CA","CA-Western","De Sabla",232,"1","WAT","HY",18.399999999999999,18.5,0,75349,0,null,"Electric Utility","N","OP",null,"Non Combustion (NUC, WAT, WND, GEO, or SUN)",null,"Western"]
["EXCLUDE","CA","CA-Western","Deer Creek",233,"1","WAT","HY",5.5,5.7,0,20730,0,null,"Electric Utility","N","OP",null,"Non Combustion (NUC, WAT, WND, GEO, or SUN)",null,"Western"]
["EXCLUDE","CA","CA-Western","Drum 1",235,"1","WAT","HY",12,12.8,0,8497.56,0,null,"Electric Utility","N","OP",null,"Non Combustion (NUC, WAT, WND, GEO, or SUN)",null,"Western"]
["EXCLUDE","CA","CA-Western","Drum 1",235,"2","WAT","HY",12,12.8,0,8497.56,0,null,"Electric Utility","N","OP",null,"Non Combustion (NUC, WAT, WND, GEO, or SUN)",null,"Western"]
["EXCLUDE","CA","CA-Western","Drum 1",235,"3","WAT","HY",12,12.8,0,8497.56,0,null,"Electric Utility","N","OP",null,"Non Combustion (NUC, WAT, WND, GEO, or SUN)",null,"Western"]
["EXCLUDE","CA","CA-Western","Drum 1",235,"4","WAT","HY",13.2,14.9,0,9347.32,0,null,"Electric Utility","N","OP",null,"Non Combustion (NUC, WAT, WND, GEO, or SUN)",null,"Western"]
["EXCLUDE","CA","CA-Western","Drum 2",236,"5","WAT","HY",53.1,48.6,0,271751,0,null,"Electric Utility","N","OP",null,"Non Combustion (NUC, WAT, WND, GEO, or SUN)",null,"Western"]
["EXCLUDE","CA","CA-Western","Dutch Flat",237,"1","WAT","HY",22,22,0,105095,0,null,"Electric Utility","N","OP",null,"Non Combustion (NUC, WAT, WND, GEO, or SUN)",null,"Western"]
["EXCLUDE","CA","CA-Western","El Dorado",238,"1","WAT","HY",10,10.3,0,33664.5,0,null,"Electric Utility","N","OP",null,"Non Combustion (NUC, WAT, WND, GEO, or SUN)",null,"Western"]
["EXCLUDE","CA","CA-Western","El Dorado",238,"2","WAT","HY",10,10.3,0,33664.5,0,null,"Electric Utility","N","OP",null,"Non Combustion (NUC, WAT, WND, GEO, or SUN)",null,"Western"]
["EXCLUDE","CA","CA-Western","Electra",239,"1","WAT","HY",32.299999999999997,32.700000000000003,0,106252.5,0,null,"Electric Utility","N","OP",null,"Non Combustion (NUC, WAT, WND, GEO, or SUN)",null,"Western"]
["EXCLUDE","CA","CA-Western","Electra",239,"2","WAT","HY",35.1,31.7,0,115463.25,0,null,"Electric Utility","N","OP",null,"Non Combustion (NUC, WAT, WND, GEO, or SUN)",null,"Western"]
["EXCLUDE","CA","CA-Western","Electra",239,"3","WAT","HY",35.1,36.700000000000003,0,115463.25,0,null,"Electric Utility","N","OP",null,"Non Combustion (NUC, WAT, WND, GEO, or SUN)",null,"Western"]
["EXCLUDE","CA","CA-Western","Haas",240,"H1","WAT","HY",67.5,73.099999999999994,0,144274,0,null,"Electric Utility","N","OP",null,"Non Combustion (NUC, WAT, WND, GEO, or SUN)",null,"Western"]
["EXCLUDE","CA","CA-Western","Haas",240,"H2","WAT","HY",67.5,73.099999999999994,0,144274,0,null,"Electric Utility","N","OP",null,"Non Combustion (NUC, WAT, WND, GEO, or SUN)",null,"Western"]
["EXCLUDE","CA","CA-Western","Halsey",241,"1","WAT","HY",13.6,10.4,0,38620,0,null,"Electric Utility","N","OP",null,"Non Combustion (NUC, WAT, WND, GEO, or SUN)",null,"Western"]
["EXCLUDE","CA","CA-Western","Hamilton Branch",242,"1","WAT","HY",2.6,2.4,0,5400.64,0,null,"Electric Utility","N","OP",null,"Non Combustion (NUC, WAT, WND, GEO, or SUN)",null,"Western"]
["EXCLUDE","CA","CA-Western","Hamilton Branch",242,"2","WAT","HY",2.7,2.4,0,5608.36,0,null,"Electric Utility","N","OP",null,"Non Combustion (NUC, WAT, WND, GEO, or SUN)",null,"Western"]
["EXCLUDE","CA","CA-Western","Hat Creek 1",243,"1","WAT","HY",10,8.5,0,6614,0,null,"Electric Utility","N","OP",null,"Non Combustion (NUC, WAT, WND, GEO, or SUN)",null,"Western"]
["EXCLUDE","CA","CA-Western","Hat Creek 2",244,"1","WAT","HY",10,8.6999999999999993,0,38652,0,null,"Electric Utility","N","OP",null,"Non Combustion (NUC, WAT, WND, GEO, or SUN)",null,"Western"]
["EXCLUDE","CA","CA-Western","Humboldt Bay",246,"IC1","NG","IC",16.7,16.7,0,0,0,null,"Electric Utility","N","OP",null,"Internal Combustion",null,"Western"]
["EXCLUDE","CA","CA-Western","Humboldt Bay",246,"IC10","NG","IC",16.7,16.7,0,0,0,null,"Electric Utility","N","OP",null,"Internal Combustion",null,"Western"]
["EXCLUDE","CA","CA-Western","Humboldt Bay",246,"IC2","NG","IC",16.7,16.7,0,0,0,null,"Electric Utility","N","OP",null,"Internal Combustion",null,"Western"]
["EXCLUDE","CA","CA-Western","Humboldt Bay",246,"IC3","NG","IC",16.7,16.7,0,0,0,null,"Electric Utility","N","OP",null,"Internal Combustion",null,"Western"]
["EXCLUDE","CA","CA-Western","Humboldt Bay",246,"IC4","NG","IC",16.7,16.7,0,0,0,null,"Electric Utility","N","OP",null,"Internal Combustion",null,"Western"]
["EXCLUDE","CA","CA-Western","Humboldt Bay",246,"IC5","NG","IC",16.7,16.7,0,0,0,null,"Electric Utility","N","OP",null,"Internal Combustion",null,"Western"]
["EXCLUDE","CA","CA-Western","Humboldt Bay",246,"IC6","NG","IC",16.7,16.7,0,0,0,null,"Electric Utility","N","OP",null,"Internal Combustion",null,"Western"]
["EXCLUDE","CA","CA-Western","Humboldt Bay",246,"IC7","NG","IC",16.7,16.7,0,0,0,null,"Electric Utility","N","OP",null,"Internal Combustion",null,"Western"]
["EXCLUDE","CA","CA-Western","Humboldt Bay",246,"IC8","NG","IC",16.7,16.7,0,0,0,null,"Electric Utility","N","OP",null,"Internal Combustion",null,"Western"]
["EXCLUDE","CA","CA-Western","Humboldt Bay",246,"IC9","NG","IC",16.7,16.7,0,0,0,null,"Electric Utility","N","OP",null,"Internal Combustion",null,"Western"]
["EXCLUDE","CA","CA-Western","Humboldt Bay",246,"ST1","NG","ST",51.2,52,0,0,0,null,"Electric Utility","N","RE",2010,"Retired prior to 2012",null,"Western"]
["EXCLUDE","CA","CA-Western","Humboldt Bay",246,"ST2","NG","ST",51.2,53,0,0,0,null,"Electric Utility","N","RE",2010,"Retired prior to 2012",null,"Western"]
["EXCLUDE","CA","CA-Western","Hunters Point",247,"2","NG","ST",107.5,107,0,0,0,null,"Electric Utility","N","RE",2006,"Retired prior to 2012",null,"Western"]
["EXCLUDE","CA","CA-Western","Hunters Point",247,"3","NG","ST",107.5,107,0,0,0,null,"Electric Utility","N","RE",2006,"Retired prior to 2012",null,"Western"]
["EXCLUDE","CA","CA-Western","Hunters Point",247,"4","NG","ST",156.19999999999999,163,0,0,0,null,"Electric Utility","N","RE",2006,"Retired prior to 2012",null,"Western"]
["EXCLUDE","CA","CA-Western","Hunters Point",247,"GT1","DFO","GT",56.2,52,0,0,0,null,"Electric Utility","N","RE",2006,"Retired prior to 2012",null,"Western"]
["EXCLUDE","CA","CA-Western","Inskip",248,"1","WAT","HY",7.6,8,0,36571,0,null,"Electric Utility","N","OP",null,"Non Combustion (NUC, WAT, WND, GEO, or SUN)",null,"Western"]
["EXCLUDE","CA","CA-Western","James B Black",249,"1","WAT","HY",85.1,82,0,316266.63,0,null,"Electric Utility","N","OP",null,"Non Combustion (NUC, WAT, WND, GEO, or SUN)",null,"Western"]
["EXCLUDE","CA","CA-Western","James B Black",249,"2","WAT","HY",83.5,83,0,310320.37,0,null,"Electric Utility","N","OP",null,"Non Combustion (NUC, WAT, WND, GEO, or SUN)",null,"Western"]
["EXCLUDE","CA","CA-Western","Kerckhoff",250,"H1","WAT","HY",11.3,12,0,0,0,null,"Electric Utility","N","OP",null,"Non Combustion (NUC, WAT, WND, GEO, or SUN)",null,"Western"]
["EXCLUDE","CA","CA-Western","Kerckhoff",250,"H2","WAT","HY",11.3,8.6,0,0,0,null,"Electric Utility","N","OS",2013,"Non Combustion (NUC, WAT, WND, GEO, or SUN)",null,"Western"]
["EXCLUDE","CA","CA-Western","Kerckhoff",250,"H3","WAT","HY",11.3,12.2,0,0,0,null,"Electric Utility","N","OA",null,"Non Combustion (NUC, WAT, WND, GEO, or SUN)",null,"Western"]
["EXCLUDE","CA","CA-Western","Kilarc",253,"1","WAT","HY",1.5,1.6,0,7458,0,null,"Electric Utility","N","OP",2014,"Non Combustion (NUC, WAT, WND, GEO, or SUN)",null,"Western"]
["EXCLUDE","CA","CA-Western","Kilarc",253,"2","WAT","HY",1.5,1.6,0,7458,0,null,"Electric Utility","N","OP",2014,"Non Combustion (NUC, WAT, WND, GEO, or SUN)",null,"Western"]
["EXCLUDE","CA","CA-Western","Kings River",254,"H1","WAT","HY",48.6,51.5,0,100413,0,null,"Electric Utility","N","OP",null,"Non Combustion (NUC, WAT, WND, GEO, or SUN)",null,"Western"]
["EXCLUDE","CA","CA-Western","Lime Saddle",255,"1","WAT","HY",1,1,0,2227.5,0,null,"Electric Utility","N","OP",null,"Non Combustion (NUC, WAT, WND, GEO, or SUN)",null,"Western"]
["EXCLUDE","CA","CA-Western","Lime Saddle",255,"2","WAT","HY",1,1,0,2227.5,0,null,"Electric Utility","N","OP",null,"Non Combustion (NUC, WAT, WND, GEO, or SUN)",null,"Western"]
["EXCLUDE","CA","CA-Western","Merced Falls",258,"1","WAT","HY",3.4,3.5,0,10249,0,null,"Electric Utility","N","OP",null,"Non Combustion (NUC, WAT, WND, GEO, or SUN)",null,"Western"]
["OGST","CA","CA-Western","Dynegy Morro Bay LLC",259,"1","NG","ST",169.1,163,0,0,0,null,"IPP Non-CHP","N","OS",null,null,null,"Western"]
["OGST","CA","CA-Western","Dynegy Morro Bay LLC",259,"2","NG","ST",169.1,163,0,0,0,null,"IPP Non-CHP","N","OS",null,null,null,"Western"]
["OGST","CA","CA-Western","Dynegy Morro Bay LLC",259,"3","NG","ST",359,337,3280,116435,72510.850000000006,null,"IPP Non-CHP","N","OP",null,null,null,"Western"]
["OGST","CA","CA-Western","Dynegy Morro Bay LLC",259,"4","NG","ST",359,336,3315,88502,55112.89,null,"IPP Non-CHP","N","OP",null,null,null,"Western"]
["OGST","CA","CA-Western","Dynegy Moss Landing Power Plant",260,"6","NG","ST",702,754,7048,310390,189711.38,null,"IPP Non-CHP","N","OP",null,null,null,"Western"]
["OGST","CA","CA-Western","Dynegy Moss Landing Power Plant",260,"7","NG","ST",702,755,7048,278403,172001.76,null,"IPP Non-CHP","N","OP",null,null,null,"Western"]
["NGCC","CA","CA-Western","Dynegy Moss Landing Power Plant",260,"CT1A","NG","CC",233,165,2057,738803.67,319463.08,null,"IPP Non-CHP","N","OP",null,null,null,"Western"]
["NGCC","CA","CA-Western","Dynegy Moss Landing Power Plant",260,"CT1B","NG","CC",233,165,2057,738803.67,319463.08,null,"IPP Non-CHP","N","OP",null,null,null,"Western"]
["NGCC","CA","CA-Western","Dynegy Moss Landing Power Plant",260,"CT2A","NG","CC",233,165,2057,738803.67,319463.08,null,"IPP Non-CHP","N","OP",null,null,null,"Western"]
["NGCC","CA","CA-Western","Dynegy Moss Landing Power Plant",260,"CT2B","NG","CC",233,165,2057,738803.67,319463.08,null,"IPP Non-CHP","N","OP",null,null,null,"Western"]
["NGCC","CA","CA-Western","Dynegy Moss Landing Power Plant",260,"ST1","NG","CC",233,180,2057,738803.67,319463.08,null,"IPP Non-CHP","N","OP",null,null,null,"Western"]
["NGCC","CA","CA-Western","Dynegy Moss Landing Power Plant",260,"ST2","NG","CC",233,180,2057,738803.67,319463.08,null,"IPP Non-CHP","N","OP",null,null,null,"Western"]
["EXCLUDE","CA","CA-Western","Murphys",261,"1","WAT","HY",4.5,3,0,14123,0,null,"IPP Non-CHP","N","OP",null,"Non Combustion (NUC, WAT, WND, GEO, or SUN)",null,"Western"]
["EXCLUDE","CA","CA-Western","Narrows",262,"1","WAT","HY",10.199999999999999,12,0,86095,0,null,"Electric Utility","N","OP",null,"Non Combustion (NUC, WAT, WND, GEO, or SUN)",null,"Western"]
["EXCLUDE","CA","CA-Western","Phoenix",264,"1","WAT","HY",1.6,2,0,8483,0,null,"Electric Utility","N","OP",null,"Non Combustion (NUC, WAT, WND, GEO, or SUN)",null,"Western"]
["EXCLUDE","CA","CA-Western","Pit 1",265,"H1","WAT","HY",34.6,31,0,104197,0,null,"Electric Utility","N","OP",null,"Non Combustion (NUC, WAT, WND, GEO, or SUN)",null,"Western"]
["EXCLUDE","CA","CA-Western","Pit 1",265,"H2","WAT","HY",34.6,31.2,0,104197,0,null,"Electric Utility","N","OP",null,"Non Combustion (NUC, WAT, WND, GEO, or SUN)",null,"Western"]
["EXCLUDE","CA","CA-Western","Pit 3",266,"H1","WAT","HY",26.7,23,0,84821.33,0,null,"Electric Utility","N","OP",null,"Non Combustion (NUC, WAT, WND, GEO, or SUN)",null,"Western"]
["EXCLUDE","CA","CA-Western","Pit 3",266,"H2","WAT","HY",26.7,23,0,84821.33,0,null,"Electric Utility","N","OP",null,"Non Combustion (NUC, WAT, WND, GEO, or SUN)",null,"Western"]
["EXCLUDE","CA","CA-Western","Pit 3",266,"H3","WAT","HY",26.7,23.7,0,84821.33,0,null,"Electric Utility","N","OP",null,"Non Combustion (NUC, WAT, WND, GEO, or SUN)",null,"Western"]
["EXCLUDE","CA","CA-Western","Pit 4",267,"1","WAT","HY",51.7,46,0,171010,0,null,"Electric Utility","N","OP",null,"Non Combustion (NUC, WAT, WND, GEO, or SUN)",null,"Western"]
["EXCLUDE","CA","CA-Western","Pit 4",267,"2","WAT","HY",51.7,47,0,171010,0,null,"Electric Utility","N","OP",null,"Non Combustion (NUC, WAT, WND, GEO, or SUN)",null,"Western"]
["EXCLUDE","CA","CA-Western","Pit 5",268,"H1","WAT","HY",38.200000000000003,40,0,133393.54,0,null,"Electric Utility","N","OP",null,"Non Combustion (NUC, WAT, WND, GEO, or SUN)",null,"Western"]
["EXCLUDE","CA","CA-Western","Pit 5",268,"H2","WAT","HY",38.200000000000003,40,0,133393.54,0,null,"Electric Utility","N","OP",null,"Non Combustion (NUC, WAT, WND, GEO, or SUN)",null,"Western"]
["EXCLUDE","CA","CA-Western","Pit 5",268,"H3","WAT","HY",33.200000000000003,40,0,115933.65,0,null,"Electric Utility","N","OP",null,"Non Combustion (NUC, WAT, WND, GEO, or SUN)",null,"Western"]
["EXCLUDE","CA","CA-Western","Pit 5",268,"H4","WAT","HY",32,40,0,111743.28,0,null,"Electric Utility","N","OP",null,"Non Combustion (NUC, WAT, WND, GEO, or SUN)",null,"Western"]
["EXCLUDE","CA","CA-Western","Pit 6",269,"H1","WAT","HY",39.6,36.5,0,148221,0,null,"Electric Utility","N","OP",null,"Non Combustion (NUC, WAT, WND, GEO, or SUN)",null,"Western"]
["EXCLUDE","CA","CA-Western","Pit 6",269,"H2","WAT","HY",39.6,36.299999999999997,0,148221,0,null,"Electric Utility","N","OP",null,"Non Combustion (NUC, WAT, WND, GEO, or SUN)",null,"Western"]
["EXCLUDE","CA","CA-Western","Pit 7",270,"H1","WAT","HY",57.6,56,0,217491.93,0,null,"Electric Utility","N","OP",null,"Non Combustion (NUC, WAT, WND, GEO, or SUN)",null,"Western"]
["EXCLUDE","CA","CA-Western","Pit 7",270,"H2","WAT","HY",52.2,57,0,197102.07,0,null,"Electric Utility","N","OP",null,"Non Combustion (NUC, WAT, WND, GEO, or SUN)",null,"Western"]
["EXCLUDE","CA","CA-Western","Pittsburg Power",271,"1","NG","ST",213.4,150,0,0,0,null,"IPP Non-CHP","N","RE",2003,"Retired prior to 2012",null,"Western"]
["EXCLUDE","CA","CA-Western","Pittsburg Power",271,"2","NG","ST",213.4,150,0,0,0,null,"IPP Non-CHP","N","RE",2003,"Retired prior to 2012",null,"Western"]
["EXCLUDE","CA","CA-Western","Pittsburg Power",271,"3","NG","ST",213.4,150,0,0,0,null,"IPP Non-CHP","N","RE",2003,"Retired prior to 2012",null,"Western"]
["EXCLUDE","CA","CA-Western","Pittsburg Power",271,"4","NG","ST",213.4,145,0,0,0,null,"IPP Non-CHP","N","RE",2003,"Retired prior to 2012",null,"Western"]
["OGST","CA","CA-Western","Pittsburg Power",271,"5","NG","ST",326.39999999999998,312,3319,106698,78335.3,null,"IPP Non-CHP","N","OP",null,null,null,"Western"]
["OGST","CA","CA-Western","Pittsburg Power",271,"6","NG","ST",326.39999999999998,317,3300,99172,75001.48,null,"IPP Non-CHP","N","OP",null,null,null,"Western"]
["OGST","CA","CA-Western","Pittsburg Power",271,"7","NG","ST",751.1,682,6870,13726,15772.35,null,"IPP Non-CHP","N","OP",null,null,null,"Western"]
["EXCLUDE","CA","CA-Western","Poe",272,"1","WAT","HY",71.400000000000006,61.5,0,211541.5,0,null,"Electric Utility","N","OP",null,"Non Combustion (NUC, WAT, WND, GEO, or SUN)",null,"Western"]
["EXCLUDE","CA","CA-Western","Poe",272,"2","WAT","HY",71.400000000000006,61.7,0,211541.5,0,null,"Electric Utility","N","OP",null,"Non Combustion (NUC, WAT, WND, GEO, or SUN)",null,"Western"]
["EXCLUDE","CA","CA-Western","Potter Valley",274,"1","WAT","HY",4.4000000000000004,4.5,0,9924.81,0,null,"Electric Utility","N","OP",null,"Non Combustion (NUC, WAT, WND, GEO, or SUN)",null,"Western"]
["EXCLUDE","CA","CA-Western","Potter Valley",274,"2","WAT","HY",2,2,0,4511.28,0,null,"Electric Utility","N","OP",null,"Non Combustion (NUC, WAT, WND, GEO, or SUN)",null,"Western"]
["EXCLUDE","CA","CA-Western","Potter Valley",274,"3","WAT","HY",3,2.7,0,6766.91,0,null,"Electric Utility","N","OP",null,"Non Combustion (NUC, WAT, WND, GEO, or SUN)",null,"Western"]
["EXCLUDE","CA","CA-Western","Rock Creek",275,"H1","WAT","HY",62.3,58,0,95126.5,0,null,"Electric Utility","N","OP",null,"Non Combustion (NUC, WAT, WND, GEO, or SUN)",null,"Western"]
["EXCLUDE","CA","CA-Western","Rock Creek",275,"H2","WAT","HY",62.3,56,0,95126.5,0,null,"Electric Utility","N","OP",null,"Non Combustion (NUC, WAT, WND, GEO, or SUN)",null,"Western"]
["EXCLUDE","CA","CA-Western","San Joaquin 2",276,"1","WAT","HY",2.8,3.2,0,3951,0,null,"Electric Utility","N","OP",null,"Non Combustion (NUC, WAT, WND, GEO, or SUN)",null,"Western"]
["EXCLUDE","CA","CA-Western","San Joaquin 3",277,"3","WAT","HY",4,4.2,0,5235,0,null,"Electric Utility","N","OP",null,"Non Combustion (NUC, WAT, WND, GEO, or SUN)",null,"Western"]
["EXCLUDE","CA","CA-Western","Salt Springs",279,"1","WAT","HY",12.3,8.6,0,42815.71,0,null,"Electric Utility","N","OP",null,"Non Combustion (NUC, WAT, WND, GEO, or SUN)",null,"Western"]
["EXCLUDE","CA","CA-Western","Salt Springs",279,"2","WAT","HY",29.7,33,0,103384.29,0,null,"Electric Utility","N","OP",null,"Non Combustion (NUC, WAT, WND, GEO, or SUN)",null,"Western"]
["EXCLUDE","CA","CA-Western","South",280,"1","WAT","HY",6.7,7,0,40198,0,null,"Electric Utility","N","OP",null,"Non Combustion (NUC, WAT, WND, GEO, or SUN)",null,"Western"]
["EXCLUDE","CA","CA-Western","Spaulding 1",281,"1","WAT","HY",7,7,0,33874,0,null,"Electric Utility","N","OP",null,"Non Combustion (NUC, WAT, WND, GEO, or SUN)",null,"Western"]
["EXCLUDE","CA","CA-Western","Spaulding 2",282,"1","WAT","HY",3.7,4.4000000000000004,0,9931,0,null,"Electric Utility","N","OP",null,"Non Combustion (NUC, WAT, WND, GEO, or SUN)",null,"Western"]
["EXCLUDE","CA","CA-Western","Spaulding 3",283,"1","WAT","HY",6.6,5.8,0,26991,0,null,"Electric Utility","N","OP",null,"Non Combustion (NUC, WAT, WND, GEO, or SUN)",null,"Western"]
["EXCLUDE","CA","CA-Western","Spring Gap",284,"1","WAT","HY",6,7,0,20594,0,null,"Electric Utility","N","OP",null,"Non Combustion (NUC, WAT, WND, GEO, or SUN)",null,"Western"]
["EXCLUDE","CA","CA-Western","Stanislaus",285,"HC1","WAT","HY",81.900000000000006,83,0,240806,0,null,"Electric Utility","N","OP",null,"Non Combustion (NUC, WAT, WND, GEO, or SUN)",null,"Western"]
["EXCLUDE","CA","CA-Western","Geysers Unit 5-20",286,"U10","GEO","ST",55,30,0,208011.81,0,null,"IPP Non-CHP","N","OS",null,"Non Combustion (NUC, WAT, WND, GEO, or SUN)",null,"Western"]
["EXCLUDE","CA","CA-Western","Geysers Unit 5-20",286,"U11","GEO","ST",110,68,0,416023.63,0,null,"IPP Non-CHP","N","OP",null,"Non Combustion (NUC, WAT, WND, GEO, or SUN)",null,"Western"]
["EXCLUDE","CA","CA-Western","Geysers Unit 5-20",286,"U12","GEO","ST",110,51,0,416023.63,0,null,"IPP Non-CHP","N","OP",null,"Non Combustion (NUC, WAT, WND, GEO, or SUN)",null,"Western"]
["EXCLUDE","CA","CA-Western","Geysers Unit 5-20",286,"U13","GEO","ST",138,90,0,521920.55,0,null,"IPP Non-CHP","N","OP",null,"Non Combustion (NUC, WAT, WND, GEO, or SUN)",null,"Western"]
["EXCLUDE","CA","CA-Western","Geysers Unit 5-20",286,"U14","GEO","ST",113,66,0,427369.73,0,null,"IPP Non-CHP","N","OP",null,"Non Combustion (NUC, WAT, WND, GEO, or SUN)",null,"Western"]
["EXCLUDE","CA","CA-Western","Geysers Unit 5-20",286,"U16","GEO","ST",118,75,0,446279.89,0,null,"IPP Non-CHP","N","OP",null,"Non Combustion (NUC, WAT, WND, GEO, or SUN)",null,"Western"]
["EXCLUDE","CA","CA-Western","Geysers Unit 5-20",286,"U17","GEO","ST",118,60,0,446279.89,0,null,"IPP Non-CHP","N","OP",null,"Non Combustion (NUC, WAT, WND, GEO, or SUN)",null,"Western"]
["EXCLUDE","CA","CA-Western","Geysers Unit 5-20",286,"U18","GEO","ST",118,70,0,446279.89,0,null,"IPP Non-CHP","N","OP",null,"Non Combustion (NUC, WAT, WND, GEO, or SUN)",null,"Western"]
["EXCLUDE","CA","CA-Western","Geysers Unit 5-20",286,"U20","GEO","ST",118,60,0,446279.89,0,null,"IPP Non-CHP","N","OP",null,"Non Combustion (NUC, WAT, WND, GEO, or SUN)",null,"Western"]
["EXCLUDE","CA","CA-Western","Geysers Unit 5-20",286,"U5","GEO","ST",55,45,0,208011.81,0,null,"IPP Non-CHP","N","OP",null,"Non Combustion (NUC, WAT, WND, GEO, or SUN)",null,"Western"]
["EXCLUDE","CA","CA-Western","Geysers Unit 5-20",286,"U6","GEO","ST",55,45,0,208011.81,0,null,"IPP Non-CHP","N","OP",null,"Non Combustion (NUC, WAT, WND, GEO, or SUN)",null,"Western"]
["EXCLUDE","CA","CA-Western","Geysers Unit 5-20",286,"U7","GEO","ST",55,40,0,208011.81,0,null,"IPP Non-CHP","N","OP",null,"Non Combustion (NUC, WAT, WND, GEO, or SUN)",null,"Western"]
["EXCLUDE","CA","CA-Western","Geysers Unit 5-20",286,"U8","GEO","ST",55,40,0,208011.81,0,null,"IPP Non-CHP","N","OP",null,"Non Combustion (NUC, WAT, WND, GEO, or SUN)",null,"Western"]
["EXCLUDE","CA","CA-Western","Geysers Unit 5-20",286,"U9","GEO","ST",55,30,0,208011.81,0,null,"IPP Non-CHP","N","OS",null,"Non Combustion (NUC, WAT, WND, GEO, or SUN)",null,"Western"]
["EXCLUDE","CA","CA-Western","Tiger Creek",287,"H1","WAT","HY",25.5,26.7,0,113303.05,0,null,"Electric Utility","N","OP",null,"Non Combustion (NUC, WAT, WND, GEO, or SUN)",null,"Western"]
["EXCLUDE","CA","CA-Western","Tiger Creek",287,"H2","WAT","HY",26.7,27.9,0,118634.95,0,null,"Electric Utility","N","OP",null,"Non Combustion (NUC, WAT, WND, GEO, or SUN)",null,"Western"]
["EXCLUDE","CA","CA-Western","Tule River",289,"1","WAT","HY",4.2,3.2,0,5605.5,0,null,"Electric Utility","N","OP",null,"Non Combustion (NUC, WAT, WND, GEO, or SUN)",null,"Western"]
["EXCLUDE","CA","CA-Western","Tule River",289,"2","WAT","HY",4.2,3.2,0,5605.5,0,null,"Electric Utility","N","OP",null,"Non Combustion (NUC, WAT, WND, GEO, or SUN)",null,"Western"]
["EXCLUDE","CA","CA-Western","Volta 1",290,"1","WAT","HY",8.5,9,0,32634,0,null,"Electric Utility","N","OP",null,"Non Combustion (NUC, WAT, WND, GEO, or SUN)",null,"Western"]
["EXCLUDE","CA","CA-Western","West Point",291,"1","WAT","HY",13.6,13.6,0,68985,0,null,"Electric Utility","N","OP",null,"Non Combustion (NUC, WAT, WND, GEO, or SUN)",null,"Western"]
["EXCLUDE","CA","CA-Western","Wise",292,"1","WAT","HY",13.6,14,0,38697.800000000003,0,null,"Electric Utility","N","OP",null,"Non Combustion (NUC, WAT, WND, GEO, or SUN)",null,"Western"]
["EXCLUDE","CA","CA-Western","Wise",292,"2","WAT","HY",2.8,3.2,0,7967.2,0,null,"Electric Utility","N","OP",null,"Non Combustion (NUC, WAT, WND, GEO, or SUN)",null,"Western"]
["EXCLUDE","CA","CA-Western","A G Wishon",293,"1","WAT","HY",3.2,5,0,8946.75,0,null,"Electric Utility","N","OP",null,"Non Combustion (NUC, WAT, WND, GEO, or SUN)",null,"Western"]
["EXCLUDE","CA","CA-Western","A G Wishon",293,"2","WAT","HY",3.2,5,0,8946.75,0,null,"Electric Utility","N","OP",null,"Non Combustion (NUC, WAT, WND, GEO, or SUN)",null,"Western"]
["EXCLUDE","CA","CA-Western","A G Wishon",293,"3","WAT","HY",3.2,5,0,8946.75,0,null,"Electric Utility","N","OP",null,"Non Combustion (NUC, WAT, WND, GEO, or SUN)",null,"Western"]
["EXCLUDE","CA","CA-Western","A G Wishon",293,"4","WAT","HY",3.2,5,0,8946.75,0,null,"Electric Utility","N","OP",null,"Non Combustion (NUC, WAT, WND, GEO, or SUN)",null,"Western"]
["EXCLUDE","CA","CA-Western","Copco 1",294,"1","WAT","HY",10,13.2,0,42676,0,null,"Electric Utility","N","OP",null,"Non Combustion (NUC, WAT, WND, GEO, or SUN)",null,"Western"]
["EXCLUDE","CA","CA-Western","Copco 1",294,"2","WAT","HY",10,13.2,0,42676,0,null,"Electric Utility","N","OP",null,"Non Combustion (NUC, WAT, WND, GEO, or SUN)",null,"Western"]
["EXCLUDE","CA","CA-Western","Copco 2",295,"1","WAT","HY",13.5,17.8,0,54708,0,null,"Electric Utility","N","OP",null,"Non Combustion (NUC, WAT, WND, GEO, or SUN)",null,"Western"]
["EXCLUDE","CA","CA-Western","Copco 2",295,"2","WAT","HY",13.5,17.8,0,54708,0,null,"Electric Utility","N","OP",null,"Non Combustion (NUC, WAT, WND, GEO, or SUN)",null,"Western"]
["EXCLUDE","CA","CA-Western","Fall Creek",296,"1","WAT","HY",0.5,0.4,0,2483.81,0,null,"Electric Utility","N","OP",null,"Non Combustion (NUC, WAT, WND, GEO, or SUN)",null,"Western"]
["EXCLUDE","CA","CA-Western","Fall Creek",296,"2","WAT","HY",0.4,0.4,0,1987.05,0,null,"Electric Utility","N","OP",null,"Non Combustion (NUC, WAT, WND, GEO, or SUN)",null,"Western"]
["EXCLUDE","CA","CA-Western","Fall Creek",296,"3","WAT","HY",1.2,1.1000000000000001,0,5961.14,0,null,"Electric Utility","N","OP",null,"Non Combustion (NUC, WAT, WND, GEO, or SUN)",null,"Western"]
["EXCLUDE","CA","CA-Western","Iron Gate",297,"1","WAT","HY",18,18.8,0,100757,0,null,"Electric Utility","N","OP",null,"Non Combustion (NUC, WAT, WND, GEO, or SUN)",null,"Western"]
["COALST","TX","TX-ERCOT","Limestone",298,"1","SUB","ST",893,831,11107,5869152,6437856.3099999996,null,"IPP Non-CHP","N","OP",null,null,null,"ERCOT"]
["COALST","TX","TX-ERCOT","Limestone",298,"2","SUB","ST",956.8,858,11107,5647313,6099929.3499999996,null,"IPP Non-CHP","N","OP",null,null,null,"ERCOT"]
["EXCLUDE","UT","UT-Western","Blundell",299,"1","GEO","ST",26.1,23,0,183961.84,0,null,"Electric Utility","N","OP",null,"Non Combustion (NUC, WAT, WND, GEO, or SUN)",null,"Western"]
["EXCLUDE","UT","UT-Western","Blundell",299,"2","GEO","ST",12,11,0,84580.160000000003,0,null,"Electric Utility","N","OP",null,"Non Combustion (NUC, WAT, WND, GEO, or SUN)",null,"Western"]
["EXCLUDE","UT","UT-Western","Blundell",299,"3","GEO","ST",30,35,0,0,0,null,"Electric Utility","N","P",null,"Status of Operation (IP, L, P, T)",null,"Western"]
["EXCLUDE","CA","CA-Western","Division",300,"DIGT","DFO","GT",16,13,0,0,0,null,"IPP Non-CHP","N","RE",2003,"Retired prior to 2012",null,"Western"]
["EXCLUDE","CA","CA-Western","El Cajon",301,"ENCI","NG","GT",18,16,0,3009,3391.33,null,"IPP Non-CHP","N","SB",2013,"Simple cycle unit",null,"Western"]
["OGST","CA","CA-Western","Encina",302,"2","NG","ST",90,104,1300,145150,109612.27,null,"IPP Non-CHP","N","OP",2017,null,null,"Western"]
["OGST","CA","CA-Western","Encina",302,"3","NG","ST",90,110,1128,164557,119604.05,null,"IPP Non-CHP","N","OP",2017,null,null,"Western"]
["OGST","CA","CA-Western","Encina",302,"4","NG","ST",306,300,3475,389080,282779.51,null,"IPP Non-CHP","N","OP",2017,null,null,"Western"]
["OGST","CA","CA-Western","Encina",302,"5","NG","ST",345.6,330,3475,539919,386280.23,null,"IPP Non-CHP","N","OP",2017,null,null,"Western"]
["EXCLUDE","CA","CA-Western","Encina",302,"GT1","NG","GT",18,14,0,2702,2577.4899999999998,null,"IPP Non-CHP","N","SB",2017,"Simple cycle unit",null,"Western"]
["OGST","CA","CA-Western","Encina",302,"ST1","NG","ST",90,106,1400,135226,105701.54,null,"IPP Non-CHP","N","OP",2017,null,null,"Western"]
["EXCLUDE","CA","CA-Western","Kearny",303,"KEA1","NG","GT",17.5,16,0,5045.53,3930.71,null,"IPP Non-CHP","N","SB",2013,"Simple cycle unit",null,"Western"]
["EXCLUDE","CA","CA-Western","Kearny",303,"KEA2","NG","GT",72,59,0,20758.740000000002,16172.05,null,"IPP Non-CHP","N","SB",2013,"Simple cycle unit",null,"Western"]
["EXCLUDE","CA","CA-Western","Kearny",303,"KEA3","NG","GT",72,61,0,20758.740000000002,16172.05,null,"IPP Non-CHP","N","SB",2013,"Simple cycle unit",null,"Western"]
["EXCLUDE","CA","CA-Western","Miramar",305,"MRGT","NG","GT",49,36,0,3714,3610.78,null,"IPP Non-CHP","N","SB",2013,"Simple cycle unit",null,"Western"]
["EXCLUDE","CA","CA-Western","Naval Station",306,"NSGT","NG","GT",26,20,0,0,0,null,"IPP Non-CHP","N","RE",2002,"Retired prior to 2012",null,"Western"]
["EXCLUDE","CA","CA-Western","North Island",307,"NIG1","DFO","GT",19,17,0,0,0,null,"IPP Non-CHP","N","RE",2002,"Retired prior to 2012",null,"Western"]
["EXCLUDE","CA","CA-Western","North Island",307,"NIG2","NG","GT",18,17,0,0,0,null,"IPP Non-CHP","N","RE",2002,"Retired prior to 2012",null,"Western"]
["EXCLUDE","CA","CA-Western","Silver Gate",309,"1","DFO","ST",40,40,0,0,0,null,"Electric Utility","N","RE",1985,"Retired prior to 2012",null,"Western"]
["EXCLUDE","CA","CA-Western","Silver Gate",309,"2","DFO","ST",69,62,0,0,0,null,"Electric Utility","N","RE",1985,"Retired prior to 2012",null,"Western"]
["EXCLUDE","CA","CA-Western","Silver Gate",309,"3","DFO","ST",69,62,0,0,0,null,"Electric Utility","N","RE",1985,"Retired prior to 2012",null,"Western"]
["EXCLUDE","CA","CA-Western","Silver Gate",309,"4","DFO","ST",69,64,0,0,0,null,"Electric Utility","N","RE",1985,"Retired prior to 2012",null,"Western"]
["EXCLUDE","OH","OH-Eastern","Refuse & Coal",312,"1","MSW","ST",30,30,0,0,0,null,"Electric Utility","N","RE",1995,"Retired prior to 2012",null,"Eastern"]
["EXCLUDE","OH","OH-Eastern","Refuse & Coal",312,"2","MSW","ST",30,30,0,0,0,null,"Electric Utility","N","RE",1995,"Retired prior to 2012",null,"Eastern"]
["EXCLUDE","OH","OH-Eastern","Refuse & Coal",312,"3","MSW","ST",30,30,0,0,0,null,"Electric Utility","N","RE",1995,"Retired prior to 2012",null,"Eastern"]
["EXCLUDE","AK","AK-Alaska","Green Lake",313,"1","WAT","HY",9.3000000000000007,9.3000000000000007,0,28983,0,null,"Electric Utility","N","OP",null,"State not covered under final 111(d)",null,"Alaska"]
["EXCLUDE","AK","AK-Alaska","Green Lake",313,"2","WAT","HY",9.3000000000000007,9.3000000000000007,0,28983,0,null,"Electric Utility","N","OP",null,"State not covered under final 111(d)",null,"Alaska"]
["EXCLUDE","CA","CA-Western","Drop 5",314,"1","WAT","HY",2,1.5,0,9257,0,null,"Electric Utility","N","OP",null,"Non Combustion (NUC, WAT, WND, GEO, or SUN)",null,"Western"]
["EXCLUDE","CA","CA-Western","Drop 5",314,"2","WAT","HY",2,1.5,0,9257,0,null,"Electric Utility","N","OP",null,"Non Combustion (NUC, WAT, WND, GEO, or SUN)",null,"Western"]
["OGST","CA","CA-Western","AES Alamitos LLC",315,"1","NG","ST",156,175,2024,32720,28213.200000000001,null,"IPP Non-CHP","N","OP",null,null,null,"Western"]
["OGST","CA","CA-Western","AES Alamitos LLC",315,"2","NG","ST",156,175,2014,59118,51334.6,null,"IPP Non-CHP","N","OP",null,null,null,"Western"]
["OGST","CA","CA-Western","AES Alamitos LLC",315,"3","NG","ST",310,332,3439,376912,268749.40000000002,null,"IPP Non-CHP","N","OP",null,null,null,"Western"]
["OGST","CA","CA-Western","AES Alamitos LLC",315,"4","NG","ST",310,335,3439,277771,198736,null,"IPP Non-CHP","N","OP",null,null,null,"Western"]
["OGST","CA","CA-Western","AES Alamitos LLC",315,"5","NG","ST",495,485,5070,416015,276491,null,"IPP Non-CHP","N","OP",null,null,null,"Western"]
["OGST","CA","CA-Western","AES Alamitos LLC",315,"6","NG","ST",495,495,4890,302211,221777,null,"IPP Non-CHP","N","OP",null,null,null,"Western"]
["EXCLUDE","CA","CA-Western","AES Alamitos LLC",315,"7","NG","GT",133,133,0,0,0,null,"IPP Non-CHP","N","RE",2003,"Retired prior to 2012",null,"Western"]
["EXCLUDE","CA","CA-Western","Sepulveda Canyon",316,"1","WAT","HY",8.5,8.5,0,30976,0,null,"Electric Utility","N","OP",null,"Non Combustion (NUC, WAT, WND, GEO, or SUN)",null,"Western"]
["EXCLUDE","CA","CA-Western","Big Creek 1",317,"1","WAT","HY",19.8,19.8,0,58438.93,0,null,"Electric Utility","N","OP",null,"Non Combustion (NUC, WAT, WND, GEO, or SUN)",null,"Western"]
["EXCLUDE","CA","CA-Western","Big Creek 1",317,"2","WAT","HY",15.7,15.8,0,46337.94,0,null,"Electric Utility","N","OP",null,"Non Combustion (NUC, WAT, WND, GEO, or SUN)",null,"Western"]
["EXCLUDE","CA","CA-Western","Big Creek 1",317,"3","WAT","HY",21.6,21.6,0,63751.56,0,null,"Electric Utility","N","OP",null,"Non Combustion (NUC, WAT, WND, GEO, or SUN)",null,"Western"]
["EXCLUDE","CA","CA-Western","Big Creek 1",317,"4","WAT","HY",31.2,31.2,0,92085.58,0,null,"Electric Utility","N","OP",null,"Non Combustion (NUC, WAT, WND, GEO, or SUN)",null,"Western"]
["EXCLUDE","CA","CA-Western","Big Creek 2",318,"3","WAT","HY",15.7,15.8,0,57522.77,0,null,"Electric Utility","N","OP",null,"Non Combustion (NUC, WAT, WND, GEO, or SUN)",null,"Western"]
["EXCLUDE","CA","CA-Western","Big Creek 2",318,"4","WAT","HY",15.7,15.8,0,57522.77,0,null,"Electric Utility","N","OP",null,"Non Combustion (NUC, WAT, WND, GEO, or SUN)",null,"Western"]
["EXCLUDE","CA","CA-Western","Big Creek 2",318,"5","WAT","HY",17.5,17.5,0,64117.73,0,null,"Electric Utility","N","OP",null,"Non Combustion (NUC, WAT, WND, GEO, or SUN)",null,"Western"]
["EXCLUDE","CA","CA-Western","Big Creek 2",318,"6","WAT","HY",17.5,17.5,0,64117.73,0,null,"Electric Utility","N","OP",null,"Non Combustion (NUC, WAT, WND, GEO, or SUN)",null,"Western"]
["EXCLUDE","CA","CA-Western","Big Creek 3",319,"1","WAT","HY",34,34,0,87759.77,0,null,"Electric Utility","N","OP",null,"Non Combustion (NUC, WAT, WND, GEO, or SUN)",null,"Western"]
["EXCLUDE","CA","CA-Western","Big Creek 3",319,"2","WAT","HY",34,34,0,87759.77,0,null,"Electric Utility","N","OP",null,"Non Combustion (NUC, WAT, WND, GEO, or SUN)",null,"Western"]
["EXCLUDE","CA","CA-Western","Big Creek 3",319,"3","WAT","HY",34,33,0,87759.77,0,null,"Electric Utility","N","OP",null,"Non Combustion (NUC, WAT, WND, GEO, or SUN)",null,"Western"]
["EXCLUDE","CA","CA-Western","Big Creek 3",319,"4","WAT","HY",36,36,0,92922.11,0,null,"Electric Utility","N","OP",null,"Non Combustion (NUC, WAT, WND, GEO, or SUN)",null,"Western"]
["EXCLUDE","CA","CA-Western","Big Creek 3",319,"5","WAT","HY",36.4,36.5,0,93954.58,0,null,"Electric Utility","N","OP",null,"Non Combustion (NUC, WAT, WND, GEO, or SUN)",null,"Western"]
["EXCLUDE","CA","CA-Western","Big Creek 4",320,"1","WAT","HY",50,50,0,124193.5,0,null,"Electric Utility","N","OP",null,"Non Combustion (NUC, WAT, WND, GEO, or SUN)",null,"Western"]
["EXCLUDE","CA","CA-Western","Big Creek 4",320,"2","WAT","HY",50,50,0,124193.5,0,null,"Electric Utility","N","OP",null,"Non Combustion (NUC, WAT, WND, GEO, or SUN)",null,"Western"]
["EXCLUDE","CA","CA-Western","Big Creek 8",321,"1","WAT","HY",30,25.8,0,61912,0,null,"Electric Utility","N","OP",null,"Non Combustion (NUC, WAT, WND, GEO, or SUN)",null,"Western"]
["EXCLUDE","CA","CA-Western","Big Creek 8",321,"2","WAT","HY",45,45,0,92868,0,null,"Electric Utility","N","OP",null,"Non Combustion (NUC, WAT, WND, GEO, or SUN)",null,"Western"]
["EXCLUDE","CA","CA-Western","Big Creek 2A",322,"1","WAT","HY",55,50,0,128854.5,0,null,"Electric Utility","N","OP",null,"Non Combustion (NUC, WAT, WND, GEO, or SUN)",null,"Western"]
["EXCLUDE","CA","CA-Western","Big Creek 2A",322,"2","WAT","HY",55,50,0,128854.5,0,null,"Electric Utility","N","OP",null,"Non Combustion (NUC, WAT, WND, GEO, or SUN)",null,"Western"]
["EXCLUDE","CA","CA-Western","Bishop Creek 2",323,"1","WAT","HY",2.5,2.5,0,9986.2999999999993,0,null,"Electric Utility","N","OP",null,"Non Combustion (NUC, WAT, WND, GEO, or SUN)",null,"Western"]
["EXCLUDE","CA","CA-Western","Bishop Creek 2",323,"2","WAT","HY",2.5,2.5,0,9986.2999999999993,0,null,"Electric Utility","N","OP",null,"Non Combustion (NUC, WAT, WND, GEO, or SUN)",null,"Western"]
["EXCLUDE","CA","CA-Western","Bishop Creek 2",323,"3","WAT","HY",2.2999999999999998,2.2999999999999998,0,9187.4,0,null,"Electric Utility","N","OP",null,"Non Combustion (NUC, WAT, WND, GEO, or SUN)",null,"Western"]
["EXCLUDE","CA","CA-Western","Bishop Creek 3",324,"1","WAT","HY",2.7,2.8,0,9428.9599999999991,0,null,"Electric Utility","N","OP",null,"Non Combustion (NUC, WAT, WND, GEO, or SUN)",null,"Western"]
["EXCLUDE","CA","CA-Western","Bishop Creek 3",324,"2","WAT","HY",2.2999999999999998,2.2999999999999998,0,8032.08,0,null,"Electric Utility","N","OP",null,"Non Combustion (NUC, WAT, WND, GEO, or SUN)",null,"Western"]
["EXCLUDE","CA","CA-Western","Bishop Creek 3",324,"3","WAT","HY",2.7,2.8,0,9428.9599999999991,0,null,"Electric Utility","N","OP",null,"Non Combustion (NUC, WAT, WND, GEO, or SUN)",null,"Western"]
["EXCLUDE","CA","CA-Western","Bishop Creek 4",325,"1","WAT","HY",1,1,0,4889.22,0,null,"Electric Utility","N","OP",null,"Non Combustion (NUC, WAT, WND, GEO, or SUN)",null,"Western"]
["EXCLUDE","CA","CA-Western","Bishop Creek 4",325,"2","WAT","HY",1,1,0,4889.22,0,null,"Electric Utility","N","OP",null,"Non Combustion (NUC, WAT, WND, GEO, or SUN)",null,"Western"]
["EXCLUDE","CA","CA-Western","Bishop Creek 4",325,"3","WAT","HY",1.9,2,0,9289.52,0,null,"Electric Utility","N","OP",null,"Non Combustion (NUC, WAT, WND, GEO, or SUN)",null,"Western"]
["EXCLUDE","CA","CA-Western","Bishop Creek 4",325,"4","WAT","HY",1.9,2,0,9289.52,0,null,"Electric Utility","N","OP",null,"Non Combustion (NUC, WAT, WND, GEO, or SUN)",null,"Western"]
["EXCLUDE","CA","CA-Western","Bishop Creek 4",325,"5","WAT","HY",1.9,2,0,9289.52,0,null,"Electric Utility","N","OP",null,"Non Combustion (NUC, WAT, WND, GEO, or SUN)",null,"Western"]
["EXCLUDE","CA","CA-Western","Bishop Creek 5",326,"1","WAT","HY",2,2,0,5411.56,0,null,"Electric Utility","N","OP",null,"Non Combustion (NUC, WAT, WND, GEO, or SUN)",null,"Western"]
["EXCLUDE","CA","CA-Western","Bishop Creek 5",326,"2","WAT","HY",2.5,1.8,0,6764.44,0,null,"Electric Utility","N","OP",null,"Non Combustion (NUC, WAT, WND, GEO, or SUN)",null,"Western"]
["EXCLUDE","CA","CA-Western","Bishop Creek 6",327,"1","WAT","HY",1.6,1.6,0,10572,0,null,"Electric Utility","N","OP",null,"Non Combustion (NUC, WAT, WND, GEO, or SUN)",null,"Western"]
["EXCLUDE","CA","CA-Western","Borel",328,"1","WAT","HY",3,2.1,0,12285,0,null,"Electric Utility","N","OP",null,"Non Combustion (NUC, WAT, WND, GEO, or SUN)",null,"Western"]
["EXCLUDE","CA","CA-Western","Borel",328,"2","WAT","HY",3,2.5,0,12285,0,null,"Electric Utility","N","OP",null,"Non Combustion (NUC, WAT, WND, GEO, or SUN)",null,"Western"]
["EXCLUDE","CA","CA-Western","Borel",328,"3","WAT","HY",6,6,0,24570,0,null,"Electric Utility","N","OP",null,"Non Combustion (NUC, WAT, WND, GEO, or SUN)",null,"Western"]
["OGST","CA","CA-Western","Coolwater",329,"1","NG","ST",65.3,63,700,8739,7552.59,null,"IPP Non-CHP","N","OP",null,null,null,"Western"]
["OGST","CA","CA-Western","Coolwater",329,"2","NG","ST",82,82,900,14687,11659.99,null,"IPP Non-CHP","N","OP",null,null,null,"Western"]
["NGCC","CA","CA-Western","Coolwater",329,"30","NG","CC",120,99,1350,94760.07,61609.62,null,"IPP Non-CHP","N","OP",null,null,null,"Western"]
["NGCC","CA","CA-Western","Coolwater",329,"31","NG","CC",85,73,1350,67121.72,43640.15,null,"IPP Non-CHP","N","OP",null,null,null,"Western"]
["NGCC","CA","CA-Western","Coolwater",329,"32","NG","CC",85,73,1350,67121.72,43640.15,null,"IPP Non-CHP","N","OP",null,null,null,"Western"]
["NGCC","CA","CA-Western","Coolwater",329,"40","NG","CC",120,99,1350,94760.07,61609.62,null,"IPP Non-CHP","N","OP",null,null,null,"Western"]
["NGCC","CA","CA-Western","Coolwater",329,"41","NG","CC",85,73.5,1350,67121.72,43640.15,null,"IPP Non-CHP","N","OP",null,null,null,"Western"]
["NGCC","CA","CA-Western","Coolwater",329,"42","NG","CC",85,73.5,1350,67121.72,43640.15,null,"IPP Non-CHP","N","OP",null,null,null,"Western"]
["EXCLUDE","CA","CA-Western","El Segundo Power",330,"1","NG","ST",156.19999999999999,145.30000000000001,0,0,0,null,"IPP Non-CHP","N","RE",2002,"Retired prior to 2012",null,"Western"]
["EXCLUDE","CA","CA-Western","El Segundo Power",330,"2","NG","ST",156.19999999999999,145.30000000000001,0,0,0,null,"IPP Non-CHP","N","RE",2002,"Retired prior to 2012",null,"Western"]
["OGST","CA","CA-Western","El Segundo Power",330,"3","NG","ST",342,335,3385,252095,169446.68,null,"IPP Non-CHP","N","OP",2013,null,null,"Western"]
["OGST","CA","CA-Western","El Segundo Power",330,"4","NG","ST",342,335,3385,350529,239963.45,null,"IPP Non-CHP","N","OP",null,null,null,"Western"]
["EXCLUDE","CA","CA-Western","Etiwanda Generating Station",331,"1","NG","ST",123,132,0,0,0,null,"IPP Non-CHP","N","RE",2003,"Retired prior to 2012",null,"Western"]
["EXCLUDE","CA","CA-Western","Etiwanda Generating Station",331,"2","NG","ST",123,132,0,0,0,null,"IPP Non-CHP","N","RE",2003,"Retired prior to 2012",null,"Western"]
["OGST","CA","CA-Western","Etiwanda Generating Station",331,"3","NG","ST",333,320,3600,125702,93433.15,null,"IPP Non-CHP","N","OP",null,null,null,"Western"]
["OGST","CA","CA-Western","Etiwanda Generating Station",331,"4","NG","ST",333,320,3600,127203,99385.52,null,"IPP Non-CHP","N","OP",null,null,null,"Western"]
["EXCLUDE","CA","CA-Western","Etiwanda Generating Station",331,"5","NG","GT",138.1,115,0,0,0,null,"IPP Non-CHP","N","RE",2003,"Retired prior to 2012",null,"Western"]
["EXCLUDE","CA","CA-Western","Fontana",332,"1","WAT","HY",1.4,1.4,0,2613.5,0,null,"Electric Utility","N","OP",null,"Non Combustion (NUC, WAT, WND, GEO, or SUN)",null,"Western"]
["EXCLUDE","CA","CA-Western","Fontana",332,"2","WAT","HY",1.4,1.4,0,2613.5,0,null,"Electric Utility","N","OP",null,"Non Combustion (NUC, WAT, WND, GEO, or SUN)",null,"Western"]
["OGST","CA","CA-Western","AES Huntington Beach LLC",335,"1","NG","ST",218,225.8,2400,247981,172819.20000000001,null,"IPP Non-CHP","N","OP",null,null,null,"Western"]
["OGST","CA","CA-Western","AES Huntington Beach LLC",335,"2","NG","ST",218,225.8,2400,536689,350694.40000000002,null,"IPP Non-CHP","N","OP",null,null,null,"Western"]
["OGST","CA","CA-Western","AES Huntington Beach LLC",335,"3","NG","ST",225,225,2000,162255,105106.5,null,"IPP Non-CHP","N","RE",2012,null,null,"Western"]
["OGST","CA","CA-Western","AES Huntington Beach LLC",335,"4","NG","ST",227,227,2000,220696,134962.20000000001,null,"IPP Non-CHP","N","RE",2012,null,null,"Western"]
["EXCLUDE","CA","CA-Western","AES Huntington Beach LLC",335,"5","NG","GT",133,133,0,0,0,null,"IPP Non-CHP","N","RE",2002,"Retired prior to 2012",null,"Western"]
["EXCLUDE","CA","CA-Western","Kaweah 2",336,"2","WAT","HY",1.8,1.8,0,6680,0,null,"Electric Utility","N","OP",null,"Non Combustion (NUC, WAT, WND, GEO, or SUN)",null,"Western"]
["EXCLUDE","CA","CA-Western","Kaweah 1",337,"1","WAT","HY",2.2000000000000002,2.1,0,7546,0,null,"Electric Utility","N","OP",null,"Non Combustion (NUC, WAT, WND, GEO, or SUN)",null,"Western"]
["EXCLUDE","CA","CA-Western","Kaweah 3",338,"1","WAT","HY",2.4,2.4,0,3530,0,null,"Electric Utility","N","OP",null,"Non Combustion (NUC, WAT, WND, GEO, or SUN)",null,"Western"]
["EXCLUDE","CA","CA-Western","Kaweah 3",338,"2","WAT","HY",2.4,2.1,0,3530,0,null,"Electric Utility","N","OP",null,"Non Combustion (NUC, WAT, WND, GEO, or SUN)",null,"Western"]
["EXCLUDE","CA","CA-Western","Kern River 3",339,"1","WAT","HY",20.5,20.5,0,52299.54,0,null,"Electric Utility","N","OP",null,"Non Combustion (NUC, WAT, WND, GEO, or SUN)",null,"Western"]
["EXCLUDE","CA","CA-Western","Kern River 3",339,"2","WAT","HY",19.600000000000001,19.7,0,50003.46,0,null,"Electric Utility","N","OP",null,"Non Combustion (NUC, WAT, WND, GEO, or SUN)",null,"Western"]
["EXCLUDE","CA","CA-Western","Kern River 1",340,"1","WAT","HY",6.5,6.6,0,40303.75,0,null,"Electric Utility","N","OP",null,"Non Combustion (NUC, WAT, WND, GEO, or SUN)",null,"Western"]
["EXCLUDE","CA","CA-Western","Kern River 1",340,"2","WAT","HY",6.5,6.6,0,40303.75,0,null,"Electric Utility","N","OP",null,"Non Combustion (NUC, WAT, WND, GEO, or SUN)",null,"Western"]
["EXCLUDE","CA","CA-Western","Kern River 1",340,"3","WAT","HY",6.5,6.6,0,40303.75,0,null,"Electric Utility","N","OP",null,"Non Combustion (NUC, WAT, WND, GEO, or SUN)",null,"Western"]
["EXCLUDE","CA","CA-Western","Kern River 1",340,"4","WAT","HY",6.5,6.6,0,40303.75,0,null,"Electric Utility","N","OP",null,"Non Combustion (NUC, WAT, WND, GEO, or SUN)",null,"Western"]
["EXCLUDE","CA","CA-Western","Long Beach Generation LLC",341,"CT1","NG","GT",63,65,1125,25014.25,22568.5,null,"IPP Non-CHP","N","OP",null,"Simple cycle unit",null,"Western"]
["EXCLUDE","CA","CA-Western","Long Beach Generation LLC",341,"CT2","NG","GT",63,65,1100,25014.25,24160.94,null,"IPP Non-CHP","N","OP",null,"Simple cycle unit",null,"Western"]
["EXCLUDE","CA","CA-Western","Long Beach Generation LLC",341,"CT3","NG","GT",63,65,1136,25014.25,26353.7,null,"IPP Non-CHP","N","OP",null,"Simple cycle unit",null,"Western"]
["EXCLUDE","CA","CA-Western","Long Beach Generation LLC",341,"CT4","NG","GT",63,65,1100,25014.25,25083.919999999998,null,"IPP Non-CHP","N","OP",null,"Simple cycle unit",null,"Western"]
["EXCLUDE","CA","CA-Western","Long Beach Generation LLC",341,"CT5","NG","CC",63,63,0,0,0,null,"IPP Non-CHP","N","RE",2004,"Retired prior to 2012",null,"Western"]
["EXCLUDE","CA","CA-Western","Long Beach Generation LLC",341,"CT6","NG","CC",63,63,0,0,0,null,"IPP Non-CHP","N","RE",2004,"Retired prior to 2012",null,"Western"]
["EXCLUDE","CA","CA-Western","Long Beach Generation LLC",341,"CT7","NG","CC",63,63,0,0,0,null,"IPP Non-CHP","N","RE",2004,"Retired prior to 2012",null,"Western"]
["EXCLUDE","CA","CA-Western","Long Beach Generation LLC",341,"ST8","NG","CC",80,80,0,0,0,null,"IPP Non-CHP","N","RE",2004,"Retired prior to 2012",null,"Western"]
["EXCLUDE","CA","CA-Western","Long Beach Generation LLC",341,"ST9","NG","CC",66.400000000000006,63,0,0,0,null,"IPP Non-CHP","N","RE",2004,"Retired prior to 2012",null,"Western"]
["EXCLUDE","CA","CA-Western","Lundy",342,"1","WAT","HY",1.5,1.5,0,1115,0,null,"Electric Utility","N","OP",null,"Non Combustion (NUC, WAT, WND, GEO, or SUN)",null,"Western"]
["EXCLUDE","CA","CA-Western","Lundy",342,"2","WAT","HY",1.5,1.5,0,1115,0,null,"Electric Utility","N","OP",null,"Non Combustion (NUC, WAT, WND, GEO, or SUN)",null,"Western"]
["EXCLUDE","CA","CA-Western","Mammoth Pool",344,"1","WAT","HY",95,80,0,145476.5,0,null,"Electric Utility","N","OP",null,"Non Combustion (NUC, WAT, WND, GEO, or SUN)",null,"Western"]
["EXCLUDE","CA","CA-Western","Mammoth Pool",344,"2","WAT","HY",95,80,0,145476.5,0,null,"Electric Utility","N","OP",null,"Non Combustion (NUC, WAT, WND, GEO, or SUN)",null,"Western"]
["EXCLUDE","CA","CA-Western","Mandalay",345,"03","NG","GT",138,130,0,3218,6625.03,null,"IPP Non-CHP","N","OP",null,"Simple cycle unit",null,"Western"]
["OGST","CA","CA-Western","Mandalay",345,"1","NG","ST",218,215,2250,102870,70532.789999999994,null,"IPP Non-CHP","N","OP",null,null,null,"Western"]
["OGST","CA","CA-Western","Mandalay",345,"2","NG","ST",218,215,2250,107695,72083.55,null,"IPP Non-CHP","N","OP",null,null,null,"Western"]
["OGST","CA","CA-Western","Ormond Beach",350,"1","NG","ST",806,741,7500,182541,118582.87,null,"IPP Non-CHP","N","OP",null,null,null,"Western"]
["OGST","CA","CA-Western","Ormond Beach",350,"2","NG","ST",806,775,7500,68840,42598.879999999997,null,"IPP Non-CHP","N","OP",null,null,null,"Western"]
["EXCLUDE","CA","CA-Western","Poole",353,"1","WAT","HY",11.2,10.9,0,7873,0,null,"Electric Utility","N","OP",null,"Non Combustion (NUC, WAT, WND, GEO, or SUN)",null,"Western"]
["EXCLUDE","CA","CA-Western","Portal",354,"1","WAT","HY",10.8,10.8,0,14961,0,null,"Electric Utility","N","OP",null,"Non Combustion (NUC, WAT, WND, GEO, or SUN)",null,"Western"]
["OGST","CA","CA-Western","AES Redondo Beach LLC",356,"5","NG","ST",163.19999999999999,175,1810,47087,38771.870000000003,null,"IPP Non-CHP","N","OP",null,null,null,"Western"]
["OGST","CA","CA-Western","AES Redondo Beach LLC",356,"6","NG","ST",163.19999999999999,175,1850,78037,64256.39,null,"IPP Non-CHP","N","OP",null,null,null,"Western"]
["OGST","CA","CA-Western","AES Redondo Beach LLC",356,"7","NG","ST",495,480,4240,360355,296719.64,null,"IPP Non-CHP","N","OP",null,null,null,"Western"]
["OGST","CA","CA-Western","AES Redondo Beach LLC",356,"8","NG","ST",495,480,4240,62159,51182.3,null,"IPP Non-CHP","N","OP",null,null,null,"Western"]
["EXCLUDE","CA","CA-Western","Rush Creek",357,"1","WAT","HY",5.8,5.5,0,7994.63,0,null,"Electric Utility","N","OP",null,"Non Combustion (NUC, WAT, WND, GEO, or SUN)",null,"Western"]
["EXCLUDE","CA","CA-Western","Rush Creek",357,"2","WAT","HY",7.2,5.5,0,9924.3700000000008,0,null,"Electric Utility","N","OP",null,"Non Combustion (NUC, WAT, WND, GEO, or SUN)",null,"Western"]
["EXCLUDE","CA","CA-Western","Mountainview Generating Station",358,"1","NG","ST",65.3,60,0,0,0,null,"Electric Utility","N","RE",2002,"Retired prior to 2012",null,"Western"]
["EXCLUDE","CA","CA-Western","Mountainview Generating Station",358,"2","NG","ST",65.3,60,0,0,0,null,"Electric Utility","N","RE",2002,"Retired prior to 2012",null,"Western"]
["NGCC","CA","CA-Western","Mountainview Generating Station",358,"MV3A","NG","CC",164.6,149,2113,1045649.28,444766.28,null,"Electric Utility","N","OP",null,null,null,"Western"]
["NGCC","CA","CA-Western","Mountainview Generating Station",358,"MV3B","NG","CC",164.6,149,2113,1045649.28,444766.28,null,"Electric Utility","N","OP",null,null,null,"Western"]
["NGCC","CA","CA-Western","Mountainview Generating Station",358,"MV3C","NG","CC",189.2,188,2113,1201924.93,511238.03,null,"Electric Utility","N","OP",null,null,null,"Western"]
["NGCC","CA","CA-Western","Mountainview Generating Station",358,"MV4A","NG","CC",164.6,149,2113,1045649.28,444766.28,null,"Electric Utility","N","OP",null,null,null,"Western"]
["NGCC","CA","CA-Western","Mountainview Generating Station",358,"MV4B","NG","CC",164.6,149,2113,1045649.28,444766.28,null,"Electric Utility","N","OP",null,null,null,"Western"]
["NGCC","CA","CA-Western","Mountainview Generating Station",358,"MV4C","NG","CC",189.2,188,2113,1201924.93,511238.03,null,"Electric Utility","N","OP",null,null,null,"Western"]
["EXCLUDE","CA","CA-Western","San Onofre Nuclear Generating Station",360,"2","NUC","ST",1127,1070,0,397470,0,null,"Electric Utility","N","OP",2013,"Non Combustion (NUC, WAT, WND, GEO, or SUN)",null,"Western"]
["EXCLUDE","CA","CA-Western","San Onofre Nuclear Generating Station",360,"3","NUC","ST",1127,1080,0,397470,0,null,"Electric Utility","N","OP",2013,"Non Combustion (NUC, WAT, WND, GEO, or SUN)",null,"Western"]
["EXCLUDE","CA","CA-Western","Santa Ana 1",361,"1","WAT","HY",0.8,0.8,0,272,0,null,"Electric Utility","N","OP",null,"Non Combustion (NUC, WAT, WND, GEO, or SUN)",null,"Western"]
["EXCLUDE","CA","CA-Western","Santa Ana 1",361,"2","WAT","HY",0.8,0.8,0,272,0,null,"Electric Utility","N","OP",null,"Non Combustion (NUC, WAT, WND, GEO, or SUN)",null,"Western"]
["EXCLUDE","CA","CA-Western","Santa Ana 1",361,"3","WAT","HY",0.8,0.8,0,272,0,null,"Electric Utility","N","OP",null,"Non Combustion (NUC, WAT, WND, GEO, or SUN)",null,"Western"]
["EXCLUDE","CA","CA-Western","Santa Ana 1",361,"4","WAT","HY",0.8,0.8,0,272,0,null,"Electric Utility","N","OP",null,"Non Combustion (NUC, WAT, WND, GEO, or SUN)",null,"Western"]
["EXCLUDE","CA","CA-Western","Santa Ana 3",363,"1","WAT","HY",3.1,3.1,0,5200,0,null,"Electric Utility","N","OP",null,"Non Combustion (NUC, WAT, WND, GEO, or SUN)",null,"Western"]
["EXCLUDE","CA","CA-Western","Tule River",365,"1","WAT","HY",1.2,1.3,0,5537.5,0,null,"Electric Utility","N","OP",null,"Non Combustion (NUC, WAT, WND, GEO, or SUN)",null,"Western"]
["EXCLUDE","CA","CA-Western","Tule River",365,"2","WAT","HY",1.2,1.3,0,5537.5,0,null,"Electric Utility","N","OP",null,"Non Combustion (NUC, WAT, WND, GEO, or SUN)",null,"Western"]
["EXCLUDE","WA","WA-Western","Columbia Generating Station",371,"2","NUC","ST",1200,1132,0,9333709,0,null,"Electric Utility","N","OP",null,"Non Combustion (NUC, WAT, WND, GEO, or SUN)",null,"Western"]
["EXCLUDE","CA","CA-Western","Magnolia",375,"M2","NG","CC",10,10,0,0,0,null,"Electric Utility","N","RE",2002,"Retired prior to 2012",null,"Western"]
["EXCLUDE","CA","CA-Western","Magnolia",375,"M3","NG","ST",20,20,0,0,0,null,"Electric Utility","N","RE",2002,"Retired prior to 2012",null,"Western"]
["EXCLUDE","CA","CA-Western","Magnolia",375,"M4","NG","ST",34.5,30,0,0,0,null,"Electric Utility","N","RE",2002,"Retired prior to 2012",null,"Western"]
["EXCLUDE","CA","CA-Western","Magnolia",375,"M5","NG","GT",23.1,21.7,0,0,0,null,"Electric Utility","N","RE",2003,"Retired prior to 2012",null,"Western"]
["EXCLUDE","CA","CA-Western","Pardee",376,"1","WAT","HY",7.5,8.9,0,21870.44,0,null,"Electric Utility","N","OP",null,"Non Combustion (NUC, WAT, WND, GEO, or SUN)",null,"Western"]
["EXCLUDE","CA","CA-Western","Pardee",376,"2","WAT","HY",7.5,8.9,0,21870.44,0,null,"Electric Utility","N","OP",null,"Non Combustion (NUC, WAT, WND, GEO, or SUN)",null,"Western"]
["EXCLUDE","CA","CA-Western","Pardee",376,"3","WAT","HY",8.6,9.9,0,25078.11,0,null,"Electric Utility","N","OP",null,"Non Combustion (NUC, WAT, WND, GEO, or SUN)",null,"Western"]
["NGCC","CA","CA-Western","Grayson",377,"1","NG","CC",20,19,0,5102.8999999999996,2739.34,1,"Electric Utility","N","OP",null,null,null,"Western"]
["NGCC","CA","CA-Western","Grayson",377,"2","NG","CC",20,19,0,5102.8999999999996,2739.34,1,"Electric Utility","N","OP",null,null,null,"Western"]
["EXCLUDE","CA","CA-Western","Grayson",377,"3","LFG","ST",23,18,0,8846,12386.57,null,"Electric Utility","N","OP",null,"Non-Fossil Fuel Type (Less than 10% Fossil Fuel)",null,"Western"]
["EXCLUDE","CA","CA-Western","Grayson",377,"4","LFG","ST",50,40,650,75310,98158.19,null,"Electric Utility","N","OP",null,"Non-Fossil Fuel Type (Less than 10% Fossil Fuel)",null,"Western"]
["EXCLUDE","CA","CA-Western","Grayson",377,"5","LFG","ST",50,40,650,52498,70688.47,null,"Electric Utility","N","OP",null,"Non-Fossil Fuel Type (Less than 10% Fossil Fuel)",null,"Western"]
["EXCLUDE","CA","CA-Western","Grayson",377,"6","NG","GT",22,15,0,0,0,null,"Electric Utility","N","RE",2004,"Retired prior to 2012",null,"Western"]
["EXCLUDE","CA","CA-Western","Grayson",377,"7","NG","GT",31,20,0,0,0,null,"Electric Utility","N","RE",2002,"Retired prior to 2012",null,"Western"]
["NGCC","CA","CA-Western","Grayson",377,"8A","NG","CC",25.4,26,0,6480.69,3478.96,null,"Electric Utility","N","OP",null,null,null,"Western"]
["NGCC","CA","CA-Western","Grayson",377,"8BC","NG","CC",55.1,46,0,14058.5,7546.88,null,"Electric Utility","N","OP",null,null,null,"Western"]
["EXCLUDE","CA","CA-Western","Grayson",377,"9","NG","GT",57.4,48,470,10386,6481.64,null,"Electric Utility","N","OP",null,"Simple cycle unit",null,"Western"]
["EXCLUDE","MN","MN-Eastern","Prairie River",378,"1","WAT","HY",0.7,0.3,0,0,0,null,"Electric Utility","N","OS",null,"Non Combustion (NUC, WAT, WND, GEO, or SUN)",null,"Eastern"]
["EXCLUDE","MN","MN-Eastern","Prairie River",378,"2","WAT","HY",0.3,0.3,0,0,0,null,"Electric Utility","N","OS",null,"Non Combustion (NUC, WAT, WND, GEO, or SUN)",null,"Eastern"]
["EXCLUDE","CA","CA-Western","Dion R Holm",380,"1","WAT","HY",78.400000000000006,78.400000000000006,0,205212,0,null,"Electric Utility","N","OP",null,"Non Combustion (NUC, WAT, WND, GEO, or SUN)",null,"Western"]
["EXCLUDE","CA","CA-Western","Dion R Holm",380,"2","WAT","HY",78.400000000000006,78.400000000000006,0,205212,0,null,"Electric Utility","N","OP",null,"Non Combustion (NUC, WAT, WND, GEO, or SUN)",null,"Western"]
["EXCLUDE","CA","CA-Western","Moccasin",381,"1","WAT","HY",50,50,0,157273.5,0,null,"Electric Utility","N","OP",null,"Non Combustion (NUC, WAT, WND, GEO, or SUN)",null,"Western"]
["EXCLUDE","CA","CA-Western","Moccasin",381,"2","WAT","HY",50,50,0,157273.5,0,null,"Electric Utility","N","OP",null,"Non Combustion (NUC, WAT, WND, GEO, or SUN)",null,"Western"]
["EXCLUDE","CA","CA-Western","R C Kirkwood",382,"1","WAT","HY",39.5,39.5,0,135640.60999999999,0,null,"Electric Utility","N","OP",null,"Non Combustion (NUC, WAT, WND, GEO, or SUN)",null,"Western"]
["EXCLUDE","CA","CA-Western","R C Kirkwood",382,"2","WAT","HY",39.5,39.5,0,135640.60999999999,0,null,"Electric Utility","N","OP",null,"Non Combustion (NUC, WAT, WND, GEO, or SUN)",null,"Western"]
["EXCLUDE","CA","CA-Western","R C Kirkwood",382,"3","WAT","HY",36.5,36.5,0,125338.79,0,null,"Electric Utility","N","OP",null,"Non Combustion (NUC, WAT, WND, GEO, or SUN)",null,"Western"]
["EXCLUDE","CA","CA-Western","Brawley",383,"GT1","DFO","GT",11.5,9,0,0,0,null,"Electric Utility","N","RE",2009,"Retired prior to 2012",null,"Western"]
["EXCLUDE","CA","CA-Western","Brawley",383,"GT2","DFO","GT",11.5,9,0,0,0,null,"Electric Utility","N","RE",2009,"Retired prior to 2012",null,"Western"]
["COALST","IL","IL-Eastern","Joliet 29",384,"7","SUB","ST",660,518,6712,2551246,2887264.78,null,"IPP Non-CHP","N","OP",null,null,null,"Eastern"]
["COALST","IL","IL-Eastern","Joliet 29",384,"8","SUB","ST",660,518,6712,2586013,3061305.55,null,"IPP Non-CHP","N","OP",null,null,null,"Eastern"]
["EXCLUDE","CA","CA-Western","Drop 2",385,"1","WAT","HY",5,4,0,25827,0,null,"Electric Utility","N","OP",null,"Non Combustion (NUC, WAT, WND, GEO, or SUN)",null,"Western"]
["EXCLUDE","CA","CA-Western","Drop 2",385,"2","WAT","HY",5,4,0,25827,0,null,"Electric Utility","N","OP",null,"Non Combustion (NUC, WAT, WND, GEO, or SUN)",null,"Western"]
["EXCLUDE","CA","CA-Western","Drop 3",386,"1","WAT","HY",4.8,4,0,24691.59,0,null,"Electric Utility","N","OP",null,"Non Combustion (NUC, WAT, WND, GEO, or SUN)",null,"Western"]
["EXCLUDE","CA","CA-Western","Drop 3",386,"2","WAT","HY",5,4,0,25720.41,0,null,"Electric Utility","N","OP",null,"Non Combustion (NUC, WAT, WND, GEO, or SUN)",null,"Western"]
["EXCLUDE","CA","CA-Western","Drop 4",387,"1","WAT","HY",10,8,0,56378.57,0,null,"Electric Utility","N","OP",null,"Non Combustion (NUC, WAT, WND, GEO, or SUN)",null,"Western"]
["EXCLUDE","CA","CA-Western","Drop 4",387,"2","WAT","HY",9.6,8,0,54123.43,0,null,"Electric Utility","N","OP",null,"Non Combustion (NUC, WAT, WND, GEO, or SUN)",null,"Western"]
["EXCLUDE","CA","CA-Western","Pilot Knob",388,"1","WAT","HY",16.5,4,0,15018,0,null,"Electric Utility","N","OP",null,"Non Combustion (NUC, WAT, WND, GEO, or SUN)",null,"Western"]
["EXCLUDE","CA","CA-Western","Pilot Knob",388,"2","WAT","HY",16.5,3,0,15018,0,null,"Electric Utility","N","OP",null,"Non Combustion (NUC, WAT, WND, GEO, or SUN)",null,"Western"]
["NGCC","CA","CA-Western","El Centro",389,"2","NG","CC",34.5,30,945,93615.44,52313.22,null,"Electric Utility","N","OP",null,null,null,"Western"]
["NGCC","CA","CA-Western","El Centro",389,"2A","NG","CC",89.9,80,525,243942.85,136317.63,null,"Electric Utility","N","OP",null,null,null,"Western"]
["EXCLUDE","CA","CA-Western","El Centro",389,"3","NG","ST",50,42,0,0,0,null,"Electric Utility","N","RE",2010,"Retired prior to 2012",null,"Western"]
["UC NGCC - commenced in 2012","CA","CA-Western","El Centro",389,"30","NG","CC",65.900000000000006,59.7,525,178819.07,99925.82,null,"Electric Utility","N","OP",null,null,"Yes","Western"]
["UC NGCC - commenced in 2012","CA","CA-Western","El Centro",389,"31","NG","CC",43.2,42.2,945,117222.82,65505.24,null,"Electric Utility","N","OP",null,null,"Yes","Western"]
["UC NGCC - commenced in 2012","CA","CA-Western","El Centro",389,"32","NG","CC",43.2,42.2,525,117222.82,65505.24,null,"Electric Utility","N","OP",null,null,"Yes","Western"]
["OGST","CA","CA-Western","El Centro",389,"4","NG","ST",81.599999999999994,73.900000000000006,819,161544,129016.64,null,"Electric Utility","N","OP",null,null,null,"Western"]
["EXCLUDE","AK","AK-Alaska","Solomon Gulch",390,"1","WAT","HY",6,6,0,22067.5,0,null,"Electric Utility","N","OP",null,"State not covered under final 111(d)",null,"Alaska"]
["EXCLUDE","AK","AK-Alaska","Solomon Gulch",390,"2","WAT","HY",6,6,0,22067.5,0,null,"Electric Utility","N","OP",null,"State not covered under final 111(d)",null,"Alaska"]
["EXCLUDE","CA","CA-Western","Big Pine",391,"1","WAT","HY",3.2,3,0,5095,0,null,"Electric Utility","N","OP",null,"Non Combustion (NUC, WAT, WND, GEO, or SUN)",null,"Western"]
["EXCLUDE","CA","CA-Western","Castaic",392,"1","WAT","PS",212.5,250,0,75481.17,0,null,"Electric Utility","N","OP",null,"Non Combustion (NUC, WAT, WND, GEO, or SUN)",null,"Western"]
["EXCLUDE","CA","CA-Western","Castaic",392,"2","WAT","PS",212.5,265,0,75481.17,0,null,"Electric Utility","N","OP",null,"Non Combustion (NUC, WAT, WND, GEO, or SUN)",null,"Western"]
["EXCLUDE","CA","CA-Western","Castaic",392,"3","WAT","PS",212.5,265,0,75481.17,0,null,"Electric Utility","N","OP",null,"Non Combustion (NUC, WAT, WND, GEO, or SUN)",null,"Western"]
["EXCLUDE","CA","CA-Western","Castaic",392,"4","WAT","PS",212.5,265,0,75481.17,0,null,"Electric Utility","N","OP",null,"Non Combustion (NUC, WAT, WND, GEO, or SUN)",null,"Western"]
["EXCLUDE","CA","CA-Western","Castaic",392,"5","WAT","PS",212.5,265,0,75481.17,0,null,"Electric Utility","N","OP",null,"Non Combustion (NUC, WAT, WND, GEO, or SUN)",null,"Western"]
["EXCLUDE","CA","CA-Western","Castaic",392,"6","WAT","PS",212.5,265,0,75481.17,0,null,"Electric Utility","N","OP",null,"Non Combustion (NUC, WAT, WND, GEO, or SUN)",null,"Western"]
["EXCLUDE","CA","CA-Western","Castaic",392,"7","WAT","HY",56,56,0,0,0,null,"Electric Utility","N","OP",null,"Non Combustion (NUC, WAT, WND, GEO, or SUN)",null,"Western"]
["EXCLUDE","CA","CA-Western","Control Gorge",393,"1","WAT","HY",37.5,37.5,0,54147,0,null,"Electric Utility","N","OP",null,"Non Combustion (NUC, WAT, WND, GEO, or SUN)",null,"Western"]
["EXCLUDE","CA","CA-Western","Cottonwood",394,"1","WAT","HY",0.8,1.2,0,1608.5,0,null,"Electric Utility","N","OP",null,"Non Combustion (NUC, WAT, WND, GEO, or SUN)",null,"Western"]
["EXCLUDE","CA","CA-Western","Cottonwood",394,"2","WAT","HY",0.8,1.2,0,1608.5,0,null,"Electric Utility","N","OP",null,"Non Combustion (NUC, WAT, WND, GEO, or SUN)",null,"Western"]
["EXCLUDE","CA","CA-Western","Foothill",396,"1","WAT","HY",11,9.9,0,39376,0,null,"Electric Utility","N","OP",null,"Non Combustion (NUC, WAT, WND, GEO, or SUN)",null,"Western"]
["EXCLUDE","CA","CA-Western","Franklin",397,"1","WAT","HY",2,2,0,7369,0,null,"Electric Utility","N","OP",null,"Non Combustion (NUC, WAT, WND, GEO, or SUN)",null,"Western"]
["EXCLUDE","CA","CA-Western","Haiwee",398,"1","WAT","HY",2.8,3.6,0,4868,0,null,"Electric Utility","N","OP",null,"Non Combustion (NUC, WAT, WND, GEO, or SUN)",null,"Western"]
["EXCLUDE","CA","CA-Western","Haiwee",398,"2","WAT","HY",2.8,3.6,0,4868,0,null,"Electric Utility","N","OP",null,"Non Combustion (NUC, WAT, WND, GEO, or SUN)",null,"Western"]
["NGCC","CA","CA-Western","Harbor",399,"10A","NG","CC",85.3,79.5,755.75,33305.550000000003,20230.78,null,"Electric Utility","Y","OP",null,null,null,"Western"]
["NGCC","CA","CA-Western","Harbor",399,"10B","NG","CC",85.3,79.5,755.75,33305.550000000003,20230.78,null,"Electric Utility","Y","OP",null,null,null,"Western"]
["NGCC","CA","CA-Western","Harbor",399,"5","NG","CC",75,65,664.5,29283.9,17787.91,null,"Electric Utility","Y","OP",null,null,null,"Western"]
["EXCLUDE","CA","CA-Western","Harbor",399,"GT10","NG","GT",60.5,47.4,500,4113.8,3294.94,null,"Electric Utility","N","OP",null,"Simple cycle unit",null,"Western"]
["EXCLUDE","CA","CA-Western","Harbor",399,"GT11","NG","GT",60.5,47.4,800,4113.8,3546.57,null,"Electric Utility","N","OP",null,"Simple cycle unit",null,"Western"]
["EXCLUDE","CA","CA-Western","Harbor",399,"GT12","NG","GT",60.5,47.4,800,4113.8,2964.7,null,"Electric Utility","N","OP",null,"Simple cycle unit",null,"Western"]
["EXCLUDE","CA","CA-Western","Harbor",399,"GT13","NG","GT",60.5,47.4,500,4113.8,2170.29,null,"Electric Utility","N","OP",null,"Simple cycle unit",null,"Western"]
["EXCLUDE","CA","CA-Western","Harbor",399,"GT14","NG","GT",60.5,47.4,556.29999999999995,4113.8,1922.06,null,"Electric Utility","N","OP",null,"Simple cycle unit",null,"Western"]
["EXCLUDE","CA","CA-Western","Harbor",399,"GT6","NG","GT",23.5,19,0,0,0,null,"Electric Utility","N","RE",2002,"Retired prior to 2012",null,"Western"]
["EXCLUDE","CA","CA-Western","Harbor",399,"GT7","NG","GT",23.5,19,0,0,0,null,"Electric Utility","N","RE",2002,"Retired prior to 2012",null,"Western"]
["OGST","CA","CA-Western","Haynes",400,"1","NG","ST",230,222,2180,317055,215279.93,null,"Electric Utility","N","OP",null,null,null,"Western"]
["NGCC","CA","CA-Western","Haynes",400,"10","NG","CC",182.8,157.5,2043.6,384763.38,164266.07999999999,null,"Electric Utility","Y","OP",null,null,null,"Western"]
["EXCLUDE","CA","CA-Western","Haynes",400,"11","NG","GT",108.2,96.3,0,0,0,null,"Electric Utility","N","V",null,"Status of Operation (IP, L, P, T)",null,"Western"]
["EXCLUDE","CA","CA-Western","Haynes",400,"12","NG","GT",108.2,96.3,0,0,0,null,"Electric Utility","N","V",null,"Status of Operation (IP, L, P, T)",null,"Western"]
["EXCLUDE","CA","CA-Western","Haynes",400,"13","NG","GT",108.2,96.3,0,0,0,null,"Electric Utility","N","V",null,"Status of Operation (IP, L, P, T)",null,"Western"]
["EXCLUDE","CA","CA-Western","Haynes",400,"14","NG","GT",108.2,96.3,0,0,0,null,"Electric Utility","N","V",null,"Status of Operation (IP, L, P, T)",null,"Western"]
["EXCLUDE","CA","CA-Western","Haynes",400,"15","NG","GT",108.2,96.3,0,0,0,null,"Electric Utility","N","V",null,"Status of Operation (IP, L, P, T)",null,"Western"]
["EXCLUDE","CA","CA-Western","Haynes",400,"16","NG","GT",108.2,96.3,0,0,0,null,"Electric Utility","N","V",null,"Status of Operation (IP, L, P, T)",null,"Western"]
["OGST","CA","CA-Western","Haynes",400,"2","NG","ST",230,222,2160,427503,281448.52,null,"Electric Utility","N","OP",null,null,null,"Western"]
["EXCLUDE","CA","CA-Western","Haynes",400,"3","NG","ST",230,222,0,0,0,null,"Electric Utility","N","RE",2004,"Retired prior to 2012",null,"Western"]
["EXCLUDE","CA","CA-Western","Haynes",400,"4","NG","ST",230,222,0,0,0,null,"Electric Utility","N","RE",2003,"Retired prior to 2012",null,"Western"]
["OGST","CA","CA-Western","Haynes",400,"5","NG","ST",343,292,3021,518682,334022.08,null,"Electric Utility","N","OP",2013,null,null,"Western"]
["OGST","CA","CA-Western","Haynes",400,"6","NG","ST",343,238,3090,490299,315865.32,null,"Electric Utility","N","OP",2013,null,null,"Western"]
["NGCC","CA","CA-Western","Haynes",400,"8","NG","CC",264.3,235,2043.6,556307.23,237502.86,null,"Electric Utility","Y","OP",null,null,null,"Western"]
["NGCC","CA","CA-Western","Haynes",400,"9","NG","CC",182.8,157.5,2043.6,384763.38,164266.07999999999,null,"Electric Utility","Y","OP",null,null,null,"Western"]
["EXCLUDE","CA","CA-Western","Middle Gorge",401,"1","WAT","HY",37.5,37.5,0,79441,0,null,"Electric Utility","N","OP",null,"Non Combustion (NUC, WAT, WND, GEO, or SUN)",null,"Western"]
["EXCLUDE","CA","CA-Western","Pleasant Valley",402,"1","WAT","HY",3.2,2.7,0,6835,0,null,"Electric Utility","N","OP",null,"Non Combustion (NUC, WAT, WND, GEO, or SUN)",null,"Western"]
["EXCLUDE","CA","CA-Western","San Fernando",403,"1","WAT","HY",2.8,3.2,0,3942,0,null,"Electric Utility","N","OP",null,"Non Combustion (NUC, WAT, WND, GEO, or SUN)",null,"Western"]
["EXCLUDE","CA","CA-Western","San Fernando",403,"2","WAT","HY",2.8,2.9,0,3942,0,null,"Electric Utility","N","OP",null,"Non Combustion (NUC, WAT, WND, GEO, or SUN)",null,"Western"]
["OGST","CA","CA-Western","Scattergood",404,"1","NG","ST",163.19999999999999,174,1750,57041,47575.74,null,"Electric Utility","N","OP",2020,null,null,"Western"]
["OGST","CA","CA-Western","Scattergood",404,"2","NG","ST",163.19999999999999,177,1750,425983,368404.12,null,"Electric Utility","N","OP",2020,null,null,"Western"]
["OGST","CA","CA-Western","Scattergood",404,"3","NG","ST",496.8,445,4600,604196,392286.2,null,"Electric Utility","N","OP",2015,null,null,"Western"]
["EXCLUDE","CA","CA-Western","Scattergood",404,"4","NG","CC",209.5,null,0,0,0,null,"Electric Utility","Y","P",null,"Status of Operation (IP, L, P, T)",null,"Western"]
["EXCLUDE","CA","CA-Western","Scattergood",404,"5","NG","CC",108.8,null,0,0,0,null,"Electric Utility","Y","P",null,"Status of Operation (IP, L, P, T)",null,"Western"]
["EXCLUDE","CA","CA-Western","Scattergood",404,"6","NG","GT",103,95,0,0,0,null,"Electric Utility","N","P",null,"Status of Operation (IP, L, P, T)",null,"Western"]
["EXCLUDE","CA","CA-Western","Scattergood",404,"7","NG","GT",103,95,0,0,0,null,"Electric Utility","N","P",null,"Status of Operation (IP, L, P, T)",null,"Western"]
["EXCLUDE","CA","CA-Western","Scattergood",404,"8","NG","CC",209.5,null,0,0,0,null,"Electric Utility","Y","P",null,"Status of Operation (IP, L, P, T)",null,"Western"]
["EXCLUDE","CA","CA-Western","Scattergood",404,"9","NG","CC",108.8,null,0,0,0,null,"Electric Utility","Y","P",null,"Status of Operation (IP, L, P, T)",null,"Western"]
["EXCLUDE","AK","AK-Alaska","Tok",406,"3A","DFO","IC",1.3,1.3,0,0,0,null,"Electric Utility","N","OP",null,"State not covered under final 111(d)",null,"Alaska"]
["EXCLUDE","AK","AK-Alaska","Tok",406,"4A","DFO","IC",1.1000000000000001,1.1000000000000001,0,0,0,null,"Electric Utility","N","OP",null,"State not covered under final 111(d)",null,"Alaska"]
["EXCLUDE","AK","AK-Alaska","Tok",406,"5A","DFO","IC",1.1000000000000001,1.1000000000000001,0,0,0,null,"Electric Utility","N","OP",null,"State not covered under final 111(d)",null,"Alaska"]
["EXCLUDE","AK","AK-Alaska","Tok",406,"6","DFO","IC",0.5,0.5,0,0,0,null,"Electric Utility","N","OS",null,"State not covered under final 111(d)",null,"Alaska"]
["EXCLUDE","AK","AK-Alaska","Tok",406,"7a","DFO","IC",2.2999999999999998,2.2999999999999998,0,0,0,null,"Electric Utility","N","OP",null,"State not covered under final 111(d)",null,"Alaska"]
["EXCLUDE","AK","AK-Alaska","Tok",406,"8","DFO","IC",0.4,0.4,0,0,0,null,"Electric Utility","N","OP",null,"State not covered under final 111(d)",null,"Alaska"]
["EXCLUDE","AK","AK-Alaska","Tok",406,"9","DFO","IC",0.9,0.9,0,0,0,null,"Electric Utility","N","OP",null,"State not covered under final 111(d)",null,"Alaska"]
["EXCLUDE","CA","CA-Western","Upper Gorge",407,"1","WAT","HY",37.5,37.5,0,85936,0,null,"Electric Utility","N","OP",null,"Non Combustion (NUC, WAT, WND, GEO, or SUN)",null,"Western"]
["EXCLUDE","CA","CA-Western","Valley",408,"1","NG","ST",100,95,0,0,0,null,"Electric Utility","N","RE",1992,"Retired prior to 2012",null,"Western"]
["EXCLUDE","CA","CA-Western","Valley",408,"2","NG","ST",100,99,0,0,0,null,"Electric Utility","N","RE",1992,"Retired prior to 2012",null,"Western"]
["EXCLUDE","CA","CA-Western","Valley",408,"3","NG","ST",172.8,163,0,0,0,null,"Electric Utility","N","RE",2003,"Retired prior to 2012",null,"Western"]
["EXCLUDE","CA","CA-Western","Valley",408,"4","NG","ST",172.8,160,0,0,0,null,"Electric Utility","N","RE",2003,"Retired prior to 2012",null,"Western"]
["EXCLUDE","CA","CA-Western","Valley",408,"5","NG","GT",60.5,43,480,5588,3402.67,null,"Electric Utility","N","OP",null,"Simple cycle unit",null,"Western"]
["NGCC","CA","CA-Western","Valley",408,"6","NG","CC",182.8,156,2000,933096.51,396175.8,null,"Electric Utility","Y","OP",null,null,null,"Western"]
["NGCC","CA","CA-Western","Valley",408,"7","NG","CC",182.8,156,2000,933096.51,396175.8,null,"Electric Utility","Y","OP",null,null,null,"Western"]
["NGCC","CA","CA-Western","Valley",408,"8","NG","CC",264.39999999999998,201,2000,1349620.99,573024.52,null,"Electric Utility","Y","OP",null,null,null,"Western"]
["EXCLUDE","CA","CA-Western","Exchequer",409,"1","WAT","HY",94.5,94.5,0,204624,0,null,"IPP Non-CHP","N","OP",null,"Non Combustion (NUC, WAT, WND, GEO, or SUN)",null,"Western"]
["EXCLUDE","CA","CA-Western","McSwain",410,"1","WAT","HY",9,9,0,25103,0,null,"IPP Non-CHP","N","OP",null,"Non Combustion (NUC, WAT, WND, GEO, or SUN)",null,"Western"]
["EXCLUDE","CA","CA-Western","Chicago Park",412,"2P","WAT","HY",44,44,0,121882,0,null,"IPP Non-CHP","N","OP",null,"Non Combustion (NUC, WAT, WND, GEO, or SUN)",null,"Western"]
["EXCLUDE","CA","CA-Western","Dutch Flat 2",413,"3P","WAT","HY",27.3,27.3,0,44786,0,null,"IPP Non-CHP","N","OP",null,"Non Combustion (NUC, WAT, WND, GEO, or SUN)",null,"Western"]
["EXCLUDE","CA","CA-Western","Beardsley",414,"1","WAT","HY",10,11,0,33722,0,null,"IPP Non-CHP","N","OP",null,"Non Combustion (NUC, WAT, WND, GEO, or SUN)",null,"Western"]
["EXCLUDE","CA","CA-Western","Donnells",415,"H1","WAT","HY",72,72,0,205020,0,null,"IPP Non-CHP","N","OP",null,"Non Combustion (NUC, WAT, WND, GEO, or SUN)",null,"Western"]
["EXCLUDE","CA","CA-Western","Tulloch",416,"1","WAT","HY",8.5,9,0,40049.75,0,null,"IPP Non-CHP","N","OP",null,"Non Combustion (NUC, WAT, WND, GEO, or SUN)",null,"Western"]
["EXCLUDE","CA","CA-Western","Tulloch",416,"2","WAT","HY",8.5,10,0,40049.75,0,null,"IPP Non-CHP","N","OP",null,"Non Combustion (NUC, WAT, WND, GEO, or SUN)",null,"Western"]
["EXCLUDE","CA","CA-Western","Tulloch",416,"3","WAT","HY",7.2,6.8,0,33924.5,0,null,"IPP Non-CHP","N","OP",null,"Non Combustion (NUC, WAT, WND, GEO, or SUN)","Yes","Western"]
["EXCLUDE","CA","CA-Western","Forbestown",417,"1","WAT","HY",41.9,36,0,129534,0,null,"Electric Utility","N","OP",null,"Non Combustion (NUC, WAT, WND, GEO, or SUN)",null,"Western"]
["EXCLUDE","CA","CA-Western","Kelly Ridge",418,"1","WAT","HY",10,9,0,63182,0,null,"Electric Utility","N","OP",null,"Non Combustion (NUC, WAT, WND, GEO, or SUN)",null,"Western"]
["EXCLUDE","CA","CA-Western","Woodleaf",419,"1","WAT","HY",59,59,0,201170,0,null,"Electric Utility","N","OP",null,"Non Combustion (NUC, WAT, WND, GEO, or SUN)",null,"Western"]
["EXCLUDE","CA","CA-Western","Broadway",420,"B1","NG","ST",46,45,0,0,0,null,"Electric Utility","N","RE",2002,"Retired prior to 2012",null,"Western"]
["EXCLUDE","CA","CA-Western","Broadway",420,"B2","NG","ST",46,45,0,0,0,null,"Electric Utility","N","RE",2002,"Retired prior to 2012",null,"Western"]
["OGST","CA","CA-Western","Broadway",420,"B3","NG","ST",75,71,690,133858,93550.29,null,"Electric Utility","N","OP",null,null,null,"Western"]
["EXCLUDE","AK","AK-Alaska","Craig",421,"1","DFO","IC",0.6,0.6,0,0,0,null,"Electric Utility","N","OP",null,"State not covered under final 111(d)",null,"Alaska"]
["EXCLUDE","AK","AK-Alaska","Craig",421,"3A","DFO","IC",1.6,1.6,0,0,0,null,"Electric Utility","N","OP",null,"State not covered under final 111(d)",null,"Alaska"]
["EXCLUDE","AK","AK-Alaska","Craig",421,"5","DFO","IC",1.1000000000000001,1.1000000000000001,0,0,0,null,"Electric Utility","N","OP",null,"State not covered under final 111(d)",null,"Alaska"]
["EXCLUDE","AK","AK-Alaska","Craig",421,"6","DFO","IC",1.1000000000000001,1.1000000000000001,0,0,0,null,"Electric Utility","N","OP",null,"State not covered under final 111(d)",null,"Alaska"]
["EXCLUDE","CA","CA-Western","Glenarm",422,"GT1","NG","GT",28.8,30.3,153.19,14507.72,8960.66,null,"Electric Utility","N","OP",null,"Simple cycle unit",null,"Western"]
["EXCLUDE","CA","CA-Western","Glenarm",422,"GT2","NG","GT",28.8,30.3,153.19,14507.72,8960.66,null,"Electric Utility","N","OP",null,"Simple cycle unit",null,"Western"]
["EXCLUDE","CA","CA-Western","Glenarm",422,"GT3","NG","GT",60.5,47.2,321.81,30476.28,18823.599999999999,null,"Electric Utility","N","OP",null,"Simple cycle unit",null,"Western"]
["EXCLUDE","CA","CA-Western","Glenarm",422,"GT4","NG","GT",60.5,47.2,321.81,30476.28,18823.599999999999,null,"Electric Utility","N","OP",null,"Simple cycle unit",null,"Western"]
["EXCLUDE","AK","AK-Alaska","Hydaburg",423,"1A","DFO","IC",0.4,0.4,0,0,0,null,"Electric Utility","N","OP",null,"State not covered under final 111(d)",null,"Alaska"]
["EXCLUDE","AK","AK-Alaska","Hydaburg",423,"3A","DFO","IC",0.3,0.3,0,0,0,null,"Electric Utility","N","OP",null,"State not covered under final 111(d)",null,"Alaska"]
["EXCLUDE","AK","AK-Alaska","Hydaburg",423,"5","DFO","IC",0.3,0.3,0,0,0,null,"Electric Utility","N","OP",null,"State not covered under final 111(d)",null,"Alaska"]
["EXCLUDE","CA","CA-Western","French Meadows",424,"1","WAT","HY",15.3,17,0,46917,0,null,"Electric Utility","N","OP",null,"Non Combustion (NUC, WAT, WND, GEO, or SUN)",null,"Western"]
["EXCLUDE","CA","CA-Western","Middle Fork",425,"1","WAT","HY",61.2,61,0,235171.41,0,null,"Electric Utility","N","OP",null,"Non Combustion (NUC, WAT, WND, GEO, or SUN)",null,"Western"]
["EXCLUDE","CA","CA-Western","Middle Fork",425,"2","WAT","HY",54.9,61,0,210962.59,0,null,"Electric Utility","N","OP",null,"Non Combustion (NUC, WAT, WND, GEO, or SUN)",null,"Western"]
["EXCLUDE","CA","CA-Western","Oxbow",426,"1","WAT","HY",6.1,6,0,25962,0,null,"Electric Utility","N","OP",null,"Non Combustion (NUC, WAT, WND, GEO, or SUN)",null,"Western"]
["EXCLUDE","CA","CA-Western","Ralston",427,"1","WAT","HY",79.2,86.3,0,333506,0,null,"Electric Utility","N","OP",null,"Non Combustion (NUC, WAT, WND, GEO, or SUN)",null,"Western"]
["EXCLUDE","CA","CA-Western","Parker",428,"1","WAT","HY",2.7,2.7,0,6667,0,null,"IPP Non-CHP","N","OP",null,"Non Combustion (NUC, WAT, WND, GEO, or SUN)",null,"Western"]
["EXCLUDE","CA","CA-Western","Camino",430,"H1","WAT","HY",78.900000000000006,78.900000000000006,0,145306,0,null,"Electric Utility","N","OP",null,"Non Combustion (NUC, WAT, WND, GEO, or SUN)",null,"Western"]
["EXCLUDE","CA","CA-Western","Camino",430,"H2","WAT","HY",78.900000000000006,77,0,145306,0,null,"Electric Utility","N","OP",null,"Non Combustion (NUC, WAT, WND, GEO, or SUN)",null,"Western"]
["EXCLUDE","CA","CA-Western","Jaybird",431,"H1","WAT","HY",80.8,78.099999999999994,0,223490.5,0,null,"Electric Utility","N","OP",null,"Non Combustion (NUC, WAT, WND, GEO, or SUN)",null,"Western"]
["EXCLUDE","CA","CA-Western","Jaybird",431,"H2","WAT","HY",80.8,78.099999999999994,0,223490.5,0,null,"Electric Utility","N","OP",null,"Non Combustion (NUC, WAT, WND, GEO, or SUN)",null,"Western"]
["EXCLUDE","CA","CA-Western","Loon Lake",432,"H1","WAT","HY",74.099999999999994,74.099999999999994,0,93192,0,null,"Electric Utility","N","OP",null,"Non Combustion (NUC, WAT, WND, GEO, or SUN)",null,"Western"]
["EXCLUDE","CA","CA-Western","Robbs Peak",433,"1","WAT","HY",25.5,25.5,0,44151,0,null,"Electric Utility","N","OP",null,"Non Combustion (NUC, WAT, WND, GEO, or SUN)",null,"Western"]
["EXCLUDE","CA","CA-Western","White Rock/Slab Creek",435,"H1","WAT","HY",133,108,0,214460.5,0,null,"Electric Utility","N","OP",null,"Non Combustion (NUC, WAT, WND, GEO, or SUN)",null,"Western"]
["EXCLUDE","CA","CA-Western","White Rock/Slab Creek",435,"H2","WAT","HY",133,133,0,214460.5,0,null,"Electric Utility","N","OP",null,"Non Combustion (NUC, WAT, WND, GEO, or SUN)",null,"Western"]
["EXCLUDE","CA","CA-Western","Devil Canyon",436,"1","WAT","HY",59.8,60,0,203557.51,0,null,"Electric Utility","N","OP",null,"Non Combustion (NUC, WAT, WND, GEO, or SUN)",null,"Western"]
["EXCLUDE","CA","CA-Western","Devil Canyon",436,"2","WAT","HY",59.8,60,0,203557.51,0,null,"Electric Utility","N","OP",null,"Non Combustion (NUC, WAT, WND, GEO, or SUN)",null,"Western"]
["EXCLUDE","CA","CA-Western","Devil Canyon",436,"3","WAT","HY",78.3,80,0,266530.99,0,null,"Electric Utility","N","OP",null,"Non Combustion (NUC, WAT, WND, GEO, or SUN)",null,"Western"]
["EXCLUDE","CA","CA-Western","Devil Canyon",436,"4","WAT","HY",78.3,80,0,266530.99,0,null,"Electric Utility","N","OP",null,"Non Combustion (NUC, WAT, WND, GEO, or SUN)",null,"Western"]
["EXCLUDE","CA","CA-Western","Edward C Hyatt",437,"1","WAT","HY",117,135.30000000000001,0,478199.33,0,null,"Electric Utility","N","OP",null,"Non Combustion (NUC, WAT, WND, GEO, or SUN)",null,"Western"]
["EXCLUDE","CA","CA-Western","Edward C Hyatt",437,"2","WAT","PS",97.7,112.4,0,0,0,null,"Electric Utility","N","OP",null,"Non Combustion (NUC, WAT, WND, GEO, or SUN)",null,"Western"]
["EXCLUDE","CA","CA-Western","Edward C Hyatt",437,"3","WAT","HY",117,135.30000000000001,0,478199.33,0,null,"Electric Utility","N","OP",null,"Non Combustion (NUC, WAT, WND, GEO, or SUN)",null,"Western"]
["EXCLUDE","CA","CA-Western","Edward C Hyatt",437,"4","WAT","PS",97.7,112.4,0,0,0,null,"Electric Utility","N","OP",null,"Non Combustion (NUC, WAT, WND, GEO, or SUN)",null,"Western"]
["EXCLUDE","CA","CA-Western","Edward C Hyatt",437,"5","WAT","HY",117,135.30000000000001,0,478199.33,0,null,"Electric Utility","N","OP",null,"Non Combustion (NUC, WAT, WND, GEO, or SUN)",null,"Western"]
["EXCLUDE","CA","CA-Western","Edward C Hyatt",437,"6","WAT","PS",97.7,112.4,0,0,0,null,"Electric Utility","N","OP",null,"Non Combustion (NUC, WAT, WND, GEO, or SUN)",null,"Western"]
["EXCLUDE","CA","CA-Western","Thermalito",438,"1","WAT","HY",32.6,28,0,187800,0,null,"Electric Utility","N","OP",null,"Non Combustion (NUC, WAT, WND, GEO, or SUN)",null,"Western"]
["EXCLUDE","CA","CA-Western","Thermalito",438,"2","WAT","PS",27.5,25.6,0,0,0,null,"Electric Utility","N","OP",null,"Non Combustion (NUC, WAT, WND, GEO, or SUN)",null,"Western"]
["EXCLUDE","CA","CA-Western","Thermalito",438,"3","WAT","PS",27.5,25.6,0,0,0,null,"Electric Utility","N","OP",null,"Non Combustion (NUC, WAT, WND, GEO, or SUN)",null,"Western"]
["EXCLUDE","CA","CA-Western","Thermalito",438,"4","WAT","PS",27.5,25.6,0,0,0,null,"Electric Utility","N","OP",null,"Non Combustion (NUC, WAT, WND, GEO, or SUN)",null,"Western"]
["EXCLUDE","CA","CA-Western","Don Pedro",439,"1","WAT","HY",45.5,55,0,80242.23,0,null,"Electric Utility","N","OP",null,"Non Combustion (NUC, WAT, WND, GEO, or SUN)",null,"Western"]
["EXCLUDE","CA","CA-Western","Don Pedro",439,"2","WAT","HY",45.5,55,0,80242.23,0,null,"Electric Utility","N","OP",null,"Non Combustion (NUC, WAT, WND, GEO, or SUN)",null,"Western"]
["EXCLUDE","CA","CA-Western","Don Pedro",439,"3","WAT","HY",45.5,55,0,80242.23,0,null,"Electric Utility","N","OP",null,"Non Combustion (NUC, WAT, WND, GEO, or SUN)",null,"Western"]
["EXCLUDE","CA","CA-Western","Don Pedro",439,"4","WAT","HY",34.299999999999997,38.200000000000003,0,60490.3,0,null,"Electric Utility","N","OP",null,"Non Combustion (NUC, WAT, WND, GEO, or SUN)",null,"Western"]
["EXCLUDE","CA","CA-Western","La Grange",440,"1","WAT","HY",1.2,1,0,4013.33,0,null,"Electric Utility","N","OP",null,"Non Combustion (NUC, WAT, WND, GEO, or SUN)",null,"Western"]
["EXCLUDE","CA","CA-Western","La Grange",440,"2","WAT","HY",3.3,3.3,0,11036.67,0,null,"Electric Utility","N","OP",null,"Non Combustion (NUC, WAT, WND, GEO, or SUN)",null,"Western"]
["EXCLUDE","CA","CA-Western","Folsom",441,"1","WAT","HY",66.2,71.7,0,155280.67000000001,0,null,"Electric Utility","N","OP",null,"Non Combustion (NUC, WAT, WND, GEO, or SUN)",null,"Western"]
["EXCLUDE","CA","CA-Western","Folsom",441,"2","WAT","HY",66.2,71.7,0,155280.67000000001,0,null,"Electric Utility","N","OP",null,"Non Combustion (NUC, WAT, WND, GEO, or SUN)",null,"Western"]
["EXCLUDE","CA","CA-Western","Folsom",441,"3","WAT","HY",66.2,71.7,0,155280.67000000001,0,null,"Electric Utility","N","OP",null,"Non Combustion (NUC, WAT, WND, GEO, or SUN)",null,"Western"]
["EXCLUDE","CA","CA-Western","Judge F Carr",442,"1","WAT","HY",77.2,88.7,0,166189.5,0,null,"Electric Utility","N","OP",null,"Non Combustion (NUC, WAT, WND, GEO, or SUN)",null,"Western"]
["EXCLUDE","CA","CA-Western","Judge F Carr",442,"2","WAT","HY",77.2,88.7,0,166189.5,0,null,"Electric Utility","N","OP",null,"Non Combustion (NUC, WAT, WND, GEO, or SUN)",null,"Western"]
["EXCLUDE","CA","CA-Western","Keswick",443,"1","WAT","HY",39,39,0,123932.67,0,null,"Electric Utility","N","OP",null,"Non Combustion (NUC, WAT, WND, GEO, or SUN)",null,"Western"]
["EXCLUDE","CA","CA-Western","Keswick",443,"2","WAT","HY",39,39,0,123932.67,0,null,"Electric Utility","N","OP",null,"Non Combustion (NUC, WAT, WND, GEO, or SUN)",null,"Western"]
["EXCLUDE","CA","CA-Western","Keswick",443,"3","WAT","HY",39,39,0,123932.67,0,null,"Electric Utility","N","OP",null,"Non Combustion (NUC, WAT, WND, GEO, or SUN)",null,"Western"]
["EXCLUDE","CA","CA-Western","Nimbus",444,"1","WAT","HY",6.7,8.3000000000000007,0,28201.5,0,null,"Electric Utility","N","OP",null,"Non Combustion (NUC, WAT, WND, GEO, or SUN)",null,"Western"]
["EXCLUDE","CA","CA-Western","Nimbus",444,"2","WAT","HY",6.7,8.3000000000000007,0,28201.5,0,null,"Electric Utility","N","OP",null,"Non Combustion (NUC, WAT, WND, GEO, or SUN)",null,"Western"]
["EXCLUDE","CA","CA-Western","Shasta",445,"1","WAT","HY",142,142,0,363480.03,0,null,"Electric Utility","N","OP",null,"Non Combustion (NUC, WAT, WND, GEO, or SUN)",null,"Western"]
["EXCLUDE","CA","CA-Western","Shasta",445,"2","WAT","HY",142,142,0,363480.03,0,null,"Electric Utility","N","OP",null,"Non Combustion (NUC, WAT, WND, GEO, or SUN)",null,"Western"]
["EXCLUDE","CA","CA-Western","Shasta",445,"3","WAT","HY",142,142,0,363480.03,0,null,"Electric Utility","N","OP",null,"Non Combustion (NUC, WAT, WND, GEO, or SUN)",null,"Western"]
["EXCLUDE","CA","CA-Western","Shasta",445,"4","WAT","HY",142,142,0,363480.03,0,null,"Electric Utility","N","OP",null,"Non Combustion (NUC, WAT, WND, GEO, or SUN)",null,"Western"]
["EXCLUDE","CA","CA-Western","Shasta",445,"5","WAT","HY",142,142,0,363480.03,0,null,"Electric Utility","N","OP",null,"Non Combustion (NUC, WAT, WND, GEO, or SUN)",null,"Western"]
["EXCLUDE","CA","CA-Western","Shasta",445,"S1","WAT","HY",2,2,0,5119.4399999999996,0,null,"Electric Utility","N","OP",null,"Non Combustion (NUC, WAT, WND, GEO, or SUN)",null,"Western"]
["EXCLUDE","CA","CA-Western","Shasta",445,"S2","WAT","HY",2,2,0,5119.4399999999996,0,null,"Electric Utility","N","OP",null,"Non Combustion (NUC, WAT, WND, GEO, or SUN)",null,"Western"]
["EXCLUDE","CA","CA-Western","ONeill",446,"1","WAT","PS",4.2,2.4,0,625.33000000000004,0,null,"Electric Utility","N","OP",null,"Non Combustion (NUC, WAT, WND, GEO, or SUN)",null,"Western"]
["EXCLUDE","CA","CA-Western","ONeill",446,"2","WAT","PS",4.2,2.4,0,625.33000000000004,0,null,"Electric Utility","N","OP",null,"Non Combustion (NUC, WAT, WND, GEO, or SUN)",null,"Western"]
["EXCLUDE","CA","CA-Western","ONeill",446,"3","WAT","PS",4.2,2.4,0,625.33000000000004,0,null,"Electric Utility","N","OP",null,"Non Combustion (NUC, WAT, WND, GEO, or SUN)",null,"Western"]
["EXCLUDE","CA","CA-Western","ONeill",446,"4","WAT","PS",4.2,2.4,0,625.33000000000004,0,null,"Electric Utility","N","OP",null,"Non Combustion (NUC, WAT, WND, GEO, or SUN)",null,"Western"]
["EXCLUDE","CA","CA-Western","ONeill",446,"5","WAT","PS",4.2,2.4,0,625.33000000000004,0,null,"Electric Utility","N","OP",null,"Non Combustion (NUC, WAT, WND, GEO, or SUN)",null,"Western"]
["EXCLUDE","CA","CA-Western","ONeill",446,"6","WAT","PS",4.2,2.4,0,625.33000000000004,0,null,"Electric Utility","N","OP",null,"Non Combustion (NUC, WAT, WND, GEO, or SUN)",null,"Western"]
["EXCLUDE","CA","CA-Western","Parker Dam",447,"1","WAT","HY",30,30,0,115611.75,0,null,"Electric Utility","N","OP",null,"Non Combustion (NUC, WAT, WND, GEO, or SUN)",null,"Western"]
["EXCLUDE","CA","CA-Western","Parker Dam",447,"2","WAT","HY",30,30,0,115611.75,0,null,"Electric Utility","N","OP",null,"Non Combustion (NUC, WAT, WND, GEO, or SUN)",null,"Western"]
["EXCLUDE","CA","CA-Western","Parker Dam",447,"3","WAT","HY",30,30,0,115611.75,0,null,"Electric Utility","N","OP",null,"Non Combustion (NUC, WAT, WND, GEO, or SUN)",null,"Western"]
["EXCLUDE","CA","CA-Western","Parker Dam",447,"4","WAT","HY",30,30,0,115611.75,0,null,"Electric Utility","N","OP",null,"Non Combustion (NUC, WAT, WND, GEO, or SUN)",null,"Western"]
["EXCLUDE","CA","CA-Western","W R Gianelli",448,"1","WAT","PS",53,51,0,11242.13,0,null,"Electric Utility","N","OP",null,"Non Combustion (NUC, WAT, WND, GEO, or SUN)",null,"Western"]
["EXCLUDE","CA","CA-Western","W R Gianelli",448,"2","WAT","PS",53,50,0,11242.13,0,null,"Electric Utility","N","OP",null,"Non Combustion (NUC, WAT, WND, GEO, or SUN)",null,"Western"]
["EXCLUDE","CA","CA-Western","W R Gianelli",448,"3","WAT","PS",53,50,0,11242.13,0,null,"Electric Utility","N","OP",null,"Non Combustion (NUC, WAT, WND, GEO, or SUN)",null,"Western"]
["EXCLUDE","CA","CA-Western","W R Gianelli",448,"4","WAT","PS",53,50,0,11242.13,0,null,"Electric Utility","N","OP",null,"Non Combustion (NUC, WAT, WND, GEO, or SUN)",null,"Western"]
["EXCLUDE","CA","CA-Western","W R Gianelli",448,"5","WAT","PS",53,50,0,11242.13,0,null,"Electric Utility","N","OP",null,"Non Combustion (NUC, WAT, WND, GEO, or SUN)",null,"Western"]
["EXCLUDE","CA","CA-Western","W R Gianelli",448,"6","WAT","PS",53,50,0,11242.13,0,null,"Electric Utility","N","OP",null,"Non Combustion (NUC, WAT, WND, GEO, or SUN)",null,"Western"]
["EXCLUDE","CA","CA-Western","W R Gianelli",448,"7","WAT","PS",53,50,0,11242.13,0,null,"Electric Utility","N","OP",null,"Non Combustion (NUC, WAT, WND, GEO, or SUN)",null,"Western"]
["EXCLUDE","CA","CA-Western","W R Gianelli",448,"8","WAT","PS",53,50,0,11242.13,0,null,"Electric Utility","N","OP",null,"Non Combustion (NUC, WAT, WND, GEO, or SUN)",null,"Western"]
["EXCLUDE","CA","CA-Western","Spring Creek",450,"1","WAT","HY",90,90,0,162358,0,null,"Electric Utility","N","OP",null,"Non Combustion (NUC, WAT, WND, GEO, or SUN)",null,"Western"]
["EXCLUDE","CA","CA-Western","Spring Creek",450,"2","WAT","HY",90,90,0,162358,0,null,"Electric Utility","N","OP",null,"Non Combustion (NUC, WAT, WND, GEO, or SUN)",null,"Western"]
["EXCLUDE","CA","CA-Western","Trinity",451,"1","WAT","HY",70,70,0,217170.5,0,null,"Electric Utility","N","OP",null,"Non Combustion (NUC, WAT, WND, GEO, or SUN)",null,"Western"]
["EXCLUDE","CA","CA-Western","Trinity",451,"2","WAT","HY",70,70,0,217170.5,0,null,"Electric Utility","N","OP",null,"Non Combustion (NUC, WAT, WND, GEO, or SUN)",null,"Western"]
["EXCLUDE","CA","CA-Western","Colgate",454,"1","WAT","HY",157.5,157.5,0,551742.5,0,null,"Electric Utility","N","OP",null,"Non Combustion (NUC, WAT, WND, GEO, or SUN)",null,"Western"]
["EXCLUDE","CA","CA-Western","Colgate",454,"2","WAT","HY",157.5,157.5,0,551742.5,0,null,"Electric Utility","N","OP",null,"Non Combustion (NUC, WAT, WND, GEO, or SUN)",null,"Western"]
["EXCLUDE","CA","CA-Western","Narrows 2",455,"1","WAT","HY",46.7,46.7,0,153767,0,null,"Electric Utility","N","OP",null,"Non Combustion (NUC, WAT, WND, GEO, or SUN)",null,"Western"]
["EXCLUDE","CA","CA-Western","Bear Valley",457,"HC1","WAT","HY",0.7,0.7,0,1324.5,0,null,"Electric Utility","N","OP",null,"Non Combustion (NUC, WAT, WND, GEO, or SUN)",null,"Western"]
["EXCLUDE","CA","CA-Western","Bear Valley",457,"HC2","WAT","HY",0.7,0.7,0,1324.5,0,null,"Electric Utility","N","OP",null,"Non Combustion (NUC, WAT, WND, GEO, or SUN)",null,"Western"]
["EXCLUDE","CO","CO-Western","AFA Solar Farm",57554,"AFA1","SUN","PV",5.5,5.5,0,12385,0,null,"IPP Non-CHP","N","OP",null,"Non Combustion (NUC, WAT, WND, GEO, or SUN)",null,"Western"]
["EXCLUDE","CO","CO-Western","Airport Industrial",7995,"IC1","DFO","IC",2.5,2.5,0,0,0,null,"Electric Utility","N","OP",null,"Internal Combustion",null,"Western"]
["EXCLUDE","CO","CO-Western","Airport Industrial",7995,"IC2","DFO","IC",2.5,2.5,0,0,0,null,"Electric Utility","N","OP",null,"Internal Combustion",null,"Western"]
["EXCLUDE","CO","CO-Western","Airport Industrial",7995,"IC3","DFO","IC",2.5,2.5,0,0,0,null,"Electric Utility","N","OP",null,"Internal Combustion",null,"Western"]
["EXCLUDE","CO","CO-Western","Airport Industrial",7995,"IC4","DFO","IC",2.5,2.5,0,0,0,null,"Electric Utility","N","OP",null,"Internal Combustion",null,"Western"]
["EXCLUDE","CO","CO-Western","Alamosa",464,"CT1","NG","GT",26.6,13,0,2432,2634.13,null,"Electric Utility","N","OP",null,"Simple cycle unit",null,"Western"]
["EXCLUDE","CO","CO-Western","Alamosa",464,"CT2","NG","GT",26.6,14,0,2432,2634.13,null,"Electric Utility","N","OP",null,"Simple cycle unit",null,"Western"]
["EXCLUDE","CO","CO-Western","American Gypsum Cogeneration",54630,"D-1","DFO","IC",1.6,1.2,0,0,0,null,"Industrial CHP","N","SB",null,"Commercial/Industrial Unit",null,"Western"]
["EXCLUDE","CO","CO-Western","American Gypsum Cogeneration",54630,"D-2","DFO","IC",1.6,1.2,0,0,0,null,"Industrial CHP","N","SB",null,"Commercial/Industrial Unit",null,"Western"]
["EXCLUDE","CO","CO-Western","American Gypsum Cogeneration",54630,"T-1","NG","GT",2.8,2.6,0,6811.88,7185.34,null,"Industrial CHP","Y","OP",null,"Commercial/Industrial Unit",null,"Western"]
["EXCLUDE","CO","CO-Western","American Gypsum Cogeneration",54630,"T-2","NG","GT",3.6,2.6,0,8758.1299999999992,9238.2900000000009,null,"Industrial CHP","Y","OP",null,"Commercial/Industrial Unit",null,"Western"]
["EXCLUDE","CO","CO-Western","Ames Hydro",6207,"1","WAT","HY",3.6,3.8,0,8210,0,null,"Electric Utility","N","OP",null,"Non Combustion (NUC, WAT, WND, GEO, or SUN)",null,"Western"]
["EXCLUDE","CO","CO-Western","Arapahoe",465,"1","SUB","ST",44,45,0,0,0,null,"Electric Utility","N","RE",2002,"Retired prior to 2012",null,"Western"]
["EXCLUDE","CO","CO-Western","Arapahoe",465,"2","SUB","ST",44,45,0,0,0,null,"Electric Utility","N","RE",2002,"Retired prior to 2012",null,"Western"]
["COALST","CO","CO-Western","Arapahoe",465,"3","SUB","ST",40,35,755,191559,355409.27,null,"Electric Utility","N","OP",2014,null,null,"Western"]
["COALST","CO","CO-Western","Arapahoe",465,"4","SUB","ST",112.5,109,1709,600607,777081.07,null,"Electric Utility","N","OP",null,null,null,"Western"]
["NGCC","CO","CO-Western","Arapahoe Combustion Turbine Project",55200,"UN5","NG","CC",71.099999999999994,39,555,32826.21,17660.45,null,"IPP Non-CHP","N","OP",null,null,null,"Western"]
["NGCC","CO","CO-Western","Arapahoe Combustion Turbine Project",55200,"UN6","NG","CC",71.099999999999994,39,555,32826.21,17660.45,null,"IPP Non-CHP","N","OP",null,null,null,"Western"]
["NGCC","CO","CO-Western","Arapahoe Combustion Turbine Project",55200,"UN7","NG","CC",51.8,44.5,555,23915.58,12866.54,null,"IPP Non-CHP","N","OP",null,null,null,"Western"]
["EXCLUDE","CO","CO-Western","Baca Renewable Energy LLC",57175,"BACA1","WND","WT",60,60,0,0,0,null,"IPP Non-CHP","N","P",null,"Status of Operation (IP, L, P, T)",null,"Western"]
["EXCLUDE","CO","CO-Western","Big Thompson",515,"1","WAT","HY",4.5,5.2,0,4805,0,null,"Electric Utility","N","OP",null,"Non Combustion (NUC, WAT, WND, GEO, or SUN)",null,"Western"]
["EXCLUDE","CO","CO-Western","Blue Mesa",512,"1","WAT","HY",43.2,43.2,0,86059.5,0,null,"Electric Utility","N","OP",null,"Non Combustion (NUC, WAT, WND, GEO, or SUN)",null,"Western"]
["EXCLUDE","CO","CO-Western","Blue Mesa",512,"2","WAT","HY",43.2,43.2,0,86059.5,0,null,"Electric Utility","N","OP",null,"Non Combustion (NUC, WAT, WND, GEO, or SUN)",null,"Western"]
["EXCLUDE","CO","CO-Western","Blue Spruce Energy Center",55645,"CT01","NG","GT",198.9,130,2707,74611,69676.58,null,"Electric Utility","N","OP",null,"Simple cycle unit",null,"Western"]
["EXCLUDE","CO","CO-Western","Blue Spruce Energy Center",55645,"CT02","NG","GT",198.9,134,2707,74611,40890.04,null,"Electric Utility","N","OP",null,"Simple cycle unit",null,"Western"]
["EXCLUDE","CO","CO-Western","Boulder Canyon Hydro",466,"1","WAT","HY",10,5,0,0,0,null,"IPP Non-CHP","N","RE",2012,"Non Combustion (NUC, WAT, WND, GEO, or SUN)",null,"Western"]
["EXCLUDE","CO","CO-Western","Boulder Canyon Hydro",466,"1A","WAT","HY",5,5,0,0,0,null,"IPP Non-CHP","N","TS",null,"Status of Operation (IP, L, P, T)",null,"Western"]
["EXCLUDE","CO","CO-Western","Boulder Canyon Hydro",466,"2","WAT","HY",10,5,0,0,0,null,"IPP Non-CHP","N","RE",2001,"Retired prior to 2012",null,"Western"]
["EXCLUDE","CO","CO-Western","Boulder City Betasso Hydro Plant",54680,"0001","WAT","HY",3,3,0,8664,0,null,"IPP Non-CHP","N","OP",null,"Non Combustion (NUC, WAT, WND, GEO, or SUN)",null,"Western"]
["EXCLUDE","CO","CO-Western","Boulder City Lakewood Hydro",54679,"0001","WAT","HY",3.5,3.5,0,8664,0,null,"IPP Non-CHP","N","OP",null,"Non Combustion (NUC, WAT, WND, GEO, or SUN)",null,"Western"]
["EXCLUDE","CO","CO-Western","Boulder City Silver Lake Hydro",55931,"0001","WAT","HY",3.3,3.3,0,13153,0,null,"IPP Non-CHP","N","OP",null,"Non Combustion (NUC, WAT, WND, GEO, or SUN)",null,"Western"]
["NGCC","CO","CO-Western","Brush Generation Facility",10682,"GT1","NG","CC",25,25,197.35,6042.39,1831.31,null,"IPP Non-CHP","N","OP",null,null,null,"Western"]
["EXCLUDE","CO","CO-Western","Brush Generation Facility",10682,"GT2","NG","CC",25,25,197.35,6042.39,1831.31,null,"IPP Non-CHP","N","OP",null,"Combined cycle unit (PRMVR=CC) less than or equal to 25MW",null,"Western"]
["NGCC","CO","CO-Western","Brush Generation Facility",10682,"GT3","NG","CC",37,32,292.07,8942.74,2710.34,null,"IPP Non-CHP","N","OP",null,null,null,"Western"]
["NGCC","CO","CO-Western","Brush Generation Facility",10682,"GT4","NG","CC",23.8,25,187.87,5752.36,1743.41,1,"IPP Non-CHP","N","OP",null,null,null,"Western"]
["NGCC","CO","CO-Western","Brush Generation Facility",10682,"GT5","NG","CC",23.8,25,187.87,5752.36,1743.41,1,"IPP Non-CHP","N","OP",null,null,null,"Western"]
["NGCC","CO","CO-Western","Brush Generation Facility",10682,"ST1","NG","CC",38,30,299.97000000000003,9184.43,1063.51,null,"IPP Non-CHP","N","OP",null,null,null,"Western"]
["NGCC","CO","CO-Western","Brush Generation Facility",10682,"ST2","NG","CC",37,40,292.07,8942.74,2710.34,null,"IPP Non-CHP","N","OP",null,null,null,"Western"]
["NGCC","CO","CO-Western","Brush Generation Facility",10682,"ST4","NG","CC",90,90,710.45,21752.6,6592.73,null,"IPP Non-CHP","N","OP",null,null,null,"Western"]
["EXCLUDE","CO","CO-Western","Burlington",6619,"1","DFO","GT",64.7,50,0,1522,1551.66,null,"Electric Utility","N","SB",null,"Simple cycle unit",null,"Western"]
["EXCLUDE","CO","CO-Western","Burlington",6619,"2","DFO","GT",64.7,50,0,1522,1551.66,null,"Electric Utility","N","SB",null,"Simple cycle unit",null,"Western"]
["EXCLUDE","CO","CO-Western","Burlington City of",490,"1","DFO","IC",1.2,1,0,0,0,null,"Electric Utility","N","SB",null,"Internal Combustion",null,"Western"]
["EXCLUDE","CO","CO-Western","Burlington City of",490,"2","DFO","IC",2.8,2.5,0,0,0,null,"Electric Utility","N","SB",null,"Internal Combustion",null,"Western"]
["EXCLUDE","CO","CO-Western","Burlington City of",490,"3","DFO","IC",2.5,2.2000000000000002,0,0,0,null,"Electric Utility","N","SB",null,"Internal Combustion",null,"Western"]
["EXCLUDE","CO","CO-Western","Burlington City of",490,"4","DFO","IC",1,0.8,0,0,0,null,"Electric Utility","N","SB",null,"Internal Combustion",null,"Western"]
["EXCLUDE","CA","CA-Western","Temescal",479,"1","WAT","HY",2.9,2.8,0,17151,0,null,"Electric Utility","N","OP",null,"Non Combustion (NUC, WAT, WND, GEO, or SUN)",null,"Western"]
["EXCLUDE","CA","CA-Western","Corona",480,"1","WAT","HY",2.9,2.8,0,16419,0,null,"Electric Utility","N","OP",null,"Non Combustion (NUC, WAT, WND, GEO, or SUN)",null,"Western"]
["EXCLUDE","CA","CA-Western","Perris",481,"1","WAT","HY",7.9,7.9,0,4712,0,null,"Electric Utility","N","OP",null,"Non Combustion (NUC, WAT, WND, GEO, or SUN)",null,"Western"]
["EXCLUDE","CA","CA-Western","Rio Hondo",482,"1","WAT","HY",1.9,1.9,0,3746,0,null,"Electric Utility","N","OP",null,"Non Combustion (NUC, WAT, WND, GEO, or SUN)",null,"Western"]
["EXCLUDE","CA","CA-Western","Coyote Creek",483,"1","WAT","HY",3.1,3.1,0,3427,0,null,"Electric Utility","N","OP",null,"Non Combustion (NUC, WAT, WND, GEO, or SUN)",null,"Western"]
["EXCLUDE","CA","CA-Western","Red Mountain",484,"1","WAT","HY",5.9,5.9,0,25843,0,null,"Electric Utility","N","OP",null,"Non Combustion (NUC, WAT, WND, GEO, or SUN)",null,"Western"]
["EXCLUDE","CA","CA-Western","Valley View",487,"1","WAT","HY",4.0999999999999996,4.0999999999999996,0,9635,0,null,"Electric Utility","N","OP",null,"Non Combustion (NUC, WAT, WND, GEO, or SUN)",null,"Western"]
["EXCLUDE","CA","CA-Western","Upper Dawson",489,"1","WAT","HY",4.4000000000000004,5.5,0,10022,0,null,"Electric Utility","N","OP",null,"Non Combustion (NUC, WAT, WND, GEO, or SUN)",null,"Western"]
["EXCLUDE","CO","CO-Western","Busch Ranch Wind Energy Farm",57980,"WTG","WND","WT",29,11,0,19581,0,null,"Electric Utility","N","OP",null,"Non Combustion (NUC, WAT, WND, GEO, or SUN)","Yes","Western"]
["EXCLUDE","CO","CO-Western","Cabin Creek",467,"A","WAT","PS",150,162,0,-73751.5,0,null,"Electric Utility","N","OP",null,"Non Combustion (NUC, WAT, WND, GEO, or SUN)",null,"Western"]
["EXCLUDE","CO","CO-Western","Cabin Creek",467,"B","WAT","PS",150,162,0,-73751.5,0,null,"Electric Utility","N","OP",null,"Non Combustion (NUC, WAT, WND, GEO, or SUN)",null,"Western"]
["EXCLUDE","CO","CO-Western","Cameo",468,"1","BIT","ST",25,23.7,0,0,0,null,"Electric Utility","N","RE",2010,"Retired prior to 2012",null,"Western"]
["EXCLUDE","CO","CO-Western","Cameo",468,"2","BIT","ST",50,49,0,0,0,null,"Electric Utility","N","RE",2010,"Retired prior to 2012",null,"Western"]
["EXCLUDE","CO","CO-Western","Carson Solar I",57509,"1","SUN","PV",2,1.5,0,3112,0,null,"IPP Non-CHP","N","OP",null,"Non Combustion (NUC, WAT, WND, GEO, or SUN)",null,"Western"]
["EXCLUDE","CO","CO-Western","Castle Creek Hydroplant",56566,"1","WAT","HY",1.2,1.2,0,0,0,null,"Electric Utility","N","L",null,"Status of Operation (IP, L, P, T)",null,"Western"]
["EXCLUDE","CO","CO-Western","Cedar Creek II",57210,"1","WND","WT",250.8,250.8,0,801121,0,null,"IPP Non-CHP","N","OP",null,"Non Combustion (NUC, WAT, WND, GEO, or SUN)",null,"Western"]
["EXCLUDE","CO","CO-Western","Cedar Creek Wind",56371,"1","WND","WT",300.5,300,0,837374,0,null,"IPP Non-CHP","N","OP",null,"Non Combustion (NUC, WAT, WND, GEO, or SUN)",null,"Western"]
["EXCLUDE","CO","CO-Western","Cedar Point Wind",57315,"1-139","WND","WT",252,243,0,867709,0,null,"IPP Non-CHP","N","OP",null,"Non Combustion (NUC, WAT, WND, GEO, or SUN)",null,"Western"]
["EXCLUDE","CO","CO-Western","Center",491,"3","DFO","IC",0.5,0.5,0,0,0,null,"Electric Utility","N","SB",null,"Internal Combustion",null,"Western"]
["EXCLUDE","CO","CO-Western","Center",491,"5","DFO","IC",1,1,0,0,0,null,"Electric Utility","N","SB",null,"Internal Combustion",null,"Western"]
["COALST","CO","CO-Western","Cherokee",469,"1","BIT","ST",125,107,1700,187693,276366.38,null,"Electric Utility","N","RE",2012,null,null,"Western"]
["EXCLUDE","CO","CO-Western","Cherokee",469,"2","BIT","ST",125,106,0,0,0,null,"Electric Utility","N","RE",2011,"Retired prior to 2012",null,"Western"]
["COALST","CO","CO-Western","Cherokee",469,"3","BIT","ST",170.5,152,2355,823108,885725.46,null,"Electric Utility","N","OP",2015,null,null,"Western"]
["COALST","CO","CO-Western","Cherokee",469,"4","BIT","ST",380.8,352,4725,2009505,2195393.0699999998,null,"Electric Utility","N","OP",null,null,null,"Western"]
["UC-NGCC","CO","CO-Western","Cherokee",469,"5","NG","CC",185.3,173.4,0,0,0,null,"Electric Utility","N","T",null,null,null,"Western"]
["UC-NGCC","CO","CO-Western","Cherokee",469,"6","NG","CC",185.3,173.4,0,0,0,null,"Electric Utility","N","T",null,null,null,"Western"]
["UC-NGCC","CO","CO-Western","Cherokee",469,"7","NG","CC",255,241.4,0,0,0,null,"Electric Utility","N","T",null,null,null,"Western"]
["EXCLUDE","CO","CO-Western","City & County of Denver at Denver Int'l",57645,"PV1","SUN","PV",3.4,3.4,0,5353,0,null,"IPP Non-CHP","N","OP",null,"Non Combustion (NUC, WAT, WND, GEO, or SUN)",null,"Western"]
["EXCLUDE","CO","CO-Western","City of Boulder WWTP",57681,"1","SUN","PV",1,0.9,0,1517,0,null,"IPP Non-CHP","N","OP",null,"Non Combustion (NUC, WAT, WND, GEO, or SUN)",null,"Western"]
["EXCLUDE","CO","CO-Western","Cogentrix of Alamosa",57368,"1","SUN","PV",30,30,0,54119,0,null,"IPP Non-CHP","N","OP",null,"Non Combustion (NUC, WAT, WND, GEO, or SUN)","Yes","Western"]
["EXCLUDE","CO","CO-Western","Colorado Energy Nations Company",10003,"GEN1","BIT","ST",7.5,10,0,41144.050000000003,145313.93,null,"IPP CHP","Y","OP",null,"Steam unit (PRMVR=ST) less than or equal to 25MW (i.e. 250 MMBtu/hr)",null,"Western"]
["EXCLUDE","CO","CO-Western","Colorado Energy Nations Company",10003,"GEN2","BIT","ST",7.5,10,0,58036.69,204975.9,null,"IPP CHP","Y","OP",null,"Steam unit (PRMVR=ST) less than or equal to 25MW (i.e. 250 MMBtu/hr)",null,"Western"]
["EXCLUDE","CO","CO-Western","Colorado Energy Nations Company",10003,"GEN3","BIT","ST",20,20,0,86403.95,305164.33,null,"IPP CHP","Y","OP",null,"Steam unit (PRMVR=ST) less than or equal to 25MW (i.e. 250 MMBtu/hr)",null,"Western"]
["EXCLUDE","CO","CO-Western","Colorado Energy Nations Company",10003,"VBPT","BIT","ST",0.4,0.4,0,2097,7406.26,null,"IPP CHP","Y","RE",2012,"Steam unit (PRMVR=ST) less than or equal to 25MW (i.e. 250 MMBtu/hr)",null,"Western"]
["EXCLUDE","CO","CO-Western","Colorado Green Holdings LLC",56173,"CG","WND","WT",162,162,0,519504,0,null,"IPP Non-CHP","N","OP",null,"Non Combustion (NUC, WAT, WND, GEO, or SUN)",null,"Western"]
["EXCLUDE","CO","CO-Western","Colorado Highlands Wind",57174,"CHW1","WND","WT",67.2,67.2,0,21332,0,null,"IPP Non-CHP","N","OP",null,"Non Combustion (NUC, WAT, WND, GEO, or SUN)","Yes","Western"]
["EXCLUDE","CO","CO-Western","Colorado Highlands Wind",57174,"CHW2","WND","WT",23.8,23.8,0,0,0,null,"IPP Non-CHP","N","P",null,"Status of Operation (IP, L, P, T)",null,"Western"]
["COALST","CO","CO-Western","Comanche",470,"1","SUB","ST",382.5,325,3500,2075543,2038336.15,null,"Electric Utility","N","OP",null,null,null,"Western"]
["COALST","CO","CO-Western","Comanche",470,"2","SUB","ST",396,335,4350,2360188,2775815.79,null,"Electric Utility","N","OP",null,null,null,"Western"]
["COALST","CO","CO-Western","Comanche",470,"3","SUB","ST",856.8,766,9050,4686054,4899410.25,null,"Electric Utility","N","OP",null,null,null,"Western"]
["COALST","CO","CO-Western","Craig",6021,"1","SUB","ST",446.4,428,6000,3147177,3348699.63,null,"Electric Utility","N","OP",null,null,null,"Western"]
["COALST","CO","CO-Western","Craig",6021,"2","SUB","ST",446.4,428,6000,2972124,3279737.38,null,"Electric Utility","N","OP",null,null,null,"Western"]
["EXCLUDE","WY","WY-Western","Boysen",505,"1","WAT","HY",7.5,8.6,0,19072.5,0,null,"Electric Utility","N","OP",null,"Non Combustion (NUC, WAT, WND, GEO, or SUN)",null,"Western"]
["EXCLUDE","WY","WY-Western","Boysen",505,"2","WAT","HY",7.5,8.6,0,19072.5,0,null,"Electric Utility","N","OP",null,"Non Combustion (NUC, WAT, WND, GEO, or SUN)",null,"Western"]
["COALST","CO","CO-Western","Craig",6021,"3","SUB","ST",534.79999999999995,448,6000,3054507,3259552.4,null,"Electric Utility","N","OP",null,null,null,"Western"]
["EXCLUDE","CO","CO-Western","Crystal",6159,"1","WAT","HY",28,35,0,121106,0,null,"Electric Utility","N","OP",null,"Non Combustion (NUC, WAT, WND, GEO, or SUN)",null,"Western"]
["EXCLUDE","CO","CO-Western","CSU Pueblo",58481,"CSU1","SUN","PV",1,1,0,0,0,null,"Commercial Non-CHP","N","OP",null,"Commercial/Industrial Unit",null,"Western"]
["EXCLUDE","CO","CO-Western","DADS Gas Recovery",56530,"GEN1","LFG","IC",0.8,0.8,0,0,0,null,"IPP Non-CHP","N","OP",null,"Non-Fossil Fuel Type (Less than 10% Fossil Fuel)",null,"Western"]
["EXCLUDE","CO","CO-Western","DADS Gas Recovery",56530,"GEN2","LFG","IC",0.8,0.8,0,0,0,null,"IPP Non-CHP","N","OP",null,"Non-Fossil Fuel Type (Less than 10% Fossil Fuel)",null,"Western"]
["EXCLUDE","CO","CO-Western","DADS Gas Recovery",56530,"GEN3","LFG","IC",0.8,0.8,0,0,0,null,"IPP Non-CHP","N","OP",null,"Non-Fossil Fuel Type (Less than 10% Fossil Fuel)",null,"Western"]
["EXCLUDE","CO","CO-Western","DADS Gas Recovery",56530,"GEN4","LFG","IC",0.8,0.8,0,0,0,null,"IPP Non-CHP","N","OP",null,"Non-Fossil Fuel Type (Less than 10% Fossil Fuel)",null,"Western"]
["EXCLUDE","CO","CO-Western","Delta",496,"1","NG","IC",0.8,0.8,0,0,0,null,"Electric Utility","N","OP",null,"Internal Combustion",null,"Western"]
["EXCLUDE","CO","CO-Western","Delta",496,"2","NG","IC",0.4,0.4,0,0,0,null,"Electric Utility","N","OP",null,"Internal Combustion",null,"Western"]
["EXCLUDE","CO","CO-Western","Delta",496,"3","DFO","IC",0.1,0.1,0,0,0,null,"Electric Utility","N","OP",null,"Internal Combustion",null,"Western"]
["EXCLUDE","CO","CO-Western","Delta",496,"4","DFO","IC",0.1,0.1,0,0,0,null,"Electric Utility","N","OP",null,"Internal Combustion",null,"Western"]
["EXCLUDE","CO","CO-Western","Delta",496,"5","DFO","IC",0.1,0.1,0,0,0,null,"Electric Utility","N","OP",null,"Internal Combustion",null,"Western"]
["EXCLUDE","CO","CO-Western","Delta",496,"6","NG","IC",1.2,1.2,0,0,0,null,"Electric Utility","N","OP",null,"Internal Combustion",null,"Western"]
["EXCLUDE","CO","CO-Western","Delta",496,"7","NG","IC",2.1,1.8,0,0,0,null,"Electric Utility","N","OP",null,"Internal Combustion",null,"Western"]
["EXCLUDE","CO","CO-Western","Denver Int Airport",56815,"1","SUN","PV",1.9,1.9,0,3468,0,null,"IPP Non-CHP","N","OP",null,"Non Combustion (NUC, WAT, WND, GEO, or SUN)",null,"Western"]
["EXCLUDE","CO","CO-Western","Dillon Hydro Plant",10421,"GEN1","WAT","HY",1.8,1.8,0,0,0,null,"IPP Non-CHP","N","OP",null,"Non Combustion (NUC, WAT, WND, GEO, or SUN)",null,"Western"]
["EXCLUDE","CO","CO-Western","DOE Golden NREL Main Campus",57694,"MESA","SUN","PV",0.7,0.7,0,992.41,0,null,"Commercial Non-CHP","N","OP",null,"Commercial/Industrial Unit",null,"Western"]
["EXCLUDE","CO","CO-Western","DOE Golden NREL Main Campus",57694,"PARKG","SUN","PV",1.2,1.2,0,0,0,null,"Commercial Non-CHP","N","TS",null,"Commercial/Industrial Unit",null,"Western"]
["EXCLUDE","CO","CO-Western","DOE Golden NREL Main Campus",57694,"PARKL","SUN","PV",0.5,0.5,0,708.86,0,null,"Commercial Non-CHP","N","OP",null,"Commercial/Industrial Unit",null,"Western"]
["EXCLUDE","CO","CO-Western","DOE Golden NREL Main Campus",57694,"RSF1","SUN","PV",0.5,0.5,0,708.86,0,null,"Commercial Non-CHP","N","OP",null,"Commercial/Industrial Unit",null,"Western"]
["EXCLUDE","CO","CO-Western","DOE Golden NREL Main Campus",57694,"RSF2","SUN","PV",0.4,0.4,0,567.09,0,null,"Commercial Non-CHP","N","OP",null,"Commercial/Industrial Unit","Yes","Western"]
["EXCLUDE","CO","CO-Western","DOE Golden NREL Main Campus",57694,"STF","SUN","PV",0.1,0.1,0,141.77000000000001,0,null,"Commercial Non-CHP","N","OP",null,"Commercial/Industrial Unit",null,"Western"]
["EXCLUDE","CO","CO-Western","DOE Golden NWTC Load Side",57692,"SEPV","SUN","PV",1,1.1000000000000001,0,1781,0,null,"Commercial Non-CHP","N","OP",null,"Commercial/Industrial Unit",null,"Western"]
["EXCLUDE","CA","CA-Western","Sonoma California Geothermal",510,"1","GEO","ST",78,55,0,324758,0,null,"IPP Non-CHP","N","OP",null,"Non Combustion (NUC, WAT, WND, GEO, or SUN)",null,"Western"]
["EXCLUDE","CO","CO-Western","DOE Golden NWTC Turbine Side",57693,"ALSTO","WND","WT",3,3,0,1853.52,0,null,"Commercial Non-CHP","N","OP",null,"Commercial/Industrial Unit",null,"Western"]
["EXCLUDE","CO","CO-Western","DOE Golden NWTC Turbine Side",57693,"GAMES","WND","WT",2,2,0,1235.68,0,null,"Commercial Non-CHP","N","OP",null,"Commercial/Industrial Unit",null,"Western"]
["EXCLUDE","CO","CO-Western","DOE Golden NWTC Turbine Side",57693,"GEDOE","WND","WT",1.5,1.5,0,926.76,0,null,"Commercial Non-CHP","N","OP",null,"Commercial/Industrial Unit",null,"Western"]
["EXCLUDE","CO","CO-Western","DOE Golden NWTC Turbine Side",57693,"SIEM","WND","WT",2.2999999999999998,2.2999999999999998,0,1421.03,0,null,"Commercial Non-CHP","N","OP",null,"Commercial/Industrial Unit",null,"Western"]
["EXCLUDE","CO","CO-Western","Estes",513,"1","WAT","HY",15,17.2,0,43586.67,0,null,"Electric Utility","N","OP",null,"Non Combustion (NUC, WAT, WND, GEO, or SUN)",null,"Western"]
["EXCLUDE","CO","CO-Western","Estes",513,"2","WAT","HY",15,17.2,0,43586.67,0,null,"Electric Utility","N","OP",null,"Non Combustion (NUC, WAT, WND, GEO, or SUN)",null,"Western"]
["EXCLUDE","CO","CO-Western","Estes",513,"3","WAT","HY",15,17.2,0,43586.67,0,null,"Electric Utility","N","OP",null,"Non Combustion (NUC, WAT, WND, GEO, or SUN)",null,"Western"]
["EXCLUDE","CO","CO-Western","Flatiron",518,"1","WAT","HY",45,45,0,109899.5,0,null,"Electric Utility","N","OP",null,"Non Combustion (NUC, WAT, WND, GEO, or SUN)",null,"Western"]
["EXCLUDE","CO","CO-Western","Flatiron",518,"2","WAT","HY",45,45,0,109899.5,0,null,"Electric Utility","N","OP",null,"Non Combustion (NUC, WAT, WND, GEO, or SUN)",null,"Western"]
["EXCLUDE","CO","CO-Western","Flatiron",518,"3","WAT","PS",8.5,8.5,0,1666,0,null,"Electric Utility","N","OP",null,"Non Combustion (NUC, WAT, WND, GEO, or SUN)",null,"Western"]
["EXCLUDE","CO","CO-Western","Foothills Hydro Plant",10070,"GEN1","WAT","HY",3.1,3.1,0,0,0,null,"IPP Non-CHP","N","OP",null,"Non Combustion (NUC, WAT, WND, GEO, or SUN)",null,"Western"]
["EXCLUDE","CO","CO-Western","Fort Lupton",8067,"1","NG","GT",39.200000000000003,45,0,10397.5,8809.14,null,"Electric Utility","N","OP",null,"Simple cycle unit",null,"Western"]
["EXCLUDE","CO","CO-Western","Fort Lupton",8067,"2","NG","GT",39.200000000000003,45,0,10397.5,8809.14,null,"Electric Utility","N","OP",null,"Simple cycle unit",null,"Western"]
["NGCC","CO","CO-Western","Fort St Vrain",6112,"1","NG","CC",342.6,301,2242,1286442.67,583724.53,null,"Electric Utility","N","OP",null,null,null,"Western"]
["NGCC","CO","CO-Western","Fort St Vrain",6112,"2","NG","CC",175.1,123,2242,657490.11,298336.74,null,"Electric Utility","N","OP",null,null,null,"Western"]
["NGCC","CO","CO-Western","Fort St Vrain",6112,"3","NG","CC",175.1,128,2242,657490.11,298336.74,null,"Electric Utility","N","OP",null,null,null,"Western"]
["NGCC","CO","CO-Western","Fort St Vrain",6112,"4","NG","CC",175.1,128,2242,657490.11,298336.74,null,"Electric Utility","N","OP",null,null,null,"Western"]
["EXCLUDE","CO","CO-Western","Fort St Vrain",6112,"5","NG","GT",140.30000000000001,145,1700,50942,37426.79,null,"Electric Utility","N","OP",null,"Simple cycle unit",null,"Western"]
["EXCLUDE","CO","CO-Western","Fort St Vrain",6112,"6","NG","GT",140.30000000000001,144,1700,50942,38068.35,null,"Electric Utility","N","OP",null,"Simple cycle unit",null,"Western"]
["EXCLUDE","CO","CO-Western","Fountain Valley Power Facility",55453,"S1","NG","GT",38,39,440,40514,30643.64,null,"IPP Non-CHP","N","OP",null,"Simple cycle unit",null,"Western"]
["EXCLUDE","CO","CO-Western","Fountain Valley Power Facility",55453,"S2","NG","GT",38,39,425,40514,24562.73,null,"IPP Non-CHP","N","OP",null,"Simple cycle unit",null,"Western"]
["EXCLUDE","CO","CO-Western","Fountain Valley Power Facility",55453,"S3","NG","GT",38,39,420,40514,31135.72,null,"IPP Non-CHP","N","OP",null,"Simple cycle unit",null,"Western"]
["EXCLUDE","CO","CO-Western","Fountain Valley Power Facility",55453,"S4","NG","GT",38,39,420,40514,22594.82,null,"IPP Non-CHP","N","OP",null,"Simple cycle unit",null,"Western"]
["EXCLUDE","CO","CO-Western","Fountain Valley Power Facility",55453,"S5","NG","GT",38,39,420,40514,28802.080000000002,null,"IPP Non-CHP","N","OP",null,"Simple cycle unit",null,"Western"]
["EXCLUDE","CO","CO-Western","Fountain Valley Power Facility",55453,"S6","NG","GT",38,39,420,40514,21814.44,null,"IPP Non-CHP","N","OP",null,"Simple cycle unit",null,"Western"]
["EXCLUDE","CO","CO-Western","Frank Knutson",55505,"BR1","NG","GT",77.099999999999994,67,912,4211.5,4781.58,null,"Electric Utility","N","OP",null,"Simple cycle unit",null,"Western"]
["EXCLUDE","CO","CO-Western","Frank Knutson",55505,"BR2","NG","GT",77.099999999999994,67,906,4211.5,2497.5100000000002,null,"Electric Utility","N","OP",null,"Simple cycle unit",null,"Western"]
["NGCC","CO","CO-Western","Front Range Power Plant",55283,"1","NG","CC",154,132.4,2100,371020.16,175428.7,null,"Electric Utility","N","OP",null,null,null,"Western"]
["NGCC","CO","CO-Western","Front Range Power Plant",55283,"2","NG","CC",154,132.69999999999999,2100,371020.16,175428.7,null,"Electric Utility","N","OP",null,null,null,"Western"]
["NGCC","CO","CO-Western","Front Range Power Plant",55283,"3","NG","CC",233,196.4,2100,561348.68000000005,265421.34999999998,null,"Electric Utility","N","OP",null,null,null,"Western"]
["EXCLUDE","CO","CO-Western","Fruita",471,"1","NG","GT",26.6,18,0,419,827.74,null,"Electric Utility","N","OP",null,"Simple cycle unit",null,"Western"]
["EXCLUDE","CO","CO-Western","George Birdsall",493,"1","NG","ST",17.3,16,0,3558,3485.66,null,"Electric Utility","N","OP",null,"Steam unit (PRMVR=ST) less than or equal to 25MW (i.e. 250 MMBtu/hr)",null,"Western"]
["EXCLUDE","CO","CO-Western","George Birdsall",493,"2","NG","ST",18.8,16,0,3574,3395.24,null,"Electric Utility","N","OP",null,"Steam unit (PRMVR=ST) less than or equal to 25MW (i.e. 250 MMBtu/hr)",null,"Western"]
["EXCLUDE","CA","CA-Western","Rancho Seco Solar",529,"1","SUN","PV",1,1,0,75.5,0,null,"Electric Utility","N","OP",null,"Non Combustion (NUC, WAT, WND, GEO, or SUN)",null,"Western"]
["EXCLUDE","CA","CA-Western","Rancho Seco Solar",529,"2","SUN","PV",1,1,0,75.5,0,null,"Electric Utility","N","OP",null,"Non Combustion (NUC, WAT, WND, GEO, or SUN)",null,"Western"]
["EXCLUDE","CA","CA-Western","Camp Far West",531,"1","WAT","HY",7.2,7.2,0,22404,0,null,"Electric Utility","N","OP",null,"Non Combustion (NUC, WAT, WND, GEO, or SUN)",null,"Western"]
["NGCC","AL","AL-Eastern","McWilliams",533,"1","NG","CC",7.5,10,62.71,36611.07,16576.55,1,"Electric Utility","N","OP",null,null,null,"Eastern"]
["NGCC","AL","AL-Eastern","McWilliams",533,"2","NG","CC",7.5,10,62.71,36611.07,16576.55,1,"Electric Utility","N","OP",null,null,null,"Eastern"]
["NGCC","AL","AL-Eastern","McWilliams",533,"3","NG","CC",25,20,209.02,122036.89,55255.17,1,"Electric Utility","N","OP",null,null,null,"Eastern"]
["NGCC","AL","AL-Eastern","McWilliams",533,"4","NG","CC",107,109,894.61,522317.88,236492.15,null,"Electric Utility","N","OP",null,null,null,"Eastern"]
["NGCC","AL","AL-Eastern","McWilliams",533,"VAN1","NG","CC",165,163,1379.54,805443.45,364684.15,null,"Electric Utility","N","OP",null,null,null,"Eastern"]
["NGCC","AL","AL-Eastern","McWilliams",533,"VAN2","NG","CC",165,163,1379.54,805443.45,364684.15,null,"Electric Utility","N","OP",null,null,null,"Eastern"]
["NGCC","AL","AL-Eastern","McWilliams",533,"VAN3","NG","CC",177,175,1479.87,864021.16,391206.64,null,"Electric Utility","N","OP",null,null,null,"Eastern"]
["EXCLUDE","CA","CA-Western","Jones Fork",534,"1","WAT","HY",10,10,0,18724,0,null,"Electric Utility","N","OP",null,"Non Combustion (NUC, WAT, WND, GEO, or SUN)",null,"Western"]
["EXCLUDE","CA","CA-Western","McClellan",535,"1","NG","GT",77,77,0,4374,3222.07,null,"Electric Utility","N","OP",null,"Simple cycle unit",null,"Western"]
["EXCLUDE","CA","CA-Western","Camanche",537,"1","WAT","HY",3.6,3.5,0,5158,0,null,"Electric Utility","N","OP",null,"Non Combustion (NUC, WAT, WND, GEO, or SUN)",null,"Western"]
["EXCLUDE","CA","CA-Western","Camanche",537,"2","WAT","HY",3.6,3.5,0,5158,0,null,"Electric Utility","N","OP",null,"Non Combustion (NUC, WAT, WND, GEO, or SUN)",null,"Western"]
["EXCLUDE","CA","CA-Western","Camanche",537,"3","WAT","HY",3.6,3.5,0,5158,0,null,"Electric Utility","N","OP",null,"Non Combustion (NUC, WAT, WND, GEO, or SUN)",null,"Western"]
["EXCLUDE","CT","CT-Eastern","Rocky River",539,"1","WAT","PS",3.5,2,0,306.64999999999998,0,null,"IPP Non-CHP","N","SB",null,"Non Combustion (NUC, WAT, WND, GEO, or SUN)",null,"Eastern"]
["EXCLUDE","CT","CT-Eastern","Rocky River",539,"2","WAT","PS",3.5,2,0,306.64999999999998,0,null,"IPP Non-CHP","N","SB",null,"Non Combustion (NUC, WAT, WND, GEO, or SUN)",null,"Eastern"]
["EXCLUDE","CT","CT-Eastern","Rocky River",539,"3","WAT","PS",24,25.4,0,2102.71,0,null,"IPP Non-CHP","N","OP",null,"Non Combustion (NUC, WAT, WND, GEO, or SUN)",null,"Eastern"]
["EXCLUDE","CT","CT-Eastern","Branford",540,"UN10","KER","GT",21.8,17.399999999999999,0,218,231.05,null,"IPP Non-CHP","N","OP",null,"Simple cycle unit",null,"Eastern"]
["EXCLUDE","CT","CT-Eastern","Bulls Bridge",541,"1","WAT","HY",1.2,1.4,0,4964.67,0,null,"IPP Non-CHP","N","OP",null,"Non Combustion (NUC, WAT, WND, GEO, or SUN)",null,"Eastern"]
["EXCLUDE","CT","CT-Eastern","Bulls Bridge",541,"2","WAT","HY",1.2,1.4,0,4964.67,0,null,"IPP Non-CHP","N","OP",null,"Non Combustion (NUC, WAT, WND, GEO, or SUN)",null,"Eastern"]
["EXCLUDE","CT","CT-Eastern","Bulls Bridge",541,"3","WAT","HY",1.2,1.4,0,4964.67,0,null,"IPP Non-CHP","N","OP",null,"Non Combustion (NUC, WAT, WND, GEO, or SUN)",null,"Eastern"]
["EXCLUDE","CT","CT-Eastern","Bulls Bridge",541,"4","WAT","HY",1.2,1.4,0,4964.67,0,null,"IPP Non-CHP","N","OP",null,"Non Combustion (NUC, WAT, WND, GEO, or SUN)",null,"Eastern"]
["EXCLUDE","CT","CT-Eastern","Bulls Bridge",541,"5","WAT","HY",1.2,1.4,0,4964.67,0,null,"IPP Non-CHP","N","OP",null,"Non Combustion (NUC, WAT, WND, GEO, or SUN)",null,"Eastern"]
["EXCLUDE","CT","CT-Eastern","Bulls Bridge",541,"6","WAT","HY",1.2,1.4,0,4964.67,0,null,"IPP Non-CHP","N","OP",null,"Non Combustion (NUC, WAT, WND, GEO, or SUN)",null,"Eastern"]
["EXCLUDE","CT","CT-Eastern","Cos Cob",542,"UN10","KER","GT",25,19.100000000000001,0,402.83,484.27,null,"IPP Non-CHP","N","OP",null,"Simple cycle unit",null,"Eastern"]
["EXCLUDE","CT","CT-Eastern","Cos Cob",542,"UN11","KER","GT",25,18.7,0,402.83,484.27,null,"IPP Non-CHP","N","OP",null,"Simple cycle unit",null,"Eastern"]
["EXCLUDE","CT","CT-Eastern","Cos Cob",542,"UN12","KER","GT",25,19.100000000000001,0,402.83,484.27,null,"IPP Non-CHP","N","OP",null,"Simple cycle unit",null,"Eastern"]
["EXCLUDE","CT","CT-Eastern","Cos Cob",542,"UN13","KER","GT",20,19.100000000000001,0,322.26,387.42,null,"IPP Non-CHP","N","OP",null,"Simple cycle unit",null,"Eastern"]
["EXCLUDE","CT","CT-Eastern","Cos Cob",542,"un14","KER","GT",20,19.600000000000001,0,322.26,387.42,null,"IPP Non-CHP","N","OP",null,"Simple cycle unit",null,"Eastern"]
["EXCLUDE","CT","CT-Eastern","Devon Station",544,"10","KER","GT",18.600000000000001,14.4,320.44,257.36,442.02,null,"IPP Non-CHP","N","OP",null,"Simple cycle unit",null,"Eastern"]
["EXCLUDE","CT","CT-Eastern","Devon Station",544,"11","NG","GT",51,29.3,878.64,705.66,1211.99,null,"IPP Non-CHP","N","OP",null,"Simple cycle unit",null,"Eastern"]
["EXCLUDE","CT","CT-Eastern","Devon Station",544,"12","NG","GT",51,29.2,878.64,705.66,1211.99,null,"IPP Non-CHP","N","OP",null,"Simple cycle unit",null,"Eastern"]
["EXCLUDE","CT","CT-Eastern","Devon Station",544,"13","NG","GT",51,29.9,878.64,705.66,1211.99,null,"IPP Non-CHP","N","OP",null,"Simple cycle unit",null,"Eastern"]
["EXCLUDE","CT","CT-Eastern","Devon Station",544,"14","NG","GT",51,29.7,878.64,705.66,1211.99,null,"IPP Non-CHP","N","OP",null,"Simple cycle unit",null,"Eastern"]
["EXCLUDE","CT","CT-Eastern","Devon Station",544,"7","RFO","ST",103.5,107,0,0,0,null,"IPP Non-CHP","N","RE",2007,"Retired prior to 2012",null,"Eastern"]
["EXCLUDE","CT","CT-Eastern","Devon Station",544,"8","RFO","ST",103.5,107,0,0,0,null,"IPP Non-CHP","N","RE",2007,"Retired prior to 2012",null,"Eastern"]
["EXCLUDE","CT","CT-Eastern","Montville Station",546,"10","DFO","IC",2.7,2.7,0,0,0,null,"IPP Non-CHP","N","SB",null,"Internal Combustion",null,"Eastern"]
["EXCLUDE","CT","CT-Eastern","Montville Station",546,"11","DFO","IC",2.7,2.7,0,0,0,null,"IPP Non-CHP","N","SB",null,"Internal Combustion",null,"Eastern"]
["OGST","CT","CT-Eastern","Montville Station",546,"5","RFO","ST",75,81,995,10683,9577.6200000000008,null,"IPP Non-CHP","N","OP",null,null,null,"Eastern"]
["OGST","CT","CT-Eastern","Montville Station",546,"6","RFO","ST",414.9,410,5925,19471,23393.49,null,"IPP Non-CHP","N","OP",null,null,null,"Eastern"]
["EXCLUDE","MA","MA-Eastern","Northfield Mountain",547,"1","WAT","PS",235,270,0,-51669.75,0,null,"IPP Non-CHP","N","OP",null,"Non Combustion (NUC, WAT, WND, GEO, or SUN)",null,"Eastern"]
["EXCLUDE","MA","MA-Eastern","Northfield Mountain",547,"2","WAT","PS",235,292,0,-51669.75,0,null,"IPP Non-CHP","N","OP",null,"Non Combustion (NUC, WAT, WND, GEO, or SUN)",null,"Eastern"]
["EXCLUDE","MA","MA-Eastern","Northfield Mountain",547,"3","WAT","PS",235,292,0,-51669.75,0,null,"IPP Non-CHP","N","OP",null,"Non Combustion (NUC, WAT, WND, GEO, or SUN)",null,"Eastern"]
["EXCLUDE","MA","MA-Eastern","Northfield Mountain",547,"4","WAT","PS",235,270,0,-51669.75,0,null,"IPP Non-CHP","N","OP",null,"Non Combustion (NUC, WAT, WND, GEO, or SUN)",null,"Eastern"]
["OGST","CT","CT-Eastern","NRG Norwalk Harbor",548,"1","RFO","ST",163.19999999999999,162,1776,9851,11127.67,null,"IPP Non-CHP","N","OP",2013,null,null,"Eastern"]
["EXCLUDE","CT","CT-Eastern","NRG Norwalk Harbor",548,"10","DFO","GT",16.3,11.9,0,83,137.61000000000001,null,"IPP Non-CHP","N","OP",2013,"Simple cycle unit",null,"Eastern"]
["OGST","CT","CT-Eastern","NRG Norwalk Harbor",548,"2","RFO","ST",163.19999999999999,168,1776,12618,13900.94,null,"IPP Non-CHP","N","OP",2013,null,null,"Eastern"]
["EXCLUDE","WA","WA-Western","Kettle Falls Generating Station",550,"1","WDS","ST",50.7,50,0,209169,318583.06,null,"Electric Utility","N","OP",null,"Non-Fossil Fuel Type (Less than 10% Fossil Fuel)",null,"Western"]
["EXCLUDE","WA","WA-Western","Kettle Falls Generating Station",550,"2","NG","GT",7.2,6.2,0,860,589.47,null,"Electric Utility","N","SB",null,"Simple cycle unit",null,"Western"]
["EXCLUDE","CT","CT-Eastern","Scotland Dam",551,"1","WAT","HY",2,1.7,0,5153,0,null,"IPP Non-CHP","N","OP",null,"Non Combustion (NUC, WAT, WND, GEO, or SUN)",null,"Eastern"]
["EXCLUDE","CT","CT-Eastern","Shepaug",552,"1","WAT","HY",37.200000000000003,41.5,0,90228,0,null,"IPP Non-CHP","N","OP",null,"Non Combustion (NUC, WAT, WND, GEO, or SUN)",null,"Eastern"]
["EXCLUDE","CT","CT-Eastern","Shepaug",552,"2","DFO","GT",49.2,39,0,0,0,null,"IPP Non-CHP","N","IP",null,"Status of Operation (IP, L, P, T)",null,"Eastern"]
["EXCLUDE","CT","CT-Eastern","Stevenson",553,"1","WAT","HY",7.5,7.1,0,17690.66,0,null,"IPP Non-CHP","N","OP",null,"Non Combustion (NUC, WAT, WND, GEO, or SUN)",null,"Eastern"]
["EXCLUDE","CT","CT-Eastern","Stevenson",553,"2","WAT","HY",7.5,7.1,0,17690.66,0,null,"IPP Non-CHP","N","OP",null,"Non Combustion (NUC, WAT, WND, GEO, or SUN)",null,"Eastern"]
["EXCLUDE","CT","CT-Eastern","Stevenson",553,"3","WAT","HY",7.5,7.1,0,17690.66,0,null,"IPP Non-CHP","N","OP",null,"Non Combustion (NUC, WAT, WND, GEO, or SUN)",null,"Eastern"]
["EXCLUDE","CT","CT-Eastern","Stevenson",553,"4","WAT","HY",8,7.6,0,18870.03,0,null,"IPP Non-CHP","N","OP",null,"Non Combustion (NUC, WAT, WND, GEO, or SUN)",null,"Eastern"]
["EXCLUDE","CT","CT-Eastern","Taftville",554,"1","WAT","HY",0.4,0.4,0,906.75,0,null,"IPP Non-CHP","N","OP",null,"Non Combustion (NUC, WAT, WND, GEO, or SUN)",null,"Eastern"]
["EXCLUDE","CT","CT-Eastern","Taftville",554,"2","WAT","HY",0.3,0.4,0,680.06,0,null,"IPP Non-CHP","N","OP",null,"Non Combustion (NUC, WAT, WND, GEO, or SUN)",null,"Eastern"]
["EXCLUDE","CT","CT-Eastern","Taftville",554,"3","WAT","HY",0.3,0.4,0,680.06,0,null,"IPP Non-CHP","N","OP",null,"Non Combustion (NUC, WAT, WND, GEO, or SUN)",null,"Eastern"]
["EXCLUDE","CT","CT-Eastern","Taftville",554,"4","WAT","HY",0.3,0.4,0,680.06,0,null,"IPP Non-CHP","N","OP",null,"Non Combustion (NUC, WAT, WND, GEO, or SUN)",null,"Eastern"]
["EXCLUDE","CT","CT-Eastern","Taftville",554,"5","WAT","HY",0.3,0.4,0,680.06,0,null,"IPP Non-CHP","N","OP",null,"Non Combustion (NUC, WAT, WND, GEO, or SUN)",null,"Eastern"]
["EXCLUDE","CT","CT-Eastern","Tunnel",557,"1","WAT","HY",1,0.8,0,3669,0,null,"IPP Non-CHP","N","OP",null,"Non Combustion (NUC, WAT, WND, GEO, or SUN)",null,"Eastern"]
["EXCLUDE","CT","CT-Eastern","Tunnel",557,"10","JF","GT",18.5,16.5,0,77,86.87,null,"IPP Non-CHP","N","SB",null,"Simple cycle unit",null,"Eastern"]
["EXCLUDE","CT","CT-Eastern","Tunnel",557,"2","WAT","HY",1,0.8,0,3669,0,null,"IPP Non-CHP","N","OP",null,"Non Combustion (NUC, WAT, WND, GEO, or SUN)",null,"Eastern"]
["EXCLUDE","CT","CT-Eastern","Rainbow",559,"1","WAT","HY",4,4,0,11794,0,null,"Electric Utility","N","OP",null,"Non Combustion (NUC, WAT, WND, GEO, or SUN)",null,"Eastern"]
["EXCLUDE","CT","CT-Eastern","Rainbow",559,"2","WAT","HY",4,4,0,11794,0,null,"Electric Utility","N","OP",null,"Non Combustion (NUC, WAT, WND, GEO, or SUN)",null,"Eastern"]
["EXCLUDE","CT","CT-Eastern","Falls Village",560,"1","WAT","HY",3,3.3,0,11144.33,0,null,"IPP Non-CHP","N","OP",null,"Non Combustion (NUC, WAT, WND, GEO, or SUN)",null,"Eastern"]
["EXCLUDE","CT","CT-Eastern","Falls Village",560,"2","WAT","HY",3,3.3,0,11144.33,0,null,"IPP Non-CHP","N","OP",null,"Non Combustion (NUC, WAT, WND, GEO, or SUN)",null,"Eastern"]
["EXCLUDE","CT","CT-Eastern","Falls Village",560,"3","WAT","HY",3,3.3,0,11144.33,0,null,"IPP Non-CHP","N","OP",null,"Non Combustion (NUC, WAT, WND, GEO, or SUN)",null,"Eastern"]
["EXCLUDE","CT","CT-Eastern","Franklin Drive",561,"UN19","KER","GT",21.8,16.100000000000001,0,160,192,null,"IPP Non-CHP","N","OP",null,"Simple cycle unit",null,"Eastern"]
["EXCLUDE","CT","CT-Eastern","Middletown",562,"1","RFO","ST",69,66.3,0,0,0,null,"IPP Non-CHP","N","RE",1998,"Retired prior to 2012",null,"Eastern"]
["EXCLUDE","CT","CT-Eastern","Middletown",562,"10","KER","GT",18.5,17.2,1899.6,3460.17,2830.04,null,"IPP Non-CHP","N","OP",null,"Simple cycle unit",null,"Eastern"]
["OGST","CT","CT-Eastern","Middletown",562,"2","NG","ST",113.6,117,1295,70848,66017.55,null,"IPP Non-CHP","N","OP",null,null,null,"Eastern"]
["OGST","CT","CT-Eastern","Middletown",562,"3","NG","ST",239.4,236,2370,93059,62637.45,null,"IPP Non-CHP","N","OP",null,null,null,"Eastern"]
["OGST","CT","CT-Eastern","Middletown",562,"4","RFO","ST",414.9,400,4684,16099,19850.740000000002,null,"IPP Non-CHP","N","OP",null,null,null,"Eastern"]
["EXCLUDE","CT","CT-Eastern","South Meadow",563,"11","KER","GT",41.8,35.700000000000003,532,436.5,402.1,null,"IPP Non-CHP","N","SB",null,"Simple cycle unit",null,"Eastern"]
["EXCLUDE","CT","CT-Eastern","South Meadow",563,"12","KER","GT",41.8,37.700000000000003,532,436.5,424,null,"IPP Non-CHP","N","SB",null,"Simple cycle unit",null,"Eastern"]
["EXCLUDE","CT","CT-Eastern","South Meadow",563,"13","KER","GT",41.8,38.299999999999997,532,436.5,773,null,"IPP Non-CHP","N","SB",null,"Simple cycle unit",null,"Eastern"]
["EXCLUDE","CT","CT-Eastern","South Meadow",563,"14","KER","GT",41.8,36.700000000000003,532,436.5,406.3,null,"IPP Non-CHP","N","SB",null,"Simple cycle unit",null,"Eastern"]
["COALST","FL","FL-Eastern","Stanton Energy Center",564,"1","BIT","ST",464.5,440,5000,1070092,1156288.8700000001,null,"Electric Utility","N","OP",null,null,null,"Eastern"]
["COALST","FL","FL-Eastern","Stanton Energy Center",564,"2","BIT","ST",464.5,446,5000,2064954,2158587.7000000002,null,"Electric Utility","N","OP",null,null,null,"Eastern"]
["NGCC","FL","FL-Eastern","Stanton Energy Center",564,"B","NG","CC",129.80000000000001,128,2453,505701.02,214574.06,null,"Electric Utility","N","OP",null,null,null,"Eastern"]
["NGCC","FL","FL-Eastern","Stanton Energy Center",564,"B1","NG","CC",203.2,167,2453,791667.54,335912.54,null,"Electric Utility","N","OP",null,null,null,"Eastern"]
["EXCLUDE","CT","CT-Eastern","Torrington Terminal",565,"UN10","KER","GT",21.8,17.399999999999999,0,337,393.36,null,"IPP Non-CHP","N","OP",null,"Simple cycle unit",null,"Eastern"]
["EXCLUDE","CT","CT-Eastern","Millstone",566,"2","NUC","ST",909.9,869.1,0,7184414.1600000001,0,null,"IPP Non-CHP","N","OP",null,"Non Combustion (NUC, WAT, WND, GEO, or SUN)",null,"Eastern"]
["EXCLUDE","CT","CT-Eastern","Millstone",566,"3","NUC","ST",1253,1233.4000000000001,0,9893472.8399999999,0,null,"IPP Non-CHP","N","OP",null,"Non Combustion (NUC, WAT, WND, GEO, or SUN)",null,"Eastern"]
["COALST","CT","CT-Eastern","Bridgeport Station",568,"2","SUB","ST",163,null,0,0,0,null,"IPP Non-CHP","N","SB",null,null,null,"Eastern"]
["COALST","CT","CT-Eastern","Bridgeport Station",568,"3","SUB","ST",400,389.1,4100,103383,156454.14000000001,null,"IPP Non-CHP","N","OP",null,null,null,"Eastern"]
["EXCLUDE","CT","CT-Eastern","Bridgeport Station",568,"4","KER","GT",18.600000000000001,16.8,0,286,476.54,null,"IPP Non-CHP","N","OP",2016,"Simple cycle unit",null,"Eastern"]
["EXCLUDE","NY","NY-Eastern","Central Hudson High Falls",579,"1","WAT","HY",3.2,3.2,0,3764,0,null,"Electric Utility","N","OP",null,"Non Combustion (NUC, WAT, WND, GEO, or SUN)",null,"Eastern"]
["EXCLUDE","CT","CT-Eastern","North Main Street",581,"5","DFO","GT",19,15.3,0,66,87.72,null,"Electric Utility","N","OP",null,"Simple cycle unit",null,"Eastern"]
["EXCLUDE","CT","CT-Eastern","Tenth Street",583,"1","WAT","HY",1.4,1,0,2924,0,null,"Electric Utility","N","OP",null,"Non Combustion (NUC, WAT, WND, GEO, or SUN)",null,"Eastern"]
["EXCLUDE","NM","NM-Western","Navajo Dam",584,"1","WAT","HY",15,15,0,61818.5,0,null,"Electric Utility","N","OP",null,"Non Combustion (NUC, WAT, WND, GEO, or SUN)",null,"Western"]
["EXCLUDE","NM","NM-Western","Navajo Dam",584,"2","WAT","HY",15,15,0,61818.5,0,null,"Electric Utility","N","OP",null,"Non Combustion (NUC, WAT, WND, GEO, or SUN)",null,"Western"]
["EXCLUDE","CA","CA-Western","Drop 1",585,"1","WAT","HY",1.9,1.7,0,7041,0,null,"Electric Utility","N","OP",null,"Non Combustion (NUC, WAT, WND, GEO, or SUN)",null,"Western"]
["EXCLUDE","CA","CA-Western","Drop 1",585,"2","WAT","HY",1.9,1.7,0,7041,0,null,"Electric Utility","N","OP",null,"Non Combustion (NUC, WAT, WND, GEO, or SUN)",null,"Western"]
["EXCLUDE","CA","CA-Western","Drop 1",585,"3","WAT","HY",1.9,1.6,0,7041,0,null,"Electric Utility","N","OP",null,"Non Combustion (NUC, WAT, WND, GEO, or SUN)",null,"Western"]
["EXCLUDE","CA","CA-Western","East Highline",586,"1","WAT","HY",2.4,1.1000000000000001,0,351,0,null,"Electric Utility","N","OP",null,"Non Combustion (NUC, WAT, WND, GEO, or SUN)",null,"Western"]
["EXCLUDE","VT","VT-Eastern","J C McNeil",589,"1","WDS","ST",59.5,52,842,225446,381038.55,null,"Electric Utility","N","OP",null,"State not covered under final 111(d)",null,"Eastern"]
["EXCLUDE","DE","DE-Eastern","Christiana",591,"CH11","DFO","GT",26,22.5,391,90.34,270.60000000000002,null,"IPP Non-CHP","N","SB",null,"Simple cycle unit",null,"Eastern"]
["EXCLUDE","DE","DE-Eastern","Christiana",591,"CH14","DFO","GT",26,22.5,391,79.63,304,null,"IPP Non-CHP","N","SB",null,"Simple cycle unit",null,"Eastern"]
["EXCLUDE","DE","DE-Eastern","Delaware City 10",592,"DC10","DFO","GT",18.5,16,0,21,101.66,null,"IPP Non-CHP","N","SB",null,"Simple cycle unit",null,"Eastern"]
["EXCLUDE","DE","DE-Eastern","Edge Moor",593,"10","DFO","GT",12.5,13,0,31,56.09,null,"IPP CHP","Y","SB",null,"Simple cycle unit",null,"Eastern"]
["OGST","DE","DE-Eastern","Edge Moor",593,"3","NG","ST",75,86,1117,187366,144757.03,null,"IPP CHP","Y","OP",null,null,null,"Eastern"]
["OGST","DE","DE-Eastern","Edge Moor",593,"4","NG","ST",176.8,174,1867,420631,271059.68,null,"IPP CHP","Y","OP",null,null,null,"Eastern"]
["OGST","DE","DE-Eastern","Edge Moor",593,"5","NG","ST",446,450,4695,467531,339248.28,null,"IPP CHP","N","OP",null,null,null,"Eastern"]
["COALST","DE","DE-Eastern","Indian River Generating Station",594,"1","BIT","ST",81.599999999999994,89,0,0,0,null,"IPP Non-CHP","N","OS",null,null,null,"Eastern"]
["EXCLUDE","DE","DE-Eastern","Indian River Generating Station",594,"10","DFO","GT",18.600000000000001,16.399999999999999,0,278,369.54,null,"IPP Non-CHP","N","OP",null,"Simple cycle unit",null,"Eastern"]
["COALST","DE","DE-Eastern","Indian River Generating Station",594,"2","BIT","ST",81.599999999999994,89,0,0,0,null,"IPP Non-CHP","N","OS",null,null,null,"Eastern"]
["COALST","DE","DE-Eastern","Indian River Generating Station",594,"3","BIT","ST",176.8,153,1904,239658,286954.13,null,"IPP Non-CHP","N","OP",2014,null,null,"Eastern"]
["COALST","DE","DE-Eastern","Indian River Generating Station",594,"4","BIT","ST",445.5,395,5091,1172897,1215824.6299999999,null,"IPP Non-CHP","N","OP",null,null,null,"Eastern"]
["EXCLUDE","DE","DE-Eastern","West Station",597,"WEST","DFO","GT",20,15,0,-39,274.98,null,"IPP Non-CHP","N","SB",null,"Simple cycle unit",null,"Eastern"]
["EXCLUDE","DE","DE-Eastern","McKee Run",599,"1","NG","ST",18.8,17,225,629,460.18,null,"IPP Non-CHP","N","OP",null,"Steam unit (PRMVR=ST) less than or equal to 25MW (i.e. 250 MMBtu/hr)",null,"Eastern"]
["EXCLUDE","DE","DE-Eastern","McKee Run",599,"2","NG","ST",18.8,17,225,21088,15428.19,null,"IPP Non-CHP","N","OP",null,"Steam unit (PRMVR=ST) less than or equal to 25MW (i.e. 250 MMBtu/hr)",null,"Eastern"]
["OGST","DE","DE-Eastern","McKee Run",599,"3","NG","ST",113.6,102,1359.57,3413.6,15264.58,null,"IPP Non-CHP","N","OP",null,null,null,"Eastern"]
["EXCLUDE","DE","DE-Eastern","Seaford",601,"1","DFO","IC",1.4,1.3,0,0,0,null,"Electric Utility","N","RE",2011,"Retired prior to 2012",null,"Eastern"]
["EXCLUDE","DE","DE-Eastern","Seaford",601,"2","DFO","IC",1.4,1.3,0,0,0,null,"Electric Utility","N","RE",2011,"Retired prior to 2012",null,"Eastern"]
["EXCLUDE","DE","DE-Eastern","Seaford",601,"3","DFO","IC",1.1000000000000001,1.1000000000000001,0,0,0,null,"Electric Utility","N","RE",2011,"Retired prior to 2012",null,"Eastern"]
["EXCLUDE","DE","DE-Eastern","Seaford",601,"5","DFO","IC",0.8,0.8,0,0,0,null,"Electric Utility","N","RE",2001,"Retired prior to 2012",null,"Eastern"]
["EXCLUDE","DE","DE-Eastern","Seaford",601,"6","DFO","IC",2,2,0,0,0,null,"Electric Utility","N","RE",2011,"Retired prior to 2012",null,"Eastern"]
["EXCLUDE","DE","DE-Eastern","Seaford",601,"7","DFO","IC",1.1000000000000001,1.1000000000000001,0,0,0,null,"Electric Utility","N","RE",2011,"Retired prior to 2012",null,"Eastern"]
["COALST","MD","MD-Eastern","Brandon Shores",602,"1","BIT","ST",685,635,8000,2371808,2696645.67,null,"IPP Non-CHP","N","OP",null,null,null,"Eastern"]
["COALST","MD","MD-Eastern","Brandon Shores",602,"2","BIT","ST",685,638,8000,2504984,2625866.2200000002,null,"IPP Non-CHP","N","OP",null,null,null,"Eastern"]
["EXCLUDE","DC","DC-Eastern","Benning",603,"15","DFO","ST",290,275,0,0,0,null,"IPP Non-CHP","N","RE",2012,null,null,"Eastern"]
["EXCLUDE","DC","DC-Eastern","Benning",603,"16","DFO","ST",290,275,3230,2645,3602.28,null,"IPP Non-CHP","N","RE",2012,null,null,"Eastern"]
["EXCLUDE","DC","DC-Eastern","Buzzard Point",604,"E1","DFO","GT",18,16,0,450.27,641.76,null,"IPP Non-CHP","N","RE",2012,"Simple cycle unit",null,"Eastern"]
["EXCLUDE","DC","DC-Eastern","Buzzard Point",604,"E2","DFO","GT",18,16,0,450.27,641.76,null,"IPP Non-CHP","N","RE",2012,"Simple cycle unit",null,"Eastern"]
["EXCLUDE","DC","DC-Eastern","Buzzard Point",604,"E3","DFO","GT",18,16,0,0,0,null,"IPP Non-CHP","N","RE",2008,"Retired prior to 2012",null,"Eastern"]
["EXCLUDE","DC","DC-Eastern","Buzzard Point",604,"E4","DFO","GT",18,16,0,450.27,641.76,null,"IPP Non-CHP","N","RE",2012,"Simple cycle unit",null,"Eastern"]
["EXCLUDE","DC","DC-Eastern","Buzzard Point",604,"E5","DFO","GT",18,16,0,450.27,641.76,null,"IPP Non-CHP","N","RE",2012,"Simple cycle unit",null,"Eastern"]
["EXCLUDE","DC","DC-Eastern","Buzzard Point",604,"E6","DFO","GT",18,16,0,450.27,641.76,null,"IPP Non-CHP","N","RE",2012,"Simple cycle unit",null,"Eastern"]
["EXCLUDE","DC","DC-Eastern","Buzzard Point",604,"E7","DFO","GT",18,16,0,450.27,641.76,null,"IPP Non-CHP","N","RE",2012,"Simple cycle unit",null,"Eastern"]
["EXCLUDE","DC","DC-Eastern","Buzzard Point",604,"E8","DFO","GT",18,16,0,450.27,641.76,null,"IPP Non-CHP","N","RE",2012,"Simple cycle unit",null,"Eastern"]
["EXCLUDE","DC","DC-Eastern","Buzzard Point",604,"W10","DFO","GT",18,16,0,450.27,641.76,null,"IPP Non-CHP","N","RE",2012,"Simple cycle unit",null,"Eastern"]
["EXCLUDE","DC","DC-Eastern","Buzzard Point",604,"W11","DFO","GT",18,16,0,450.27,641.76,null,"IPP Non-CHP","N","RE",2012,"Simple cycle unit",null,"Eastern"]
["EXCLUDE","DC","DC-Eastern","Buzzard Point",604,"W12","DFO","GT",18,16,0,450.27,641.76,null,"IPP Non-CHP","N","RE",2012,"Simple cycle unit",null,"Eastern"]
["EXCLUDE","DC","DC-Eastern","Buzzard Point",604,"W13","DFO","GT",18,16,0,450.27,641.76,null,"IPP Non-CHP","N","RE",2012,"Simple cycle unit",null,"Eastern"]
["EXCLUDE","DC","DC-Eastern","Buzzard Point",604,"W14","DFO","GT",18,16,0,450.27,641.76,null,"IPP Non-CHP","N","RE",2012,"Simple cycle unit",null,"Eastern"]
["EXCLUDE","DC","DC-Eastern","Buzzard Point",604,"W15","DFO","GT",18,16,0,450.27,641.76,null,"IPP Non-CHP","N","RE",2012,"Simple cycle unit",null,"Eastern"]
["EXCLUDE","DC","DC-Eastern","Buzzard Point",604,"W16","DFO","GT",18,16,0,450.27,641.76,null,"IPP Non-CHP","N","RE",2012,"Simple cycle unit",null,"Eastern"]
["EXCLUDE","DC","DC-Eastern","Buzzard Point",604,"W9","DFO","GT",18,16,0,450.27,641.76,null,"IPP Non-CHP","N","RE",2012,"Simple cycle unit",null,"Eastern"]
["EXCLUDE","WA","WA-Western","Fredonia",607,"1","NG","GT",129.1,93,518.46,15445.65,5515.65,null,"Electric Utility","N","SB",null,"Simple cycle unit",null,"Western"]
["EXCLUDE","WA","WA-Western","Fredonia",607,"2","NG","GT",129.1,93,518.46,15445.65,5515.65,null,"Electric Utility","N","SB",null,"Simple cycle unit",null,"Western"]
["EXCLUDE","WA","WA-Western","Fredonia",607,"3","NG","GT",58.9,47,236.54,7046.85,2516.4299999999998,null,"Electric Utility","N","SB",null,"Simple cycle unit",null,"Western"]
["EXCLUDE","WA","WA-Western","Fredonia",607,"4","NG","GT",58.9,47,236.54,7046.85,2516.4299999999998,null,"Electric Utility","N","SB",null,"Simple cycle unit",null,"Western"]
["EXCLUDE","FL","FL-Eastern","Cape Canaveral",609,"1","RFO","ST",402,396,0,0,0,null,"Electric Utility","N","RE",2010,"Retired prior to 2012",null,"Eastern"]
["EXCLUDE","FL","FL-Eastern","Cape Canaveral",609,"2","RFO","ST",402,396,0,0,0,null,"Electric Utility","N","RE",2010,"Retired prior to 2012",null,"Eastern"]
["UC NGCC - commenced in 2012","FL","FL-Eastern","Cape Canaveral",609,"3A","NG","CC",265,1210,0,0,0,null,"Electric Utility","N","TS",null,null,"Yes","Eastern"]
["UC NGCC - commenced in 2012","FL","FL-Eastern","Cape Canaveral",609,"3B","NG","CC",265,null,0,0,0,null,"Electric Utility","N","TS",null,null,"Yes","Eastern"]
["UC NGCC - commenced in 2012","FL","FL-Eastern","Cape Canaveral",609,"3C","NG","CC",265,null,0,0,0,null,"Electric Utility","N","TS",null,null,"Yes","Eastern"]
["UC NGCC - commenced in 2012","FL","FL-Eastern","Cape Canaveral",609,"3ST","NG","CC",500,null,0,0,0,null,"Electric Utility","N","TS",null,null,"Yes","Eastern"]
["OGST","FL","FL-Eastern","Cutler",610,"5","NG","ST",74.5,68,0,0,0,null,"Electric Utility","N","RE",2012,null,null,"Eastern"]
["OGST","FL","FL-Eastern","Cutler",610,"6","NG","ST",162,137,0,0,0,null,"Electric Utility","N","RE",2012,null,null,"Eastern"]
["EXCLUDE","FL","FL-Eastern","Fort Myers",612,"11","DFO","GT",62,54,836.72,14377.33,9441.17,null,"Electric Utility","N","OP",null,"Simple cycle unit",null,"Eastern"]
["EXCLUDE","FL","FL-Eastern","Fort Myers",612,"12","DFO","GT",62,54,836.72,14377.33,9441.17,null,"Electric Utility","N","OP",null,"Simple cycle unit",null,"Eastern"]
["NGCC","FL","FL-Eastern","Fort Myers",612,"2A","NG","CC",188.2,null,1838,976566.76,424566.27,null,"Electric Utility","N","OP",null,null,null,"Eastern"]
["NGCC","FL","FL-Eastern","Fort Myers",612,"2B","NG","CC",188.2,null,1838,976566.76,424566.27,null,"Electric Utility","N","OP",null,null,null,"Eastern"]
["NGCC","FL","FL-Eastern","Fort Myers",612,"2C","NG","CC",188.2,null,1838,976566.76,424566.27,null,"Electric Utility","N","OP",null,null,null,"Eastern"]
["NGCC","FL","FL-Eastern","Fort Myers",612,"2D","NG","CC",188.2,null,1838,976566.76,424566.27,null,"Electric Utility","N","OP",null,null,null,"Eastern"]
["NGCC","FL","FL-Eastern","Fort Myers",612,"2E","NG","CC",188.2,null,1838,976566.76,424566.27,null,"Electric Utility","N","OP",null,null,null,"Eastern"]
["NGCC","FL","FL-Eastern","Fort Myers",612,"2F","NG","CC",188.2,null,1838,976566.76,424566.27,null,"Electric Utility","N","OP",null,null,null,"Eastern"]
["EXCLUDE","FL","FL-Eastern","Fort Myers",612,"3","DFO","GT",62,54,836.72,14377.33,9441.17,null,"Electric Utility","N","OP",null,"Simple cycle unit",null,"Eastern"]
["EXCLUDE","FL","FL-Eastern","Fort Myers",612,"4","DFO","GT",62,54,836.72,14377.33,9441.17,null,"Electric Utility","N","OP",null,"Simple cycle unit",null,"Eastern"]
["EXCLUDE","FL","FL-Eastern","Fort Myers",612,"5","DFO","GT",62,54,836.72,14377.33,9441.17,null,"Electric Utility","N","OP",null,"Simple cycle unit",null,"Eastern"]
["EXCLUDE","FL","FL-Eastern","Fort Myers",612,"6","DFO","GT",62,54,836.72,14377.33,9441.17,null,"Electric Utility","N","OP",null,"Simple cycle unit",null,"Eastern"]
["EXCLUDE","FL","FL-Eastern","Fort Myers",612,"7","DFO","GT",62,54,836.72,14377.33,9441.17,null,"Electric Utility","N","OP",null,"Simple cycle unit",null,"Eastern"]
["EXCLUDE","FL","FL-Eastern","Fort Myers",612,"8","DFO","GT",62,54,836.72,14377.33,9441.17,null,"Electric Utility","N","OP",null,"Simple cycle unit",null,"Eastern"]
["EXCLUDE","FL","FL-Eastern","Fort Myers",612,"9","DFO","GT",62,54,836.72,14377.33,9441.17,null,"Electric Utility","N","OP",null,"Simple cycle unit",null,"Eastern"]
["EXCLUDE","FL","FL-Eastern","Fort Myers",612,"CT1","NG","GT",181,315,2442.6799999999998,41972.53,27562.11,null,"Electric Utility","N","OP",null,"Simple cycle unit",null,"Eastern"]
["EXCLUDE","FL","FL-Eastern","Fort Myers",612,"CT2","NG","GT",181,null,2442.6799999999998,41972.53,27562.11,null,"Electric Utility","N","OP",null,"Simple cycle unit",null,"Eastern"]
["EXCLUDE","FL","FL-Eastern","Fort Myers",612,"G10","DFO","GT",62,54,836.72,14377.33,9441.17,null,"Electric Utility","N","OP",null,"Simple cycle unit",null,"Eastern"]
["EXCLUDE","FL","FL-Eastern","Fort Myers",612,"GT1","DFO","GT",62,54,836.72,14377.33,9441.17,null,"Electric Utility","N","OP",null,"Simple cycle unit",null,"Eastern"]
["EXCLUDE","FL","FL-Eastern","Fort Myers",612,"GT2","DFO","GT",62,54,836.72,14377.33,9441.17,null,"Electric Utility","N","OP",null,"Simple cycle unit",null,"Eastern"]
["NGCC","FL","FL-Eastern","Fort Myers",612,"ST1","NG","CC",156.19999999999999,1432,1838,810519.28,352376.47,null,"Electric Utility","N","OP",null,null,null,"Eastern"]
["NGCC","FL","FL-Eastern","Fort Myers",612,"ST2","NG","CC",436.1,null,1838,2262915.86,983811.64,null,"Electric Utility","N","OP",null,null,null,"Eastern"]
["EXCLUDE","FL","FL-Eastern","Lauderdale",613,"1","NG","GT",34.200000000000003,35,702,1569.79,2348.85,null,"Electric Utility","N","OP",null,"Simple cycle unit",null,"Eastern"]
["EXCLUDE","FL","FL-Eastern","Lauderdale",613,"10","NG","GT",34.200000000000003,35,702,1569.79,2090.3200000000002,null,"Electric Utility","N","OP",null,"Simple cycle unit",null,"Eastern"]
["EXCLUDE","FL","FL-Eastern","Lauderdale",613,"11","NG","GT",34.200000000000003,35,702,1569.79,2254.16,null,"Electric Utility","N","OP",null,"Simple cycle unit",null,"Eastern"]
["EXCLUDE","FL","FL-Eastern","Lauderdale",613,"12","NG","GT",34.200000000000003,35,702,1569.79,2507.9899999999998,null,"Electric Utility","N","OP",null,"Simple cycle unit",null,"Eastern"]
["EXCLUDE","FL","FL-Eastern","Lauderdale",613,"13","NG","GT",34.200000000000003,35,702,1569.79,1467.77,null,"Electric Utility","N","OP",null,"Simple cycle unit",null,"Eastern"]
["EXCLUDE","FL","FL-Eastern","Lauderdale",613,"14","NG","GT",34.200000000000003,35,702,1569.79,3346.88,null,"Electric Utility","N","OP",null,"Simple cycle unit",null,"Eastern"]
["EXCLUDE","FL","FL-Eastern","Lauderdale",613,"15","NG","GT",34.200000000000003,35,702,1569.79,3770.34,null,"Electric Utility","N","OP",null,"Simple cycle unit",null,"Eastern"]
["EXCLUDE","FL","FL-Eastern","Lauderdale",613,"16","NG","GT",34.200000000000003,35,702,1569.79,3489.33,null,"Electric Utility","N","OP",null,"Simple cycle unit",null,"Eastern"]
["EXCLUDE","FL","FL-Eastern","Lauderdale",613,"17","NG","GT",34.200000000000003,35,702,1569.79,2525.35,null,"Electric Utility","N","OP",null,"Simple cycle unit",null,"Eastern"]
["EXCLUDE","FL","FL-Eastern","Lauderdale",613,"18","NG","GT",34.200000000000003,35,702,1569.79,2349.14,null,"Electric Utility","N","OP",null,"Simple cycle unit",null,"Eastern"]
["EXCLUDE","FL","FL-Eastern","Lauderdale",613,"19","NG","GT",34.200000000000003,35,702,1569.79,2255.86,null,"Electric Utility","N","OP",null,"Simple cycle unit",null,"Eastern"]
["EXCLUDE","FL","FL-Eastern","Lauderdale",613,"2","NG","GT",34.200000000000003,35,702,1569.79,2394.59,null,"Electric Utility","N","OP",null,"Simple cycle unit",null,"Eastern"]
["EXCLUDE","FL","FL-Eastern","Lauderdale",613,"20","NG","GT",34.200000000000003,35,702,1569.79,2514.8200000000002,null,"Electric Utility","N","OP",null,"Simple cycle unit",null,"Eastern"]
["EXCLUDE","FL","FL-Eastern","Lauderdale",613,"21","NG","GT",34.200000000000003,35,702,1569.79,2564.4699999999998,null,"Electric Utility","N","OP",null,"Simple cycle unit",null,"Eastern"]
["EXCLUDE","FL","FL-Eastern","Lauderdale",613,"22","NG","GT",34.200000000000003,35,702,1569.79,3598.17,null,"Electric Utility","N","OP",null,"Simple cycle unit",null,"Eastern"]
["EXCLUDE","FL","FL-Eastern","Lauderdale",613,"23","NG","GT",34.200000000000003,35,702,1569.79,3437.07,null,"Electric Utility","N","OP",null,"Simple cycle unit",null,"Eastern"]
["EXCLUDE","FL","FL-Eastern","Lauderdale",613,"24","NG","GT",34.200000000000003,35,702,1569.79,2975.93,null,"Electric Utility","N","OP",null,"Simple cycle unit",null,"Eastern"]
["EXCLUDE","FL","FL-Eastern","Lauderdale",613,"3","NG","GT",34.200000000000003,35,702,1569.79,3316.72,null,"Electric Utility","N","OP",null,"Simple cycle unit",null,"Eastern"]
["EXCLUDE","FL","FL-Eastern","Lauderdale",613,"4","NG","GT",34.200000000000003,35,702,1569.79,3289.18,null,"Electric Utility","N","OP",null,"Simple cycle unit",null,"Eastern"]
["NGCC","FL","FL-Eastern","Lauderdale",613,"4GT1","NG","CC",185,null,1775.6,775415.09,381583.66,null,"Electric Utility","N","OP",null,null,null,"Eastern"]
["NGCC","FL","FL-Eastern","Lauderdale",613,"4GT2","NG","CC",185,null,1775.6,775415.09,381583.66,null,"Electric Utility","N","OP",null,null,null,"Eastern"]
["EXCLUDE","FL","FL-Eastern","Lauderdale",613,"5","NG","GT",34.200000000000003,35,702,1569.79,3314.96,null,"Electric Utility","N","OP",null,"Simple cycle unit",null,"Eastern"]
["NGCC","FL","FL-Eastern","Lauderdale",613,"5GT1","NG","CC",185,null,1775.6,775415.09,381583.66,null,"Electric Utility","N","OP",null,null,null,"Eastern"]
["NGCC","FL","FL-Eastern","Lauderdale",613,"5GT2","NG","CC",185,null,1775.6,775415.09,381583.66,null,"Electric Utility","N","OP",null,null,null,"Eastern"]
["EXCLUDE","FL","FL-Eastern","Lauderdale",613,"6","NG","GT",34.200000000000003,35,702,1569.79,2892.98,null,"Electric Utility","N","OP",null,"Simple cycle unit",null,"Eastern"]
["EXCLUDE","FL","FL-Eastern","Lauderdale",613,"7","NG","GT",34.200000000000003,35,702,1569.79,2891.84,null,"Electric Utility","N","OP",null,"Simple cycle unit",null,"Eastern"]
["EXCLUDE","FL","FL-Eastern","Lauderdale",613,"8","NG","GT",34.200000000000003,35,702,1569.79,2559.2800000000002,null,"Electric Utility","N","OP",null,"Simple cycle unit",null,"Eastern"]
["EXCLUDE","FL","FL-Eastern","Lauderdale",613,"9","NG","GT",34.200000000000003,35,702,1569.79,2305.08,null,"Electric Utility","N","OP",null,"Simple cycle unit",null,"Eastern"]
["NGCC","FL","FL-Eastern","Lauderdale",613,"ST4","NG","CC",151.19999999999999,442,1775.6,633744.66,311867.3,null,"Electric Utility","N","OP",null,null,null,"Eastern"]
["NGCC","FL","FL-Eastern","Lauderdale",613,"ST5","NG","CC",151.19999999999999,442,1775.6,633744.66,311867.3,null,"Electric Utility","N","OP",null,null,null,"Eastern"]
["EXCLUDE","FL","FL-Eastern","Port Everglades",617,"10","NG","GT",34.200000000000003,35,702,373.75,493.85,null,"Electric Utility","N","OP",null,"Simple cycle unit",null,"Eastern"]
["EXCLUDE","FL","FL-Eastern","Port Everglades",617,"11","NG","GT",34.200000000000003,35,702,373.75,191.65,null,"Electric Utility","N","OP",null,"Simple cycle unit",null,"Eastern"]
["EXCLUDE","FL","FL-Eastern","Port Everglades",617,"12","NG","GT",34.200000000000003,35,702,373.75,614.12,null,"Electric Utility","N","OP",null,"Simple cycle unit",null,"Eastern"]
["EXCLUDE","FL","FL-Eastern","Port Everglades",617,"6","NG","GT",34.200000000000003,35,702,373.75,442.17,null,"Electric Utility","N","OP",null,"Simple cycle unit",null,"Eastern"]
["EXCLUDE","FL","FL-Eastern","Port Everglades",617,"7","NG","GT",34.200000000000003,35,702,373.75,225.65,null,"Electric Utility","N","OP",null,"Simple cycle unit",null,"Eastern"]
["EXCLUDE","FL","FL-Eastern","Port Everglades",617,"8","NG","GT",34.200000000000003,35,702,373.75,525.98,null,"Electric Utility","N","OP",null,"Simple cycle unit",null,"Eastern"]
["EXCLUDE","FL","FL-Eastern","Port Everglades",617,"9","NG","GT",34.200000000000003,35,702,373.75,275.68,null,"Electric Utility","N","OP",null,"Simple cycle unit",null,"Eastern"]
["EXCLUDE","FL","FL-Eastern","Port Everglades",617,"GT1","NG","GT",34.200000000000003,35,702,373.75,691.29,null,"Electric Utility","N","OP",null,"Simple cycle unit",null,"Eastern"]
["EXCLUDE","FL","FL-Eastern","Port Everglades",617,"GT2","NG","GT",34.200000000000003,35,702,373.75,692.3,null,"Electric Utility","N","OP",null,"Simple cycle unit",null,"Eastern"]
["EXCLUDE","FL","FL-Eastern","Port Everglades",617,"GT3","NG","GT",34.200000000000003,35,702,373.75,541.05999999999995,null,"Electric Utility","N","OP",null,"Simple cycle unit",null,"Eastern"]
["EXCLUDE","FL","FL-Eastern","Port Everglades",617,"GT4","NG","GT",34.200000000000003,35,702,373.75,366.5,null,"Electric Utility","N","OP",null,"Simple cycle unit",null,"Eastern"]
["EXCLUDE","FL","FL-Eastern","Port Everglades",617,"GT5","NG","GT",34.200000000000003,35,702,373.75,241.78,null,"Electric Utility","N","OP",null,"Simple cycle unit",null,"Eastern"]
["OGST","FL","FL-Eastern","Port Everglades",617,"ST1","RFO","ST",248,213,0,0,0,null,"Electric Utility","N","RE",2012,null,null,"Eastern"]
["OGST","FL","FL-Eastern","Port Everglades",617,"ST2","RFO","ST",248,213,0,0,0,null,"Electric Utility","N","RE",2012,null,null,"Eastern"]
["OGST","FL","FL-Eastern","Port Everglades",617,"ST3","NG","ST",402,387,4180,560584,464718.4,null,"Electric Utility","N","OP",2013,null,null,"Eastern"]
["OGST","FL","FL-Eastern","Port Everglades",617,"ST4","NG","ST",402,392,4180,527309,436502.51,null,"Electric Utility","N","OP",2013,null,null,"Eastern"]
["EXCLUDE","FL","FL-Eastern","Riviera",619,"3","RFO","ST",310.39999999999998,277,0,0,0,null,"Electric Utility","N","RE",2011,"Retired prior to 2012",null,"Eastern"]
["EXCLUDE","FL","FL-Eastern","Riviera",619,"4","RFO","ST",310.39999999999998,288,0,0,0,null,"Electric Utility","N","RE",2011,"Retired prior to 2012",null,"Eastern"]
["UC-NGCC","FL","FL-Eastern","Riviera",619,"5A","NG","CC",265,1212,0,0,0,null,"Electric Utility","N","U",null,null,null,"Eastern"]
["UC-NGCC","FL","FL-Eastern","Riviera",619,"5B","NG","CC",265,null,0,0,0,null,"Electric Utility","N","U",null,null,null,"Eastern"]
["UC-NGCC","FL","FL-Eastern","Riviera",619,"5C","NG","CC",265,null,0,0,0,null,"Electric Utility","N","U",null,null,null,"Eastern"]
["UC-NGCC","FL","FL-Eastern","Riviera",619,"5ST","NG","CC",500,null,0,0,0,null,"Electric Utility","N","U",null,null,null,"Eastern"]
["OGST","FL","FL-Eastern","Sanford",620,"3","RFO","ST",156.19999999999999,138,0,0,0,null,"Electric Utility","N","RE",2012,null,null,"Eastern"]
["NGCC","FL","FL-Eastern","Sanford",620,"4","NG","CC",436.1,958,1910,1778508.42,796855.83,null,"Electric Utility","N","OP",null,null,null,"Eastern"]
["NGCC","FL","FL-Eastern","Sanford",620,"4A","NG","CC",188.2,null,1910,767519.57,343885.04,null,"Electric Utility","N","OP",null,null,null,"Eastern"]
["NGCC","FL","FL-Eastern","Sanford",620,"4B","NG","CC",188.2,null,1910,767519.57,343885.04,null,"Electric Utility","N","OP",null,null,null,"Eastern"]
["NGCC","FL","FL-Eastern","Sanford",620,"4C","NG","CC",188.2,null,1910,767519.57,343885.04,null,"Electric Utility","N","OP",null,null,null,"Eastern"]
["NGCC","FL","FL-Eastern","Sanford",620,"4D","NG","CC",188.2,null,1910,767519.57,343885.04,null,"Electric Utility","N","OP",null,null,null,"Eastern"]
["NGCC","FL","FL-Eastern","Sanford",620,"5","NG","CC",436.1,954,1910,1778508.42,796855.83,null,"Electric Utility","N","OP",null,null,null,"Eastern"]
["NGCC","FL","FL-Eastern","Sanford",620,"5A","NG","CC",188.2,null,1910,767519.57,343885.04,null,"Electric Utility","N","OP",null,null,null,"Eastern"]
["NGCC","FL","FL-Eastern","Sanford",620,"5B","NG","CC",188.2,null,1910,767519.57,343885.04,null,"Electric Utility","N","OP",null,null,null,"Eastern"]
["NGCC","FL","FL-Eastern","Sanford",620,"5C","NG","CC",188.2,null,1910,767519.57,343885.04,null,"Electric Utility","N","OP",null,null,null,"Eastern"]
["NGCC","FL","FL-Eastern","Sanford",620,"5D","NG","CC",188.2,null,1910,767519.57,343885.04,null,"Electric Utility","N","OP",null,null,null,"Eastern"]
["EXCLUDE","FL","FL-Eastern","Turkey Point",621,"3","NUC","ST",877.2,802,0,2813250.76,0,null,"Electric Utility","N","OP",null,"Non Combustion (NUC, WAT, WND, GEO, or SUN)",null,"Eastern"]
["EXCLUDE","FL","FL-Eastern","Turkey Point",621,"4","NUC","ST",877.2,693,0,2813250.76,0,null,"Electric Utility","N","OP",null,"Non Combustion (NUC, WAT, WND, GEO, or SUN)",null,"Eastern"]
["NGCC","FL","FL-Eastern","Turkey Point",621,"5CA","NG","CC",472,1148,2325,2507096.56,1061051.56,null,"Electric Utility","N","OP",null,null,null,"Eastern"]
["NGCC","FL","FL-Eastern","Turkey Point",621,"5CTA","NG","CC",188,null,2325,998589.31,422622.23,null,"Electric Utility","N","OP",null,null,null,"Eastern"]
["NGCC","FL","FL-Eastern","Turkey Point",621,"5CTB","NG","CC",188,null,2325,998589.31,422622.23,null,"Electric Utility","N","OP",null,null,null,"Eastern"]
["NGCC","FL","FL-Eastern","Turkey Point",621,"5CTC","NG","CC",188,null,2325,998589.31,422622.23,null,"Electric Utility","N","OP",null,null,null,"Eastern"]
["NGCC","FL","FL-Eastern","Turkey Point",621,"5CTD","NG","CC",188,null,2325,998589.31,422622.23,null,"Electric Utility","N","OP",null,null,null,"Eastern"]
["EXCLUDE","FL","FL-Eastern","Turkey Point",621,"IC1","DFO","IC",2.7,2.4,0,0,0,null,"Electric Utility","N","OS",null,"Internal Combustion",null,"Eastern"]
["EXCLUDE","FL","FL-Eastern","Turkey Point",621,"IC2","DFO","IC",2.7,2.4,0,0,0,null,"Electric Utility","N","OS",null,"Internal Combustion",null,"Eastern"]
["EXCLUDE","FL","FL-Eastern","Turkey Point",621,"IC3","DFO","IC",2.7,2.4,0,0,0,null,"Electric Utility","N","OS",null,"Internal Combustion",null,"Eastern"]
["EXCLUDE","FL","FL-Eastern","Turkey Point",621,"IC4","DFO","IC",2.7,2.4,0,0,0,null,"Electric Utility","N","OS",null,"Internal Combustion",null,"Eastern"]
["EXCLUDE","FL","FL-Eastern","Turkey Point",621,"IC5","DFO","IC",2.7,2.4,0,0,0,null,"Electric Utility","N","OS",null,"Internal Combustion",null,"Eastern"]
["OGST","FL","FL-Eastern","Turkey Point",621,"ST1","NG","ST",402,396,4150,604735,476530.24,null,"Electric Utility","N","OP",null,null,null,"Eastern"]
["OGST","FL","FL-Eastern","Turkey Point",621,"ST2","RFO","ST",402,392,0,0,0,null,"Electric Utility","N","OP",null,null,null,"Eastern"]
["EXCLUDE","WA","WA-Western","South Fork Tolt",622,"1","WAT","HY",16.8,16.8,0,62991,0,null,"Electric Utility","N","OP",null,"Non Combustion (NUC, WAT, WND, GEO, or SUN)",null,"Western"]
["EXCLUDE","FL","FL-Eastern","Avon Park",624,"P1","NG","GT",33.700000000000003,24,563,239.5,244.84,null,"Electric Utility","N","OP",2016,"Simple cycle unit",null,"Eastern"]
["EXCLUDE","FL","FL-Eastern","Avon Park",624,"P2","DFO","GT",33.700000000000003,24,563,239.5,248.24,null,"Electric Utility","N","OP",2016,"Simple cycle unit",null,"Eastern"]
["EXCLUDE","NY","NY-Eastern","Upper Mechanicville",625,"1","WAT","HY",8.1999999999999993,9.1999999999999993,0,39770.5,0,null,"Electric Utility","N","OP",null,"Non Combustion (NUC, WAT, WND, GEO, or SUN)",null,"Eastern"]
["EXCLUDE","NY","NY-Eastern","Upper Mechanicville",625,"2","WAT","HY",8.1999999999999993,9.1999999999999993,0,39770.5,0,null,"Electric Utility","N","OP",null,"Non Combustion (NUC, WAT, WND, GEO, or SUN)",null,"Eastern"]
["EXCLUDE","CA","CA-Western","Oak Flat",626,"1","WAT","HY",1.4,1.3,0,2925,0,null,"Electric Utility","N","OP",null,"Non Combustion (NUC, WAT, WND, GEO, or SUN)",null,"Western"]
["EXCLUDE","FL","FL-Eastern","Bayboro",627,"P1","DFO","GT",56.7,44,1548,1137,917.42,null,"Electric Utility","N","OP",null,"Simple cycle unit",null,"Eastern"]
["EXCLUDE","FL","FL-Eastern","Bayboro",627,"P2","DFO","GT",56.7,42,1548,1137,1557.13,null,"Electric Utility","N","OP",null,"Simple cycle unit",null,"Eastern"]
["EXCLUDE","FL","FL-Eastern","Bayboro",627,"P3","DFO","GT",56.7,44,1548,1137,1166.49,null,"Electric Utility","N","OP",null,"Simple cycle unit",null,"Eastern"]
["EXCLUDE","FL","FL-Eastern","Bayboro",627,"P4","DFO","GT",56.7,44,1548,1137,1217.26,null,"Electric Utility","N","OP",null,"Simple cycle unit",null,"Eastern"]
["COALST","FL","FL-Eastern","Crystal River",628,"1","BIT","ST",440.5,370,4230,1085567,1242018.5,null,"Electric Utility","N","OP",2016,null,null,"Eastern"]
["COALST","FL","FL-Eastern","Crystal River",628,"2","BIT","ST",523.79999999999995,499,4795,1417718,1483339.01,null,"Electric Utility","N","OP",2016,null,null,"Eastern"]
["EXCLUDE","FL","FL-Eastern","Crystal River",628,"3","NUC","ST",890.4,860,0,2688689.12,0,null,"Electric Utility","N","OS",2013,"Non Combustion (NUC, WAT, WND, GEO, or SUN)",null,"Eastern"]
["COALST","FL","FL-Eastern","Crystal River",628,"5","BIT","ST",739.2,710,9932,3242806,3596358.92,null,"Electric Utility","N","OP",null,null,null,"Eastern"]
["COALST","FL","FL-Eastern","Crystal River",628,"ST4","BIT","ST",739.2,712,8010,4318677,5185816.08,null,"Electric Utility","N","OP",null,null,null,"Eastern"]
["EXCLUDE","FL","FL-Eastern","G E Turner",629,"P1","DFO","GT",19.2,10,220.88,1449.24,1839.22,null,"Electric Utility","N","OP",2016,"Simple cycle unit",null,"Eastern"]
["EXCLUDE","FL","FL-Eastern","G E Turner",629,"P2","DFO","GT",19.2,10,220.88,1449.24,1839.22,null,"Electric Utility","N","OP",2016,"Simple cycle unit",null,"Eastern"]
["EXCLUDE","FL","FL-Eastern","G E Turner",629,"P3","DFO","GT",71.2,53,819.12,5374.26,6820.42,null,"Electric Utility","N","OP",null,"Simple cycle unit",null,"Eastern"]
["EXCLUDE","FL","FL-Eastern","G E Turner",629,"P4","DFO","GT",71.2,61,819.12,5374.26,6820.42,null,"Electric Utility","N","OP",null,"Simple cycle unit",null,"Eastern"]
["EXCLUDE","FL","FL-Eastern","Higgins",630,"P1","NG","GT",33.700000000000003,20,566,183.02,430.41,null,"Electric Utility","N","OP",2016,"Simple cycle unit",null,"Eastern"]
["EXCLUDE","FL","FL-Eastern","Higgins",630,"P2","NG","GT",33.700000000000003,25,566,183.02,168.24,null,"Electric Utility","N","OP",2016,"Simple cycle unit",null,"Eastern"]
["EXCLUDE","FL","FL-Eastern","Higgins",630,"P3","NG","GT",42.9,30,631,232.98,158.97999999999999,null,"Electric Utility","N","OP",2016,"Simple cycle unit",null,"Eastern"]
["EXCLUDE","FL","FL-Eastern","Higgins",630,"P4","NG","GT",42.9,30,631,232.98,223.78,null,"Electric Utility","N","OP",2016,"Simple cycle unit",null,"Eastern"]
["EXCLUDE","CA","CA-Western","Newcastle",632,"1","WAT","HY",12.7,14.1,0,9008,0,null,"Electric Utility","N","OP",null,"Non Combustion (NUC, WAT, WND, GEO, or SUN)",null,"Western"]
["NGCC","FL","FL-Eastern","P L Bartow",634,"4AGT","NG","CC",208,176,2610,1138447.75,509608.13,null,"Electric Utility","N","OP",null,null,null,"Eastern"]
["NGCC","FL","FL-Eastern","P L Bartow",634,"4BGT","NG","CC",208,176,2610,1138447.75,509608.13,null,"Electric Utility","N","OP",null,null,null,"Eastern"]
["NGCC","FL","FL-Eastern","P L Bartow",634,"4CGT","NG","CC",208,176,2610,1138447.75,509608.13,null,"Electric Utility","N","OP",null,null,null,"Eastern"]
["NGCC","FL","FL-Eastern","P L Bartow",634,"4DGT","NG","CC",208,176,2610,1138447.75,509608.13,null,"Electric Utility","N","OP",null,null,null,"Eastern"]
["NGCC","FL","FL-Eastern","P L Bartow",634,"4ST","NG","CC",421,429,2610,2304262.0299999998,1031466.45,null,"Electric Utility","N","OP",null,null,null,"Eastern"]
["EXCLUDE","FL","FL-Eastern","P L Bartow",634,"P1","DFO","GT",55.7,42,535.5,2448.27,977.49,null,"Electric Utility","N","OP",null,"Simple cycle unit",null,"Eastern"]
["EXCLUDE","FL","FL-Eastern","P L Bartow",634,"P2","NG","GT",55.7,43,535.5,2448.27,977.49,null,"Electric Utility","N","OP",null,"Simple cycle unit",null,"Eastern"]
["EXCLUDE","FL","FL-Eastern","P L Bartow",634,"P3","DFO","GT",55.7,43,535.5,2448.27,977.49,null,"Electric Utility","N","OP",null,"Simple cycle unit",null,"Eastern"]
["EXCLUDE","FL","FL-Eastern","P L Bartow",634,"P4","NG","GT",55.7,49,535.5,2448.27,977.49,null,"Electric Utility","N","OP",null,"Simple cycle unit",null,"Eastern"]
["EXCLUDE","FL","FL-Eastern","P L Bartow",634,"ST1","RFO","ST",127.5,122,0,0,0,null,"Electric Utility","N","RE",2009,"Retired prior to 2012",null,"Eastern"]
["EXCLUDE","FL","FL-Eastern","P L Bartow",634,"ST2","RFO","ST",127.5,103,0,0,0,null,"Electric Utility","N","RE",2009,"Retired prior to 2012",null,"Eastern"]
["EXCLUDE","FL","FL-Eastern","P L Bartow",634,"ST3","RFO","ST",239.3,201,0,0,0,null,"Electric Utility","N","RE",2009,"Retired prior to 2012",null,"Eastern"]
["EXCLUDE","FL","FL-Eastern","Rio Pinar",637,"P1","DFO","GT",19.2,12,0,31,48.34,null,"Electric Utility","N","OP",2016,"Simple cycle unit",null,"Eastern"]
["OGST","FL","FL-Eastern","Suwannee River",638,"1","NG","ST",34.5,28,460,63676,53323.98,null,"Electric Utility","N","OP",2018,null,null,"Eastern"]
["OGST","FL","FL-Eastern","Suwannee River",638,"2","NG","ST",37.5,30,450,114299,91676.04,null,"Electric Utility","N","OP",2018,null,null,"Eastern"]
["OGST","FL","FL-Eastern","Suwannee River",638,"3","NG","ST",75,71,1000,336748,258308,null,"Electric Utility","N","OP",2018,null,null,"Eastern"]
["EXCLUDE","FL","FL-Eastern","Suwannee River",638,"P1","NG","GT",61.2,52,1478,4303,3623.01,null,"Electric Utility","N","OP",null,"Simple cycle unit",null,"Eastern"]
["EXCLUDE","FL","FL-Eastern","Suwannee River",638,"P2","DFO","GT",61.2,51,1478,4303,826.51,null,"Electric Utility","N","OP",null,"Simple cycle unit",null,"Eastern"]
["EXCLUDE","FL","FL-Eastern","Suwannee River",638,"P3","NG","GT",61.2,52,1478,4303,5149.12,null,"Electric Utility","N","OP",null,"Simple cycle unit",null,"Eastern"]
["EXCLUDE","FL","FL-Eastern","Crist",641,"1","NG","ST",28.1,24,0,0,0,null,"Electric Utility","N","RE",2003,"Retired prior to 2012",null,"Eastern"]
["EXCLUDE","FL","FL-Eastern","Crist",641,"2","NG","ST",28.1,24,0,0,0,null,"Electric Utility","N","RE",2006,"Retired prior to 2012",null,"Eastern"]
["EXCLUDE","FL","FL-Eastern","Crist",641,"3","NG","ST",37.5,35,0,0,0,null,"Electric Utility","N","RE",2006,"Retired prior to 2012",null,"Eastern"]
["COALST","FL","FL-Eastern","Crist",641,"4","BIT","ST",93.7,75,1097,89996,122324.38,null,"Electric Utility","N","OP",null,null,null,"Eastern"]
["COALST","FL","FL-Eastern","Crist",641,"5","BIT","ST",93.7,75,1097,308884,398796.92,null,"Electric Utility","N","OP",null,null,null,"Eastern"]
["COALST","FL","FL-Eastern","Crist",641,"6","BIT","ST",369.7,299,3705,900276,1188927.55,null,"Electric Utility","N","OP",null,null,null,"Eastern"]
["COALST","FL","FL-Eastern","Crist",641,"7","BIT","ST",578,475,6406,1471571,1809838.81,null,"Electric Utility","N","OP",null,null,null,"Eastern"]
["COALST","FL","FL-Eastern","Scholz",642,"1","BIT","ST",49,46,646,3280.41,4824.53,null,"Electric Utility","N","OP",2015,null,null,"Eastern"]
["COALST","FL","FL-Eastern","Scholz",642,"2","BIT","ST",49,46,646,1023,4722.3500000000004,null,"Electric Utility","N","OP",2015,null,null,"Eastern"]
["COALST","FL","FL-Eastern","Lansing Smith",643,"1","BIT","ST",149.6,162,1945,501814,553197.37,null,"Electric Utility","N","OP",null,null,null,"Eastern"]
["COALST","FL","FL-Eastern","Lansing Smith",643,"2","BIT","ST",190.4,195,2246,333481,372294.84,null,"Electric Utility","N","OP",null,null,null,"Eastern"]
["NGCC","FL","FL-Eastern","Lansing Smith",643,"3A","NG","CC",203.2,481,2230,1250508.93,519890.07,null,"Electric Utility","N","OP",null,null,null,"Eastern"]
["NGCC","FL","FL-Eastern","Lansing Smith",643,"3B","NG","CC",203.2,null,2230,1250508.93,519890.07,null,"Electric Utility","N","OP",null,null,null,"Eastern"]
["NGCC","FL","FL-Eastern","Lansing Smith",643,"3S","NG","CC",213.3,null,2230,1312665.1299999999,545731.06000000006,null,"Electric Utility","N","OP",null,null,null,"Eastern"]
["EXCLUDE","FL","FL-Eastern","Lansing Smith",643,"CT1","DFO","GT",41.8,32,542,719,879.87,null,"Electric Utility","N","OP",null,"Simple cycle unit",null,"Eastern"]
["EXCLUDE","FL","FL-Eastern","Big Bend",645,"GT1","DFO","GT",18,10,0,0,0,null,"Electric Utility","N","RE",2008,"Retired prior to 2012",null,"Eastern"]
["EXCLUDE","FL","FL-Eastern","Big Bend",645,"GT2","DFO","GT",78.7,49,0,0,0,null,"Electric Utility","N","RE",2008,"Retired prior to 2012",null,"Eastern"]
["EXCLUDE","FL","FL-Eastern","Big Bend",645,"GT3","DFO","GT",78.7,39,0,0,0,null,"Electric Utility","N","RE",2008,"Retired prior to 2012",null,"Eastern"]
["EXCLUDE","FL","FL-Eastern","Big Bend",645,"GT4","NG","GT",62,56,1144,11596,6823.88,null,"Electric Utility","N","OP",null,"Simple cycle unit",null,"Eastern"]
["EXCLUDE","FL","FL-Eastern","Big Bend",645,"GT5","NG","GT",62,56,0,0,0,null,"Electric Utility","N","IP",null,"Status of Operation (IP, L, P, T)",null,"Eastern"]
["EXCLUDE","FL","FL-Eastern","Big Bend",645,"GT6","NG","GT",62,56,0,0,0,null,"Electric Utility","N","IP",null,"Status of Operation (IP, L, P, T)",null,"Eastern"]
["COALST","FL","FL-Eastern","Big Bend",645,"ST1","BIT","ST",445.5,385,6100,2154188,2513013.37,null,"Electric Utility","N","OP",null,null,null,"Eastern"]
["COALST","FL","FL-Eastern","Big Bend",645,"ST2","BIT","ST",445.5,385,5200,2548337,2863257.33,null,"Electric Utility","N","OP",null,null,null,"Eastern"]
["COALST","FL","FL-Eastern","Big Bend",645,"ST3","BIT","ST",445.5,365,5600,2220002,2863853.53,null,"Electric Utility","N","OP",null,null,null,"Eastern"]
["COALST","FL","FL-Eastern","Big Bend",645,"ST4","BIT","ST",486,407,6300,2622227,3106863.18,null,"Electric Utility","N","OP",null,null,null,"Eastern"]
["EXCLUDE","FL","FL-Eastern","F J Gannon",646,"1","BIT","ST",125,94,0,0,0,null,"Electric Utility","N","RE",2004,"Retired prior to 2012",null,"Eastern"]
["EXCLUDE","FL","FL-Eastern","F J Gannon",646,"2","BIT","ST",125,100,0,0,0,null,"Electric Utility","N","RE",2004,"Retired prior to 2012",null,"Eastern"]
["EXCLUDE","FL","FL-Eastern","F J Gannon",646,"3","BIT","ST",179.5,150,0,0,0,null,"Electric Utility","N","RE",2003,"Retired prior to 2012",null,"Eastern"]
["EXCLUDE","FL","FL-Eastern","F J Gannon",646,"4","BIT","ST",187.5,164,0,0,0,null,"Electric Utility","N","RE",2003,"Retired prior to 2012",null,"Eastern"]
["EXCLUDE","FL","FL-Eastern","F J Gannon",646,"GT1","DFO","GT",18,12,0,0,0,null,"Electric Utility","N","RE",2001,"Retired prior to 2012",null,"Eastern"]
["EXCLUDE","FL","FL-Eastern","Hookers Point",647,"1","RFO","ST",33,20,0,0,0,null,"Electric Utility","N","RE",2003,"Retired prior to 2012",null,"Eastern"]
["EXCLUDE","FL","FL-Eastern","Hookers Point",647,"2","RFO","ST",34.5,20,0,0,0,null,"Electric Utility","N","RE",2003,"Retired prior to 2012",null,"Eastern"]
["EXCLUDE","FL","FL-Eastern","Hookers Point",647,"3","RFO","ST",34.5,20,0,0,0,null,"Electric Utility","N","RE",2003,"Retired prior to 2012",null,"Eastern"]
["EXCLUDE","FL","FL-Eastern","Hookers Point",647,"4","RFO","ST",49,30,0,0,0,null,"Electric Utility","N","RE",2003,"Retired prior to 2012",null,"Eastern"]
["EXCLUDE","FL","FL-Eastern","Hookers Point",647,"5","RFO","ST",81.599999999999994,67,0,0,0,null,"Electric Utility","N","RE",2003,"Retired prior to 2012",null,"Eastern"]
["EXCLUDE","GA","GA-Eastern","Vogtle",649,"1","NUC","ST",1160,1150,0,9779098.5,0,null,"Electric Utility","N","OP",null,"Non Combustion (NUC, WAT, WND, GEO, or SUN)",null,"Eastern"]
["EXCLUDE","GA","GA-Eastern","Vogtle",649,"2","NUC","ST",1160,1152,0,9779098.5,0,null,"Electric Utility","N","OP",null,"Non Combustion (NUC, WAT, WND, GEO, or SUN)",null,"Eastern"]
["EXCLUDE","GA","GA-Eastern","Vogtle",649,"3","NUC","ST",1100,1100,0,0,0,null,"Electric Utility","N","U",null,"Status of Operation (IP, L, P, T)",null,"Eastern"]
["EXCLUDE","GA","GA-Eastern","Vogtle",649,"4","NUC","ST",1100,1100,0,0,0,null,"Electric Utility","N","U",null,"Status of Operation (IP, L, P, T)",null,"Eastern"]
["EXCLUDE","NY","NY-Eastern","Kensico",650,"1","WAT","HY",1,0.8,0,490,0,null,"Electric Utility","N","RE",2012,"Non Combustion (NUC, WAT, WND, GEO, or SUN)",null,"Eastern"]
["EXCLUDE","NY","NY-Eastern","Kensico",650,"2","WAT","HY",1,0.8,0,490,0,null,"Electric Utility","N","RE",2012,"Non Combustion (NUC, WAT, WND, GEO, or SUN)",null,"Eastern"]
["EXCLUDE","NY","NY-Eastern","Kensico",650,"3","WAT","HY",1,0.8,0,490,0,null,"Electric Utility","N","RE",2012,"Non Combustion (NUC, WAT, WND, GEO, or SUN)",null,"Eastern"]
["EXCLUDE","FL","FL-Eastern","Henry D King",658,"5","NG","CC",8.3000000000000007,8,0,0,0,null,"Electric Utility","N","RE",2008,"Retired prior to 2012",null,"Eastern"]
["EXCLUDE","FL","FL-Eastern","Henry D King",658,"6","NG","ST",16.5,17,0,0,0,null,"Electric Utility","N","RE",2008,"Retired prior to 2012",null,"Eastern"]
["EXCLUDE","FL","FL-Eastern","Henry D King",658,"7","NG","ST",33,32,0,0,0,null,"Electric Utility","N","RE",2008,"Retired prior to 2012",null,"Eastern"]
["EXCLUDE","FL","FL-Eastern","Henry D King",658,"8","NG","ST",56.1,50,0,0,0,null,"Electric Utility","N","RE",2008,"Retired prior to 2012",null,"Eastern"]
["EXCLUDE","FL","FL-Eastern","Henry D King",658,"9","NG","CC",22.5,22.4,0,0,0,null,"Electric Utility","N","RE",2008,"Retired prior to 2012",null,"Eastern"]
["EXCLUDE","FL","FL-Eastern","Henry D King",658,"D1","DFO","IC",2.7,3,0,0,0,null,"Electric Utility","N","RE",2008,"Retired prior to 2012",null,"Eastern"]
["EXCLUDE","FL","FL-Eastern","Henry D King",658,"D2","DFO","IC",2.7,3,0,0,0,null,"Electric Utility","N","RE",2008,"Retired prior to 2012",null,"Eastern"]
["OGST","FL","FL-Eastern","Deerhaven Generating Station",663,"1","NG","ST",75,75,960,102910,79662.7,null,"Electric Utility","N","OP",2022,null,null,"Eastern"]
["COALST","FL","FL-Eastern","Deerhaven Generating Station",663,"2","BIT","ST",250.7,232,2700,878155,956165.48,null,"Electric Utility","N","OP",null,null,null,"Eastern"]
["EXCLUDE","FL","FL-Eastern","Deerhaven Generating Station",663,"GT1","NG","GT",24.6,17.5,186.24,2589.1799999999998,1936.94,null,"Electric Utility","N","OP",null,"Simple cycle unit",null,"Eastern"]
["EXCLUDE","FL","FL-Eastern","Deerhaven Generating Station",663,"GT2","NG","GT",24.6,17.5,186.24,2589.1799999999998,1936.94,null,"Electric Utility","N","OP",null,"Simple cycle unit",null,"Eastern"]
["EXCLUDE","FL","FL-Eastern","Deerhaven Generating Station",663,"GT3","NG","GT",96.1,75,727.53,10114.64,7566.67,null,"Electric Utility","N","OP",null,"Simple cycle unit",null,"Eastern"]
["EXCLUDE","FL","FL-Eastern","John R Kelly",664,"6","NG","ST",18.7,14,0,0,0,null,"Electric Utility","N","RE",2001,"Retired prior to 2012",null,"Eastern"]
["EXCLUDE","FL","FL-Eastern","John R Kelly",664,"7","NG","ST",25,23.2,0,0,8.1199999999999992,null,"Electric Utility","N","SB",2015,"Steam unit (PRMVR=ST) less than or equal to 25MW (i.e. 250 MMBtu/hr)",null,"Eastern"]
["NGCC","FL","FL-Eastern","John R Kelly",664,"8","NG","CC",50,37,1121,178581.79,91382.38,null,"Electric Utility","N","OP",null,null,null,"Eastern"]
["NGCC","FL","FL-Eastern","John R Kelly",664,"CT04","NG","CC",96.1,75,1121,343234.21,175636.94,null,"Electric Utility","N","OP",null,null,null,"Eastern"]
["EXCLUDE","FL","FL-Eastern","John R Kelly",664,"GT1","NG","GT",16.3,14,0,31.33,158.63999999999999,null,"Electric Utility","N","SB",2018,"Simple cycle unit",null,"Eastern"]
["EXCLUDE","FL","FL-Eastern","John R Kelly",664,"GT2","NG","GT",16.3,14,0,31.33,158.63999999999999,null,"Electric Utility","N","SB",2018,"Simple cycle unit",null,"Eastern"]
["EXCLUDE","FL","FL-Eastern","John R Kelly",664,"GT3","NG","GT",16.3,14,0,31.33,158.63999999999999,null,"Electric Utility","N","SB",2019,"Simple cycle unit",null,"Eastern"]
["EXCLUDE","FL","FL-Eastern","G W Ivey",665,"10","NG","IC",2.5,2,0,0,0,null,"Electric Utility","N","OS",2013,"Internal Combustion",null,"Eastern"]
["EXCLUDE","FL","FL-Eastern","G W Ivey",665,"11","NG","IC",3.2,3,0,0,0,null,"Electric Utility","N","OP",2013,"Internal Combustion",null,"Eastern"]
["EXCLUDE","FL","FL-Eastern","G W Ivey",665,"12","NG","IC",3.2,3,0,0,0,null,"Electric Utility","N","OS",2013,"Internal Combustion",null,"Eastern"]
["EXCLUDE","FL","FL-Eastern","G W Ivey",665,"13","NG","IC",2,1.8,0,0,0,null,"Electric Utility","N","OP",null,"Internal Combustion",null,"Eastern"]
["EXCLUDE","FL","FL-Eastern","G W Ivey",665,"14","NG","IC",2,1.8,0,0,0,null,"Electric Utility","N","OP",null,"Internal Combustion",null,"Eastern"]
["EXCLUDE","FL","FL-Eastern","G W Ivey",665,"15","NG","IC",2,1.8,0,0,0,null,"Electric Utility","N","OP",null,"Internal Combustion",null,"Eastern"]
["EXCLUDE","FL","FL-Eastern","G W Ivey",665,"16","NG","IC",2,1.8,0,0,0,null,"Electric Utility","N","OP",null,"Internal Combustion",null,"Eastern"]
["EXCLUDE","FL","FL-Eastern","G W Ivey",665,"17","NG","IC",2,1.8,0,0,0,null,"Electric Utility","N","OP",null,"Internal Combustion",null,"Eastern"]
["EXCLUDE","FL","FL-Eastern","G W Ivey",665,"18","NG","IC",8.8000000000000007,8,0,0,0,null,"Electric Utility","N","OS",2013,"Internal Combustion",null,"Eastern"]
["EXCLUDE","FL","FL-Eastern","G W Ivey",665,"19","NG","IC",8.8000000000000007,8,0,0,0,null,"Electric Utility","N","OP",null,"Internal Combustion",null,"Eastern"]
["EXCLUDE","FL","FL-Eastern","G W Ivey",665,"2","NG","IC",2,1.8,0,0,0,null,"Electric Utility","N","OP",null,"Internal Combustion",null,"Eastern"]
["EXCLUDE","FL","FL-Eastern","G W Ivey",665,"20","NG","IC",6.4,6,0,0,0,null,"Electric Utility","N","OP",null,"Internal Combustion",null,"Eastern"]
["EXCLUDE","FL","FL-Eastern","G W Ivey",665,"21","NG","IC",6.4,6,0,0,0,null,"Electric Utility","N","OP",null,"Internal Combustion",null,"Eastern"]
["EXCLUDE","FL","FL-Eastern","G W Ivey",665,"22","NG","IC",0.4,0.4,0,0,0,null,"Electric Utility","N","IP",null,"Status of Operation (IP, L, P, T)",null,"Eastern"]
["EXCLUDE","FL","FL-Eastern","G W Ivey",665,"3","NG","IC",2,1.8,0,0,0,null,"Electric Utility","N","OP",null,"Internal Combustion",null,"Eastern"]
["EXCLUDE","FL","FL-Eastern","G W Ivey",665,"8","NG","IC",2.5,2,0,0,0,null,"Electric Utility","N","OP",2013,"Internal Combustion",null,"Eastern"]
["EXCLUDE","FL","FL-Eastern","G W Ivey",665,"9","NG","IC",2.5,2,0,0,0,null,"Electric Utility","N","OP",2013,"Internal Combustion",null,"Eastern"]
["EXCLUDE","FL","FL-Eastern","J D Kennedy",666,"GT3","DFO","GT",56.2,54,0,0,0,null,"Electric Utility","N","RE",2009,"Retired prior to 2012",null,"Eastern"]
["EXCLUDE","FL","FL-Eastern","J D Kennedy",666,"GT37","NG","GT",185,158.6,1905.5,54035,37552.699999999997,null,"Electric Utility","N","OP",null,"Simple cycle unit",null,"Eastern"]
["EXCLUDE","FL","FL-Eastern","J D Kennedy",666,"GT38","NG","GT",185,158.6,1905.5,54035,37552.699999999997,null,"Electric Utility","N","OP",null,"Simple cycle unit",null,"Eastern"]
["EXCLUDE","FL","FL-Eastern","J D Kennedy",666,"GT4","DFO","GT",56.2,54,0,0,0,null,"Electric Utility","N","RE",2008,"Retired prior to 2012",null,"Eastern"]
["EXCLUDE","FL","FL-Eastern","J D Kennedy",666,"GT5","DFO","GT",56.2,54,0,0,0,null,"Electric Utility","N","RE",2008,"Retired prior to 2012",null,"Eastern"]
["COALST","FL","FL-Eastern","Northside Generating Station",667,"1","PC","ST",297.5,275,2764,494422,773376.52,null,"Electric Utility","N","OP",null,null,null,"Eastern"]
["COALST","FL","FL-Eastern","Northside Generating Station",667,"2","PC","ST",297.5,275,2672,252906,337563.18,null,"Electric Utility","N","OP",null,null,null,"Eastern"]
["EXCLUDE","FL","FL-Eastern","Northside Generating Station",667,"4","DFO","GT",62.1,52,675.75,90.75,368.96,null,"Electric Utility","N","OP",null,"Simple cycle unit",null,"Eastern"]
["EXCLUDE","FL","FL-Eastern","Northside Generating Station",667,"5","DFO","GT",62.1,52,675.75,90.75,368.96,null,"Electric Utility","N","OP",null,"Simple cycle unit",null,"Eastern"]
["EXCLUDE","FL","FL-Eastern","Northside Generating Station",667,"6","DFO","GT",62.1,52,675.75,90.75,368.96,null,"Electric Utility","N","OP",null,"Simple cycle unit",null,"Eastern"]
["EXCLUDE","FL","FL-Eastern","Northside Generating Station",667,"GT3","DFO","GT",62.1,52,675.75,90.75,368.96,null,"Electric Utility","N","OP",null,"Simple cycle unit",null,"Eastern"]
["OGST","FL","FL-Eastern","Northside Generating Station",667,"ST3","NG","ST",563.70000000000005,505,5260,1616327,1160582.3500000001,null,"Electric Utility","N","OP",null,null,null,"Eastern"]
["EXCLUDE","FL","FL-Eastern","Southside Generating Station",668,"4","RFO","ST",75,67,0,0,0,null,"Electric Utility","N","RE",2001,"Retired prior to 2012",null,"Eastern"]
["EXCLUDE","FL","FL-Eastern","Southside Generating Station",668,"5","RFO","ST",156.6,142,0,0,0,null,"Electric Utility","N","RE",2001,"Retired prior to 2012",null,"Eastern"]
["EXCLUDE","FL","FL-Eastern","Hansel",672,"14","NG","IC",2,2,0,0,0,null,"Electric Utility","N","RE",2005,"Retired prior to 2012",null,"Eastern"]
["EXCLUDE","FL","FL-Eastern","Hansel",672,"15","NG","IC",2,2,0,0,0,null,"Electric Utility","N","RE",2005,"Retired prior to 2012",null,"Eastern"]
["EXCLUDE","FL","FL-Eastern","Hansel",672,"16","NG","IC",2,2,0,0,0,null,"Electric Utility","N","RE",2005,"Retired prior to 2012",null,"Eastern"]
["EXCLUDE","FL","FL-Eastern","Hansel",672,"17","NG","IC",2,2,0,0,0,null,"Electric Utility","N","RE",2005,"Retired prior to 2012",null,"Eastern"]
["EXCLUDE","FL","FL-Eastern","Hansel",672,"18","NG","IC",2,2,0,0,0,null,"Electric Utility","N","RE",2005,"Retired prior to 2012",null,"Eastern"]
["EXCLUDE","FL","FL-Eastern","Hansel",672,"19","DFO","IC",2.5,2,0,0,0,null,"Electric Utility","N","RE",2005,"Retired prior to 2012",null,"Eastern"]
["EXCLUDE","FL","FL-Eastern","Hansel",672,"20","DFO","IC",2.5,2,0,0,0,null,"Electric Utility","N","RE",2005,"Retired prior to 2012",null,"Eastern"]
["NGCC","FL","FL-Eastern","Hansel",672,"21","NG","CC",35,30,343.7,25877.73,18112.98,null,"Electric Utility","N","RE",2012,null,null,"Eastern"]
["NGCC","FL","FL-Eastern","Hansel",672,"22","NG","CC",10,8,98.2,7393.64,5175.1400000000003,1,"Electric Utility","N","RE",2012,null,null,"Eastern"]
["NGCC","FL","FL-Eastern","Hansel",672,"23","NG","CC",10,8,98.2,7393.64,5175.1400000000003,1,"Electric Utility","N","RE",2012,null,null,"Eastern"]
["EXCLUDE","FL","FL-Eastern","Hansel",672,"8","NG","IC",3,2,0,0,0,null,"Electric Utility","N","RE",2005,"Retired prior to 2012",null,"Eastern"]
["EXCLUDE","FL","FL-Eastern","Tom G Smith",673,"GT1","DFO","GT",30.8,26,0,113,155.46,null,"Electric Utility","N","OP",null,"Simple cycle unit",null,"Eastern"]
["EXCLUDE","FL","FL-Eastern","Tom G Smith",673,"GT2","NG","CC",21.4,21,0,7290.31,7391.96,null,"Electric Utility","N","OP",null,"Combined cycle unit (PRMVR=CC) less than or equal to 25MW",null,"Eastern"]
["EXCLUDE","FL","FL-Eastern","Tom G Smith",673,"MU1","DFO","IC",2,2,0,0,0,null,"Electric Utility","N","OP",null,"Internal Combustion",null,"Eastern"]
["EXCLUDE","FL","FL-Eastern","Tom G Smith",673,"MU2","DFO","IC",2,2,0,0,0,null,"Electric Utility","N","OP",null,"Internal Combustion",null,"Eastern"]
["EXCLUDE","FL","FL-Eastern","Tom G Smith",673,"MU3","DFO","IC",2,2,0,0,0,null,"Electric Utility","N","OP",null,"Internal Combustion",null,"Eastern"]
["EXCLUDE","FL","FL-Eastern","Tom G Smith",673,"MU4","DFO","IC",2,2,0,0,0,null,"Electric Utility","N","OP",null,"Internal Combustion",null,"Eastern"]
["EXCLUDE","FL","FL-Eastern","Tom G Smith",673,"MU5","DFO","IC",2,2,0,0,0,null,"Electric Utility","N","OP",null,"Internal Combustion",null,"Eastern"]
["EXCLUDE","FL","FL-Eastern","Tom G Smith",673,"S1","NG","ST",7.5,7,0,0,0,null,"Electric Utility","N","RE",2000,"Retired prior to 2012",null,"Eastern"]
["EXCLUDE","FL","FL-Eastern","Tom G Smith",673,"S2","NG","ST",7.5,7,0,0,0,null,"Electric Utility","N","RE",1986,"Retired prior to 2012",null,"Eastern"]
["OGST","FL","FL-Eastern","Tom G Smith",673,"S3","NG","ST",26.5,22,357,205.6,255.08,null,"Electric Utility","N","OP",null,null,null,"Eastern"]
["EXCLUDE","FL","FL-Eastern","Tom G Smith",673,"S4","NG","ST",32.5,32,0,0,0,null,"Electric Utility","N","RE",1990,"Retired prior to 2012",null,"Eastern"]
["EXCLUDE","FL","FL-Eastern","Tom G Smith",673,"S5","NG","CC",10,9,0,3406.69,3454.19,null,"Electric Utility","N","OP",null,"Combined cycle unit (PRMVR=CC) less than or equal to 25MW",null,"Eastern"]
["EXCLUDE","WY","WY-Western","Pilot Butte",674,"1","WAT","HY",0.8,0.8,0,0,0,null,"Electric Utility","N","OS",null,"Non Combustion (NUC, WAT, WND, GEO, or SUN)",null,"Western"]
["EXCLUDE","WY","WY-Western","Pilot Butte",674,"2","WAT","HY",0.8,0.8,0,0,0,null,"Electric Utility","N","OS",null,"Non Combustion (NUC, WAT, WND, GEO, or SUN)",null,"Western"]
["EXCLUDE","FL","FL-Eastern","Larsen Memorial",675,"2","NG","GT",11.2,10,0,7.5,46.38,null,"Electric Utility","N","OP",null,"Simple cycle unit",null,"Eastern"]
["EXCLUDE","FL","FL-Eastern","Larsen Memorial",675,"3","NG","GT",11.2,9,0,7.5,46.38,null,"Electric Utility","N","OP",null,"Simple cycle unit",null,"Eastern"]
["NGCC","FL","FL-Eastern","Larsen Memorial",675,"5","NG","CC",25,25,1055,7087.15,4884.04,1,"Electric Utility","N","OP",null,null,null,"Eastern"]
["EXCLUDE","FL","FL-Eastern","Larsen Memorial",675,"6","NG","ST",25,24,0,0,0,null,"Electric Utility","N","RE",2003,"Retired prior to 2012",null,"Eastern"]
["NGCC","FL","FL-Eastern","Larsen Memorial",675,"8","NG","CC",101.5,76,1055,28773.85,19829.189999999999,null,"Electric Utility","N","OP",null,null,null,"Eastern"]
["COALST","FL","FL-Eastern","C D McIntosh Jr",676,"3","BIT","ST",363.8,342,3640,1267850,1595418,null,"Electric Utility","N","OP",null,null,null,"Eastern"]
["EXCLUDE","FL","FL-Eastern","C D McIntosh Jr",676,"4","PC","ST",288,288,0,0,0,null,"Electric Utility","N","IP",null,"Status of Operation (IP, L, P, T)",null,"Eastern"]
["NGCC","FL","FL-Eastern","C D McIntosh Jr",676,"5CT","NG","CC",249,215,2407,1627874.95,635808.34,null,"Electric Utility","N","OP",null,null,null,"Eastern"]
["NGCC","FL","FL-Eastern","C D McIntosh Jr",676,"5ST","NG","CC",120,123,2407,784518.05,306413.65999999997,null,"Electric Utility","N","OP",null,null,null,"Eastern"]
["EXCLUDE","FL","FL-Eastern","C D McIntosh Jr",676,"GT1","NG","GT",26.6,16,0,154,188.95,null,"Electric Utility","N","OP",null,"Simple cycle unit",null,"Eastern"]
["EXCLUDE","FL","FL-Eastern","C D McIntosh Jr",676,"IC1","DFO","IC",2.5,2.5,0,0,0,null,"Electric Utility","N","OP",null,"Internal Combustion",null,"Eastern"]
["EXCLUDE","FL","FL-Eastern","C D McIntosh Jr",676,"IC2","DFO","IC",2.5,2.5,0,0,0,null,"Electric Utility","N","OP",null,"Internal Combustion",null,"Eastern"]
["OGST","FL","FL-Eastern","C D McIntosh Jr",676,"ST1","NG","ST",103.5,85,985,911.74,1454.56,null,"Electric Utility","N","OP",null,null,null,"Eastern"]
["OGST","FL","FL-Eastern","C D McIntosh Jr",676,"ST2","NG","ST",126,106,1185,16732,16217.96,null,"Electric Utility","N","OP",null,null,null,"Eastern"]
["EXCLUDE","VT","VT-Eastern","W K Sanders",678,"1","WAT","HY",0.9,0.7,0,364.5,0,null,"Electric Utility","N","OP",null,"State not covered under final 111(d)",null,"Eastern"]
["EXCLUDE","VT","VT-Eastern","W K Sanders",678,"2","WAT","HY",0.9,0.7,0,364.5,0,null,"Electric Utility","N","OP",null,"State not covered under final 111(d)",null,"Eastern"]
["EXCLUDE","FL","FL-Eastern","Smith Street",679,"10","DFO","IC",2,2,0,0,0,null,"Electric Utility","N","OP",null,"Internal Combustion",null,"Eastern"]
["EXCLUDE","FL","FL-Eastern","Smith Street",679,"11","DFO","IC",2,2,0,0,0,null,"Electric Utility","N","OP",null,"Internal Combustion",null,"Eastern"]
["EXCLUDE","FL","FL-Eastern","Smith Street",679,"3","DFO","IC",0.8,0.8,0,0,0,null,"Electric Utility","N","OP",null,"Internal Combustion",null,"Eastern"]
["EXCLUDE","FL","FL-Eastern","Smith Street",679,"4","DFO","IC",1,1,0,0,0,null,"Electric Utility","N","OP",null,"Internal Combustion",null,"Eastern"]
["EXCLUDE","FL","FL-Eastern","Smith Street",679,"6","DFO","IC",1.8,1.8,0,0,0,null,"Electric Utility","N","OP",null,"Internal Combustion",null,"Eastern"]
["EXCLUDE","FL","FL-Eastern","Smith Street",679,"7","DFO","IC",1.8,1.8,0,0,0,null,"Electric Utility","N","OP",null,"Internal Combustion",null,"Eastern"]
["EXCLUDE","FL","FL-Eastern","Smith Street",679,"8","DFO","IC",1.1000000000000001,1.1000000000000001,0,0,0,null,"Electric Utility","N","OP",null,"Internal Combustion",null,"Eastern"]
["EXCLUDE","FL","FL-Eastern","Smith Street",679,"9","DFO","IC",2,2,0,0,0,null,"Electric Utility","N","OP",null,"Internal Combustion",null,"Eastern"]
["EXCLUDE","FL","FL-Eastern","W E Swoope",681,"2","DFO","IC",0.9,0.9,0,0,0,null,"Electric Utility","N","OP",null,"Internal Combustion",null,"Eastern"]
["EXCLUDE","FL","FL-Eastern","W E Swoope",681,"3","DFO","IC",2,2,0,0,0,null,"Electric Utility","N","OP",null,"Internal Combustion",null,"Eastern"]
["EXCLUDE","FL","FL-Eastern","W E Swoope",681,"4","DFO","IC",2.2000000000000002,2.2000000000000002,0,0,0,null,"Electric Utility","N","OP",null,"Internal Combustion",null,"Eastern"]
["EXCLUDE","CA","CA-Western","Kerckhoff 2",682,"1","WAT","HY",139.5,142,0,270102,0,null,"Electric Utility","N","OP",null,"Non Combustion (NUC, WAT, WND, GEO, or SUN)",null,"Western"]
["EXCLUDE","FL","FL-Eastern","Indian River Plant",683,"A","NG","GT",41.4,37,445,1624.84,533.16999999999996,null,"Electric Utility","N","OP",null,"Simple cycle unit",null,"Eastern"]
["EXCLUDE","FL","FL-Eastern","Indian River Plant",683,"B","NG","GT",41.4,37,445,1624.84,487.65,null,"Electric Utility","N","OP",null,"Simple cycle unit",null,"Eastern"]
["EXCLUDE","FL","FL-Eastern","Indian River Plant",683,"C","NG","GT",130,108,1354,5102.16,7221.45,null,"Electric Utility","N","OP",null,"Simple cycle unit",null,"Eastern"]
["EXCLUDE","FL","FL-Eastern","Indian River Plant",683,"D","NG","GT",130,108,1354,5102.16,5110.13,null,"Electric Utility","N","OP",null,"Simple cycle unit",null,"Eastern"]
["EXCLUDE","FL","FL-Eastern","St Cloud",685,"1","NG","IC",2,2,0,0,0,null,"Electric Utility","N","OS",null,"Internal Combustion",null,"Eastern"]
["EXCLUDE","FL","FL-Eastern","St Cloud",685,"2","NG","IC",5.8,5,0,0,0,null,"Electric Utility","N","OS",null,"Internal Combustion",null,"Eastern"]
["EXCLUDE","FL","FL-Eastern","St Cloud",685,"3","NG","IC",2,2,0,0,0,null,"Electric Utility","N","OS",null,"Internal Combustion",null,"Eastern"]
["EXCLUDE","FL","FL-Eastern","St Cloud",685,"4","NG","IC",3.7,3,0,0,0,null,"Electric Utility","N","OS",null,"Internal Combustion",null,"Eastern"]
["EXCLUDE","FL","FL-Eastern","St Cloud",685,"6","NG","IC",3.7,3,0,0,0,null,"Electric Utility","N","OS",null,"Internal Combustion",null,"Eastern"]
["EXCLUDE","FL","FL-Eastern","St Cloud",685,"7","NG","IC",6.3,6,0,0,0,null,"Electric Utility","N","OS",null,"Internal Combustion",null,"Eastern"]
["EXCLUDE","FL","FL-Eastern","St Cloud",685,"8","NG","IC",6.4,6,0,0,0,null,"Electric Utility","N","OS",null,"Internal Combustion",null,"Eastern"]
["OGST","FL","FL-Eastern","Arvah B Hopkins",688,"1","NG","ST",75,76,903,109305,82164.149999999994,null,"Electric Utility","N","OP",2020,null,null,"Eastern"]
["NGCC","FL","FL-Eastern","Arvah B Hopkins",688,"2","NG","CC",259.2,140,1609.18,706200.9,322735,null,"Electric Utility","N","OP",null,null,null,"Eastern"]
["EXCLUDE","FL","FL-Eastern","Arvah B Hopkins",688,"5","NG","CC",212.5,156,0,0,0,null,"Electric Utility","N","IP",null,"Status of Operation (IP, L, P, T)",null,"Eastern"]
["NGCC","FL","FL-Eastern","Arvah B Hopkins",688,"CT2A","NG","CC",198.9,160,1234.82,541911.1,247654.29,null,"Electric Utility","N","OP",null,null,null,"Eastern"]
["EXCLUDE","FL","FL-Eastern","Arvah B Hopkins",688,"CTA","NG","CC",50,36,0,0,0,null,"Electric Utility","N","IP",null,"Status of Operation (IP, L, P, T)",null,"Eastern"]
["EXCLUDE","FL","FL-Eastern","Arvah B Hopkins",688,"GT1","NG","GT",16.3,12,159.71,7601.91,5015.28,null,"Electric Utility","N","OP",2015,"Simple cycle unit",null,"Eastern"]
["EXCLUDE","FL","FL-Eastern","Arvah B Hopkins",688,"GT2","NG","GT",27,24,264.54000000000002,12592.12,8307.52,null,"Electric Utility","N","OP",2017,"Simple cycle unit",null,"Eastern"]
["EXCLUDE","FL","FL-Eastern","Arvah B Hopkins",688,"GT3","NG","GT",60,46,587.88,27982.49,18461.16,null,"Electric Utility","N","OP",null,"Simple cycle unit",null,"Eastern"]
["EXCLUDE","FL","FL-Eastern","Arvah B Hopkins",688,"GT4","NG","GT",60,46,587.88,27982.49,18461.16,null,"Electric Utility","N","OP",null,"Simple cycle unit",null,"Eastern"]
["EXCLUDE","FL","FL-Eastern","Arvah B Hopkins",688,"GT5","NG","GT",60,46,0,0,0,null,"Electric Utility","N","P",null,"Status of Operation (IP, L, P, T)",null,"Eastern"]
["OGST","FL","FL-Eastern","S O Purdom",689,"7","NG","ST",50,48,621,50515,48597.98,null,"Electric Utility","N","OP",2013,null,null,"Eastern"]
["NGCC","FL","FL-Eastern","S O Purdom",689,"8","NG","CC",160,150,2044.2,659133.93000000005,320212.32,null,"Electric Utility","N","OP",null,null,null,"Eastern"]
["NGCC","FL","FL-Eastern","S O Purdom",689,"9","NG","CC",87,72,2044.2,358404.07,174115.45,null,"Electric Utility","N","OP",null,null,null,"Eastern"]
["EXCLUDE","FL","FL-Eastern","S O Purdom",689,"GT1","NG","GT",15,10,0,5,398.32,null,"Electric Utility","N","OP",2015,"Simple cycle unit",null,"Eastern"]
["EXCLUDE","FL","FL-Eastern","S O Purdom",689,"GT2","NG","GT",15,10,0,5,398.32,null,"Electric Utility","N","OP",2015,"Simple cycle unit",null,"Eastern"]
["EXCLUDE","FL","FL-Eastern","J Woodruff",690,"1","WAT","HY",10,10,0,0,0,null,"Electric Utility","N","RE",2003,"Retired prior to 2012",null,"Eastern"]
["EXCLUDE","FL","FL-Eastern","J Woodruff",690,"1A","WAT","HY",14.5,14.5,0,48160,0,null,"Electric Utility","N","OP",null,"Non Combustion (NUC, WAT, WND, GEO, or SUN)",null,"Eastern"]
["EXCLUDE","FL","FL-Eastern","J Woodruff",690,"2","WAT","HY",10,10,0,0,0,null,"Electric Utility","N","RE",2002,"Retired prior to 2012",null,"Eastern"]
["EXCLUDE","FL","FL-Eastern","J Woodruff",690,"2A","WAT","HY",14.5,14.5,0,48160,0,null,"Electric Utility","N","OP",null,"Non Combustion (NUC, WAT, WND, GEO, or SUN)",null,"Eastern"]
["EXCLUDE","FL","FL-Eastern","J Woodruff",690,"3","WAT","HY",10,10,0,0,0,null,"Electric Utility","N","RE",2001,"Retired prior to 2012",null,"Eastern"]
["EXCLUDE","FL","FL-Eastern","J Woodruff",690,"3A","WAT","HY",14.5,14.5,0,48160,0,null,"Electric Utility","N","OP",null,"Non Combustion (NUC, WAT, WND, GEO, or SUN)",null,"Eastern"]
["EXCLUDE","WY","WY-Western","Medicine Bow",692,"10","WND","WT",0.7,0.7,0,2007.39,0,null,"Electric Utility","N","OP",null,"Non Combustion (NUC, WAT, WND, GEO, or SUN)",null,"Western"]
["EXCLUDE","WY","WY-Western","Medicine Bow",692,"11","WND","WT",0.7,0.7,0,2007.39,0,null,"Electric Utility","N","OP",null,"Non Combustion (NUC, WAT, WND, GEO, or SUN)",null,"Western"]
["EXCLUDE","WY","WY-Western","Medicine Bow",692,"12","WND","WT",0.7,0.7,0,0,0,null,"Electric Utility","N","IP",null,"Status of Operation (IP, L, P, T)",null,"Western"]
["EXCLUDE","WY","WY-Western","Medicine Bow",692,"13","WND","WT",0.7,0.7,0,0,0,null,"Electric Utility","N","IP",null,"Status of Operation (IP, L, P, T)",null,"Western"]
["EXCLUDE","WY","WY-Western","Medicine Bow",692,"1A","WND","WT",0.6,0.6,0,1720.62,0,null,"Electric Utility","N","OP",null,"Non Combustion (NUC, WAT, WND, GEO, or SUN)",null,"Western"]
["EXCLUDE","WY","WY-Western","Medicine Bow",692,"2A","WND","WT",0.6,0.6,0,1720.62,0,null,"Electric Utility","N","OP",null,"Non Combustion (NUC, WAT, WND, GEO, or SUN)",null,"Western"]
["EXCLUDE","WY","WY-Western","Medicine Bow",692,"3","WND","WT",0.1,0.1,0,0,0,null,"Electric Utility","N","RE",2005,"Retired prior to 2012",null,"Western"]
["EXCLUDE","WY","WY-Western","Medicine Bow",692,"5","WND","WT",0.7,0.7,0,2007.39,0,null,"Electric Utility","N","OP",null,"Non Combustion (NUC, WAT, WND, GEO, or SUN)",null,"Western"]
["EXCLUDE","WY","WY-Western","Medicine Bow",692,"6","WND","WT",0.7,0.7,0,2007.39,0,null,"Electric Utility","N","OP",null,"Non Combustion (NUC, WAT, WND, GEO, or SUN)",null,"Western"]
["EXCLUDE","WY","WY-Western","Medicine Bow",692,"7","WND","WT",0.7,0.7,0,2007.39,0,null,"Electric Utility","N","OP",null,"Non Combustion (NUC, WAT, WND, GEO, or SUN)",null,"Western"]
["EXCLUDE","WY","WY-Western","Medicine Bow",692,"8","WND","WT",0.7,0.7,0,2007.39,0,null,"Electric Utility","N","OP",null,"Non Combustion (NUC, WAT, WND, GEO, or SUN)",null,"Western"]
["EXCLUDE","WY","WY-Western","Medicine Bow",692,"9","WND","WT",0.7,0.7,0,2007.39,0,null,"Electric Utility","N","OP",null,"Non Combustion (NUC, WAT, WND, GEO, or SUN)",null,"Western"]
["EXCLUDE","WY","WY-Western","Medicine Bow",692,"CLIP","WND","WT",2.5,2.5,0,0,0,null,"Electric Utility","N","RE",2011,"Retired prior to 2012",null,"Western"]
["EXCLUDE","FL","FL-Eastern","Vero Beach Municipal Power Plant",693,"1","NG","ST",12.5,13,0,27,25.25,null,"Electric Utility","N","OP",null,"Steam unit (PRMVR=ST) less than or equal to 25MW (i.e. 250 MMBtu/hr)",null,"Eastern"]
["NGCC","FL","FL-Eastern","Vero Beach Municipal Power Plant",693,"2","NG","CC",16.5,13,141.06,5196.22,2972.82,1,"Electric Utility","N","OP",null,null,null,"Eastern"]
["OGST","FL","FL-Eastern","Vero Beach Municipal Power Plant",693,"3","NG","ST",33,33,417,491,456.33,null,"Electric Utility","N","OP",null,null,null,"Eastern"]
["OGST","FL","FL-Eastern","Vero Beach Municipal Power Plant",693,"4","NG","ST",55,56,715,3783,3120.82,null,"Electric Utility","N","OP",null,null,null,"Eastern"]
["NGCC","FL","FL-Eastern","Vero Beach Municipal Power Plant",693,"5","NG","CC",41.4,35,353.94,13037.78,7459.08,null,"Electric Utility","N","OP",null,null,null,"Eastern"]
["EXCLUDE","FL","FL-Eastern","Marathon Generating Plant",696,"10","DFO","IC",3.5,3.5,0,0,0,null,"Electric Utility","N","SB",null,"Internal Combustion",null,"Eastern"]
["EXCLUDE","FL","FL-Eastern","Marathon Generating Plant",696,"11","DFO","IC",3.5,3.5,0,0,0,null,"Electric Utility","N","SB",null,"Internal Combustion",null,"Eastern"]
["EXCLUDE","FL","FL-Eastern","Marathon Generating Plant",696,"3","DFO","IC",3,3,0,0,0,null,"Electric Utility","N","SB",null,"Internal Combustion",null,"Eastern"]
["EXCLUDE","FL","FL-Eastern","Marathon Generating Plant",696,"4","DFO","IC",3,3,0,0,0,null,"Electric Utility","N","SB",null,"Internal Combustion",null,"Eastern"]
["EXCLUDE","FL","FL-Eastern","Marathon Generating Plant",696,"5","DFO","IC",3,3,0,0,0,null,"Electric Utility","N","RE",2007,"Retired prior to 2012",null,"Eastern"]
["EXCLUDE","FL","FL-Eastern","Marathon Generating Plant",696,"6","DFO","IC",2.5,2.5,0,0,0,null,"Electric Utility","N","SB",null,"Internal Combustion",null,"Eastern"]
["EXCLUDE","FL","FL-Eastern","Marathon Generating Plant",696,"7","DFO","IC",2.5,2.5,0,0,0,null,"Electric Utility","N","SB",null,"Internal Combustion",null,"Eastern"]
["EXCLUDE","FL","FL-Eastern","Marathon Generating Plant",696,"8","DFO","IC",2,2,0,0,0,null,"Electric Utility","N","SB",null,"Internal Combustion",null,"Eastern"]
["EXCLUDE","FL","FL-Eastern","Marathon Generating Plant",696,"9","DFO","IC",2,2,0,0,0,null,"Electric Utility","N","SB",null,"Internal Combustion",null,"Eastern"]
["EXCLUDE","MO","MO-Eastern","Trenton Peaking",698,"1","DFO","IC",2.7,2.7,0,0,0,null,"Electric Utility","N","OP",null,"Internal Combustion",null,"Eastern"]
["EXCLUDE","MO","MO-Eastern","Trenton Peaking",698,"2","DFO","IC",2.7,2.7,0,0,0,null,"Electric Utility","N","OP",null,"Internal Combustion",null,"Eastern"]
["EXCLUDE","MO","MO-Eastern","Trenton Peaking",698,"3","DFO","IC",2.7,2.7,0,0,0,null,"Electric Utility","N","OP",null,"Internal Combustion",null,"Eastern"]
["EXCLUDE","MO","MO-Eastern","Trenton Peaking",698,"4","DFO","IC",2.7,2.7,0,0,0,null,"Electric Utility","N","OP",null,"Internal Combustion",null,"Eastern"]
["EXCLUDE","MO","MO-Eastern","Trenton Peaking",698,"5","DFO","IC",2.7,2.7,0,0,0,null,"Electric Utility","N","OP",null,"Internal Combustion",null,"Eastern"]
["EXCLUDE","GA","GA-Eastern","Arkwright",699,"3","BIT","ST",40.200000000000003,42,0,0,0,null,"Electric Utility","N","RE",2002,"Retired prior to 2012",null,"Eastern"]
["EXCLUDE","GA","GA-Eastern","Arkwright",699,"4","BIT","ST",49,44,0,0,0,null,"Electric Utility","N","RE",2002,"Retired prior to 2012",null,"Eastern"]
["EXCLUDE","GA","GA-Eastern","Arkwright",699,"5A","DFO","GT",16.3,13,0,0,0,null,"Electric Utility","N","RE",2002,"Retired prior to 2012",null,"Eastern"]
["EXCLUDE","GA","GA-Eastern","Arkwright",699,"5B","DFO","GT",16.3,13,0,0,0,null,"Electric Utility","N","RE",2002,"Retired prior to 2012",null,"Eastern"]
["EXCLUDE","GA","GA-Eastern","Arkwright",699,"ST1","NG","ST",46,41,0,0,0,null,"Electric Utility","N","RE",2002,"Retired prior to 2012",null,"Eastern"]
["EXCLUDE","GA","GA-Eastern","Arkwright",699,"ST2","NG","ST",46,41,0,0,0,null,"Electric Utility","N","RE",2002,"Retired prior to 2012",null,"Eastern"]
["EXCLUDE","GA","GA-Eastern","Atkinson",700,"3","NG","ST",63,65,0,0,0,null,"Electric Utility","N","RE",2002,"Retired prior to 2012",null,"Eastern"]
["EXCLUDE","GA","GA-Eastern","Atkinson",700,"4","NG","ST",75,62,0,0,0,null,"Electric Utility","N","RE",2002,"Retired prior to 2012",null,"Eastern"]
["EXCLUDE","GA","GA-Eastern","Atkinson",700,"5A","DFO","GT",41.8,32,0,0,0,null,"Electric Utility","N","RE",2003,"Retired prior to 2012",null,"Eastern"]
["EXCLUDE","GA","GA-Eastern","Atkinson",700,"5B","DFO","GT",41.8,32,0,0,0,null,"Electric Utility","N","RE",2003,"Retired prior to 2012",null,"Eastern"]
["EXCLUDE","GA","GA-Eastern","Atkinson",700,"ST2","NG","ST",60,55,0,0,0,null,"Electric Utility","N","RE",2002,"Retired prior to 2012",null,"Eastern"]
["EXCLUDE","GA","GA-Eastern","Barnett Shoals",701,"1","WAT","HY",0.7,0.2,0,0,0,null,"Electric Utility","N","RE",2010,"Retired prior to 2012",null,"Eastern"]
["EXCLUDE","GA","GA-Eastern","Barnett Shoals",701,"2","WAT","HY",0.7,0.2,0,0,0,null,"Electric Utility","N","RE",2010,"Retired prior to 2012",null,"Eastern"]
["EXCLUDE","GA","GA-Eastern","Barnett Shoals",701,"3","WAT","HY",0.7,0.2,0,0,0,null,"Electric Utility","N","RE",2010,"Retired prior to 2012",null,"Eastern"]
["EXCLUDE","GA","GA-Eastern","Barnett Shoals",701,"4","WAT","HY",0.7,0.2,0,0,0,null,"Electric Utility","N","RE",2010,"Retired prior to 2012",null,"Eastern"]
["EXCLUDE","AL","AL-Eastern","Bartletts Ferry",702,"1","WAT","HY",15,16.5,0,17270.72,0,null,"Electric Utility","N","OP",null,"Non Combustion (NUC, WAT, WND, GEO, or SUN)",null,"Eastern"]
["EXCLUDE","AL","AL-Eastern","Bartletts Ferry",702,"2","WAT","HY",15,16.5,0,17270.72,0,null,"Electric Utility","N","OP",null,"Non Combustion (NUC, WAT, WND, GEO, or SUN)",null,"Eastern"]
["EXCLUDE","AL","AL-Eastern","Bartletts Ferry",702,"3","WAT","HY",15,16.5,0,17270.72,0,null,"Electric Utility","N","OP",null,"Non Combustion (NUC, WAT, WND, GEO, or SUN)",null,"Eastern"]
["EXCLUDE","AL","AL-Eastern","Bartletts Ferry",702,"4","WAT","HY",20,22,0,23027.63,0,null,"Electric Utility","N","OP",null,"Non Combustion (NUC, WAT, WND, GEO, or SUN)",null,"Eastern"]
["EXCLUDE","AL","AL-Eastern","Bartletts Ferry",702,"5","WAT","HY",54,59.5,0,62174.6,0,null,"Electric Utility","N","OP",null,"Non Combustion (NUC, WAT, WND, GEO, or SUN)",null,"Eastern"]
["EXCLUDE","AL","AL-Eastern","Bartletts Ferry",702,"6","WAT","HY",54,59.5,0,62174.6,0,null,"Electric Utility","N","OP",null,"Non Combustion (NUC, WAT, WND, GEO, or SUN)",null,"Eastern"]
["COALST","GA","GA-Eastern","Bowen",703,"1","BIT","ST",805.8,724,8437,2668970,2902702.03,null,"Electric Utility","N","OP",null,null,null,"Eastern"]
["COALST","GA","GA-Eastern","Bowen",703,"2","BIT","ST",788.8,724,7917,1528127,1641471.35,null,"Electric Utility","N","OP",null,null,null,"Eastern"]
["COALST","GA","GA-Eastern","Bowen",703,"3","BIT","ST",952,892,9492,2882553,3288849.98,null,"Electric Utility","N","OP",null,null,null,"Eastern"]
["COALST","GA","GA-Eastern","Bowen",703,"4","BIT","ST",952,862,9446,2486093,2699498.3,null,"Electric Utility","N","OP",null,null,null,"Eastern"]
["EXCLUDE","GA","GA-Eastern","Bowen",703,"6","DFO","GT",41.8,32,505,43,45.75,null,"Electric Utility","N","OP",2013,"Simple cycle unit",null,"Eastern"]
["EXCLUDE","GA","GA-Eastern","Burton",704,"1","WAT","HY",3,4.7,0,8519.5,0,null,"Electric Utility","N","OP",null,"Non Combustion (NUC, WAT, WND, GEO, or SUN)",null,"Eastern"]
["EXCLUDE","GA","GA-Eastern","Burton",704,"2","WAT","HY",3,4.7,0,8519.5,0,null,"Electric Utility","N","OP",null,"Non Combustion (NUC, WAT, WND, GEO, or SUN)",null,"Eastern"]
["EXCLUDE","GA","GA-Eastern","Flint River",706,"1","WAT","HY",1.8,2.2000000000000002,0,6059,0,null,"Electric Utility","N","OP",null,"Non Combustion (NUC, WAT, WND, GEO, or SUN)",null,"Eastern"]
["EXCLUDE","GA","GA-Eastern","Flint River",706,"2","WAT","HY",1.8,2.2000000000000002,0,6059,0,null,"Electric Utility","N","OP",null,"Non Combustion (NUC, WAT, WND, GEO, or SUN)",null,"Eastern"]
["EXCLUDE","GA","GA-Eastern","Flint River",706,"3","WAT","HY",1.8,2.2000000000000002,0,6059,0,null,"Electric Utility","N","OP",null,"Non Combustion (NUC, WAT, WND, GEO, or SUN)",null,"Eastern"]
["EXCLUDE","AL","AL-Eastern","Goat Rock",707,"1","WAT","HY",3,3.1,0,0,0,null,"Electric Utility","N","RE",2001,"Retired prior to 2012",null,"Eastern"]
["EXCLUDE","AL","AL-Eastern","Goat Rock",707,"2","WAT","HY",3,3.1,0,0,0,null,"Electric Utility","N","RE",2001,"Retired prior to 2012",null,"Eastern"]
["EXCLUDE","AL","AL-Eastern","Goat Rock",707,"3","WAT","HY",5,5,0,12755.31,0,null,"Electric Utility","N","OP",null,"Non Combustion (NUC, WAT, WND, GEO, or SUN)",null,"Eastern"]
["EXCLUDE","AL","AL-Eastern","Goat Rock",707,"4","WAT","HY",5,5,0,12755.31,0,null,"Electric Utility","N","OP",null,"Non Combustion (NUC, WAT, WND, GEO, or SUN)",null,"Eastern"]
["EXCLUDE","AL","AL-Eastern","Goat Rock",707,"5","WAT","HY",5,5,0,12755.31,0,null,"Electric Utility","N","OP",null,"Non Combustion (NUC, WAT, WND, GEO, or SUN)",null,"Eastern"]
["EXCLUDE","AL","AL-Eastern","Goat Rock",707,"6","WAT","HY",5,5,0,12755.31,0,null,"Electric Utility","N","OP",null,"Non Combustion (NUC, WAT, WND, GEO, or SUN)",null,"Eastern"]
["EXCLUDE","AL","AL-Eastern","Goat Rock",707,"7","WAT","HY",9.3000000000000007,9.4,0,23724.880000000001,0,null,"Electric Utility","N","OP",null,"Non Combustion (NUC, WAT, WND, GEO, or SUN)",null,"Eastern"]
["EXCLUDE","AL","AL-Eastern","Goat Rock",707,"8","WAT","HY",9.3000000000000007,9.4,0,23724.880000000001,0,null,"Electric Utility","N","OP",null,"Non Combustion (NUC, WAT, WND, GEO, or SUN)",null,"Eastern"]
["COALST","GA","GA-Eastern","Hammond",708,"1","BIT","ST",125,110,1313,199166,264856.21000000002,null,"Electric Utility","N","OP",null,null,null,"Eastern"]
["COALST","GA","GA-Eastern","Hammond",708,"2","BIT","ST",125,110,1332,194988,236142.25,null,"Electric Utility","N","OP",null,null,null,"Eastern"]
["COALST","GA","GA-Eastern","Hammond",708,"3","BIT","ST",125,110,1368,330277,410678.45,null,"Electric Utility","N","OP",null,null,null,"Eastern"]
["COALST","GA","GA-Eastern","Hammond",708,"4","BIT","ST",578,510,5972,691325,833797.84,null,"Electric Utility","N","OP",null,null,null,"Eastern"]
["COALST","GA","GA-Eastern","Harllee Branch",709,"1","BIT","ST",299.2,266,3006,823288,918644.33,null,"Electric Utility","N","OP",2015,null,null,"Eastern"]
["COALST","GA","GA-Eastern","Harllee Branch",709,"2","BIT","ST",359,325,3484,335094,365731.9,null,"Electric Utility","N","OP",2013,null,null,"Eastern"]
["COALST","GA","GA-Eastern","Harllee Branch",709,"3","BIT","ST",544,509,5586,374003,430834.45,null,"Electric Utility","N","OP",2015,null,null,"Eastern"]
["COALST","GA","GA-Eastern","Harllee Branch",709,"4","BIT","ST",544,507,6190,566894,644050.19999999995,null,"Electric Utility","N","OP",2015,null,null,"Eastern"]
["COALST","GA","GA-Eastern","Jack McDonough",710,"1","BIT","ST",299.2,251,2833,41375,55048,null,"Electric Utility","N","RE",2012,null,null,"Eastern"]
["EXCLUDE","GA","GA-Eastern","Jack McDonough",710,"2","BIT","ST",299.2,251,0,0,0,null,"Electric Utility","N","RE",2011,"Retired prior to 2012",null,"Eastern"]
["EXCLUDE","GA","GA-Eastern","Jack McDonough",710,"3A","DFO","GT",41.8,32,504,-93,37.56,null,"Electric Utility","N","OP",null,"Simple cycle unit",null,"Eastern"]
["EXCLUDE","GA","GA-Eastern","Jack McDonough",710,"3B","NG","GT",41.8,32,504,-93,8.89,null,"Electric Utility","N","OP",null,"Simple cycle unit",null,"Eastern"]
["NGCC","GA","GA-Eastern","Jack McDonough",710,"4","NG","CC",375,375,3612,1776691.52,760602.53,null,"Electric Utility","N","OP",null,null,null,"Eastern"]
["UC NGCC - commenced in 2012","GA","GA-Eastern","Jack McDonough",710,"5","NG","CC",375,375,3612,1776691.52,760602.53,null,"Electric Utility","N","OP",null,null,"Yes","Eastern"]
["UC NGCC - commenced in 2012","GA","GA-Eastern","Jack McDonough",710,"5ACT","NG","CC",232.5,231.5,3612,1101548.74,471573.57,null,"Electric Utility","N","OP",null,null,"Yes","Eastern"]
["UC NGCC - commenced in 2012","GA","GA-Eastern","Jack McDonough",710,"5BCT","NG","CC",232.5,231.5,3612,1101548.74,471573.57,null,"Electric Utility","N","OP",null,null,"Yes","Eastern"]
["UC NGCC - commenced in 2012","GA","GA-Eastern","Jack McDonough",710,"6","NG","CC",375,375,3612,1776691.52,760602.53,null,"Electric Utility","N","OP",null,null,"Yes","Eastern"]
["UC NGCC - commenced in 2012","GA","GA-Eastern","Jack McDonough",710,"6ACT","NG","CC",232.5,231.5,3612,1101548.74,471573.57,null,"Electric Utility","N","OP",null,null,"Yes","Eastern"]
["UC NGCC - commenced in 2012","GA","GA-Eastern","Jack McDonough",710,"6BCT","NG","CC",232.5,231.5,3612,1101548.74,471573.57,null,"Electric Utility","N","OP",null,null,"Yes","Eastern"]
["NGCC","GA","GA-Eastern","Jack McDonough",710,"CT4A","NG","CC",232.5,231.5,3612,1101548.74,471573.57,null,"Electric Utility","N","OP",null,null,null,"Eastern"]
["NGCC","GA","GA-Eastern","Jack McDonough",710,"CT4B","NG","CC",232.5,231.5,3612,1101548.74,471573.57,null,"Electric Utility","N","OP",null,null,null,"Eastern"]
["EXCLUDE","AL","AL-Eastern","Langdale",711,"5","WAT","HY",0.5,0.3,0,0,0,null,"Electric Utility","N","OP",null,"Non Combustion (NUC, WAT, WND, GEO, or SUN)",null,"Eastern"]
["EXCLUDE","AL","AL-Eastern","Langdale",711,"6","WAT","HY",0.5,0.3,0,0,0,null,"Electric Utility","N","OP",null,"Non Combustion (NUC, WAT, WND, GEO, or SUN)",null,"Eastern"]
["EXCLUDE","GA","GA-Eastern","Lloyd Shoals",712,"1","WAT","HY",2.4,3.7,0,4529.17,0,null,"Electric Utility","N","OP",null,"Non Combustion (NUC, WAT, WND, GEO, or SUN)",null,"Eastern"]
["EXCLUDE","GA","GA-Eastern","Lloyd Shoals",712,"2","WAT","HY",2.4,3.7,0,4529.17,0,null,"Electric Utility","N","OP",null,"Non Combustion (NUC, WAT, WND, GEO, or SUN)",null,"Eastern"]
["EXCLUDE","GA","GA-Eastern","Lloyd Shoals",712,"3","WAT","HY",2.4,3.7,0,4529.17,0,null,"Electric Utility","N","OP",null,"Non Combustion (NUC, WAT, WND, GEO, or SUN)",null,"Eastern"]
["EXCLUDE","GA","GA-Eastern","Lloyd Shoals",712,"4","WAT","HY",2.4,3.7,0,4529.17,0,null,"Electric Utility","N","OP",null,"Non Combustion (NUC, WAT, WND, GEO, or SUN)",null,"Eastern"]
["EXCLUDE","GA","GA-Eastern","Lloyd Shoals",712,"5","WAT","HY",2.4,3.7,0,4529.17,0,null,"Electric Utility","N","OP",null,"Non Combustion (NUC, WAT, WND, GEO, or SUN)",null,"Eastern"]
["EXCLUDE","GA","GA-Eastern","Lloyd Shoals",712,"6","WAT","HY",2.4,3.7,0,4529.17,0,null,"Electric Utility","N","OP",null,"Non Combustion (NUC, WAT, WND, GEO, or SUN)",null,"Eastern"]
["EXCLUDE","CA","CA-Western","Toadtown",714,"1","WAT","HY",1.8,1.5,0,3404,0,null,"Electric Utility","N","OP",null,"Non Combustion (NUC, WAT, WND, GEO, or SUN)",null,"Western"]
["OGST","GA","GA-Eastern","McManus",715,"1","RFO","ST",50,43,735,0,0,null,"Electric Utility","N","OP",2015,null,null,"Eastern"]
["OGST","GA","GA-Eastern","McManus",715,"2","RFO","ST",93.7,79,1266,0,0,null,"Electric Utility","N","OP",2015,null,null,"Eastern"]
["EXCLUDE","GA","GA-Eastern","McManus",715,"3A","DFO","GT",55.4,46,724,249.8,311.18,null,"Electric Utility","N","OP",null,"Simple cycle unit",null,"Eastern"]
["EXCLUDE","GA","GA-Eastern","McManus",715,"3B","DFO","GT",55.4,46,724,389.28,449.19,null,"Electric Utility","N","OP",null,"Simple cycle unit",null,"Eastern"]
["EXCLUDE","GA","GA-Eastern","McManus",715,"3C","DFO","GT",55.4,46,724,244.56,263.86,null,"Electric Utility","N","OP",null,"Simple cycle unit",null,"Eastern"]
["EXCLUDE","GA","GA-Eastern","McManus",715,"4A","DFO","GT",55.4,46,724,545.35,699.01,null,"Electric Utility","N","OP",null,"Simple cycle unit",null,"Eastern"]
["EXCLUDE","GA","GA-Eastern","McManus",715,"4B","DFO","GT",55.4,46,724,223.31,278.14,null,"Electric Utility","N","OP",null,"Simple cycle unit",null,"Eastern"]
["EXCLUDE","GA","GA-Eastern","McManus",715,"4C","DFO","GT",55.4,46,724,349.53,472.25,null,"Electric Utility","N","OP",null,"Simple cycle unit",null,"Eastern"]
["EXCLUDE","GA","GA-Eastern","McManus",715,"4D","DFO","GT",55.4,46,724,393.04,485.11,null,"Electric Utility","N","OP",null,"Simple cycle unit",null,"Eastern"]
["EXCLUDE","GA","GA-Eastern","McManus",715,"4E","DFO","GT",55.4,46,724,36,148.27000000000001,null,"Electric Utility","N","OP",null,"Simple cycle unit",null,"Eastern"]
["EXCLUDE","GA","GA-Eastern","McManus",715,"4F","DFO","GT",55.4,46,724,36,169.2,null,"Electric Utility","N","OP",null,"Simple cycle unit",null,"Eastern"]
["EXCLUDE","GA","GA-Eastern","McManus",715,"IC1","DFO","IC",2,2,0,0,0,null,"Electric Utility","N","OP",null,"Internal Combustion",null,"Eastern"]
["EXCLUDE","GA","GA-Eastern","Morgan Falls",717,"1","WAT","HY",2.4,1.4,0,2633.71,0,null,"Electric Utility","N","OP",null,"Non Combustion (NUC, WAT, WND, GEO, or SUN)",null,"Eastern"]
["EXCLUDE","GA","GA-Eastern","Morgan Falls",717,"2","WAT","HY",2.4,1.4,0,2633.71,0,null,"Electric Utility","N","OP",null,"Non Combustion (NUC, WAT, WND, GEO, or SUN)",null,"Eastern"]
["EXCLUDE","GA","GA-Eastern","Morgan Falls",717,"3","WAT","HY",2.4,1.4,0,2633.71,0,null,"Electric Utility","N","OP",null,"Non Combustion (NUC, WAT, WND, GEO, or SUN)",null,"Eastern"]
["EXCLUDE","GA","GA-Eastern","Morgan Falls",717,"4","WAT","HY",2.4,1.4,0,2633.71,0,null,"Electric Utility","N","OP",null,"Non Combustion (NUC, WAT, WND, GEO, or SUN)",null,"Eastern"]
["EXCLUDE","GA","GA-Eastern","Morgan Falls",717,"5","WAT","HY",2.4,1.4,0,2633.71,0,null,"Electric Utility","N","OP",null,"Non Combustion (NUC, WAT, WND, GEO, or SUN)",null,"Eastern"]
["EXCLUDE","GA","GA-Eastern","Morgan Falls",717,"6","WAT","HY",2.4,1.4,0,2633.71,0,null,"Electric Utility","N","OP",null,"Non Combustion (NUC, WAT, WND, GEO, or SUN)",null,"Eastern"]
["EXCLUDE","GA","GA-Eastern","Morgan Falls",717,"7","WAT","HY",2.4,1.4,0,2633.71,0,null,"Electric Utility","N","OP",null,"Non Combustion (NUC, WAT, WND, GEO, or SUN)",null,"Eastern"]
["EXCLUDE","GA","GA-Eastern","Nacoochee",718,"1","WAT","HY",2.4,3,0,5101,0,null,"Electric Utility","N","OP",null,"Non Combustion (NUC, WAT, WND, GEO, or SUN)",null,"Eastern"]
["EXCLUDE","GA","GA-Eastern","Nacoochee",718,"2","WAT","HY",2.4,3,0,5101,0,null,"Electric Utility","N","OP",null,"Non Combustion (NUC, WAT, WND, GEO, or SUN)",null,"Eastern"]
["EXCLUDE","GA","GA-Eastern","North Highlands",719,"1","WAT","HY",9.1999999999999993,10.5,0,18951.38,0,null,"Electric Utility","N","OP",null,"Non Combustion (NUC, WAT, WND, GEO, or SUN)",null,"Eastern"]
["EXCLUDE","GA","GA-Eastern","North Highlands",719,"2","WAT","HY",9.1999999999999993,10.5,0,18951.38,0,null,"Electric Utility","N","OP",null,"Non Combustion (NUC, WAT, WND, GEO, or SUN)",null,"Eastern"]
["EXCLUDE","GA","GA-Eastern","North Highlands",719,"3","WAT","HY",9.1999999999999993,10.5,0,18951.38,0,null,"Electric Utility","N","OP",null,"Non Combustion (NUC, WAT, WND, GEO, or SUN)",null,"Eastern"]
["EXCLUDE","GA","GA-Eastern","North Highlands",719,"4","WAT","HY",2,2.2999999999999998,0,4119.8599999999997,0,null,"Electric Utility","N","OP",null,"Non Combustion (NUC, WAT, WND, GEO, or SUN)",null,"Eastern"]
["EXCLUDE","GA","GA-Eastern","Oliver Dam",720,"1","WAT","HY",18,17.7,0,26802.9,0,null,"Electric Utility","N","OP",null,"Non Combustion (NUC, WAT, WND, GEO, or SUN)",null,"Eastern"]
["EXCLUDE","GA","GA-Eastern","Oliver Dam",720,"2","WAT","HY",18,17.7,0,26802.9,0,null,"Electric Utility","N","OP",null,"Non Combustion (NUC, WAT, WND, GEO, or SUN)",null,"Eastern"]
["EXCLUDE","GA","GA-Eastern","Oliver Dam",720,"3","WAT","HY",18,17.7,0,26802.9,0,null,"Electric Utility","N","OP",null,"Non Combustion (NUC, WAT, WND, GEO, or SUN)",null,"Eastern"]
["EXCLUDE","GA","GA-Eastern","Oliver Dam",720,"4","WAT","HY",6,5.9,0,8934.2999999999993,0,null,"Electric Utility","N","OP",null,"Non Combustion (NUC, WAT, WND, GEO, or SUN)",null,"Eastern"]
["EXCLUDE","GA","GA-Eastern","Sinclair Dam",722,"1","WAT","HY",22.5,21.9,0,13714.5,0,null,"Electric Utility","N","OP",null,"Non Combustion (NUC, WAT, WND, GEO, or SUN)",null,"Eastern"]
["EXCLUDE","GA","GA-Eastern","Sinclair Dam",722,"2","WAT","HY",22.5,21.9,0,13714.5,0,null,"Electric Utility","N","OP",null,"Non Combustion (NUC, WAT, WND, GEO, or SUN)",null,"Eastern"]
["EXCLUDE","GA","GA-Eastern","Tallulah Falls",723,"1","WAT","HY",12,12,0,16667.330000000002,0,null,"Electric Utility","N","OP",null,"Non Combustion (NUC, WAT, WND, GEO, or SUN)",null,"Eastern"]
["EXCLUDE","GA","GA-Eastern","Tallulah Falls",723,"2","WAT","HY",12,12,0,16667.330000000002,0,null,"Electric Utility","N","OP",null,"Non Combustion (NUC, WAT, WND, GEO, or SUN)",null,"Eastern"]
["EXCLUDE","GA","GA-Eastern","Tallulah Falls",723,"3","WAT","HY",12,12,0,16667.330000000002,0,null,"Electric Utility","N","OP",null,"Non Combustion (NUC, WAT, WND, GEO, or SUN)",null,"Eastern"]
["EXCLUDE","GA","GA-Eastern","Tallulah Falls",723,"4","WAT","HY",12,12,0,16667.330000000002,0,null,"Electric Utility","N","OP",null,"Non Combustion (NUC, WAT, WND, GEO, or SUN)",null,"Eastern"]
["EXCLUDE","GA","GA-Eastern","Tallulah Falls",723,"5","WAT","HY",12,12,0,16667.330000000002,0,null,"Electric Utility","N","OP",null,"Non Combustion (NUC, WAT, WND, GEO, or SUN)",null,"Eastern"]
["EXCLUDE","GA","GA-Eastern","Tallulah Falls",723,"6","WAT","HY",12,12,0,16667.330000000002,0,null,"Electric Utility","N","OP",null,"Non Combustion (NUC, WAT, WND, GEO, or SUN)",null,"Eastern"]
["EXCLUDE","GA","GA-Eastern","Terrora",724,"1","WAT","HY",8,8.3000000000000007,0,14671,0,null,"Electric Utility","N","OP",null,"Non Combustion (NUC, WAT, WND, GEO, or SUN)",null,"Eastern"]
["EXCLUDE","GA","GA-Eastern","Terrora",724,"2","WAT","HY",8,8.3000000000000007,0,14671,0,null,"Electric Utility","N","OP",null,"Non Combustion (NUC, WAT, WND, GEO, or SUN)",null,"Eastern"]
["EXCLUDE","GA","GA-Eastern","Tugalo",725,"1","WAT","HY",11.2,13,0,17471,0,null,"Electric Utility","N","OP",null,"Non Combustion (NUC, WAT, WND, GEO, or SUN)",null,"Eastern"]
["EXCLUDE","GA","GA-Eastern","Tugalo",725,"2","WAT","HY",11.2,13,0,17471,0,null,"Electric Utility","N","OP",null,"Non Combustion (NUC, WAT, WND, GEO, or SUN)",null,"Eastern"]
["EXCLUDE","GA","GA-Eastern","Tugalo",725,"3","WAT","HY",11.2,13,0,17471,0,null,"Electric Utility","N","OP",null,"Non Combustion (NUC, WAT, WND, GEO, or SUN)",null,"Eastern"]
["EXCLUDE","GA","GA-Eastern","Tugalo",725,"4","WAT","HY",11.2,13,0,17471,0,null,"Electric Utility","N","OP",null,"Non Combustion (NUC, WAT, WND, GEO, or SUN)",null,"Eastern"]
["EXCLUDE","GA","GA-Eastern","Mitchell",727,"1","BIT","ST",27.5,20,0,0,0,null,"Electric Utility","N","RE",2002,"Retired prior to 2012",null,"Eastern"]
["EXCLUDE","GA","GA-Eastern","Mitchell",727,"2","BIT","ST",27.5,20,0,0,0,null,"Electric Utility","N","RE",2002,"Retired prior to 2012",null,"Eastern"]
["COALST","GA","GA-Eastern","Mitchell",727,"3","BIT","ST",163.19999999999999,155,1814,3049.03,3587.95,null,"Electric Utility","N","OP",null,null,null,"Eastern"]
["EXCLUDE","GA","GA-Eastern","Mitchell",727,"4A","DFO","GT",41.8,31,336.67,61.26,83.83,null,"Electric Utility","N","OP",null,"Simple cycle unit",null,"Eastern"]
["EXCLUDE","GA","GA-Eastern","Mitchell",727,"4B","DFO","GT",41.8,31,336.67,61.26,83.83,null,"Electric Utility","N","OP",null,"Simple cycle unit",null,"Eastern"]
["EXCLUDE","GA","GA-Eastern","Mitchell",727,"4C","DFO","GT",41.8,31,336.67,61.26,83.83,null,"Electric Utility","N","RE",2012,"Simple cycle unit",null,"Eastern"]
["COALST","GA","GA-Eastern","Yates",728,"1","BIT","ST",122.5,97,1380,16249,26191.83,null,"Electric Utility","N","OP",2015,null,null,"Eastern"]
["COALST","GA","GA-Eastern","Yates",728,"2","BIT","ST",122.5,103,1404,269654,347153.89,null,"Electric Utility","N","OP",2015,null,null,"Eastern"]
["COALST","GA","GA-Eastern","Yates",728,"3","BIT","ST",122.5,111,1552,354408,451732.94,null,"Electric Utility","N","OP",2015,null,null,"Eastern"]
["COALST","GA","GA-Eastern","Yates",728,"4","BIT","ST",156.19999999999999,133,1579,49651,63996.77,null,"Electric Utility","N","OP",2015,null,null,"Eastern"]
["COALST","GA","GA-Eastern","Yates",728,"5","BIT","ST",156.19999999999999,135,1664,8561,13404.61,null,"Electric Utility","N","OP",2015,null,null,"Eastern"]
["COALST","GA","GA-Eastern","Yates",728,"6","BIT","ST",403.7,352,4183,1082502,1124108.8,null,"Electric Utility","N","OP",null,null,null,"Eastern"]
["COALST","GA","GA-Eastern","Yates",728,"7","BIT","ST",403.7,355,3996,591440,617667.38,null,"Electric Utility","N","OP",null,null,null,"Eastern"]
["EXCLUDE","GA","GA-Eastern","Yonah",729,"1","WAT","HY",7.5,9.5,0,10362.33,0,null,"Electric Utility","N","OP",null,"Non Combustion (NUC, WAT, WND, GEO, or SUN)",null,"Eastern"]
["EXCLUDE","GA","GA-Eastern","Yonah",729,"2","WAT","HY",7.5,9.5,0,10362.33,0,null,"Electric Utility","N","OP",null,"Non Combustion (NUC, WAT, WND, GEO, or SUN)",null,"Eastern"]
["EXCLUDE","GA","GA-Eastern","Yonah",729,"3","WAT","HY",7.5,9.5,0,10362.33,0,null,"Electric Utility","N","OP",null,"Non Combustion (NUC, WAT, WND, GEO, or SUN)",null,"Eastern"]
["EXCLUDE","GA","GA-Eastern","Boulevard",732,"1","NG","GT",15.6,14,0,35,155.07,null,"Electric Utility","N","OP",null,"Simple cycle unit",null,"Eastern"]
["EXCLUDE","GA","GA-Eastern","Boulevard",732,"2","NG","GT",15.6,14,0,35,155.07,null,"Electric Utility","N","OP",2015,"Simple cycle unit",null,"Eastern"]
["EXCLUDE","GA","GA-Eastern","Boulevard",732,"3","NG","GT",15.6,14,0,35,155.07,null,"Electric Utility","N","OP",2015,"Simple cycle unit",null,"Eastern"]
["COALST","GA","GA-Eastern","Kraft",733,"2","BIT","ST",54.4,52,690,178896,146697.67000000001,null,"Electric Utility","N","OP",2016,null,null,"Eastern"]
["COALST","GA","GA-Eastern","Kraft",733,"3","BIT","ST",103.5,101,1274,268932,222823.43,null,"Electric Utility","N","OP",2016,null,null,"Eastern"]
["OGST","GA","GA-Eastern","Kraft",733,"4","NG","ST",126,115,1393,0,0,null,"Electric Utility","N","OP",2016,null,null,"Eastern"]
["EXCLUDE","GA","GA-Eastern","Kraft",733,"PWA","NG","GT",18.5,17,0,52,22.33,null,"Electric Utility","N","OP",null,"Simple cycle unit",null,"Eastern"]
["COALST","GA","GA-Eastern","Kraft",733,"ST1","BIT","ST",50,48,647,177740,145805.18,null,"Electric Utility","N","OP",2016,null,null,"Eastern"]
["EXCLUDE","GA","GA-Eastern","Riverside",734,"4","NG","ST",15,20,0,0,0,null,"Electric Utility","N","RE",2004,"Retired prior to 2012",null,"Eastern"]
["EXCLUDE","GA","GA-Eastern","Riverside",734,"5","NG","ST",7.5,9,0,0,0,null,"Electric Utility","N","RE",2004,"Retired prior to 2012",null,"Eastern"]
["EXCLUDE","GA","GA-Eastern","Riverside",734,"6","NG","ST",24.7,19,0,0,0,null,"Electric Utility","N","RE",2005,"Retired prior to 2012",null,"Eastern"]
["EXCLUDE","GA","GA-Eastern","Riverside",734,"7","NG","ST",21.2,20,0,0,0,null,"Electric Utility","N","RE",2005,"Retired prior to 2012",null,"Eastern"]
["EXCLUDE","GA","GA-Eastern","Riverside",734,"8","NG","ST",37.5,39,0,0,0,null,"Electric Utility","N","RE",2005,"Retired prior to 2012",null,"Eastern"]
["EXCLUDE","GA","GA-Eastern","Stevens Creek",736,"1","WAT","HY",2.2999999999999998,1.5,0,6049.88,0,null,"Electric Utility","N","OP",null,"Non Combustion (NUC, WAT, WND, GEO, or SUN)",null,"Eastern"]
["EXCLUDE","GA","GA-Eastern","Stevens Creek",736,"2","WAT","HY",2.2999999999999998,1.5,0,6049.88,0,null,"Electric Utility","N","OP",null,"Non Combustion (NUC, WAT, WND, GEO, or SUN)",null,"Eastern"]
["EXCLUDE","GA","GA-Eastern","Stevens Creek",736,"3","WAT","HY",2.2999999999999998,1.5,0,6049.88,0,null,"Electric Utility","N","OP",null,"Non Combustion (NUC, WAT, WND, GEO, or SUN)",null,"Eastern"]
["EXCLUDE","GA","GA-Eastern","Stevens Creek",736,"4","WAT","HY",2.2999999999999998,1.5,0,6049.88,0,null,"Electric Utility","N","OP",null,"Non Combustion (NUC, WAT, WND, GEO, or SUN)",null,"Eastern"]
["EXCLUDE","GA","GA-Eastern","Stevens Creek",736,"5","WAT","HY",2.2999999999999998,1.5,0,6049.88,0,null,"Electric Utility","N","OP",null,"Non Combustion (NUC, WAT, WND, GEO, or SUN)",null,"Eastern"]
["EXCLUDE","GA","GA-Eastern","Stevens Creek",736,"6","WAT","HY",2.2999999999999998,1.5,0,6049.88,0,null,"Electric Utility","N","OP",null,"Non Combustion (NUC, WAT, WND, GEO, or SUN)",null,"Eastern"]
["EXCLUDE","GA","GA-Eastern","Stevens Creek",736,"7","WAT","HY",2.2999999999999998,1.5,0,6049.88,0,null,"Electric Utility","N","OP",null,"Non Combustion (NUC, WAT, WND, GEO, or SUN)",null,"Eastern"]
["EXCLUDE","GA","GA-Eastern","Stevens Creek",736,"8","WAT","HY",2.2999999999999998,1.5,0,6049.88,0,null,"Electric Utility","N","OP",null,"Non Combustion (NUC, WAT, WND, GEO, or SUN)",null,"Eastern"]
["EXCLUDE","CA","CA-Western","Etiwanda",745,"1","WAT","HY",23.9,23.9,0,44585,0,null,"Electric Utility","N","OP",null,"Non Combustion (NUC, WAT, WND, GEO, or SUN)",null,"Western"]
["EXCLUDE","FL","FL-Eastern","Dinner Lake",747,"1","NG","ST",12.6,11,0,0,0,null,"Electric Utility","N","RE",2003,"Retired prior to 2012",null,"Eastern"]
["EXCLUDE","FL","FL-Eastern","Phillips",748,"1","DFO","IC",19.2,18,0,0,0,null,"Electric Utility","N","OS",null,"Internal Combustion",null,"Eastern"]
["EXCLUDE","FL","FL-Eastern","Phillips",748,"2","DFO","IC",19.2,18,0,0,0,null,"Electric Utility","N","OS",null,"Internal Combustion",null,"Eastern"]
["EXCLUDE","FL","FL-Eastern","Phillips",748,"3","RFO","CC",3.6,3,0,0,0,null,"Electric Utility","N","RE",2006,"Retired prior to 2012",null,"Eastern"]
["EXCLUDE","CA","CA-Western","Moccasin Low Head Hydro Project",751,"1","WAT","HY",2.9,2.9,0,1648,0,null,"Electric Utility","N","OP",null,"Non Combustion (NUC, WAT, WND, GEO, or SUN)",null,"Western"]
["EXCLUDE","GA","GA-Eastern","Lake Blackshear Project",752,"1","WAT","HY",2.4,2.4,0,2701.26,0,null,"Electric Utility","N","OP",null,"Non Combustion (NUC, WAT, WND, GEO, or SUN)",null,"Eastern"]
["EXCLUDE","GA","GA-Eastern","Lake Blackshear Project",752,"2","WAT","HY",5,4,0,5627.62,0,null,"Electric Utility","N","OP",null,"Non Combustion (NUC, WAT, WND, GEO, or SUN)",null,"Eastern"]
["EXCLUDE","GA","GA-Eastern","Lake Blackshear Project",752,"3","WAT","HY",4.8,4.8,0,5402.51,0,null,"Electric Utility","N","OP",null,"Non Combustion (NUC, WAT, WND, GEO, or SUN)",null,"Eastern"]
["EXCLUDE","GA","GA-Eastern","Lake Blackshear Project",752,"4","WAT","HY",5,4,0,5627.62,0,null,"Electric Utility","N","OP",null,"Non Combustion (NUC, WAT, WND, GEO, or SUN)",null,"Eastern"]
["EXCLUDE","GA","GA-Eastern","Crisp Plant",753,"1","BIT","ST",12.5,10,0,257,604.99,null,"Electric Utility","N","OP",null,"Steam unit (PRMVR=ST) less than or equal to 25MW (i.e. 250 MMBtu/hr)",null,"Eastern"]
["EXCLUDE","GA","GA-Eastern","Crisp Plant",753,"GT1","NG","GT",5,4,0,84,157.86000000000001,null,"Electric Utility","N","OP",null,"Simple cycle unit",null,"Eastern"]
["EXCLUDE","GA","GA-Eastern","Hartwell Lake",754,"1","WAT","HY",85,85,0,57435.71,0,null,"Electric Utility","N","OP",null,"Non Combustion (NUC, WAT, WND, GEO, or SUN)",null,"Eastern"]
["EXCLUDE","GA","GA-Eastern","Hartwell Lake",754,"2","WAT","HY",85,85,0,57435.71,0,null,"Electric Utility","N","OP",null,"Non Combustion (NUC, WAT, WND, GEO, or SUN)",null,"Eastern"]
["EXCLUDE","GA","GA-Eastern","Hartwell Lake",754,"3","WAT","HY",85,85,0,57435.71,0,null,"Electric Utility","N","OP",null,"Non Combustion (NUC, WAT, WND, GEO, or SUN)",null,"Eastern"]
["EXCLUDE","GA","GA-Eastern","Hartwell Lake",754,"4","WAT","HY",85,85,0,57435.71,0,null,"Electric Utility","N","OP",null,"Non Combustion (NUC, WAT, WND, GEO, or SUN)",null,"Eastern"]
["EXCLUDE","GA","GA-Eastern","Hartwell Lake",754,"5","WAT","HY",80,90,0,54057.14,0,null,"Electric Utility","N","OP",null,"Non Combustion (NUC, WAT, WND, GEO, or SUN)",null,"Eastern"]
["EXCLUDE","GA","GA-Eastern","Blue Ridge",757,"1","WAT","HY",22,16,0,12368.68,0,null,"Electric Utility","N","OP",null,"Non Combustion (NUC, WAT, WND, GEO, or SUN)",null,"Eastern"]
["EXCLUDE","GA","GA-Eastern","Blue Ridge",757,"2","WAT","HY",1.5,1.3,0,843.32,0,null,"Electric Utility","N","OP",null,"Non Combustion (NUC, WAT, WND, GEO, or SUN)",null,"Eastern"]
["EXCLUDE","GA","GA-Eastern","Nottely",758,"1","WAT","HY",15,19.2,0,15296.23,0,null,"Electric Utility","N","OP",null,"Non Combustion (NUC, WAT, WND, GEO, or SUN)",null,"Eastern"]
["EXCLUDE","GA","GA-Eastern","Nottely",758,"2","WAT","HY",0.9,0.9,0,917.77,0,null,"Electric Utility","N","OP",null,"Non Combustion (NUC, WAT, WND, GEO, or SUN)",null,"Eastern"]
["EXCLUDE","GA","GA-Eastern","Buford",759,"1","WAT","HY",40,40,0,0,0,null,"Electric Utility","N","RE",2003,"Retired prior to 2012",null,"Eastern"]
["EXCLUDE","GA","GA-Eastern","Buford",759,"1A","WAT","HY",62,60,0,49904.33,0,null,"Electric Utility","N","OP",null,"Non Combustion (NUC, WAT, WND, GEO, or SUN)",null,"Eastern"]
["EXCLUDE","GA","GA-Eastern","Buford",759,"2","WAT","HY",40,40,0,0,0,null,"Electric Utility","N","RE",2004,"Retired prior to 2012",null,"Eastern"]
["EXCLUDE","GA","GA-Eastern","Buford",759,"2A","WAT","HY",62,60,0,49904.33,0,null,"Electric Utility","N","OP",null,"Non Combustion (NUC, WAT, WND, GEO, or SUN)",null,"Eastern"]
["EXCLUDE","GA","GA-Eastern","Buford",759,"3","WAT","HY",6,6,0,0,0,null,"Electric Utility","N","RE",2005,"Retired prior to 2012",null,"Eastern"]
["EXCLUDE","GA","GA-Eastern","Buford",759,"3A","WAT","HY",7.2,6.8,0,5795.34,0,null,"Electric Utility","N","OP",null,"Non Combustion (NUC, WAT, WND, GEO, or SUN)",null,"Eastern"]
["EXCLUDE","GA","GA-Eastern","Allatoona",760,"1","WAT","HY",42.3,35,0,32533.88,0,null,"Electric Utility","N","OS",null,"Non Combustion (NUC, WAT, WND, GEO, or SUN)",null,"Eastern"]
["EXCLUDE","GA","GA-Eastern","Allatoona",760,"2","WAT","HY",42.3,35,0,32533.88,0,null,"Electric Utility","N","OP",null,"Non Combustion (NUC, WAT, WND, GEO, or SUN)",null,"Eastern"]
["EXCLUDE","GA","GA-Eastern","Allatoona",760,"A","WAT","HY",2,2,0,1538.24,0,null,"Electric Utility","N","OP",null,"Non Combustion (NUC, WAT, WND, GEO, or SUN)",null,"Eastern"]
["EXCLUDE","GA","GA-Eastern","Walter F George",761,"1","WAT","HY",32.5,42,0,41258.75,0,null,"Electric Utility","N","OP",null,"Non Combustion (NUC, WAT, WND, GEO, or SUN)",null,"Eastern"]
["EXCLUDE","GA","GA-Eastern","Walter F George",761,"2","WAT","HY",32.5,42,0,41258.75,0,null,"Electric Utility","N","OP",null,"Non Combustion (NUC, WAT, WND, GEO, or SUN)",null,"Eastern"]
["EXCLUDE","GA","GA-Eastern","Walter F George",761,"3","WAT","HY",32.5,42,0,41258.75,0,null,"Electric Utility","N","OP",null,"Non Combustion (NUC, WAT, WND, GEO, or SUN)",null,"Eastern"]
["EXCLUDE","GA","GA-Eastern","Walter F George",761,"4","WAT","HY",32.5,42,0,41258.75,0,null,"Electric Utility","N","OP",null,"Non Combustion (NUC, WAT, WND, GEO, or SUN)",null,"Eastern"]
["OGST","OK","OK-Eastern","Ponca",762,"2","NG","ST",48,34,493,36.72,119.87,null,"Electric Utility","N","OP",null,null,null,"Eastern"]
["EXCLUDE","HI","HI-Hawaii","Honolulu",764,"H8","RFO","ST",50,48.6,0,38473,42078.43,null,"Electric Utility","N","OP",2014,"State not covered under final 111(d)",null,"Hawaii"]
["EXCLUDE","HI","HI-Hawaii","Honolulu",764,"H9","RFO","ST",54.4,51.7,0,9740,14554.42,null,"Electric Utility","N","OP",2014,"State not covered under final 111(d)",null,"Hawaii"]
["EXCLUDE","HI","HI-Hawaii","Kahe",765,"K1","RFO","ST",81.599999999999994,77.900000000000006,0,336153,284866.99,null,"Electric Utility","N","OP",null,"State not covered under final 111(d)",null,"Hawaii"]
["EXCLUDE","HI","HI-Hawaii","Kahe",765,"K2","RFO","ST",81.599999999999994,78.099999999999994,0,389489,341252.53,null,"Electric Utility","N","OP",null,"State not covered under final 111(d)",null,"Hawaii"]
["EXCLUDE","HI","HI-Hawaii","Kahe",765,"K3","RFO","ST",85.8,82.1,0,444570,376743.08,null,"Electric Utility","N","OP",null,"State not covered under final 111(d)",null,"Hawaii"]
["EXCLUDE","HI","HI-Hawaii","Kahe",765,"K4","RFO","ST",90.9,87.2,0,495294,419728.25,null,"Electric Utility","N","OP",null,"State not covered under final 111(d)",null,"Hawaii"]
["EXCLUDE","HI","HI-Hawaii","Kahe",765,"K5","RFO","ST",134.9,128.1,0,672869,570211.07999999996,null,"Electric Utility","N","OP",null,"State not covered under final 111(d)",null,"Hawaii"]
["EXCLUDE","HI","HI-Hawaii","Kahe",765,"K6","RFO","ST",134.9,128.69999999999999,0,670449,568160.30000000005,null,"Electric Utility","N","OP",null,"State not covered under final 111(d)",null,"Hawaii"]
["EXCLUDE","HI","HI-Hawaii","Waiau",766,"W10","DFO","GT",51.3,51.2,0,2353.5,3654.77,null,"Electric Utility","N","OP",null,"State not covered under final 111(d)",null,"Hawaii"]
["EXCLUDE","HI","HI-Hawaii","Waiau",766,"W3","RFO","ST",50,47.2,0,17608,22131.200000000001,null,"Electric Utility","N","OP",null,"State not covered under final 111(d)",null,"Hawaii"]
["EXCLUDE","HI","HI-Hawaii","Waiau",766,"W4","RFO","ST",50,47.7,0,24376,25588.98,null,"Electric Utility","N","OP",null,"State not covered under final 111(d)",null,"Hawaii"]
["EXCLUDE","HI","HI-Hawaii","Waiau",766,"W5","RFO","ST",54.4,51.9,0,79010,76691.990000000005,null,"Electric Utility","N","OP",null,"State not covered under final 111(d)",null,"Hawaii"]
["EXCLUDE","HI","HI-Hawaii","Waiau",766,"W6","RFO","ST",54.4,51.8,0,85677,79195.23,null,"Electric Utility","N","OP",null,"State not covered under final 111(d)",null,"Hawaii"]
["EXCLUDE","HI","HI-Hawaii","Waiau",766,"W7","RFO","ST",81.599999999999994,77.8,0,405106,337182.09,null,"Electric Utility","N","OP",null,"State not covered under final 111(d)",null,"Hawaii"]
["EXCLUDE","HI","HI-Hawaii","Waiau",766,"W8","RFO","ST",81.599999999999994,77.8,0,425017,334276.53999999998,null,"Electric Utility","N","OP",null,"State not covered under final 111(d)",null,"Hawaii"]
["EXCLUDE","HI","HI-Hawaii","Waiau",766,"W9","DFO","GT",51.3,51.2,0,2353.5,3654.77,null,"Electric Utility","N","OP",null,"State not covered under final 111(d)",null,"Hawaii"]
["EXCLUDE","HI","HI-Hawaii","Waimea",768,"10","DFO","IC",1,1,0,0,0,null,"Electric Utility","N","RE",2001,"State not covered under final 111(d)",null,"Hawaii"]
["EXCLUDE","HI","HI-Hawaii","Waimea",768,"12","DFO","IC",2.5,2.5,0,0,0,null,"Electric Utility","N","OP",null,"State not covered under final 111(d)",null,"Hawaii"]
["EXCLUDE","HI","HI-Hawaii","Waimea",768,"13","DFO","IC",2.5,2.5,0,0,0,null,"Electric Utility","N","OP",null,"State not covered under final 111(d)",null,"Hawaii"]
["EXCLUDE","HI","HI-Hawaii","Waimea",768,"14","DFO","IC",2.5,2.5,0,0,0,null,"Electric Utility","N","OP",null,"State not covered under final 111(d)",null,"Hawaii"]
["EXCLUDE","HI","HI-Hawaii","Waimea",768,"8","DFO","IC",1,1,0,0,0,null,"Electric Utility","N","RE",2001,"State not covered under final 111(d)",null,"Hawaii"]
["EXCLUDE","HI","HI-Hawaii","Waimea",768,"9","DFO","IC",1,1,0,0,0,null,"Electric Utility","N","RE",2001,"State not covered under final 111(d)",null,"Hawaii"]
["EXCLUDE","HI","HI-Hawaii","Kanoelehua",769,"11","DFO","IC",2,2,0,0,0,null,"Electric Utility","N","OP",null,"State not covered under final 111(d)",null,"Hawaii"]
["EXCLUDE","HI","HI-Hawaii","Kanoelehua",769,"15","DFO","IC",2.5,2.5,0,0,0,null,"Electric Utility","N","OP",null,"State not covered under final 111(d)",null,"Hawaii"]
["EXCLUDE","HI","HI-Hawaii","Kanoelehua",769,"16","DFO","IC",2.5,2.5,0,0,0,null,"Electric Utility","N","OP",null,"State not covered under final 111(d)",null,"Hawaii"]
["EXCLUDE","HI","HI-Hawaii","Kanoelehua",769,"17","DFO","IC",2.5,2.5,0,0,0,null,"Electric Utility","N","OP",null,"State not covered under final 111(d)",null,"Hawaii"]
["EXCLUDE","HI","HI-Hawaii","Kanoelehua",769,"CT1","DFO","GT",11.5,10.5,0,33,67.91,null,"Electric Utility","N","OP",null,"State not covered under final 111(d)",null,"Hawaii"]
["EXCLUDE","HI","HI-Hawaii","Puueo",771,"1","WAT","HY",0.7,0.7,0,4744.1899999999996,0,null,"Electric Utility","N","OP",null,"State not covered under final 111(d)",null,"Hawaii"]
["EXCLUDE","HI","HI-Hawaii","Puueo",771,"2","WAT","HY",1.5,1.7,0,0,0,null,"Electric Utility","N","RE",2002,"State not covered under final 111(d)",null,"Hawaii"]
["EXCLUDE","HI","HI-Hawaii","Puueo",771,"2A","WAT","HY",2.4,2.4,0,16265.81,0,null,"Electric Utility","N","OP",null,"State not covered under final 111(d)",null,"Hawaii"]
["EXCLUDE","HI","HI-Hawaii","W H Hill",772,"5","RFO","ST",14.1,14.1,0,60963,66472.77,null,"Electric Utility","N","OP",null,"State not covered under final 111(d)",null,"Hawaii"]
["EXCLUDE","HI","HI-Hawaii","W H Hill",772,"6","RFO","ST",23,21.4,0,113022,123236.81,null,"Electric Utility","N","OP",null,"State not covered under final 111(d)",null,"Hawaii"]
["EXCLUDE","WA","WA-Western","Sullivan CR",773,"1","WAT","HY",4.5,4.5,0,0,0,null,"Electric Utility","N","IP",null,"Status of Operation (IP, L, P, T)",null,"Western"]
["EXCLUDE","WA","WA-Western","Sullivan CR",773,"2","WAT","HY",4.5,4.5,0,0,0,null,"Electric Utility","N","IP",null,"Status of Operation (IP, L, P, T)",null,"Western"]
["EXCLUDE","HI","HI-Hawaii","Waiau",774,"1","WAT","HY",0.7,0.7,0,5551,0,null,"Electric Utility","N","OP",null,"State not covered under final 111(d)",null,"Hawaii"]
["EXCLUDE","HI","HI-Hawaii","Waiau",774,"2","WAT","HY",0.3,0.3,0,2379,0,null,"Electric Utility","N","OP",null,"State not covered under final 111(d)",null,"Hawaii"]
["EXCLUDE","CA","CA-Western","Sly Creek",776,"1","WAT","HY",12.1,9,0,28419,0,null,"Electric Utility","N","OP",null,"Non Combustion (NUC, WAT, WND, GEO, or SUN)",null,"Western"]
["EXCLUDE","ME","ME-Eastern","Basin Mills",783,"1","WAT","HY",12,12,0,0,0,null,"Electric Utility","N","IP",null,"Status of Operation (IP, L, P, T)",null,"Eastern"]
["EXCLUDE","ME","ME-Eastern","Basin Mills",783,"2","WAT","HY",12,12,0,0,0,null,"Electric Utility","N","IP",null,"Status of Operation (IP, L, P, T)",null,"Eastern"]
["EXCLUDE","ME","ME-Eastern","Basin Mills",783,"3","WAT","HY",12,12,0,0,0,null,"Electric Utility","N","IP",null,"Status of Operation (IP, L, P, T)",null,"Eastern"]
["EXCLUDE","ME","ME-Eastern","Veazie C",784,"1","WAT","HY",8,8,0,0,0,null,"Electric Utility","N","IP",null,"Status of Operation (IP, L, P, T)",null,"Eastern"]
["EXCLUDE","NE","NE-Eastern","Kingsley",785,"1","WAT","HY",50,38,0,83660,0,null,"Electric Utility","N","OP",null,"Non Combustion (NUC, WAT, WND, GEO, or SUN)",null,"Eastern"]
["EXCLUDE","VT","VT-Eastern","East Barnet",788,"1","WAT","HY",2.2000000000000002,1.9,0,5684,0,null,"Electric Utility","N","OP",null,"State not covered under final 111(d)",null,"Eastern"]
["EXCLUDE","AK","AK-Alaska","Orca",789,"1","DFO","IC",1.5,1.5,0,0,0,null,"Electric Utility","N","L",null,"State not covered under final 111(d)",null,"Alaska"]
["EXCLUDE","AK","AK-Alaska","Orca",789,"2","DFO","IC",1.5,1.5,0,0,0,null,"Electric Utility","N","L",null,"State not covered under final 111(d)",null,"Alaska"]
["EXCLUDE","AK","AK-Alaska","Orca",789,"3","DFO","IC",2.5,2.5,0,0,0,null,"Electric Utility","N","OP",null,"State not covered under final 111(d)",null,"Alaska"]
["EXCLUDE","AK","AK-Alaska","Orca",789,"4","DFO","IC",2.4,2.4,0,0,0,null,"Electric Utility","N","OP",null,"State not covered under final 111(d)",null,"Alaska"]
["EXCLUDE","AK","AK-Alaska","Orca",789,"5","DFO","IC",1.1000000000000001,1.1000000000000001,0,0,0,null,"Electric Utility","N","OP",null,"State not covered under final 111(d)",null,"Alaska"]
["EXCLUDE","AK","AK-Alaska","Orca",789,"6","DFO","IC",1.1000000000000001,1.1000000000000001,0,0,0,null,"Electric Utility","N","OP",null,"State not covered under final 111(d)",null,"Alaska"]
["EXCLUDE","AK","AK-Alaska","Orca",789,"7","DFO","IC",3.6,3.6,0,0,0,null,"Electric Utility","N","OP",null,"State not covered under final 111(d)",null,"Alaska"]
["EXCLUDE","ID","ID-Western","Gem State",790,"1","WAT","HY",23.4,23.4,0,167068,0,null,"Electric Utility","N","OP",null,"Non Combustion (NUC, WAT, WND, GEO, or SUN)",null,"Western"]
["EXCLUDE","TX","TX-ERCOT","Canyon",791,"1","WAT","HY",3,3,0,0,0,null,"Electric Utility","N","OP",null,"Non Combustion (NUC, WAT, WND, GEO, or SUN)",null,"ERCOT"]
["EXCLUDE","TX","TX-ERCOT","Canyon",791,"2","WAT","HY",3,3,0,0,0,null,"Electric Utility","N","OP",null,"Non Combustion (NUC, WAT, WND, GEO, or SUN)",null,"ERCOT"]
["EXCLUDE","HI","HI-Hawaii","Palaau Power",792,"15","DFO","GT",2.5,2,0,86,136.47,null,"Electric Utility","N","OP",null,"State not covered under final 111(d)",null,"Hawaii"]
["EXCLUDE","HI","HI-Hawaii","Palaau Power",792,"7","DFO","IC",2.2000000000000002,2.1,0,0,0,null,"Electric Utility","N","OP",null,"State not covered under final 111(d)",null,"Hawaii"]
["EXCLUDE","HI","HI-Hawaii","Palaau Power",792,"8","DFO","IC",2.2000000000000002,2.1,0,0,0,null,"Electric Utility","N","OP",null,"State not covered under final 111(d)",null,"Hawaii"]
["EXCLUDE","HI","HI-Hawaii","Palaau Power",792,"9","DFO","IC",2.2000000000000002,2.1,0,0,0,null,"Electric Utility","N","OP",null,"State not covered under final 111(d)",null,"Hawaii"]
["EXCLUDE","HI","HI-Hawaii","Palaau Power",792,"CAT1","DFO","IC",1.2,1.2,0,0,0,null,"Electric Utility","N","OP",null,"State not covered under final 111(d)",null,"Hawaii"]
["EXCLUDE","HI","HI-Hawaii","Palaau Power",792,"CAT2","DFO","IC",1.2,1.2,0,0,0,null,"Electric Utility","N","OP",null,"State not covered under final 111(d)",null,"Hawaii"]
["EXCLUDE","HI","HI-Hawaii","Palaau Power",792,"CUM3","DFO","IC",0.9,0.9,0,0,0,null,"Electric Utility","N","OP",null,"State not covered under final 111(d)",null,"Hawaii"]
["EXCLUDE","HI","HI-Hawaii","Palaau Power",792,"CUM4","DFO","IC",0.9,0.9,0,0,0,null,"Electric Utility","N","OP",null,"State not covered under final 111(d)",null,"Hawaii"]
["EXCLUDE","HI","HI-Hawaii","Palaau Power",792,"CUM5","DFO","IC",0.9,0.9,0,0,0,null,"Electric Utility","N","OP",null,"State not covered under final 111(d)",null,"Hawaii"]
["EXCLUDE","HI","HI-Hawaii","Palaau Power",792,"CUM6","DFO","IC",0.9,0.9,0,0,0,null,"Electric Utility","N","OP",null,"State not covered under final 111(d)",null,"Hawaii"]
["EXCLUDE","TX","TX-ERCOT","Lewisville",794,"1","WAT","HY",2.8,2,0,0,0,null,"Electric Utility","N","OP",null,"Non Combustion (NUC, WAT, WND, GEO, or SUN)",null,"ERCOT"]
["EXCLUDE","ME","ME-Eastern","Charles E Monty",805,"M-1","WAT","HY",14.2,14,0,70452,0,null,"IPP Non-CHP","N","OP",null,"Non Combustion (NUC, WAT, WND, GEO, or SUN)",null,"Eastern"]
["EXCLUDE","ME","ME-Eastern","Charles E Monty",805,"M2","WAT","HY",14.2,14,0,70452,0,null,"IPP Non-CHP","N","OP",null,"Non Combustion (NUC, WAT, WND, GEO, or SUN)",null,"Eastern"]
["EXCLUDE","NY","NY-Eastern","Jarvis (Hinckley)",808,"1","WAT","HY",4.5,2,0,11922.5,0,null,"Electric Utility","N","OP",null,"Non Combustion (NUC, WAT, WND, GEO, or SUN)",null,"Eastern"]
["EXCLUDE","NY","NY-Eastern","Jarvis (Hinckley)",808,"2","WAT","HY",4.5,2,0,11922.5,0,null,"Electric Utility","N","OP",null,"Non Combustion (NUC, WAT, WND, GEO, or SUN)",null,"Eastern"]
["EXCLUDE","ID","ID-Western","American Falls",809,"1","WAT","HY",30.8,36.799999999999997,0,117526.67,0,null,"Electric Utility","N","OP",null,"Non Combustion (NUC, WAT, WND, GEO, or SUN)",null,"Western"]
["EXCLUDE","ID","ID-Western","American Falls",809,"2","WAT","HY",30.8,36.799999999999997,0,117526.67,0,null,"Electric Utility","N","OP",null,"Non Combustion (NUC, WAT, WND, GEO, or SUN)",null,"Western"]
["EXCLUDE","ID","ID-Western","American Falls",809,"3","WAT","HY",30.8,36.799999999999997,0,117526.67,0,null,"Electric Utility","N","OP",null,"Non Combustion (NUC, WAT, WND, GEO, or SUN)",null,"Western"]
["EXCLUDE","ID","ID-Western","Bliss",810,"1","WAT","HY",25,26.9,0,122522.67,0,null,"Electric Utility","N","OP",null,"Non Combustion (NUC, WAT, WND, GEO, or SUN)",null,"Western"]
["EXCLUDE","ID","ID-Western","Bliss",810,"2","WAT","HY",25,25.7,0,122522.67,0,null,"Electric Utility","N","OP",null,"Non Combustion (NUC, WAT, WND, GEO, or SUN)",null,"Western"]
["EXCLUDE","ID","ID-Western","Bliss",810,"3","WAT","HY",25,28.8,0,122522.67,0,null,"Electric Utility","N","OP",null,"Non Combustion (NUC, WAT, WND, GEO, or SUN)",null,"Western"]
["EXCLUDE","ID","ID-Western","Brownlee",811,"1","WAT","HY",90.1,123.3,0,353936.63,0,null,"Electric Utility","N","OP",null,"Non Combustion (NUC, WAT, WND, GEO, or SUN)",null,"Western"]
["EXCLUDE","ID","ID-Western","Brownlee",811,"2","WAT","HY",90.1,131.19999999999999,0,353936.63,0,null,"Electric Utility","N","OP",null,"Non Combustion (NUC, WAT, WND, GEO, or SUN)",null,"Western"]
["EXCLUDE","ID","ID-Western","Brownlee",811,"3","WAT","HY",90.1,120.2,0,353936.63,0,null,"Electric Utility","N","OP",null,"Non Combustion (NUC, WAT, WND, GEO, or SUN)",null,"Western"]
["EXCLUDE","ID","ID-Western","Brownlee",811,"4","WAT","HY",90.1,123.1,0,353936.63,0,null,"Electric Utility","N","OP",null,"Non Combustion (NUC, WAT, WND, GEO, or SUN)",null,"Western"]
["EXCLUDE","ID","ID-Western","Brownlee",811,"5","WAT","HY",225,246.2,0,883859.5,0,null,"Electric Utility","N","OP",null,"Non Combustion (NUC, WAT, WND, GEO, or SUN)",null,"Western"]
["EXCLUDE","ID","ID-Western","C J Strike",812,"1","WAT","HY",27.6,32.299999999999997,0,154835,0,null,"Electric Utility","N","OP",null,"Non Combustion (NUC, WAT, WND, GEO, or SUN)",null,"Western"]
["EXCLUDE","ID","ID-Western","C J Strike",812,"2","WAT","HY",27.6,31.2,0,154835,0,null,"Electric Utility","N","OP",null,"Non Combustion (NUC, WAT, WND, GEO, or SUN)",null,"Western"]
["EXCLUDE","ID","ID-Western","C J Strike",812,"3","WAT","HY",27.6,30.7,0,154835,0,null,"Electric Utility","N","OP",null,"Non Combustion (NUC, WAT, WND, GEO, or SUN)",null,"Western"]
["EXCLUDE","ID","ID-Western","Cascade",813,"1","WAT","HY",6.2,7.2,0,26465.5,0,null,"Electric Utility","N","OP",null,"Non Combustion (NUC, WAT, WND, GEO, or SUN)",null,"Western"]
["EXCLUDE","ID","ID-Western","Cascade",813,"2","WAT","HY",6.2,7.2,0,26465.5,0,null,"Electric Utility","N","OP",null,"Non Combustion (NUC, WAT, WND, GEO, or SUN)",null,"Western"]
["EXCLUDE","ID","ID-Western","Clear Lake",814,"1","WAT","HY",2.5,2.1,0,16883,0,null,"Electric Utility","N","OP",null,"Non Combustion (NUC, WAT, WND, GEO, or SUN)",null,"Western"]
["EXCLUDE","ID","ID-Western","Lower Malad",815,"1","WAT","HY",13.5,15.3,0,105900,0,null,"Electric Utility","N","OP",null,"Non Combustion (NUC, WAT, WND, GEO, or SUN)",null,"Western"]
["EXCLUDE","ID","ID-Western","Lower Salmon",816,"1","WAT","HY",15,18.100000000000001,0,62235,0,null,"Electric Utility","N","OP",null,"Non Combustion (NUC, WAT, WND, GEO, or SUN)",null,"Western"]
["EXCLUDE","ID","ID-Western","Lower Salmon",816,"2","WAT","HY",15,18,0,62235,0,null,"Electric Utility","N","OP",null,"Non Combustion (NUC, WAT, WND, GEO, or SUN)",null,"Western"]
["EXCLUDE","ID","ID-Western","Lower Salmon",816,"3","WAT","HY",15,17.7,0,62235,0,null,"Electric Utility","N","OP",null,"Non Combustion (NUC, WAT, WND, GEO, or SUN)",null,"Western"]
["EXCLUDE","ID","ID-Western","Lower Salmon",816,"4","WAT","HY",15,18.100000000000001,0,62235,0,null,"Electric Utility","N","OP",null,"Non Combustion (NUC, WAT, WND, GEO, or SUN)",null,"Western"]
["EXCLUDE","ID","ID-Western","Salmon Diesel",817,"1","DFO","IC",2.5,2.7,0,0,0,null,"Electric Utility","N","OP",null,"Internal Combustion",null,"Western"]
["EXCLUDE","ID","ID-Western","Salmon Diesel",817,"2","DFO","IC",2.5,2.7,0,0,0,null,"Electric Utility","N","OP",null,"Internal Combustion",null,"Western"]
["EXCLUDE","ID","ID-Western","Shoshone Falls",818,"1","WAT","HY",0.6,0.7,0,3164.98,0,null,"Electric Utility","N","OP",null,"Non Combustion (NUC, WAT, WND, GEO, or SUN)",null,"Western"]
["EXCLUDE","ID","ID-Western","Shoshone Falls",818,"2","WAT","HY",0.4,0.4,0,2109.98,0,null,"Electric Utility","N","OP",null,"Non Combustion (NUC, WAT, WND, GEO, or SUN)",null,"Western"]
["EXCLUDE","ID","ID-Western","Shoshone Falls",818,"3","WAT","HY",11.5,12.8,0,60662.04,0,null,"Electric Utility","N","OP",null,"Non Combustion (NUC, WAT, WND, GEO, or SUN)",null,"Western"]
["EXCLUDE","ID","ID-Western","Swan Falls",819,"1","WAT","HY",12.5,14.9,0,63639.5,0,null,"Electric Utility","N","OP",null,"Non Combustion (NUC, WAT, WND, GEO, or SUN)",null,"Western"]
["EXCLUDE","ID","ID-Western","Swan Falls",819,"2","WAT","HY",12.5,14.5,0,63639.5,0,null,"Electric Utility","N","OP",null,"Non Combustion (NUC, WAT, WND, GEO, or SUN)",null,"Western"]
["EXCLUDE","ID","ID-Western","Thousand Springs",820,"1","WAT","HY",1,0.8,0,6424.89,0,null,"Electric Utility","N","OS",null,"Non Combustion (NUC, WAT, WND, GEO, or SUN)",null,"Western"]
["EXCLUDE","ID","ID-Western","Thousand Springs",820,"2","WAT","HY",1,0.8,0,6424.89,0,null,"Electric Utility","N","OS",null,"Non Combustion (NUC, WAT, WND, GEO, or SUN)",null,"Western"]
["EXCLUDE","ID","ID-Western","Thousand Springs",820,"3","WAT","HY",6.8,6.4,0,43689.23,0,null,"Electric Utility","N","OP",null,"Non Combustion (NUC, WAT, WND, GEO, or SUN)",null,"Western"]
["EXCLUDE","ID","ID-Western","Twin Falls",821,"1","WAT","HY",8.4,10.1,0,26527.1,0,null,"Electric Utility","N","OP",null,"Non Combustion (NUC, WAT, WND, GEO, or SUN)",null,"Western"]
["EXCLUDE","ID","ID-Western","Twin Falls",821,"2","WAT","HY",44.3,43.1,0,139898.9,0,null,"Electric Utility","N","OP",null,"Non Combustion (NUC, WAT, WND, GEO, or SUN)",null,"Western"]
["EXCLUDE","ID","ID-Western","Upper Salmon A",822,"1","WAT","HY",9,9.5,0,51674,0,null,"Electric Utility","N","OP",null,"Non Combustion (NUC, WAT, WND, GEO, or SUN)",null,"Western"]
["EXCLUDE","ID","ID-Western","Upper Salmon A",822,"2","WAT","HY",9,8.6999999999999993,0,51674,0,null,"Electric Utility","N","OP",null,"Non Combustion (NUC, WAT, WND, GEO, or SUN)",null,"Western"]
["EXCLUDE","ID","ID-Western","Upper Malad",823,"1","WAT","HY",8.3000000000000007,8.1,0,61465,0,null,"Electric Utility","N","OP",null,"Non Combustion (NUC, WAT, WND, GEO, or SUN)",null,"Western"]
["EXCLUDE","ID","ID-Western","Ashton",825,"1","WAT","HY",2.8,2.8,0,783.59,0,null,"Electric Utility","N","OP",null,"Non Combustion (NUC, WAT, WND, GEO, or SUN)",null,"Western"]
["EXCLUDE","ID","ID-Western","Ashton",825,"2","WAT","HY",2,2.2000000000000002,0,559.71,0,null,"Electric Utility","N","OP",null,"Non Combustion (NUC, WAT, WND, GEO, or SUN)",null,"Western"]
["EXCLUDE","ID","ID-Western","Ashton",825,"3","WAT","HY",2,2.2000000000000002,0,559.71,0,null,"Electric Utility","N","OP",null,"Non Combustion (NUC, WAT, WND, GEO, or SUN)",null,"Western"]
["EXCLUDE","ID","ID-Western","Cove",826,"1","WAT","HY",7.5,7,0,0,0,null,"Electric Utility","N","RE",2006,"Retired prior to 2012",null,"Western"]
["EXCLUDE","ID","ID-Western","Grace",827,"3","WAT","HY",11,11,0,27531,0,null,"Electric Utility","N","OP",null,"Non Combustion (NUC, WAT, WND, GEO, or SUN)",null,"Western"]
["EXCLUDE","ID","ID-Western","Grace",827,"4","WAT","HY",11,11,0,27531,0,null,"Electric Utility","N","OP",null,"Non Combustion (NUC, WAT, WND, GEO, or SUN)",null,"Western"]
["EXCLUDE","ID","ID-Western","Grace",827,"5","WAT","HY",11,11,0,27531,0,null,"Electric Utility","N","OP",null,"Non Combustion (NUC, WAT, WND, GEO, or SUN)",null,"Western"]
["EXCLUDE","ID","ID-Western","Oneida",829,"1","WAT","HY",10,9.3000000000000007,0,10990.33,0,null,"Electric Utility","N","OP",null,"Non Combustion (NUC, WAT, WND, GEO, or SUN)",null,"Western"]
["EXCLUDE","ID","ID-Western","Oneida",829,"2","WAT","HY",10,9.3000000000000007,0,10990.33,0,null,"Electric Utility","N","OP",null,"Non Combustion (NUC, WAT, WND, GEO, or SUN)",null,"Western"]
["EXCLUDE","ID","ID-Western","Oneida",829,"3","WAT","HY",10,9.3000000000000007,0,10990.33,0,null,"Electric Utility","N","OP",null,"Non Combustion (NUC, WAT, WND, GEO, or SUN)",null,"Western"]
["EXCLUDE","ID","ID-Western","Soda",831,"1","WAT","HY",7,7.6,0,10011.5,0,null,"Electric Utility","N","OP",null,"Non Combustion (NUC, WAT, WND, GEO, or SUN)",null,"Western"]
["EXCLUDE","ID","ID-Western","Soda",831,"2","WAT","HY",7,7.6,0,10011.5,0,null,"Electric Utility","N","OP",null,"Non Combustion (NUC, WAT, WND, GEO, or SUN)",null,"Western"]
["EXCLUDE","ID","ID-Western","Cabinet Gorge",833,"1","WAT","HY",59.4,44.3,0,268528.53999999998,0,null,"Electric Utility","N","OP",null,"Non Combustion (NUC, WAT, WND, GEO, or SUN)",null,"Western"]
["EXCLUDE","ID","ID-Western","Cabinet Gorge",833,"2","WAT","HY",73.2,73.900000000000006,0,330913.96000000002,0,null,"Electric Utility","N","OP",null,"Non Combustion (NUC, WAT, WND, GEO, or SUN)",null,"Western"]
["EXCLUDE","ID","ID-Western","Cabinet Gorge",833,"3","WAT","HY",73.2,73.400000000000006,0,330913.96000000002,0,null,"Electric Utility","N","OP",null,"Non Combustion (NUC, WAT, WND, GEO, or SUN)",null,"Western"]
["EXCLUDE","ID","ID-Western","Cabinet Gorge",833,"4","WAT","HY",59.4,63,0,268528.53999999998,0,null,"Electric Utility","N","OP",null,"Non Combustion (NUC, WAT, WND, GEO, or SUN)",null,"Western"]
["EXCLUDE","ID","ID-Western","Post Falls",835,"1","WAT","HY",2.2000000000000002,2.8,0,12588.1,0,null,"Electric Utility","N","OP",null,"Non Combustion (NUC, WAT, WND, GEO, or SUN)",null,"Western"]
["EXCLUDE","ID","ID-Western","Post Falls",835,"2","WAT","HY",2.2000000000000002,2.8,0,12588.1,0,null,"Electric Utility","N","OP",null,"Non Combustion (NUC, WAT, WND, GEO, or SUN)",null,"Western"]
["EXCLUDE","ID","ID-Western","Post Falls",835,"3","WAT","HY",2.2000000000000002,2.8,0,12588.1,0,null,"Electric Utility","N","OP",null,"Non Combustion (NUC, WAT, WND, GEO, or SUN)",null,"Western"]
["EXCLUDE","ID","ID-Western","Post Falls",835,"4","WAT","HY",2.2000000000000002,2.8,0,12588.1,0,null,"Electric Utility","N","OP",null,"Non Combustion (NUC, WAT, WND, GEO, or SUN)",null,"Western"]
["EXCLUDE","ID","ID-Western","Post Falls",835,"5","WAT","HY",2.2000000000000002,2.8,0,12588.1,0,null,"Electric Utility","N","OP",null,"Non Combustion (NUC, WAT, WND, GEO, or SUN)",null,"Western"]
["EXCLUDE","ID","ID-Western","Post Falls",835,"6","WAT","HY",3.5,3.5,0,20026.52,0,null,"Electric Utility","N","OP",null,"Non Combustion (NUC, WAT, WND, GEO, or SUN)",null,"Western"]
["EXCLUDE","CA","CA-Western","Scott Flat",839,"7P","WAT","HY",1,0.9,0,4192,0,null,"IPP Non-CHP","N","OP",null,"Non Combustion (NUC, WAT, WND, GEO, or SUN)",null,"Western"]
["EXCLUDE","ID","ID-Western","Dworshak",840,"1","WAT","HY",90,90,0,448150.28,0,null,"Electric Utility","N","OP",null,"Non Combustion (NUC, WAT, WND, GEO, or SUN)",null,"Western"]
["EXCLUDE","ID","ID-Western","Dworshak",840,"2","WAT","HY",90,90,0,448150.28,0,null,"Electric Utility","N","OP",null,"Non Combustion (NUC, WAT, WND, GEO, or SUN)",null,"Western"]
["EXCLUDE","ID","ID-Western","Dworshak",840,"3","WAT","HY",220,220,0,1095478.45,0,null,"Electric Utility","N","OP",null,"Non Combustion (NUC, WAT, WND, GEO, or SUN)",null,"Western"]
["EXCLUDE","ID","ID-Western","City Power Plant",841,"3","WAT","HY",8,8,0,56304,0,null,"Electric Utility","N","OP",null,"Non Combustion (NUC, WAT, WND, GEO, or SUN)",null,"Western"]
["EXCLUDE","ID","ID-Western","Lower No 2",843,"1","WAT","HY",3,3,0,0,0,null,"Electric Utility","N","OP",null,"Non Combustion (NUC, WAT, WND, GEO, or SUN)",null,"Western"]
["EXCLUDE","ID","ID-Western","Upper Power Plant",844,"4","WAT","HY",8,8,0,58313,0,null,"Electric Utility","N","OP",null,"Non Combustion (NUC, WAT, WND, GEO, or SUN)",null,"Western"]
["EXCLUDE","CA","CA-Western","Combie South",846,"1","WAT","HY",0.5,0.4,0,1095.67,0,null,"IPP Non-CHP","N","OP",null,"Non Combustion (NUC, WAT, WND, GEO, or SUN)",null,"Western"]
["EXCLUDE","CA","CA-Western","Combie South",846,"2","WAT","HY",0.5,0.4,0,1095.67,0,null,"IPP Non-CHP","N","OP",null,"Non Combustion (NUC, WAT, WND, GEO, or SUN)",null,"Western"]
["EXCLUDE","CA","CA-Western","Combie South",846,"3","WAT","HY",0.5,0.4,0,1095.67,0,null,"IPP Non-CHP","N","OP",null,"Non Combustion (NUC, WAT, WND, GEO, or SUN)",null,"Western"]
["EXCLUDE","ID","ID-Western","Palisades",850,"1","WAT","HY",44.1,44.1,0,182263,0,null,"Electric Utility","N","OP",null,"Non Combustion (NUC, WAT, WND, GEO, or SUN)",null,"Western"]
["EXCLUDE","ID","ID-Western","Palisades",850,"2","WAT","HY",44.1,44.1,0,182263,0,null,"Electric Utility","N","OP",null,"Non Combustion (NUC, WAT, WND, GEO, or SUN)",null,"Western"]
["EXCLUDE","ID","ID-Western","Palisades",850,"3","WAT","HY",44.1,44.1,0,182263,0,null,"Electric Utility","N","OP",null,"Non Combustion (NUC, WAT, WND, GEO, or SUN)",null,"Western"]
["EXCLUDE","ID","ID-Western","Palisades",850,"4","WAT","HY",44.1,44.1,0,182263,0,null,"Electric Utility","N","OP",null,"Non Combustion (NUC, WAT, WND, GEO, or SUN)",null,"Western"]
["EXCLUDE","ID","ID-Western","Albeni Falls",851,"1","WAT","HY",14,14,0,64150.33,0,null,"Electric Utility","N","OP",null,"Non Combustion (NUC, WAT, WND, GEO, or SUN)",null,"Western"]
["EXCLUDE","ID","ID-Western","Albeni Falls",851,"2","WAT","HY",14,14,0,64150.33,0,null,"Electric Utility","N","OP",null,"Non Combustion (NUC, WAT, WND, GEO, or SUN)",null,"Western"]
["EXCLUDE","ID","ID-Western","Albeni Falls",851,"3","WAT","HY",14,14,0,64150.33,0,null,"Electric Utility","N","OP",null,"Non Combustion (NUC, WAT, WND, GEO, or SUN)",null,"Western"]
["COALST","IL","IL-Eastern","E D Edwards",856,"1","SUB","ST",136,95,1523,707647,781082.11,null,"Electric Utility","N","OP",2014,null,null,"Eastern"]
["COALST","IL","IL-Eastern","E D Edwards",856,"2","SUB","ST",280.5,240,3321,1788834,1875276.27,null,"Electric Utility","N","OP",null,null,null,"Eastern"]
["COALST","IL","IL-Eastern","E D Edwards",856,"3","SUB","ST",363.8,315,4594,1905043,1979347.27,null,"Electric Utility","N","OP",null,null,null,"Eastern"]
["EXCLUDE","IL","IL-Eastern","Sterling Avenue",860,"1","NG","GT",18,15,0,0,0,null,"Electric Utility","N","RE",2009,"Retired prior to 2012",null,"Eastern"]
["EXCLUDE","IL","IL-Eastern","Sterling Avenue",860,"2","NG","GT",18,15,0,0,0,null,"Electric Utility","N","RE",2009,"Retired prior to 2012",null,"Eastern"]
["COALST","IL","IL-Eastern","Coffeen",861,"1","SUB","ST",388.9,330,3817,1733000,2037319.01,null,"IPP Non-CHP","N","OP",null,null,null,"Eastern"]
["COALST","IL","IL-Eastern","Coffeen",861,"2","SUB","ST",616.5,565,6569,3327276,3642923.96,null,"IPP Non-CHP","N","OP",null,null,null,"Eastern"]
["NGCC","IL","IL-Eastern","Grand Tower",862,"1","NG","CC",248,162,2347,473566.59,238090.31,null,"IPP Non-CHP","N","OP",null,null,null,"Eastern"]
["NGCC","IL","IL-Eastern","Grand Tower",862,"2","NG","CC",200,160,2383,381908.54,192008.31,null,"IPP Non-CHP","N","OP",null,null,null,"Eastern"]
["EXCLUDE","IL","IL-Eastern","Meredosia",864,"1","BIT","ST",57.5,52,0,0,0,null,"IPP Non-CHP","N","RE",2011,"Retired prior to 2012",null,"Eastern"]
["EXCLUDE","IL","IL-Eastern","Bloom",865,"344","DFO","GT",19,12.3,0,0,0,null,"IPP Non-CHP","N","RE",2003,"Retired prior to 2012",null,"Eastern"]
["EXCLUDE","IL","IL-Eastern","Calumet",866,"321","NG","GT",18.399999999999999,14.1,0,0,0,null,"IPP Non-CHP","N","RE",2004,"Retired prior to 2012",null,"Eastern"]
["EXCLUDE","IL","IL-Eastern","Crawford",867,"311","NG","GT",17.3,17.3,0,0,0,null,"IPP Non-CHP","N","RE",2005,"Retired prior to 2012",null,"Eastern"]
["EXCLUDE","IL","IL-Eastern","Dresden Generating Station",869,"3","NUC","ST",1009.3,867,0,7401000,0,null,"IPP Non-CHP","N","OP",null,"Non Combustion (NUC, WAT, WND, GEO, or SUN)",null,"Eastern"]
["EXCLUDE","IL","IL-Eastern","Electric Junction",870,"321","NG","GT",19,14.9,0,0,0,null,"IPP Non-CHP","N","RE",2004,"Retired prior to 2012",null,"Eastern"]
["EXCLUDE","IL","IL-Eastern","Electric Junction",870,"344","NG","GT",19,9.9,0,0,0,null,"IPP Non-CHP","N","RE",2004,"Retired prior to 2012",null,"Eastern"]
["EXCLUDE","IL","IL-Eastern","Lombard",877,"322","KER","GT",22.1,18.8,0,0,0,null,"IPP Non-CHP","N","RE",2004,"Retired prior to 2012",null,"Eastern"]
["EXCLUDE","IL","IL-Eastern","Sabrooke",882,"331","DFO","GT",19,11,0,0,0,null,"IPP Non-CHP","N","RE",2004,"Retired prior to 2012",null,"Eastern"]
["EXCLUDE","IL","IL-Eastern","Waukegan",883,"312","DFO","GT",28,28.5,553,110.25,322.60000000000002,null,"IPP Non-CHP","N","SB",null,"Simple cycle unit",null,"Eastern"]
["EXCLUDE","IL","IL-Eastern","Fisk Street",886,"331","DFO","GT",38,23.7,299.56,49.34,98.84,null,"IPP Non-CHP","N","SB",null,"Simple cycle unit",null,"Eastern"]
["EXCLUDE","IL","IL-Eastern","Fisk Street",886,"332","DFO","GT",38,25.4,299.56,49.34,98.84,null,"IPP Non-CHP","N","SB",null,"Simple cycle unit",null,"Eastern"]
["COALST","IL","IL-Eastern","Havana",891,"6","SUB","ST",488,428,5760,2697723.98,3456597.84,null,"IPP Non-CHP","N","OP",null,null,null,"Eastern"]
["EXCLUDE","IL","IL-Eastern","Oglesby",894,"2","NG","GT",17.5,13.5,0,711.5,807.36,null,"IPP Non-CHP","N","SB",2013,"Simple cycle unit",null,"Eastern"]
["EXCLUDE","IL","IL-Eastern","Wood River",898,"2","NG","ST",50,38.700000000000003,0,0,0,null,"IPP Non-CHP","N","RE",2011,"Retired prior to 2012",null,"Eastern"]
["EXCLUDE","CA","CA-Western","Alamo",905,"1","WAT","HY",19.600000000000001,17,0,29339,0,null,"Electric Utility","N","OP",null,"Non Combustion (NUC, WAT, WND, GEO, or SUN)",null,"Western"]
["EXCLUDE","IL","IL-Eastern","Venice",913,"ST1","DFO","ST",40,38,0,0,0,null,"Electric Utility","N","RE",2000,"Retired prior to 2012",null,"Eastern"]
["EXCLUDE","IL","IL-Eastern","Breese",934,"5","DFO","IC",2.5,2.5,0,0,0,null,"Electric Utility","N","SB",null,"Internal Combustion",null,"Eastern"]
["EXCLUDE","IL","IL-Eastern","Carlyle",936,"7","DFO","IC",2,2,0,0,0,null,"Electric Utility","N","SB",null,"Internal Combustion",null,"Eastern"]
["EXCLUDE","IL","IL-Eastern","Carmi",937,"9","NG","IC",1.7,1.5,0,0,0,null,"Electric Utility","N","OP",null,"Internal Combustion",null,"Eastern"]
["EXCLUDE","IL","IL-Eastern","Farmer City",941,"2","DFO","IC",1.1000000000000001,0.9,0,0,0,null,"Electric Utility","N","OP",null,"Internal Combustion",null,"Eastern"]
["EXCLUDE","IL","IL-Eastern","Freeburg",943,"4","DFO","IC",1,1,0,0,0,null,"Electric Utility","N","SB",null,"Internal Combustion",null,"Eastern"]
["EXCLUDE","IL","IL-Eastern","Highland",946,"IC1","DFO","IC",1.6,1.6,0,0,0,null,"Electric Utility","N","SB",null,"Internal Combustion",null,"Eastern"]
["EXCLUDE","IL","IL-Eastern","Highland",946,"IC7","DFO","IC",4.4000000000000004,4,0,0,0,null,"Electric Utility","N","SB",null,"Internal Combustion",null,"Eastern"]
["EXCLUDE","IL","IL-Eastern","Marshall",949,"12","DFO","IC",1.8,1.8,0,0,0,null,"Electric Utility","N","OP",null,"Internal Combustion",null,"Eastern"]
["EXCLUDE","IL","IL-Eastern","Peru",955,"12","DFO","IC",2.7,2.7,0,0,0,null,"Electric Utility","N","OP",null,"Internal Combustion",null,"Eastern"]
["EXCLUDE","IL","IL-Eastern","Peru",955,"9","DFO","IC",2,2,0,0,0,null,"Electric Utility","N","RE",2010,"Retired prior to 2012",null,"Eastern"]
["EXCLUDE","FL","FL-Eastern","C H Corn Hydroelectric Facility",956,"3","WAT","HY",3.4,3,0,1680.77,0,null,"Electric Utility","N","OP",null,"Non Combustion (NUC, WAT, WND, GEO, or SUN)",null,"Eastern"]
["EXCLUDE","IL","IL-Eastern","Princeton",957,"5","NG","IC",4.4000000000000004,4.4000000000000004,0,0,0,null,"Electric Utility","N","SB",null,"Internal Combustion",null,"Eastern"]
["EXCLUDE","IL","IL-Eastern","Rantoul",958,"16","DFO","IC",1.8,1.8,0,0,0,null,"Electric Utility","N","OP",null,"Internal Combustion",null,"Eastern"]
["EXCLUDE","IL","IL-Eastern","Red Bud",959,"8","DFO","IC",2.8,3,0,0,0,null,"Electric Utility","N","OP",null,"Internal Combustion",null,"Eastern"]
["EXCLUDE","IL","IL-Eastern","North Ninth Street",960,"5","NG","IC",1,0.8,0,0,0,null,"Electric Utility","N","RE",2002,"Retired prior to 2012",null,"Eastern"]
["COALST","IL","IL-Eastern","Dallman",963,"4","BIT","ST",280,208,2100,876946,1014952.71,null,"Electric Utility","N","OP",null,null,null,"Eastern"]
["EXCLUDE","IL","IL-Eastern","Sullivan",969,"3","DFO","IC",1.5,1.3,0,0,0,null,"Electric Utility","N","SB",null,"Internal Combustion",null,"Eastern"]
["EXCLUDE","IL","IL-Eastern","Waterloo",971,"1","DFO","IC",3.1,2.7,0,0,0,null,"Electric Utility","N","SB",null,"Internal Combustion",null,"Eastern"]
["EXCLUDE","IL","IL-Eastern","Winnetka",972,"6","NG","ST",6.3,6.3,0,603,650.28,null,"Electric Utility","N","OP",null,"Steam unit (PRMVR=ST) less than or equal to 25MW (i.e. 250 MMBtu/hr)",null,"Eastern"]
["COALST","IN","IN-Eastern","Clifty Creek",983,"2","SUB","ST",217.3,200.5,2800,838206,888028.82,null,"Electric Utility","N","OP",null,null,null,"Eastern"]
["COALST","IN","IN-Eastern","Clifty Creek",983,"3","SUB","ST",217.3,200.5,2800,1078953,1162468.8500000001,null,"Electric Utility","N","OP",null,null,null,"Eastern"]
["EXCLUDE","IN","IN-Eastern","Twin Branch",989,"H1W","WAT","HY",0.6,null,0,2721.25,0,null,"Electric Utility","N","OP",null,"Non Combustion (NUC, WAT, WND, GEO, or SUN)",null,"Eastern"]
["EXCLUDE","IN","IN-Eastern","Twin Branch",989,"H6W","WAT","HY",0.6,null,0,2721.25,0,null,"Electric Utility","N","OP",null,"Non Combustion (NUC, WAT, WND, GEO, or SUN)",null,"Eastern"]
["EXCLUDE","IN","IN-Eastern","Harding Street",990,"GT6","NG","GT",185,158,1915.1,37670.01,29266.01,null,"Electric Utility","N","OP",null,"Simple cycle unit",null,"Eastern"]
["EXCLUDE","IN","IN-Eastern","AES Petersburg",994,"IC2","DFO","IC",2.7,3,0,0,0,null,"Electric Utility","N","OP",null,"Internal Combustion",null,"Eastern"]
["EXCLUDE","IN","IN-Eastern","Dean H Mitchell",996,"6","SUB","ST",128,125,0,0,0,null,"Electric Utility","N","RE",2010,"Retired prior to 2012",null,"Eastern"]
["EXCLUDE","IN","IN-Eastern","Norway",998,"1","WAT","HY",2,1.1000000000000001,0,2569.86,0,null,"Electric Utility","N","OP",null,"Non Combustion (NUC, WAT, WND, GEO, or SUN)",null,"Eastern"]
["EXCLUDE","IN","IN-Eastern","Connersville",1002,"2","DFO","GT",41.8,43,1164,2.5,198.81,null,"Electric Utility","N","OP",null,"Simple cycle unit",null,"Eastern"]
["EXCLUDE","IN","IN-Eastern","Miami Wabash",1006,"2","DFO","GT",18,16,0,11.85,38.19,null,"Electric Utility","N","OP",null,"Simple cycle unit",null,"Eastern"]
["NGCC","IN","IN-Eastern","Noblesville",1007,"1","NG","CC",50,46,833.9,125078.2,58670.53,null,"Electric Utility","N","OP",null,null,null,"Eastern"]
["COALST","IN","IN-Eastern","Wabash River",1010,"6","BIT","ST",387,318,3700,986313,1082057.27,null,"Electric Utility","N","OP",2015,null,null,"Eastern"]
["NGCC","NC","NC-Eastern","Butler-Warner Generation Plant",1016,"1","NG","CC",28.8,20,341.1,3401.28,2653.72,null,"Electric Utility","N","OP",null,null,null,"Eastern"]
["NGCC","NC","NC-Eastern","Butler-Warner Generation Plant",1016,"6","NG","CC",28.8,20,341.1,3401.28,2653.72,null,"Electric Utility","N","OP",null,null,null,"Eastern"]
["EXCLUDE","IN","IN-Eastern","Logansport",1032,"6","NG","GT",18,15,0,0,0,null,"Electric Utility","N","OP",null,"Simple cycle unit",null,"Eastern"]
["EXCLUDE","IN","IN-Eastern","Rensselaer City Light Plant",1038,"6","DFO","IC",2.5,2.4,0,0,0,null,"Electric Utility","N","SB",null,"Internal Combustion",null,"Eastern"]
["EXCLUDE","IA","IA-Eastern","Lansing",1047,"2","SUB","ST",11.5,11,0,0,0,null,"Electric Utility","N","RE",2010,"Retired prior to 2012",null,"Eastern"]
["EXCLUDE","IA","IA-Eastern","Sixth Street",1058,"4","SUB","ST",15,12.6,0,0,0,null,"Electric Utility","Y","RE",2010,"Retired prior to 2012",null,"Eastern"]
["EXCLUDE","IA","IA-Eastern","Iowa Hydro LLC",1067,"1","WAT","HY",0.6,0.6,0,2795.5,0,null,"IPP Non-CHP","N","OP",null,"Non Combustion (NUC, WAT, WND, GEO, or SUN)",null,"Eastern"]
["OGST","IA","IA-Eastern","Sutherland",1077,"3","NG","ST",81.599999999999994,78.7,1320,168725,209184.58,null,"Electric Utility","N","OP",2016,null,null,"Eastern"]
["EXCLUDE","IA","IA-Eastern","River Hills",1084,"5","NG","GT",16,14.7,0,327.13,465.97,null,"Electric Utility","N","OP",null,"Simple cycle unit",null,"Eastern"]
["COALST","IA","IA-Eastern","George Neal North",1091,"2","SUB","ST",349.2,283.7,3220,1188183,1332872.8,null,"Electric Utility","N","OP",null,null,null,"Eastern"]
["EXCLUDE","IA","IA-Eastern","Centerville",1105,"3","DFO","IC",2,1.8,0,0,0,null,"Electric Utility","N","SB",2016,"Internal Combustion",null,"Eastern"]
["EXCLUDE","IA","IA-Eastern","Keokuk",1109,"7","WAT","HY",8.8000000000000007,9.9,0,53171.74,0,null,"Electric Utility","N","OP",null,"Non Combustion (NUC, WAT, WND, GEO, or SUN)",null,"Eastern"]
["EXCLUDE","IA","IA-Eastern","Algona",1120,"5","DFO","IC",1.5,1.1000000000000001,0,0,0,null,"Electric Utility","N","RE",2002,"Retired prior to 2012",null,"Eastern"]
["EXCLUDE","IA","IA-Eastern","Anita",1123,"3","DFO","IC",0.3,0.2,0,0,0,null,"Electric Utility","N","OP",null,"Internal Combustion",null,"Eastern"]
["EXCLUDE","IA","IA-Eastern","Bellevue",1126,"6","DFO","IC",3,2.4,0,0,0,null,"Electric Utility","N","SB",null,"Internal Combustion",null,"Eastern"]
["EXCLUDE","IA","IA-Eastern","Bloomfield",1127,"1","NG","IC",2.8,2.2999999999999998,0,0,0,null,"Electric Utility","N","OP",null,"Internal Combustion",null,"Eastern"]
["EXCLUDE","IA","IA-Eastern","Cascade",1129,"2","DFO","IC",2,1.9,0,0,0,null,"Electric Utility","N","OP",null,"Internal Combustion",null,"Eastern"]
["EXCLUDE","IA","IA-Eastern","Coggon",1132,"4","DFO","IC",0.6,0.6,0,0,0,null,"Electric Utility","N","OP",null,"Internal Combustion",null,"Eastern"]
["EXCLUDE","IA","IA-Eastern","Dayton",1135,"4","DFO","IC",0.1,0.1,0,0,0,null,"Electric Utility","N","RE",2002,"Retired prior to 2012",null,"Eastern"]
["EXCLUDE","IA","IA-Eastern","Gowrie",1141,"2","DFO","IC",1.2,1.1000000000000001,0,0,0,null,"Electric Utility","N","OP",2013,"Internal Combustion",null,"Eastern"]
["EXCLUDE","IA","IA-Eastern","Grand Junction",1143,"1","DFO","IC",0.5,0.4,0,0,0,null,"Electric Utility","N","RE",1994,"Retired prior to 2012",null,"Eastern"]
["EXCLUDE","IA","IA-Eastern","Independence",1149,"1A","DFO","IC",1.8,1.8,0,0,0,null,"Electric Utility","N","OP",null,"Internal Combustion",null,"Eastern"]
["EXCLUDE","IA","IA-Eastern","Indianola",1150,"7","DFO","GT",20.6,19.399999999999999,0,-211.54,212.65,null,"Electric Utility","N","OP",null,"Simple cycle unit",null,"Eastern"]
["EXCLUDE","IA","IA-Eastern","Lamoni Municipal Utilities",1155,"1","DFO","IC",2.8,2.7,0,0,0,null,"Electric Utility","N","OP",null,"Internal Combustion",null,"Eastern"]
["EXCLUDE","IA","IA-Eastern","Lamoni Municipal Utilities",1155,"6","DFO","IC",0.5,0.5,0,0,0,null,"Electric Utility","N","OP",null,"Internal Combustion",null,"Eastern"]
["EXCLUDE","IA","IA-Eastern","Manning",1160,"4","DFO","IC",0.6,0.6,0,0,0,null,"Electric Utility","N","SB",null,"Internal Combustion",null,"Eastern"]
["EXCLUDE","IA","IA-Eastern","Maquoketa 1",1162,"6","NG","IC",2.5,2.4,0,0,0,null,"Electric Utility","N","OP",null,"Internal Combustion",null,"Eastern"]
["EXCLUDE","IA","IA-Eastern","McGregor",1163,"2","DFO","IC",0.3,0.3,0,0,0,null,"Electric Utility","N","OP",null,"Internal Combustion",null,"Eastern"]
["EXCLUDE","IA","IA-Eastern","Montezuma",1165,"5","DFO","IC",1.1000000000000001,1,0,0,0,null,"Electric Utility","N","OP",null,"Internal Combustion",null,"Eastern"]
["EXCLUDE","IA","IA-Eastern","Mt Pleasant",1166,"11","DFO","IC",2,2,0,0,0,null,"Electric Utility","N","SB",null,"Internal Combustion",null,"Eastern"]
["EXCLUDE","IA","IA-Eastern","Muscatine Plant #1",1167,"8A","SUB","ST",18,16.5,1080,97732,181901.73,null,"Electric Utility","Y","OP",null,"Steam unit (PRMVR=ST) less than or equal to 25MW (i.e. 250 MMBtu/hr)",null,"Eastern"]
["EXCLUDE","IA","IA-Eastern","Osage",1172,"6","DFO","IC",6.2,6,0,0,0,null,"Electric Utility","N","OP",null,"Internal Combustion",null,"Eastern"]
["EXCLUDE","IA","IA-Eastern","Ottumwa City of",1173,"2","WAT","HY",1.2,1.2,0,2448,0,null,"Electric Utility","N","OP",null,"Non Combustion (NUC, WAT, WND, GEO, or SUN)",null,"Eastern"]
["EXCLUDE","IA","IA-Eastern","Sibley One",1184,"3","DFO","IC",1.2,1.1000000000000001,0,0,0,null,"Electric Utility","N","OP",null,"Internal Combustion",null,"Eastern"]
["EXCLUDE","IA","IA-Eastern","Story City",1188,"5A","DFO","IC",3.1,3.1,0,0,0,null,"Electric Utility","N","OP",null,"Internal Combustion",null,"Eastern"]
["EXCLUDE","IA","IA-Eastern","Strawberry Point",1189,"6","DFO","IC",1,1,0,0,0,null,"Electric Utility","N","RE",2001,"Retired prior to 2012",null,"Eastern"]
["EXCLUDE","IA","IA-Eastern","Villisca Municipal Power Plant",1193,"1","DFO","IC",0.8,0.8,0,0,0,null,"Electric Utility","N","RE",2002,"Retired prior to 2012",null,"Eastern"]
["EXCLUDE","IA","IA-Eastern","West Bend",1199,"3","DFO","IC",0.9,0.9,0,0,0,null,"Electric Utility","N","SB",null,"Internal Combustion",null,"Eastern"]
["EXCLUDE","IA","IA-Eastern","West Liberty",1200,"3","DFO","IC",3,2.7,0,0,0,null,"Electric Utility","N","SB",null,"Internal Combustion",null,"Eastern"]
["EXCLUDE","IA","IA-Eastern","Wilton",1202,"8","DFO","IC",2.2000000000000002,2.2000000000000002,0,0,0,null,"Electric Utility","N","OP",null,"Internal Combustion",null,"Eastern"]
["EXCLUDE","IA","IA-Eastern","Summit Lake",1206,"IC4","DFO","IC",1,1,0,0,0,null,"Electric Utility","N","RE",2007,"Retired prior to 2012",null,"Eastern"]
["COALST","IA","IA-Eastern","Fair Station",1218,"2","BIT","ST",37.5,41,554,82390,115621.71,null,"Electric Utility","N","OP",2013,null,null,"Eastern"]
["OGST","KS","KS-Eastern","Great Bend",1235,"3","NG","ST",81.599999999999994,100.6,1046.2,140665,100403.16,null,"Electric Utility","N","OP",null,null,null,"Eastern"]
["OGST","KS","KS-Eastern","Gordon Evans Energy Center",1240,"2","NG","ST",390,372,4225,313415,220343.49,null,"Electric Utility","N","OP",null,null,null,"Eastern"]
["OGST","KS","KS-Eastern","Neosho",1243,"3","NG","ST",69,62,0,0,0,null,"Electric Utility","N","RE",2012,null,null,"Eastern"]
["EXCLUDE","KS","KS-Eastern","Tecumseh Energy Center",1252,"1","DFO","GT",29,18,0,0,0,null,"Electric Utility","N","RE",2012,"Simple cycle unit",null,"Eastern"]
["EXCLUDE","KS","KS-Eastern","Anthony",1258,"IC2","NG","IC",3,3,0,0,0,null,"Electric Utility","N","OP",null,"Internal Combustion",null,"Eastern"]
["EXCLUDE","KS","KS-Eastern","Attica",1260,"5","DFO","IC",0.3,0.2,0,0,0,null,"Electric Utility","N","RE",2001,"Retired prior to 2012",null,"Eastern"]
["EXCLUDE","KS","KS-Eastern","Belleville",1263,"3","DFO","IC",0.3,0.3,0,0,0,null,"Electric Utility","N","RE",2001,"Retired prior to 2012",null,"Eastern"]
["EXCLUDE","KS","KS-Eastern","Beloit",1264,"6","DFO","IC",4.0999999999999996,3.5,0,0,0,null,"Electric Utility","N","OP",null,"Internal Combustion",null,"Eastern"]
["EXCLUDE","KS","KS-Eastern","Burlingame",1265,"4","NG","IC",1.1000000000000001,1,0,0,0,null,"Electric Utility","N","OP",null,"Internal Combustion",null,"Eastern"]
["EXCLUDE","KS","KS-Eastern","Chanute 2",1268,"8","NG","IC",2,2,0,0,0,null,"Electric Utility","N","OP",null,"Internal Combustion",null,"Eastern"]
["EXCLUDE","KS","KS-Eastern","Coffeyville",1271,"2","DFO","IC",2,2,0,0,0,null,"Electric Utility","N","OP",null,"Internal Combustion",null,"Eastern"]
["EXCLUDE","KS","KS-Eastern","Colby City of",1272,"5","DFO","IC",1.3,1,0,0,0,null,"Electric Utility","N","OP",null,"Internal Combustion",null,"Eastern"]
["EXCLUDE","KS","KS-Eastern","Erie",1276,"2","DFO","IC",0.7,0.6,0,0,0,null,"Electric Utility","N","RE",2000,"Retired prior to 2012",null,"Eastern"]
["EXCLUDE","KS","KS-Eastern","Erie",1276,"3","DFO","IC",1,0.9,0,0,0,null,"Electric Utility","N","OP",null,"Internal Combustion",null,"Eastern"]
["EXCLUDE","KS","KS-Eastern","Girard",1279,"7","NG","IC",3.7,3.4,0,0,0,null,"Electric Utility","N","OP",null,"Internal Combustion",null,"Eastern"]
["EXCLUDE","KS","KS-Eastern","Herington",1283,"3","DFO","IC",4.3,3.1,0,0,0,null,"Electric Utility","N","OS",null,"Internal Combustion",null,"Eastern"]
["EXCLUDE","KS","KS-Eastern","Hill City",1285,"2","NG","IC",1.3,1.1000000000000001,0,0,0,null,"Electric Utility","N","OP",null,"Internal Combustion",null,"Eastern"]
["EXCLUDE","KS","KS-Eastern","Holton",1287,"7","DFO","IC",2.8,2.4,0,0,0,null,"Electric Utility","N","OP",null,"Internal Combustion",null,"Eastern"]
["EXCLUDE","KS","KS-Eastern","Iola",1291,"4","NG","ST",3.5,4.3,0,0,0,null,"Electric Utility","N","RE",2010,"Retired prior to 2012",null,"Eastern"]
["EXCLUDE","KS","KS-Eastern","Iola",1291,"9","DFO","IC",2.7,2.9,0,0,0,null,"Electric Utility","N","OP",null,"Internal Combustion",null,"Eastern"]
["EXCLUDE","KS","KS-Eastern","Quindaro",1295,"GT1","NG","GT",17.899999999999999,13,0,285.58,407.56,null,"Electric Utility","N","OP",null,"Simple cycle unit",null,"Eastern"]
["EXCLUDE","KS","KS-Eastern","La Crosse",1297,"3","DFO","IC",0.6,0.6,0,0,0,null,"Electric Utility","N","RE",1992,"Retired prior to 2012",null,"Eastern"]
["EXCLUDE","KS","KS-Eastern","Larned",1299,"2","NG","ST",3,3,0,0,0,null,"Electric Utility","N","RE",2010,"Retired prior to 2012",null,"Eastern"]
["EXCLUDE","KS","KS-Eastern","Lincoln",1300,"5","NG","IC",1.3,1.1000000000000001,0,0,0,null,"Electric Utility","N","OP",null,"Internal Combustion",null,"Eastern"]
["EXCLUDE","KS","KS-Eastern","Minneapolis City of",1307,"4","NG","IC",0.7,0.5,0,0,0,null,"Electric Utility","N","OP",null,"Internal Combustion",null,"Eastern"]
["EXCLUDE","KS","KS-Eastern","Mulvane Power Plant",1308,"2","DFO","IC",0.3,0.2,0,0,0,null,"Electric Utility","N","OP",null,"Internal Combustion",null,"Eastern"]
["EXCLUDE","KS","KS-Eastern","Oberlin",1312,"5","NG","IC",2,1.3,0,0,0,null,"Electric Utility","N","SB",null,"Internal Combustion",null,"Eastern"]
["EXCLUDE","KS","KS-Eastern","Oberlin",1312,"6","NG","IC",1.5,1.2,0,0,0,null,"Electric Utility","N","SB",null,"Internal Combustion",null,"Eastern"]
["EXCLUDE","KS","KS-Eastern","Osawatomie City of",1314,"2","DFO","IC",2.2999999999999998,1.8,0,0,0,null,"Electric Utility","N","SB",null,"Internal Combustion",null,"Eastern"]
["EXCLUDE","KS","KS-Eastern","Pratt",1317,"1","NG","ST",3,3,0,0,0,null,"Electric Utility","N","RE",2004,"Retired prior to 2012",null,"Eastern"]
["EXCLUDE","KS","KS-Eastern","Russell Downtown",1319,"12","NG","IC",3.6,3.2,0,0,0,null,"Electric Utility","N","OP",null,"Internal Combustion",null,"Eastern"]
["EXCLUDE","KS","KS-Eastern","Sabetha Power Plant",1320,"7","DFO","IC",2.2000000000000002,1.8,0,0,0,null,"Electric Utility","N","OP",null,"Internal Combustion",null,"Eastern"]
["EXCLUDE","KS","KS-Eastern","Sharon Spring",1324,"4","NG","IC",0.6,0.6,0,0,0,null,"Electric Utility","N","OP",null,"Internal Combustion",null,"Eastern"]
["EXCLUDE","KS","KS-Eastern","Stafford",1325,"5","DFO","IC",1.1000000000000001,1.1000000000000001,0,0,0,null,"Electric Utility","N","OP",null,"Internal Combustion",null,"Eastern"]
["EXCLUDE","KS","KS-Eastern","Stockton",1327,"4","NG","IC",0.5,0.5,0,0,0,null,"Electric Utility","N","OP",null,"Internal Combustion",null,"Eastern"]
["EXCLUDE","KS","KS-Eastern","Washington",1329,"6","DFO","IC",1.5,1.3,0,0,0,null,"Electric Utility","N","OP",null,"Internal Combustion",null,"Eastern"]
["EXCLUDE","KS","KS-Eastern","Great Bend",1334,"3","NG","IC",1,1,0,0,0,null,"Electric Utility","N","OP",null,"Internal Combustion",null,"Eastern"]
["OGST","KS","KS-Eastern","Garden City",1336,"S2","NG","ST",97.9,96.4,1260,113200,82191.28,null,"Electric Utility","N","OP",null,null,null,"Eastern"]
["EXCLUDE","KY","KY-Eastern","E W Brown",1355,"6","NG","GT",176.8,146,1970,44603.33,88244.44,null,"Electric Utility","N","OP",null,"Simple cycle unit",null,"Eastern"]
["COALST","KY","KY-Eastern","Green River",1357,"3","BIT","ST",75,68,1074,270773,364944.96,null,"Electric Utility","N","OP",2015,null,null,"Eastern"]
["EXCLUDE","KY","KY-Eastern","Mother Ann Lee",1359,"3","WAT","HY",0.6,0.7,0,2768.67,0,null,"IPP Non-CHP","N","OP",null,"Non Combustion (NUC, WAT, WND, GEO, or SUN)",null,"Eastern"]
["COALST","KY","KY-Eastern","Mill Creek",1364,"2","BIT","ST",355.5,301,3500,1452212,1568577.2,null,"Electric Utility","N","OP",null,null,null,"Eastern"]
["EXCLUDE","KY","KY-Eastern","Ohio Falls",1365,"3","WAT","HY",10,6,0,24804.93,0,null,"Electric Utility","N","OP",null,"Non Combustion (NUC, WAT, WND, GEO, or SUN)",null,"Eastern"]
["EXCLUDE","KY","KY-Eastern","Barkley",1371,"4","WAT","HY",32.5,37,0,85793,0,null,"Electric Utility","N","OP",null,"Non Combustion (NUC, WAT, WND, GEO, or SUN)",null,"Eastern"]
["EXCLUDE","KY","KY-Eastern","Kentucky Dam",1377,"2","WAT","HY",42.4,45.4,0,209396.07,0,null,"Electric Utility","N","OP",null,"Non Combustion (NUC, WAT, WND, GEO, or SUN)",null,"Eastern"]
["COALST","KY","KY-Eastern","Paradise",1378,"2","BIT","ST",704,602,8069,4150591,4597430.4400000004,null,"Electric Utility","N","OP",null,null,null,"Eastern"]
["EXCLUDE","KY","KY-Eastern","Wolf Creek",1380,"4","WAT","HY",45,52,0,103871,0,null,"Electric Utility","N","OP",null,"Non Combustion (NUC, WAT, WND, GEO, or SUN)",null,"Eastern"]
["COALST","KY","KY-Eastern","Cooper",1384,"2","BIT","ST",230.4,225,2418,876069,838203.76,null,"Electric Utility","N","OP",null,null,null,"Eastern"]
["EXCLUDE","LA","LA-Eastern","Louisiana 1",1391,"1A","NG","ST",23,18,800,193915.94,134070.48000000001,null,"Electric Utility","Y","OP",null,"Excluded based on comment and CHP status",null,"Eastern"]
["OGST","LA","LA-Eastern","R S Nelson",1393,"4","NG","ST",591.79999999999995,410,5469,1333267,960913.44,null,"Electric Utility","N","OP",null,null,null,"Eastern"]
["EXCLUDE","LA","LA-Eastern","Teche",1400,"4","NG","GT",38.4,34,449.4,52017,40335.1,null,"Electric Utility","N","OP",null,"Simple cycle unit",null,"Eastern"]
["OGST","LA","LA-Eastern","Nine Mile Point",1403,"6(4)","NG","ST",895.1,500,442,1908091,1317604.29,null,"Electric Utility","N","OP",null,null,null,"Eastern"]
["EXCLUDE","LA","LA-Eastern","A B Paterson",1407,"5","DFO","GT",16,11,0,0,0,null,"Electric Utility","N","RE",2010,"Retired prior to 2012",null,"Eastern"]
["EXCLUDE","LA","LA-Eastern","Lieberman",1417,"1","NG","ST",25,25,0,0,0,null,"Electric Utility","N","OP",null,"Steam unit (PRMVR=ST) less than or equal to 25MW (i.e. 250 MMBtu/hr)",null,"Eastern"]
["EXCLUDE","LA","LA-Eastern","Houma",1439,"6","NG","IC",1.4,1,0,0,0,null,"Electric Utility","N","RE",2010,"Retired prior to 2012",null,"Eastern"]
["EXCLUDE","LA","LA-Eastern","Minden",1447,"7","DFO","IC",2,1.8,0,0,0,null,"Electric Utility","N","SB",null,"Internal Combustion",null,"Eastern"]
["EXCLUDE","LA","LA-Eastern","Morgan City",1449,"2","NG","ST",6,5.8,0,0,0,null,"Electric Utility","N","OS",null,"Steam unit (PRMVR=ST) less than or equal to 25MW (i.e. 250 MMBtu/hr)",null,"Eastern"]
["EXCLUDE","LA","LA-Eastern","Rayne",1456,"8","DFO","IC",4.0999999999999996,3.4,0,0,0,null,"Electric Utility","N","OS",null,"Internal Combustion",null,"Eastern"]
["EXCLUDE","ME","ME-Eastern","Ellsworth Hydro Station",1469,"EL03","WAT","HY",2,2.1,0,6657.98,0,null,"IPP Non-CHP","N","OP",null,"Non Combustion (NUC, WAT, WND, GEO, or SUN)",null,"Eastern"]
["EXCLUDE","ME","ME-Eastern","Medway",1474,"IC1","DFO","IC",2,2,0,0,0,null,"Electric Utility","N","OP",null,"Internal Combustion",null,"Eastern"]
["EXCLUDE","ME","ME-Eastern","Stillwater Hydro Station",1478,"SW02","WAT","HY",0.4,0.5,0,3029.33,0,null,"IPP Non-CHP","N","OP",null,"Non Combustion (NUC, WAT, WND, GEO, or SUN)",null,"Eastern"]
["EXCLUDE","ME","ME-Eastern","Veazie Hydro Station",1479,"VZ13","WAT","HY",0.3,0.3,0,2253.15,0,null,"IPP Non-CHP","N","OP",2013,"Non Combustion (NUC, WAT, WND, GEO, or SUN)",null,"Eastern"]
["EXCLUDE","ME","ME-Eastern","Bonny Eagle",1482,"4","WAT","HY",1.2,1.5,0,8607.5,0,null,"IPP Non-CHP","N","OP",null,"Non Combustion (NUC, WAT, WND, GEO, or SUN)",null,"Eastern"]
["EXCLUDE","ME","ME-Eastern","Brunswick",1483,"B3","WAT","HY",3.5,3.5,0,17100.89,0,null,"IPP Non-CHP","N","OP",null,"Non Combustion (NUC, WAT, WND, GEO, or SUN)",null,"Eastern"]
["EXCLUDE","ME","ME-Eastern","Deer Rips",1488,"DR6","WAT","HY",1.8,1.7,0,10456.89,0,null,"IPP Non-CHP","N","OP",null,"Non Combustion (NUC, WAT, WND, GEO, or SUN)",null,"Eastern"]
["EXCLUDE","ME","ME-Eastern","Fort Halifax",1490,"FH2","WAT","HY",0.7,0.9,0,0,0,null,"IPP Non-CHP","N","RE",2002,"Retired prior to 2012",null,"Eastern"]
["EXCLUDE","ME","ME-Eastern","Shawmut",1504,"SH1","WAT","HY",0.7,0.9,0,4092.3,0,null,"IPP Non-CHP","N","OP",null,"Non Combustion (NUC, WAT, WND, GEO, or SUN)",null,"Eastern"]
["EXCLUDE","ME","ME-Eastern","Shawmut",1504,"SH6","WAT","HY",0.9,0.9,0,5261.52,0,null,"IPP Non-CHP","N","OP",null,"Non Combustion (NUC, WAT, WND, GEO, or SUN)",null,"Eastern"]
["EXCLUDE","ME","ME-Eastern","West Buxton",1508,"WB3","WAT","HY",1.1000000000000001,1.1000000000000001,0,4640.1400000000003,0,null,"IPP Non-CHP","N","OP",null,"Non Combustion (NUC, WAT, WND, GEO, or SUN)",null,"Eastern"]
["EXCLUDE","ME","ME-Eastern","Caribou Generation Station",1513,"CD3","DFO","IC",2.7,2.5,0,0,0,null,"IPP Non-CHP","N","SB",null,"Internal Combustion",null,"Eastern"]
["COALST","MD","MD-Eastern","C P Crane",1552,"2","SUB","ST",209.4,195,2500,317460,459937.74,null,"IPP Non-CHP","N","OP",null,null,null,"Eastern"]
["COALST","MD","MD-Eastern","Herbert A Wagner",1554,"3","BIT","ST",359,305,2740,888196,848692.16,null,"IPP Non-CHP","N","OP",null,null,null,"Eastern"]
["EXCLUDE","MD","MD-Eastern","Perryman",1556,"GT5","NG","GT",192,147.6,1900,48409.73,69801.27,null,"IPP Non-CHP","N","OP",null,"Simple cycle unit",null,"Eastern"]
["EXCLUDE","MD","MD-Eastern","Crisfield",1563,"CRS2","DFO","IC",2.9,2.6,0,0,0,null,"IPP Non-CHP","N","SB",null,"Internal Combustion",null,"Eastern"]
["EXCLUDE","MD","MD-Eastern","Deep Creek",1567,"1","WAT","HY",10,9,0,8703.5,0,null,"IPP Non-CHP","N","OP",null,"Non Combustion (NUC, WAT, WND, GEO, or SUN)",null,"Eastern"]
["EXCLUDE","MD","MD-Eastern","Chalk Point LLC",1571,"GT6","NG","GT",125,81,1068.18,8771.84,8479.49,null,"IPP Non-CHP","N","OP",null,"Simple cycle unit",null,"Eastern"]
["EXCLUDE","MD","MD-Eastern","Morgantown Generating Plant",1573,"GT2","DFO","GT",18,13,165.34,188.94,273.69,null,"IPP Non-CHP","N","OP",null,"Simple cycle unit",null,"Eastern"]
["EXCLUDE","MD","MD-Eastern","Conowingo",1574,"4","WAT","HY",47.7,48,0,147299.54,0,null,"IPP Non-CHP","N","OP",null,"Non Combustion (NUC, WAT, WND, GEO, or SUN)",null,"Eastern"]
["EXCLUDE","MD","MD-Eastern","Easton",1580,"11","DFO","IC",3.8,3.6,0,0,0,null,"Electric Utility","N","OP",null,"Internal Combustion",null,"Eastern"]
["EXCLUDE","MD","MD-Eastern","Easton",1580,"8","DFO","IC",2.5,2,0,0,0,null,"Electric Utility","N","OP",null,"Internal Combustion",null,"Eastern"]
["NGCC","MA","MA-Eastern","Mystic Generating Station",1588,"GT93","NG","CC",278.60000000000002,227.7,2982,1352154.21,577108.22,null,"IPP Non-CHP","N","OP",null,null,null,"Eastern"]
["NGCC","MA","MA-Eastern","Kendall Square Station",1595,"1","NG","CC",17.2,16,273,91308.4,48644.65,1,"IPP CHP","Y","OP",null,null,null,"Eastern"]
["EXCLUDE","MA","MA-Eastern","Kendall Square Station",1595,"JET2","JF","GT",20,20,0,0,0,null,"IPP CHP","Y","RE",2004,"Retired prior to 2012",null,"Eastern"]
["EXCLUDE","MA","MA-Eastern","Chemical",1604,"2","WAT","HY",0.8,0.8,0,1774.5,0,null,"Electric Utility","N","OP",null,"Non Combustion (NUC, WAT, WND, GEO, or SUN)",null,"Eastern"]
["EXCLUDE","MA","MA-Eastern","Nantucket",1615,"15","DFO","IC",2.5,2.5,0,0,0,null,"Electric Utility","N","RE",2007,"Retired prior to 2012",null,"Eastern"]
["COALST","MA","MA-Eastern","Brayton Point",1619,"3","BIT","ST",642.6,605.29999999999995,5800,956499,900533.08,null,"IPP Non-CHP","N","OP",null,null,null,"Eastern"]
["EXCLUDE","MA","MA-Eastern","Cabot",1629,"1","WAT","HY",10.3,10.3,0,49299.67,0,null,"IPP Non-CHP","N","OP",null,"Non Combustion (NUC, WAT, WND, GEO, or SUN)",null,"Eastern"]
["EXCLUDE","MA","MA-Eastern","Putts Bridge",1637,"PB3","WAT","HY",1.6,1.8,0,5313,0,null,"IPP Non-CHP","N","OP",null,"Non Combustion (NUC, WAT, WND, GEO, or SUN)",null,"Eastern"]
["EXCLUDE","MA","MA-Eastern","NAEA Energy Massachusetts LLC",1642,"GT-2","NG","GT",60,37.700000000000003,405.55,20014.16,12464.72,null,"IPP Non-CHP","N","OP",null,"Simple cycle unit",null,"Eastern"]
["EXCLUDE","MA","MA-Eastern","High Street Station",1670,"1","NG","IC",1.2,1.2,0,0,0,null,"Electric Utility","N","SB",null,"Internal Combustion",null,"Eastern"]
["EXCLUDE","MA","MA-Eastern","Waters River",1678,"2","NG","GT",43.6,30.5,658.91,8498.31,6447.6,null,"Electric Utility","N","OP",null,"Simple cycle unit",null,"Eastern"]
["EXCLUDE","MI","MI-Eastern","Alcona",1693,"2","WAT","HY",4,1.4,0,11479,0,null,"Electric Utility","N","OP",null,"Non Combustion (NUC, WAT, WND, GEO, or SUN)",null,"Eastern"]
["EXCLUDE","MI","MI-Eastern","Cooke",1700,"2","WAT","HY",3,2.7,0,7622.33,0,null,"Electric Utility","N","OP",null,"Non Combustion (NUC, WAT, WND, GEO, or SUN)",null,"Eastern"]
["EXCLUDE","MI","MI-Eastern","Croton",1701,"4","WAT","HY",1.5,0.6,0,5652.81,0,null,"Electric Utility","N","OP",null,"Non Combustion (NUC, WAT, WND, GEO, or SUN)",null,"Eastern"]
["EXCLUDE","MI","MI-Eastern","Foote",1705,"3","WAT","HY",3,1,0,8584.67,0,null,"Electric Utility","N","OP",null,"Non Combustion (NUC, WAT, WND, GEO, or SUN)",null,"Eastern"]
["EXCLUDE","MI","MI-Eastern","Loud",1712,"1","WAT","HY",2,2.4,0,8098,0,null,"Electric Utility","N","OP",null,"Non Combustion (NUC, WAT, WND, GEO, or SUN)",null,"Eastern"]
["EXCLUDE","MI","MI-Eastern","Rogers",1716,"1","WAT","HY",1.7,0.7,0,6498.75,0,null,"Electric Utility","N","OP",null,"Non Combustion (NUC, WAT, WND, GEO, or SUN)",null,"Eastern"]
["EXCLUDE","MI","MI-Eastern","Thetford",1719,"1","NG","GT",33.6,30,335.4,88.22,179.68,null,"Electric Utility","N","OS",null,"Simple cycle unit",null,"Eastern"]
["COALST","MI","MI-Eastern","J R Whiting",1723,"2","SUB","ST",106.3,101,1326,396274,489546.45,null,"Electric Utility","N","OP",null,null,null,"Eastern"]
["EXCLUDE","MI","MI-Eastern","Conners Creek",1726,"2","DFO","IC",2.7,2.2999999999999998,0,0,0,null,"Electric Utility","N","OP",null,"Internal Combustion",null,"Eastern"]
["EXCLUDE","MI","MI-Eastern","Dayton",1727,"5","DFO","IC",2,2,0,0,0,null,"Electric Utility","N","OP",null,"Internal Combustion",null,"Eastern"]
["EXCLUDE","MI","MI-Eastern","Harbor Beach",1731,"IC1","DFO","IC",2,2,0,0,0,null,"Electric Utility","N","OP",null,"Internal Combustion",null,"Eastern"]
["EXCLUDE","MI","MI-Eastern","Monroe",1733,"IC3","DFO","IC",2.7,2.8,0,0,0,null,"Electric Utility","N","OP",null,"Internal Combustion",null,"Eastern"]
["EXCLUDE","MI","MI-Eastern","Northeast",1734,"4","NG","GT",16,12,0,38.58,209.69,null,"Electric Utility","N","OP",null,"Simple cycle unit",null,"Eastern"]
["EXCLUDE","MI","MI-Eastern","Placid 12",1737,"3","DFO","IC",2.7,2.4,0,0,0,null,"Electric Utility","N","OP",null,"Internal Combustion",null,"Eastern"]
["EXCLUDE","MI","MI-Eastern","Putnam",1739,"3","DFO","IC",2.7,2.2999999999999998,0,0,0,null,"Electric Utility","N","OP",null,"Internal Combustion",null,"Eastern"]
["COALST","MI","MI-Eastern","St Clair",1743,"1","SUB","ST",168.7,152,2340,622646,745747.16,null,"Electric Utility","N","OP",null,null,null,"Eastern"]
["EXCLUDE","MI","MI-Eastern","Superior",1744,"2","DFO","GT",16,11,0,-94,22.26,null,"Electric Utility","N","OP",null,"Simple cycle unit",null,"Eastern"]
["COALST","MI","MI-Eastern","Trenton Channel",1745,"9","SUB","ST",535.5,524,6000,2818894,3182188.46,null,"Electric Utility","N","OP",null,null,null,"Eastern"]
["EXCLUDE","MI","MI-Eastern","Edison Sault",1751,"13","WAT","HY",0.6,0.4,0,1881.63,0,null,"Electric Utility","N","OP",null,"Non Combustion (NUC, WAT, WND, GEO, or SUN)",null,"Eastern"]
["EXCLUDE","MI","MI-Eastern","Edison Sault",1751,"28","WAT","HY",0.6,0.4,0,1881.63,0,null,"Electric Utility","N","OP",null,"Non Combustion (NUC, WAT, WND, GEO, or SUN)",null,"Eastern"]
["EXCLUDE","MI","MI-Eastern","Edison Sault",1751,"33","WAT","HY",0.6,0.4,0,1881.63,0,null,"Electric Utility","N","OP",null,"Non Combustion (NUC, WAT, WND, GEO, or SUN)",null,"Eastern"]
["EXCLUDE","MI","MI-Eastern","Edison Sault",1751,"46","WAT","HY",0.6,0.4,0,1881.63,0,null,"Electric Utility","N","OP",null,"Non Combustion (NUC, WAT, WND, GEO, or SUN)",null,"Eastern"]
["EXCLUDE","MI","MI-Eastern","Edison Sault",1751,"60","WAT","HY",0.6,0.4,0,1881.63,0,null,"Electric Utility","N","OP",null,"Non Combustion (NUC, WAT, WND, GEO, or SUN)",null,"Eastern"]
["EXCLUDE","MI","MI-Eastern","Edison Sault",1751,"65","WAT","HY",0.5,0.4,0,1568.03,0,null,"Electric Utility","N","OP",null,"Non Combustion (NUC, WAT, WND, GEO, or SUN)",null,"Eastern"]
["EXCLUDE","MI","MI-Eastern","Edison Sault",1751,"75","WAT","HY",0.5,0.4,0,1568.03,0,null,"Electric Utility","N","OP",null,"Non Combustion (NUC, WAT, WND, GEO, or SUN)",null,"Eastern"]
["EXCLUDE","MI","MI-Eastern","Berrien Springs",1753,"12","WAT","HY",0.6,null,0,2474.83,0,null,"Electric Utility","N","OP",null,"Non Combustion (NUC, WAT, WND, GEO, or SUN)",null,"Eastern"]
["EXCLUDE","MI","MI-Eastern","Berrien Springs",1753,"7","WAT","HY",0.6,null,0,2474.83,0,null,"Electric Utility","N","OP",null,"Non Combustion (NUC, WAT, WND, GEO, or SUN)",null,"Eastern"]
["EXCLUDE","MI","MI-Eastern","Superior Falls",1757,"1","WAT","HY",0.7,0.5,0,3985,0,null,"Electric Utility","N","OP",null,"Non Combustion (NUC, WAT, WND, GEO, or SUN)",null,"Eastern"]
["EXCLUDE","MI","MI-Eastern","Constantine",1760,"4","WAT","HY",0.3,null,0,1227,0,null,"Electric Utility","N","OP",null,"Non Combustion (NUC, WAT, WND, GEO, or SUN)",null,"Eastern"]
["COALST","MI","MI-Eastern","Presque Isle",1769,"7","SUB","ST",90,78,1102,365674,466700.12,null,"Electric Utility","N","OP",2017,null,null,"Eastern"]
["EXCLUDE","MI","MI-Eastern","Chalk Hill",1776,"2","WAT","HY",2.6,1.9,0,6627,0,null,"Electric Utility","N","OP",null,"Non Combustion (NUC, WAT, WND, GEO, or SUN)",null,"Eastern"]
["EXCLUDE","MI","MI-Eastern","Kingsford",1778,"3","WAT","HY",2.4,1.1000000000000001,0,6466.33,0,null,"Electric Utility","N","OP",null,"Non Combustion (NUC, WAT, WND, GEO, or SUN)",null,"Eastern"]
["EXCLUDE","MI","MI-Eastern","White Rapids",1786,"1","WAT","HY",2.6,1.3,0,8891.64,0,null,"Electric Utility","N","OP",null,"Non Combustion (NUC, WAT, WND, GEO, or SUN)",null,"Eastern"]
["EXCLUDE","MI","MI-Eastern","Coldwater",1819,"3","NG","IC",3.5,3.5,0,0,0,null,"Electric Utility","N","RE",2012,"Internal Combustion",null,"Eastern"]
["EXCLUDE","MI","MI-Eastern","Grand Haven Diesel Plant",1826,"1","NG","IC",7,8.4,0,0,0,null,"Electric Utility","N","OP",null,"Internal Combustion",null,"Eastern"]
["EXCLUDE","MI","MI-Eastern","Hart",1827,"2","DFO","IC",0.6,0.6,0,0,0,null,"Electric Utility","N","RE",1997,"Retired prior to 2012",null,"Eastern"]
["COALST","MI","MI-Eastern","James De Young",1830,"5","BIT","ST",29.3,27,430,10616,16791.080000000002,null,"Electric Utility","N","OP",null,null,null,"Eastern"]
["EXCLUDE","MI","MI-Eastern","Plant Four",1840,"CT1","DFO","GT",24,20,0,68,349.89,null,"Electric Utility","N","SB",null,"Simple cycle unit",null,"Eastern"]
["EXCLUDE","MI","MI-Eastern","Shiras",1843,"2","BIT","ST",21,19.5,0,78536.210000000006,7335.41,null,"Electric Utility","N","OP",null,"Steam unit (PRMVR=ST) less than or equal to 25MW (i.e. 250 MMBtu/hr)",null,"Eastern"]
["EXCLUDE","MI","MI-Eastern","Norway",1848,"2","WAT","HY",1.2,1.2,0,3853.52,0,null,"Electric Utility","N","OP",null,"Non Combustion (NUC, WAT, WND, GEO, or SUN)",null,"Eastern"]
["EXCLUDE","MI","MI-Eastern","Frank Jenkins",1851,"5","DFO","IC",2,1.7,0,0,0,null,"Electric Utility","N","SB",null,"Internal Combustion",null,"Eastern"]
["EXCLUDE","MI","MI-Eastern","Main Street",1853,"6","NG","IC",0.6,0.6,0,0,0,null,"Electric Utility","N","OP",null,"Internal Combustion",null,"Eastern"]
["EXCLUDE","MI","MI-Eastern","Saint Marys Falls",1865,"10","WAT","HY",2.6,2.8,0,18973.64,0,null,"Electric Utility","N","OP",null,"Non Combustion (NUC, WAT, WND, GEO, or SUN)",null,"Eastern"]
["EXCLUDE","MI","MI-Eastern","Wyandotte",1866,"5","NG","ST",22,22,321.86,39501,85691.6,null,"Electric Utility","N","OP",null,"Steam unit (PRMVR=ST) less than or equal to 25MW (i.e. 250 MMBtu/hr)",null,"Eastern"]
["EXCLUDE","MI","MI-Eastern","Dafter",1868,"3","DFO","IC",1,0.9,0,0,0,null,"Electric Utility","N","OP",null,"Internal Combustion",null,"Eastern"]
["EXCLUDE","MI","MI-Eastern","Caro",1874,"1","DFO","IC",1.3,1,0,0,0,null,"Electric Utility","N","OP",null,"Internal Combustion",null,"Eastern"]
["EXCLUDE","MI","MI-Eastern","Caro",1874,"6","DFO","IC",2,2,0,0,0,null,"Electric Utility","N","OP",null,"Internal Combustion",null,"Eastern"]
["EXCLUDE","MI","MI-Eastern","George Johnson",1877,"10","NG","GT",25,24.3,0,6718.5,5102.04,null,"Electric Utility","N","OP",null,"Simple cycle unit",null,"Eastern"]
["EXCLUDE","MI","MI-Eastern","Claude Vandyke",1880,"8","NG","GT",24.8,20.2,0,1260,1563.14,null,"Electric Utility","N","OP",null,"Simple cycle unit",null,"Eastern"]
["EXCLUDE","MI","MI-Eastern","Vestaburg",1881,"7","DFO","IC",3,3,0,0,0,null,"Electric Utility","N","OP",null,"Internal Combustion",null,"Eastern"]
["EXCLUDE","MN","MN-Eastern","Blanchard",1892,"2","WAT","HY",6,4,0,24775.33,0,null,"Electric Utility","N","OP",null,"Non Combustion (NUC, WAT, WND, GEO, or SUN)",null,"Eastern"]
["EXCLUDE","MN","MN-Eastern","Knife Falls",1895,"1","WAT","HY",0.8,0.3,0,2687.33,0,null,"Electric Utility","N","OP",null,"Non Combustion (NUC, WAT, WND, GEO, or SUN)",null,"Eastern"]
["EXCLUDE","MN","MN-Eastern","Pillager",1898,"1","WAT","HY",0.8,0.7,0,4019.5,0,null,"Electric Utility","N","OP",null,"Non Combustion (NUC, WAT, WND, GEO, or SUN)",null,"Eastern"]
["EXCLUDE","MN","MN-Eastern","Thomson",1901,"3","WAT","HY",13,11.5,0,23599.119999999999,0,null,"Electric Utility","N","OS",null,"Non Combustion (NUC, WAT, WND, GEO, or SUN)",null,"Eastern"]
["EXCLUDE","MN","MN-Eastern","Winton",1902,"3","WAT","HY",2,1.2,0,6232,0,null,"Electric Utility","N","OP",null,"Non Combustion (NUC, WAT, WND, GEO, or SUN)",null,"Eastern"]
["EXCLUDE","MN","MN-Eastern","Granite City",1910,"3","NG","GT",18,13,0,418,521.82000000000005,null,"Electric Utility","N","OP",null,"Simple cycle unit",null,"Eastern"]
["EXCLUDE","MN","MN-Eastern","Inver Hills",1913,"4","NG","GT",46.8,47,0,6623.13,6374.84,null,"Electric Utility","N","OP",null,"Simple cycle unit",null,"Eastern"]
["EXCLUDE","MN","MN-Eastern","Key City",1914,"1","NG","GT",18,8,0,409.75,501.16,null,"Electric Utility","N","OP",2017,"Simple cycle unit",null,"Eastern"]
["NGCC","MN","MN-Eastern","Riverside",1927,"10","NG","CC",210.6,155,1975,702019.78,287138.69,null,"Electric Utility","N","OP",null,null,null,"Eastern"]
["EXCLUDE","MN","MN-Eastern","Hoot Lake",1943,"1","SUB","ST",7.5,7.7,0,0,0,null,"Electric Utility","N","RE",2005,"Retired prior to 2012",null,"Eastern"]
["EXCLUDE","MN","MN-Eastern","Alexandria",1958,"IC3","DFO","IC",4,3.6,0,0,0,null,"Electric Utility","N","OP",null,"Internal Combustion",null,"Eastern"]
["EXCLUDE","MN","MN-Eastern","Austin Downtown",1960,"5","NG","GT",6,5.4,0,52,76.739999999999995,null,"Electric Utility","N","OP",null,"Simple cycle unit",null,"Eastern"]
["EXCLUDE","MN","MN-Eastern","Blue Earth",1967,"IC1","DFO","IC",1.5,1.5,0,0,0,null,"Electric Utility","N","OP",null,"Internal Combustion",null,"Eastern"]
["EXCLUDE","MN","MN-Eastern","Delano",1969,"8","DFO","IC",3.1,3.1,0,0,0,null,"Electric Utility","N","OP",null,"Internal Combustion",null,"Eastern"]
["EXCLUDE","MN","MN-Eastern","Detroit Lakes",1970,"1","DFO","GT",12.5,9.6999999999999993,0,31,47.28,null,"Electric Utility","N","OP",null,"Simple cycle unit",null,"Eastern"]
["EXCLUDE","MN","MN-Eastern","Glencoe",1975,"12","DFO","IC",4.8,4.8,0,0,0,null,"Electric Utility","N","OP",null,"Internal Combustion",null,"Eastern"]
["EXCLUDE","MN","MN-Eastern","Glencoe",1975,"14","DFO","IC",4.8,4.8,0,0,0,null,"Electric Utility","N","OP",null,"Internal Combustion",null,"Eastern"]
["EXCLUDE","MN","MN-Eastern","Granite Falls",1977,"HC3","WAT","HY",0.8,0.7,0,1448.62,0,null,"Electric Utility","N","OP",null,"Non Combustion (NUC, WAT, WND, GEO, or SUN)",null,"Eastern"]
["EXCLUDE","MN","MN-Eastern","Hutchinson Plant #1",1980,"8","NG","CC",16,11,0,4227,2631.32,null,"Electric Utility","N","OP",null,"Combined cycle unit (PRMVR=CC) less than or equal to 25MW",null,"Eastern"]
["EXCLUDE","MN","MN-Eastern","Kenyon Municipal",1983,"5","DFO","IC",1.8,1.8,0,0,0,null,"Electric Utility","N","OP",null,"Internal Combustion",null,"Eastern"]
["EXCLUDE","MN","MN-Eastern","Litchfield",1989,"QS4","DFO","IC",2.2999999999999998,2.2999999999999998,0,0,0,null,"Electric Utility","N","SB",null,"Internal Combustion",null,"Eastern"]
["EXCLUDE","MN","MN-Eastern","Moorhead",1995,"1","DFO","IC",2.2999999999999998,2.1,0,0,0,null,"Electric Utility","N","OP",null,"Internal Combustion",null,"Eastern"]
["EXCLUDE","MN","MN-Eastern","Moorhead",1995,"6","DFO","GT",10,5.9,0,0,0,null,"Electric Utility","N","RE",2011,"Retired prior to 2012",null,"Eastern"]
["EXCLUDE","MN","MN-Eastern","Mountain Lake",1998,"4","DFO","IC",2,1.8,0,0,0,null,"Electric Utility","N","OP",null,"Internal Combustion",null,"Eastern"]
["EXCLUDE","MN","MN-Eastern","New Ulm",2001,"7","DFO","GT",27.5,25,0,107.33,144.61000000000001,null,"Electric Utility","N","OP",null,"Simple cycle unit",null,"Eastern"]
["EXCLUDE","MN","MN-Eastern","North Branch",2002,"5","DFO","IC",2.2000000000000002,2,0,0,0,null,"Electric Utility","N","OP",null,"Internal Combustion",null,"Eastern"]
["EXCLUDE","MN","MN-Eastern","Preston",2004,"6","NG","IC",2,2.2000000000000002,0,0,0,null,"Electric Utility","N","OP",null,"Internal Combustion",null,"Eastern"]
["EXCLUDE","MN","MN-Eastern","Princeton",2005,"6","DFO","IC",2.7,2.9,0,0,0,null,"Electric Utility","N","OP",null,"Internal Combustion",null,"Eastern"]
["EXCLUDE","MN","MN-Eastern","Sleepy Eye",2011,"6","DFO","IC",2,2,0,0,0,null,"Electric Utility","N","SB",null,"Internal Combustion",null,"Eastern"]
["EXCLUDE","MN","MN-Eastern","Spring Valley",2013,"2","DFO","IC",1.1000000000000001,1.1000000000000001,0,0,0,null,"Electric Utility","N","OP",null,"Internal Combustion",null,"Eastern"]
["EXCLUDE","MN","MN-Eastern","Thief River Falls",2014,"HY2","WAT","HY",0.2,0.2,0,849.6,0,null,"Electric Utility","N","OP",null,"Non Combustion (NUC, WAT, WND, GEO, or SUN)",null,"Eastern"]
["EXCLUDE","MN","MN-Eastern","Truman",2015,"7","DFO","IC",2.2000000000000002,2.2000000000000002,0,0,0,null,"Electric Utility","N","SB",null,"Internal Combustion",null,"Eastern"]
["EXCLUDE","MN","MN-Eastern","Willmar",2022,"ST2","NG","ST",8,6.5,0,42,86.5,null,"Electric Utility","Y","SB",null,"Steam unit (PRMVR=ST) less than or equal to 25MW (i.e. 250 MMBtu/hr)",null,"Eastern"]
["EXCLUDE","MN","MN-Eastern","Windom",2023,"CAT4","DFO","IC",1.8,1.7,0,0,0,null,"Electric Utility","N","OP",null,"Internal Combustion",null,"Eastern"]
["EXCLUDE","MN","MN-Eastern","Worthington",2024,"6","DFO","IC",2,2,0,0,0,null,"Electric Utility","N","OP",null,"Internal Combustion",null,"Eastern"]
["EXCLUDE","MS","MS-Eastern","Chevron Oil",2047,"2","NG","GT",16.600000000000001,15,106.71,108497.31,38515.14,null,"Industrial CHP","Y","OP",null,"Commercial/Industrial Unit",null,"Eastern"]
["OGST","MS","MS-Eastern","Sweatt",2048,"2","NG","ST",49,46,626,159,664.6,null,"Electric Utility","N","OP",2021,null,null,"Eastern"]
["OGST","MS","MS-Eastern","Delta",2051,"2","NG","ST",112.5,87,0,0,0,null,"Electric Utility","N","RE",2012,null,null,"Eastern"]
["EXCLUDE","MS","MS-Eastern","Henderson",2062,"H11","NG","IC",1.3,null,0,0,0,null,"Electric Utility","N","OP",null,"Internal Combustion",null,"Eastern"]
["EXCLUDE","MS","MS-Eastern","Henderson",2062,"H8","DFO","IC",1.8,null,0,0,0,null,"Electric Utility","N","OP",null,"Internal Combustion",null,"Eastern"]
["OGST","MS","MS-Eastern","Moselle",2070,"3","NG","ST",59,59,1538,55167,63398.51,null,"Electric Utility","N","OP",null,null,null,"Eastern"]
["COALST","MO","MO-Eastern","Montrose",2080,"1","SUB","ST",188,170,2140,649418,803376.98,null,"Electric Utility","N","OP",2016,null,null,"Eastern"]
["COALST","MO","MO-Eastern","Montrose",2080,"2","SUB","ST",188,164,2130,587152,698249.36,null,"Electric Utility","N","OP",null,null,null,"Eastern"]
["COALST","MO","MO-Eastern","Sibley",2094,"1","SUB","ST",55,47.7,1330.6,122919,135909.57,null,"Electric Utility","N","OP",2017,null,null,"Eastern"]
["EXCLUDE","MO","MO-Eastern","Niangua",2099,"1","WAT","HY",1.5,1.5,0,541,0,null,"Electric Utility","N","OP",null,"Non Combustion (NUC, WAT, WND, GEO, or SUN)",null,"Eastern"]
["COALST","MO","MO-Eastern","Labadie",2103,"3","SUB","ST",621,601,6107,3829985,3763133.96,null,"Electric Utility","N","OP",null,null,null,"Eastern"]
["EXCLUDE","MO","MO-Eastern","Osage",2106,"8","WAT","HY",21.5,32.6,0,30829.86,0,null,"Electric Utility","N","OP",null,"Non Combustion (NUC, WAT, WND, GEO, or SUN)",null,"Eastern"]
["EXCLUDE","MO","MO-Eastern","Bethany",2114,"4","DFO","IC",1.8,1.4,0,0,0,null,"Electric Utility","N","OP",null,"Internal Combustion",null,"Eastern"]
["EXCLUDE","MO","MO-Eastern","Butler",2115,"3","DFO","IC",0.8,0.6,0,0,0,null,"Electric Utility","N","OP",null,"Internal Combustion",null,"Eastern"]
["EXCLUDE","MO","MO-Eastern","Carrollton",2120,"6","NG","IC",1.1000000000000001,1,0,0,0,null,"Electric Utility","N","RE",2005,"Retired prior to 2012",null,"Eastern"]
["EXCLUDE","MO","MO-Eastern","Carthage",2121,"8","NG","IC",3.3,2.5,0,0,0,null,"Electric Utility","N","OP",null,"Internal Combustion",null,"Eastern"]
["EXCLUDE","MO","MO-Eastern","Chillicothe",2122,"D1","DFO","IC",2,2,0,0,0,null,"Electric Utility","N","OP",null,"Internal Combustion",null,"Eastern"]
["COALST","MO","MO-Eastern","Columbia",2123,"8","BIT","ST",35,35,1095,5304,8093.4,null,"Electric Utility","N","OP",null,null,null,"Eastern"]
["EXCLUDE","MO","MO-Eastern","Fulton",2126,"GT4","NG","GT",21.2,15,0,177,204.79,null,"Electric Utility","N","OP",null,"Simple cycle unit",null,"Eastern"]
["EXCLUDE","MO","MO-Eastern","Gallatin",2127,"3A","DFO","IC",1.1000000000000001,1,0,0,0,null,"Electric Utility","N","OP",null,"Internal Combustion",null,"Eastern"]
["EXCLUDE","MO","MO-Eastern","Blue Valley",2132,"GT1","NG","GT",61,50,0,0,0,null,"Electric Utility","N","OS",null,"Simple cycle unit",null,"Eastern"]
["EXCLUDE","MO","MO-Eastern","Station H",2135,"2","NG","GT",24,20,0,593.86,1064.19,null,"Electric Utility","N","OP",null,"Simple cycle unit",null,"Eastern"]
["EXCLUDE","MO","MO-Eastern","Jackson",2137,"6","DFO","IC",1,1,0,0,0,null,"Electric Utility","N","OP",null,"Internal Combustion",null,"Eastern"]
["EXCLUDE","MO","MO-Eastern","Kennett",2139,"12","NG","IC",6.4,6.4,0,0,0,null,"Electric Utility","N","OP",null,"Internal Combustion",null,"Eastern"]
["EXCLUDE","MO","MO-Eastern","Kennett",2139,"5","DFO","IC",1.4,1.4,0,0,0,null,"Electric Utility","N","OP",null,"Internal Combustion",null,"Eastern"]
["EXCLUDE","MO","MO-Eastern","La Plata",2140,"9","DFO","IC",1,0.9,0,0,0,null,"Electric Utility","N","RE",2012,"Internal Combustion",null,"Eastern"]
["EXCLUDE","MO","MO-Eastern","Marshall",2144,"4","BIT","ST",6,5.8,0,156.22999999999999,235.31,null,"Electric Utility","N","OP",null,"Steam unit (PRMVR=ST) less than or equal to 25MW (i.e. 250 MMBtu/hr)",null,"Eastern"]
["EXCLUDE","MO","MO-Eastern","Marshall",2144,"GT1","NG","GT",15.2,14,0,145,161.41999999999999,null,"Electric Utility","N","OP",null,"Simple cycle unit",null,"Eastern"]
["EXCLUDE","MO","MO-Eastern","Monroe",2146,"1","DFO","IC",0.7,0.7,0,0,0,null,"Electric Utility","N","RE",2001,"Retired prior to 2012",null,"Eastern"]
["EXCLUDE","MO","MO-Eastern","Odessa",2148,"6","DFO","IC",3,2.7,0,0,0,null,"Electric Utility","N","SB",null,"Internal Combustion",null,"Eastern"]
["EXCLUDE","MO","MO-Eastern","Owensville",2149,"4B","DFO","IC",1.8,1.8,0,0,0,null,"Electric Utility","N","RE",2011,"Retired prior to 2012",null,"Eastern"]
["COALST","MO","MO-Eastern","James River Power Station",2161,"3","SUB","ST",44,41,573,69517,79790.64,null,"Electric Utility","N","OP",null,null,null,"Eastern"]
["EXCLUDE","MO","MO-Eastern","Unionville City of",2164,"4","DFO","IC",1,0.9,0,0,0,null,"Electric Utility","N","OP",null,"Internal Combustion",null,"Eastern"]
["EXCLUDE","MO","MO-Eastern","Unionville City of",2164,"5","DFO","IC",0.3,0.3,0,0,0,null,"Electric Utility","N","OP",null,"Internal Combustion",null,"Eastern"]
["EXCLUDE","MO","MO-Eastern","Table Rock",2166,"3","WAT","HY",50,57.5,0,81904.25,0,null,"Electric Utility","N","OP",null,"Non Combustion (NUC, WAT, WND, GEO, or SUN)",null,"Eastern"]
["COALST","MO","MO-Eastern","Thomas Hill",2168,"2","SUB","ST",272,276,3579,1598646,1766762.51,null,"Electric Utility","N","OP",null,null,null,"Eastern"]
["EXCLUDE","MT","MT-Western","Black Eagle",2181,"BLA2","WAT","HY",7.8,7,0,39221.980000000003,0,null,"IPP Non-CHP","N","OP",null,"Non Combustion (NUC, WAT, WND, GEO, or SUN)",null,"Western"]
["EXCLUDE","MT","MT-Western","Kerr",2188,"KER1","WAT","HY",70.599999999999994,62,0,383826.63,0,null,"IPP Non-CHP","N","OP",null,"Non Combustion (NUC, WAT, WND, GEO, or SUN)",null,"Western"]
["EXCLUDE","MT","MT-Western","Mystic",2192,"MYS2","WAT","HY",6,6,0,24542,0,null,"IPP Non-CHP","N","OP",null,"Non Combustion (NUC, WAT, WND, GEO, or SUN)",null,"Western"]
["EXCLUDE","MT","MT-Western","Rainbow",2193,"RAI5","WAT","HY",4,4,0,26360.55,0,null,"IPP Non-CHP","N","OP",2013,"Non Combustion (NUC, WAT, WND, GEO, or SUN)",null,"Western"]
["EXCLUDE","MT","MT-Western","Thompson Falls",2195,"TF5","WAT","HY",5,6,0,29972.68,0,null,"IPP Non-CHP","N","OP",null,"Non Combustion (NUC, WAT, WND, GEO, or SUN)",null,"Western"]
["EXCLUDE","MT","MT-Western","Hungry Horse",2203,"2","WAT","HY",107,107,0,265669.25,0,null,"Electric Utility","N","OP",null,"Non Combustion (NUC, WAT, WND, GEO, or SUN)",null,"Western"]
["EXCLUDE","MT","MT-Western","Yellowtail",2204,"3","WAT","HY",62.5,71.8,0,131932.75,0,null,"Electric Utility","N","OP",null,"Non Combustion (NUC, WAT, WND, GEO, or SUN)",null,"Western"]
["EXCLUDE","NE","NE-Eastern","Auburn",2215,"6","NG","IC",2.7,2.5,0,0,0,null,"Electric Utility","N","OP",null,"Internal Combustion",null,"Eastern"]
["EXCLUDE","NE","NE-Eastern","Burwell",2222,"4","DFO","IC",0.6,0.7,0,0,0,null,"Electric Utility","N","SB",null,"Internal Combustion",null,"Eastern"]
["EXCLUDE","NE","NE-Eastern","Cambridge",2223,"CAT2","DFO","IC",2,2,0,0,0,null,"Electric Utility","N","OP",null,"Internal Combustion",null,"Eastern"]
["EXCLUDE","NE","NE-Eastern","Chappell",2230,"1","DFO","IC",0.2,0.1,0,0,0,null,"Electric Utility","N","OP",null,"Internal Combustion",null,"Eastern"]
["EXCLUDE","NE","NE-Eastern","Crete",2231,"4","NG","IC",1.1000000000000001,1,0,0,0,null,"Electric Utility","N","OP",null,"Internal Combustion",null,"Eastern"]
["EXCLUDE","NE","NE-Eastern","Deshler",2234,"2","DFO","IC",0.3,0.2,0,0,0,null,"Electric Utility","N","OP",null,"Internal Combustion",null,"Eastern"]
["EXCLUDE","NE","NE-Eastern","Falls City",2237,"3","NG","IC",2.7,2.2999999999999998,0,0,0,null,"Electric Utility","N","OP",null,"Internal Combustion",null,"Eastern"]
["EXCLUDE","NE","NE-Eastern","Falls City",2237,"8","NG","IC",6,6,0,0,0,null,"Electric Utility","N","OP",null,"Internal Combustion",null,"Eastern"]
["OGST","NE","NE-Eastern","C W Burdick",2241,"3","NG","ST",54.4,54,640,257.81,399.3,null,"Electric Utility","N","SB",null,null,null,"Eastern"]
["EXCLUDE","NE","NE-Eastern","Laurel",2249,"3","NG","IC",0.6,0.5,0,0,0,null,"Electric Utility","N","SB",null,"Internal Combustion",null,"Eastern"]
["EXCLUDE","NE","NE-Eastern","Lyons",2253,"2","DFO","IC",0.5,0.2,0,0,0,null,"Electric Utility","N","OP",null,"Internal Combustion",null,"Eastern"]
["EXCLUDE","NE","NE-Eastern","Syracuse # 2",2256,"6","NG","IC",2,1.6,0,0,0,null,"Electric Utility","N","OP",null,"Internal Combustion",null,"Eastern"]
["COALST","NE","NE-Eastern","Sheldon",2277,"2","SUB","ST",119.9,115,1619.7,579236,706716.01,null,"Electric Utility","N","OP",null,null,null,"Eastern"]
["COALST","NE","NE-Eastern","North Omaha",2291,"1","SUB","ST",73.5,79.3,1010,338537,412615.55,null,"Electric Utility","N","OP",null,null,null,"Eastern"]
["EXCLUDE","NE","NE-Eastern","Sarpy County",2292,"4","NG","GT",58.9,47.6,473.74,17301.650000000001,10602.47,null,"Electric Utility","N","OP",null,"Simple cycle unit",null,"Eastern"]
["EXCLUDE","NE","NE-Eastern","Pender",2296,"4","NG","IC",0.9,0.8,0,0,0,null,"Electric Utility","N","OP",null,"Internal Combustion",null,"Eastern"]
["EXCLUDE","NE","NE-Eastern","Pender",2296,"5","NG","IC",0.2,0.2,0,0,0,null,"Electric Utility","N","OP",null,"Internal Combustion",null,"Eastern"]
["EXCLUDE","NE","NE-Eastern","Sidney",2302,"3","DFO","IC",0.8,0.6,0,0,0,null,"Electric Utility","N","OP",null,"Internal Combustion",null,"Eastern"]
["EXCLUDE","NE","NE-Eastern","Spalding",2303,"4","DFO","IC",0.2,0.2,0,0,0,null,"Electric Utility","N","OP",null,"Internal Combustion",null,"Eastern"]
["EXCLUDE","NE","NE-Eastern","Tecumseh",2308,"1","DFO","IC",0.7,0.6,0,0,0,null,"Electric Utility","N","OP",null,"Internal Combustion",null,"Eastern"]
["EXCLUDE","NE","NE-Eastern","Wayne",2312,"1","DFO","IC",1.3,0.8,0,0,0,null,"Electric Utility","N","OP",null,"Internal Combustion",null,"Eastern"]
["EXCLUDE","NE","NE-Eastern","West Point Municipal",2313,"5","NG","IC",4.0999999999999996,4.0999999999999996,0,0,0,null,"Electric Utility","N","OS",null,"Internal Combustion",null,"Eastern"]
["EXCLUDE","NE","NE-Eastern","Wisner",2316,"2","DFO","IC",0.4,0.4,0,0,0,null,"Electric Utility","N","RE",2010,"Retired prior to 2012",null,"Eastern"]
["EXCLUDE","NV","NV-Western","Clark",2322,"2","NG","ST",65,66,0,0,0,null,"Electric Utility","N","RE",2005,"Retired prior to 2012",null,"Western"]
["COALST","NV","NV-Western","Reid Gardner",2324,"1","BIT","ST",114,100,1250,120601,165123.76999999999,null,"Electric Utility","N","OP",2014,null,null,"Western"]
["EXCLUDE","NV","NV-Western","Sunrise",2326,"2","NG","GT",85,69,0,0,0,null,"Electric Utility","N","RE",2011,"Retired prior to 2012",null,"Western"]
["OGST","NV","NV-Western","Tracy",2336,"ST1","NG","ST",50,53,0,0,0,null,"Electric Utility","N","OP",2013,null,null,"Western"]
["EXCLUDE","VT","VT-Eastern","Vernon",2352,"2","WAT","HY",2,2.5,0,8536.9599999999991,0,null,"IPP Non-CHP","N","OP",null,"State not covered under final 111(d)",null,"Eastern"]
["EXCLUDE","VT","VT-Eastern","Vernon",2352,"7","WAT","HY",4.5,4,0,19208.169999999998,0,null,"IPP Non-CHP","N","OP",null,"State not covered under final 111(d)",null,"Eastern"]
["EXCLUDE","NH","NH-Eastern","Ayers Island",2355,"3","WAT","HY",2.8,2.8,0,15285.33,0,null,"Electric Utility","N","OP",null,"Non Combustion (NUC, WAT, WND, GEO, or SUN)",null,"Eastern"]
["EXCLUDE","NH","NH-Eastern","Garvins Falls",2357,"3","WAT","HY",2.4,2.4,0,8472,0,null,"Electric Utility","N","OP",null,"Non Combustion (NUC, WAT, WND, GEO, or SUN)",null,"Eastern"]
["COALST","NH","NH-Eastern","Schiller",2367,"6","BIT","ST",50,47.9,775,47749,65894.48,null,"Electric Utility","N","OP",null,null,null,"Eastern"]
["EXCLUDE","NJ","NJ-Eastern","Carlls Corner",2379,"CA1","NG","GT",41.9,37.4,660,11534.5,18076.7,null,"IPP Non-CHP","N","OP",null,"Simple cycle unit",null,"Eastern"]
["EXCLUDE","NJ","NJ-Eastern","Middle Station",2382,"MID2","KER","GT",21.2,19.399999999999999,281.77999999999997,76.17,45.94,null,"IPP Non-CHP","N","SB",null,"Simple cycle unit",null,"Eastern"]
["EXCLUDE","NJ","NJ-Eastern","Werner",2385,"GT3","DFO","GT",53,46,830,326.44,448.25,null,"IPP Non-CHP","N","OP",2015,"Simple cycle unit",null,"Eastern"]
["EXCLUDE","NJ","NJ-Eastern","Gilbert",2393,"C1","NG","GT",24,20,167.63,118.08,113.57,null,"IPP Non-CHP","N","OP",2015,"Simple cycle unit",null,"Eastern"]
["EXCLUDE","NJ","NJ-Eastern","PSEG Bayonne Generating Station",2397,"2","KER","GT",21,20,0,0,0,null,"IPP Non-CHP","N","RE",2006,"Retired prior to 2012",null,"Eastern"]
["EXCLUDE","NJ","NJ-Eastern","PSEG Burlington Generating Station",2399,"102","NG","CC",44.8,49,0,0,0,null,"IPP Non-CHP","N","RE",2004,"Retired prior to 2012",null,"Eastern"]
["EXCLUDE","NJ","NJ-Eastern","PSEG Burlington Generating Station",2399,"93","DFO","GT",41.8,46.8,608.41999999999996,7833.02,4721.53,null,"IPP Non-CHP","N","OP",2014,"Simple cycle unit",null,"Eastern"]
["EXCLUDE","NJ","NJ-Eastern","PSEG Edison Generating Station",2400,"22","NG","GT",41.8,42.1,810,2834.08,2671.53,null,"IPP Non-CHP","N","OP",2015,"Simple cycle unit",null,"Eastern"]
["EXCLUDE","NJ","NJ-Eastern","PSEG Essex Generating Station",2401,"104","NG","GT",41.8,44.5,787.47,4290.6099999999997,3744.6,null,"IPP Non-CHP","N","OP",2015,"Simple cycle unit",null,"Eastern"]
["EXCLUDE","NJ","NJ-Eastern","PSEG Kearny Generating Station",2404,"121","NG","GT",54,44,0,0,0,null,"IPP Non-CHP","N","RE",2001,"Retired prior to 2012",null,"Eastern"]
["EXCLUDE","NJ","NJ-Eastern","PSEG Kearny Generating Station",2404,"122","NG","GT",54,44,0,0,0,null,"IPP Non-CHP","N","RE",2001,"Retired prior to 2012",null,"Eastern"]
["EXCLUDE","NJ","NJ-Eastern","PSEG Kearny Generating Station",2404,"N124","NG","GT",60.5,44.5,691.14,19291.169999999998,6567.58,null,"IPP Non-CHP","N","OP",null,"Simple cycle unit",null,"Eastern"]
["EXCLUDE","NJ","NJ-Eastern","PSEG Linden Generating Station",2406,"2","RFO","ST",181.4,250,0,0,0,null,"IPP Non-CHP","N","RE",2006,"Retired prior to 2012",null,"Eastern"]
["EXCLUDE","NJ","NJ-Eastern","PSEG Mercer Generating Station",2408,"3","DFO","GT",115.2,115.7,2304,166.28,270.7,null,"IPP Non-CHP","N","OP",2015,"Simple cycle unit",null,"Eastern"]
["EXCLUDE","NJ","NJ-Eastern","Howard Down",2434,"8","RFO","ST",12.5,11,0,0,0,null,"Electric Utility","N","RE",2009,"Retired prior to 2012",null,"Eastern"]
["COALST","Navajo","Navajo-Western","Four Corners",2442,"4","SUB","ST",818.1,770,8455.7999999999993,5043596,5012380.93,null,"Electric Utility","N","OP",null,null,null,"Western"]
["OGST","NM","NM-Western","Reeves",2450,"2","NG","ST",44,44,623.4,13924,11916.99,null,"Electric Utility","N","OP",null,null,null,"Western"]
["EXCLUDE","NM","NM-Western","Animas",2465,"HY1","WAT","HY",0.2,0.2,0,0,0,null,"Electric Utility","N","OA",null,"Non Combustion (NUC, WAT, WND, GEO, or SUN)",null,"Western"]
["EXCLUDE","NM","NM-Eastern","Tucumcari",2469,"9","DFO","IC",4.8,5,0,0,0,null,"Electric Utility","N","RE",2010,"Retired prior to 2012",null,"Eastern"]
["OGST","NY","NY-Eastern","Danskammer Generating Station",2480,"2","NG","ST",73.5,51,904,4450,3921.39,null,"IPP Non-CHP","N","OP",2013,null,null,"Eastern"]
["EXCLUDE","NY","NY-Eastern","Sturgeon",2486,"H3","WAT","HY",4.8,4.8,0,14999,0,null,"Electric Utility","N","OP",null,"Non Combustion (NUC, WAT, WND, GEO, or SUN)",null,"Eastern"]
["EXCLUDE","NY","NY-Eastern","Gowanus Gas Turbines Generating",2494,"GT17","DFO","GT",20,16.8,0,1545.34,2129.65,null,"IPP Non-CHP","N","OP",null,"Simple cycle unit",null,"Eastern"]
["EXCLUDE","NY","NY-Eastern","Gowanus Gas Turbines Generating",2494,"GT24","NG","GT",20,17.100000000000001,0,1545.34,1526.76,null,"IPP Non-CHP","N","OP",null,"Simple cycle unit",null,"Eastern"]
["EXCLUDE","NY","NY-Eastern","Gowanus Gas Turbines Generating",2494,"GT37","NG","GT",20,16.899999999999999,0,1545.34,1526.76,null,"IPP Non-CHP","N","OP",null,"Simple cycle unit",null,"Eastern"]
["EXCLUDE","NY","NY-Eastern","Gowanus Gas Turbines Generating",2494,"GT44","DFO","GT",20,15.9,0,1545.34,2129.65,null,"IPP Non-CHP","N","OP",null,"Simple cycle unit",null,"Eastern"]
["EXCLUDE","NY","NY-Eastern","Narrows Gas Turbines Generating",2499,"NT15","NG","GT",22,18.7,0,6929.25,6748.37,null,"IPP Non-CHP","N","OP",null,"Simple cycle unit",null,"Eastern"]
["EXCLUDE","NY","NY-Eastern","Narrows Gas Turbines Generating",2499,"NT28","NG","GT",22,17.399999999999999,0,6929.25,6748.37,null,"IPP Non-CHP","N","OP",null,"Simple cycle unit",null,"Eastern"]
["NGCC","NY","NY-Eastern","Ravenswood",2500,"4S","NG","CC",80,73.900000000000006,2156,460946.87,140835.79,null,"IPP Non-CHP","N","OP",null,null,null,"Eastern"]
["EXCLUDE","NY","NY-Eastern","Ravenswood",2500,"GT7","NG","GT",22,12.7,225.86,2623.14,2187.96,null,"IPP Non-CHP","N","SB",null,"Simple cycle unit",null,"Eastern"]
["EXCLUDE","NY","NY-Eastern","E F Barrett",2511,"12","NG","GT",41.8,40.200000000000003,583.38,19386.39,18687.28,null,"Electric Utility","N","OP",null,"Simple cycle unit",null,"Eastern"]
["EXCLUDE","NY","NY-Eastern","E F Barrett",2511,"7","NG","GT",18,null,0,0,0,null,"Electric Utility","N","RE",2011,"Retired prior to 2012",null,"Eastern"]
["OGST","NY","NY-Eastern","Far Rockaway",2513,"4","NG","ST",100,null,1145,151412,97726.73,null,"Electric Utility","N","RE",2012,null,null,"Eastern"]
["OGST","NY","NY-Eastern","Port Jefferson",2517,"4","NG","ST",188,198.5,1998,267038,186775.43,null,"Electric Utility","N","OP",null,null,null,"Eastern"]
["EXCLUDE","NY","NY-Eastern","Shoreham",2518,"GT1","DFO","GT",52.9,47.4,0,452.05,960.16,null,"Electric Utility","N","OP",null,"Simple cycle unit",null,"Eastern"]
["EXCLUDE","NY","NY-Eastern","Harris Lake",2528,"1","DFO","IC",1.7,1.7,0,0,0,null,"Electric Utility","N","SB",null,"Internal Combustion",null,"Eastern"]
["NGCC","NY","NY-Eastern","Bethlehem Energy Center",2539,"6","NG","CC",194.3,161.5,2450,1066829.92,448001.62,null,"IPP Non-CHP","N","OP",null,null,null,"Eastern"]
["NGCC","NY","NY-Eastern","Bethlehem Energy Center",2539,"7","NG","CC",194.3,161.1,2450,1066829.92,448001.62,null,"IPP Non-CHP","N","OP",null,null,null,"Eastern"]
["EXCLUDE","NY","NY-Eastern","Blake",2547,"1","WAT","HY",15,14.2,0,51397,0,null,"IPP Non-CHP","N","OP",null,"Non Combustion (NUC, WAT, WND, GEO, or SUN)",null,"Eastern"]
["EXCLUDE","NY","NY-Eastern","C R Huntley Generating Station",2549,"65","BIT","ST",100,100,0,0,0,null,"IPP Non-CHP","N","RE",2007,"Retired prior to 2012",null,"Eastern"]
["EXCLUDE","NY","NY-Eastern","Deferiet",2552,"2","WAT","HY",4,3.6,0,15536,0,null,"IPP Non-CHP","N","OP",null,"Non Combustion (NUC, WAT, WND, GEO, or SUN)",null,"Eastern"]
["EXCLUDE","NY","NY-Eastern","Effley",2557,"3","WAT","HY",0.6,0.6,0,2581.6,0,null,"IPP Non-CHP","N","OP",null,"Non Combustion (NUC, WAT, WND, GEO, or SUN)",null,"Eastern"]
["EXCLUDE","NY","NY-Eastern","Ephratah",2560,"2","WAT","HY",1,0.9,0,2461.75,0,null,"IPP Non-CHP","N","OP",null,"Non Combustion (NUC, WAT, WND, GEO, or SUN)",null,"Eastern"]
["EXCLUDE","NY","NY-Eastern","Glenwood",2568,"1","WAT","HY",0.5,0.5,0,2244.67,0,null,"IPP Non-CHP","N","OP",null,"Non Combustion (NUC, WAT, WND, GEO, or SUN)",null,"Eastern"]
["EXCLUDE","NY","NY-Eastern","High Dam",2574,"4","WAT","HY",3.5,2.2000000000000002,0,10703.53,0,null,"Electric Utility","N","OP",null,"Non Combustion (NUC, WAT, WND, GEO, or SUN)",null,"Eastern"]
["EXCLUDE","NY","NY-Eastern","Hydraulic Race",2578,"1","WAT","HY",3,3,0,9236,0,null,"IPP Non-CHP","N","OP",null,"Non Combustion (NUC, WAT, WND, GEO, or SUN)",null,"Eastern"]
["EXCLUDE","NY","NY-Eastern","Kamargo",2581,"1","WAT","HY",2,1.6,0,7253,0,null,"IPP Non-CHP","N","OP",null,"Non Combustion (NUC, WAT, WND, GEO, or SUN)",null,"Eastern"]
["EXCLUDE","NY","NY-Eastern","Minetto",2586,"4","WAT","HY",2,1.5,0,5542.6,0,null,"IPP Non-CHP","N","OP",null,"Non Combustion (NUC, WAT, WND, GEO, or SUN)",null,"Eastern"]
["EXCLUDE","NY","NY-Eastern","Piercefield",2598,"1","WAT","HY",1.5,1.6,0,9252.7800000000007,0,null,"IPP Non-CHP","N","OP",null,"Non Combustion (NUC, WAT, WND, GEO, or SUN)",null,"Eastern"]
["EXCLUDE","NY","NY-Eastern","Raymondville",2601,"1","WAT","HY",2,2,0,13032,0,null,"IPP Non-CHP","N","OP",null,"Non Combustion (NUC, WAT, WND, GEO, or SUN)",null,"Eastern"]
["EXCLUDE","NY","NY-Eastern","Sewalls",2608,"1","WAT","HY",1,1,0,5307,0,null,"IPP Non-CHP","N","OP",null,"Non Combustion (NUC, WAT, WND, GEO, or SUN)",null,"Eastern"]
["EXCLUDE","NY","NY-Eastern","Sewalls",2608,"2","WAT","HY",1,1.1000000000000001,0,5307,0,null,"IPP Non-CHP","N","OP",null,"Non Combustion (NUC, WAT, WND, GEO, or SUN)",null,"Eastern"]
["EXCLUDE","NY","NY-Eastern","Sugar Island",2616,"1","WAT","HY",2,2.1,0,11167.5,0,null,"IPP Non-CHP","N","OP",null,"Non Combustion (NUC, WAT, WND, GEO, or SUN)",null,"Eastern"]
["EXCLUDE","NY","NY-Eastern","Varick",2621,"4","WAT","HY",2,1.2,0,5339.25,0,null,"IPP Non-CHP","N","OP",null,"Non Combustion (NUC, WAT, WND, GEO, or SUN)",null,"Eastern"]
["EXCLUDE","NY","NY-Eastern","Yaleville",2624,"2","WAT","HY",1,0.2,0,1475.5,0,null,"IPP Non-CHP","N","OP",null,"Non Combustion (NUC, WAT, WND, GEO, or SUN)",null,"Eastern"]
["EXCLUDE","NY","NY-Eastern","Rochester 2",2639,"1","WAT","HY",8.5,8.5,0,40152,0,null,"Electric Utility","N","OP",null,"Non Combustion (NUC, WAT, WND, GEO, or SUN)",null,"Eastern"]
["EXCLUDE","NY","NY-Eastern","Wiscoy 170",2646,"2","WAT","HY",0.4,0.4,0,0,0,null,"Electric Utility","N","OS",null,"Non Combustion (NUC, WAT, WND, GEO, or SUN)",null,"Eastern"]
["EXCLUDE","NY","NY-Eastern","Plant No 2",2679,"1","DFO","IC",9.6,8,0,0,0,null,"Electric Utility","N","RE",2004,"Retired prior to 2012",null,"Eastern"]
["EXCLUDE","NY","NY-Eastern","S A Carlson",2682,"7","NG","GT",47.3,42,554,176637,117310.55,null,"Electric Utility","N","OP",null,"Simple cycle unit",null,"Eastern"]
["EXCLUDE","NY","NY-Eastern","Lewiston Niagara",2692,"1","WAT","PS",20,null,0,-26690.080000000002,0,null,"Electric Utility","N","OP",null,"Non Combustion (NUC, WAT, WND, GEO, or SUN)",null,"Eastern"]
["EXCLUDE","NY","NY-Eastern","Lewiston Niagara",2692,"6","WAT","PS",20,null,0,-26690.080000000002,0,null,"Electric Utility","N","OP",null,"Non Combustion (NUC, WAT, WND, GEO, or SUN)",null,"Eastern"]
["EXCLUDE","NY","NY-Eastern","Robert Moses Niagara",2693,"4","WAT","HY",193.5,181,0,1065283.8999999999,0,null,"Electric Utility","N","OP",null,"Non Combustion (NUC, WAT, WND, GEO, or SUN)",null,"Eastern"]
["EXCLUDE","NY","NY-Eastern","Robert Moses Power Dam",2694,"26","WAT","HY",57,50,0,418288.38,0,null,"Electric Utility","N","OP",null,"Non Combustion (NUC, WAT, WND, GEO, or SUN)",null,"Eastern"]
["EXCLUDE","NY","NY-Eastern","Robert Moses Power Dam",2694,"31","WAT","HY",57,50,0,418288.38,0,null,"Electric Utility","N","OP",null,"Non Combustion (NUC, WAT, WND, GEO, or SUN)",null,"Eastern"]
["EXCLUDE","NY","NY-Eastern","Watertown",2700,"2","WAT","HY",2.7,2.1,0,5028,0,null,"Electric Utility","N","OP",null,"Non Combustion (NUC, WAT, WND, GEO, or SUN)",null,"Eastern"]
["EXCLUDE","NC","NC-Eastern","Asheville",2706,"GT2","NG","GT",211.8,160,2026,105959.51,72851.7,null,"Electric Utility","N","OP",null,"Simple cycle unit",null,"Eastern"]
["EXCLUDE","NC","NC-Eastern","Cape Fear",2708,"1","DFO","CC",15,11,277,null,36,null,"Electric Utility","N","OP",null,"Other combined cycle unit",null,"Eastern"]
["EXCLUDE","NC","NC-Eastern","Marshall",2710,"HC1","WAT","HY",2.5,2,0,9980,0,null,"Electric Utility","N","OP",null,"Non Combustion (NUC, WAT, WND, GEO, or SUN)",null,"Eastern"]
["COALST","NC","NC-Eastern","Roxboro",2712,"3","BIT","ST",745.2,696,8522,3685146,3917371.27,null,"Electric Utility","N","OP",null,null,null,"Eastern"]
["EXCLUDE","NC","NC-Eastern","L V Sutton Steam",2713,"GTB","DFO","GT",37.5,26,391.84,0,306.08,null,"Electric Utility","N","OP",null,"Simple cycle unit",null,"Eastern"]
["COALST","NC","NC-Eastern","G G Allen",2718,"1","BIT","ST",165,162,2141,100069,124154.17,null,"Electric Utility","N","OP",null,null,null,"Eastern"]
["EXCLUDE","NC","NC-Eastern","Bridgewater",2719,"1","WAT","HY",13,15,0,19456.82,0,null,"Electric Utility","N","OP",null,"Non Combustion (NUC, WAT, WND, GEO, or SUN)",null,"Eastern"]
["EXCLUDE","NC","NC-Eastern","Cliffside",2721,"1","BIT","ST",40,38,0,0,0,null,"Electric Utility","N","RE",2011,"Retired prior to 2012",null,"Eastern"]
["EXCLUDE","NC","NC-Eastern","Dan River",2723,"4","NG","GT",35.200000000000003,24,0,-55.07,0,null,"Electric Utility","N","RE",2012,"Simple cycle unit",null,"Eastern"]
["COALST","NC","NC-Eastern","Marshall",2727,"3","BIT","ST",648,658,7506,3263260,3376930.26,null,"Electric Utility","N","OP",null,null,null,"Eastern"]
["EXCLUDE","NC","NC-Eastern","Mountain Island",2728,"4","WAT","HY",15,17,0,17959.75,0,null,"Electric Utility","N","OP",null,"Non Combustion (NUC, WAT, WND, GEO, or SUN)",null,"Eastern"]
["EXCLUDE","NC","NC-Eastern","Turner Shoals",2735,"2","WAT","HY",2.7,2.7,0,5499.5,0,null,"IPP Non-CHP","N","OP",null,"Non Combustion (NUC, WAT, WND, GEO, or SUN)",null,"Eastern"]
["EXCLUDE","NC","NC-Eastern","Tuxedo",2736,"1","WAT","HY",2.5,3.2,0,9976.5,0,null,"Electric Utility","N","OP",null,"Non Combustion (NUC, WAT, WND, GEO, or SUN)",null,"Eastern"]
["EXCLUDE","NC","NC-Eastern","Gaston",2756,"3","WAT","HY",44.4,55,0,43047.75,0,null,"Electric Utility","N","OP",null,"Non Combustion (NUC, WAT, WND, GEO, or SUN)",null,"Eastern"]
["EXCLUDE","NC","NC-Eastern","Fontana Dam",2779,"1","WAT","HY",81,101.4,0,245978.27,0,null,"Electric Utility","N","OP",null,"Non Combustion (NUC, WAT, WND, GEO, or SUN)",null,"Eastern"]
["EXCLUDE","NC","NC-Eastern","Buxton",2783,"1A","DFO","IC",3,3,0,0,0,null,"Electric Utility","N","OP",null,"Internal Combustion",null,"Eastern"]
["EXCLUDE","ND","ND-Eastern","Grafton",2811,"4","DFO","IC",1.3,1.3,0,0,0,null,"Electric Utility","N","SB",null,"Internal Combustion",null,"Eastern"]
["EXCLUDE","ND","ND-Eastern","Grand Forks",2821,"2","DFO","IC",0.7,0.7,0,0,0,null,"Electric Utility","N","RE",2012,"Internal Combustion",null,"Eastern"]
["EXCLUDE","ND","ND-Eastern","Grand Forks",2821,"7","DFO","IC",1.1000000000000001,1.1000000000000001,0,0,0,null,"Electric Utility","N","RE",2012,"Internal Combustion",null,"Eastern"]
["COALST","OH","OH-Eastern","Walter C Beckjord",2830,"3","BIT","ST",125,128,1300,156516,228004.1,null,"Electric Utility","N","OP",2015,null,null,"Eastern"]
["EXCLUDE","OH","OH-Eastern","Walter C Beckjord",2830,"GT4","DFO","GT",52.9,46.6,766,178.25,422.99,null,"Electric Utility","N","OP",null,"Simple cycle unit",null,"Eastern"]
["EXCLUDE","OH","OH-Eastern","Miami Fort",2832,"GT4","DFO","GT",16.5,14.2,0,-32.25,116.62,null,"Electric Utility","N","OP",null,"Simple cycle unit",null,"Eastern"]
["COALST","OH","OH-Eastern","Avon Lake",2836,"9","BIT","ST",680,640,6080,2617823,2396897.7400000002,null,"IPP Non-CHP","N","OP",null,null,null,"Eastern"]
["COALST","OH","OH-Eastern","Conesville",2840,"6","BIT","ST",443.9,375,4091,1441429,1776340.54,null,"Electric Utility","N","OP",null,null,null,"Eastern"]
["EXCLUDE","OH","OH-Eastern","Frank M Tait",2847,"IC1","DFO","IC",2.7,2.5,0,0,0,null,"Electric Utility","N","OP",null,"Internal Combustion",null,"Eastern"]
["COALST","OH","OH-Eastern","J M Stuart",2850,"1","BIT","ST",610.20000000000005,577,6627.2,3031845,3318785.66,null,"Electric Utility","N","OP",null,null,null,"Eastern"]
["EXCLUDE","OH","OH-Eastern","J M Stuart",2850,"D2","DFO","IC",2.7,2.2000000000000002,0,0,0,null,"Electric Utility","N","OP",null,"Internal Combustion",null,"Eastern"]
["EXCLUDE","OH","OH-Eastern","Sidney",2852,"4","DFO","IC",2.7,2.4,0,0,0,null,"Electric Utility","N","OP",null,"Internal Combustion",null,"Eastern"]
["COALST","OH","OH-Eastern","Niles",2861,"1","BIT","ST",132.80000000000001,108,1290,47120,61141.01,null,"IPP Non-CHP","N","RE",2012,null,null,"Eastern"]
["COALST","OH","OH-Eastern","FirstEnergy R E Burger",2864,"3","BIT","ST",103.4,94,0,0,0,null,"IPP Non-CHP","N","RE",2012,null,null,"Eastern"]
["COALST","OH","OH-Eastern","FirstEnergy W H Sammis",2866,"6","BIT","ST",680,600,6700,3106782,3248048.17,null,"IPP Non-CHP","N","OP",null,null,null,"Eastern"]
["EXCLUDE","OH","OH-Eastern","FirstEnergy West Lorain",2869,"5","NG","GT",85,85,1047,31731.5,30750.080000000002,null,"IPP Non-CHP","N","OP",null,"Simple cycle unit",null,"Eastern"]
["COALST","OH","OH-Eastern","Muskingum River",2872,"4","BIT","ST",237.5,205,2150,306397,321452.68,null,"Electric Utility","N","OP",2014,null,null,"Eastern"]
["COALST","OH","OH-Eastern","FirstEnergy Bay Shore",2878,"4","SUB","ST",217.6,215,3200,213557,296557.69,null,"IPP Non-CHP","N","RE",2012,null,null,"Eastern"]
["EXCLUDE","OH","OH-Eastern","Lake Road",2908,"10","BIT","ST",25,25,0,0,0,null,"Electric Utility","N","RE",1994,"Retired prior to 2012",null,"Eastern"]
["EXCLUDE","OH","OH-Eastern","Hamilton",2917,"5","NG","ST",10,10,0,510,471.15,null,"Electric Utility","N","OP",null,"Steam unit (PRMVR=ST) less than or equal to 25MW (i.e. 250 MMBtu/hr)",null,"Eastern"]
["EXCLUDE","OH","OH-Eastern","Hamilton",2917,"GT2","NG","GT",16.3,12,0,567,523.79999999999995,null,"Electric Utility","N","OP",null,"Simple cycle unit",null,"Eastern"]
["EXCLUDE","OH","OH-Eastern","Oberlin",2933,"5","NG","IC",2,2,0,0,0,null,"Electric Utility","N","OP",null,"Internal Combustion",null,"Eastern"]
["EXCLUDE","OH","OH-Eastern","Oberlin",2933,"6","DFO","IC",2.5,2,0,0,0,null,"Electric Utility","N","OP",null,"Internal Combustion",null,"Eastern"]
["EXCLUDE","OH","OH-Eastern","Piqua Power Plant",2937,"10","BIT","ST",0.8,0.8,0,0,0,null,"Electric Utility","N","RE",2007,"Retired prior to 2012",null,"Eastern"]
["EXCLUDE","OH","OH-Eastern","Piqua Power Plant",2937,"7","BIT","ST",20,20,0,0,0,null,"Electric Utility","N","RE",2007,"Retired prior to 2012",null,"Eastern"]
["EXCLUDE","OH","OH-Eastern","Shelby Municipal Light Plant",2943,"IC1","DFO","IC",3,3,0,0,0,null,"Electric Utility","N","OP",null,"Internal Combustion",null,"Eastern"]
["EXCLUDE","OK","OK-Eastern","Horseshoe Lake",2951,"9","NG","GT",60.5,45.5,550,15158.5,9469.08,null,"Electric Utility","N","OP",null,"Simple cycle unit",null,"Eastern"]
["EXCLUDE","OK","OK-Eastern","Mustang",2953,"5A","NG","GT",41,32,0,2329,2098.2800000000002,null,"Electric Utility","N","OP",null,"Simple cycle unit",null,"Eastern"]
["EXCLUDE","OK","OK-Eastern","Seminole",2956,"GT1","NG","GT",23,16,0,310,300.64,null,"Electric Utility","N","OP",null,"Simple cycle unit",null,"Eastern"]
["OGST","OK","OK-Eastern","Tulsa",2965,"2","NG","ST",170,150,1818,114996,108593.69,null,"Electric Utility","N","OP",null,null,null,"Eastern"]
["EXCLUDE","OK","OK-Eastern","Weleetka",2966,"5","NG","GT",53,53,0,2941,2613.15,null,"Electric Utility","N","OP",null,"Simple cycle unit",null,"Eastern"]
["EXCLUDE","OK","OK-Eastern","Cushing",2975,"8","DFO","IC",2.5,1.9,0,0,0,null,"Electric Utility","N","OP",null,"Internal Combustion",null,"Eastern"]
["EXCLUDE","OK","OK-Eastern","Pensacola",2981,"2","WAT","HY",21.6,20,0,31284.3,0,null,"Electric Utility","N","OP",null,"Non Combustion (NUC, WAT, WND, GEO, or SUN)",null,"Eastern"]
["EXCLUDE","OK","OK-Eastern","Robert S Kerr",2985,"2","WAT","HY",27.5,31.6,0,61110.75,0,null,"Electric Utility","N","OP",null,"Non Combustion (NUC, WAT, WND, GEO, or SUN)",null,"Eastern"]
["EXCLUDE","OK","OK-Eastern","Kingfisher",2986,"5","NG","IC",3.1,3,0,0,0,null,"Electric Utility","N","OP",null,"Internal Combustion",null,"Eastern"]
["EXCLUDE","OK","OK-Eastern","Mangum",2991,"6","NG","IC",2.1,1.6,0,0,0,null,"Electric Utility","N","OP",null,"Internal Combustion",null,"Eastern"]
["EXCLUDE","OK","OK-Eastern","Boomer Lake Station",3000,"1","NG","ST",10,10.9,0,63,72.930000000000007,null,"Electric Utility","N","OP",null,"Steam unit (PRMVR=ST) less than or equal to 25MW (i.e. 250 MMBtu/hr)",null,"Eastern"]
["OGST","OK","OK-Eastern","Anadarko Plant",3006,"3","NG","ST",50,44,800,11799,8920,null,"Electric Utility","N","SB",null,null,null,"Eastern"]
["EXCLUDE","OR","OR-Western","Oxbow",3014,"1","WAT","HY",47.5,55.3,0,273092.5,0,null,"Electric Utility","N","OP",null,"Non Combustion (NUC, WAT, WND, GEO, or SUN)",null,"Western"]
["EXCLUDE","OR","OR-Western","Clearwater 2",3021,"1","WAT","HY",26,31,0,54153,0,null,"Electric Utility","N","OP",null,"Non Combustion (NUC, WAT, WND, GEO, or SUN)",null,"Western"]
["EXCLUDE","OR","OR-Western","Prospect 3",3034,"1","WAT","HY",7.2,7.7,0,37518,0,null,"Electric Utility","N","OP",null,"Non Combustion (NUC, WAT, WND, GEO, or SUN)",null,"Western"]
["EXCLUDE","OR","OR-Western","Faraday",3045,"4","WAT","HY",4.5,5.6,0,20513.61,0,null,"Electric Utility","N","OP",null,"Non Combustion (NUC, WAT, WND, GEO, or SUN)",null,"Western"]
["EXCLUDE","OR","OR-Western","Pelton",3048,"1","WAT","HY",45,38,0,186763.93,0,null,"Electric Utility","N","OP",null,"Non Combustion (NUC, WAT, WND, GEO, or SUN)",null,"Western"]
["EXCLUDE","OR","OR-Western","Round Butte",3050,"2","WAT","HY",82.3,121.5,0,354568.33,0,null,"Electric Utility","N","OP",null,"Non Combustion (NUC, WAT, WND, GEO, or SUN)",null,"Western"]
["EXCLUDE","OR","OR-Western","Leaburg",3068,"1","WAT","HY",8.4,4,0,52567.62,0,null,"Electric Utility","N","OP",null,"Non Combustion (NUC, WAT, WND, GEO, or SUN)",null,"Western"]
["EXCLUDE","OR","OR-Western","Bonneville",3075,"10","WAT","HY",54,54,0,274182.49,0,null,"Electric Utility","N","OP",null,"Non Combustion (NUC, WAT, WND, GEO, or SUN)",null,"Western"]
["EXCLUDE","OR","OR-Western","Bonneville",3075,"4","WAT","HY",54,54,0,274182.49,0,null,"Electric Utility","N","OP",null,"Non Combustion (NUC, WAT, WND, GEO, or SUN)",null,"Western"]
["EXCLUDE","OR","OR-Western","Hills Creek",3081,"1","WAT","HY",15,15,0,58574.5,0,null,"Electric Utility","N","OP",null,"Non Combustion (NUC, WAT, WND, GEO, or SUN)",null,"Western"]
["EXCLUDE","OR","OR-Western","Hills Creek",3081,"2","WAT","HY",15,15,0,58574.5,0,null,"Electric Utility","N","OP",null,"Non Combustion (NUC, WAT, WND, GEO, or SUN)",null,"Western"]
["EXCLUDE","OR","OR-Western","John Day",3082,"8","WAT","HY",135,135,0,652869.38,0,null,"Electric Utility","N","OP",null,"Non Combustion (NUC, WAT, WND, GEO, or SUN)",null,"Western"]
["EXCLUDE","OR","OR-Western","McNary",3084,"1","WAT","HY",70,70,0,410145.51,0,null,"Electric Utility","N","OP",null,"Non Combustion (NUC, WAT, WND, GEO, or SUN)",null,"Western"]
["EXCLUDE","OR","OR-Western","McNary",3084,"7","WAT","HY",70,70,0,410145.51,0,null,"Electric Utility","N","OP",null,"Non Combustion (NUC, WAT, WND, GEO, or SUN)",null,"Western"]
["EXCLUDE","PA","PA-Eastern","F R Phillips",3099,"2","BIT","ST",81,59,0,0,0,null,"IPP Non-CHP","N","RE",2002,"Retired prior to 2012",null,"Eastern"]
["COALST","PA","PA-Eastern","Portland",3113,"2","BIT","ST",255,194,2500,102300,117114.4,null,"IPP Non-CHP","N","OP",2014,null,null,"Eastern"]
["COALST","PA","PA-Eastern","Titus",3115,"1","BIT","ST",75,72,900,32069,38899.550000000003,null,"IPP Non-CHP","N","OP",2013,null,null,"Eastern"]
["COALST","PA","PA-Eastern","Homer City Station",3122,"1","BIT","ST",660,620,6792,2872710,2974257.1,null,"IPP Non-CHP","N","OP",null,null,null,"Eastern"]
["EXCLUDE","PA","PA-Eastern","Piney",3124,"1","WAT","HY",10,9,0,19649.330000000002,0,null,"IPP Non-CHP","N","OP",null,"Non Combustion (NUC, WAT, WND, GEO, or SUN)",null,"Eastern"]
["EXCLUDE","PA","PA-Eastern","Warren",3132,"2","BIT","ST",42,41,0,0,0,null,"IPP Non-CHP","N","RE",2002,"Retired prior to 2012",null,"Eastern"]
["EXCLUDE","PA","PA-Eastern","New Castle Plant",3138,"EMDB","DFO","IC",3.2,2.5,0,0,0,null,"IPP Non-CHP","N","OS",2015,"Internal Combustion",null,"Eastern"]
["EXCLUDE","PA","PA-Eastern","PPL Martins Creek LLC Fishbach",3142,"UNT1","DFO","GT",18.5,14,0,83,103.13,null,"IPP Non-CHP","N","OP",null,"Simple cycle unit",null,"Eastern"]
["EXCLUDE","PA","PA-Eastern","PPL Martins Creek LLC Harrisburg",3143,"CTG4","DFO","GT",16,14,0,377,497.33,null,"IPP Non-CHP","N","OP",null,"Simple cycle unit",null,"Eastern"]
["EXCLUDE","PA","PA-Eastern","PPL Holtwood",3145,"HW4","WAT","HY",10.4,11.8,0,44347.3,0,null,"IPP Non-CHP","N","OP",null,"Non Combustion (NUC, WAT, WND, GEO, or SUN)",null,"Eastern"]
["EXCLUDE","PA","PA-Eastern","PPL Holtwood",3145,"HW9","WAT","HY",13.2,13.5,0,56286.95,0,null,"IPP Non-CHP","N","OP",null,"Non Combustion (NUC, WAT, WND, GEO, or SUN)",null,"Eastern"]
["EXCLUDE","PA","PA-Eastern","PPL Montour",3149,"11","BIT","ST",17.2,10,7384,254,250.71,null,"IPP Non-CHP","N","OP",null,"Steam unit (PRMVR=ST) less than or equal to 25MW (i.e. 250 MMBtu/hr)",null,"Eastern"]
["EXCLUDE","PA","PA-Eastern","PPL Martins Creek LLC West Shore",3154,"CTG1","DFO","GT",18.5,14,0,393.5,454.65,null,"IPP Non-CHP","N","OP",null,"Simple cycle unit",null,"Eastern"]
["EXCLUDE","PA","PA-Eastern","Chester Generating Station",3157,"8","DFO","GT",18.600000000000001,13,0,185.67,224.97,null,"IPP Non-CHP","N","OP",null,"Simple cycle unit",null,"Eastern"]
["EXCLUDE","PA","PA-Eastern","Delaware Generating Station",3160,"9","DFO","GT",21.2,17,0,120.59,222.79,null,"IPP Non-CHP","N","OP",null,"Simple cycle unit",null,"Eastern"]
["EXCLUDE","PA","PA-Eastern","Muddy Run",3164,"1","WAT","PS",134,134,0,-37737,0,null,"IPP Non-CHP","N","OP",null,"Non Combustion (NUC, WAT, WND, GEO, or SUN)",null,"Eastern"]
["EXCLUDE","PA","PA-Eastern","Muddy Run",3164,"6","WAT","PS",134,133,0,-37737,0,null,"IPP Non-CHP","N","OP",null,"Non Combustion (NUC, WAT, WND, GEO, or SUN)",null,"Eastern"]
["EXCLUDE","PA","PA-Eastern","Safe Harbor",3175,"12","WAT","HY",37.5,37.5,0,85035.9,0,null,"Electric Utility","N","OP",null,"Non Combustion (NUC, WAT, WND, GEO, or SUN)",null,"Eastern"]
["EXCLUDE","PA","PA-Eastern","Safe Harbor",3175,"8","WAT","HY",37.5,37.5,0,85035.9,0,null,"Electric Utility","N","OP",null,"Non Combustion (NUC, WAT, WND, GEO, or SUN)",null,"Eastern"]
["COALST","PA","PA-Eastern","FirstEnergy Armstrong Power Station",3178,"1","BIT","ST",163.19999999999999,172,2342,249878,273793.69,null,"IPP Non-CHP","N","RE",2012,null,null,"Eastern"]
["NGCC","RI","RI-Eastern","Manchester Street",3236,"G11A","NG","CC",125,102.2,1450,620388.6,305295.78000000003,null,"IPP Non-CHP","N","OP",null,null,null,"Eastern"]
["EXCLUDE","SC","SC-Eastern","Darlington County",3250,"7","NG","GT",66.8,51,1663.42,5753.24,5452.92,null,"Electric Utility","N","OP",null,"Simple cycle unit",null,"Eastern"]
["EXCLUDE","SC","SC-Eastern","Darlington County",3250,"8","NG","GT",65.8,48,1638.52,5667.12,5371.29,null,"Electric Utility","N","OP",null,"Simple cycle unit",null,"Eastern"]
["EXCLUDE","SC","SC-Eastern","Dearborn",3256,"3","WAT","HY",15,14,0,34744,0,null,"Electric Utility","N","OP",null,"Non Combustion (NUC, WAT, WND, GEO, or SUN)",null,"Eastern"]
["EXCLUDE","SC","SC-Eastern","Fishing Creek",3257,"5","WAT","HY",6,8,0,12992.06,0,null,"Electric Utility","N","OP",null,"Non Combustion (NUC, WAT, WND, GEO, or SUN)",null,"Eastern"]
["EXCLUDE","SC","SC-Eastern","Great Falls",3259,"7","WAT","HY",3,3,0,993.38,0,null,"Electric Utility","N","OP",null,"Non Combustion (NUC, WAT, WND, GEO, or SUN)",null,"Eastern"]
["EXCLUDE","SC","SC-Eastern","W S Lee",3264,"6","NG","GT",35.1,30,0,0,0,null,"Electric Utility","N","RE",2007,"Retired prior to 2012",null,"Eastern"]
["EXCLUDE","SC","SC-Eastern","Oconee",3265,"3","NUC","ST",893.3,846,0,6916561.25,0,null,"Electric Utility","N","OP",null,"Non Combustion (NUC, WAT, WND, GEO, or SUN)",null,"Eastern"]
["EXCLUDE","SC","SC-Eastern","Saluda",3267,"3","WAT","HY",0.6,0.6,0,1509.25,0,null,"IPP Non-CHP","N","OP",null,"Non Combustion (NUC, WAT, WND, GEO, or SUN)",null,"Eastern"]
["EXCLUDE","SC","SC-Eastern","99 Islands",3272,"5","WAT","HY",3,1.6,0,8262.83,0,null,"Electric Utility","N","OP",null,"Non Combustion (NUC, WAT, WND, GEO, or SUN)",null,"Eastern"]
["COALST","SC","SC-Eastern","Canadys Steam",3280,"3","BIT","ST",217.6,180,2019,836407,777335.63,null,"Electric Utility","N","OP",2018,null,null,"Eastern"]
["EXCLUDE","SC","SC-Eastern","Columbia Canal Hydro",3283,"3","WAT","HY",1.6,1.3,0,3090.26,0,null,"Electric Utility","N","OP",null,"Non Combustion (NUC, WAT, WND, GEO, or SUN)",null,"Eastern"]
["EXCLUDE","SC","SC-Eastern","Neal Shoals",3289,"4","WAT","HY",1.3,1.3,0,3417.75,0,null,"Electric Utility","N","OP",null,"Non Combustion (NUC, WAT, WND, GEO, or SUN)",null,"Eastern"]
["EXCLUDE","SC","SC-Eastern","Saluda",3293,"1","WAT","HY",32.5,32.5,0,3115.33,0,null,"Electric Utility","N","OP",null,"Non Combustion (NUC, WAT, WND, GEO, or SUN)",null,"Eastern"]
["NGCC","SC","SC-Eastern","Urquhart",3295,"1","NG","CC",75,64,1818,314159.64,144030.51,null,"Electric Utility","N","OP",null,null,null,"Eastern"]
["EXCLUDE","SC","SC-Eastern","Williams",3298,"1","NG","GT",26.9,20,361.8,1647.5,1431.74,null,"Electric Utility","N","OP",null,"Simple cycle unit",null,"Eastern"]
["EXCLUDE","SC","SC-Eastern","Rocky River",3305,"IC1","DFO","IC",1.1000000000000001,1.1000000000000001,0,0,0,null,"Electric Utility","N","OP",2013,"Internal Combustion",null,"Eastern"]
["EXCLUDE","SC","SC-Eastern","Jefferies",3319,"H6","WAT","HY",10.199999999999999,11,0,17106.77,0,null,"Electric Utility","N","OP",null,"Non Combustion (NUC, WAT, WND, GEO, or SUN)",null,"Eastern"]
["EXCLUDE","SC","SC-Eastern","J Strom Thurmond",3323,"5","WAT","HY",51.7,48,0,44341.57,0,null,"Electric Utility","N","OP",null,"Non Combustion (NUC, WAT, WND, GEO, or SUN)",null,"Eastern"]
["EXCLUDE","SD","SD-Western","Ben French",3325,"3","DFO","IC",2,2,0,0,0,null,"Electric Utility","N","SB",null,"Internal Combustion",null,"Western"]
["EXCLUDE","SD","SD-Eastern","Huron",3344,"1","NG","GT",15,11,208.03,514.51,374.3,null,"Electric Utility","N","SB",null,"Simple cycle unit",null,"Eastern"]
["EXCLUDE","SD","SD-Eastern","Lake Preston",3352,"1A","DFO","GT",24.1,22.1,0,135,549.79,null,"Electric Utility","N","SB",null,"Simple cycle unit",null,"Eastern"]
["EXCLUDE","SD","SD-Eastern","Oahe",3356,"5","WAT","HY",112,102,0,414642.43,0,null,"Electric Utility","N","OP",null,"Non Combustion (NUC, WAT, WND, GEO, or SUN)",null,"Eastern"]
["EXCLUDE","SD","SD-Eastern","Big Bend",3375,"6","WAT","HY",58.5,65,0,130976.18,0,null,"Electric Utility","N","OP",null,"Non Combustion (NUC, WAT, WND, GEO, or SUN)",null,"Eastern"]
["EXCLUDE","TN","TN-Eastern","Allen Steam Plant",3393,"G15","NG","GT",23.9,15.1,117.04,40,60.52,null,"Electric Utility","N","OP",null,"Simple cycle unit",null,"Eastern"]
["EXCLUDE","TN","TN-Eastern","Allen Steam Plant",3393,"G20","NG","GT",59.6,46.4,291.86,99.75,150.91999999999999,null,"Electric Utility","N","OP",null,"Simple cycle unit",null,"Eastern"]
["EXCLUDE","TN","TN-Eastern","Apalachia",3394,"2","WAT","HY",41.4,41.2,0,144256,0,null,"Electric Utility","N","OP",null,"Non Combustion (NUC, WAT, WND, GEO, or SUN)",null,"Eastern"]
["EXCLUDE","TN","TN-Eastern","Douglas Dam",3400,"1","WAT","HY",36.5,44.2,0,84665.48,0,null,"Electric Utility","N","OP",null,"Non Combustion (NUC, WAT, WND, GEO, or SUN)",null,"Eastern"]
["EXCLUDE","TN","TN-Eastern","Douglas Dam",3400,"2","WAT","HY",41.4,44.7,0,96031.53,0,null,"Electric Utility","N","OP",null,"Non Combustion (NUC, WAT, WND, GEO, or SUN)",null,"Eastern"]
["EXCLUDE","TN","TN-Eastern","Gallatin",3403,"GT3","NG","GT",81.3,71.5,851,8366.9599999999991,6130.83,null,"Electric Utility","N","OP",null,"Simple cycle unit",null,"Eastern"]
["EXCLUDE","TN","TN-Eastern","Gallatin",3403,"GT8","DFO","GT",84.5,73.400000000000006,884.5,8696.2900000000009,6372.14,null,"Electric Utility","N","OP",null,"Simple cycle unit",null,"Eastern"]
["COALST","TN","TN-Eastern","Johnsonville",3406,"1","SUB","ST",125,107,2289,355014,524118.9,null,"Electric Utility","Y","OP",2017,null,null,"Eastern"]
["EXCLUDE","TN","TN-Eastern","Johnsonville",3406,"G15","NG","GT",68,47.1,790,11873.3,3264.39,null,"Electric Utility","N","OP",null,"Simple cycle unit",null,"Eastern"]
["EXCLUDE","TN","TN-Eastern","Johnsonville",3406,"G20","NG","GT",84.5,72.8,1209,14754.32,37928.6,null,"Electric Utility","N","OP",null,"Simple cycle unit",null,"Eastern"]
["COALST","TN","TN-Eastern","Kingston",3407,"2","BIT","ST",175,132,2185,377596,471316.77,null,"Electric Utility","N","OP",null,null,null,"Eastern"]
["EXCLUDE","TN","TN-Eastern","Norris Dam",3411,"2","WAT","HY",65.7,63.5,0,192741,0,null,"Electric Utility","N","OP",null,"Non Combustion (NUC, WAT, WND, GEO, or SUN)",null,"Eastern"]
["EXCLUDE","TN","TN-Eastern","Pickwick Landing Dam",3415,"2","WAT","HY",40,37.6,0,183640.83,0,null,"Electric Utility","N","OP",null,"Non Combustion (NUC, WAT, WND, GEO, or SUN)",null,"Eastern"]
["EXCLUDE","TN","TN-Eastern","Tims Ford",3417,"2","WAT","HY",0.7,0.5,0,642.13,0,null,"Electric Utility","N","OP",null,"Non Combustion (NUC, WAT, WND, GEO, or SUN)",null,"Eastern"]
["EXCLUDE","TN","TN-Eastern","Wilbur",3421,"4","WAT","HY",7,7,0,13473.68,0,null,"Electric Utility","N","OP",null,"Non Combustion (NUC, WAT, WND, GEO, or SUN)",null,"Eastern"]
["EXCLUDE","TN","TN-Eastern","J P Priest",3428,"1","WAT","HY",28,30,0,53749,0,null,"Electric Utility","N","OP",null,"Non Combustion (NUC, WAT, WND, GEO, or SUN)",null,"Eastern"]
["EXCLUDE","TX","TX-ERCOT","J L Bates",3438,"1","NG","ST",75,72,0,0,0,null,"IPP Non-CHP","N","RE",2008,"Retired prior to 2012",null,"ERCOT"]
["NGCC","TX","TX-ERCOT","Nueces Bay",3441,"9","NG","CC",189.6,175.1,2606,648740.99,298610.62,null,"IPP Non-CHP","N","OP",null,null,null,"ERCOT"]
["EXCLUDE","TX","TX-ERCOT","La Palma",3442,"4","NG","ST",23,24,0,0,0,null,"IPP Non-CHP","N","RE",2007,"Retired prior to 2012",null,"ERCOT"]
["EXCLUDE","TX","TX-ERCOT","North Lake",3454,"1","NG","ST",176.8,175,0,0,0,null,"IPP Non-CHP","N","RE",2009,"Retired prior to 2012",null,"ERCOT"]
["NGCC","TX","TX-Western","Newman",3456,"5CT1","NG","CC",86.5,70,0,0,0,null,"Electric Utility","N","OP",null,null,null,"Western"]
["OGST","TX","TX-Eastern","Lewis Creek",3457,"2","NG","ST",271.39999999999998,230,3050,818341,572373.97,null,"Electric Utility","N","OP",null,null,null,"Eastern"]
["EXCLUDE","TX","TX-ERCOT","Greens Bayou",3464,"84","NG","GT",72,64,835,460.17,603.97,null,"IPP Non-CHP","N","OP",null,"Simple cycle unit",null,"ERCOT"]
["EXCLUDE","TX","TX-ERCOT","T H Wharton",3469,"2","NG","ST",247.8,229,0,0,0,null,"IPP Non-CHP","N","RE",2005,"Retired prior to 2012",null,"ERCOT"]
["NGCC","TX","TX-ERCOT","T H Wharton",3469,"44","NG","CC",56.7,56.7,952,45163.73,26765.33,null,"IPP Non-CHP","N","OP",null,null,null,"ERCOT"]
["EXCLUDE","TX","TX-ERCOT","T H Wharton",3469,"GT1","NG","GT",16.3,13,201.96,1129.48,1509.37,null,"IPP Non-CHP","N","OP",null,"Simple cycle unit",null,"ERCOT"]
["OGST","TX","TX-Eastern","Knox Lee",3476,"5","NG","ST",351,342,3368,539914,339650.44,null,"Electric Utility","N","OP",null,null,null,"Eastern"]
["OGST","TX","TX-Eastern","Jones",3482,"1","NG","ST",247.5,243,3053,1033882,641907.62,null,"Electric Utility","N","OP",null,null,null,"Eastern"]
["OGST","TX","TX-Eastern","Plant X",3485,"4","NG","ST",190.4,190,2375,888196,603927.06000000006,null,"Electric Utility","N","OP",null,null,null,"Eastern"]
["EXCLUDE","TX","TX-ERCOT","Morgan Creek",3492,"5","NG","ST",170.4,175,0,0,0,null,"IPP Non-CHP","N","RE",2011,"Retired prior to 2012",null,"ERCOT"]
["EXCLUDE","TX","TX-ERCOT","Morgan Creek",3492,"CT3","NG","GT",89.4,68,1086,6040,5285.67,null,"IPP Non-CHP","N","OP",null,"Simple cycle unit",null,"ERCOT"]
["EXCLUDE","TX","TX-ERCOT","Permian Basin",3494,"CT5","NG","GT",89.4,68,1062,108453.8,76803.67,null,"IPP Non-CHP","N","OP",null,"Simple cycle unit",null,"ERCOT"]
["EXCLUDE","TX","TX-ERCOT","Lake Creek",3502,"D2","DFO","IC",2,2,0,0,0,null,"IPP Non-CHP","N","OS",null,"Internal Combustion",null,"ERCOT"]
["OGST","TX","TX-ERCOT","Stryker Creek",3504,"ST1","NG","ST",176.8,167,2081,34230,28652.400000000001,null,"IPP Non-CHP","N","OP",null,null,null,"ERCOT"]
["EXCLUDE","TX","TX-ERCOT","Decker Creek",3548,"PV3","SUN","PV",0.3,0.3,0,0,0,null,"Electric Utility","N","RE",2001,"Retired prior to 2012",null,"ERCOT"]
["EXCLUDE","TX","TX-ERCOT","Morris Sheppard",3557,"1","WAT","HY",11.3,12,0,0,0,null,"Electric Utility","N","OS",2013,"Non Combustion (NUC, WAT, WND, GEO, or SUN)",null,"ERCOT"]
["EXCLUDE","TX","TX-ERCOT","Silas Ray",3559,"DG-6b","DFO","IC",1.3,1,0,0,0,null,"Electric Utility","N","SB",null,"Internal Combustion",null,"ERCOT"]
["OGST","TX","TX-ERCOT","Ray Olinger",3576,"2","NG","ST",113.4,107,1300,37079,31049.23,null,"Electric Utility","N","OP",null,null,null,"ERCOT"]
["EXCLUDE","TX","TX-ERCOT","H 4",3583,"1","WAT","HY",2.4,2.4,0,0,0,null,"Electric Utility","N","OP",null,"Non Combustion (NUC, WAT, WND, GEO, or SUN)",null,"ERCOT"]
["EXCLUDE","TX","TX-ERCOT","Granite Shoals",3597,"2","WAT","HY",30,30,0,6929,0,null,"Electric Utility","N","OP",null,"Non Combustion (NUC, WAT, WND, GEO, or SUN)",null,"ERCOT"]
["EXCLUDE","TX","TX-Eastern","J Robert Massengale",3604,"4","NG","ST",11.5,10,0,0,0,null,"Electric Utility","N","OS",null,"Steam unit (PRMVR=ST) less than or equal to 25MW (i.e. 250 MMBtu/hr)",null,"Eastern"]
["EXCLUDE","TX","TX-ERCOT","Mission Road",3610,"3","NG","ST",113.6,100,0,0,0,null,"Electric Utility","N","RE",2003,"Retired prior to 2012",null,"ERCOT"]
["OGST","TX","TX-ERCOT","V H Braunig",3612,"3","NG","ST",417,412,4563.1000000000004,435676,297598.34999999998,null,"Electric Utility","N","OP",null,null,null,"ERCOT"]
["EXCLUDE","TX","TX-ERCOT","Weatherford",3624,"8","NG","IC",1.3,1.1000000000000001,0,0,0,null,"Electric Utility","N","SB",null,"Internal Combustion",null,"ERCOT"]
["EXCLUDE","TX","TX-ERCOT","North Texas",3627,"1","NG","ST",16.5,16.5,0,0,0,null,"Electric Utility","N","OS",null,"Steam unit (PRMVR=ST) less than or equal to 25MW (i.e. 250 MMBtu/hr)",null,"ERCOT"]
["EXCLUDE","TX","TX-ERCOT","Pearsall",3630,"16A","NG","IC",8.4,8.4,0,0,0,null,"Electric Utility","N","OP",null,"Internal Combustion",null,"ERCOT"]
["EXCLUDE","TX","TX-ERCOT","Pearsall",3630,"2A","NG","IC",8.4,8.4,0,0,0,null,"Electric Utility","N","OP",null,"Internal Combustion",null,"ERCOT"]
["EXCLUDE","TX","TX-ERCOT","Pearsall",3630,"6A","NG","IC",8.4,8.4,0,0,0,null,"Electric Utility","N","OP",null,"Internal Combustion",null,"ERCOT"]
["COALST","UT","UT-Western","Carbon",3644,"1","BIT","ST",75,67,1243,517291,634227.02,null,"Electric Utility","N","OP",2015,null,null,"Western"]
["EXCLUDE","UT","UT-Western","Olmstead",3655,"1","WAT","HY",2.4,2.2999999999999998,0,4470.29,0,null,"Electric Utility","N","OP",null,"Non Combustion (NUC, WAT, WND, GEO, or SUN)",null,"Western"]
["EXCLUDE","UT","UT-Western","Weber",3661,"1","WAT","HY",3.8,2,0,15100,0,null,"Electric Utility","N","OP",null,"Non Combustion (NUC, WAT, WND, GEO, or SUN)",null,"Western"]
["EXCLUDE","UT","UT-Western","Brigham City",3666,"8182","WAT","HY",0.6,0.4,0,2297.33,0,null,"Electric Utility","N","OP",null,"Non Combustion (NUC, WAT, WND, GEO, or SUN)",null,"Western"]
["EXCLUDE","UT","UT-Western","Murray City",3683,"6","NG","IC",3,2.2999999999999998,0,0,0,null,"Electric Utility","N","RE",2002,"Retired prior to 2012",null,"Western"]
["EXCLUDE","UT","UT-Western","Provo",3686,"8","NG","IC",2.5,2.5,0,0,0,null,"Electric Utility","N","OP",null,"Internal Combustion",null,"Western"]
["EXCLUDE","UT","UT-Western","Boulder",3699,"3","WAT","HY",1.4,1.4,0,7734.33,0,null,"Electric Utility","N","OP",null,"Non Combustion (NUC, WAT, WND, GEO, or SUN)",null,"Western"]
["EXCLUDE","VT","VT-Eastern","Lower Middlebury",3716,"2","WAT","HY",0.8,0.6,0,2706,0,null,"Electric Utility","N","OP",null,"State not covered under final 111(d)",null,"Eastern"]
["EXCLUDE","VT","VT-Eastern","Pittsford",3722,"1","WAT","HY",1.3,1.3,0,2555.2199999999998,0,null,"Electric Utility","N","OP",null,"State not covered under final 111(d)",null,"Eastern"]
["EXCLUDE","VT","VT-Eastern","Newport Diesels",3730,"5","DFO","IC",0.9,0.9,0,0,0,null,"IPP Non-CHP","N","RE",2007,"State not covered under final 111(d)",null,"Eastern"]
["EXCLUDE","VT","VT-Eastern","Newport",3731,"1","WAT","HY",1.7,1.7,0,5587.9,0,null,"IPP Non-CHP","N","OP",null,"State not covered under final 111(d)",null,"Eastern"]
["EXCLUDE","VT","VT-Eastern","Essex Junction 19",3737,"IC-5","DFO","IC",2,1.8,0,0,0,null,"Electric Utility","N","OP",null,"State not covered under final 111(d)",null,"Eastern"]
["EXCLUDE","VT","VT-Eastern","Harriman",3746,"GEN2","WAT","HY",11.2,13.7,0,25145.33,0,null,"IPP Non-CHP","N","OP",null,"State not covered under final 111(d)",null,"Eastern"]
["EXCLUDE","VT","VT-Eastern","West Charleston",3753,"2","WAT","HY",0.7,0.7,0,1384.5,0,null,"Electric Utility","N","OP",null,"State not covered under final 111(d)",null,"Eastern"]
["EXCLUDE","VA","VA-Eastern","Buck",3772,"1","WAT","HY",2.8,3,0,12522,0,null,"Electric Utility","N","OP",null,"Non Combustion (NUC, WAT, WND, GEO, or SUN)",null,"Eastern"]
["COALST","VA","VA-Eastern","Clinch River",3775,"2","BIT","ST",237.5,230,1920,230700,269738.78999999998,null,"Electric Utility","N","OP",null,null,null,"Eastern"]
["EXCLUDE","VA","VA-Eastern","Reusens",3779,"2","WAT","HY",2.5,2.5,0,0,0,null,"Electric Utility","N","OP",null,"Non Combustion (NUC, WAT, WND, GEO, or SUN)",null,"Eastern"]
["EXCLUDE","VA","VA-Eastern","Bayview",3782,"BYV3","DFO","IC",2,2.1,0,0,0,null,"IPP Non-CHP","N","SB",null,"Internal Combustion",null,"Eastern"]
["EXCLUDE","VA","VA-Eastern","FirstEnergy Newport",3790,"3","WAT","HY",0.6,0.5,0,2343.86,0,null,"IPP Non-CHP","N","OP",null,"Non Combustion (NUC, WAT, WND, GEO, or SUN)",null,"Eastern"]
["EXCLUDE","VA","VA-Eastern","Cushaw",3798,"1","WAT","HY",1.5,0.4,0,1707,0,null,"Electric Utility","N","OP",null,"Non Combustion (NUC, WAT, WND, GEO, or SUN)",null,"Eastern"]
["EXCLUDE","VA","VA-Eastern","Low Moor",3799,"GT1","DFO","GT",20.7,12,0,105.25,155.1,null,"Electric Utility","N","OP",null,"Simple cycle unit",null,"Eastern"]
["EXCLUDE","VA","VA-Eastern","Chesapeake",3803,"GT2","DFO","GT",16.3,12,0,97.22,153.01,null,"Electric Utility","N","OP",null,"Simple cycle unit",null,"Eastern"]
["EXCLUDE","VA","VA-Eastern","Chesapeake",3803,"GT4","DFO","GT",16.3,12,0,97.22,153.01,null,"Electric Utility","N","OP",null,"Simple cycle unit",null,"Eastern"]
["EXCLUDE","VA","VA-Eastern","Possum Point",3804,"GT4","DFO","GT",16,12,0,110.83,155.49,null,"Electric Utility","N","OP",null,"Simple cycle unit",null,"Eastern"]
["COALST","VA","VA-Eastern","Yorktown",3809,"1","BIT","ST",187.5,159,1758,245888,259588.22,null,"Electric Utility","N","OP",2015,null,null,"Eastern"]
["EXCLUDE","VA","VA-Eastern","John H Kerr",3833,"1","WAT","HY",13.8,13.8,0,11142.01,0,null,"Electric Utility","N","OP",null,"Non Combustion (NUC, WAT, WND, GEO, or SUN)",null,"Eastern"]
["NGCC","WA","WA-Western","Transalta Centralia Generation",3845,"40","NG","CC",60.5,44,0,0,0,null,"IPP Non-CHP","N","OS",null,null,null,"Western"]
["EXCLUDE","WA","WA-Western","Swift 1",3850,"HY12","WAT","HY",80,87.9,0,269774.33,0,null,"Electric Utility","N","OP",null,"Non Combustion (NUC, WAT, WND, GEO, or SUN)",null,"Western"]
["EXCLUDE","WA","WA-Western","Electron",3854,"2","WAT","HY",5.0999999999999996,5.9,0,11090.71,0,null,"Electric Utility","N","OP",null,"Non Combustion (NUC, WAT, WND, GEO, or SUN)",null,"Western"]
["EXCLUDE","WA","WA-Western","White River",3862,"4","WAT","HY",20,20,0,0,0,null,"Electric Utility","N","RE",2004,"Retired prior to 2012",null,"Western"]
["EXCLUDE","WA","WA-Western","Nine Mile",3869,"1","WAT","HY",3.3,2,0,13274.25,0,null,"Electric Utility","N","OS",null,"Non Combustion (NUC, WAT, WND, GEO, or SUN)",null,"Western"]
["EXCLUDE","WA","WA-Western","Yelm",3878,"2","WAT","HY",3,2.7,0,18990,0,null,"Electric Utility","N","OP",null,"Non Combustion (NUC, WAT, WND, GEO, or SUN)",null,"Western"]
["EXCLUDE","WA","WA-Western","Rocky Reach",3883,"C-8","WAT","HY",125.4,129.9,0,670936.51,0,null,"Electric Utility","N","OP",null,"Non Combustion (NUC, WAT, WND, GEO, or SUN)",null,"Western"]
["EXCLUDE","WA","WA-Western","Priest Rapids",3887,"3","WAT","HY",95,95,0,468741.99,0,null,"Electric Utility","N","OP",null,"Non Combustion (NUC, WAT, WND, GEO, or SUN)",null,"Western"]
["EXCLUDE","WA","WA-Western","Priest Rapids",3887,"8","WAT","HY",95,95,0,468741.99,0,null,"Electric Utility","N","OP",null,"Non Combustion (NUC, WAT, WND, GEO, or SUN)",null,"Western"]
["EXCLUDE","WA","WA-Western","Wanapum",3888,"4A","WAT","HY",122,122,0,0,0,null,"Electric Utility","N","P",null,"Status of Operation (IP, L, P, T)",null,"Western"]
["EXCLUDE","WA","WA-Western","Wanapum",3888,"7","WAT","HY",103.8,103.8,0,0,0,null,"Electric Utility","N","RE",2010,"Retired prior to 2012",null,"Western"]
["EXCLUDE","OR","OR-Western","The Dalles",3895,"14","WAT","HY",78,78,0,334580.52,0,null,"Electric Utility","N","OP",null,"Non Combustion (NUC, WAT, WND, GEO, or SUN)",null,"Western"]
["EXCLUDE","OR","OR-Western","The Dalles",3895,"4","WAT","HY",78,78,0,334580.52,0,null,"Electric Utility","N","OP",null,"Non Combustion (NUC, WAT, WND, GEO, or SUN)",null,"Western"]
["EXCLUDE","OR","OR-Western","The Dalles",3895,"9","WAT","HY",78,78,0,334580.52,0,null,"Electric Utility","N","OP",null,"Non Combustion (NUC, WAT, WND, GEO, or SUN)",null,"Western"]
["EXCLUDE","WA","WA-Western","Cushman 2",3915,"35","WAT","HY",1.8,1.8,0,0,0,null,"Electric Utility","N","V",null,"Status of Operation (IP, L, P, T)",null,"Western"]
["EXCLUDE","WA","WA-Western","Mossyrock",3918,"51","WAT","HY",150,203.4,0,708390.5,0,null,"Electric Utility","N","OP",null,"Non Combustion (NUC, WAT, WND, GEO, or SUN)",null,"Western"]
["EXCLUDE","WA","WA-Western","Chief Joseph",3921,"16","WAT","HY",88.2,88.2,0,448157.66,0,null,"Electric Utility","N","OP",null,"Non Combustion (NUC, WAT, WND, GEO, or SUN)",null,"Western"]
["EXCLUDE","WA","WA-Western","Chief Joseph",3921,"26","WAT","HY",95,95,0,482709.5,0,null,"Electric Utility","N","OP",null,"Non Combustion (NUC, WAT, WND, GEO, or SUN)",null,"Western"]
["EXCLUDE","WA","WA-Western","Little Goose",3926,"1","WAT","HY",135,135,0,383730.17,0,null,"Electric Utility","N","OP",null,"Non Combustion (NUC, WAT, WND, GEO, or SUN)",null,"Western"]
["EXCLUDE","WA","WA-Western","Little Goose",3926,"6","WAT","HY",135,135,0,383730.17,0,null,"Electric Utility","N","OP",null,"Non Combustion (NUC, WAT, WND, GEO, or SUN)",null,"Western"]
["COALST","WV","WV-Eastern","Kanawha River",3936,"1","BIT","ST",219.6,200,1950,432032,482795.61,null,"Electric Utility","N","OP",2014,null,null,"Eastern"]
["COALST","WV","WV-Eastern","FirstEnergy Rivesville",3945,"5","BIT","ST",35,37,729,534.72,2169.6,null,"Electric Utility","N","RE",2012,null,null,"Eastern"]
["COALST","WV","WV-Eastern","FirstEnergy Rivesville",3945,"6","BIT","ST",74.7,88,1411,1687.1,8404.59,null,"Electric Utility","N","RE",2012,null,null,"Eastern"]
["EXCLUDE","WI","WI-Eastern","Biron",3971,"4","WAT","HY",0.4,0.4,0,1803.79,0,null,"Electric Utility","N","OS",null,"Non Combustion (NUC, WAT, WND, GEO, or SUN)",null,"Eastern"]
["EXCLUDE","WI","WI-Eastern","Biron",3971,"9","WAT","HY",0.8,0.8,0,3607.57,0,null,"Electric Utility","N","OP",null,"Non Combustion (NUC, WAT, WND, GEO, or SUN)",null,"Eastern"]
["EXCLUDE","WI","WI-Eastern","Wisconsin Rapids",3974,"1","WAT","HY",2.2999999999999998,2.2999999999999998,0,8836.44,0,null,"Electric Utility","N","OP",null,"Non Combustion (NUC, WAT, WND, GEO, or SUN)",null,"Eastern"]
["EXCLUDE","WI","WI-Eastern","Whiting",3975,"5","WAT","HY",0.5,0.5,0,2011.08,0,null,"Electric Utility","N","OP",null,"Non Combustion (NUC, WAT, WND, GEO, or SUN)",null,"Eastern"]
["EXCLUDE","WI","WI-Eastern","Bay Front",3982,"6","WDS","ST",27.2,23,0,0,0,null,"Electric Utility","N","OP",null,"Non-Fossil Fuel Type (Less than 10% Fossil Fuel)",null,"Eastern"]
["EXCLUDE","WI","WI-Eastern","Northern States Flambeau",3984,"1","NG","GT",16.3,12,0,1523,1944.66,null,"Electric Utility","N","OP",null,"Simple cycle unit",null,"Eastern"]
["EXCLUDE","WI","WI-Eastern","Sycamore",3993,"2","NG","GT",23.6,18.8,0,1256.5899999999999,1393.47,null,"Electric Utility","N","OP",null,"Simple cycle unit",null,"Eastern"]
["EXCLUDE","WI","WI-Eastern","Chippewa Falls",4000,"2","WAT","HY",3.6,2.1,0,8458.5,0,null,"Electric Utility","N","OP",null,"Non Combustion (NUC, WAT, WND, GEO, or SUN)",null,"Eastern"]
["EXCLUDE","WI","WI-Eastern","Dells",4002,"1","WAT","HY",2.9,1.9,0,7170.31,0,null,"Electric Utility","N","OP",null,"Non Combustion (NUC, WAT, WND, GEO, or SUN)",null,"Eastern"]
["EXCLUDE","WI","WI-Eastern","Jim Falls",4008,"2","WAT","HY",29.6,12.5,0,43495.17,0,null,"Electric Utility","N","OP",null,"Non Combustion (NUC, WAT, WND, GEO, or SUN)",null,"Eastern"]
["EXCLUDE","WI","WI-Eastern","St Croix Falls",4011,"8","WAT","HY",3.2,1.9,0,13901.38,0,null,"Electric Utility","N","OP",null,"Non Combustion (NUC, WAT, WND, GEO, or SUN)",null,"Eastern"]
["EXCLUDE","WI","WI-Eastern","Wheaton",4014,"3","NG","GT",48.5,44,867,11950.84,13458.45,null,"Electric Utility","N","OP",null,"Simple cycle unit",null,"Eastern"]
["EXCLUDE","WI","WI-Eastern","Clam River Dam",4018,"2","WAT","HY",0.4,0.4,0,1491.67,0,null,"IPP Non-CHP","N","OP",null,"Non Combustion (NUC, WAT, WND, GEO, or SUN)",null,"Eastern"]
["EXCLUDE","WI","WI-Eastern","Frederic Diesel",4020,"10","DFO","IC",2.5,2.5,0,0,0,null,"Electric Utility","N","OP",null,"Internal Combustion",null,"Eastern"]
["NGCC","WI","WI-Eastern","Port Washington Generating Station",4040,"1CT1","NG","CC",167.9,165,2250,689168.66,292805.95,null,"Electric Utility","N","OP",null,null,null,"Eastern"]
["COALST","WI","WI-Eastern","South Oak Creek",4041,"6","SUB","ST",299.2,224,2965,991344,1203081.3799999999,null,"Electric Utility","N","OP",null,null,null,"Eastern"]
["COALST","WI","WI-Eastern","Valley",4042,"2","BIT","ST",136,128,1102.5,262903,503823.28,null,"Electric Utility","Y","OP",null,null,null,"Eastern"]
["EXCLUDE","WI","WI-Eastern","Point Beach Nuclear Plant",4046,"2","NUC","ST",643,591,0,4891851.5,0,null,"IPP Non-CHP","N","OP",null,"Non Combustion (NUC, WAT, WND, GEO, or SUN)",null,"Eastern"]
["EXCLUDE","WI","WI-Eastern","Kilbourn",4053,"HC1","WAT","HY",2.2000000000000002,null,0,9678.19,0,null,"Electric Utility","N","OP",null,"Non Combustion (NUC, WAT, WND, GEO, or SUN)",null,"Eastern"]
["EXCLUDE","WI","WI-Eastern","Rock River",4057,"1","NG","ST",75,72.900000000000006,0,0,0,null,"Electric Utility","N","RE",2010,"Retired prior to 2012",null,"Eastern"]
["EXCLUDE","WI","WI-Eastern","Caldron Falls",4061,"2","WAT","HY",3.2,3.4,0,4789.5,0,null,"Electric Utility","N","OP",null,"Non Combustion (NUC, WAT, WND, GEO, or SUN)",null,"Eastern"]
["EXCLUDE","WI","WI-Eastern","Johnson Falls",4067,"1","WAT","HY",1.7,0.8,0,3613,0,null,"Electric Utility","N","OP",null,"Non Combustion (NUC, WAT, WND, GEO, or SUN)",null,"Eastern"]
["EXCLUDE","WI","WI-Eastern","Potato Rapids",4071,"1","WAT","HY",0.5,0.2,0,1299.6199999999999,0,null,"Electric Utility","N","OP",null,"Non Combustion (NUC, WAT, WND, GEO, or SUN)",null,"Eastern"]
["EXCLUDE","WI","WI-Eastern","Pulliam",4072,"GT2","NG","GT",85,74,0,0,0,null,"Electric Utility","N","IP",null,"Status of Operation (IP, L, P, T)",null,"Eastern"]
["EXCLUDE","WI","WI-Eastern","Weston",4078,"32","NG","GT",56.7,47.3,645.03,3156.77,1713.23,null,"Electric Utility","N","OP",null,"Simple cycle unit",null,"Eastern"]
["COALST","WI","WI-Eastern","Weston",4078,"4","SUB","ST",595,542.29999999999995,5217,3285277,3097570.2,null,"Electric Utility","N","OP",null,null,null,"Eastern"]
["EXCLUDE","WI","WI-Eastern","Arcadia Electric",4100,"5","NG","IC",3,3,0,0,0,null,"Electric Utility","N","OP",null,"Internal Combustion",null,"Eastern"]
["EXCLUDE","WI","WI-Eastern","Barron",4102,"1A","DFO","IC",1.1000000000000001,1.1000000000000001,0,0,0,null,"Electric Utility","N","OP",null,"Internal Combustion",null,"Eastern"]
["EXCLUDE","WI","WI-Eastern","Cashton",4107,"6","DFO","IC",2,2,0,0,0,null,"Electric Utility","N","OP",null,"Internal Combustion",null,"Eastern"]
["EXCLUDE","WI","WI-Eastern","Fennimore",4114,"7","DFO","IC",1.8,2,0,0,0,null,"Electric Utility","N","OP",null,"Internal Combustion",null,"Eastern"]
["EXCLUDE","WI","WI-Eastern","Little Chute",4119,"3","WAT","HY",1.1000000000000001,1.1000000000000001,0,6441,0,null,"Electric Utility","N","OP",null,"Non Combustion (NUC, WAT, WND, GEO, or SUN)",null,"Eastern"]
["EXCLUDE","WI","WI-Eastern","Menasha",4127,"3","SUB","ST",7.5,7.5,0,0,0,null,"IPP CHP","Y","OP",null,"Steam unit (PRMVR=ST) less than or equal to 25MW (i.e. 250 MMBtu/hr)",null,"Eastern"]
["EXCLUDE","WI","WI-Eastern","New Lisbon",4130,"5","DFO","IC",2.4,2.4,0,0,0,null,"Electric Utility","N","OP",null,"Internal Combustion",null,"Eastern"]
["EXCLUDE","WI","WI-Eastern","Flambeau Hydroelectric Station",4142,"1","WAT","HY",7.9,7.7,0,15455.63,0,null,"Electric Utility","N","OP",null,"Non Combustion (NUC, WAT, WND, GEO, or SUN)",null,"Eastern"]
["EXCLUDE","WI","WI-Eastern","E J Stoneman Station",4146,"2","WDS","ST",35,35,631.98,217729,388795.67,null,"IPP Non-CHP","N","OP",null,"Non-Fossil Fuel Type (Less than 10% Fossil Fuel)",null,"Eastern"]
["COALST","WY","WY-Western","Dave Johnston",4158,"2","SUB","ST",113.6,105,1672,750365,905645.72,null,"Electric Utility","N","OP",null,null,null,"Western"]
["EXCLUDE","WY","WY-Western","Guernsey",4178,"2","WAT","HY",3.2,3.2,0,9103.5,0,null,"Electric Utility","N","OP",null,"Non Combustion (NUC, WAT, WND, GEO, or SUN)",null,"Western"]
["EXCLUDE","WY","WY-Western","Seminoe",4182,"2","WAT","HY",17.2,17.2,0,39448.33,0,null,"Electric Utility","N","OP",null,"Non Combustion (NUC, WAT, WND, GEO, or SUN)",null,"Western"]
["EXCLUDE","WI","WI-Eastern","Combined Locks",4201,"HC2","WAT","HY",3.1,3.1,0,17884,0,null,"Electric Utility","N","OP",null,"Non Combustion (NUC, WAT, WND, GEO, or SUN)",null,"Eastern"]
["EXCLUDE","UT","UT-Western","Logan City",4251,"1","NG","GT",5.3,4.5,0,6.67,51.63,null,"Electric Utility","N","OP",null,"Simple cycle unit",null,"Western"]
["EXCLUDE","MD","MD-Eastern","Easton 2",4257,"21","DFO","IC",6.2,6.2,0,0,0,null,"Electric Utility","N","OP",null,"Internal Combustion",null,"Eastern"]
["EXCLUDE","UT","UT-Western","Echo Dam",4263,"NA1","WAT","HY",1.7,1.7,0,2268.73,0,null,"Electric Utility","N","OP",null,"Non Combustion (NUC, WAT, WND, GEO, or SUN)",null,"Western"]
["EXCLUDE","TX","TX-ERCOT","Spencer",4266,"1","NG","ST",12.6,12,0,0,0,null,"Electric Utility","N","RE",2005,"Retired prior to 2012",null,"ERCOT"]
["OGST","OK","OK-Eastern","Riverside",4940,"1","NG","ST",473,454,4684,863992,562053.39,null,"Electric Utility","N","OP",null,null,null,"Eastern"]
["EXCLUDE","AL","AL-Eastern","Joseph M Farley",6001,"2","NUC","ST",888.2,860,0,7381488.5,0,null,"Electric Utility","N","OP",null,"Non Combustion (NUC, WAT, WND, GEO, or SUN)",null,"Eastern"]
["COALST","AL","AL-Eastern","James H Miller Jr",6002,"4","SUB","ST",705.5,669,11520,4297959,5191177.55,null,"Electric Utility","N","OP",null,null,null,"Eastern"]
["EXCLUDE","MD","MD-Eastern","Calvert Cliffs Nuclear Power Plant",6011,"2","NUC","ST",910.7,850,0,6762529.4199999999,0,null,"IPP Non-CHP","N","OP",null,"Non Combustion (NUC, WAT, WND, GEO, or SUN)",null,"Eastern"]
["EXCLUDE","CO","CO-Western","George Birdsall",493,"3","NG","ST",23.5,23,0,3855,3776.62,null,"Electric Utility","N","OP",null,"Steam unit (PRMVR=ST) less than or equal to 25MW (i.e. 250 MMBtu/hr)",null,"Western"]
["EXCLUDE","IL","IL-Eastern","Byron Generating Station",6023,"1","NUC","ST",1224.9000000000001,1164,0,9159139,0,null,"IPP Non-CHP","N","OP",null,"Non Combustion (NUC, WAT, WND, GEO, or SUN)",null,"Eastern"]
["EXCLUDE","ND","ND-Eastern","Coal Creek",6030,"3","DFO","IC",2,2,0,0,0,null,"Electric Utility","N","SB",null,"Internal Combustion",null,"Eastern"]
["EXCLUDE","MI","MI-Eastern","Greenwood",6035,"11-2","NG","GT",85.3,75,1090,27154,22329.35,null,"Electric Utility","N","OP",null,"Simple cycle unit",null,"Eastern"]
["EXCLUDE","MI","MI-Eastern","Greenwood",6035,"11-3","NG","GT",85.3,75,1110,27154,21082.23,null,"Electric Utility","N","OP",null,"Simple cycle unit",null,"Eastern"]
["NGCC","FL","FL-Eastern","Manatee",6042,"B","NG","CC",188.2,null,2294.5,1043520.16,436904.66,null,"Electric Utility","N","OP",null,null,null,"Eastern"]
["NGCC","FL","FL-Eastern","Martin",6043,"3GT1","NG","CC",204,null,2022,1016422.72,436163,null,"Electric Utility","N","OP",null,null,null,"Eastern"]
["NGCC","FL","FL-Eastern","Martin",6043,"8A","NG","CC",188.2,null,2306,937699.78,402381.75,null,"Electric Utility","N","OP",null,null,null,"Eastern"]
["EXCLUDE","FL","FL-Eastern","DeBary",6046,"P1","DFO","GT",66.8,54,825,3974.4,1214.06,null,"Electric Utility","N","OP",null,"Simple cycle unit",null,"Eastern"]
["COALST","LA","LA-Eastern","Big Cajun 2",6055,"3","SUB","ST",619,588,7200,3594632,3798680.07,null,"IPP Non-CHP","N","OP",null,null,null,"Eastern"]
["EXCLUDE","HI","HI-Hawaii","Kahului",6056,"3","RFO","ST",11.5,11,0,74038,86265.35,null,"Electric Utility","N","OP",null,"State not covered under final 111(d)",null,"Hawaii"]
["EXCLUDE","KS","KS-Eastern","Nearman Creek",6064,"CT4","NG","GT",94,76,1136,32545,26074.12,null,"Electric Utility","N","OP",null,"Simple cycle unit",null,"Eastern"]
["EXCLUDE","KY","KY-Eastern","Trimble County",6071,"6","NG","GT",199,157,2050,168553.17,169332.36,null,"Electric Utility","N","OP",null,"Simple cycle unit",null,"Eastern"]
["COALST","MS","MS-Eastern","Victor J Daniel Jr",6073,"1","BIT","ST",548.29999999999995,510,5461,823538,1018245.45,null,"Electric Utility","N","OP",null,null,null,"Eastern"]
["COALST","MT","MT-Western","Colstrip",6076,"4","SUB","ST",778,740,8900,4932852,5855083.8899999997,null,"IPP Non-CHP","N","OP",null,null,null,"Western"]
["NGCC","MA","MA-Eastern","Stony Brook",6081,"CT3","NG","CC",85,69.7,1050,29448.720000000001,16287.58,null,"Electric Utility","N","OP",null,null,null,"Eastern"]
["EXCLUDE","MA","MA-Eastern","Deerfield 3",6083,"GEN2","WAT","HY",1.6,2.1,0,6358,0,null,"IPP Non-CHP","N","OP",null,"Non Combustion (NUC, WAT, WND, GEO, or SUN)",null,"Eastern"]
["EXCLUDE","GA","GA-Eastern","Wallace Dam",6087,"4","WAT","HY",56.2,57.4,0,6681.5,0,null,"Electric Utility","N","OP",null,"Non Combustion (NUC, WAT, WND, GEO, or SUN)",null,"Eastern"]
["EXCLUDE","GA","GA-Eastern","Wallace Dam",6087,"5","WAT","PS",52.2,53.3,0,-35488.75,0,null,"Electric Utility","N","OP",null,"Non Combustion (NUC, WAT, WND, GEO, or SUN)",null,"Eastern"]
["COALST","OK","OK-Eastern","Sooner",6095,"1","SUB","ST",569,515.5,6128,2847628,3223571.51,null,"Electric Utility","N","OP",null,null,null,"Eastern"]
["EXCLUDE","CA","CA-Western","Helms Pumped Storage",6100,"3","WAT","PS",351,404,0,-49999,0,null,"Electric Utility","N","OP",null,"Non Combustion (NUC, WAT, WND, GEO, or SUN)",null,"Western"]
["EXCLUDE","PA","PA-Eastern","Limerick",6105,"2","NUC","ST",1138.5,1150,0,9077808,0,null,"IPP Non-CHP","N","OP",null,"Non Combustion (NUC, WAT, WND, GEO, or SUN)",null,"Eastern"]
["EXCLUDE","MA","MA-Eastern","Deerfield 4",6119,"GEN2","WAT","HY",1.6,2.1,0,0,0,null,"IPP Non-CHP","N","OP",null,"Non Combustion (NUC, WAT, WND, GEO, or SUN)",null,"Eastern"]
["EXCLUDE","GA","GA-Eastern","McIntosh",6124,"CT5","NG","GT",101.3,82.2,1419,2492.63,4035.6,null,"Electric Utility","N","OP",null,"Simple cycle unit",null,"Eastern"]
["EXCLUDE","MA","MA-Eastern","Shrewsbury",6125,"2","DFO","IC",2.8,2.8,0,0,0,null,"Electric Utility","N","OP",null,"Internal Combustion",null,"Eastern"]
["EXCLUDE","SC","SC-Eastern","Fairfield Pumped Storage",6126,"8","WAT","PS",63.9,72,0,-31804.25,0,null,"Electric Utility","N","OP",null,"Non Combustion (NUC, WAT, WND, GEO, or SUN)",null,"Eastern"]
["EXCLUDE","GA","GA-Eastern","Richard B Russell",6132,"2","WAT","HY",75,84,0,99808.75,0,null,"Electric Utility","N","OP",null,"Non Combustion (NUC, WAT, WND, GEO, or SUN)",null,"Eastern"]
["EXCLUDE","GA","GA-Eastern","Richard B Russell",6132,"7","WAT","PS",82,82,0,-62954.5,0,null,"Electric Utility","N","OA",null,"Non Combustion (NUC, WAT, WND, GEO, or SUN)",null,"Eastern"]
["COALST","TX","TX-Eastern","Welsh",6139,"1","SUB","ST",558,528,6896,3428047,3704912.2,null,"Electric Utility","N","OP",null,null,null,"Eastern"]
["EXCLUDE","AR","AR-Eastern","Ozark",6142,"5","WAT","HY",20,23,0,17946,0,null,"Electric Utility","N","OP",null,"Non Combustion (NUC, WAT, WND, GEO, or SUN)",null,"Eastern"]
["COALST","TX","TX-ERCOT","Martin Lake",6146,"1","LIG","ST",793.2,800,9210,4077505,4684171.29,null,"IPP Non-CHP","N","OP",null,null,null,"ERCOT"]
["EXCLUDE","TN","TN-Eastern","Raccoon Mountain",6151,"1","WAT","PS",428.4,404.7,0,-40734.75,0,null,"Electric Utility","N","OP",null,"Non Combustion (NUC, WAT, WND, GEO, or SUN)",null,"Eastern"]
["EXCLUDE","TN","TN-Eastern","Sequoyah",6152,"2","NUC","ST",1220.5,1125.7,0,8292815,0,null,"Electric Utility","N","OP",null,"Non Combustion (NUC, WAT, WND, GEO, or SUN)",null,"Eastern"]
["EXCLUDE","WA","WA-Western","Grand Coulee",6163,"1","WAT","HY",125,125,0,508422.31,0,null,"Electric Utility","N","OP",null,"Non Combustion (NUC, WAT, WND, GEO, or SUN)",null,"Western"]
["EXCLUDE","WA","WA-Western","Grand Coulee",6163,"23","WAT","HY",805,805,0,3274239.65,0,null,"Electric Utility","N","OP",null,"Non Combustion (NUC, WAT, WND, GEO, or SUN)",null,"Western"]
["EXCLUDE","WA","WA-Western","Grand Coulee",6163,"LS3","WAT","HY",10,10,0,40673.78,0,null,"Electric Utility","N","OP",null,"Non Combustion (NUC, WAT, WND, GEO, or SUN)",null,"Western"]
["EXCLUDE","WA","WA-Western","Grand Coulee",6163,"PG9","WAT","PS",53.5,53.5,0,7420.31,0,null,"Electric Utility","N","OP",null,"Non Combustion (NUC, WAT, WND, GEO, or SUN)",null,"Western"]
["COALST","WI","WI-Eastern","Pleasant Prairie",6170,"1","SUB","ST",616.6,594,8250,3059555,3983789.92,null,"Electric Utility","N","OP",null,null,null,"Eastern"]
["EXCLUDE","MT","MT-Western","Libby",6172,"2","WAT","HY",105,105,0,558729,0,null,"Electric Utility","N","OP",null,"Non Combustion (NUC, WAT, WND, GEO, or SUN)",null,"Western"]
["EXCLUDE","WA","WA-Western","Lower Granite",6175,"6","WAT","HY",135,135,0,402896,0,null,"Electric Utility","N","OP",null,"Non Combustion (NUC, WAT, WND, GEO, or SUN)",null,"Western"]
["EXCLUDE","AL","AL-Eastern","Harris Dam",6188,"2","WAT","HY",67.5,66,0,34523.5,0,null,"Electric Utility","N","OP",null,"Non Combustion (NUC, WAT, WND, GEO, or SUN)",null,"Eastern"]
["COALST","TX","TX-Eastern","Tolk",6194,"2","SUB","ST",567.9,535,5991,4065400,4295100.8899999997,null,"Electric Utility","N","OP",null,null,null,"Eastern"]
["EXCLUDE","CA","CA-Western","W E Warne",6196,"1","WAT","HY",37.1,38,0,180659,0,null,"Electric Utility","N","OP",null,"Non Combustion (NUC, WAT, WND, GEO, or SUN)",null,"Western"]
["EXCLUDE","WA","WA-Western","Rock Island",6200,"U-3","WAT","HY",51.3,42,0,238436.11,0,null,"Electric Utility","N","OP",null,"Non Combustion (NUC, WAT, WND, GEO, or SUN)",null,"Western"]
["EXCLUDE","WA","WA-Western","Rock Island",6200,"U-4","WAT","HY",51.3,42,0,238436.11,0,null,"Electric Utility","N","OP",null,"Non Combustion (NUC, WAT, WND, GEO, or SUN)",null,"Western"]
["EXCLUDE","CO","CO-Western","Holly",502,"1","NG","IC",0.2,0.2,0,0,0,null,"Electric Utility","N","RE",2002,"Retired prior to 2012",null,"Western"]
["COALST","IN","IN-Eastern","Merom",6213,"2","BIT","ST",540,485,7000,2613840,2801843.36,null,"Electric Utility","N","OP",null,null,null,"Eastern"]
["EXCLUDE","IA","IA-Eastern","Durant",6220,"8","DFO","IC",2.6,2.6,0,0,0,null,"Electric Utility","N","SB",null,"Internal Combustion",null,"Eastern"]
["EXCLUDE","IL","IL-Eastern","Pittsfield",6237,"2","DFO","IC",1,1,0,0,0,null,"Electric Utility","N","RE",2011,"Retired prior to 2012",null,"Eastern"]
["NGCC","FL","FL-Eastern","Putnam",6246,"2GT1","NG","CC",85,null,1232,139934,82079.97,null,"Electric Utility","N","OP",null,null,null,"Eastern"]
["COALST","SC","SC-Eastern","Winyah",6249,"2","BIT","ST",315,285,3858,445654,557215.23,null,"Electric Utility","N","OP",null,null,null,"Eastern"]
["COALST","GA","GA-Eastern","Scherer",6257,"4","SUB","ST",891,849.7,10400,4780781,5772945.4500000002,null,"Electric Utility","N","OP",null,null,null,"Eastern"]
["EXCLUDE","MO","MO-Eastern","Ozark Beach",6280,"5","WAT","HY",4,4,0,14429.75,0,null,"Electric Utility","N","OP",null,"Non Combustion (NUC, WAT, WND, GEO, or SUN)",null,"Eastern"]
["EXCLUDE","AK","AK-Alaska","Kodiak",6281,"2","DFO","IC",5.2,5.2,0,0,0,null,"Electric Utility","N","RE",2003,"State not covered under final 111(d)",null,"Alaska"]
["EXCLUDE","AK","AK-Alaska","Port Lions",6282,"1","DFO","IC",0.3,0.3,0,0,0,null,"Electric Utility","N","SB",null,"State not covered under final 111(d)",null,"Alaska"]
["EXCLUDE","AK","AK-Alaska","Fairbanks",6286,"6","DFO","IC",2.7,2.8,0,0,0,null,"Electric Utility","N","OP",null,"State not covered under final 111(d)",null,"Alaska"]
["EXCLUDE","AK","AK-Alaska","Cooper Lake",6291,"1","WAT","HY",9.6999999999999993,9.6999999999999993,0,38794.5,0,null,"Electric Utility","N","OP",null,"State not covered under final 111(d)",null,"Alaska"]
["EXCLUDE","AK","AK-Alaska","Unalakleet",6299,"4","DFO","IC",0.4,0.4,0,0,0,null,"Electric Utility","N","RE",2010,"State not covered under final 111(d)",null,"Alaska"]
["EXCLUDE","AK","AK-Alaska","Naknek",6301,"4A","DFO","IC",1.3,1.3,0,0,0,null,"Electric Utility","Y","OP",null,"State not covered under final 111(d)",null,"Alaska"]
["EXCLUDE","AK","AK-Alaska","Naknek",6301,"NA4","DFO","IC",0.8,0.8,0,0,0,null,"Electric Utility","Y","OP",null,"State not covered under final 111(d)",null,"Alaska"]
["EXCLUDE","AK","AK-Alaska","Kotzebue",6304,"15WT","WND","WT",0.1,0.1,0,62.87,0,null,"Electric Utility","N","OP",null,"State not covered under final 111(d)",null,"Alaska"]
["EXCLUDE","AK","AK-Alaska","Kotzebue",6304,"5WT","WND","WT",0.1,0.1,0,62.87,0,null,"Electric Utility","N","OP",null,"State not covered under final 111(d)",null,"Alaska"]
["EXCLUDE","AK","AK-Alaska","Glennallen",6305,"2","DFO","IC",0.3,0.3,0,0,0,null,"Electric Utility","N","RE",2008,"State not covered under final 111(d)",null,"Alaska"]
["EXCLUDE","AK","AK-Alaska","Chevak",6311,"1","DFO","IC",0.4,0.4,0,0,0,null,"Electric Utility","N","RE",2009,"State not covered under final 111(d)",null,"Alaska"]
["EXCLUDE","AK","AK-Alaska","Emmonak",6314,"4","DFO","IC",0.3,0.3,0,0,0,null,"Electric Utility","N","RE",2005,"State not covered under final 111(d)",null,"Alaska"]
["EXCLUDE","AK","AK-Alaska","Kiana",6323,"2","DFO","IC",0.3,0.3,0,0,0,null,"Electric Utility","N","RE",2000,"State not covered under final 111(d)",null,"Alaska"]
["EXCLUDE","AK","AK-Alaska","St Marys",6338,"1B","DFO","IC",5,0.5,0,0,0,null,"Electric Utility","N","OP",null,"State not covered under final 111(d)",null,"Alaska"]
["EXCLUDE","AK","AK-Alaska","Shishmaref",6345,"3","DFO","IC",0.3,0.3,0,0,0,null,"Electric Utility","N","OP",null,"State not covered under final 111(d)",null,"Alaska"]
["EXCLUDE","AK","AK-Alaska","Togiak",6348,"4a","DFO","IC",0.5,0.5,0,0,0,null,"Electric Utility","N","OP",null,"State not covered under final 111(d)",null,"Alaska"]
["EXCLUDE","NE","NE-Eastern","Rokeby",6373,"2","NG","GT",95.4,76.5,695.56,9227.56,6799.15,null,"Electric Utility","N","OP",null,"Simple cycle unit",null,"Eastern"]
["EXCLUDE","NE","NE-Eastern","Rokeby",6373,"3","NG","GT",95.4,87.2,695.56,9227.56,6799.15,null,"Electric Utility","N","OP",null,"Simple cycle unit",null,"Eastern"]
["EXCLUDE","VA","VA-Eastern","Tangier",6390,"5","DFO","IC",1.2,1.2,0,0,0,null,"Electric Utility","N","OP",null,"Internal Combustion",null,"Eastern"]
["EXCLUDE","WY","WY-Western","Strawberry Creek",6393,"2","WAT","HY",0.5,0.5,0,3412.33,0,null,"Electric Utility","N","OP",null,"Non Combustion (NUC, WAT, WND, GEO, or SUN)",null,"Western"]
["EXCLUDE","ID","ID-Western","Black Canyon",6396,"3","WAT","HY",12.5,12.5,0,0,0,null,"Electric Utility","N","P",null,"Status of Operation (IP, L, P, T)",null,"Western"]
["EXCLUDE","MT","MT-Western","Canyon Ferry",6400,"3","WAT","HY",16.600000000000001,19.2,0,107906,0,null,"Electric Utility","N","OP",null,"Non Combustion (NUC, WAT, WND, GEO, or SUN)",null,"Western"]
["EXCLUDE","WY","WY-Western","Alcova",6409,"1","WAT","HY",20.7,20.7,0,65988,0,null,"Electric Utility","N","OP",null,"Non Combustion (NUC, WAT, WND, GEO, or SUN)",null,"Western"]
["EXCLUDE","TX","TX-ERCOT","Sam Rayburn",6413,"1","WAT","HY",26,26,0,17913,0,null,"Electric Utility","N","OP",null,"Non Combustion (NUC, WAT, WND, GEO, or SUN)",null,"ERCOT"]
["EXCLUDE","OK","OK-Eastern","Eufaula Dam",6419,"2","WAT","HY",30,34.5,0,34623.67,0,null,"Electric Utility","N","OP",null,"Non Combustion (NUC, WAT, WND, GEO, or SUN)",null,"Eastern"]
["EXCLUDE","WA","WA-Western","Gorge",6431,"21","WAT","HY",36.799999999999997,32,0,191738.3,0,null,"Electric Utility","N","OP",null,"Non Combustion (NUC, WAT, WND, GEO, or SUN)",null,"Western"]
["EXCLUDE","WA","WA-Western","Diablo",6432,"32","WAT","HY",90,83,0,461659.54,0,null,"Electric Utility","N","OP",null,"Non Combustion (NUC, WAT, WND, GEO, or SUN)",null,"Western"]
["EXCLUDE","AL","AL-Eastern","Wilson Dam",6440,"10","WAT","HY",29.2,29.5,0,94505.99,0,null,"Electric Utility","N","OP",null,"Non Combustion (NUC, WAT, WND, GEO, or SUN)",null,"Eastern"]
["EXCLUDE","AL","AL-Eastern","Wilson Dam",6440,"5","WAT","HY",36,30.3,0,116514.24000000001,0,null,"Electric Utility","N","OP",null,"Non Combustion (NUC, WAT, WND, GEO, or SUN)",null,"Eastern"]
["EXCLUDE","CA","CA-Western","Azusa",6449,"1","WAT","HY",3,2,0,4452,0,null,"Electric Utility","N","OP",null,"Non Combustion (NUC, WAT, WND, GEO, or SUN)",null,"Western"]
["EXCLUDE","MT","MT-Western","Big Fork",6459,"1","WAT","HY",1.7,1.9,0,13859.56,0,null,"Electric Utility","N","OP",null,"Non Combustion (NUC, WAT, WND, GEO, or SUN)",null,"Western"]
["EXCLUDE","IA","IA-Eastern","Ames GT",6463,"GT2","DFO","GT",57.4,23,228.29,179.42,466.42,null,"Electric Utility","N","OP",null,"Simple cycle unit",null,"Eastern"]
["EXCLUDE","VT","VT-Eastern","Gorge 18",6475,"1","WAT","HY",3,3,0,0,0,null,"Electric Utility","N","OA",null,"State not covered under final 111(d)",null,"Eastern"]
["COALST","UT","UT-Western","Intermountain Power Project",6481,"1","BIT","ST",820,900,10274,3695099,3654267,null,"Electric Utility","N","OP",null,null,null,"Western"]
["EXCLUDE","OR","OR-Western","Bend",6484,"1","WAT","HY",0.2,0.2,0,608,0,null,"Electric Utility","N","OP",null,"Non Combustion (NUC, WAT, WND, GEO, or SUN)",null,"Western"]
["EXCLUDE","HI","HI-Hawaii","Maalaea",6504,"13","DFO","IC",12.5,12.3,0,0,0,null,"Electric Utility","N","OP",null,"State not covered under final 111(d)",null,"Hawaii"]
["EXCLUDE","HI","HI-Hawaii","Maalaea",6504,"X1","DFO","IC",2.6,2.5,0,0,0,null,"Electric Utility","N","OP",null,"State not covered under final 111(d)",null,"Hawaii"]
["EXCLUDE","ID","ID-Western","Moyie Springs",6506,"2","WAT","HY",0.4,0.4,0,2980.1,0,null,"Electric Utility","N","OP",null,"Non Combustion (NUC, WAT, WND, GEO, or SUN)",null,"Western"]
["EXCLUDE","NV","NV-Western","Brunswick",6510,"2","DFO","IC",2,2,0,0,0,null,"Electric Utility","N","OP",2019,"Internal Combustion",null,"Western"]
["EXCLUDE","CO","CO-Western","JM Shafer Generating Station",50707,"LMB","NG","CC",58.5,31.8,640,108478.37,67422.490000000005,null,"Electric Utility","Y","OP",null,"Excluded based on comment and CHP status",null,"Western"]
["EXCLUDE","CA","CA-Western","Kings Beach",6518,"KB2","DFO","IC",2.5,2,0,0,0,null,"Electric Utility","N","OP",null,"Internal Combustion",null,"Western"]
["EXCLUDE","VT","VT-Eastern","Vergennes 9",6519,"1","WAT","HY",0.7,0.7,0,3177.42,0,null,"Electric Utility","N","OP",null,"State not covered under final 111(d)",null,"Eastern"]
["EXCLUDE","CA","CA-Western","Portola",6524,"2","DFO","IC",2,2,0,0,0,null,"Electric Utility","N","RE",2007,"Retired prior to 2012",null,"Western"]
["EXCLUDE","CA","CA-Western","Portola",6524,"3","DFO","IC",2,2,0,0,0,null,"Electric Utility","N","RE",2007,"Retired prior to 2012",null,"Western"]
["EXCLUDE","WV","WV-Eastern","FirstEnergy Dam 4",6543,"1","WAT","HY",0.5,0.5,0,1953.16,0,null,"IPP Non-CHP","N","OP",null,"Non Combustion (NUC, WAT, WND, GEO, or SUN)",null,"Eastern"]
["EXCLUDE","WV","WV-Eastern","FirstEnergy Millville",6546,"1","WAT","HY",0.8,0.6,0,3348.29,0,null,"IPP Non-CHP","N","OP",null,"Non Combustion (NUC, WAT, WND, GEO, or SUN)",null,"Eastern"]
["EXCLUDE","IA","IA-Eastern","Waverly Municipal Electric North Plant",6554,"9","NG","IC",3.7,3.7,0,0,0,null,"Electric Utility","N","OP",null,"Internal Combustion",null,"Eastern"]
["OGST","LA","LA-Eastern","D G Hunter",6558,"4","NG","ST",85,80,1058.6400000000001,1974,3668.13,null,"Electric Utility","N","SB",null,null,null,"Eastern"]
["EXCLUDE","MD","MD-Eastern","Berlin",6565,"1A","DFO","IC",1.1000000000000001,1.1000000000000001,0,0,0,null,"Electric Utility","N","OA",null,"Internal Combustion",null,"Eastern"]
["EXCLUDE","MD","MD-Eastern","Berlin",6565,"6A","DFO","IC",5,5,0,0,0,null,"Electric Utility","N","IP",null,"Status of Operation (IP, L, P, T)",null,"Eastern"]
["EXCLUDE","RI","RI-Eastern","Block Island",6567,"26","DFO","IC",1.8,1.8,0,0,0,null,"Electric Utility","N","OP",null,"Internal Combustion","Yes","Eastern"]
["EXCLUDE","AK","AK-Alaska","Silvis",6581,"1","WAT","HY",2.1,2.1,0,13745,0,null,"Electric Utility","N","OP",null,"State not covered under final 111(d)",null,"Alaska"]
["EXCLUDE","FL","FL-Eastern","Stock Island",6584,"GT2","DFO","GT",19.7,17,90.98,207.9,104.23,null,"Electric Utility","N","OP",null,"Simple cycle unit",null,"Eastern"]
["EXCLUDE","MO","MO-Eastern","Rockport",6594,"5","NG","IC",1.3,1.3,0,0,0,null,"Electric Utility","N","OP",null,"Internal Combustion",null,"Eastern"]
["EXCLUDE","CA","CA-Western","Union Valley",6612,"1","WAT","HY",38.6,38.6,0,102861,0,null,"Electric Utility","N","OP",null,"Non Combustion (NUC, WAT, WND, GEO, or SUN)",null,"Western"]
["EXCLUDE","CO","CO-Western","JM Shafer Generating Station",50707,"LMD","NG","CC",58.5,31.8,591,108478.37,67422.490000000005,null,"Electric Utility","Y","OP",null,"Excluded based on comment and CHP status",null,"Western"]
["EXCLUDE","CT","CT-Eastern","A L Pierce",6635,"2","DFO","ST",7.5,7.3,0,0,0,null,"Electric Utility","N","RE",2000,"Retired prior to 2012",null,"Eastern"]
["EXCLUDE","PA","PA-Eastern","FirstEnergy Lake Lynn Power Station",6636,"3","WAT","HY",12.8,13,0,26713.75,0,null,"IPP Non-CHP","N","OP",null,"Non Combustion (NUC, WAT, WND, GEO, or SUN)",null,"Eastern"]
["EXCLUDE","CA","CA-Western","Greg Avenue",6643,"1","WAT","HY",1,1,0,4243,0,null,"Electric Utility","N","SB",null,"Non Combustion (NUC, WAT, WND, GEO, or SUN)",null,"Western"]
["EXCLUDE","AK","AK-Alaska","Pelican",6702,"HC1","WAT","HY",0.6,0.5,0,0,0,null,"Electric Utility","N","RE",2011,"State not covered under final 111(d)",null,"Alaska"]
["EXCLUDE","AK","AK-Alaska","Pelican",6702,"IC4","DFO","IC",0.2,0.2,0,0,0,null,"Electric Utility","N","RE",2011,"State not covered under final 111(d)",null,"Alaska"]
["EXCLUDE","CA","CA-Western","Pebbly Beach",6704,"MT02","PG","GT",0.1,0.1,0,0,0,null,"Electric Utility","N","OP",null,"Simple cycle unit",null,"Western"]
["EXCLUDE","CA","CA-Western","Pebbly Beach",6704,"MT17","PG","GT",0.1,0.1,0,0,0,null,"Electric Utility","N","OP",null,"Simple cycle unit",null,"Western"]
["EXCLUDE","CA","CA-Western","Pebbly Beach",6704,"MT22","PG","GT",0.1,0.1,0,0,0,null,"Electric Utility","N","OP",null,"Simple cycle unit",null,"Western"]
["EXCLUDE","CO","CO-Western","JM Shafer Generating Station",50707,"STA","NG","CC",47,52,640,87153.57,54168.5,null,"Electric Utility","Y","OP",null,"Excluded based on comment and CHP status",null,"Western"]
["EXCLUDE","KS","KS-Eastern","Augusta Electric Plant No 2",6791,"3","NG","IC",6,6,0,0,0,null,"Electric Utility","N","OP",null,"Internal Combustion",null,"Eastern"]
["EXCLUDE","AK","AK-Alaska","Jarvis Street",6801,"4","DFO","IC",4.5,4,0,0,0,null,"Electric Utility","N","OP",null,"State not covered under final 111(d)",null,"Alaska"]
["OGST","KS","KS-Eastern","East 12th Street",7013,"4","NG","ST",26.5,25.8,356,10134,7177.3,null,"Electric Utility","N","OP",null,null,null,"Eastern"]
["EXCLUDE","VA","VA-Eastern","Gravel Neck",7032,"1","DFO","GT",16.3,12,209.18,2775.6,2170.0700000000002,null,"Electric Utility","N","OP",null,"Simple cycle unit",null,"Eastern"]
["EXCLUDE","VA","VA-Eastern","Gravel Neck",7032,"2","DFO","GT",23.8,16,305.42,4052.71,3168.56,null,"Electric Utility","N","OP",null,"Simple cycle unit",null,"Eastern"]
["EXCLUDE","ME","ME-Eastern","Bates Mill Upper",7044,"BU2","WAT","HY",1.5,0.9,0,0,0,null,"IPP Non-CHP","N","OP",null,"Non Combustion (NUC, WAT, WND, GEO, or SUN)",null,"Eastern"]
["EXCLUDE","ME","ME-Eastern","Hill Mill",7048,"HM4","WAT","HY",0.3,0.3,0,0,0,null,"IPP Non-CHP","N","OP",null,"Non Combustion (NUC, WAT, WND, GEO, or SUN)",null,"Eastern"]
["EXCLUDE","WI","WI-Eastern","Solon Diesel",7058,"4","DFO","IC",1,1,0,0,0,null,"Electric Utility","N","SB",null,"Internal Combustion",null,"Eastern"]
["EXCLUDE","AL","AL-Eastern","McIntosh",7063,"4","NG","GT",224,170,2200,57800.97,36696.980000000003,null,"Electric Utility","N","OP",null,"Simple cycle unit",null,"Eastern"]
["NGCC","NV","NV-Western","Harry Allen",7082,"6","NG","CC",167.5,151.6,2100,1023385.71,430078.34,null,"Electric Utility","N","OP",null,null,null,"Western"]
["EXCLUDE","UT","UT-Western","Heber City",7111,"NA10","NG","IC",1.9,1.9,0,0,0,null,"Electric Utility","N","OP",null,"Internal Combustion",null,"Western"]
["EXCLUDE","MI","MI-Eastern","McClure",7116,"2","WAT","HY",4,3,0,11887,0,null,"Electric Utility","N","OP",null,"Non Combustion (NUC, WAT, WND, GEO, or SUN)",null,"Eastern"]
["EXCLUDE","HI","HI-Hawaii","Puna",7130,"1","RFO","ST",15.5,14,0,71801,86554.99,null,"Electric Utility","N","OP",null,"State not covered under final 111(d)",null,"Hawaii"]
["EXCLUDE","AR","AR-Eastern","Whillock",7135,"2","WAT","HY",10.8,6,0,28425,0,null,"Electric Utility","N","OP",null,"Non Combustion (NUC, WAT, WND, GEO, or SUN)",null,"Eastern"]
["EXCLUDE","CA","CA-Western","San Gorgonio 1",7148,"1","WAT","HY",1.5,1.5,0,0,0,null,"Electric Utility","N","OS",null,"Non Combustion (NUC, WAT, WND, GEO, or SUN)",null,"Western"]
["EXCLUDE","IA","IA-Eastern","Lime Creek",7155,"1","DFO","GT",45.1,33.6,509,450,1031,null,"Electric Utility","N","OP",null,"Simple cycle unit",null,"Eastern"]
["EXCLUDE","OH","OH-Eastern","Woodsdale",7158,"GT4","NG","GT",81.599999999999994,77,3200,1960.33,2438.0100000000002,null,"Electric Utility","N","OP",null,"Simple cycle unit",null,"Eastern"]
["EXCLUDE","AR","AR-Eastern","Murray",7166,"1","WAT","HY",22.7,21.2,0,48130,0,null,"Electric Utility","N","OP",null,"Non Combustion (NUC, WAT, WND, GEO, or SUN)",null,"Eastern"]
["EXCLUDE","AK","AK-Alaska","Northway",7169,"4","DFO","IC",0.4,0.3,0,0,0,null,"Electric Utility","N","RE",2001,"State not covered under final 111(d)",null,"Alaska"]
["EXCLUDE","AZ","AZ-Western","Headgate Rock",7179,"1","WAT","HY",6.5,6.5,0,25603,0,null,"Electric Utility","N","OP",null,"Non Combustion (NUC, WAT, WND, GEO, or SUN)",null,"Western"]
["EXCLUDE","AK","AK-Alaska","Newhalen",7183,"2","DFO","IC",0.3,0.3,0,0,0,null,"Electric Utility","N","RE",2012,"State not covered under final 111(d)",null,"Alaska"]
["EXCLUDE","OK","OK-Eastern","Conoco",7185,"1","NG","GT",33,31.5,0,0,0,null,"Electric Utility","N","RE",2006,"Retired prior to 2012",null,"Eastern"]
["EXCLUDE","VA","VA-Eastern","Darbytown",7212,"1","NG","GT",92.1,84,1308,28443.5,21554.3,null,"Electric Utility","N","OP",null,"Simple cycle unit",null,"Eastern"]
["EXCLUDE","IN","IN-Eastern","NA 1",7228,"14","NG","GT",239,214,0,0,0,null,"Electric Utility","N","IP",null,"Status of Operation (IP, L, P, T)",null,"Eastern"]
["EXCLUDE","IN","IN-Eastern","NA 1",7228,"4","NG","GT",96,96,0,0,0,null,"Electric Utility","N","IP",null,"Status of Operation (IP, L, P, T)",null,"Eastern"]
["EXCLUDE","CO","CO-Western","Julesburg",504,"5","DFO","IC",0.3,0.2,0,0,0,null,"Electric Utility","N","SB",null,"Internal Combustion",null,"Western"]
["EXCLUDE","FL","FL-Eastern","Polk",7242,"4","NG","GT",175.8,151,1817,109262.5,73199.08,null,"Electric Utility","N","OP",null,"Simple cycle unit",null,"Eastern"]
["UC-NGCC","FL","FL-Eastern","Polk",7242,"9","NG","CC",463,459,0,0,0,null,"Electric Utility","N","P",null,null,null,"Eastern"]
["EXCLUDE","HI","HI-Hawaii","Miki Basin",7264,"LL2","DFO","IC",1,1,0,0,0,null,"Electric Utility","N","OP",null,"State not covered under final 111(d)",null,"Hawaii"]
["EXCLUDE","CA","CA-Western","Woodland",7266,"NA1","NG","GT",50.4,48,0,0,0,null,"Electric Utility","N","OP",null,"Simple cycle unit",null,"Western"]
["EXCLUDE","MI","MI-Eastern","491 E 48th Street",7268,"7","NG","GT",39.1,32,0,12087.63,4342.05,null,"Electric Utility","N","OP",null,"Simple cycle unit",null,"Eastern"]
["EXCLUDE","NC","NC-Eastern","Lincoln Combustion",7277,"2","NG","GT",109.6,79.2,1446,1781.63,1577.03,null,"Electric Utility","N","OP",null,"Simple cycle unit",null,"Eastern"]
["EXCLUDE","NC","NC-Eastern","Lincoln Combustion",7277,"7","NG","GT",109.6,79.2,1446,1781.63,2179.2800000000002,null,"Electric Utility","N","OP",null,"Simple cycle unit",null,"Eastern"]
["EXCLUDE","OH","OH-Eastern","Richard Gorsuch",7286,"2","BIT","ST",50,50,0,0,0,null,"Electric Utility","Y","RE",2010,"Retired prior to 2012",null,"Eastern"]
["NGCC","FL","FL-Eastern","Hines Energy Complex",7302,"2GT","NG","CC",167.7,154,2100,963469.67,400515.3,null,"Electric Utility","N","OP",null,null,null,"Eastern"]
["NGCC","FL","FL-Eastern","Hines Energy Complex",7302,"3ST","NG","CC",204,178,2100,1172020.3500000001,487210.03,null,"Electric Utility","N","OP",null,null,null,"Eastern"]
["NGCC","CA","CA-Western","Redding Power",7307,"4","NG","CC",26.8,28,508.5,16922.740000000002,1323.71,null,"Electric Utility","N","OP",null,null,null,"Western"]
["EXCLUDE","IN","IN-Eastern","Richmond",7335,"RCT1","NG","GT",41.4,34,560,1930.5,1119.45,null,"Electric Utility","N","OP",null,"Simple cycle unit",null,"Eastern"]
["EXCLUDE","GA","GA-Eastern","Robins",7348,"1","NG","GT",91.9,80,1155,898,1286,null,"Electric Utility","N","OP",null,"Simple cycle unit",null,"Eastern"]
["EXCLUDE","AK","AK-Alaska","Bradley Lake",7367,"1","WAT","HY",63,63,0,198686.5,0,null,"Electric Utility","N","OP",null,"State not covered under final 111(d)",null,"Alaska"]
["EXCLUDE","FL","FL-Eastern","Midulla Generating Station",7380,"2","DFO","CC",193,153,0,0,0,null,"Electric Utility","N","IP",null,"Status of Operation (IP, L, P, T)",null,"Eastern"]
["EXCLUDE","IL","IL-Eastern","Indian Trails Cogen 1",7384,"1","NG","ST",21,10,0,0,0,null,"Industrial CHP","Y","RE",2010,"Commercial/Industrial Unit",null,"Eastern"]
["EXCLUDE","MO","MO-Eastern","Poplar Bluff Generating Station",7392,"5","NG","IC",6.7,6.6,0,0,0,null,"Electric Utility","N","OP",null,"Internal Combustion",null,"Eastern"]
["EXCLUDE","MO","MO-Eastern","Salisbury City of",7400,"1","DFO","IC",1,0.8,0,0,0,null,"Electric Utility","N","OP",null,"Internal Combustion",null,"Eastern"]
["EXCLUDE","MO","MO-Eastern","Salisbury City of",7400,"2","DFO","IC",1,0.8,0,0,0,null,"Electric Utility","N","OP",null,"Internal Combustion",null,"Eastern"]
["EXCLUDE","OR","OR-Western","Short Mountain",7413,"3","LFG","IC",0.8,0.8,0,0,0,null,"Electric Utility","N","OP",null,"Non-Fossil Fuel Type (Less than 10% Fossil Fuel)",null,"Western"]
["EXCLUDE","MN","MN-Eastern","Lakefield Utilities",7415,"4","DFO","IC",1,0.8,0,0,0,null,"Electric Utility","N","RE",2002,"Retired prior to 2012",null,"Eastern"]
["EXCLUDE","KS","KS-Eastern","Oxford",7432,"1A","DFO","IC",1.7,1.6,0,0,0,null,"Electric Utility","N","OP",null,"Internal Combustion",null,"Eastern"]
["EXCLUDE","AK","AK-Alaska","Galena Electric Utility",7437,"4A","DFO","IC",1,1,0,0,0,null,"Electric Utility","Y","OP",null,"State not covered under final 111(d)",null,"Alaska"]
["EXCLUDE","VA","VA-Eastern","Godwin Drive Plant",7439,"C10","DFO","IC",1.5,1.5,0,0,0,null,"Electric Utility","N","OP",null,"Internal Combustion",null,"Eastern"]
["EXCLUDE","VA","VA-Eastern","VMEA 1 Credit Gen",7440,"V3","DFO","IC",1.6,1.5,0,0,0,null,"Electric Utility","N","OP",null,"Internal Combustion",null,"Eastern"]
["EXCLUDE","VA","VA-Eastern","VMEA Peaking Gen",7441,"V2","DFO","IC",1.6,1.5,0,0,0,null,"Electric Utility","N","OP",null,"Internal Combustion",null,"Eastern"]
["EXCLUDE","AK","AK-Alaska","Angoon",7462,"3","DFO","IC",0.5,0.5,0,0,0,null,"Electric Utility","N","OP",null,"State not covered under final 111(d)",null,"Alaska"]
["EXCLUDE","AK","AK-Alaska","Hoonah",7463,"4","DFO","IC",0.5,0.5,0,0,0,null,"Electric Utility","N","OP",null,"State not covered under final 111(d)","Yes","Alaska"]
["EXCLUDE","NE","NE-Eastern","Madison Utilities",7469,"FM1","DFO","IC",2,1.7,0,0,0,null,"Electric Utility","N","OP",null,"Internal Combustion",null,"Eastern"]
["EXCLUDE","SC","SC-Eastern","Rowesville Rd Plant",7480,"3","NG","GT",4.8,4.2,0,0,0,null,"Electric Utility","N","IP",null,"Status of Operation (IP, L, P, T)",null,"Eastern"]
["EXCLUDE","NE","NE-Eastern","City Light & Water",7481,"2","DFO","IC",0.4,0.4,0,0,0,null,"Electric Utility","N","OP",null,"Internal Combustion",null,"Eastern"]
["EXCLUDE","AK","AK-Alaska","NSB Nuiqsut Utility",7484,"PG1A","DFO","IC",0.9,0.9,0,0,0,null,"Electric Utility","Y","OP",null,"State not covered under final 111(d)",null,"Alaska"]
["EXCLUDE","AK","AK-Alaska","NSB Nuiqsut Utility",7484,"PG5A","NG","IC",0.8,0.8,0,0,0,null,"Electric Utility","Y","OP",null,"State not covered under final 111(d)",null,"Alaska"]
["EXCLUDE","AK","AK-Alaska","NSB Point Lay Utility",7486,"PG10","DFO","IC",0.6,0.6,0,0,0,null,"Electric Utility","N","V",null,"State not covered under final 111(d)",null,"Alaska"]
["EXCLUDE","AK","AK-Alaska","NSB Anaktuvuk Pass",7487,"5","DFO","IC",0.1,0.1,0,0,0,null,"Electric Utility","N","RE",2003,"State not covered under final 111(d)",null,"Alaska"]
["EXCLUDE","AK","AK-Alaska","NSB Wainwright Utility",7488,"PG3","DFO","IC",0.4,0.4,0,0,0,null,"Electric Utility","Y","OP",null,"State not covered under final 111(d)",null,"Alaska"]
["EXCLUDE","MI","MI-Eastern","Croswell",7497,"1","DFO","IC",0.6,0.6,0,0,0,null,"Electric Utility","N","OP",null,"Internal Combustion",null,"Eastern"]
["EXCLUDE","AK","AK-Alaska","Dutch Harbor",7502,"5","DFO","IC",0.6,0.5,0,0,0,null,"Electric Utility","N","RE",2011,"State not covered under final 111(d)",null,"Alaska"]
["COALST","WY","WY-Western","Neil Simpson II",7504,"2","SUB","ST",80,80,1300,568601,780568.09,null,"Electric Utility","N","OP",null,null,null,"Western"]
["EXCLUDE","CA","CA-Western","Solano Wind",7526,"1","WND","WT",13.2,13.1,0,29774.91,0,null,"Electric Utility","N","OP",null,"Non Combustion (NUC, WAT, WND, GEO, or SUN)",null,"Western"]
["EXCLUDE","NC","NC-Eastern","NA 1",7539,"12","NG","CC",195,183,0,0,0,null,"Electric Utility","N","IP",null,"Status of Operation (IP, L, P, T)",null,"Eastern"]
["EXCLUDE","OK","OK-Eastern","Kaw Hydro",7545,"1","WAT","HY",37,29.6,0,55179,0,null,"Electric Utility","N","OP",null,"Non Combustion (NUC, WAT, WND, GEO, or SUN)",null,"Eastern"]
["EXCLUDE","UT","UT-Western","Causey",7548,"2","WAT","HY",0.6,0.6,0,810,0,null,"Electric Utility","N","OP",null,"Non Combustion (NUC, WAT, WND, GEO, or SUN)",null,"Western"]
["EXCLUDE","OH","OH-Eastern","Bowling Green",7575,"2","DFO","IC",7.2,7.2,0,0,0,null,"Electric Utility","N","OP",null,"Internal Combustion",null,"Eastern"]
["EXCLUDE","OH","OH-Eastern","Engle",7576,"16","DFO","IC",9,9,0,0,0,null,"Electric Utility","N","OP",null,"Internal Combustion",null,"Eastern"]
["EXCLUDE","WA","WA-Western","H M Jackson",7588,"4","WAT","HY",8.4,7,0,39088.93,0,null,"Electric Utility","N","OP",null,"Non Combustion (NUC, WAT, WND, GEO, or SUN)",null,"Western"]
["EXCLUDE","WI","WI-Eastern","Oneida Casino",7602,"1","DFO","IC",2,1.8,0,0,0,null,"Electric Utility","N","RE",2011,"Retired prior to 2012",null,"Eastern"]
["EXCLUDE","SC","SC-Eastern","US DOE Savannah River Site (D Area)",7652,"HP-3","BIT","ST",9.4,9.4,0,3149.12,11178.04,null,"IPP CHP","Y","RE",2012,"Steam unit (PRMVR=ST) less than or equal to 25MW (i.e. 250 MMBtu/hr)",null,"Eastern"]
["EXCLUDE","PA","PA-Eastern","Pennsbury",7690,"2","LFG","GT",3,2.7,0,-4371.5,3774.11,null,"IPP Non-CHP","N","OP",null,"Non-Fossil Fuel Type (Less than 10% Fossil Fuel)",null,"Eastern"]
["EXCLUDE","IA","IA-Eastern","Agency GT",7706,"1","NG","GT",19.7,15.8,0,0,0,null,"Electric Utility","N","RE",2010,"Retired prior to 2012",null,"Eastern"]
["EXCLUDE","GA","GA-Eastern","Dahlberg",7709,"1","NG","GT",91.9,74.8,0,37207.4,11790.39,null,"IPP Non-CHP","N","OP",null,"Simple cycle unit",null,"Eastern"]
["NGCC","AL","AL-Eastern","H Allen Franklin Combined Cycle",7710,"CT3B","NG","CC",203.1,null,2590,1105522.24,458678.63,null,"IPP Non-CHP","N","OP",null,null,null,"Eastern"]
["EXCLUDE","FL","FL-Eastern","Pea Ridge",7715,"1","NG","GT",4.7,4,0,29387.33,22115.42,null,"Electric Utility","N","OP",null,"Simple cycle unit",null,"Eastern"]
["EXCLUDE","MS","MS-Eastern","Meridian",7719,"3","DFO","IC",1.8,1.8,0,0,0,null,"Electric Utility","N","OP",null,"Internal Combustion",null,"Eastern"]
["EXCLUDE","OR","OR-Western","Coffin Butte",7725,"3","LFG","IC",0.8,0.8,0,0,0,null,"Electric Utility","N","OP",null,"Non-Fossil Fuel Type (Less than 10% Fossil Fuel)",null,"Western"]
["EXCLUDE","FL","FL-Eastern","Unknown",7738,"GT7","DFO","GT",180,153,0,0,0,null,"Electric Utility","N","IP",null,"Status of Operation (IP, L, P, T)",null,"Eastern"]
["EXCLUDE","AK","AK-Alaska","Goat Lake Hydro",7751,"1","WAT","HY",4,4,0,16298,0,null,"Electric Utility","N","OP",null,"State not covered under final 111(d)",null,"Alaska"]
["EXCLUDE","IA","IA-Eastern","South Plant",7758,"2","DFO","IC",2,1.9,0,0,0,null,"Electric Utility","N","OP",null,"Internal Combustion",null,"Eastern"]
["EXCLUDE","IN","IN-Eastern","Georgetown",7759,"GT1","NG","GT",85.3,79,1100,41435.49,20015.900000000001,null,"Electric Utility","N","OP",null,"Simple cycle unit",null,"Eastern"]
["EXCLUDE","KS","KS-Eastern","Erie Energy Center",7766,"8","DFO","IC",2.5,2.5,0,0,0,null,"Electric Utility","N","OP",null,"Internal Combustion",null,"Eastern"]
["EXCLUDE","UT","UT-Western","Bloomington Power Plant",7767,"7","DFO","IC",1.7,1.5,0,0,0,null,"Electric Utility","N","RE",2010,"Retired prior to 2012",null,"Western"]
["EXCLUDE","IL","IL-Eastern","1515 S Caron Road",7770,"GT1","NG","GT",4.2,3,0,180,140.09,null,"Electric Utility","N","OP",null,"Simple cycle unit",null,"Eastern"]
["EXCLUDE","OH","OH-Eastern","Versailles Peaking",7775,"1","DFO","IC",1.8,1.8,0,0,0,null,"Electric Utility","N","OP",null,"Internal Combustion",null,"Eastern"]
["EXCLUDE","OH","OH-Eastern","Bryan Peaking",7779,"1","DFO","IC",1.8,1.8,0,0,0,null,"Electric Utility","N","OP",null,"Internal Combustion",null,"Eastern"]
["EXCLUDE","OH","OH-Eastern","Bryan Peaking",7779,"6","DFO","IC",1.8,1.8,0,0,0,null,"Electric Utility","N","OP",null,"Internal Combustion",null,"Eastern"]
["COALST","Ute","Ute-Western","Bonanza",7790,"1","BIT","ST",499.5,458,5500,3090433,3314096.53,null,"Electric Utility","N","OP",null,null,null,"Western"]
["EXCLUDE","VA","VA-Eastern","Dominion/Lo Mar",7797,"LOM3","DFO","IC",1.8,1.7,0,0,0,null,"Electric Utility","N","OP",null,"Internal Combustion",null,"Eastern"]
["NGCC","NC","NC-Eastern","Sherwood H Smith Jr Energy Complex",7805,"7","NG","CC",195.3,156,1980,1214336.72,519867.9,null,"Electric Utility","N","OP",null,null,null,"Eastern"]
["EXCLUDE","MI","MI-Eastern","Pine Street",7806,"1","NG","IC",1.1000000000000001,1,0,0,0,null,"Electric Utility","N","OP",null,"Internal Combustion",null,"Eastern"]
["EXCLUDE","GA","GA-Eastern","Sewell Creek Energy",7813,"4","NG","GT",164,127,1560,83483.77,84375.83,null,"Electric Utility","N","OP",null,"Simple cycle unit",null,"Eastern"]
["EXCLUDE","SC","SC-Eastern","Webb Forging",7814,"1","DFO","IC",2.9,2.4,0,0,0,null,"Electric Utility","N","OP",null,"Internal Combustion",null,"Eastern"]
["EXCLUDE","AR","AR-Eastern","Fulton",7825,"1","NG","GT",154.80000000000001,153,1692,54189,34409.5,null,"Electric Utility","N","OP",null,"Simple cycle unit",null,"Eastern"]
["EXCLUDE","GA","GA-Eastern","Smarr Energy Center",7829,"2","NG","GT",121,96.3,1279,64915,17735.63,null,"Electric Utility","N","OP",null,"Simple cycle unit",null,"Eastern"]
["EXCLUDE","WA","WA-Western","Roosevelt Biogas 1",7832,"4","LFG","IC",2.1,2.1,0,0,0,null,"Electric Utility","N","OP",null,"Non-Fossil Fuel Type (Less than 10% Fossil Fuel)",null,"Western"]
["EXCLUDE","SC","SC-Eastern","John S Rainey",7834,"CT5B","NG","CC",170,146,0,0,0,null,"Electric Utility","N","IP",null,"Status of Operation (IP, L, P, T)",null,"Eastern"]
["EXCLUDE","VA","VA-Eastern","Marsh Run Generating",7836,"3","NG","GT",171.1,160,2400,38454.67,24524.23,null,"Electric Utility","N","OP",null,"Simple cycle unit",null,"Eastern"]
["EXCLUDE","VA","VA-Eastern","Louisa Generating",7837,"4","NG","GT",84.5,77,1300,11769.25,6876.12,null,"Electric Utility","N","OP",null,"Simple cycle unit",null,"Eastern"]
["EXCLUDE","MN","MN-Eastern","Pleasant Valley",7843,"13","NG","GT",132.80000000000001,112.1,1441.3,10700.89,8319.19,null,"Electric Utility","N","OP",null,"Simple cycle unit",null,"Eastern"]
["EXCLUDE","TN","TN-Eastern","Lagoon Creek",7845,"GT5","NG","GT",84.5,73.900000000000006,1175.4000000000001,52853.56,43444.77,null,"Electric Utility","N","OP",null,"Simple cycle unit",null,"Eastern"]
["NGCC","TN","TN-Eastern","Lagoon Creek",7845,"STG1","NG","CC",257.60000000000002,205,2243,1317600.1100000001,507918.86,null,"Electric Utility","N","OP",null,null,null,"Eastern"]
["EXCLUDE","IA","IA-Eastern","Knoxville Industrial",7849,"1","DFO","IC",2,2,0,0,0,null,"Electric Utility","N","OP",null,"Internal Combustion",null,"Eastern"]
["EXCLUDE","IA","IA-Eastern","Shenandoah",7850,"7","DFO","IC",2,2,0,0,0,null,"Electric Utility","N","OP",null,"Internal Combustion",null,"Eastern"]
["EXCLUDE","IA","IA-Eastern","Waterloo Lundquist",7851,"3","DFO","IC",2,2,0,0,0,null,"Electric Utility","N","OP",null,"Internal Combustion",null,"Eastern"]
["EXCLUDE","MN","MN-Eastern","Moorhead Wind Turbine",7855,"9","WND","WT",0.7,0.7,0,1176.5,0,null,"Electric Utility","N","OP",null,"Non Combustion (NUC, WAT, WND, GEO, or SUN)",null,"Eastern"]
["EXCLUDE","IA","IA-Eastern","Gilliam South",7857,"1","DFO","IC",1.8,1.7,0,0,0,null,"Electric Utility","N","OP",null,"Internal Combustion",null,"Eastern"]
["EXCLUDE","WI","WI-Eastern","Elk Mound",7863,"4","NG","GT",35.5,35.5,0,0,0,null,"Electric Utility","N","P",null,"Status of Operation (IP, L, P, T)",null,"Eastern"]
["EXCLUDE","OH","OH-Eastern","Robert P Mone Plant",7872,"3","NG","GT",198,149.4,1946,27715.67,14629.47,null,"Electric Utility","N","OP",null,"Simple cycle unit",null,"Eastern"]
["NGCC","FL","FL-Eastern","H L Culbreath Bayside Power Station",7873,"2A","NG","CC",189.9,156,1842,671166.88,289020.09999999998,null,"Electric Utility","N","OP",null,null,null,"Eastern"]
["EXCLUDE","FL","FL-Eastern","H L Culbreath Bayside Power Station",7873,"7","NG","GT",62,56,0,0,0,null,"Electric Utility","N","IP",null,"Status of Operation (IP, L, P, T)",null,"Eastern"]
["EXCLUDE","TN","TN-Eastern","Powell Valley",7883,"2","DFO","IC",2,1.8,0,0,0,null,"Electric Utility","N","OP",null,"Internal Combustion",null,"Eastern"]
["EXCLUDE","TN","TN-Eastern","Powell Valley",7883,"7","DFO","IC",2,1.8,0,0,0,null,"Electric Utility","N","OP",null,"Internal Combustion",null,"Eastern"]
["EXCLUDE","NE","NE-Eastern","Terry Bundy Generating Station",7887,"LFG2","LFG","IC",1.6,1.6,0,0,0,null,"Electric Utility","N","U",null,"Status of Operation (IP, L, P, T)",null,"Eastern"]
["EXCLUDE","FL","FL-Eastern","Midway",7893,"3","NG","CC",429,394,0,0,0,null,"Electric Utility","N","IP",null,"Status of Operation (IP, L, P, T)",null,"Eastern"]
["EXCLUDE","IL","IL-Eastern","Hallock",7895,"3","DFO","IC",1.6,1.6,0,0,0,null,"Electric Utility","N","RE",2006,"Retired prior to 2012",null,"Eastern"]
["EXCLUDE","IL","IL-Eastern","Hallock",7895,"8","DFO","IC",1.6,1.6,0,0,0,null,"Electric Utility","N","RE",2006,"Retired prior to 2012",null,"Eastern"]
["NGCC","AL","AL-Eastern","E B Harris Electric Generating Plant",7897,"ST1","NG","CC",282,null,2457,1401301.04,570484.24,null,"IPP Non-CHP","N","OP",null,null,null,"Eastern"]
["NGCC","AL","AL-Eastern","E B Harris Electric Generating Plant",7897,"ST2","NG","CC",282,null,2482.3000000000002,1401301.04,570484.24,null,"IPP Non-CHP","N","OP",null,null,null,"Eastern"]
["EXCLUDE","CA","CA-Western","Pine Flat",7907,"1","WAT","HY",55,55,0,82275,0,null,"Electric Utility","N","OP",null,"Non Combustion (NUC, WAT, WND, GEO, or SUN)",null,"Western"]
["EXCLUDE","NY","NY-Eastern","Brentwood",7912,"1","NG","GT",47,47,480,72264,41371.269999999997,null,"Electric Utility","N","OP",null,"Simple cycle unit",null,"Eastern"]
["EXCLUDE","GA","GA-Eastern","Talbot County Energy",7916,"4","NG","GT",121,96.1,1410,63258.17,32924.629999999997,null,"Electric Utility","N","OP",null,"Simple cycle unit",null,"Eastern"]
["EXCLUDE","IA","IA-Eastern","Maquoketa 2",7921,"13","DFO","IC",2,1.2,0,0,0,null,"Electric Utility","N","OP",null,"Internal Combustion",null,"Eastern"]
["EXCLUDE","MN","MN-Eastern","Lakefield Junction",7925,"5","NG","GT",89.3,86.7,1095,25205.67,26306.53,null,"Electric Utility","N","OP",null,"Simple cycle unit",null,"Eastern"]
["EXCLUDE","TN","TN-Eastern","Buffalo Mountain",7927,"1","WND","WT",0.6,0.7,0,0,0,null,"Electric Utility","N","OP",null,"Non Combustion (NUC, WAT, WND, GEO, or SUN)",null,"Eastern"]
["EXCLUDE","KS","KS-Eastern","Russell Energy Center",7930,"T-1","NG","GT",7.5,6.4,0,11099,7622.73,null,"Electric Utility","N","OP",null,"Simple cycle unit",null,"Eastern"]
["EXCLUDE","IL","IL-Eastern","Industrial Park",7934,"7","DFO","GT",1.8,1.5,0,33,26.51,null,"Electric Utility","N","OP",null,"Simple cycle unit",null,"Eastern"]
["EXCLUDE","MO","MO-Eastern","Trenton South",7935,"5","DFO","IC",2,2,0,0,0,null,"Electric Utility","N","OP",null,"Internal Combustion",null,"Eastern"]
["EXCLUDE","CA","CA-Western","Diamond Valley Lake",7942,"4","WAT","HY",3.3,3.3,0,7212.22,0,null,"Electric Utility","N","OP",null,"Non Combustion (NUC, WAT, WND, GEO, or SUN)",null,"Western"]
["EXCLUDE","MN","MN-Eastern","Solway CT",7947,"D1","DFO","IC",1.3,1.3,0,0,0,null,"Electric Utility","N","SB",null,"Internal Combustion",null,"Eastern"]
["EXCLUDE","IN","IN-Eastern","Lawrence County Station",7948,"5","NG","GT",67,42.9,505.4,11312,7573.09,null,"Electric Utility","N","OP",null,"Simple cycle unit",null,"Eastern"]
["EXCLUDE","NE","NE-Eastern","Elk City Station",7955,"2","LFG","IC",0.8,0.8,0,0,0,null,"Electric Utility","N","OP",null,"Non-Fossil Fuel Type (Less than 10% Fossil Fuel)",null,"Eastern"]
["EXCLUDE","NE","NE-Eastern","Elk City Station",7955,"7","LFG","IC",0.8,0.8,0,0,0,null,"Electric Utility","N","OP",null,"Non-Fossil Fuel Type (Less than 10% Fossil Fuel)",null,"Eastern"]
["EXCLUDE","MS","MS-Eastern","Kemper County",7960,"GT1","NG","GT",93,73.3,1047,82748.5,65340.82,null,"Electric Utility","N","OP",null,"Simple cycle unit",null,"Eastern"]
["EXCLUDE","IA","IA-Eastern","Iowa Distributed Wind Generation Project",7966,"IDWG","WND","WT",2.2999999999999998,2.2999999999999998,0,4982,0,null,"Electric Utility","N","OP",null,"Non Combustion (NUC, WAT, WND, GEO, or SUN)",null,"Eastern"]
["EXCLUDE","GA","GA-Eastern","W R Clayton Plant",7968,"3","NG","GT",153,155,0,0,0,null,"Electric Utility","N","IP",null,"Status of Operation (IP, L, P, T)",null,"Eastern"]
["EXCLUDE","IA","IA-Eastern","Pella Peaking",7971,"10","DFO","IC",2,1.8,0,0,0,null,"Electric Utility","N","SB",null,"Internal Combustion",null,"Eastern"]
["EXCLUDE","MI","MI-Eastern","Sumpter",7972,"1","NG","GT",85,77,1017.5,26849.25,19419.09,null,"Electric Utility","N","OP",null,"Simple cycle unit",null,"Eastern"]
["EXCLUDE","KS","KS-Eastern","Sharpe",7973,"10","DFO","IC",2,2,0,0,0,null,"Electric Utility","N","SB",null,"Internal Combustion",null,"Eastern"]
["EXCLUDE","NM","NM-Western","Pyramid",7975,"1","NG","GT",46.5,39.5,500,33942.5,12544.84,null,"Electric Utility","N","OP",null,"Simple cycle unit",null,"Western"]
["EXCLUDE","SC","SC-Eastern","Mill Creek",7981,"6","NG","GT",99.9,74.400000000000006,1243.9000000000001,15675.25,7717.69,null,"Electric Utility","N","OP",null,"Simple cycle unit",null,"Eastern"]
["EXCLUDE","MN","MN-Eastern","South Generation",7982,"5","DFO","IC",2.2000000000000002,2.2000000000000002,0,0,0,null,"Electric Utility","N","OP",null,"Internal Combustion",null,"Eastern"]
["EXCLUDE","MS","MS-Eastern","Sylvarena",7989,"3","NG","GT",47,43,570,14477,16942.77,null,"Electric Utility","N","OP",null,"Simple cycle unit",null,"Eastern"]
["EXCLUDE","WA","WA-Western","Randolph Road",7994,"16","DFO","IC",1.6,1.8,0,0,0,null,"Electric Utility","N","RE",2007,"Retired prior to 2012",null,"Western"]
["EXCLUDE","WA","WA-Western","Randolph Road",7994,"17","DFO","IC",1.6,1.8,0,0,0,null,"Electric Utility","N","RE",2007,"Retired prior to 2012",null,"Western"]
["EXCLUDE","CO","CO-Western","La Junta",506,"9","DFO","IC",5.0999999999999996,4,0,0,0,null,"Electric Utility","N","SB",null,"Internal Combustion",null,"Western"]
["EXCLUDE","FL","FL-Eastern","Winston",7997,"WD06","DFO","IC",2.5,2.5,0,0,0,null,"Electric Utility","N","OP",null,"Internal Combustion",null,"Eastern"]
["EXCLUDE","FL","FL-Eastern","Winston",7997,"WD17","DFO","IC",2.5,2.5,0,0,0,null,"Electric Utility","N","OP",null,"Internal Combustion",null,"Eastern"]
["OGST","NH","NH-Eastern","Newington",8002,"1","NG","ST",414,400.2,5469.5,72614,68600.160000000003,null,"Electric Utility","N","OP",null,null,null,"Eastern"]
["OGST","NY","NY-Eastern","Roseton Generating Facility",8006,"1","NG","ST",621,612.20000000000005,7031,225906,162773.54999999999,null,"IPP Non-CHP","N","OP",null,null,null,"Eastern"]
["EXCLUDE","NY","NY-Eastern","Holtsville",8007,"9","DFO","GT",56.7,55.4,832,5086.3999999999996,6352.2,null,"Electric Utility","N","OP",null,"Simple cycle unit",null,"Eastern"]
["EXCLUDE","WI","WI-Eastern","Winter",8013,"IC1","DFO","IC",2.8,2.8,0,0,0,null,"Electric Utility","N","OP",null,"Internal Combustion",null,"Eastern"]
["EXCLUDE","KS","KS-Eastern","Baldwin City Plant No 2",8020,"7","DFO","IC",3.2,3,0,0,0,null,"Electric Utility","N","OP",null,"Internal Combustion",null,"Eastern"]
["EXCLUDE","WA","WA-Western","Diesel Generator Farm",8021,"E-12","DFO","IC",1.8,1.8,0,0,0,null,"Electric Utility","N","RE",2001,"Retired prior to 2012",null,"Western"]
["EXCLUDE","WA","WA-Western","Diesel Generator Farm",8021,"E-26","DFO","IC",2,2,0,0,0,null,"Electric Utility","N","RE",2001,"Retired prior to 2012",null,"Western"]
["EXCLUDE","WA","WA-Western","Boulder Park",8022,"4","NG","IC",4.0999999999999996,4.0999999999999996,0,0,0,null,"Electric Utility","N","SB",null,"Internal Combustion",null,"Western"]
["EXCLUDE","WI","WI-Eastern","Kewaunee",8024,"1","NUC","ST",560.1,566,0,4515892,0,null,"IPP Non-CHP","N","OP",2013,"Non Combustion (NUC, WAT, WND, GEO, or SUN)",null,"Eastern"]
["EXCLUDE","WY","WY-Western","Arvada",8028,"1","NG","GT",7.5,5,0,109.33,104.54,null,"Electric Utility","N","OP",null,"Simple cycle unit",null,"Western"]
["NGCC","IA","IA-Eastern","Emery Station",8031,"ST1","NG","CC",256,240.9,2688,368727.49,163655.6,null,"Electric Utility","N","OP",null,null,null,"Eastern"]
["OGST","FL","FL-Eastern","Anclote",8048,"2","NG","ST",556.20000000000005,510,5600,871460,632323.09,null,"Electric Utility","N","OP",null,null,null,"Eastern"]
["EXCLUDE","FL","FL-Eastern","Intercession City",8049,"P6","DFO","GT",56.7,49,1416,13190.04,592.96,null,"Electric Utility","N","OP",null,"Simple cycle unit",null,"Eastern"]
["EXCLUDE","NY","NY-Eastern","Pouch",8053,"N01","NG","GT",47,47,517,96847,57549.69,null,"Electric Utility","N","OP",null,"Simple cycle unit",null,"Eastern"]
["EXCLUDE","TX","TX-ERCOT","DeCordova Steam Electric Station",8063,"CT3","NG","GT",89.4,80,1142,5747.25,3234.21,null,"IPP Non-CHP","N","OP",null,"Simple cycle unit",null,"ERCOT"]
["NGCC","AZ","AZ-Western","Santan",8068,"ST4","NG","CC",103.5,92,532.72,232903.8,88297.14,null,"Electric Utility","N","OP",null,null,null,"Western"]
["NGCC","AZ","AZ-Western","Santan",8068,"ST6S","NG","CC",136.1,126,700.51,306262.87,116108.61,null,"Electric Utility","N","OP",null,null,null,"Western"]
["EXCLUDE","CA","CA-Western","Ellwood",8076,"01","NG","GT",58,54,0,1221,969.88,null,"IPP Non-CHP","N","OP",null,"Simple cycle unit",null,"Western"]
["COALST","OH","OH-Eastern","General James M Gavin",8102,"1","BIT","ST",1300,1299,12536,8736815,9359594.4399999995,null,"Electric Utility","N","OP",null,null,null,"Eastern"]
["EXCLUDE","MN","MN-Eastern","Halstad",8105,"4","DFO","IC",2,1.9,0,0,0,null,"Electric Utility","N","SB",null,"Internal Combustion",null,"Eastern"]
["EXCLUDE","IA","IA-Eastern","Hopkinton",8108,"IC2","DFO","IC",1.7,1.7,0,0,0,null,"Electric Utility","N","RE",2011,"Retired prior to 2012",null,"Eastern"]
["COALST","AZ","AZ-Western","Springerville",8223,"4","SUB","ST",450,415,5040,2296049,2333997.83,null,"Electric Utility","N","OP",null,null,null,"Western"]
["EXCLUDE","AZ","AZ-Western","Springerville",8223,"5","SUB","ST",400,375,0,0,0,null,"Electric Utility","N","IP",null,"Status of Operation (IP, L, P, T)",null,"Western"]
["EXCLUDE","NJ","NJ-Eastern","Glen Gardner",8227,"6","NG","GT",20,18,0,94.49,329.62,null,"IPP Non-CHP","N","OP",2015,"Simple cycle unit",null,"Eastern"]
["EXCLUDE","AZ","AZ-Western","Hoover Dam",8902,"A4","WAT","HY",130,130,0,198952.91,0,null,"Electric Utility","N","OP",null,"Non Combustion (NUC, WAT, WND, GEO, or SUN)",null,"Western"]
["EXCLUDE","NY","NY-Eastern","Indian Point 3",8907,"3","NUC","ST",1012,1040.5,0,9002057,0,null,"IPP Non-CHP","N","OP",null,"Non Combustion (NUC, WAT, WND, GEO, or SUN)",null,"Eastern"]
["EXCLUDE","MA","MA-Eastern","Cabot Holyoke",9864,"6","NG","ST",10,9.3000000000000007,0,0,0,null,"Electric Utility","N","SB",2013,"Steam unit (PRMVR=ST) less than or equal to 25MW (i.e. 250 MMBtu/hr)",null,"Eastern"]
["EXCLUDE","CO","CO-Western","Las Animas",507,"2","DFO","IC",0.3,0.3,0,0,0,null,"Electric Utility","N","OP",null,"Internal Combustion",null,"Western"]
["EXCLUDE","FL","FL-Eastern","Baptist Medical Center",10008,"TG-3","NG","GT",3,2.7,0,6664,5733.62,null,"Commercial CHP","Y","OP",null,"Commercial/Industrial Unit",null,"Eastern"]
["EXCLUDE","FL","FL-Eastern","Cutrale Citrus Juices USA I",10020,"GEN1","NG","GT",3.5,3.1,0,0,0,null,"Industrial CHP","Y","RE",2010,"Commercial/Industrial Unit",null,"Eastern"]
["EXCLUDE","NY","NY-Eastern","RED-Rochester, LLC",10025,"42TG","BIT","ST",25.6,25.6,474.4,23149,67389.34,null,"Industrial CHP","Y","OP",null,"Commercial/Industrial Unit",null,"Eastern"]
["EXCLUDE","CA","CA-Western","Encina Water Pollution Control",10026,"EG10","OBG","IC",0.8,0.8,0,0,0,null,"Commercial CHP","N","OP",null,"Commercial/Industrial Unit",null,"Western"]
["EXCLUDE","DE","DE-Eastern","NRG Energy Center Dover",10030,"COG1","BIT","ST",18,16,400,30226,75820,null,"IPP CHP","Y","OP",null,"Steam unit (PRMVR=ST) less than or equal to 25MW (i.e. 250 MMBtu/hr)",null,"Eastern"]
["EXCLUDE","IL","IL-Eastern","John Deere Harvester Works",10039,"GEN4","BIT","ST",2.5,2.5,0,1616.5,13917.36,null,"Industrial CHP","Y","SB",null,"Commercial/Industrial Unit",null,"Eastern"]
["EXCLUDE","CA","CA-Western","Kaweah Delta District Hospital",10042,"KDH3","NG","IC",0.7,0.7,0,0,0,null,"Commercial CHP","Y","RE",2006,"Commercial/Industrial Unit",null,"Western"]
["EXCLUDE","AR","AR-Eastern","Fourche Creek Wastewater",10050,"3","OBG","IC",0.5,0.5,0,0,0,null,"Commercial CHP","N","RE",2011,"Commercial/Industrial Unit",null,"Eastern"]
["EXCLUDE","CA","CA-Western","Fairhaven Power",10052,"GEN1","WDS","ST",18.8,16,0,126232,229743.69,null,"IPP Non-CHP","N","OP",null,"Non-Fossil Fuel Type (Less than 10% Fossil Fuel)",null,"Western"]
["EXCLUDE","ME","ME-Eastern","Lockwood Hydroelectric Facility",10066,"GEN2","WAT","HY",0.8,0.7,0,4155,0,null,"IPP Non-CHP","N","OP",null,"Non Combustion (NUC, WAT, WND, GEO, or SUN)",null,"Eastern"]
["COALST","MN","MN-Eastern","Taconite Harbor Energy Center",10075,"GEN1","SUB","ST",84,79,900,331219,482131.9,null,"Electric Utility","N","OP",null,null,null,"Eastern"]
["EXCLUDE","CA","CA-Western","Total Energy Facilities",10091,"G2","OBG","CC",9.9,8,0,37292.339999999997,33138.76,null,"Commercial CHP","Y","OP",null,"Commercial/Industrial Unit",null,"Western"]
["EXCLUDE","NH","NH-Eastern","Hampton Facility",10108,"GEN8","NG","GT",5,3.8,0,28788.48,21225.15,null,"Industrial CHP","Y","OP",null,"Commercial/Industrial Unit",null,"Eastern"]
["EXCLUDE","GA","GA-Eastern","PInova Inc",10120,"GEN5","WDS","ST",7.1,7.1,0,12823.44,182414.92,null,"Industrial CHP","Y","OP",null,"Commercial/Industrial Unit",null,"Eastern"]
["EXCLUDE","NJ","NJ-Eastern","Hoffmann LaRoche",10123,"TG01","NG","GT",5.3,4.0999999999999996,0,31531,26442.880000000001,null,"Industrial CHP","Y","OP",null,"Commercial/Industrial Unit",null,"Eastern"]
["EXCLUDE","NY","NY-Eastern","Honeywell Farms",10125,"5","NG","IC",0.8,0.8,0,0,0,null,"Industrial CHP","Y","OP",null,"Commercial/Industrial Unit",null,"Eastern"]
["EXCLUDE","CA","CA-Western","Sierra Pacific Lincoln Facility",10144,"GEN2","WDS","ST",11.5,10,0,0,0,null,"Industrial CHP","Y","RE",2004,"Commercial/Industrial Unit",null,"Western"]
["EXCLUDE","MI","MI-Eastern","White Pine Electric Power",10148,"GEN3","BIT","ST",20,18,0,3944.33,7868.81,null,"IPP Non-CHP","N","OS",null,"Steam unit (PRMVR=ST) less than or equal to 25MW (i.e. 250 MMBtu/hr)",null,"Eastern"]
["EXCLUDE","CA","CA-Western","Fresno Cogen Partners",10156,"GEN3","NG","CC",22.3,21.9,470,5385.75,3624.09,null,"IPP CHP","Y","OP",null,"Combined cycle unit (PRMVR=CC) less than or equal to 25MW",null,"Western"]
["EXCLUDE","IA","IA-Eastern","5 in 1 Dam Hydroelectric",10171,"GEN3","WAT","HY",0.7,0.7,0,0,0,null,"IPP Non-CHP","N","OS",null,"Non Combustion (NUC, WAT, WND, GEO, or SUN)",null,"Eastern"]
["EXCLUDE","CA","CA-Western","Childrens Hospital",10175,"1699","NG","IC",0.3,0.3,0,0,0,null,"Commercial CHP","N","RE",2003,"Commercial/Industrial Unit",null,"Western"]
["EXCLUDE","CO","CO-Western","Limon Wind I",58126,"1","WND","WT",200,200,0,125797,0,null,"IPP Non-CHP","N","OP",null,"Non Combustion (NUC, WAT, WND, GEO, or SUN)","Yes","Western"]
["EXCLUDE","NH","NH-Eastern","Mine Falls Generating Station",10183,"GEN2","WAT","HY",1.5,0.4,0,4743.5,0,null,"IPP Non-CHP","N","OP",null,"Non Combustion (NUC, WAT, WND, GEO, or SUN)",null,"Eastern"]
["EXCLUDE","ME","ME-Eastern","Anson Abenaki Hydros",10186,"AB8","WAT","HY",0.3,0.3,0,1398.64,0,null,"Industrial CHP","N","OP",null,"Commercial/Industrial Unit",null,"Eastern"]
["EXCLUDE","CA","CA-Western","Tehachapi Wind Resource I",10191,"EXIS","WND","WT",8.6999999999999993,8.6999999999999993,0,14343,0,null,"IPP Non-CHP","N","OP",null,"Non Combustion (NUC, WAT, WND, GEO, or SUN)",null,"Western"]
["EXCLUDE","HI","HI-Hawaii","Hawaii Cogen",10194,"GEN4","WO","GT",3.2,3.2,0,21112.48,34450.54,null,"Industrial CHP","Y","OP",null,"State not covered under final 111(d)",null,"Hawaii"]
["EXCLUDE","TX","TX-ERCOT","Valero Refinery Corpus Christi East",10203,"GEN1","NG","GT",20,17,0,0,0,null,"Industrial CHP","Y","RE",2010,"Commercial/Industrial Unit",null,"ERCOT"]
["EXCLUDE","IN","IN-Eastern","2 AC Station",10211,"8TG","BFG","ST",11.2,10,0,0,0,null,"Industrial CHP","N","RE",2009,"Commercial/Industrial Unit",null,"Eastern"]
["EXCLUDE","UT","UT-Western","Snowbird Power Plant",10215,"1367","NG","IC",0.6,0.6,0,0,0,null,"Commercial CHP","Y","OP",null,"Commercial/Industrial Unit",null,"Western"]
["EXCLUDE","NY","NY-Eastern","Middle Falls Hydro",10219,"HY1","WAT","HY",1.1000000000000001,0.4,0,5644.5,0,null,"IPP Non-CHP","N","OP",null,"Non Combustion (NUC, WAT, WND, GEO, or SUN)",null,"Eastern"]
["EXCLUDE","WI","WI-Eastern","Biron Mill",10234,"GEN3","SUB","ST",7.5,7.5,0,38398,84893.54,null,"Industrial CHP","Y","OP",null,"Commercial/Industrial Unit",null,"Eastern"]
["EXCLUDE","OH","OH-Eastern","P H Glatfelter Co -Chillicothe Facility",10244,"T-10","BLQ","ST",10.6,9,105.66,60159,86889.83,null,"Industrial CHP","Y","OP",null,"Commercial/Industrial Unit",null,"Eastern"]
["EXCLUDE","IN","IN-Eastern","ArcelorMittal Burns Harbor",10245,"GEN6","BFG","ST",51,51,0,261039,410575.48,null,"Industrial CHP","Y","OP",null,"Commercial/Industrial Unit",null,"Eastern"]
["EXCLUDE","TX","TX-ERCOT","Enterprise Products Operating",10261,"GEN3","NG","GT",3.4,3,0,24237.63,22254.18,null,"Industrial CHP","Y","OP",null,"Commercial/Industrial Unit",null,"ERCOT"]
["EXCLUDE","TX","TX-ERCOT","Enterprise Products Operating",10261,"GEN5","NG","GT",3.4,3,0,24237.63,22254.18,null,"Industrial CHP","Y","OP",null,"Commercial/Industrial Unit",null,"ERCOT"]
["EXCLUDE","KS","KS-Eastern","Kansas River Project",10279,"10","WAT","HY",1.3,1.3,0,1931.24,0,null,"IPP Non-CHP","N","OP",null,"Non Combustion (NUC, WAT, WND, GEO, or SUN)","Yes","Eastern"]
["EXCLUDE","SC","SC-Eastern","Bob Jones University Cogen Plant",10280,"ENG2","NG","IC",1.1000000000000001,1.1000000000000001,0,0,0,null,"Commercial CHP","Y","SB",null,"Commercial/Industrial Unit",null,"Eastern"]
["EXCLUDE","SC","SC-Eastern","Bob Jones University Cogen Plant",10280,"ENG7","DFO","IC",1,1,0,0,0,null,"Commercial CHP","N","SB",null,"Commercial/Industrial Unit",null,"Eastern"]
["EXCLUDE","TX","TX-ERCOT","Bayou Cogen Plant",10298,"GEN2","NG","GT",75,65,900,462739.51,315357.63,null,"Industrial CHP","Y","OP",null,"Commercial/Industrial Unit",null,"ERCOT"]
["NGCC","MA","MA-Eastern","Bellingham Cogeneration Facility",10307,"CT1","NG","CC",128.69999999999999,102,1433,128130,65623.19,null,"IPP CHP","Y","OP",null,null,null,"Eastern"]
["NGCC","NJ","NJ-Eastern","Sayreville Cogeneration Facility",10308,"ST1","NG","CC",143.4,75,1400,546328,266005.17,null,"IPP Non-CHP","N","OP",null,null,null,"Eastern"]
["EXCLUDE","MI","MI-Eastern","T B Simon Power Plant",10328,"GEN3","BIT","ST",15,15,0,36680.58,69631.97,null,"Commercial CHP","Y","OP",null,"Commercial/Industrial Unit",null,"Eastern"]
["EXCLUDE","NM","NM-Western","Southside Water Reclamation Plant",10339,"GEN4","OBG","IC",1.1000000000000001,1.1000000000000001,0,0,0,null,"IPP CHP","Y","OP",null,"Non-Fossil Fuel Type (Less than 10% Fossil Fuel)",null,"Western"]
["EXCLUDE","MI","MI-Eastern","Hillman Power LLC",10346,"GEN1","WDS","ST",20,17.7,0,135500,164532.79999999999,null,"IPP Non-CHP","N","OP",null,"Non-Fossil Fuel Type (Less than 10% Fossil Fuel)",null,"Eastern"]
["EXCLUDE","WI","WI-Eastern","Green Bay West Mill",10360,"GEN4","PC","ST",2.5,2.2999999999999998,0,0,0,null,"Industrial CHP","Y","RE",2002,"Commercial/Industrial Unit",null,"Eastern"]
["EXCLUDE","CA","CA-Western","Wilbur West Power Plant",10369,"GEN1","PC","ST",20.5,18.2,0,15142,21067.55,null,"IPP Non-CHP","N","RE",2012,"Steam unit (PRMVR=ST) less than or equal to 25MW (i.e. 250 MMBtu/hr)",null,"Western"]
["COALST","VA","VA-Eastern","James River Genco LLC",10377,"GEN2","BIT","ST",57.4,46.3,600,18234,128498.57,null,"IPP CHP","Y","OP",null,null,null,"Eastern"]
["COALST","NC","NC-Eastern","Lumberton",10382,"GEN1","BIT","ST",34.700000000000003,32,0,0,0,null,"IPP CHP","Y","OS",null,null,null,"Eastern"]
["EXCLUDE","CA","CA-Western","GRS Newby I",10388,"4","LFG","IC",0.5,0.5,0,0,0,null,"IPP Non-CHP","N","OP",null,"Non-Fossil Fuel Type (Less than 10% Fossil Fuel)",null,"Western"]
["EXCLUDE","CA","CA-Western","GRS Menlo Park",10391,"4","LFG","IC",0.5,0.5,0,0,0,null,"IPP Non-CHP","N","OP",null,"Non-Fossil Fuel Type (Less than 10% Fossil Fuel)",null,"Western"]
["EXCLUDE","CA","CA-Western","Kingsburg Cogen",10405,"GEN1","NG","CC",23.1,22,390,29332.12,15780.24,null,"IPP CHP","Y","OP",null,"Combined cycle unit (PRMVR=CC) less than or equal to 25MW",null,"Western"]
["EXCLUDE","HI","HI-Hawaii","Wainiha Hydro",10413,"WAIA","WAT","HY",1.8,1.7,0,12615,0,null,"Industrial Non-CHP","N","OP",null,"State not covered under final 111(d)",null,"Hawaii"]
["EXCLUDE","CO","CO-Western","Manchief Electric Generating Station",55127,"UN2","NG","GT",150,132,1553,88699,59139.78,null,"IPP Non-CHP","N","OP",null,"Simple cycle unit",null,"Western"]
["EXCLUDE","FL","FL-Eastern","Anheuser-Busch Jacksonville",10431,"GEN1","NG","GT",8.6,8.6,0,58390.36,47936.43,null,"Industrial CHP","Y","OP",null,"Commercial/Industrial Unit",null,"Eastern"]
["EXCLUDE","FL","FL-Eastern","Mosiac New Wales Operations",10434,"TG2","WH","ST",58.5,48,0,236246.28,0,null,"Industrial CHP","Y","OP",null,"Commercial/Industrial Unit",null,"Eastern"]
["EXCLUDE","TX","TX-ERCOT","ExxonMobil Baytown Refinery",10436,"GT44","NG","GT",24.2,17,0,150469.13,128173.05,null,"Industrial CHP","Y","OP",null,"Commercial/Industrial Unit",null,"ERCOT"]
["EXCLUDE","WI","WI-Eastern","LAC Courte Oreilles Hydroelect",10453,"U3","WAT","HY",1.6,1.5,0,1049.8800000000001,0,null,"Commercial Non-CHP","N","OA",null,"Commercial/Industrial Unit",null,"Eastern"]
["EXCLUDE","CA","CA-Western","Puente Hills Energy Recovery",10472,"GEN2","LFG","GT",2.8,1.1000000000000001,0,5654,6691.4,null,"Commercial Non-CHP","N","OP",null,"Commercial/Industrial Unit",null,"Western"]
["EXCLUDE","IN","IN-Eastern","4 AC Station",10474,"14TG","BIT","ST",67.5,63.3,0,0,0,null,"Industrial CHP","Y","RE",1999,"Commercial/Industrial Unit",null,"Eastern"]
["EXCLUDE","CA","CA-Western","Mammoth Pacific II",10481,"3","GEO","BT",5,3,0,14259.5,0,null,"IPP Non-CHP","N","OP",null,"Non Combustion (NUC, WAT, WND, GEO, or SUN)",null,"Western"]
["EXCLUDE","MN","MN-Eastern","Boise Cascade International Falls",10486,"GEN4","NG","ST",7.5,7.5,0,48036.13,151538.38,null,"Industrial CHP","Y","OP",null,"Commercial/Industrial Unit",null,"Eastern"]
["EXCLUDE","MN","MN-Eastern","International Falls Power",10487,"GEN5","WAT","HY",2.2000000000000002,2.2000000000000002,0,7700,0,null,"Industrial Non-CHP","N","OP",null,"Commercial/Industrial Unit",null,"Eastern"]
["EXCLUDE","ME","ME-Eastern","Rumford Falls Hydro Facility",10493,"GEN1","WAT","HY",8.1,8.1,0,52000,0,null,"IPP Non-CHP","N","OP",null,"Non Combustion (NUC, WAT, WND, GEO, or SUN)",null,"Eastern"]
["EXCLUDE","VT","VT-Eastern","Sheldon Springs Hydroelectric",10494,"SG-3","WAT","HY",1,1,0,2225.79,0,null,"IPP Non-CHP","N","OP",null,"State not covered under final 111(d)",null,"Eastern"]
["EXCLUDE","NY","NY-Eastern","Finch Paper",10511,"GEN6","RFO","ST",29,23,0,153247.54999999999,502596.55,null,"Industrial CHP","Y","OP",null,"Commercial/Industrial Unit",null,"Eastern"]
["EXCLUDE","NY","NY-Eastern","Lederle Laboratories",10521,"GEN2","NG","CC",8.3000000000000007,8.3000000000000007,0,52215.9,34519.54,null,"Industrial CHP","Y","OP",null,"Commercial/Industrial Unit",null,"Eastern"]
["EXCLUDE","NC","NC-Eastern","Craven County Wood Energy LP",10525,"1UNI","WDS","ST",50,48,785,383910,557923.29,null,"IPP Non-CHP","N","OP",null,"Non-Fossil Fuel Type (Less than 10% Fossil Fuel)",null,"Eastern"]
["EXCLUDE","NY","NY-Eastern","Dexter Plant",10538,"GEN2","WAT","HY",0.5,0.5,0,2238.81,0,null,"IPP Non-CHP","N","OP",null,"Non Combustion (NUC, WAT, WND, GEO, or SUN)",null,"Eastern"]
["EXCLUDE","NY","NY-Eastern","Hailesboro 4 Plant",10544,"GEN1","WAT","HY",0.8,0.8,0,5987.43,0,null,"IPP Non-CHP","N","OP",null,"Non Combustion (NUC, WAT, WND, GEO, or SUN)",null,"Eastern"]
["EXCLUDE","PA","PA-Eastern","Beaver Valley Patterson Dam",10546,"GEN1","WAT","HY",0.4,0.4,0,989.33,0,null,"IPP Non-CHP","N","OP",null,"Non Combustion (NUC, WAT, WND, GEO, or SUN)",null,"Eastern"]
["EXCLUDE","MA","MA-Eastern","Anderson Power Products Division",10553,"3622","DFO","IC",0.1,0.1,0,0,0,null,"Industrial Non-CHP","N","OS",null,"Commercial/Industrial Unit",null,"Eastern"]
["EXCLUDE","MA","MA-Eastern","Boott Hydropower",10556,"GEN1","WAT","HY",7.5,7.1,0,31546.18,0,null,"IPP Non-CHP","N","OP",null,"Non Combustion (NUC, WAT, WND, GEO, or SUN)",null,"Eastern"]
["EXCLUDE","GA","GA-Eastern","Rayonier Jesup Mill",10560,"GEN3","WDS","ST",7.5,7,0,47075,239772.16,null,"Industrial CHP","N","OP",null,"Commercial/Industrial Unit",null,"Eastern"]
["EXCLUDE","CA","CA-Western","Cameron Ridge LLC",10586,"EXIS","WND","WT",59.6,59.6,0,168645,0,null,"IPP Non-CHP","N","OP",null,"Non Combustion (NUC, WAT, WND, GEO, or SUN)",null,"Western"]
["EXCLUDE","LA","LA-Eastern","Agrilectric Power Partners Ltd",10593,"GEN2","AB","ST",1.5,1.3,0,0,0,null,"IPP Non-CHP","N","RE",2007,"Retired prior to 2012",null,"Eastern"]
["EXCLUDE","AR","AR-Eastern","Georgia-Pacific Crossett",10606,"GEN6","BLQ","ST",34,34,0,221377,925379.02,null,"Industrial CHP","Y","OP",null,"Commercial/Industrial Unit",null,"Eastern"]
["EXCLUDE","FL","FL-Eastern","Georgia-Pacific Palatka Operations",10611,"GEN8","BLQ","ST",32,25.1,0,187692,712893.13,null,"Industrial CHP","Y","OP",null,"Commercial/Industrial Unit",null,"Eastern"]
["EXCLUDE","ME","ME-Eastern","Domtar - Woodland Mill",10613,"HG2","WAT","HY",3,2.9,0,16733.84,0,null,"Industrial CHP","N","SB",null,"Commercial/Industrial Unit",null,"Eastern"]
["NGCC","NY","NY-Eastern","CH Resources Beaver Falls",10617,"GEN2","NG","CC",42.3,34,812,2551.34,1391.77,null,"IPP CHP","Y","OP",null,null,null,"Eastern"]
["NGCC","VA","VA-Eastern","Hopewell Cogeneration",10633,"GT2","NG","CC",101,84.1,1517,315455.90999999997,173327.66,null,"IPP CHP","Y","OP",null,null,null,"Eastern"]
["EXCLUDE","TX","TX-ERCOT","Pasadena",10638,"GEN1","NG","GT",6.5,2.6,0,218,68.5,null,"Industrial CHP","Y","RE",2012,"Commercial/Industrial Unit",null,"ERCOT"]
["EXCLUDE","CA","CA-Western","Olinda Landfill Gas Recovery Plant",10648,"GEN3","LFG","IC",1.8,1.7,0,0,0,null,"IPP Non-CHP","N","OP",null,"Non-Fossil Fuel Type (Less than 10% Fossil Fuel)",null,"Western"]
["COALST","OK","OK-Eastern","AES Shady Point LLC",10671,"GEN2","BIT","ST",175,160,0,821701,1000740.81,null,"IPP CHP","Y","OP",null,null,null,"Eastern"]
["COALST","CO","CO-Western","Martin Drake",492,"6","SUB","ST",75,77,1075,445206,618191.02,null,"Electric Utility","N","OP",null,null,null,"Western"]
["EXCLUDE","CO","CO-Western","Metro Wastewater Reclamation District",10180,"2","OBG","IC",2,1.2,0,0,0,null,"IPP CHP","Y","SB",null,"Non-Fossil Fuel Type (Less than 10% Fossil Fuel)",null,"Western"]
["EXCLUDE","TX","TX-ERCOT","ExxonMobil Baytown Turbine",10692,"GEN2","NG","GT",39.700000000000003,31.7,0,285617.69,205679.47,null,"Industrial CHP","Y","OP",null,"Commercial/Industrial Unit",null,"ERCOT"]
["EXCLUDE","MA","MA-Eastern","Pepperell Hydro Power Plant",10694,"8281","WAT","HY",0.8,0.8,0,1469.09,0,null,"Industrial Non-CHP","N","OP",null,"Commercial/Industrial Unit",null,"Eastern"]
["EXCLUDE","AL","AL-Eastern","Georgia-Pacific Consr Prods LP-Naheola",10699,"GT3","BLQ","ST",47.1,43.8,0,186909,1154707.93,null,"Industrial CHP","Y","OP",null,"Commercial/Industrial Unit",null,"Eastern"]
["EXCLUDE","ME","ME-Eastern","Red Shield Envir Old Town Facility",10700,"TG6","WDS","ST",16,14,0,45749.33,421324.83,null,"Industrial CHP","Y","OP",null,"Commercial/Industrial Unit",null,"Eastern"]
["NGCC","NY","NY-Eastern","Selkirk Cogen",10725,"GEN3","NG","CC",95.2,276.8,1259,355395.47,184547.88,null,"IPP CHP","Y","OP",null,null,null,"Eastern"]
["EXCLUDE","OH","OH-Eastern","Hoge Lumber",10739,"AC3M","WDS","ST",3,1.2,0,1094.5899999999999,3650.64,null,"Industrial Non-CHP","N","OP",null,"Commercial/Industrial Unit",null,"Eastern"]
["EXCLUDE","MI","MI-Eastern","Midland Cogeneration Venture",10745,"1G12","DFO","IC",5.2,5.2,0,0,0,null,"IPP CHP","Y","SB",null,"Internal Combustion",null,"Eastern"]
["NGCC","MI","MI-Eastern","Midland Cogeneration Venture",10745,"GT13","NG","CC",87.1,87.1,831.37,293869.46999999997,162965.69,null,"IPP CHP","Y","OP",null,null,null,"Eastern"]
["EXCLUDE","CA","CA-Western","Marina Landfill Gas",10748,"U2J02","LFG","IC",1,1,0,0,0,null,"Commercial Non-CHP","N","OP",null,"Commercial/Industrial Unit",null,"Western"]
["EXCLUDE","CA","CA-Western","Salton Sea Power Gen Co - Unit 3",10759,"GEN1","GEO","ST",53.9,47.5,0,353823,0,null,"IPP Non-CHP","N","OP",null,"Non Combustion (NUC, WAT, WND, GEO, or SUN)",null,"Western"]
["EXCLUDE","CA","CA-Western","Blue Lake Power LLC",10764,"GEN1","WDS","ST",13.8,11.5,0,53100,138420.1,null,"IPP Non-CHP","N","OP",null,"Non-Fossil Fuel Type (Less than 10% Fossil Fuel)",null,"Western"]
["COALST","MT","MT-Western","Colstrip Energy LP",10784,"GEN1","WC","ST",46.1,35,0,301608,436050.66,null,"IPP Non-CHP","N","OP",null,null,null,"Western"]
["EXCLUDE","DE","DE-Eastern","Seaford Delaware Plant",10793,"GEN2","BIT","ST",10,9,0,0,0,null,"Industrial CHP","Y","RE",2009,"Commercial/Industrial Unit",null,"Eastern"]
["EXCLUDE","VA","VA-Eastern","Waynesboro Virginia Plant",10796,"GEN1","BIT","ST",3,3,0,0,0,null,"Industrial CHP","Y","RE",2010,"Commercial/Industrial Unit",null,"Eastern"]
["EXCLUDE","SC","SC-Eastern","Ware Shoals Hydro Project",10801,"GEN2","WAT","HY",3.2,3,0,7556.13,0,null,"IPP Non-CHP","N","OP",null,"Non Combustion (NUC, WAT, WND, GEO, or SUN)",null,"Eastern"]
["EXCLUDE","NY","NY-Eastern","Ogdensburg Power",10803,"GEN2","NG","CC",23.6,19.600000000000001,0,0,0,null,"IPP CHP","Y","RE",2007,"Retired prior to 2012",null,"Eastern"]
["EXCLUDE","CA","CA-Western","Difwind Farms Ltd VII",10815,"GEN1","WND","WT",24,24,0,38617,0,null,"IPP Non-CHP","N","OP",null,"Non Combustion (NUC, WAT, WND, GEO, or SUN)",null,"Western"]
["EXCLUDE","MA","MA-Eastern","Deer Island Treatment Plant",10823,"F101","OBG","FC",0.2,0.2,0,0,0,null,"Commercial CHP","N","RE",2001,"Commercial/Industrial Unit",null,"Eastern"]
["EXCLUDE","MA","MA-Eastern","Deer Island Treatment Plant",10823,"PV101","SUN","PV",0.1,0.1,0,879.12,0,null,"Commercial CHP","N","OP",null,"Commercial/Industrial Unit",null,"Eastern"]
["EXCLUDE","NH","NH-Eastern","DG Whitefield LLC",10839,"GEN1","WDS","ST",19.899999999999999,17,0,137195,181109.99,null,"IPP Non-CHP","N","OP",null,"Non-Fossil Fuel Type (Less than 10% Fossil Fuel)",null,"Eastern"]
["EXCLUDE","KS","KS-Eastern","Archer Daniels Midland Fredonia",10857,"GEN1","NG","GT",2.7,2.5,0,0,0,null,"Industrial Non-CHP","N","RE",2003,"Commercial/Industrial Unit",null,"Eastern"]
["EXCLUDE","IA","IA-Eastern","Archer Daniels Midland Clinton",10860,"2A","SUB","ST",105,105,0,388080,959622.41,null,"Industrial CHP","Y","OP",null,"Commercial/Industrial Unit",null,"Eastern"]
["EXCLUDE","IA","IA-Eastern","Archer Daniels Midland Cedar Rapids",10864,"GEN2","SUB","ST",31,31,0,104752,288271.83,null,"Industrial CHP","Y","OP",null,"Commercial/Industrial Unit",null,"Eastern"]
["EXCLUDE","IL","IL-Eastern","Archer Daniels Midland Peoria",10866,"GEN4","BIT","ST",4,4,0,4131.47,209460.19,null,"Industrial CHP","Y","OP",null,"Commercial/Industrial Unit",null,"Eastern"]
["EXCLUDE","IL","IL-Eastern","Tate & Lyle Decatur Plant Cogen",10867,"GEN1","BIT","ST",62,58.1,940,241207,832479.29,null,"Industrial CHP","Y","OP",null,"Commercial/Industrial Unit",null,"Eastern"]
["EXCLUDE","CA","CA-Western","Coso Finance Partners",10873,"GEN3","GEO","ST",30,26.7,0,169198.05,0,null,"IPP Non-CHP","N","OP",null,"Non Combustion (NUC, WAT, WND, GEO, or SUN)",null,"Western"]
["EXCLUDE","CA","CA-Western","Hatchet Creek Project",10882,"GEN1","WAT","HY",6.8,6.8,0,12967,0,null,"IPP Non-CHP","N","OP",null,"Non Combustion (NUC, WAT, WND, GEO, or SUN)",null,"Western"]
["EXCLUDE","MA","MA-Eastern","Medical Area Total Energy Plant",10883,"DEG2","DFO","IC",6.8,6,0,0,0,null,"Commercial CHP","Y","SB",null,"Commercial/Industrial Unit",null,"Eastern"]
["NGCC","MA","MA-Eastern","Pittsfield Generating LP",50002,"GEN1","NG","CC",40,35.200000000000003,595,67396.539999999994,36051.660000000003,null,"IPP CHP","Y","OP",null,null,null,"Eastern"]
["NGCC","NJ","NJ-Eastern","Linden Cogen Plant",50006,"GTG1","NG","CC",95.2,94.5,2119,393514.05,210961.57,null,"IPP CHP","Y","OP",null,null,null,"Eastern"]
["EXCLUDE","WV","WV-Eastern","Glen Ferris Hydro",50010,"GEN3","WAT","HY",0.4,0.4,0,1401.87,0,null,"Industrial Non-CHP","N","OA",null,"Commercial/Industrial Unit",null,"Eastern"]
["EXCLUDE","LA","LA-Eastern","Plant 31 Paper Mill",50028,"GEN3","NG","ST",6,6,0,0,0,null,"Industrial CHP","Y","RE",2011,"Commercial/Industrial Unit",null,"Eastern"]
["EXCLUDE","NY","NY-Eastern","Mt Ida Hydroelectric",50031,"3986","WAT","HY",1.5,1.5,0,3140,0,null,"IPP Non-CHP","N","OP",null,"Non Combustion (NUC, WAT, WND, GEO, or SUN)",null,"Eastern"]
["EXCLUDE","TX","TX-ERCOT","Houston Chemical Complex Battleground",50043,"GT2","NG","CC",98.3,66,0,498144.91,311471.49,null,"Industrial CHP","Y","OP",null,"Commercial/Industrial Unit",null,"ERCOT"]
["EXCLUDE","MD","MD-Eastern","Brown Station Road Plant I",50060,"3972","LFG","IC",0.9,0.8,0,0,0,null,"Commercial Non-CHP","N","OP",null,"Commercial/Industrial Unit",null,"Eastern"]
["EXCLUDE","CA","CA-Western","Calistoga Power Plant",50066,"UNT2","GEO","ST",88.2,55,0,268217.5,0,null,"IPP Non-CHP","N","OP",null,"Non Combustion (NUC, WAT, WND, GEO, or SUN)",null,"Western"]
["EXCLUDE","CA","CA-Western","Santa Felicia Dam",50076,"UNT1","WAT","HY",0.2,0.2,0,0,0,null,"IPP Non-CHP","N","OS",null,"Non Combustion (NUC, WAT, WND, GEO, or SUN)",null,"Western"]
["EXCLUDE","ME","ME-Eastern","International Paper Riley Hydro",50081,"GEN6","WAT","HY",1.1000000000000001,1.1000000000000001,0,5213.33,0,null,"Industrial Non-CHP","N","OP",null,"Commercial/Industrial Unit",null,"Eastern"]
["EXCLUDE","MA","MA-Eastern","Univ of Massachusetts Medical Center",50087,"GEN1","NG","ST",2.5,1.5,0,9967,30771.38,null,"Commercial CHP","Y","OP",null,"Commercial/Industrial Unit",null,"Eastern"]
["EXCLUDE","WA","WA-Western","Sheep Creek Hydro",50091,"TB2","WAT","HY",0.3,0.3,0,1551.56,0,null,"IPP Non-CHP","N","SB",null,"Non Combustion (NUC, WAT, WND, GEO, or SUN)",null,"Western"]
["EXCLUDE","NH","NH-Eastern","Tillotson Rubber",50095,"TGI","WDS","ST",0.7,0.7,0,0,0,null,"Industrial CHP","Y","RE",2011,"Commercial/Industrial Unit",null,"Eastern"]
["EXCLUDE","NH","NH-Eastern","China Mill Hydro",50103,"GEN1","WAT","HY",1.7,1.7,0,1229,0,null,"IPP Non-CHP","N","OP",null,"Non Combustion (NUC, WAT, WND, GEO, or SUN)",null,"Eastern"]
["EXCLUDE","CA","CA-Western","Sierra Pacific Quincy Facility",50112,"GEN2","WDS","ST",7.5,5.9,0,158485.03,359285.24,null,"Industrial CHP","Y","OP",null,"Commercial/Industrial Unit",null,"Western"]
["EXCLUDE","TX","TX-ERCOT","Hal C Weaver Power Plant",50118,"GEN9","NG","CC",27.2,26.1,0,60357.599999999999,41260.14,null,"Commercial CHP","Y","OP",null,"Commercial/Industrial Unit",null,"ERCOT"]
["EXCLUDE","TX","TX-ERCOT","Valero Refinery Corpus Christi West",50121,"PRU","WH","ST",12,12,0,33483.29,0,null,"Industrial CHP","N","OP",null,"Commercial/Industrial Unit",null,"ERCOT"]
["EXCLUDE","PA","PA-Eastern","G F Weaton Power Station",50130,"GEN1","SUB","ST",60,56,0,0,0,null,"Industrial Non-CHP","N","OS",null,"Commercial/Industrial Unit",null,"Eastern"]
["EXCLUDE","NY","NY-Eastern","South Oaks Hospital",50136,"CG5","NG","IC",0.2,0.1,0,0,0,null,"Commercial CHP","Y","OP",null,"Commercial/Industrial Unit",null,"Eastern"]
["EXCLUDE","TX","TX-Eastern","Snider Industries",50141,"WGN1","WDS","ST",5,5,0,13023,79654.66,null,"Industrial CHP","Y","OP",null,"Commercial/Industrial Unit",null,"Eastern"]
["EXCLUDE","TX","TX-ERCOT","Union Carbide Seadrift Cogen",50150,"GEN6","NG","CC",35,35,0,133317,92868.1,null,"Industrial CHP","Y","OP",null,"Commercial/Industrial Unit",null,"ERCOT"]
["EXCLUDE","MI","MI-Eastern","Sanford",50157,"1","WAT","HY",1.2,1.2,0,2339,0,null,"IPP Non-CHP","N","OP",null,"Non Combustion (NUC, WAT, WND, GEO, or SUN)",null,"Eastern"]
["EXCLUDE","MI","MI-Eastern","Secord",50159,"1","WAT","HY",1.2,1.2,0,2980,0,null,"IPP Non-CHP","N","OP",null,"Non Combustion (NUC, WAT, WND, GEO, or SUN)",null,"Eastern"]
["EXCLUDE","RI","RI-Eastern","Blackstone/Tupperware",50177,"GEN3","WAT","HY",0.4,0.4,0,1066.5,0,null,"IPP Non-CHP","N","OP",null,"Non Combustion (NUC, WAT, WND, GEO, or SUN)",null,"Eastern"]
["EXCLUDE","MS","MS-Eastern","Weyerhaeuser Columbus MS",50184,"TG4","BLQ","ST",4,4,0,231,806.27,null,"Industrial CHP","Y","SB",null,"Commercial/Industrial Unit",null,"Eastern"]
["EXCLUDE","WA","WA-Western","Weyerhaeuser Longview WA",50187,"TG5","WDS","ST",31.4,29.2,0,128537.38,749176.85,null,"Industrial CHP","Y","OP",null,"Commercial/Industrial Unit",null,"Western"]
["EXCLUDE","WI","WI-Eastern","Domtar Paper Company Rothschild",50190,"TG2","NG","ST",5,4.7,0,21820.15,43564.35,null,"Industrial CHP","Y","OP",2013,"Commercial/Industrial Unit",null,"Eastern"]
["EXCLUDE","OK","OK-Eastern","International Paper Valliant OK",50192,"TG1","BLQ","ST",68,57.8,0,428635,1985011.31,null,"Industrial CHP","Y","OP",null,"Commercial/Industrial Unit",null,"Eastern"]
["EXCLUDE","NH","NH-Eastern","Pinetree Power",50208,"GEN1","WDS","ST",17.5,15,0,130808,216279.31,null,"IPP Non-CHP","N","OP",null,"Non-Fossil Fuel Type (Less than 10% Fossil Fuel)",null,"Eastern"]
["EXCLUDE","CA","CA-Western","Oxnard Wastewater Treatment Plant",50224,"7710","OBG","IC",0.5,0.4,0,0,0,null,"Commercial CHP","Y","OP",null,"Commercial/Industrial Unit",null,"Western"]
["EXCLUDE","TX","TX-ERCOT","Texas Petrochemicals",50229,"GT2","NG","CC",105,105,0,0,0,null,"Industrial CHP","Y","IP",null,"Commercial/Industrial Unit",null,"ERCOT"]
["EXCLUDE","CA","CA-Western","San Antonio Community Hospital",50234,"2076","NG","IC",0.9,0.1,0,0,0,null,"Commercial CHP","Y","OP",null,"Commercial/Industrial Unit",null,"Western"]
["EXCLUDE","NC","NC-Eastern","Canton North Carolina",50244,"GN11","BIT","ST",7.5,7.5,0,44597,289317.78999999998,null,"Industrial CHP","Y","OP",null,"Commercial/Industrial Unit",null,"Eastern"]
["EXCLUDE","OH","OH-Eastern","Smart Papers LLC",50247,"GEN4","BIT","ST",1.5,1.5,0,0,0,null,"Industrial CHP","Y","RE",2009,"Commercial/Industrial Unit",null,"Eastern"]
["EXCLUDE","MI","MI-Eastern","Verso Paper Quinnesec Mich Mill",50251,"GEN1","BLQ","ST",28,28,0,217265,707423.46,null,"Industrial CHP","Y","OP",null,"Commercial/Industrial Unit",null,"Eastern"]
["EXCLUDE","MI","MI-Eastern","Oakwood Hospital & Medical Center",50260,"12M","DFO","IC",2,2,0,0,0,null,"Commercial CHP","N","SB",null,"Commercial/Industrial Unit",null,"Eastern"]
["EXCLUDE","NY","NY-Eastern","Hewittville Hydroelectric",50268,"HY1","WAT","HY",3,2.9,0,13403,0,null,"IPP Non-CHP","N","OP",null,"Non Combustion (NUC, WAT, WND, GEO, or SUN)",null,"Eastern"]
["EXCLUDE","NC","NC-Eastern","New Hanover County WASTEC",50271,"1TGA","MSW","ST",4.2,1.9,0,0,0,null,"IPP Non-CHP","N","RE",2010,"Retired prior to 2012",null,"Eastern"]
["EXCLUDE","NY","NY-Eastern","Dahowa Hydro",50280,"GEN1","WAT","HY",10.5,1.5,0,29945,0,null,"IPP Non-CHP","N","OP",null,"Non Combustion (NUC, WAT, WND, GEO, or SUN)",null,"Eastern"]
["EXCLUDE","CA","CA-Western","San Gorgonio Farms Wind Farm",50281,"WGEN","WND","WT",31,31,0,74539,0,null,"IPP Non-CHP","N","OP",null,"Non Combustion (NUC, WAT, WND, GEO, or SUN)",null,"Western"]
["EXCLUDE","NY","NY-Eastern","Bethpage Power Plant",50292,"GEN5","NG","GT",60,47,525,106552,67410.02,null,"IPP Non-CHP","N","OP",null,"Simple cycle unit",null,"Eastern"]
["EXCLUDE","TX","TX-ERCOT","Shell Deer Park",50304,"GEN3","PUR","ST",5,4.7,0,0,0,null,"Industrial CHP","Y","RE",1986,"Commercial/Industrial Unit",null,"ERCOT"]
["EXCLUDE","MI","MI-Eastern","LaFarge Alpena",50305,"GEN7","PC","ST",10,10,0,3216,20532.400000000001,null,"Industrial CHP","Y","OP",null,"Commercial/Industrial Unit",null,"Eastern"]
["EXCLUDE","FL","FL-Eastern","Standby Generation Plant",50310,"2","NG","IC",1.1000000000000001,1.1000000000000001,0,0,0,null,"Commercial Non-CHP","N","SB",null,"Commercial/Industrial Unit",null,"Eastern"]
["EXCLUDE","NJ","NJ-Eastern","Passaic Valley Water Commission",50311,"GEN3","WAT","HY",0.6,0.6,0,0,0,null,"IPP Non-CHP","N","OA",null,"Non Combustion (NUC, WAT, WND, GEO, or SUN)",null,"Eastern"]
["EXCLUDE","IN","IN-Eastern","Bunge North America East LLC",50316,"3516","BIT","ST",2,2.2000000000000002,0,10945,74206.84,null,"Industrial CHP","Y","OP",null,"Commercial/Industrial Unit",null,"Eastern"]
["EXCLUDE","MN","MN-Eastern","Byllesby",50328,"1","WAT","HY",0.8,0.8,0,2364.16,0,null,"IPP Non-CHP","N","OP",null,"Non Combustion (NUC, WAT, WND, GEO, or SUN)",null,"Eastern"]
["EXCLUDE","LA","LA-Eastern","PCS Nitrogen Fertilizer LP",50341,"GEN1","NG","GT",26,19,0,0,0,null,"Industrial CHP","Y","RE",2005,"Commercial/Industrial Unit",null,"Eastern"]
["EXCLUDE","NY","NY-Eastern","Oyster Bay Energy Partners LP",50345,"OB2","LFG","IC",0.7,0.6,0,0,0,null,"IPP Non-CHP","N","RE",2001,"Retired prior to 2012",null,"Eastern"]
["EXCLUDE","CA","CA-Western","Nacimiento Hydro Project",50352,"2","WAT","HY",0.4,0.3,0,819.27,0,null,"IPP Non-CHP","N","OP",null,"Non Combustion (NUC, WAT, WND, GEO, or SUN)",null,"Western"]
["EXCLUDE","OR","OR-Western","Tunnel 1 Power Project",50362,"GEN1","WAT","HY",7,6.7,0,15469,0,null,"IPP Non-CHP","N","SB",null,"Non Combustion (NUC, WAT, WND, GEO, or SUN)",null,"Western"]
["EXCLUDE","RI","RI-Eastern","Ridgewood Providence Power",50365,"PH22","LFG","IC",1.6,1.5,0,0,0,null,"IPP Non-CHP","N","OP",null,"Non-Fossil Fuel Type (Less than 10% Fossil Fuel)",null,"Eastern"]
["EXCLUDE","IN","IN-Eastern","University of Notre Dame",50366,"GEN7","BIT","ST",9.4,9.4,0,17851.02,59574.94,null,"Commercial CHP","Y","OP",null,"Commercial/Industrial Unit",null,"Eastern"]
["EXCLUDE","NY","NY-Eastern","Cornell University Central Heat",50368,"CT2","NG","CC",15,12.3,0,81428.800000000003,56954.559999999998,null,"Commercial CHP","Y","OP",null,"Commercial/Industrial Unit",null,"Eastern"]
["EXCLUDE","WA","WA-Western","Upriver Dam Hydro Plant",50380,"GEN5","WAT","HY",5.8,1.5,0,16983.45,0,null,"IPP Non-CHP","N","SB",null,"Non Combustion (NUC, WAT, WND, GEO, or SUN)",null,"Western"]
["EXCLUDE","AK","AK-Alaska","Eielson AFB Central Heat & Power Plant",50392,"DG1","DFO","IC",2.5,1.8,0,0,0,null,"Commercial CHP","N","SB",null,"State not covered under final 111(d)",null,"Alaska"]
["EXCLUDE","AK","AK-Alaska","Eielson AFB Central Heat & Power Plant",50392,"TG5","SUB","ST",10,9,0,41761,161558.15,null,"Commercial CHP","Y","OP",null,"State not covered under final 111(d)",null,"Alaska"]
["EXCLUDE","WI","WI-Eastern","Georgia-Pacific Corp - Nekoosa Mill",50395,"TG14","BLQ","ST",13.1,12.5,0,71696.960000000006,255685.47,null,"Industrial CHP","Y","OP",null,"Commercial/Industrial Unit",null,"Eastern"]
["EXCLUDE","GA","GA-Eastern","International Paper Savanna Mill",50398,"GE10","BLQ","ST",82.8,82.7,0,302963,1002096.87,null,"Industrial CHP","Y","OP",null,"Commercial/Industrial Unit",null,"Eastern"]
["EXCLUDE","MA","MA-Eastern","Somerset Plant",50406,"GEN2","BLQ","ST",68.400000000000006,65,0,314946,1091002.01,null,"Industrial CHP","Y","OP",null,"Commercial/Industrial Unit",null,"Eastern"]
["EXCLUDE","WI","WI-Eastern","Park Mill",50408,"10","WAT","HY",0.3,0.3,0,1782.29,0,null,"Industrial Non-CHP","N","OP",null,"Commercial/Industrial Unit",null,"Eastern"]
["EXCLUDE","MN","MN-Eastern","Olmsted Waste Energy",50413,"TG2","MSW","ST",2.2000000000000002,1.3,0,4620.92,22631.32,null,"Commercial CHP","Y","OP",null,"Commercial/Industrial Unit",null,"Eastern"]
["EXCLUDE","WA","WA-Western","Orchard Avenue 1",50421,"301","WAT","HY",0.8,0.8,0,1510,0,null,"IPP Non-CHP","N","OP",null,"Non Combustion (NUC, WAT, WND, GEO, or SUN)",null,"Western"]
["EXCLUDE","MA","MA-Eastern","Kraft Foods Atlantic Gelatin",50425,"GEN1","NG","ST",7.5,2.5,0,0,0,null,"Industrial Non-CHP","N","RE",2002,"Commercial/Industrial Unit",null,"Eastern"]
["EXCLUDE","MI","MI-Eastern","Cascade Dam",50436,"CAS1","WAT","HY",1.6,1.6,0,6743,0,null,"IPP Non-CHP","N","OP",null,"Non Combustion (NUC, WAT, WND, GEO, or SUN)",null,"Eastern"]
["EXCLUDE","MI","MI-Eastern","French Landing Dam",50437,"FRL1","WAT","HY",1.6,1.6,0,6269,0,null,"IPP Non-CHP","N","OP",null,"Non Combustion (NUC, WAT, WND, GEO, or SUN)",null,"Eastern"]
["EXCLUDE","ME","ME-Eastern","S D Warren Westbrook",50447,"GN13","WAT","HY",0.2,0.2,0,855.5,0,null,"Industrial CHP","N","OP",null,"Commercial/Industrial Unit",null,"Eastern"]
["NGCC","NY","NY-Eastern","Indeck Oswego Energy Center",50450,"GEN2","NG","CC",16.2,16.2,570,7130.82,3904.53,1,"IPP CHP","Y","OP",null,null,null,"Eastern"]
["NGCC","NY","NY-Eastern","Indeck Corinth Energy Center",50458,"GEN2","NG","CC",55,53.8,1279,245346.77,118537.75,null,"IPP CHP","Y","OP",null,null,null,"Eastern"]
["EXCLUDE","NC","NC-Eastern","Rocky Mount Mill",50468,"3","WAT","HY",0.5,0.1,0,387.81,0,null,"Industrial Non-CHP","N","OP",null,"Commercial/Industrial Unit",null,"Eastern"]
["EXCLUDE","WI","WI-Eastern","Packaging of America Tomahawk Mill",50476,"GEN2","BIT","ST",9.4,8.1999999999999993,0,55130,383860.64,null,"Industrial CHP","Y","OP",null,"Commercial/Industrial Unit",null,"Eastern"]
["EXCLUDE","VA","VA-Eastern","Georgia-Pacific Big Island",50479,"BHG2","WAT","HY",0.2,0.2,0,103,0,null,"Industrial CHP","N","OP",null,"Commercial/Industrial Unit",null,"Eastern"]
["EXCLUDE","TN","TN-Eastern","Tennessee Eastman Operations",50481,"TG24","BIT","ST",16.8,16.8,0,117351,432539.17,null,"Industrial CHP","Y","OP",null,"Commercial/Industrial Unit",null,"Eastern"]
["EXCLUDE","FL","FL-Eastern","Clewiston Sugar House",50482,"TG4","AB","ST",6,5.6,0,0,0,null,"Industrial CHP","Y","RE",2007,"Commercial/Industrial Unit",null,"Eastern"]
["EXCLUDE","FL","FL-Eastern","Bryant Sugar House",50483,"DGE","DFO","IC",1,1,0,0,0,null,"Industrial CHP","N","RE",2007,"Commercial/Industrial Unit",null,"Eastern"]
["EXCLUDE","LA","LA-Eastern","PPG Powerhouse A",50487,"A7","PUR","ST",10,10,0,7283.81,0,null,"Industrial Non-CHP","N","OP",null,"Commercial/Industrial Unit",null,"Eastern"]
["EXCLUDE","LA","LA-Eastern","PPG Powerhouse C",50489,"C3","NG","CC",57.1,52,0,305672.89,235683.39,null,"Industrial CHP","Y","OP",null,"Commercial/Industrial Unit",null,"Eastern"]
["EXCLUDE","CA","CA-Western","Kern Front",50494,"KF2","NG","GT",24.9,23,0,5123,3157.9,null,"IPP CHP","Y","OP",null,"Simple cycle unit",null,"Western"]
["EXCLUDE","NY","NY-Eastern","Glen Park Hydroelectric Project",50512,"GEN1","WAT","HY",14.5,14.5,0,51702.29,0,null,"IPP Non-CHP","N","OP",null,"Non Combustion (NUC, WAT, WND, GEO, or SUN)",null,"Eastern"]
["EXCLUDE","NY","NY-Eastern","Fort Miller Hydroelectric Facility",50514,"GEN2","WAT","HY",2.5,2.5,0,10386,0,null,"IPP Non-CHP","N","OP",null,"Non Combustion (NUC, WAT, WND, GEO, or SUN)",null,"Eastern"]
["EXCLUDE","VT","VT-Eastern","Boltonville Hydro Associates",50539,"2","WAT","HY",0.3,0.3,0,1028.18,0,null,"IPP Non-CHP","N","OP",null,"State not covered under final 111(d)",null,"Eastern"]
["EXCLUDE","CA","CA-Western","Edom Hills Project 1 LLC",50553,"1","WND","WT",21.1,20,0,44665,0,null,"IPP Non-CHP","N","OP",null,"Non Combustion (NUC, WAT, WND, GEO, or SUN)",null,"Western"]
["NGCC","OK","OK-Eastern","PowerSmith Cogeneration Project",50558,"GT01","NG","CC",72.5,67.3,0,135006.37,66083.490000000005,null,"IPP CHP","Y","OP",null,null,null,"Eastern"]
["EXCLUDE","CT","CT-Eastern","New Milford Gas Recovery",50564,"GEN4","LFG","IC",0.8,0.8,0,0,0,null,"IPP Non-CHP","N","OP",2013,"Non-Fossil Fuel Type (Less than 10% Fossil Fuel)",null,"Eastern"]
["EXCLUDE","TX","TX-ERCOT","DFW Gas Recovery",50569,"GEN1","LFG","GT",3,2.9,0,16171,16633.23,null,"IPP Non-CHP","N","OP",null,"Non-Fossil Fuel Type (Less than 10% Fossil Fuel)",null,"ERCOT"]
["EXCLUDE","TX","TX-ERCOT","DFW Gas Recovery",50569,"GEN6","LFG","IC",1.6,1.6,0,0,0,null,"IPP Non-CHP","N","OP",null,"Non-Fossil Fuel Type (Less than 10% Fossil Fuel)",null,"ERCOT"]
["EXCLUDE","FL","FL-Eastern","CSL Gas Recovery",50572,"GEN2","LFG","CC",3,2.9,0,12935.36,10984.64,null,"IPP Non-CHP","N","OP",null,"Non-Fossil Fuel Type (Less than 10% Fossil Fuel)",null,"Eastern"]
["EXCLUDE","WI","WI-Eastern","Omega Hills Gas Recovery",50577,"GEN2","LFG","GT",3,2.9,0,21948.57,22309.34,null,"IPP Non-CHP","N","OP",null,"Non-Fossil Fuel Type (Less than 10% Fossil Fuel)",null,"Eastern"]
["EXCLUDE","WI","WI-Eastern","Mosinee Paper",50614,"HYD2","WAT","HY",0.6,0.7,0,3190.24,0,null,"Industrial CHP","N","OP",null,"Commercial/Industrial Unit",null,"Eastern"]
["EXCLUDE","WI","WI-Eastern","Mosinee Paper",50614,"HYD3","WAT","HY",0.6,0.7,0,3190.24,0,null,"Industrial CHP","N","OP",null,"Commercial/Industrial Unit",null,"Eastern"]
["EXCLUDE","CA","CA-Western","ExxonMobil Oil Torrance Refinery",50624,"STG1","WH","ST",19.3,19.3,0,41897.56,0,null,"Industrial CHP","N","OP",null,"Commercial/Industrial Unit",null,"Western"]
["EXCLUDE","TX","TX-Eastern","ExxonMobil Beaumont Refinery",50625,"ETG","OG","OT",7.5,5,0,0,0,null,"Industrial CHP","N","OP",null,"Commercial/Industrial Unit",null,"Eastern"]
["EXCLUDE","IL","IL-Eastern","ExxonMobil Oil Joliet Refinery",50627,"STG1","OG","ST",6.5,6.5,0,15695.33,114332.81,null,"Industrial CHP","N","OS",null,"Commercial/Industrial Unit",null,"Eastern"]
["EXCLUDE","FL","FL-Eastern","Covanta Lake County Energy",50629,"GEN1","MSW","ST",15.5,12.5,0,87557,171980.59,null,"IPP Non-CHP","N","OP",null,"Non-Fossil Fuel Type (Less than 10% Fossil Fuel)",null,"Eastern"]
["EXCLUDE","ID","ID-Western","Clearwater Paper IPP Lewiston",50637,"GEN1","BLQ","ST",10,1,0,37043.760000000002,166152.85,null,"Industrial CHP","Y","SB",null,"Commercial/Industrial Unit",null,"Western"]
["EXCLUDE","CT","CT-Eastern","Covanta Bristol Energy",50648,"GEN1","MSW","ST",16.3,13.2,0,103291,186633.73,null,"IPP Non-CHP","N","OP",null,"Non-Fossil Fuel Type (Less than 10% Fossil Fuel)",null,"Eastern"]
["EXCLUDE","VA","VA-Eastern","Covanta Fairfax Energy",50658,"GEN1","MSW","ST",62,49,0,361356,694730.35,null,"IPP Non-CHP","N","OP",null,"Non-Fossil Fuel Type (Less than 10% Fossil Fuel)",null,"Eastern"]
["EXCLUDE","VA","VA-Eastern","Covanta Alexandria/Arlington Energy",50663,"GEN1","MSW","ST",14.5,14.5,0,0,172834.32,null,"Commercial Non-CHP","N","OP",null,"Commercial/Industrial Unit",null,"Eastern"]
["EXCLUDE","CA","CA-Western","Plant No 1",50696,"GEN2","OBG","IC",2.5,2.4,0,0,0,null,"Commercial CHP","Y","OP",null,"Commercial/Industrial Unit",null,"Western"]
["EXCLUDE","ME","ME-Eastern","Salmon Falls",50702,"GEN2","WAT","HY",0.4,0.4,0,1026,0,null,"IPP Non-CHP","N","OP",null,"Non Combustion (NUC, WAT, WND, GEO, or SUN)",null,"Eastern"]
["EXCLUDE","CO","CO-Western","Peetz Table Wind Energy",56563,"GE","WND","WT",199.5,199.5,0,648557,0,null,"IPP Non-CHP","N","OP",null,"Non Combustion (NUC, WAT, WND, GEO, or SUN)",null,"Western"]
["EXCLUDE","VT","VT-Eastern","Huntington Falls",50713,"GEN1","WAT","HY",0.8,0.8,0,2577.2600000000002,0,null,"Electric Utility","N","OP",null,"State not covered under final 111(d)",null,"Eastern"]
["EXCLUDE","PA","PA-Eastern","Clairton Works",50729,"GEN1","OG","ST",21,16,0,113503,330052.09000000003,null,"Industrial CHP","Y","OP",null,"Commercial/Industrial Unit",null,"Eastern"]
["EXCLUDE","AL","AL-Eastern","Fairfield Works",50730,"GEN4","BFG","ST",22,20,0,32985.839999999997,126786.25,null,"Industrial Non-CHP","N","OP",null,"Commercial/Industrial Unit",null,"Eastern"]
["EXCLUDE","NY","NY-Eastern","Starrett City Cogen Facility",50743,"GEN1","NG","ST",6,5.5,0,32019.7,46487.77,null,"Commercial CHP","Y","OP",null,"Commercial/Industrial Unit",null,"Eastern"]
["NGCC","NY","NY-Eastern","Sterling Power Plant",50744,"GEN1","NG","CC",47.7,38.799999999999997,551,28114.77,13551.43,null,"IPP CHP","Y","OP",null,null,null,"Eastern"]
["EXCLUDE","CA","CA-Western","Oak Creek Energy Systems I",50754,"GEN3","WND","WT",23.1,23.1,0,43823.040000000001,0,null,"IPP Non-CHP","N","OP",null,"Non Combustion (NUC, WAT, WND, GEO, or SUN)",null,"Western"]
["EXCLUDE","NV","NV-Western","Empire",50760,"OE12","GEO","ST",1.2,0.9,0,0,0,null,"IPP Non-CHP","N","RE",2011,"Retired prior to 2012",null,"Western"]
["EXCLUDE","CA","CA-Western","Ormesa IH",50762,"OE13","GEO","ST",1.2,1,0,3174.33,0,null,"IPP Non-CHP","N","OP",null,"Non Combustion (NUC, WAT, WND, GEO, or SUN)",null,"Western"]
["EXCLUDE","NV","NV-Western","Steamboat 1",50763,"OE12","GEO","BT",1.2,0.9,0,0,0,null,"IPP Non-CHP","N","OS",null,"Non Combustion (NUC, WAT, WND, GEO, or SUN)",null,"Western"]
["EXCLUDE","CA","CA-Western","Ormesa IE",50764,"OEC7","GEO","ST",1.2,1,0,0,0,null,"IPP Non-CHP","N","RE",2009,"Retired prior to 2012",null,"Western"]
["EXCLUDE","NV","NV-Western","Stillwater Facility",50765,"1-2","GEO","BT",11.8,10.1,0,37924.25,0,null,"IPP Non-CHP","N","OP",null,"Non Combustion (NUC, WAT, WND, GEO, or SUN)",null,"Western"]
["EXCLUDE","NV","NV-Western","Stillwater Facility",50765,"OE22","GEO","BT",1.5,0.5,0,0,0,null,"IPP Non-CHP","N","RE",2009,"Retired prior to 2012",null,"Western"]
["EXCLUDE","CA","CA-Western","Ormesa I",50766,"OE16","GEO","ST",1.2,0.7,0,0,0,null,"IPP CHP","Y","RE",2003,"Retired prior to 2012",null,"Western"]
["EXCLUDE","CA","CA-Western","Ormesa I",50766,"OE31","GEO","ST",1.2,0.9,0,2.87,0,null,"IPP CHP","Y","OP",null,"Non Combustion (NUC, WAT, WND, GEO, or SUN)",null,"Western"]
["EXCLUDE","PA","PA-Eastern","Viking Energy of Northumberland",50771,"GEN1","WDS","ST",18,16.2,0,23792,40938.080000000002,null,"IPP CHP","Y","OS",null,"Non-Fossil Fuel Type (Less than 10% Fossil Fuel)",null,"Eastern"]
["NGCC","NJ","NJ-Eastern","Parlin Power Plant",50799,"GEN2","NG","CC",45.9,37.6,656,49326.18,29960.86,null,"IPP CHP","Y","OP",null,null,null,"Eastern"]
["NGCC","NJ","NJ-Eastern","Parlin Power Plant",50799,"GEN3","NG","CC",21.6,21,656,23212.32,14099.23,1,"IPP CHP","Y","OP",null,null,null,"Eastern"]
["EXCLUDE","LA","LA-Eastern","Stone Container Hodge",50810,"NO6","NG","ST",5,5,0,29079.279999999999,45056.86,null,"Industrial CHP","Y","SB",null,"Commercial/Industrial Unit",null,"Eastern"]
["EXCLUDE","VA","VA-Eastern","Hopewell Mill",50813,"GEN1","BLQ","ST",47.6,40.700000000000003,0,300137,1022415.15,null,"Industrial CHP","Y","OP",null,"Commercial/Industrial Unit",null,"Eastern"]
["EXCLUDE","CA","CA-Western","Mojave 16",50821,"GEN1","WND","WT",30,30,0,28670,0,null,"IPP Non-CHP","N","OP",null,"Non Combustion (NUC, WAT, WND, GEO, or SUN)",null,"Western"]
["EXCLUDE","LA","LA-Eastern","Noranda Alumina LLC",50846,"GT3","NG","GT",16,15,0,29679.45,92747.25,null,"Industrial CHP","Y","OP",null,"Commercial/Industrial Unit",null,"Eastern"]
["NGCC","NJ","NJ-Eastern","Elmwood Energy Holdings LLC",50852,"GEN1","NG","CC",59,51,765,34452.449999999997,20219.91,null,"IPP CHP","Y","OP",null,null,null,"Eastern"]
["EXCLUDE","MI","MI-Eastern","Kent County Waste to Energy Facility",50860,"GEN1","MSW","ST",18,15.7,0,96480,212887.45,null,"Commercial Non-CHP","N","OP",null,"Commercial/Industrial Unit",null,"Eastern"]
["EXCLUDE","CA","CA-Western","Wheelabrator Shasta",50881,"GEN3","WDS","ST",18.3,18.8,0,137970,252023.53,null,"IPP Non-CHP","N","OP",null,"Non-Fossil Fuel Type (Less than 10% Fossil Fuel)",null,"Western"]
["EXCLUDE","NC","NC-Eastern","Ivy River Hydro",50890,"GEN2","WAT","HY",0.2,0.2,0,0,0,null,"IPP Non-CHP","N","OS",null,"Non Combustion (NUC, WAT, WND, GEO, or SUN)",null,"Eastern"]
["EXCLUDE","ID","ID-Western","El Dorado Hydro Elk Creek",50891,"GEN1","WAT","HY",2.6,2.2999999999999998,0,4586,0,null,"IPP Non-CHP","N","OP",null,"Non Combustion (NUC, WAT, WND, GEO, or SUN)",null,"Western"]
["EXCLUDE","PA","PA-Eastern","Allegheny Hydro No 9",50898,"GEN2","WAT","HY",8.9,8.9,0,49537.5,0,null,"IPP Non-CHP","N","OP",null,"Non Combustion (NUC, WAT, WND, GEO, or SUN)",null,"Eastern"]
["EXCLUDE","NM","NM-Western","Univ New Mexico Cogen Plant",50905,"1","NG","GT",2.5,2.1,0,0,0,null,"Commercial CHP","Y","RE",2009,"Commercial/Industrial Unit",null,"Western"]
["EXCLUDE","NY","NY-Eastern","Oswego County Energy Recovery",50907,"UNT2","MSW","ST",1.8,1.7,0,5622.12,36558.449999999997,null,"Commercial CHP","Y","OP",null,"Commercial/Industrial Unit",null,"Eastern"]
["EXCLUDE","IA","IA-Eastern","Des Moines Wastewater Reclamation Fac",50932,"03","OBG","IC",0.6,0.6,0,0,0,null,"Commercial CHP","Y","OP",null,"Commercial/Industrial Unit",null,"Eastern"]
["EXCLUDE","WI","WI-Eastern","Rhinelander Mill",50933,"HYD2","WAT","HY",0.5,0.5,0,1321,0,null,"Industrial CHP","N","OP",null,"Commercial/Industrial Unit",null,"Eastern"]
["EXCLUDE","IN","IN-Eastern","Caterpillar",50935,"ET3","DFO","IC",2.5,2.5,0,0,0,null,"Industrial Non-CHP","N","OP",null,"Commercial/Industrial Unit",null,"Eastern"]
["EXCLUDE","OR","OR-Western","Galesville Project",50938,"GV1","WAT","HY",0.8,0.8,0,3603,0,null,"IPP Non-CHP","N","OP",null,"Non Combustion (NUC, WAT, WND, GEO, or SUN)",null,"Western"]
["EXCLUDE","OR","OR-Western","R & R Lumber",50945,"ST1","WDS","ST",1.5,1.4,0,8196,30703.56,null,"Industrial Non-CHP","N","OP",null,"Commercial/Industrial Unit",null,"Western"]
["EXCLUDE","MA","MA-Eastern","Rousselot Inc",50955,"GEN2","NG","ST",1.5,1.5,0,3398.28,10202.530000000001,null,"Industrial CHP","Y","SB",null,"Commercial/Industrial Unit",null,"Eastern"]
["NGCC","VA","VA-Eastern","Bellmeade Power Station",50966,"2","NG","CC",110,95,1243,399817.32,206078.43,null,"Electric Utility","N","OP",null,null,null,"Eastern"]
["EXCLUDE","MO","MO-Eastern","MU Combined Heat and Power Plant",50969,"GEN3","BIT","ST",19.8,19.2,0,652,1801.44,null,"Commercial CHP","Y","OP",null,"Commercial/Industrial Unit",null,"Eastern"]
["EXCLUDE","TX","TX-Eastern","Motiva Enterprises Port Arthur Refinery",50973,"GN32","NG","CC",15.6,15,0,88485.6,111683.69,null,"Industrial CHP","Y","OP",null,"Commercial/Industrial Unit",null,"Eastern"]
["EXCLUDE","CA","CA-Western","Solano County Cogen Plant",50985,"3163","NG","IC",1,1,0,0,0,null,"Commercial CHP","Y","OP",null,"Commercial/Industrial Unit",null,"Western"]
["EXCLUDE","IL","IL-Eastern","Ingersoll Milling Machine",50989,"0077","NG","GT",0.8,0.7,0,0,0,null,"Industrial CHP","N","SB",null,"Commercial/Industrial Unit",null,"Eastern"]
["EXCLUDE","NM","NM-Western","Gallup Refinery",50997,"GEN1","NG","GT",3,2.9,0,0,0,null,"Industrial CHP","Y","OP",null,"Commercial/Industrial Unit",null,"Western"]
["EXCLUDE","LA","LA-Eastern","Plaquemine Operations",52005,"GEN1","NG","CS",53,49,0,0,0,null,"Industrial CHP","Y","RE",2002,"Commercial/Industrial Unit",null,"Eastern"]
["EXCLUDE","LA","LA-Eastern","Plaquemine Operations",52005,"GEN2","NG","CS",53,49,0,0,0,null,"Industrial CHP","Y","RE",2002,"Commercial/Industrial Unit",null,"Eastern"]
["EXCLUDE","MI","MI-Eastern","Menominee Acquisition",52017,"ST2","BIT","ST",2.5,2.5,0,1670.22,11403.32,null,"Industrial CHP","Y","OP",null,"Commercial/Industrial Unit",null,"Eastern"]
["NGCC","VA","VA-Eastern","Doswell Energy Center",52019,"GEN5","NG","CC",122,104.7,1533.5,541882.63,269466.42,null,"IPP Non-CHP","N","OP",null,null,null,"Eastern"]
["EXCLUDE","MA","MA-Eastern","Dartmouth Power Associates LP",52026,"GEN3","NG","GT",24.7,20.6,267.10000000000002,2251,1604.09,null,"IPP Non-CHP","N","OP",null,"Simple cycle unit",null,"Eastern"]
["EXCLUDE","VT","VT-Eastern","Moretown Generating Station",52033,"1","WAT","HY",1.2,0.3,0,0,0,null,"IPP Non-CHP","N","OS",null,"State not covered under final 111(d)",null,"Eastern"]
["EXCLUDE","TN","TN-Eastern","Vanderbilt University Power Plant",52048,"GEN1","BIT","ST",6.5,6.5,0,23115.38,151055.57,null,"Commercial CHP","Y","OP",null,"Commercial/Industrial Unit",null,"Eastern"]
["EXCLUDE","MN","MN-Eastern","Rapidan Hydro Facility",52054,"GEN2","WAT","HY",3.4,3.2,0,4301.5,0,null,"IPP Non-CHP","N","OP",null,"Non Combustion (NUC, WAT, WND, GEO, or SUN)",null,"Eastern"]
["EXCLUDE","CT","CT-Eastern","Hartford Hospital Cogeneration",52061,"GEN4","NG","FC",1.8,1.8,0,0,0,null,"Commercial CHP","N","P",null,"Commercial/Industrial Unit",null,"Eastern"]
["EXCLUDE","TX","TX-ERCOT","Point Comfort Operations",52069,"GEN4","NG","ST",15.1,14,0,80370.320000000007,193586.41,null,"Industrial CHP","Y","OP",null,"Commercial/Industrial Unit",null,"ERCOT"]
["EXCLUDE","VA","VA-Eastern","Radford Army Ammunition Plant",52072,"GEN1","BIT","ST",6,5.6,0,15323,142186.64000000001,null,"Industrial CHP","Y","OP",null,"Commercial/Industrial Unit",null,"Eastern"]
["EXCLUDE","CA","CA-Western","Lost Hills Cogeneration Plant",52077,"GEN6","NG","GT",3.5,2.7,0,11911.57,11029.02,null,"Industrial CHP","Y","OP",null,"Commercial/Industrial Unit",null,"Western"]
["EXCLUDE","CA","CA-Western","Taft 26C Cogen",52085,"TG3","NG","GT",3.1,2.7,0,21831.25,20196.990000000002,null,"Industrial CHP","Y","OP",null,"Commercial/Industrial Unit",null,"Western"]
["EXCLUDE","CA","CA-Western","Coalinga 25D Cogen",52086,"TG4","NG","GT",3.4,2.7,0,17411.25,15379.54,null,"Industrial CHP","Y","OS",null,"Commercial/Industrial Unit",null,"Western"]
["EXCLUDE","VA","VA-Eastern","Celanese Acetate LLC",52089,"GEN3","BIT","ST",6,6,0,49023.32,321009.05,null,"Industrial CHP","Y","OP",null,"Commercial/Industrial Unit",null,"Eastern"]
["EXCLUDE","CA","CA-Western","Kern River Fee A Cogen",52094,"GEN1","NG","GT",3.7,3.2,0,0,0,null,"Industrial CHP","Y","RE",2011,"Commercial/Industrial Unit",null,"Western"]
["EXCLUDE","CA","CA-Western","Cymric 36W Cogen",52104,"GEN4","NG","GT",3.1,2.7,0,20957.25,19607.32,null,"Industrial CHP","Y","OP",null,"Commercial/Industrial Unit",null,"Western"]
["EXCLUDE","TX","TX-Eastern","Valero Energy Port Arthur Refinery",52108,"GEN1","NG","CC",17.2,14,0,3397.06,67606.600000000006,null,"Industrial CHP","Y","OP",2014,"Commercial/Industrial Unit",null,"Eastern"]
["EXCLUDE","TX","TX-Eastern","Valero Energy Port Arthur Refinery",52108,"GEN6","OG","CC",10,10,0,1975.04,39306.160000000003,null,"Industrial CHP","Y","OS",2014,"Commercial/Industrial Unit",null,"Eastern"]
["EXCLUDE","TX","TX-ERCOT","Dow Chemical Texas Operation",52120,"G-42","NG","CC",50,46,0,0,0,null,"Industrial CHP","Y","RE",2003,"Commercial/Industrial Unit",null,"ERCOT"]
["EXCLUDE","WY","WY-Western","Elk Basin Gasoline Plant",52127,"GEN2","OG","ST",1,0.8,0,5394,24166.37,null,"Industrial CHP","Y","OP",null,"Commercial/Industrial Unit",null,"Western"]
["EXCLUDE","IN","IN-Eastern","Whiting Refinery",52130,"32TG","OG","ST",12.5,11.2,0,65434,101657.61,null,"Industrial CHP","Y","OP",null,"Commercial/Industrial Unit",null,"Eastern"]
["EXCLUDE","TX","TX-ERCOT","Power Station 4",52132,"GEN2","NG","CC",78.2,69,0,209845.26,168420.81,null,"Industrial CHP","Y","OP",null,"Commercial/Industrial Unit",null,"ERCOT"]
["EXCLUDE","VA","VA-Eastern","Elkton",52148,"GEN1","NG","ST",6.2,2,0,14211,56962.33,null,"Industrial CHP","Y","OP",null,"Commercial/Industrial Unit",null,"Eastern"]
["EXCLUDE","PA","PA-Eastern","West Point",52149,"GEN6","DFO","IC",1.2,1.2,0,0,0,null,"Industrial CHP","N","SB",null,"Commercial/Industrial Unit",null,"Eastern"]
["EXCLUDE","VA","VA-Eastern","International Paper Franklin Mill",52152,"GEN1","BLQ","ST",5,5,0,6602.3,15513.71,null,"Industrial CHP","Y","OS",null,"Commercial/Industrial Unit",null,"Eastern"]
["EXCLUDE","MA","MA-Eastern","Collins Facility",52166,"1","WAT","HY",0.6,0.6,0,2213.5,0,null,"IPP Non-CHP","N","OP",null,"Non Combustion (NUC, WAT, WND, GEO, or SUN)",null,"Eastern"]
["EXCLUDE","MA","MA-Eastern","Collins Facility",52166,"2","WAT","HY",0.6,0.6,0,2213.5,0,null,"IPP Non-CHP","N","OP",null,"Non Combustion (NUC, WAT, WND, GEO, or SUN)",null,"Eastern"]
["EXCLUDE","NV","NV-Western","Soda Lake Geothermal No I II",52174,"OE21","GEO","ST",1.5,1.1000000000000001,0,3702.36,0,null,"IPP Non-CHP","N","OP",null,"Non Combustion (NUC, WAT, WND, GEO, or SUN)",null,"Western"]
["EXCLUDE","NV","NV-Western","Soda Lake Geothermal No I II",52174,"OEC5","GEO","ST",3.5,1.3,0,8638.83,0,null,"IPP Non-CHP","N","OP",null,"Non Combustion (NUC, WAT, WND, GEO, or SUN)",null,"Western"]
["EXCLUDE","OR","OR-Western","Falls Creek",52187,"GE-1","WAT","HY",4.0999999999999996,3.9,0,19554,0,null,"IPP Non-CHP","N","OP",null,"Non Combustion (NUC, WAT, WND, GEO, or SUN)",null,"Western"]
["EXCLUDE","CA","CA-Western","Otay",52204,"OTA5","LFG","IC",1.6,1.5,0,0,0,null,"IPP Non-CHP","N","P",null,"Status of Operation (IP, L, P, T)",null,"Western"]
["EXCLUDE","CA","CA-Western","MM West Covina",54015,"GEN2","LFG","ST",6.8,4.4000000000000004,0,41679,42837.91,null,"IPP Non-CHP","N","OP",null,"Non-Fossil Fuel Type (Less than 10% Fossil Fuel)",null,"Western"]
["NGCC","NY","NY-Eastern","Lockport Energy Associates LP",54041,"GEN2","NG","CC",48.7,43,1531,62067.96,30673.63,null,"IPP CHP","Y","OP",null,null,null,"Eastern"]
["EXCLUDE","WA","WA-Western","Glines Hydroelectric Project",54050,"GEN1","WAT","HY",16.3,6,0,0,0,null,"Electric Utility","N","RE",2011,"Retired prior to 2012",null,"Western"]
["COALST","VA","VA-Eastern","Spruance Genco LLC",54081,"GEN1","BIT","ST",57.4,52.5,1050,53959,219196.71,null,"IPP CHP","Y","OP",null,null,null,"Eastern"]
["EXCLUDE","ME","ME-Eastern","Androscoggin Mill",54085,"GEN2","BLQ","ST",25,25,0,135191,433671.93,null,"Industrial CHP","Y","OP",null,"Commercial/Industrial Unit",null,"Eastern"]
["EXCLUDE","AL","AL-Eastern","International Paper Riverdale Mill",54096,"GEN4","NG","CC",38.200000000000003,32,0,207953.33,159118.47,null,"Industrial CHP","Y","SB",null,"Commercial/Industrial Unit",null,"Eastern"]
["EXCLUDE","WI","WI-Eastern","Port Edwards Mill",54103,"HG2","WAT","HY",0.4,0.4,0,1878.1,0,null,"Industrial CHP","N","OP",null,"Commercial/Industrial Unit",null,"Eastern"]
["EXCLUDE","WI","WI-Eastern","Port Edwards Mill",54103,"JHG1","WAT","HY",1.3,1.2,0,6103.84,0,null,"Industrial CHP","N","OP",null,"Commercial/Industrial Unit",null,"Eastern"]
["EXCLUDE","CA","CA-Western","Second Imperial Geothermal",54111,"GEN2","GEO","BT",3.5,3.7,0,10643.72,0,null,"IPP Non-CHP","N","OP",null,"Non Combustion (NUC, WAT, WND, GEO, or SUN)",null,"Western"]
["EXCLUDE","CA","CA-Western","Second Imperial Geothermal",54111,"GEN3","GEO","BT",3.5,3.7,0,10643.72,0,null,"IPP Non-CHP","N","OP",null,"Non Combustion (NUC, WAT, WND, GEO, or SUN)",null,"Western"]
["EXCLUDE","ME","ME-Eastern","Pittsfield",54124,"GEN3","WAT","HY",0.4,0.4,0,1699.64,0,null,"IPP Non-CHP","N","OP",null,"Non Combustion (NUC, WAT, WND, GEO, or SUN)",null,"Eastern"]
["EXCLUDE","ME","ME-Eastern","Great Lakes Hydro America - ME",54134,"EMH2","WAT","HY",1.6,1.5,0,8436.23,0,null,"IPP Non-CHP","N","OP",null,"Non Combustion (NUC, WAT, WND, GEO, or SUN)",null,"Eastern"]
["EXCLUDE","ME","ME-Eastern","Great Lakes Hydro America - ME",54134,"MCH1","WAT","HY",12.2,11.6,0,64326.27,0,null,"IPP Non-CHP","N","OP",null,"Non Combustion (NUC, WAT, WND, GEO, or SUN)",null,"Eastern"]
["EXCLUDE","ME","ME-Eastern","Great Lakes Hydro America - ME",54134,"WEH2","WAT","HY",4.8,4.5999999999999996,0,25308.7,0,null,"IPP Non-CHP","N","OP",null,"Non Combustion (NUC, WAT, WND, GEO, or SUN)",null,"Eastern"]
["EXCLUDE","IA","IA-Eastern","Iowa State University",54201,"GEN5","BIT","ST",11.5,11.5,0,36505,89381.56,null,"Commercial CHP","Y","OP",null,"Commercial/Industrial Unit",null,"Eastern"]
["EXCLUDE","MS","MS-Eastern","Mississippi Baptist Medical Center",54203,"A","NG","GT",4.2,4,0,21552,19591.990000000002,null,"Commercial CHP","Y","OP",null,"Commercial/Industrial Unit",null,"Eastern"]
["EXCLUDE","MN","MN-Eastern","American Crystal Sugar East Grand Forks",54214,"G2","SUB","ST",5,5,0,22175.49,184396.24,null,"Industrial CHP","Y","OP",null,"Commercial/Industrial Unit",null,"Eastern"]
["EXCLUDE","MN","MN-Eastern","Franklin Heating Station",54224,"EG1","DFO","IC",2,2,0,0,0,null,"Commercial CHP","N","SB",null,"Commercial/Industrial Unit",null,"Eastern"]
["EXCLUDE","MN","MN-Eastern","Franklin Heating Station",54224,"GEN6","PUR","ST",6.5,2.8,0,23434.67,0,null,"Commercial CHP","Y","OP",null,"Commercial/Industrial Unit",null,"Eastern"]
["EXCLUDE","CT","CT-Eastern","Pfizer Groton Plant",54236,"TG1","NG","ST",2.5,2.5,0,0,0,null,"Industrial CHP","Y","RE",2005,"Commercial/Industrial Unit",null,"Eastern"]
["EXCLUDE","GA","GA-Eastern","Naval Submarine Base Kings Bay",54239,"5879","DFO","IC",2.5,2.5,0,0,0,null,"Commercial Non-CHP","N","SB",null,"Commercial/Industrial Unit",null,"Eastern"]
["EXCLUDE","LA","LA-Eastern","Louisiana Tech University Power Plant",54240,"TG3","NG","GT",7.5,6.4,0,45015.32,37677.410000000003,null,"Commercial CHP","Y","OP",null,"Commercial/Industrial Unit",null,"Eastern"]
["EXCLUDE","MN","MN-Eastern","Saint Marys Hospital Power Plant",54262,"1","NG","CC",4.7,4.5,0,32734.799999999999,32709.82,null,"Commercial CHP","Y","OP",null,"Commercial/Industrial Unit",null,"Eastern"]
["EXCLUDE","OH","OH-Eastern","Akron Recycle Energy Plant",54265,"1","WDS","ST",2,2,0,0,0,null,"Commercial CHP","Y","OS",null,"Commercial/Industrial Unit",null,"Eastern"]
["EXCLUDE","NC","NC-Eastern","Univ of NC Chapel Hill Cogen Facility",54276,"ES002","DFO","IC",2,1.8,0,0,0,null,"Commercial CHP","N","SB",null,"Commercial/Industrial Unit",null,"Eastern"]
["EXCLUDE","TX","TX-ERCOT","Sherwin Alumina",54291,"4","PUR","ST",6,6,0,36238,0,null,"Industrial CHP","Y","OP",null,"Commercial/Industrial Unit",null,"ERCOT"]
["EXCLUDE","MN","MN-Eastern","West Group Data Center",54294,"2180","DFO","IC",2,0.7,0,0,0,null,"Commercial Non-CHP","N","RE",2005,"Commercial/Industrial Unit",null,"Eastern"]
["EXCLUDE","CA","CA-Western","CTV Power Purchase Contract Trust",54300,"GEWE","WND","WT",4.5,4.5,0,9049.89,0,null,"IPP Non-CHP","N","OP",null,"Non Combustion (NUC, WAT, WND, GEO, or SUN)",null,"Western"]
["EXCLUDE","IL","IL-Eastern","Galesburg",54310,"GEN3","NG","IC",1,1,0,0,0,null,"Industrial CHP","Y","RE",2012,"Commercial/Industrial Unit",null,"Eastern"]
["EXCLUDE","TX","TX-Eastern","Goodyear Beaumont Chemical Plant",54321,"2N80","NG","GT",5,4,0,37295.86,32371.68,null,"Industrial CHP","Y","OP",null,"Commercial/Industrial Unit",null,"Eastern"]
["EXCLUDE","GA","GA-Eastern","Sibley Mill",54322,"2","WAT","HY",0.6,0.6,0,4139.43,0,null,"Industrial Non-CHP","N","OP",null,"Commercial/Industrial Unit",null,"Eastern"]
["NGCC","RI","RI-Eastern","Ocean State Power II",54324,"GEN1","NG","CC",82.8,71.2,1650,222306.27,115050.51,null,"IPP Non-CHP","N","OP",null,null,null,"Eastern"]
["EXCLUDE","TX","TX-ERCOT","Rio Grande Valley Sugar Growers",54338,"GEND","AB","ST",16,10,0,5509,334835.32,null,"Industrial CHP","Y","OP",null,"Commercial/Industrial Unit",null,"ERCOT"]
["EXCLUDE","MI","MI-Eastern","Four Mile Hydropower Project",54341,"2","WAT","HY",0.6,0.6,0,2657.7,0,null,"IPP Non-CHP","N","OP",null,"Non Combustion (NUC, WAT, WND, GEO, or SUN)",null,"Eastern"]
["EXCLUDE","NV","NV-Western","Nevada Cogen Associates 2 Black Mountain",54349,"GTB","NG","CC",22.2,21.7,0,167986.22,92653.74,null,"IPP CHP","Y","OP",null,"Combined cycle unit (PRMVR=CC) less than or equal to 25MW",null,"Western"]
["EXCLUDE","NV","NV-Western","Nevada Cogen Associates 2 Black Mountain",54349,"GTC","NG","CC",22.2,21.7,0,167986.22,92653.74,null,"IPP CHP","Y","OP",null,"Combined cycle unit (PRMVR=CC) less than or equal to 25MW",null,"Western"]
["EXCLUDE","IL","IL-Eastern","PPG Industries Works 14",54360,"TK2","DFO","IC",2,2,0,0,0,null,"Industrial Non-CHP","N","SB",null,"Commercial/Industrial Unit",null,"Eastern"]
["NGCC","FL","FL-Eastern","Orange Cogeneration Facility",54365,"APC3","NG","CC",28.6,24.6,385,67323.44,30051.1,null,"IPP CHP","Y","OP",null,null,null,"Eastern"]
["EXCLUDE","MA","MA-Eastern","Southbridge Energy Center LLC",54373,"AO1","NG","ST",5,4.7,0,0,0,null,"Industrial CHP","Y","RE",2000,"Commercial/Industrial Unit",null,"Eastern"]
["EXCLUDE","NH","NH-Eastern","EHC West Hopkinton",54384,"GEN1","WAT","HY",1,1,0,2485,0,null,"IPP Non-CHP","N","OP",null,"Non Combustion (NUC, WAT, WND, GEO, or SUN)",null,"Eastern"]
["EXCLUDE","ID","ID-Western","Dry Creek Project",54394,"GEN1","WAT","HY",3.6,2.5,0,10268,0,null,"IPP Non-CHP","N","OP",null,"Non Combustion (NUC, WAT, WND, GEO, or SUN)",null,"Western"]
["EXCLUDE","WI","WI-Eastern","Capitol Heat and Power",54406,"P31","DFO","IC",1,1,0,0,0,null,"Commercial CHP","N","SB",null,"Commercial/Industrial Unit",null,"Eastern"]
["EXCLUDE","IA","IA-Eastern","John Deere Dubuque Works",54414,"GEN3","BIT","ST",3,1.5,0,0,0,null,"Industrial CHP","Y","RE",2009,"Commercial/Industrial Unit",null,"Eastern"]
["EXCLUDE","AK","AK-Alaska","Unisea G 2",54422,"CAT2","DFO","IC",0.9,0.9,0,0,0,null,"Industrial Non-CHP","N","RE",2011,"State not covered under final 111(d)",null,"Alaska"]
["EXCLUDE","AK","AK-Alaska","Unisea G 2",54422,"GEN2","DFO","IC",2.6,2.2999999999999998,0,0,0,null,"Industrial Non-CHP","N","OP",null,"State not covered under final 111(d)",null,"Alaska"]
["NGCC","FL","FL-Eastern","Mulberry Cogeneration Facility",54426,"GT1","NG","CC",82,76,1077,251277.5,129987.97,null,"IPP CHP","Y","OP",null,null,null,"Eastern"]
["EXCLUDE","AK","AK-Alaska","Agrium Kenai Nitrogen Operations",54452,"644D","NG","IC",1.3,1.3,0,0,0,null,"Industrial CHP","N","RE",2001,"State not covered under final 111(d)",null,"Alaska"]
["EXCLUDE","AK","AK-Alaska","Agrium Kenai Nitrogen Operations",54452,"744B","NG","GT",2.5,2.5,0,0,0,null,"Industrial CHP","Y","OS",null,"State not covered under final 111(d)",null,"Alaska"]
["EXCLUDE","GA","GA-Eastern","Hewlett Packard Alpharetta",54457,"ALF5","DFO","IC",1,1,0,0,0,null,"Commercial Non-CHP","N","SB",null,"Commercial/Industrial Unit",null,"Eastern"]
["EXCLUDE","TX","TX-ERCOT","Midkiff Plant",54459,"1","NG","IC",1.2,1.2,0,0,0,null,"Industrial Non-CHP","N","RE",2009,"Commercial/Industrial Unit",null,"ERCOT"]
["EXCLUDE","CA","CA-Western","Mt Lassen Power",54468,"GEN1","WDS","ST",11.4,10.5,0,0,0,null,"IPP Non-CHP","N","OS",null,"Non-Fossil Fuel Type (Less than 10% Fossil Fuel)",null,"Western"]
["EXCLUDE","CA","CA-Western","Oroville Cogeneration LP",54477,"GEN7","NG","IC",1.1000000000000001,1.1000000000000001,0,0,0,null,"IPP CHP","Y","OP",null,"Internal Combustion",null,"Western"]
["EXCLUDE","IL","IL-Eastern","Rock-Tenn",54513,"E2-A","NG","IC",0.7,0.7,0,0,0,null,"Industrial Non-CHP","N","SB",null,"Commercial/Industrial Unit",null,"Eastern"]
["EXCLUDE","LA","LA-Eastern","Formosa Plastics",54518,"ST1","NG","ST",12,8,0,45710,23684.26,null,"Industrial CHP","Y","OP",null,"Commercial/Industrial Unit",null,"Eastern"]
["EXCLUDE","IL","IL-Eastern","Hoffer Plastics",54523,"GEN9","NG","IC",0.8,0.8,0,0,0,null,"Industrial Non-CHP","N","OP",null,"Commercial/Industrial Unit",null,"Eastern"]
["EXCLUDE","IL","IL-Eastern","Kankakee Hydro Facility",54525,"3","WAT","HY",0.4,0.4,0,626.33000000000004,0,null,"Commercial Non-CHP","N","OP",null,"Commercial/Industrial Unit",null,"Eastern"]
["EXCLUDE","MI","MI-Eastern","Sumpter Energy Associates",54536,"0205","LFG","IC",0.8,0.8,0,0,0,null,"IPP Non-CHP","N","OP",null,"Non-Fossil Fuel Type (Less than 10% Fossil Fuel)",null,"Eastern"]
["EXCLUDE","MI","MI-Eastern","Sumpter Energy Associates",54536,"0447","LFG","IC",0.8,0.8,0,0,0,null,"IPP Non-CHP","N","OP",null,"Non-Fossil Fuel Type (Less than 10% Fossil Fuel)",null,"Eastern"]
["EXCLUDE","NY","NY-Eastern","Entenmanns Energy Center",54541,"4","DFO","IC",1.3,1.3,0,0,0,null,"IPP CHP","Y","SB",null,"Internal Combustion",null,"Eastern"]
["NGCC","NY","NY-Eastern","Sithe Independence Station",54547,"5","NG","CC",204.5,182.2,2133,1028505.63,454050.72,null,"IPP CHP","Y","OP",null,null,null,"Eastern"]
["EXCLUDE","CA","CA-Western","Spicer Meadow Project",54554,"GEN2","WAT","HY",2.7,2.5,0,4941.46,0,null,"Electric Utility","N","OP",null,"Non Combustion (NUC, WAT, WND, GEO, or SUN)",null,"Western"]
["EXCLUDE","CA","CA-Western","Spicer Meadow Project",54554,"GEN3","WAT","HY",0.5,0.5,0,915.08,0,null,"Electric Utility","N","OP",null,"Non Combustion (NUC, WAT, WND, GEO, or SUN)",null,"Western"]
["EXCLUDE","WA","WA-Western","Longview Fibre",54562,"6","BLQ","ST",20,22,0,117293,890250.7,null,"Industrial CHP","Y","OP",null,"Commercial/Industrial Unit",null,"Western"]
["EXCLUDE","GA","GA-Eastern","YKK USA Chestney",54566,"GEN1","DFO","IC",1.6,1.5,0,0,0,null,"Industrial Non-CHP","N","RE",2010,"Commercial/Industrial Unit",null,"Eastern"]
["EXCLUDE","NJ","NJ-Eastern","Bayville Central Facility",54569,"COG1","OBG","IC",0.3,0.3,0,0,0,null,"Commercial CHP","Y","OP",null,"Commercial/Industrial Unit",null,"Eastern"]
["NGCC","NY","NY-Eastern","Saranac Facility",54574,"GEN1","NG","CC",95.2,82.7,1676,151062.67000000001,81594.27,null,"IPP Non-CHP","N","OP",null,null,null,"Eastern"]
["EXCLUDE","NY","NY-Eastern","Curtis Palmer Hydroelectric",54580,"P2","WAT","HY",24.6,25,0,125182.31,0,null,"IPP Non-CHP","N","OP",null,"Non Combustion (NUC, WAT, WND, GEO, or SUN)",null,"Eastern"]
["EXCLUDE","ME","ME-Eastern","Lincoln Paper & Tissue",54587,"TG-3","BLQ","ST",13.5,9,0,77397,433092.63,null,"Industrial CHP","N","OP",null,"Commercial/Industrial Unit",null,"Eastern"]
["EXCLUDE","MI","MI-Eastern","Warner Lambert",54604,"800-1","DFO","IC",2.2999999999999998,2.2999999999999998,0,0,0,null,"Commercial CHP","N","SB",null,"Commercial/Industrial Unit",null,"Eastern"]
["EXCLUDE","FL","FL-Eastern","Central District Wastewater Treat Plant",54623,"4","OBG","IC",1.2,1.2,0,0,0,null,"Commercial CHP","Y","RE",2012,"Commercial/Industrial Unit",null,"Eastern"]
["EXCLUDE","FL","FL-Eastern","South District Wastewater Treatment Plt",54624,"1","OBG","IC",0.9,0.9,0,0,0,null,"Commercial CHP","Y","OP",null,"Commercial/Industrial Unit",null,"Eastern"]
["EXCLUDE","CO","CO-Western","Plains End",55650,"GEN2","NG","IC",5.7,5.7,0,0,0,null,"IPP Non-CHP","N","OP",null,"Internal Combustion",null,"Western"]
["EXCLUDE","NH","NH-Eastern","Berlin Gorham",54639,"SHL1","WAT","HY",0.9,0.9,0,5349.48,0,null,"IPP Non-CHP","N","OP",null,"Non Combustion (NUC, WAT, WND, GEO, or SUN)",null,"Eastern"]
["EXCLUDE","NH","NH-Eastern","Berlin Gorham",54639,"SM4","WAT","HY",0.8,0.8,0,4755.09,0,null,"IPP Non-CHP","N","OP",null,"Non Combustion (NUC, WAT, WND, GEO, or SUN)",null,"Eastern"]
["EXCLUDE","HI","HI-Hawaii","Kalaeloa Cogen Plant",54646,"ST","RFO","CC",61,50,0,269786.65999999997,189501.09,null,"IPP CHP","Y","OP",null,"State not covered under final 111(d)",null,"Hawaii"]
["EXCLUDE","CA","CA-Western","Kekawaka Power House",54654,"KEK1","WAT","HY",4.9000000000000004,4.9000000000000004,0,8450,0,null,"IPP Non-CHP","N","OP",null,"Non Combustion (NUC, WAT, WND, GEO, or SUN)",null,"Western"]
["EXCLUDE","WI","WI-Eastern","Pheasant Run Landfill Gas Recovery",54661,"GEN2","LFG","IC",0.8,0.8,0,0,0,null,"IPP Non-CHP","N","OP",null,"Non-Fossil Fuel Type (Less than 10% Fossil Fuel)",null,"Eastern"]
["EXCLUDE","IL","IL-Eastern","Woodland Landfill Gas Recovery",54662,"GEN4","LFG","IC",1.6,1.6,0,0,0,null,"IPP Non-CHP","N","OP",null,"Non-Fossil Fuel Type (Less than 10% Fossil Fuel)",null,"Eastern"]
["EXCLUDE","NH","NH-Eastern","Turnkey Landfill Gas Recovery",54663,"GEN5","LFG","GT",3,2.9,0,11371.5,11912.54,null,"IPP Non-CHP","N","OP",null,"Non-Fossil Fuel Type (Less than 10% Fossil Fuel)",null,"Eastern"]
["EXCLUDE","ID","ID-Western","Falls River Hydro",54668,"1","WAT","HY",4.5,4.5,0,28578,0,null,"IPP Non-CHP","N","OP",null,"Non Combustion (NUC, WAT, WND, GEO, or SUN)",null,"Western"]
["EXCLUDE","LA","LA-Eastern","CII Carbon LLC",54677,"TG-3","PC","ST",23,23,0,25709.62,114375.69,null,"Industrial CHP","Y","OP",null,"Commercial/Industrial Unit",null,"Eastern"]
["EXCLUDE","LA","LA-Eastern","Sidney A Murray Jr Hydroelectric",54678,"05","WAT","HY",24,24,0,84993,0,null,"IPP Non-CHP","N","OP",null,"Non Combustion (NUC, WAT, WND, GEO, or SUN)",null,"Eastern"]
["EXCLUDE","RI","RI-Eastern","Thundermist Hydro",54688,"HYD1","WAT","HY",1.2,1.1000000000000001,0,0,0,null,"IPP Non-CHP","N","OS",null,"Non Combustion (NUC, WAT, WND, GEO, or SUN)",null,"Eastern"]
["EXCLUDE","IA","IA-Eastern","Metro Methane Recovery Facility",54700,"GEN1","LFG","IC",0.8,0.8,0,0,0,null,"IPP Non-CHP","N","OP",null,"Non-Fossil Fuel Type (Less than 10% Fossil Fuel)",null,"Eastern"]
["EXCLUDE","IA","IA-Eastern","Metro Methane Recovery Facility",54700,"GEN8","LFG","IC",0.8,0.8,0,0,0,null,"IPP Non-CHP","N","OP",null,"Non-Fossil Fuel Type (Less than 10% Fossil Fuel)",null,"Eastern"]
["EXCLUDE","LA","LA-Eastern","Toca Plant",54705,"EG-4","NG","IC",0.7,0.7,0,0,0,null,"Industrial Non-CHP","N","SB",null,"Commercial/Industrial Unit",null,"Eastern"]
["EXCLUDE","IA","IA-Eastern","Alliant SBD 9107 JBS USA",54715,"4659","DFO","IC",1.6,1.6,0,0,0,null,"IPP Non-CHP","N","SB",null,"Internal Combustion",null,"Eastern"]
["EXCLUDE","IA","IA-Eastern","Alliant SBD 9107 JBS USA",54715,"4660","DFO","IC",1.8,1.8,0,0,0,null,"IPP Non-CHP","N","SB",null,"Internal Combustion",null,"Eastern"]
["EXCLUDE","IA","IA-Eastern","Alliant SBD 9206 Donaldson",54718,"4632","DFO","IC",1.6,1.6,0,0,0,null,"IPP Non-CHP","N","SB",null,"Internal Combustion",null,"Eastern"]
["EXCLUDE","IA","IA-Eastern","Alliant SBD 8601 Quad Graphics",54720,"3489","DFO","IC",1,1,0,0,0,null,"IPP Non-CHP","N","SB",null,"Internal Combustion",null,"Eastern"]
["EXCLUDE","CA","CA-Western","Ormesa II",54724,"OE21","GEO","ST",1.2,0.9,0,0,0,null,"IPP CHP","Y","RE",2007,"Retired prior to 2012",null,"Western"]
["EXCLUDE","CA","CA-Western","Ormesa II",54724,"OEC7","GEO","ST",1.2,0.9,0,0,0,null,"IPP CHP","Y","RE",2007,"Retired prior to 2012",null,"Western"]
["EXCLUDE","NM","NM-Western","Freeport McMoRan",54734,"1","NG","IC",3,2.9,0,0,0,null,"Industrial Non-CHP","N","SB",null,"Commercial/Industrial Unit",null,"Western"]
["EXCLUDE","NM","NM-Western","Freeport McMoRan",54734,"14","NG","IC",3,2.9,0,0,0,null,"Industrial Non-CHP","N","SB",null,"Commercial/Industrial Unit",null,"Western"]
["EXCLUDE","MS","MS-Eastern","District 70 Transco Gas Pipe Line",54744,"002","WH","ST",0.8,0.7,0,0,0,null,"Commercial Non-CHP","N","SB",null,"Commercial/Industrial Unit",null,"Eastern"]
["EXCLUDE","CA","CA-Western","Coram Tehachapi",54750,"VW1","WND","WT",6.9,6.9,0,14141,0,null,"IPP Non-CHP","N","OP",null,"Non Combustion (NUC, WAT, WND, GEO, or SUN)",null,"Western"]
["EXCLUDE","MI","MI-Eastern","Ottawa Generating Station",54756,"3-6","LFG","IC",0.8,0.8,0,0,0,null,"IPP Non-CHP","N","OP",null,"Non-Fossil Fuel Type (Less than 10% Fossil Fuel)",null,"Eastern"]
["EXCLUDE","AL","AL-Eastern","Rock-Tenn Mill",54763,"ITG","BLQ","ST",10,9.1999999999999993,0,0,0,null,"Industrial CHP","Y","RE",2003,"Commercial/Industrial Unit",null,"Eastern"]
["EXCLUDE","VA","VA-Eastern","Boydton Plank Road Cogen Plant",54766,"GEN19","WO","IC",0.3,0.3,0,0,0,null,"IPP Non-CHP","N","OP",null,"Internal Combustion",null,"Eastern"]
["EXCLUDE","VA","VA-Eastern","Boydton Plank Road Cogen Plant",54766,"GEN23","WO","IC",0.3,0.3,0,0,0,null,"IPP Non-CHP","N","OP",null,"Internal Combustion",null,"Eastern"]
["EXCLUDE","VA","VA-Eastern","Boydton Plank Road Cogen Plant",54766,"GEN33","WO","IC",0.3,0.3,0,0,0,null,"IPP Non-CHP","N","OP",null,"Internal Combustion",null,"Eastern"]
["EXCLUDE","VA","VA-Eastern","Boydton Plank Road Cogen Plant",54766,"GEN7","WO","IC",0.3,0.3,0,0,0,null,"IPP Non-CHP","N","OP",null,"Internal Combustion",null,"Eastern"]
["EXCLUDE","IA","IA-Eastern","University of Iowa Main Power Plant",54775,"GEN9","NG","IC",2,2,0,0,0,null,"Commercial CHP","N","T",null,"Commercial/Industrial Unit",null,"Eastern"]
["EXCLUDE","IL","IL-Eastern","University of Illinois Abbott Power Plt",54780,"T4","NG","ST",3,3,0,3307.99,4614.96,null,"Commercial CHP","Y","OP",null,"Commercial/Industrial Unit",null,"Eastern"]
["EXCLUDE","IL","IL-Eastern","University of Illinois Abbott Power Plt",54780,"T9","NG","GT",13,13,0,96516.28,62966.92,null,"Commercial CHP","Y","OP",null,"Commercial/Industrial Unit",null,"Eastern"]
["EXCLUDE","NY","NY-Eastern","Seneca Energy",54782,"GE16","LFG","IC",1.6,1.6,0,0,0,null,"IPP Non-CHP","N","OP",null,"Non-Fossil Fuel Type (Less than 10% Fossil Fuel)",null,"Eastern"]
["EXCLUDE","NY","NY-Eastern","Seneca Energy",54782,"GEN9","LFG","IC",0.8,0.8,0,0,0,null,"IPP Non-CHP","N","OP",null,"Non-Fossil Fuel Type (Less than 10% Fossil Fuel)",null,"Eastern"]
["EXCLUDE","IL","IL-Eastern","Evanston Township High School",54788,"GEN3","NG","IC",0.8,0.8,0,0,0,null,"Commercial Non-CHP","N","SB",null,"Commercial/Industrial Unit",null,"Eastern"]
["EXCLUDE","MD","MD-Eastern","Domino Sugar Baltimore",54795,"GEN2","NG","ST",2.5,2.5,0,8048,14106.61,null,"Industrial CHP","Y","OP",null,"Commercial/Industrial Unit",null,"Eastern"]
["EXCLUDE","NY","NY-Eastern","New York University Central Plant",54808,"D3","DFO","IC",0.8,0.6,0,0,0,null,"Commercial CHP","Y","SB",null,"Commercial/Industrial Unit",null,"Eastern"]
["EXCLUDE","NY","NY-Eastern","New York University Central Plant",54808,"DI","DFO","IC",0.8,0.6,0,0,0,null,"Commercial CHP","Y","SB",null,"Commercial/Industrial Unit",null,"Eastern"]
["EXCLUDE","ID","ID-Western","Mile 28 Water Power Project",54812,"2","WAT","HY",0.7,0.7,0,2468,0,null,"IPP Non-CHP","N","OP",null,"Non Combustion (NUC, WAT, WND, GEO, or SUN)",null,"Western"]
["EXCLUDE","GA","GA-Eastern","191 Peachtree Tower",54818,"GEN2","DFO","IC",1.2,1.2,0,0,0,null,"Commercial Non-CHP","N","SB",null,"Commercial/Industrial Unit",null,"Eastern"]
["EXCLUDE","NC","NC-Eastern","Smithfield Packing Bladen",54823,"GEN1","DFO","IC",1.5,1.5,0,0,0,null,"Industrial Non-CHP","N","SB",null,"Commercial/Industrial Unit",null,"Eastern"]
["EXCLUDE","NC","NC-Eastern","Smithfield Packing Bladen",54823,"GN16","DFO","IC",1.5,1.5,0,0,0,null,"Industrial Non-CHP","N","SB",null,"Commercial/Industrial Unit",null,"Eastern"]
["EXCLUDE","HI","HI-Hawaii","Wailuku River Hydroelectric",54827,"8102","WAT","HY",5.2,4.9000000000000004,0,13466.5,0,null,"IPP Non-CHP","N","OP",null,"State not covered under final 111(d)",null,"Hawaii"]
["EXCLUDE","AK","AK-Alaska","Fort Greely Power Plant",54834,"EN-3","DFO","IC",1,1,0,0,0,null,"Commercial Non-CHP","N","RE",2009,"State not covered under final 111(d)",null,"Alaska"]
["EXCLUDE","WI","WI-Eastern","Outagamie County Co-Generation Facility",54842,"GEN3","LFG","IC",0.8,0.8,0,0,0,null,"IPP CHP","Y","RE",2006,"Retired prior to 2012",null,"Eastern"]
["EXCLUDE","GA","GA-Eastern","South Georgia Medical Center",54848,"GEN7","DFO","IC",0.8,0.8,0,0,0,null,"Commercial Non-CHP","N","SB",null,"Commercial/Industrial Unit",null,"Eastern"]
["EXCLUDE","WI","WI-Eastern","MMSD Jones Island Wastewater",54851,"GEN1","NG","GT",17.5,13,0,19021,24784.76,null,"Commercial CHP","Y","OP",null,"Commercial/Industrial Unit",null,"Eastern"]
["EXCLUDE","WI","WI-Eastern","Niagara Mill",54857,"3HY","WAT","HY",2.6,2.6,0,0,0,null,"Industrial CHP","N","OS",null,"Commercial/Industrial Unit",null,"Eastern"]
["EXCLUDE","MO","MO-Eastern","Southwestern Bell Telephone",54858,"E/G1","DFO","IC",2,2,0,0,0,null,"Commercial CHP","Y","SB",null,"Commercial/Industrial Unit",null,"Eastern"]
["EXCLUDE","NY","NY-Eastern","Phoenix Hydro Project",54865,"1-02","WAT","HY",1.7,0.4,0,4628,0,null,"IPP Non-CHP","N","OP",null,"Non Combustion (NUC, WAT, WND, GEO, or SUN)",null,"Eastern"]
["EXCLUDE","GA","GA-Eastern","Kamin LLC Wrens Plant",54880,"WPH3","DFO","IC",1,1,0,0,0,null,"Industrial CHP","N","OP",2013,"Commercial/Industrial Unit",null,"Eastern"]
["EXCLUDE","NC","NC-Eastern","DSM Pharmaceuticals",54887,"GEN1","DFO","GT",4,3.5,0,652,969.55,null,"Industrial CHP","Y","SB",null,"Commercial/Industrial Unit",null,"Eastern"]
["EXCLUDE","NC","NC-Eastern","DSM Pharmaceuticals",54887,"GEN6","DFO","IC",1.2,1.2,0,0,0,null,"Industrial CHP","N","SB",null,"Commercial/Industrial Unit",null,"Eastern"]
["EXCLUDE","NC","NC-Eastern","High Rock",54896,"HR3","WAT","HY",11,11,0,32730,0,null,"Electric Utility","N","OP",null,"Non Combustion (NUC, WAT, WND, GEO, or SUN)",null,"Eastern"]
["EXCLUDE","NC","NC-Eastern","Santeetlah",54898,"2","WAT","HY",22.5,19,0,57543,0,null,"Industrial Non-CHP","N","OP",null,"Commercial/Industrial Unit",null,"Eastern"]
["EXCLUDE","TN","TN-Eastern","Chilhowee",54901,"3","WAT","HY",16.600000000000001,17,0,46476.67,0,null,"Industrial Non-CHP","N","OP",null,"Commercial/Industrial Unit",null,"Eastern"]
["EXCLUDE","CA","CA-Western","Tehachapi Wind Resource II",54909,"PLAN","WND","WT",15.5,15.5,0,0,0,null,"IPP Non-CHP","N","P",null,"Status of Operation (IP, L, P, T)",null,"Western"]
["EXCLUDE","CA","CA-Western","Martinez Refining",54912,"GTG2","NG","CC",40,36,0,322764,181647.81,null,"Industrial CHP","Y","OP",null,"Commercial/Industrial Unit",null,"Western"]
["EXCLUDE","IL","IL-Eastern","General Mills West Chicago",54924,"5","NG","IC",0.8,0.8,0,0,0,null,"Industrial CHP","Y","SB",null,"Commercial/Industrial Unit",null,"Eastern"]
["EXCLUDE","IN","IN-Eastern","Twin Bridges LFGTE",54925,"II-4","LFG","IC",0.8,0.8,0,0,0,null,"Electric Utility","N","OP",null,"Non-Fossil Fuel Type (Less than 10% Fossil Fuel)",null,"Eastern"]
["EXCLUDE","IN","IN-Eastern","Twin Bridges LFGTE",54925,"IV-1","LFG","IC",1.6,1.6,0,0,0,null,"Electric Utility","N","OP",null,"Non-Fossil Fuel Type (Less than 10% Fossil Fuel)","Yes","Eastern"]
["EXCLUDE","IN","IN-Eastern","Prairie View I & II LFGTE",54926,"II-3","LFG","IC",0.8,0.8,0,0,0,null,"Electric Utility","N","OP",null,"Non-Fossil Fuel Type (Less than 10% Fossil Fuel)",null,"Eastern"]
["EXCLUDE","PA","PA-Eastern","Keystone Landfill",54934,"NO5","LFG","IC",0.8,0.7,0,0,0,null,"IPP Non-CHP","N","OP",null,"Non-Fossil Fuel Type (Less than 10% Fossil Fuel)",null,"Eastern"]
["EXCLUDE","MA","MA-Eastern","Wellesley College Central Utility Plant",54937,"1118","NG","IC",1.3,1.2,0,0,0,null,"Commercial CHP","Y","OP",null,"Commercial/Industrial Unit",null,"Eastern"]
["EXCLUDE","OR","OR-Western","Univ of Oregon Central Power Station",54950,"CTG1","NG","CC",7.5,7.5,0,3415.94,2994.47,null,"Commercial CHP","Y","OP",null,"Commercial/Industrial Unit","Yes","Western"]
["EXCLUDE","TX","TX-ERCOT","ExxonMobil Hawkins Gas Plant",54962,"UN73","NG","IC",3,2.9,0,0,0,null,"Industrial Non-CHP","N","RE",2007,"Commercial/Industrial Unit",null,"ERCOT"]
["EXCLUDE","TX","TX-ERCOT","ExxonMobil Hawkins Gas Plant",54962,"UN74","NG","IC",3.4,3.3,0,0,0,null,"Industrial Non-CHP","N","RE",2007,"Commercial/Industrial Unit",null,"ERCOT"]
["EXCLUDE","IL","IL-Eastern","Dixon Hydroelectric Dam",54969,"2","WAT","HY",0.6,0.6,0,2716.2,0,null,"IPP Non-CHP","N","OP",null,"Non Combustion (NUC, WAT, WND, GEO, or SUN)",null,"Eastern"]
["EXCLUDE","NJ","NJ-Eastern","Merck Sharp & Dohme Cogen Facility",54970,"GEN2","NG","GT",4.4000000000000004,4.2,0,24139.75,24612.78,null,"Commercial CHP","Y","OP",null,"Commercial/Industrial Unit",null,"Eastern"]
["EXCLUDE","NJ","NJ-Eastern","Ocean County Landfill",54980,"UNT5","LFG","IC",0.8,0.8,0,0,0,null,"IPP Non-CHP","N","OP",null,"Non-Fossil Fuel Type (Less than 10% Fossil Fuel)",null,"Eastern"]
["EXCLUDE","AL","AL-Eastern","Crestwood Dothan",54985,"GEN7","DFO","IC",1,1.2,0,0,0,null,"IPP Non-CHP","N","SB",null,"Internal Combustion",null,"Eastern"]
["EXCLUDE","MI","MI-Eastern","Pine Tree Acres",54989,"GEN1","LFG","IC",0.8,0.8,0,0,0,null,"IPP Non-CHP","N","OP",null,"Non-Fossil Fuel Type (Less than 10% Fossil Fuel)",null,"Eastern"]
["EXCLUDE","VA","VA-Eastern","Wheelabrator Portsmouth",54998,"1410","MSW","ST",20,15.5,0,73632,205772.35,null,"Commercial CHP","Y","OP",null,"Commercial/Industrial Unit",null,"Eastern"]
["EXCLUDE","ID","ID-Western","K W Company",55007,"LS2","WAT","HY",0.1,0.1,0,239.86,0,null,"IPP Non-CHP","N","OP",null,"Non Combustion (NUC, WAT, WND, GEO, or SUN)",null,"Western"]
["NGCC","WI","WI-Eastern","LSP-Whitewater LP",55011,"STG1","NG","CC",106.2,99,2236,357778.25,174249.54,null,"IPP CHP","Y","OP",null,null,null,"Eastern"]
["EXCLUDE","IL","IL-Eastern","Greene Valley Gas Recovery",55014,"GEN1","LFG","GT",3.3,2.9,0,21536,22703.93,null,"IPP Non-CHP","N","OP",null,"Non-Fossil Fuel Type (Less than 10% Fossil Fuel)",null,"Eastern"]
["EXCLUDE","ME","ME-Eastern","Androscoggin Energy Center",55031,"CT02","NG","GT",54.5,45.3,979,161868,119123.66,null,"Industrial CHP","Y","OP",null,"Commercial/Industrial Unit",null,"Eastern"]
["EXCLUDE","NM","NM-Western","Delta Person LLC",55039,"GT1","NG","GT",150,140,2600,8793,7297.67,null,"IPP Non-CHP","N","OP",null,"Simple cycle unit",null,"Western"]
["NGCC","CT","CT-Eastern","Bridgeport Energy Project",55042,"GEN1","NG","CC",170,148.4,1884,952416.5,405546.66,null,"IPP Non-CHP","N","OP",null,null,null,"Eastern"]
["NGCC","RI","RI-Eastern","Tiverton Power Plant",55048,"UNT2","NG","CC",93.2,90.6,1943.4,550973.09,237782.18,null,"IPP Non-CHP","N","OP",null,null,null,"Eastern"]
["EXCLUDE","RI","RI-Eastern","Tiverton Power Plant",55048,"UNT3","NG","CC",179.3,159.4,0,0,0,null,"IPP Non-CHP","N","P",null,"Status of Operation (IP, L, P, T)",null,"Eastern"]
["EXCLUDE","TX","TX-ERCOT","Bridgeport Gas Processing Plant",55053,"654","NG","IC",0.8,0.8,0,0,0,null,"Industrial Non-CHP","N","OP",null,"Commercial/Industrial Unit",null,"ERCOT"]
["EXCLUDE","IL","IL-Eastern","Biodyne Congress",55056,"1","LFG","GT",5,4.2,0,0,0,null,"IPP Non-CHP","N","RE",2006,"Retired prior to 2012",null,"Eastern"]
["EXCLUDE","IL","IL-Eastern","Biodyne Peoria",55057,"003","LFG","IC",0.8,0.8,0,0,0,null,"IPP Non-CHP","N","OP",null,"Non-Fossil Fuel Type (Less than 10% Fossil Fuel)",null,"Eastern"]
["EXCLUDE","IL","IL-Eastern","Biodyne Lyons",55060,"005","LFG","IC",0.9,0.9,0,0,0,null,"IPP Non-CHP","N","OS",null,"Non-Fossil Fuel Type (Less than 10% Fossil Fuel)",null,"Eastern"]
["NGCC","MS","MS-Eastern","Batesville Generation Facility",55063,"CTG1","NG","CC",184.5,176,2300,686145.15,304531.21999999997,null,"Electric Utility","N","OP",null,null,null,"Eastern"]
["NGCC","MS","MS-Eastern","Batesville Generation Facility",55063,"STG2","NG","CC",112.5,110,2300,418381.19,185689.77,null,"Electric Utility","N","OP",null,null,null,"Eastern"]
["NGCC","ME","ME-Eastern","Maine Independence Station",55068,"GEN3","NG","CC",194.6,177.6,1937,439812.98,188402.08,null,"IPP Non-CHP","N","OP",null,null,null,"Eastern"]
["NGCC","MA","MA-Eastern","Millennium Power",55079,"ST01","NG","CC",130,120.1,2842,723270.89,308130.06,null,"IPP Non-CHP","N","OP",null,null,null,"Eastern"]
["EXCLUDE","MS","MS-Eastern","New Albany Energy Facility",55080,"5","NG","GT",71.2,60,0,0,0,null,"IPP Non-CHP","N","OS",null,"Simple cycle unit",null,"Eastern"]
["EXCLUDE","MI","MI-Eastern","Zeeland Generating Station",55087,"1B","NG","GT",188.7,158,2204.8000000000002,191353.5,149257.44,null,"Electric Utility","N","OP",null,"Simple cycle unit",null,"Eastern"]
["NGCC","TX","TX-ERCOT","Midlothian Energy Facility",55091,"STK3","NG","CC",289,212,2140,821694.67,373407.02,null,"IPP Non-CHP","N","OP",null,null,null,"ERCOT"]
["EXCLUDE","MA","MA-Eastern","MM Taunton Energy",55093,"UNT2","LFG","IC",0.9,0.9,0,0,0,null,"IPP Non-CHP","N","OP",null,"Non-Fossil Fuel Type (Less than 10% Fossil Fuel)",null,"Eastern"]
["NGCC","TX","TX-ERCOT","Lamar Power Project",55097,"CTG3","NG","CC",176,150.19999999999999,1900,780218.97,343790.36,null,"IPP Non-CHP","N","OP",null,null,null,"ERCOT"]
["NGCC","TX","TX-ERCOT","Frontera Energy Center",55098,"GEN2","NG","CC",172,150,1860,995204.03,439477.61,null,"IPP Non-CHP","N","OP",null,null,null,"ERCOT"]
["NGCC","ME","ME-Eastern","Rumford Power Associates",55100,"UNT1","NG","CC",179.4,164,1975,237758.92,108628.45,null,"IPP Non-CHP","N","OP",null,null,null,"Eastern"]
["NGCC","RI","RI-Eastern","Entergy Rhode Island State Energy LP",55107,"STG1","NG","CC",204,208,2294.6,826851.7,342816.84,null,"IPP Non-CHP","N","OP",null,null,null,"Eastern"]
["EXCLUDE","OH","OH-Eastern","Madison",55110,"CT1","NG","GT",85.4,72,1169,25353.75,20357.38,null,"Electric Utility","N","OP",null,"Simple cycle unit",null,"Eastern"]
["EXCLUDE","IN","IN-Eastern","Vermillion Energy Facility",55111,"CT4","NG","GT",85.4,71,1272,11622,9369.82,null,"Electric Utility","N","OP",null,"Simple cycle unit",null,"Eastern"]
["EXCLUDE","NC","NC-Eastern","Rockingham County CT Station",55116,"CT5","NG","GT",195.5,165,1920,143086.20000000001,86785.83,null,"Electric Utility","N","SB",null,"Simple cycle unit",null,"Eastern"]
["NGCC","TX","TX-ERCOT","Magic Valley Generating Station",55123,"STG","NG","CC",267,240,2508,1381306,608742.84,null,"IPP Non-CHP","N","OP",null,null,null,"ERCOT"]
["NGCC","CT","CT-Eastern","Milford Power Project",55126,"CA02","NG","CC",289,253.1,2082,1825769,764756.91,null,"IPP Non-CHP","N","OP",null,null,null,"Eastern"]
["NGCC","IL","IL-Eastern","Kendall County Generation Facility",55131,"STG3","NG","CC",134,125,2500,531369.64,230446.96,null,"IPP Non-CHP","N","OP",null,null,null,"Eastern"]
["EXCLUDE","MN","MN-Eastern","Thomson Reuters Campus Bldg A-D",55133,"3091","DFO","IC",2,1.6,0,0,0,null,"Industrial Non-CHP","N","SB",null,"Commercial/Industrial Unit",null,"Eastern"]
["NGCC","TX","TX-ERCOT","Rio Nogales Power Project",55137,"CTG2","NG","CC",175,148,2105,536910.4,236735.08,null,"Electric Utility","N","OP",null,null,null,"ERCOT"]
["NGCC","TX","TX-ERCOT","Hays Energy Project",55144,"U2","NG","CC",241.7,215,2140,461169.95,205551.41,null,"IPP Non-CHP","N","OP",null,null,null,"ERCOT"]
["NGCC","TX","TX-ERCOT","Hays Energy Project",55144,"U3","NG","CC",252.8,224,2140,482349.05,214991.3,null,"IPP Non-CHP","N","OP",null,null,null,"ERCOT"]
["NGCC","CA","CA-Western","La Paloma Generating LLC",55151,"GEN1","NG","CC",300,243.7,2000,1367950,581652.89,null,"IPP Non-CHP","N","OP",null,null,null,"Western"]
["NGCC","TX","TX-ERCOT","Guadalupe Generating Station",55153,"STG2","NG","CC",201.9,198,1890,424888.55,185807.81,null,"IPP Non-CHP","N","OP",null,null,null,"ERCOT"]
["EXCLUDE","NY","NY-Eastern","MM Albany Energy",55155,"UNT2","LFG","IC",0.9,0.9,0,0,0,null,"IPP Non-CHP","N","OP",null,"Non-Fossil Fuel Type (Less than 10% Fossil Fuel)",null,"Eastern"]
["EXCLUDE","KY","KY-Eastern","Bluegrass Generation LLC",55164,"CT3","NG","GT",208,167,2076,18940,10879.45,null,"IPP Non-CHP","N","OP",null,"Simple cycle unit",null,"Eastern"]
["NGCC","NH","NH-Eastern","Granite Ridge",55170,"CT11","NG","CC",300,222,2849,1608280.33,701209.63,null,"IPP Non-CHP","N","OP",null,null,null,"Eastern"]
["NGCC","TX","TX-ERCOT","Bosque County Peaking",55172,"GT-3","NG","CC",154,154,1910,414895.85,56554.99,null,"IPP Non-CHP","N","OP",null,null,null,"ERCOT"]
["NGCC","TX","TX-Eastern","Eastman Cogeneration Facility",55176,"GEN3","NG","CC",127.7,109.8,2335,558330.30000000005,328255.77,null,"IPP CHP","Y","OP",null,null,null,"Eastern"]
["EXCLUDE","CA","CA-Western","Aera South Belridge Cogen Facility",55185,"GENC","NG","GT",3,2.7,0,0,0,null,"Industrial CHP","Y","RE",2010,"Commercial/Industrial Unit",null,"Western"]
["NGCC","TX","TX-ERCOT","Channelview Cogeneration Plant",55187,"ST1","NG","CC",149.9,139,2707,874772.85,521848.93,null,"IPP CHP","Y","OP",null,null,null,"ERCOT"]
["EXCLUDE","PA","PA-Eastern","FirstEnergy Allegheny Energy Units 1 & 2",55196,"UNT2","NG","GT",43.8,44,485,16211.5,9758.74,null,"IPP Non-CHP","N","OP",null,"Simple cycle unit",null,"Eastern"]
["EXCLUDE","IL","IL-Eastern","Elwood Energy LLC",55199,"GT4","NG","GT",192,150,2060,90533.56,31031.02,null,"IPP Non-CHP","N","OP",null,"Simple cycle unit",null,"Eastern"]
["EXCLUDE","IL","IL-Eastern","Elwood Energy LLC",55199,"GT9","NG","GT",192,150,1992,90533.56,28892.22,null,"IPP Non-CHP","N","OP",null,"Simple cycle unit",null,"Eastern"]
["EXCLUDE","IL","IL-Eastern","Pinckneyville",55202,"6","NG","GT",50,35,553,1431.73,1592.31,null,"Electric Utility","N","OP",null,"Simple cycle unit",null,"Eastern"]
["EXCLUDE","IL","IL-Eastern","Kinmundy",55204,"2","NG","GT",135,104,1459,7897,6034.5,null,"Electric Utility","N","OP",null,"Simple cycle unit",null,"Eastern"]
["NGCC","MA","MA-Eastern","ANP Bellingham Energy Project",55211,"U2","NG","CC",289,246.2,2184,864223.5,398608.77,null,"IPP Non-CHP","N","OP",null,null,null,"Eastern"]
["NGCC","CA","CA-Western","Los Medanos Energy Center",55217,"STG3","NG","CC",280.5,237,2225.1,1486412.63,662333.99,null,"IPP CHP","Y","OP",null,null,null,"Western"]
["NGCC","MS","MS-Eastern","Attala",55220,"A02","NG","CC",176.6,153.30000000000001,1757,618694.86,230398.42,null,"Electric Utility","N","OP",null,null,null,"Eastern"]
["EXCLUDE","IL","IL-Eastern","Lincoln Generating Facility",55222,"CTG1","NG","GT",86.5,77.5,1001,7132.13,5152.9799999999996,null,"IPP Non-CHP","N","OP",null,"Simple cycle unit",null,"Eastern"]
["NGCC","OK","OK-Eastern","Oneta Energy Center",55225,"CTG2","NG","CC",176,149.30000000000001,4585,481598.05,218178.6,null,"IPP Non-CHP","N","OP",null,null,null,"Eastern"]
["NGCC","TX","TX-ERCOT","Freestone Energy Center",55226,"GT1","NG","CC",166.7,153,2050,855539,365217.61,null,"IPP Non-CHP","N","OP",null,null,null,"ERCOT"]
["EXCLUDE","KY","KY-Eastern","Hardinsburg Electric Generating Station",55227,"GT7","NG","GT",59,45,0,0,0,null,"IPP Non-CHP","N","IP",null,"Status of Operation (IP, L, P, T)",null,"Eastern"]
["NGCC","TX","TX-ERCOT","Jack County",55230,"CT2","NG","CC",170,165,2981,733357.02,306638.31,null,"Electric Utility","N","OP",null,null,null,"ERCOT"]
["EXCLUDE","KY","KY-Eastern","Marshall Energy Facility",55232,"CT4","NG","GT",86,72.7,1192,16648,11454.53,null,"Electric Utility","N","SB",null,"Simple cycle unit",null,"Eastern"]
["EXCLUDE","PA","PA-Eastern","Handsome Lake Energy LLC",55233,"GT01","NG","GT",58.9,53.5,520,23446,15601.9,null,"IPP Non-CHP","N","OP",null,"Simple cycle unit",null,"Eastern"]
["EXCLUDE","IL","IL-Eastern","Lee Energy Facility",55236,"CT3","NG","GT",101.8,71,1200,14013.75,6417.84,null,"IPP Non-CHP","N","OP",null,"Simple cycle unit",null,"Eastern"]
["EXCLUDE","IL","IL-Eastern","Lee Energy Facility",55236,"CT4","NG","GT",101.8,71,1200,14013.75,8816.1200000000008,null,"IPP Non-CHP","N","OP",null,"Simple cycle unit",null,"Eastern"]
["NGCC","NJ","NJ-Eastern","Red Oak Power LLC",55239,"0001","NG","CC",212,165.3,2180,1115597.33,476528.82,null,"IPP Non-CHP","N","OP",null,null,null,"Eastern"]
["NGCC","AL","AL-Eastern","Hog Bayou Energy Center",55241,"ST01","NG","CC",80,75,2493,318206,141251.51,null,"IPP Non-CHP","N","OP",null,null,null,"Eastern"]
["EXCLUDE","NY","NY-Eastern","Astoria Gas Turbines",55243,"3-1","NG","GT",41.9,33.700000000000003,60.17,6097.17,6338.19,null,"IPP Non-CHP","N","OP",null,"Simple cycle unit",null,"Eastern"]
["EXCLUDE","GA","GA-Eastern","Doyle Generating Facility",55244,"CTG4","NG","GT",100.7,73.8,975,16782.18,15536.21,null,"IPP Non-CHP","N","SB",null,"Simple cycle unit",null,"Eastern"]
["EXCLUDE","OH","OH-Eastern","Tait Electric Generating Station",55248,"GT4","NG","GT",94,85,1160,24713.25,21302.5,null,"IPP Non-CHP","N","OP",null,"Simple cycle unit",null,"Eastern"]
["EXCLUDE","IL","IL-Eastern","University Park South",55250,"UPG2","NG","GT",57,50,600,19076.169999999998,13563.38,null,"IPP Non-CHP","N","OP",null,"Simple cycle unit",null,"Eastern"]
["EXCLUDE","IL","IL-Eastern","Crete Energy Venture LLC",55253,"GT1","NG","GT",89,75,1100,7426.5,5353.42,null,"IPP Non-CHP","N","OP",null,"Simple cycle unit",null,"Eastern"]
["EXCLUDE","OH","OH-Eastern","Napoleon Peaking Station",55264,"CT1","NG","GT",33,26,338,1299.33,743.95,null,"Electric Utility","N","OP",null,"Simple cycle unit",null,"Eastern"]
["EXCLUDE","GA","GA-Eastern","Edward L. Addison Generating Plant",55267,"714","NG","GT",175.3,149.5,1882.75,97460.75,61127.12,null,"IPP Non-CHP","N","OP",null,"Simple cycle unit",null,"Eastern"]
["NGCC","MI","MI-Eastern","Jackson Michigan Facility",55270,"LM3","NG","CC",60,49,650,155079.48000000001,79558.12,null,"IPP Non-CHP","N","OP",null,null,null,"Eastern"]
["EXCLUDE","GA","GA-Eastern","State Farm Support Center East",55274,"4B","DFO","IC",1.8,1.8,0,0,0,null,"Commercial Non-CHP","N","SB",null,"Commercial/Industrial Unit",null,"Eastern"]
["EXCLUDE","WV","WV-Eastern","Ceredo Generating Station",55276,"05","NG","GT",86.5,75,1114,5447.83,3061.2,null,"Electric Utility","N","OP",null,"Simple cycle unit",null,"Eastern"]
["EXCLUDE","IL","IL-Eastern","Aurora",55279,"CTG7","NG","GT",71,42,510,4164.5,1715.55,null,"IPP Non-CHP","N","OP",null,"Simple cycle unit",null,"Eastern"]
["EXCLUDE","IL","IL-Eastern","Southeast Chicago Energy Project",55281,"GT07","NG","GT",50.9,37,467,3442.88,2863.4,null,"IPP Non-CHP","N","OP",null,"Simple cycle unit",null,"Eastern"]
["EXCLUDE","WV","WV-Eastern","Big Sandy Peaker Plant",55284,"BSG4","NG","GT",57,50,600,6550.17,4479.6000000000004,null,"IPP Non-CHP","N","OP",null,"Simple cycle unit",null,"Eastern"]
["EXCLUDE","FL","FL-Eastern","Oleander Power Project LP",55286,"OG4","NG","GT",198.9,155.69999999999999,1919,41964.82,24214.41,null,"IPP Non-CHP","N","OP",null,"Simple cycle unit",null,"Eastern"]
["EXCLUDE","ME","ME-Eastern","Medway Hydro",55288,"MW03","WAT","HY",0.6,0.7,0,5220.5600000000004,0,null,"IPP Non-CHP","N","OP",null,"Non Combustion (NUC, WAT, WND, GEO, or SUN)",null,"Eastern"]
["NGCC","ME","ME-Eastern","Westbrook Energy Center Power Plant",55294,"GTG1","NG","CC",184.2,160.5,3850.2,799021.97,332832.89,null,"IPP Non-CHP","N","OP",null,null,null,"Eastern"]
["NGCC","MI","MI-Eastern","New Covert Generating Facility",55297,"3A","NG","CC",147,136,2926,514356.75,211034.84,null,"IPP Non-CHP","N","OP",null,null,null,"Eastern"]
["NGCC","TX","TX-ERCOT","Channel Energy Center LLC",55299,"CTG2","NG","CC",215,185,2600,762505.78,357079.64,null,"IPP CHP","Y","OP",null,null,null,"ERCOT"]
["NGCC","AZ","AZ-Western","Gila River Power Station",55306,"CTG4","NG","CC",174,146,2206,276133.08,162560.57999999999,null,"IPP Non-CHP","N","OP",null,null,null,"Western"]
["EXCLUDE","TX","TX-ERCOT","BASF Freeport Works",55311,"GEN1","NG","GT",81,75,0,564697,454024.37,null,"Industrial CHP","Y","OP",null,"Commercial/Industrial Unit",null,"ERCOT"]
["NGCC","MA","MA-Eastern","Fore River Generating Station",55317,"ST15","NG","CC",315,239.4,3001,1461966.57,625718.13,null,"IPP Non-CHP","N","OP",null,null,null,"Eastern"]
["EXCLUDE","GA","GA-Eastern","Athens Regional Medical Center",55319,"CT3","DFO","IC",0.7,0.7,0,0,0,null,"Commercial Non-CHP","N","SB",null,"Commercial/Industrial Unit",null,"Eastern"]
["NGCC","TX","TX-ERCOT","Baytown Energy Center",55327,"CTG1","NG","CC",210,165,2500,1061577.78,471636.79,null,"IPP CHP","Y","OP",null,null,null,"ERCOT"]
["NGCC","TX","TX-ERCOT","Baytown Energy Center",55327,"CTG2","NG","CC",214.8,165,2500,1085842.42,482417.06,null,"IPP CHP","Y","OP",null,null,null,"ERCOT"]
["NGCC","IL","IL-Eastern","Holland Energy Facility",55334,"CTG2","NG","CC",178.5,156,2600,259731.36,118761.28,null,"Electric Utility","N","OP",null,null,null,"Eastern"]
["EXCLUDE","CA","CA-Western","Phoenix Wind Power LLC",55339,"GEN1","WND","WT",2.1,1.5,0,0,0,null,"IPP Non-CHP","N","RE",2009,"Retired prior to 2012",null,"Western"]
["EXCLUDE","PA","PA-Eastern","Armstrong",55347,"1","NG","GT",172,146,1926,46803.75,27559.200000000001,null,"IPP Non-CHP","N","OP",null,"Simple cycle unit",null,"Eastern"]
["EXCLUDE","MN","MN-Eastern","Shaokatan Hills LLC",55354,"6150","WND","WT",11.8,11.8,0,31686,0,null,"IPP Non-CHP","N","OP",null,"Non Combustion (NUC, WAT, WND, GEO, or SUN)",null,"Eastern"]
["NGCC","TX","TX-Eastern","Cottonwood Energy Project",55358,"ST2","NG","CC",159.5,131.30000000000001,2880,778060.49,345235.24,null,"IPP Non-CHP","N","OP",null,null,null,"Eastern"]
["EXCLUDE","IN","IN-Eastern","Sugar Creek Power",55364,"CT22","NG","CC",154.30000000000001,154.30000000000001,0,0,0,null,"Electric Utility","N","IP",null,"Status of Operation (IP, L, P, T)",null,"Eastern"]
["NGCC","AZ","AZ-Western","Harquahala Generating Project",55372,"CTG2","NG","CC",281.7,206.4,2531,307025.15000000002,131599.78,null,"IPP Non-CHP","N","OP",null,null,null,"Western"]
["NGCC","NY","NY-Eastern","Astoria Energy",55375,"ST1","NG","CC",180,180,4382,1202347.04,982267.94,null,"IPP Non-CHP","N","OP",null,null,null,"Eastern"]
["NGCC","AR","AR-Eastern","Union Power Partners LP",55380,"CTG3","NG","CC",176,145,2319,718446.21,311843.64,null,"IPP Non-CHP","N","OP",null,null,null,"Eastern"]
["EXCLUDE","VA","VA-Eastern","Commonwealth Chesapeake",55381,"UNT6","DFO","GT",57.5,44.9,454,1647.83,1601.58,null,"IPP Non-CHP","N","SB",null,"Simple cycle unit",null,"Eastern"]
["EXCLUDE","OH","OH-Eastern","Harrod Electric Generating Station",55384,"GT4","NG","GT",94,76,0,0,0,null,"IPP Non-CHP","N","IP",null,"Status of Operation (IP, L, P, T)",null,"Eastern"]
["EXCLUDE","IN","IN-Eastern","Fairmount Electric Generating",55385,"GT3","NG","GT",58.9,58.9,0,0,0,null,"IPP Non-CHP","N","IP",null,"Status of Operation (IP, L, P, T)",null,"Eastern"]
["EXCLUDE","TX","TX-ERCOT","State Farm Insur Support Center Central",55390,"3A","DFO","IC",1.8,1.8,0,0,0,null,"Commercial Non-CHP","N","SB",null,"Commercial/Industrial Unit",null,"ERCOT"]
["EXCLUDE","WI","WI-Eastern","RockGen Energy Center",55391,"02","NG","GT",187,157,2160,86478.67,53490.61,null,"IPP Non-CHP","N","OP",null,"Simple cycle unit",null,"Eastern"]
["NGCC","OH","OH-Eastern","Washington Energy Facility",55397,"CT1","NG","CC",198.9,169,2625,1197564.96,517379.04,null,"IPP Non-CHP","N","OP",null,null,null,"Eastern"]
["EXCLUDE","OH","OH-Eastern","Rolling Hills Generating",55401,"CT5","NG","GT",195.5,165,2065,27860.2,20068.46,null,"IPP Non-CHP","N","OP",null,"Simple cycle unit",null,"Eastern"]
["NGCC","LA","LA-Eastern","Carville Energy LLC",55404,"CTG1","NG","CC",187,170,2493,951282.12,464400.45,null,"IPP CHP","Y","OP",null,null,null,"Eastern"]
["NGCC","GA","GA-Eastern","Effingham County Power Project",55406,"UNT2","NG","CC",199.4,164,1944,801904.85,344946.78,null,"IPP Non-CHP","N","OP",null,null,null,"Eastern"]
["EXCLUDE","FL","FL-Eastern","Shady Hills Generating Station",55414,"G101","NG","GT",182,156,1959.53,257099,163191.16,null,"IPP Non-CHP","N","OP",null,"Simple cycle unit",null,"Eastern"]
["EXCLUDE","IL","IL-Eastern","Raccoon Creek Energy Center",55417,"CT02","NG","GT",114,75,1060,4303.25,3493.14,null,"Electric Utility","N","OP",null,"Simple cycle unit",null,"Eastern"]
["EXCLUDE","LA","LA-Eastern","Plaquemine Cogeneration Plant",55419,"G700","NG","CC",198,151,2603,1041032.24,668764.75,null,"Industrial CHP","Y","OP",null,"Commercial/Industrial Unit",null,"Eastern"]
["NGCC","VA","VA-Eastern","Tenaska Virginia Generating Station",55439,"CTG2","NG","CC",183.3,177,2487,1036365.34,440335.96,null,"IPP Non-CHP","N","OP",null,null,null,"Eastern"]
["NGCC","AL","AL-Eastern","Tenaska Central Alabama Generating Stn",55440,"CTG3","NG","CC",179,174.1,2860,1162876.3700000001,533837.24,null,"IPP Non-CHP","N","OP",null,null,null,"Eastern"]
["NGCC","MS","MS-Eastern","Magnolia Power Plant",55451,"STG3","NG","CC",156,150,2750,711862.28,320321.98,null,"Electric Utility","N","OP",null,null,null,"Eastern"]
["NGCC","OK","OK-Eastern","McClain Energy Facility",55457,"ST1","NG","CC",168.3,165.4,1818,1355242.84,555983.98,null,"Electric Utility","N","OP",null,null,null,"Eastern"]
["NGCC","OK","OK-Eastern","Redbud Power Plant",55463,"CT01","NG","CC",198.9,null,2750,927837.14,410345.47,null,"Electric Utility","N","OP",null,null,null,"Eastern"]
["EXCLUDE","TX","TX-Eastern","Amelia Energy Center",55465,"CTG2","NG","CC",180,180,0,0,0,null,"IPP Non-CHP","N","IP",null,"Status of Operation (IP, L, P, T)",null,"Eastern"]
["NGCC","LA","LA-Eastern","Ouachita",55467,"CTG3","NG","CC",179.3,158,2100,328890.23,133573.93,null,"Electric Utility","N","OP",null,null,null,"Eastern"]
["COALST","WY","WY-Western","Wygen 1",55479,"0001","SUB","ST",88,70,1300,684671,895125.96,null,"IPP Non-CHP","N","OP",null,null,null,"Western"]
["NGCC","WA","WA-Western","Goldendale Generating Station",55482,"G1","NG","CC",166,146.1,2042,531494.32999999996,212397.27,null,"Electric Utility","N","OP",null,null,null,"Western"]
["EXCLUDE","NV","NV-Western","Tri Center Naniwa Energy",55494,"CT4","NG","GT",64,50,0,0,0,null,"IPP Non-CHP","N","OP",null,"Simple cycle unit",null,"Western"]
["EXCLUDE","IL","IL-Eastern","Goose Creek Energy Center",55496,"CT03","NG","GT",114,72,1082,10584.83,7709.37,null,"Electric Utility","N","OP",null,"Simple cycle unit",null,"Eastern"]
["NGCC","IN","IN-Eastern","Lawrenceburg Energy Facility",55502,"2200","NG","CC",174,151,2250,937369.78,399115.78,null,"Electric Utility","N","OP",null,null,null,"Eastern"]
["EXCLUDE","AZ","AZ-Western","Gila Bend Power Generation Station",55507,"3","NG","CC",170,156,0,0,0,null,"IPP Non-CHP","N","P",null,"Status of Operation (IP, L, P, T)",null,"Western"]
["EXCLUDE","CA","CA-Western","CalPeak Power Enterprise Peaker Plant",55513,"CPP7","NG","GT",49,49,600,17462,11074.77,null,"IPP Non-CHP","N","SB",null,"Simple cycle unit",null,"Western"]
["NGCC","CA","CA-Western","High Desert Power Plant",55518,"STG1","NG","CC",333,274,1975,1969875.57,831944.93,null,"IPP Non-CHP","N","OP",null,null,null,"Western"]
["EXCLUDE","AZ","AZ-Western","Sundance",55522,"CT8","NG","GT",60.5,41,495,13467.5,8999.52,null,"Electric Utility","N","OP",null,"Simple cycle unit",null,"Western"]
["EXCLUDE","PA","PA-Eastern","York Energy Center",55524,"CTG5","NG","CC",120,120,0,0,0,null,"IPP Non-CHP","N","IP",null,"Status of Operation (IP, L, P, T)",null,"Eastern"]
["EXCLUDE","TX","TX-ERCOT","Atascosita",55526,"GEN2","LFG","IC",1.7,1.7,0,0,0,null,"IPP Non-CHP","N","OP",null,"Non-Fossil Fuel Type (Less than 10% Fossil Fuel)",null,"ERCOT"]
["EXCLUDE","NC","NC-Eastern","Water Filter Plant #2",55534,"1299","DFO","IC",1.8,1.7,0,0,0,null,"Electric Utility","N","U",null,"Status of Operation (IP, L, P, T)",null,"Eastern"]
["EXCLUDE","OR","OR-Western","Klamath Expansion Project",55544,"GT3","NG","GT",29.4,25,280,4153,2853.68,null,"IPP Non-CHP","N","OP",null,"Simple cycle unit",null,"Western"]
["EXCLUDE","TX","TX-ERCOT","Bluebonnet",55552,"UNT2","LFG","IC",1,1,0,0,0,null,"IPP Non-CHP","N","OS",null,"Non-Fossil Fuel Type (Less than 10% Fossil Fuel)",null,"ERCOT"]
["EXCLUDE","TX","TX-ERCOT","Coastal Plains",55554,"UNT3","LFG","IC",1.7,1.7,0,0,0,null,"IPP Non-CHP","N","OP",null,"Non-Fossil Fuel Type (Less than 10% Fossil Fuel)",null,"ERCOT"]
["EXCLUDE","MN","MN-Eastern","Jessica Mills LLC",55564,"JM30","WND","WT",1.9,1.9,0,4662,0,null,"IPP Non-CHP","N","OP",null,"Non Combustion (NUC, WAT, WND, GEO, or SUN)",null,"Eastern"]
["EXCLUDE","MN","MN-Eastern","Spartan Hills LLC",55569,"SH30","WND","WT",1.9,1.9,0,5836,0,null,"IPP Non-CHP","N","OP",null,"Non Combustion (NUC, WAT, WND, GEO, or SUN)",null,"Eastern"]
["EXCLUDE","MA","MA-Eastern","East Bridgewater",55584,"3","LFG","IC",1,0.9,0,0,0,null,"IPP Non-CHP","N","RE",2010,"Retired prior to 2012",null,"Eastern"]
["EXCLUDE","VA","VA-Eastern","GRS Richmond",55587,"2","LFG","IC",1,0.9,0,0,0,null,"IPP Non-CHP","N","OS",null,"Non-Fossil Fuel Type (Less than 10% Fossil Fuel)",null,"Eastern"]
["EXCLUDE","IL","IL-Eastern","Mallard Lake Electric",55592,"3","LFG","CC",5,3.8,0,0,0,null,"IPP Non-CHP","N","RE",2009,"Retired prior to 2012",null,"Eastern"]
["EXCLUDE","IL","IL-Eastern","South Barrington Electric",55594,"2","LFG","IC",0.8,0.8,0,0,0,null,"IPP Non-CHP","N","RE",2012,"Non-Fossil Fuel Type (Less than 10% Fossil Fuel)",null,"Eastern"]
["EXCLUDE","MI","MI-Eastern","GRS C&C",55597,"1","LFG","IC",1,0.9,0,0,0,null,"IPP Non-CHP","N","OS",null,"Non-Fossil Fuel Type (Less than 10% Fossil Fuel)",null,"Eastern"]
["EXCLUDE","CA","CA-Western","Tajiguas Plant",55603,"UNT1","LFG","IC",3,2.7,0,0,0,null,"IPP Non-CHP","N","OP",null,"Non-Fossil Fuel Type (Less than 10% Fossil Fuel)",null,"Western"]
["EXCLUDE","OH","OH-Eastern","MM Cuyahoga Energy",55605,"UNT1","LFG","IC",1.9,1.8,0,0,0,null,"IPP Non-CHP","N","OS",null,"Non-Fossil Fuel Type (Less than 10% Fossil Fuel)",null,"Eastern"]
["NGCC","LA","LA-Eastern","Perryville Power Station",55620,"ST-1","NG","CC",240.1,215,2200,724443.84,331825.09000000003,null,"Electric Utility","N","OP",null,null,null,"Eastern"]
["EXCLUDE","UT","UT-Western","West Valley Generation Project",55622,"U5","NG","GT",43.4,37.799999999999997,425,53688,47062.04,null,"IPP Non-CHP","N","OP",null,"Simple cycle unit",null,"Western"]
["EXCLUDE","IL","IL-Eastern","University Park North",55640,"3","NG","GT",45,42,505,13622.83,10392.18,null,"IPP Non-CHP","N","OP",null,"Simple cycle unit",null,"Eastern"]
["EXCLUDE","CO","CO-Western","Pueblo",460,"5","NG","ST",7.5,9,0,null,0,null,"Electric Utility","N","SB",2014,"Steam unit (PRMVR=ST) less than or equal to 25MW (i.e. 250 MMBtu/hr)",null,"Western"]
["EXCLUDE","CO","CO-Western","Pueblo",460,"IC4","DFO","IC",2,2,0,0,0,null,"Electric Utility","N","OP",null,"Internal Combustion",null,"Western"]
["EXCLUDE","CO","CO-Western","Pueblo Airport Generating Station",56998,"GT2","NG","GT",100,90,842,41723,26002.2,null,"IPP Non-CHP","N","OP",null,"Simple cycle unit","Yes","Western"]
["NGCC","CA","CA-Western","Pastoria Energy Facility, LLC",55656,"ST03","NG","CC",185,169,1308.77,1041218.47,435104.02,null,"IPP Non-CHP","N","OP",null,null,null,"Western"]
["NGCC","PA","PA-Eastern","Lower Mount Bethel Energy",55667,"G1","NG","CC",211.5,169.4,2300,1087926.98,465021.38,null,"IPP Non-CHP","N","OP",null,null,null,"Eastern"]
["EXCLUDE","GA","GA-Eastern","Sandersville Energy Facility",55672,"CT3","NG","GT",86.5,72,1150,4131.25,2951.12,null,"IPP Non-CHP","N","OP",null,"Simple cycle unit",null,"Eastern"]
["NGCC","PA","PA-Eastern","Bethlehem Power Plant",55690,"CTG2","NG","CC",140,126,1690,625871.06999999995,300894.74,null,"IPP Non-CHP","N","OP",null,null,null,"Eastern"]
["EXCLUDE","CA","CA-Western","Hanford Energy Park Peaker",55698,"HEP2","NG","GT",46.1,45.9,540,38342,23931.38,null,"IPP Non-CHP","N","OP",null,"Simple cycle unit",null,"Western"]
["UC NGCC - commenced in 2012","OH","OH-Eastern","Fremont Energy Center",55701,"CT01","NG","CC",190.4,168.4,2830,664892.79,381969.72,null,"Electric Utility","N","OP",null,null,"Yes","Eastern"]
["NGCC","PA","PA-Eastern","Allegheny Energy Units 3 4 & 5",55710,"UNT5","NG","CC",188,175,2094,1051065.06,438677.08,null,"IPP Non-CHP","N","OP",null,null,null,"Eastern"]
["EXCLUDE","AZ","AZ-Western","FirstEnergy",55711,"CTG1","NG","CC",180,180,0,0,0,null,"IPP Non-CHP","N","IP",null,"Status of Operation (IP, L, P, T)",null,"Western"]
["EXCLUDE","ID","ID-Western","Bennett Mountain",55733,"1","NG","GT",172.8,164,1910,53006,34400.120000000003,null,"Electric Utility","N","OP",null,"Simple cycle unit",null,"Western"]
["EXCLUDE","VA","VA-Eastern","Buchanan Generation LLC",55738,"2","NG","GT",44,40,449,11104,6189.06,null,"IPP Non-CHP","N","OP",null,"Simple cycle unit",null,"Eastern"]
["EXCLUDE","WI","WI-Eastern","Montfort Wind Energy Center",55742,"ER15","WND","WT",30,30,0,56406,0,null,"Electric Utility","N","OP",null,"Non Combustion (NUC, WAT, WND, GEO, or SUN)",null,"Eastern"]
["EXCLUDE","CA","CA-Western","Sonoma Central Landfill Phase II",55753,"P-24","LFG","IC",0.8,0.7,0,0,0,null,"Commercial Non-CHP","N","OP",null,"Commercial/Industrial Unit",null,"Western"]
["EXCLUDE","IL","IL-Eastern","Devonshire Power Partners LLC",55761,"DO2","LFG","IC",1.1000000000000001,1,0,0,0,null,"IPP Non-CHP","N","RE",2008,"Retired prior to 2012",null,"Eastern"]
["EXCLUDE","IL","IL-Eastern","Devonshire Power Partners LLC",55761,"DO5","LFG","IC",1.1000000000000001,1,0,0,0,null,"IPP Non-CHP","N","RE",2009,"Retired prior to 2012",null,"Eastern"]
["EXCLUDE","IL","IL-Eastern","Upper Rock Energy Partners LLC",55764,"UR3","LFG","IC",1.1000000000000001,0.9,0,0,0,null,"IPP Non-CHP","N","OP",null,"Non-Fossil Fuel Type (Less than 10% Fossil Fuel)",null,"Eastern"]
["EXCLUDE","WI","WI-Eastern","Dane County Landfill #2 Rodefeld",55770,"GEN3","LFG","IC",0.8,0.8,0,0,0,null,"IPP Non-CHP","N","OP",null,"Non-Fossil Fuel Type (Less than 10% Fossil Fuel)",null,"Eastern"]
["EXCLUDE","IL","IL-Eastern","Countyside Genco LLC",55773,"CS1","LFG","IC",1.4,1.3,0,0,0,null,"IPP Non-CHP","N","RE",2012,"Non-Fossil Fuel Type (Less than 10% Fossil Fuel)",null,"Eastern"]
["EXCLUDE","IL","IL-Eastern","Morris Genco LLC",55774,"MO2","LFG","IC",1.4,1.3,0,0,0,null,"IPP Non-CHP","N","RE",2011,"Retired prior to 2012",null,"Eastern"]
["EXCLUDE","AZ","AZ-Western","Bowie Power Station LLC",55780,"CT2","NG","CC",172,172,0,0,0,null,"IPP CHP","Y","L",null,"Status of Operation (IP, L, P, T)",null,"Western"]
["EXCLUDE","MN","MN-Eastern","Wilmont Hills LLC",55782,"WH01","WND","WT",1.5,1.5,0,4950,0,null,"IPP Non-CHP","N","OP",null,"Non Combustion (NUC, WAT, WND, GEO, or SUN)",null,"Eastern"]
["EXCLUDE","MI","MI-Eastern","Otsego Mill Power Plant",55799,"SOTH","NG","GT",10.6,8.8000000000000007,0,28760.5,20648.330000000002,null,"Industrial CHP","Y","OP",null,"Commercial/Industrial Unit",null,"Eastern"]
["NGCC","PA","PA-Eastern","FPL Energy Marcus Hook LP",55801,"CT1A","NG","CC",188.2,162,2923.3,1036230.95,499126.07,null,"IPP CHP","Y","OP",null,null,null,"Eastern"]
["EXCLUDE","PA","PA-Eastern","Mill Run Windpower",55805,"G1","WND","WT",15,15,0,33502,0,null,"IPP Non-CHP","N","OP",null,"Non Combustion (NUC, WAT, WND, GEO, or SUN)",null,"Eastern"]
["EXCLUDE","CA","CA-Western","RCWMD Badlands Landfill Gas Project",55820,"GEN2","LFG","IC",1.2,1,0,0,0,null,"Commercial Non-CHP","N","IP",null,"Commercial/Industrial Unit",null,"Western"]
["NGCC","FL","FL-Eastern","Curtis H Stanton Energy Center",55821,"C","NG","CC",281.89999999999998,null,2402,899345.78,391881.65,null,"IPP Non-CHP","N","OP",null,null,null,"Eastern"]
["EXCLUDE","CO","CO-Western","Ray D Nixon",8219,"GT1","NG","GT",35.799999999999997,29.3,400,632,587.51,null,"Electric Utility","N","OP",null,"Simple cycle unit",null,"Western"]
["EXCLUDE","CA","CA-Western","Valero Refinery Cogeneration Unit 1",55851,"GT1","NG","GT",51,45.4,0,362006,216664.97,null,"Industrial CHP","Y","OP",null,"Commercial/Industrial Unit",null,"Western"]
["EXCLUDE","LA","LA-Eastern","Oak Point Cogen",55857,"5161","NG","GT",4.7,4,0,17323,22786.29,null,"Industrial CHP","Y","OP",null,"Commercial/Industrial Unit",null,"Eastern"]
["EXCLUDE","WI","WI-Eastern","Stevens Point Mill",55861,"SP","NG","ST",7.6,7,0,9983,61698.28,null,"Industrial CHP","Y","OP",null,"Commercial/Industrial Unit",null,"Eastern"]
["EXCLUDE","AR","AR-Eastern","Genova Arkansas I LLC",55869,"CTG2","NG","CC",185.7,160,0,0,0,null,"Electric Utility","N","IP",null,"Status of Operation (IP, L, P, T)",null,"Eastern"]
["EXCLUDE","MD","MD-Eastern","Montgomery County Oaks LFGE Plant",55885,"N02","LFG","GT",2.8,2.2999999999999998,0,0,0,null,"IPP Non-CHP","N","IP",null,"Status of Operation (IP, L, P, T)",null,"Eastern"]
["EXCLUDE","WI","WI-Eastern","Ridgeview",55925,"GEN2","LFG","IC",0.8,0.8,0,0,0,null,"IPP Non-CHP","N","OP",null,"Non-Fossil Fuel Type (Less than 10% Fossil Fuel)",null,"Eastern"]
["EXCLUDE","TN","TN-Eastern","McMinnville",55928,"12","OBL","IC",2,1.8,0,0,0,null,"Electric Utility","N","OP",null,"Non-Fossil Fuel Type (Less than 10% Fossil Fuel)",null,"Eastern"]
["EXCLUDE","TN","TN-Eastern","McMinnville",55928,"2","DFO","IC",2,1.8,0,0,0,null,"Electric Utility","N","OP",null,"Internal Combustion",null,"Eastern"]
["EXCLUDE","CA","CA-Western","Century Generating Facility",55934,"C4","NG","GT",11.2,9.5,0,595,681.05,null,"IPP Non-CHP","N","OP",null,"Simple cycle unit",null,"Western"]
["EXCLUDE","CA","CA-Western","TESLA Power Project",55937,"STG2","NG","CC",285,246,0,0,0,null,"Electric Utility","N","IP",null,"Status of Operation (IP, L, P, T)",null,"Western"]
["UC-NGCC","VA","VA-Eastern","Warren County VA",55939,"CT02","NG","CC",256,256,0,0,0,null,"Electric Utility","N","T",null,null,"Yes","Eastern"]
["EXCLUDE","VA","VA-Eastern","Downtown",55954,"1","DFO","IC",1.6,1.6,0,0,0,null,"Electric Utility","N","OP",null,"Internal Combustion",null,"Eastern"]
["NGCC","GA","GA-Eastern","Wansley Combined Cycle",55965,"CT7B","NG","CC",203.1,null,2150,1129563.19,462101.04,null,"IPP Non-CHP","N","OP",null,null,null,"Eastern"]
["EXCLUDE","ME","ME-Eastern","Great Works Hydro",55967,"WW1","WAT","HY",1,1,0,0,0,null,"IPP Non-CHP","N","OP",null,"Non Combustion (NUC, WAT, WND, GEO, or SUN)",null,"Eastern"]
["NGCC","CA","CA-Western","Cosumnes",55970,"3","NG","CC",170,153,1865,1162007.74,482538.29,null,"Electric Utility","N","OP",null,null,null,"Western"]
["EXCLUDE","CA","CA-Western","Salton Sea Power LLC - Unit 5",55983,"TG51","GEO","ST",49.9,49,0,302681,0,null,"IPP Non-CHP","N","OP",null,"Non Combustion (NUC, WAT, WND, GEO, or SUN)",null,"Western"]
["EXCLUDE","WV","WV-Eastern","Mountaineer Wind Energy Center",55986,"WT1","WND","WT",66,66,0,138972,0,null,"IPP Non-CHP","N","OP",null,"Non Combustion (NUC, WAT, WND, GEO, or SUN)",null,"Eastern"]
["EXCLUDE","OH","OH-Eastern","Ashtabula",55990,"2","NG","CC",4.9000000000000004,4.4000000000000004,0,27724.38,32000.79,null,"IPP CHP","Y","OP",null,"Combined cycle unit (PRMVR=CC) less than or equal to 25MW",null,"Eastern"]
["EXCLUDE","IA","IA-Eastern","Alliant SBD0201 Penford Produc",55996,"03","DFO","IC",1.6,1.6,0,0,0,null,"IPP Non-CHP","N","SB",null,"Internal Combustion",null,"Eastern"]
["EXCLUDE","PA","PA-Eastern","Orchard Park",55997,"9","NG","IC",6,5.8,0,0,0,null,"Electric Utility","N","OP",null,"Internal Combustion",null,"Eastern"]
["EXCLUDE","VA","VA-Eastern","Mount Clinton",56004,"D-7","DFO","IC",2,2,0,0,0,null,"Electric Utility","N","OP",null,"Internal Combustion",null,"Eastern"]
["EXCLUDE","VA","VA-Eastern","Pleasant Valley",56005,"PV-1","DFO","GT",16.5,9,0,0,96.03,null,"Electric Utility","N","OP",null,"Simple cycle unit",null,"Eastern"]
["EXCLUDE","WA","WA-Western","Grimes Way",56016,"2","NG","IC",1.1000000000000001,1,0,0,0,null,"Commercial Non-CHP","N","SB",null,"Commercial/Industrial Unit",null,"Western"]
["NGCC","CA","CA-Western","Donald Von Raesfeld Power Plant",56026,"CTG2","NG","CC",50,50,610.6,300444.15999999997,138117.57,null,"Electric Utility","N","OP",null,null,null,"Western"]
["EXCLUDE","NY","NY-Eastern","Equus Freeport Power",56032,"0001","NG","GT",60,47.9,499.9,62578,38059.879999999997,null,"IPP Non-CHP","N","OP",null,"Simple cycle unit",null,"Eastern"]
["NGCC","CA","CA-Western","Malburg",56041,"M3","NG","CC",58.8,53,594,260189.26,122484.42,null,"IPP Non-CHP","N","OP",null,null,null,"Western"]
["EXCLUDE","IL","IL-Eastern","Casey City of",56053,"3","DFO","IC",1.8,1.8,0,0,0,null,"Electric Utility","N","SB",null,"Internal Combustion",null,"Eastern"]
["EXCLUDE","HI","HI-Hawaii","Hana Substation",56055,"MH2","DFO","IC",1,1,0,0,0,null,"Electric Utility","N","OP",null,"State not covered under final 111(d)",null,"Hawaii"]
["COALST","WI","WI-Eastern","Elm Road Generating Station",56068,"1","BIT","ST",701.3,634,6537,513106,617493.61,null,"Electric Utility","N","OP",null,null,null,"Eastern"]
["EXCLUDE","AR","AR-Eastern","Riceland Foods Cogeneration Plant",56079,"STEC","OBS","ST",18,4,0,11086,79352.22,null,"IPP CHP","Y","OA",null,"Non-Fossil Fuel Type (Less than 10% Fossil Fuel)",null,"Eastern"]
["EXCLUDE","CA","CA-Western","Blacksand Generating Facility",56090,"D189","OG","GT",3.7,3,0,2848.54,12948.44,null,"Industrial Non-CHP","N","OP",null,"Commercial/Industrial Unit",null,"Western"]
["EXCLUDE","OK","OK-Eastern","Oklahoma Wind Energy Center",56094,"GSOO","WND","WT",51,51,0,128552.5,0,null,"IPP Non-CHP","N","OP",null,"Non Combustion (NUC, WAT, WND, GEO, or SUN)",null,"Eastern"]
["NGCC","MN","MN-Eastern","Mankato Energy Center",56104,"STG1","NG","CC",320,80,2844,294872.15000000002,135915.32,null,"IPP Non-CHP","N","OP",null,null,null,"Eastern"]
["EXCLUDE","ME","ME-Eastern","Loring Power Plant",56105,"GTG1","NG","CC",25,37,0,0,0,null,"IPP CHP","Y","L",null,"Status of Operation (IP, L, P, T)",null,"Eastern"]
["EXCLUDE","TX","TX-ERCOT","Tessman Road",56113,"6","LFG","IC",1.4,1.4,0,0,0,null,"IPP Non-CHP","N","OP",null,"Non-Fossil Fuel Type (Less than 10% Fossil Fuel)",null,"ERCOT"]
["EXCLUDE","IL","IL-Eastern","IMEA Waterloo",56115,"9","DFO","IC",1.8,1.8,0,0,0,null,"Electric Utility","N","OP",null,"Internal Combustion",null,"Eastern"]
["EXCLUDE","NJ","NJ-Eastern","Middlesex Generating Facility",56119,"100","OBG","CC",6,4.0999999999999996,0,27016,35317.129999999997,null,"IPP CHP","Y","OP",null,"Non-Fossil Fuel Type (Less than 10% Fossil Fuel)",null,"Eastern"]
["EXCLUDE","OR","OR-Western","SPFT - Newberg Cogen",56124,"TG2","WDS","ST",42.8,5.9,0,56108,146722.78,null,"Industrial CHP","Y","OP",null,"Commercial/Industrial Unit",null,"Western"]
["EXCLUDE","SC","SC-Eastern","Valenite",56131,"1","DFO","IC",2.9,2.4,0,0,0,null,"Electric Utility","N","OP",null,"Internal Combustion",null,"Eastern"]
["EXCLUDE","CA","CA-Western","Regional Wastewater Control Facility",56134,"0501","DFO","IC",1.8,1,0,0,0,null,"Commercial CHP","Y","SB",null,"Commercial/Industrial Unit",null,"Western"]
["EXCLUDE","AK","AK-Alaska","False Island",56146,"1","DFO","IC",1.3,1.3,0,0,0,null,"Electric Utility","N","OP",null,"State not covered under final 111(d)",null,"Alaska"]
["NGCC","GA","GA-Eastern","McIntosh Combined Cycle Facility",56150,"10ST","NG","CC",281.89999999999998,null,2402,1542816.01,636005.27,null,"Electric Utility","N","OP",null,null,null,"Eastern"]
["NGCC","GA","GA-Eastern","McIntosh Combined Cycle Facility",56150,"C11B","NG","CC",203.2,null,2402,1112097.24,458447.22,null,"Electric Utility","N","OP",null,null,null,"Eastern"]
["EXCLUDE","UT","UT-Western","Kennecott Power Plant",56163,"2","BIT","ST",25,25,0,68281.69,41590.86,null,"Industrial CHP","N","OP",null,"Commercial/Industrial Unit",null,"Western"]
["EXCLUDE","CA","CA-Western","Milliken Plant",56171,"UNT1","LFG","IC",1.1000000000000001,1.1000000000000001,0,0,0,null,"IPP Non-CHP","N","OP",null,"Non-Fossil Fuel Type (Less than 10% Fossil Fuel)",null,"Western"]
["EXCLUDE","IL","IL-Eastern","BNWRD",56176,"1","DFO","IC",2,1.8,0,0,0,null,"Electric Utility","N","SB",null,"Internal Combustion",null,"Eastern"]
["EXCLUDE","MI","MI-Eastern","Modular Power LLC",56183,"5","DFO","IC",1.8,1.8,0,0,0,null,"Electric Utility","N","RE",2006,"Retired prior to 2012",null,"Eastern"]
["EXCLUDE","CA","CA-Western","Red Bluff",56184,"IC1","NG","IC",2.9,2.8,0,0,0,null,"IPP Non-CHP","N","OP",null,"Internal Combustion",null,"Western"]
["EXCLUDE","CA","CA-Western","Red Bluff",56184,"IC9","NG","IC",2.9,2.8,0,0,0,null,"IPP Non-CHP","N","OP",null,"Internal Combustion",null,"Western"]
["EXCLUDE","CA","CA-Western","Chowchilla II",56185,"IC4","NG","IC",3.1,3.1,0,0,0,null,"IPP Non-CHP","N","OP",null,"Internal Combustion",null,"Western"]
["EXCLUDE","CT","CT-Eastern","Waterside Power, LLC",56189,"4","DFO","GT",23.2,23.2,0,494.67,488.4,null,"IPP Non-CHP","N","SB",null,"Simple cycle unit",null,"Eastern"]
["EXCLUDE","WA","WA-Western","Colville Indian Plywood & Veneer",56191,"Gen2","WDS","ST",9.4,7.5,0,0,0,null,"Industrial Non-CHP","N","OA",null,"Commercial/Industrial Unit",null,"Western"]
["EXCLUDE","MN","MN-Eastern","Windcurrent Farms LLC",56205,"1","WND","WT",2,2,0,5799,0,null,"IPP Non-CHP","N","OP",null,"Non Combustion (NUC, WAT, WND, GEO, or SUN)",null,"Eastern"]
["EXCLUDE","MN","MN-Eastern","B&K Energy Systems LLC",56210,"1","WND","WT",2,2,0,6355,0,null,"IPP Non-CHP","N","OP",null,"Non Combustion (NUC, WAT, WND, GEO, or SUN)",null,"Eastern"]
["EXCLUDE","KS","KS-Eastern","Westar Wind",56219,"J1","WND","WT",0.7,0.8,0,0,0,null,"Electric Utility","N","RE",2008,"Retired prior to 2012",null,"Eastern"]
["EXCLUDE","AZ","AZ-Western","Prescott Airport",56228,"PV1","SUN","PV",2.1,2.1,0,5201,0,null,"Electric Utility","N","OP",null,"Non Combustion (NUC, WAT, WND, GEO, or SUN)",null,"Western"]
["NGCC","NY","NY-Eastern","Caithness Long Island Energy Center",56234,"CT01","NG","CC",196.2,170,2650,1265563.1100000001,516544.02,null,"IPP Non-CHP","N","OP",null,null,null,"Eastern"]
["EXCLUDE","SD","SD-Eastern","Groton Generating Station",56238,"GT01","NG","GT",93.5,82.1,815,27442.37,13806.81,null,"Electric Utility","N","OP",null,"Simple cycle unit",null,"Eastern"]
["EXCLUDE","LA","LA-Eastern","Shell Chemical",56248,"101G","NG","GT",40,34.5,0,279040.5,223413.26,null,"Industrial CHP","Y","OP",null,"Commercial/Industrial Unit",null,"Eastern"]
["EXCLUDE","LA","LA-Eastern","Shell Chemical",56248,"201G","NG","GT",40,34.5,0,279040.5,223413.26,null,"Industrial CHP","Y","OP",null,"Commercial/Industrial Unit",null,"Eastern"]
["EXCLUDE","NY","NY-Eastern","Ontario LFGTE",56250,"GEN7","LFG","IC",0.8,0.8,0,0,0,null,"IPP Non-CHP","N","OP",null,"Non-Fossil Fuel Type (Less than 10% Fossil Fuel)",null,"Eastern"]
["EXCLUDE","IA","IA-Eastern","Century",56252,"CWF2","WND","WT",15,15,0,42722.55,0,null,"Electric Utility","N","OP",null,"Non Combustion (NUC, WAT, WND, GEO, or SUN)",null,"Eastern"]
["EXCLUDE","CT","CT-Eastern","Cytec 1, 2 & 3",56257,"CY3","DFO","IC",1.8,1.8,0,0,0,null,"Electric Utility","N","RE",2011,"Retired prior to 2012",null,"Eastern"]
["EXCLUDE","AK","AK-Alaska","South Fork",56265,"1","WAT","HY",2,1.9,0,6614,0,null,"Electric Utility","N","OP",null,"State not covered under final 111(d)",null,"Alaska"]
["EXCLUDE","KY","KY-Eastern","Bavarian LFGTE",56277,"1","LFG","IC",0.8,0.8,0,0,0,null,"Electric Utility","N","OP",null,"Non-Fossil Fuel Type (Less than 10% Fossil Fuel)",null,"Eastern"]
["EXCLUDE","KY","KY-Eastern","Green Valley LFGTE",56278,"2","LFG","IC",0.8,0.8,0,0,0,null,"Electric Utility","N","OP",null,"Non-Fossil Fuel Type (Less than 10% Fossil Fuel)",null,"Eastern"]
["EXCLUDE","VA","VA-Eastern","Salem Water Plant",56288,"1","DFO","IC",2,2,0,0,0,null,"Commercial Non-CHP","N","SB",null,"Commercial/Industrial Unit",null,"Eastern"]
["EXCLUDE","NC","NC-Eastern","Hamlet Generating Facility",56292,"ES3","NG","GT",57.3,56.5,660,48716,29987.3,null,"Electric Utility","N","OP",null,"Simple cycle unit",null,"Eastern"]
["EXCLUDE","NM","NM-Western","Caprock Wind Farm",56293,"2","WND","WT",20,20,0,80132,0,null,"IPP Non-CHP","N","OP",null,"Non Combustion (NUC, WAT, WND, GEO, or SUN)",null,"Western"]
["EXCLUDE","CA","CA-Western","San Francisco Electric Reliability Proj",56305,"2","NG","GT",50.5,48.3,0,0,0,null,"Electric Utility","N","IP",null,"Status of Operation (IP, L, P, T)",null,"Western"]
["EXCLUDE","MO","MO-Eastern","Trigen St. Louis",56309,"ST-5","NG","ST",1.5,1.5,0,0,0,null,"IPP CHP","Y","OP",null,"Steam unit (PRMVR=ST) less than or equal to 25MW (i.e. 250 MMBtu/hr)",null,"Eastern"]
["EXCLUDE","VA","VA-Eastern","Coleman Falls",56313,"CGH2","WAT","HY",0.5,0.5,0,1763.33,0,null,"Industrial Non-CHP","N","OP",null,"Commercial/Industrial Unit",null,"Eastern"]
["EXCLUDE","CO","CO-Western","Rifle Generating Station",10755,"GT2","NG","CC",15.3,13,0,3716.64,1453.21,null,"Electric Utility","Y","OP",null,"Combined cycle unit (PRMVR=CC) less than or equal to 25MW",null,"Western"]
["EXCLUDE","WA","WA-Western","Wild Horse",56322,"WHS1","SUN","PV",0.5,0.5,0,794,0,null,"Electric Utility","N","OP",null,"Non Combustion (NUC, WAT, WND, GEO, or SUN)",null,"Western"]
["EXCLUDE","TX","TX-Eastern","Mustang Station Unit 4",56326,"GEN2","NG","GT",170,145,1728,54241.33,35737.379999999997,null,"Electric Utility","N","OP",null,"Simple cycle unit",null,"Eastern"]
["EXCLUDE","HI","HI-Hawaii","Ewa Nui Substation DG",56330,"DG1","DFO","IC",1.6,1.6,0,0,0,null,"Electric Utility","N","RE",2010,"State not covered under final 111(d)",null,"Hawaii"]
["EXCLUDE","HI","HI-Hawaii","Iwilei Tank Farm DG",56331,"DG3","DFO","IC",1.6,1.6,0,0,0,null,"Electric Utility","N","RE",2010,"State not covered under final 111(d)",null,"Hawaii"]
["EXCLUDE","IL","IL-Eastern","High Trail Wind Farm LLC",56338,"1","WND","WT",198,198,0,589634,0,null,"IPP Non-CHP","N","OP",null,"Non Combustion (NUC, WAT, WND, GEO, or SUN)",null,"Eastern"]
["EXCLUDE","WI","WI-Eastern","Cedar Ridge",56347,"1","WND","WT",67.7,67.599999999999994,0,188161,0,null,"Electric Utility","N","OP",null,"Non Combustion (NUC, WAT, WND, GEO, or SUN)",null,"Eastern"]
["NGCC","TX","TX-ERCOT","Quail Run Energy Center",56349,"CT2A","NG","CC",86.5,70,1335,63566.03,36639.61,null,"IPP Non-CHP","N","OP",null,null,null,"ERCOT"]
["EXCLUDE","KS","KS-Eastern","Spearville",56351,"2","WND","WT",48,48,0,133816.89000000001,0,null,"Electric Utility","N","OP",null,"Non Combustion (NUC, WAT, WND, GEO, or SUN)",null,"Eastern"]
["EXCLUDE","ND","ND-Eastern","FPL Energy Burleigh County Wind",56357,"GE","WND","WT",18,18,0,60292.73,0,null,"IPP Non-CHP","N","OP",null,"Non Combustion (NUC, WAT, WND, GEO, or SUN)",null,"Eastern"]
["EXCLUDE","WA","WA-Western","Big Horn Wind Project",56361,"1","WND","WT",199,199,0,519867,0,null,"IPP Non-CHP","N","OP",null,"Non Combustion (NUC, WAT, WND, GEO, or SUN)",null,"Western"]
["EXCLUDE","VA","VA-Eastern","Electric Avenue Facility",56367,"3","DFO","IC",1.8,1.8,0,0,0,null,"Electric Utility","N","OP",null,"Internal Combustion",null,"Eastern"]
["EXCLUDE","IA","IA-Eastern","Top of Iowa Windfarm III",56386,"TOI3","WND","WT",29.7,3.4,0,74133,0,null,"Electric Utility","N","OP",null,"Non Combustion (NUC, WAT, WND, GEO, or SUN)",null,"Eastern"]
["EXCLUDE","WI","WI-Eastern","Blue Sky Green Field Wind Project",56391,"1","WND","WT",145.19999999999999,29,0,336215,0,null,"Electric Utility","N","OP",null,"Non Combustion (NUC, WAT, WND, GEO, or SUN)",null,"Eastern"]
["NGCC","FL","FL-Eastern","West County Energy Center",56407,"1A","NG","CC",298,232,2958,1702577.16,696096.93,null,"Electric Utility","N","OP",null,null,null,"Eastern"]
["NGCC","FL","FL-Eastern","West County Energy Center",56407,"2B","NG","CC",298,232,2958,1702577.16,696096.93,null,"Electric Utility","N","OP",null,null,null,"Eastern"]
["EXCLUDE","MN","MN-Eastern","Lucky Wind",56412,"1","WND","WT",1.7,1.7,0,5390,0,null,"IPP Non-CHP","N","OP",null,"Non Combustion (NUC, WAT, WND, GEO, or SUN)",null,"Eastern"]
["EXCLUDE","IL","IL-Eastern","Des Plaines Gas Recovery",56418,"DP2","LFG","IC",1.8,1.8,0,0,0,null,"IPP Non-CHP","N","OP",null,"Non-Fossil Fuel Type (Less than 10% Fossil Fuel)",null,"Eastern"]
["EXCLUDE","WI","WI-Eastern","AMERESCO Janesville",56427,"Unit2","LFG","IC",1,1,0,0,0,null,"IPP Non-CHP","N","OP",null,"Non-Fossil Fuel Type (Less than 10% Fossil Fuel)",null,"Eastern"]
["EXCLUDE","DE","DE-Eastern","AMERESCO Delaware South",56429,"1","LFG","IC",1,1,0,0,0,null,"IPP Non-CHP","N","OP",null,"Non-Fossil Fuel Type (Less than 10% Fossil Fuel)",null,"Eastern"]
["EXCLUDE","ID","ID-Western","Oregon Trail Wind Park",56439,"OTWP","WND","WT",13.5,13.5,0,36595,0,null,"IPP Non-CHP","N","OP",null,"Non Combustion (NUC, WAT, WND, GEO, or SUN)",null,"Western"]
["EXCLUDE","IL","IL-Eastern","GSG LLC",56450,"1","WND","WT",80,80,0,183205,0,null,"IPP Non-CHP","N","OP",null,"Non Combustion (NUC, WAT, WND, GEO, or SUN)",null,"Eastern"]
["EXCLUDE","PA","PA-Eastern","WMPI Pty LLC",56455,"1","WC","CC",41,41,0,0,0,null,"Industrial Non-CHP","N","P",null,"Commercial/Industrial Unit",null,"Eastern"]
["EXCLUDE","IL","IL-Eastern","Geneva Generation Facility",56462,"GEN6","DFO","IC",2,1.4,0,0,0,null,"Electric Utility","N","RE",2011,"Retired prior to 2012",null,"Eastern"]
["EXCLUDE","IN","IN-Eastern","Liberty I & II LFGTE",56465,"2","LFG","IC",0.8,0.8,0,0,0,null,"Electric Utility","N","OP",null,"Non-Fossil Fuel Type (Less than 10% Fossil Fuel)",null,"Eastern"]
["EXCLUDE","IN","IN-Eastern","Liberty I & II LFGTE",56465,"4-II","LFG","IC",0.8,0.8,0,0,0,null,"Electric Utility","N","OP",null,"Non-Fossil Fuel Type (Less than 10% Fossil Fuel)",null,"Eastern"]
["EXCLUDE","CA","CA-Western","Grapeland Peaker",56472,"1","NG","GT",49.8,49,505.7,21350,13472.19,null,"Electric Utility","N","OP",null,"Simple cycle unit",null,"Western"]
["NGCC","CA","CA-Western","Gateway Generating Station",56476,"B","NG","CC",203.2,177,2227,1040130.85,450364.43,null,"Electric Utility","N","OP",null,null,null,"Western"]
["EXCLUDE","KS","KS-Eastern","Smoky Hills Wind Project Phase I",56488,"1","WND","WT",100.8,100.8,0,352083,0,null,"IPP Non-CHP","N","OP",null,"Non Combustion (NUC, WAT, WND, GEO, or SUN)",null,"Eastern"]
["EXCLUDE","KS","KS-Eastern","Goodman Energy Center",56497,"1","NG","IC",8.4,8.1999999999999993,0,0,0,null,"Electric Utility","N","OP",null,"Internal Combustion",null,"Eastern"]
["EXCLUDE","KS","KS-Eastern","Goodman Energy Center",56497,"7","NG","IC",8.4,8.1999999999999993,0,0,0,null,"Electric Utility","N","OP",null,"Internal Combustion",null,"Eastern"]
["EXCLUDE","NV","NV-Western","Western 102 Power Plant",56500,"G102","NG","IC",8.4,7.9,0,0,0,null,"Industrial Non-CHP","N","OP",null,"Commercial/Industrial Unit",null,"Western"]
["EXCLUDE","KS","KS-Eastern","Emporia Energy Center",56502,"3","NG","GT",54,45,500,40371.1,41709.43,null,"Electric Utility","N","OP",null,"Simple cycle unit",null,"Eastern"]
["EXCLUDE","MI","MI-Eastern","Riley Generating Station",56503,"1","NG","IC",2,2,0,0,0,null,"Electric Utility","N","OP",null,"Internal Combustion",null,"Eastern"]
["EXCLUDE","AR","AR-Eastern","Jonesboro City Water & Light Plant",56505,"SN07","NG","GT",60.5,46,468,50487.42,38123.1,null,"Electric Utility","N","OP",null,"Simple cycle unit",null,"Eastern"]
["EXCLUDE","HI","HI-Hawaii","CEIP Substation Distributed Generation",56515,"DG1","DFO","IC",1.6,1.6,0,0,0,null,"Electric Utility","N","RE",2010,"State not covered under final 111(d)",null,"Hawaii"]
["NGCC","CO","CO-Western","Rocky Mountain Energy Center",55835,"CTG1","NG","CC",175.1,145,2460,626545.68000000005,286100.7,null,"Electric Utility","N","OP",null,null,null,"Western"]
["EXCLUDE","CO","CO-Western","Shoshone",476,"A","WAT","HY",7.2,7.5,0,29999.5,0,null,"Electric Utility","N","OP",null,"Non Combustion (NUC, WAT, WND, GEO, or SUN)",null,"Western"]
["EXCLUDE","IA","IA-Eastern","Lake Mills Gas Recovery",56521,"GEN3","LFG","IC",0.8,0.8,0,0,0,null,"IPP Non-CHP","N","OP",null,"Non-Fossil Fuel Type (Less than 10% Fossil Fuel)",null,"Eastern"]
["EXCLUDE","IA","IA-Eastern","Lake Mills Gas Recovery",56521,"GEN4","LFG","IC",0.8,0.8,0,0,0,null,"IPP Non-CHP","N","OP",null,"Non-Fossil Fuel Type (Less than 10% Fossil Fuel)",null,"Eastern"]
["EXCLUDE","TX","TX-ERCOT","Austin Gas Recovery",56524,"GEN1","LFG","IC",1.6,1.6,0,0,0,null,"IPP Non-CHP","N","OP",null,"Non-Fossil Fuel Type (Less than 10% Fossil Fuel)",null,"ERCOT"]
["EXCLUDE","WI","WI-Eastern","Timberline Trail Gas Recovery",56525,"GEN2","LFG","IC",0.8,0.8,0,0,0,null,"IPP Non-CHP","N","OP",null,"Non-Fossil Fuel Type (Less than 10% Fossil Fuel)",null,"Eastern"]
["EXCLUDE","NY","NY-Eastern","Chaffee Gas Recovery",56526,"GEN6","LFG","IC",0.8,0.8,0,0,0,null,"IPP Non-CHP","N","OP",null,"Non-Fossil Fuel Type (Less than 10% Fossil Fuel)",null,"Eastern"]
["EXCLUDE","IL","IL-Eastern","Five Oaks Gas Recovery",56529,"GEN1","LFG","IC",0.8,0.8,0,0,0,null,"IPP Non-CHP","N","OP",null,"Non-Fossil Fuel Type (Less than 10% Fossil Fuel)",null,"Eastern"]
["EXCLUDE","VA","VA-Eastern","Waste Management Bethel LFGTE",56531,"GEN4","LFG","IC",0.8,0.8,0,0,0,null,"IPP Non-CHP","N","OP",null,"Non-Fossil Fuel Type (Less than 10% Fossil Fuel)",null,"Eastern"]
["EXCLUDE","CA","CA-Western","El Sobrante Gas Recovery",56534,"GEN1","LFG","IC",1.3,1.3,0,0,0,null,"IPP Non-CHP","N","OP",null,"Non-Fossil Fuel Type (Less than 10% Fossil Fuel)",null,"Western"]
["EXCLUDE","MN","MN-Eastern","Eastridge Wind Project",56543,"1","WND","WT",10.4,10.4,0,27313,0,null,"IPP Non-CHP","N","OP",null,"Non Combustion (NUC, WAT, WND, GEO, or SUN)",null,"Eastern"]
["EXCLUDE","NC","NC-Eastern","Huntersville Delivery No 2",56550,"1","DFO","IC",2.2000000000000002,2,0,0,0,null,"Electric Utility","N","OP",null,"Internal Combustion",null,"Eastern"]
["EXCLUDE","UT","UT-Western","Salt Lake Energy Systems",56554,"Unit2","LFG","IC",0.8,0.8,0,0,0,null,"IPP Non-CHP","N","OP",null,"Non-Fossil Fuel Type (Less than 10% Fossil Fuel)",null,"Western"]
["NGCC","LA","LA-Eastern","J Lamar Stall Unit",56565,"6STG","NG","CC",256,187,0,1457633.64,593418.26,null,"Electric Utility","N","OP",null,null,null,"Eastern"]
["EXCLUDE","PA","PA-Eastern","Bethlehem Renewable Energy LLC",56572,"1","LFG","GT",5.5,4.7,0,8696,8571.94,null,"IPP Non-CHP","N","OP",null,"Non-Fossil Fuel Type (Less than 10% Fossil Fuel)",null,"Eastern"]
["EXCLUDE","MN","MN-Eastern","Shane's Wind Machine",56577,"1","WND","WT",1.3,1.3,0,7271,0,null,"IPP Non-CHP","N","OP",null,"Non Combustion (NUC, WAT, WND, GEO, or SUN)",null,"Eastern"]
["EXCLUDE","TX","TX-ERCOT","Champion Wind Farm LLC",56592,"CH1","WND","WT",126.5,126.5,0,413620,0,null,"IPP Non-CHP","N","OP",null,"Non Combustion (NUC, WAT, WND, GEO, or SUN)",null,"ERCOT"]
["EXCLUDE","TX","TX-ERCOT","Roscoe Wind Farm LLC",56593,"RO1","WND","WT",209,209,0,596742,0,null,"IPP Non-CHP","N","OP",null,"Non Combustion (NUC, WAT, WND, GEO, or SUN)",null,"ERCOT"]
["EXCLUDE","MO","MO-Eastern","Overall Road Station",56600,"EP12","DFO","IC",2,1.3,0,0,0,null,"Electric Utility","N","SB",null,"Internal Combustion",null,"Eastern"]
["EXCLUDE","ND","ND-Eastern","Prairie Winds ND1",56607,"ND1","WND","WT",115.5,115.5,0,436705,0,null,"Electric Utility","N","OP",null,"Non Combustion (NUC, WAT, WND, GEO, or SUN)",null,"Eastern"]
["COALST","WY","WY-Western","Dry Fork Station",56609,"01","SUB","ST",390,380,6066,3093371.02,3555712.92,null,"Electric Utility","N","OP",null,null,null,"Western"]
["EXCLUDE","MN","MN-Eastern","K&D Energy LLC",56626,"1","WND","WT",4,4,0,13071,0,null,"IPP Non-CHP","N","OP",null,"Non Combustion (NUC, WAT, WND, GEO, or SUN)",null,"Eastern"]
["EXCLUDE","TX","TX-ERCOT","Buffalo Gap 3 Wind Farm",56638,"GEN1","WND","WT",170.2,170.2,0,516758,0,null,"IPP Non-CHP","N","OP",null,"Non Combustion (NUC, WAT, WND, GEO, or SUN)",null,"ERCOT"]
["EXCLUDE","MD","MD-Eastern","Worcester County Renewable Energy",56641,"2","LFG","IC",1,1,0,0,0,null,"IPP Non-CHP","N","OP",null,"Non-Fossil Fuel Type (Less than 10% Fossil Fuel)",null,"Eastern"]
["EXCLUDE","PA","PA-Eastern","North Allegheny Windpower Project",56651,"1","WND","WT",70,70,0,143874,0,null,"IPP Non-CHP","N","OP",null,"Non Combustion (NUC, WAT, WND, GEO, or SUN)",null,"Eastern"]
["EXCLUDE","WA","WA-Western","Goodnoe Hills",56666,"1","WND","WT",97.8,94,0,221156,0,null,"Electric Utility","N","OP",null,"Non Combustion (NUC, WAT, WND, GEO, or SUN)",null,"Western"]
["EXCLUDE","HI","HI-Hawaii","Lanai Solar-Electric Plant",56667,"0005","SUN","PV",0.1,0.1,0,195.83,0,null,"IPP Non-CHP","N","OP",null,"State not covered under final 111(d)",null,"Hawaii"]
["COALST","WV","WV-Eastern","Longview Power LLC",56671,"MKA01","BIT","ST",807.5,700,6950,4167850,3816811.11,null,"IPP Non-CHP","N","OP",null,null,null,"Eastern"]
["EXCLUDE","MD","MD-Eastern","Wicomico",56680,"14","LFG","IC",0.3,0.3,0,0,0,null,"IPP Non-CHP","N","OP",null,"Non-Fossil Fuel Type (Less than 10% Fossil Fuel)",null,"Eastern"]
["EXCLUDE","MD","MD-Eastern","Wicomico",56680,"2","LFG","IC",0.3,0.3,0,0,0,null,"IPP Non-CHP","N","OP",null,"Non-Fossil Fuel Type (Less than 10% Fossil Fuel)",null,"Eastern"]
["EXCLUDE","VA","VA-Eastern","Amelia",56681,"12","LFG","IC",0.3,0.3,0,0,0,null,"IPP Non-CHP","N","OP",null,"Non-Fossil Fuel Type (Less than 10% Fossil Fuel)",null,"Eastern"]
["EXCLUDE","VA","VA-Eastern","Amelia",56681,"17","LFG","IC",0.3,0.3,0,0,0,null,"IPP Non-CHP","N","OP",null,"Non-Fossil Fuel Type (Less than 10% Fossil Fuel)",null,"Eastern"]
["EXCLUDE","VA","VA-Eastern","Amelia",56681,"27","LFG","IC",0.3,0.3,0,0,0,null,"IPP Non-CHP","N","OP",null,"Non-Fossil Fuel Type (Less than 10% Fossil Fuel)",null,"Eastern"]
["EXCLUDE","VA","VA-Eastern","Amelia",56681,"44","LFG","IC",0.3,0.3,0,0,0,null,"IPP Non-CHP","N","OP",null,"Non-Fossil Fuel Type (Less than 10% Fossil Fuel)",null,"Eastern"]
["EXCLUDE","VA","VA-Eastern","Amelia",56681,"46","LFG","IC",0.3,0.3,0,0,0,null,"IPP Non-CHP","N","OP",null,"Non-Fossil Fuel Type (Less than 10% Fossil Fuel)",null,"Eastern"]
["EXCLUDE","VA","VA-Eastern","Brunswick",56682,"13","LFG","IC",0.3,0.3,0,0,0,null,"IPP Non-CHP","N","OP",null,"Non-Fossil Fuel Type (Less than 10% Fossil Fuel)",null,"Eastern"]
["EXCLUDE","VA","VA-Eastern","Brunswick",56682,"27","LFG","IC",0.3,0.3,0,0,0,null,"IPP Non-CHP","N","OP",null,"Non-Fossil Fuel Type (Less than 10% Fossil Fuel)",null,"Eastern"]
["EXCLUDE","VA","VA-Eastern","Brunswick",56682,"4","LFG","IC",0.3,0.3,0,0,0,null,"IPP Non-CHP","N","OP",null,"Non-Fossil Fuel Type (Less than 10% Fossil Fuel)",null,"Eastern"]
["EXCLUDE","VA","VA-Eastern","Brunswick",56682,"9","LFG","IC",0.3,0.3,0,0,0,null,"IPP Non-CHP","N","OP",null,"Non-Fossil Fuel Type (Less than 10% Fossil Fuel)",null,"Eastern"]
["EXCLUDE","VA","VA-Eastern","Charles City",56683,"22","LFG","IC",0.3,0.3,0,0,0,null,"IPP Non-CHP","N","OP",null,"Non-Fossil Fuel Type (Less than 10% Fossil Fuel)",null,"Eastern"]
["EXCLUDE","VA","VA-Eastern","Charles City",56683,"32","LFG","IC",0.3,0.3,0,0,0,null,"IPP Non-CHP","N","OP",null,"Non-Fossil Fuel Type (Less than 10% Fossil Fuel)",null,"Eastern"]
["EXCLUDE","VA","VA-Eastern","Charles City",56683,"37","LFG","IC",0.3,0.3,0,0,0,null,"IPP Non-CHP","N","OP",null,"Non-Fossil Fuel Type (Less than 10% Fossil Fuel)",null,"Eastern"]
["EXCLUDE","VA","VA-Eastern","Charles City",56683,"7","LFG","IC",0.3,0.3,0,0,0,null,"IPP Non-CHP","N","OP",null,"Non-Fossil Fuel Type (Less than 10% Fossil Fuel)",null,"Eastern"]
["EXCLUDE","VA","VA-Eastern","Charles City",56683,"8","LFG","IC",0.3,0.3,0,0,0,null,"IPP Non-CHP","N","OP",null,"Non-Fossil Fuel Type (Less than 10% Fossil Fuel)",null,"Eastern"]
["EXCLUDE","VA","VA-Eastern","Chesterfield",56684,"21","LFG","IC",0.3,0.3,0,0,0,null,"IPP Non-CHP","N","OP",null,"Non-Fossil Fuel Type (Less than 10% Fossil Fuel)",null,"Eastern"]
["EXCLUDE","VA","VA-Eastern","Chesterfield",56684,"31","LFG","IC",0.3,0.3,0,0,0,null,"IPP Non-CHP","N","OP",null,"Non-Fossil Fuel Type (Less than 10% Fossil Fuel)",null,"Eastern"]
["EXCLUDE","VA","VA-Eastern","Chesterfield",56684,"43","LFG","IC",0.3,0.3,0,0,0,null,"IPP Non-CHP","N","OP",null,"Non-Fossil Fuel Type (Less than 10% Fossil Fuel)",null,"Eastern"]
["EXCLUDE","VA","VA-Eastern","Chesterfield",56684,"7","LFG","IC",0.3,0.3,0,0,0,null,"IPP Non-CHP","N","OP",null,"Non-Fossil Fuel Type (Less than 10% Fossil Fuel)",null,"Eastern"]
["EXCLUDE","VA","VA-Eastern","King & Queen",56686,"17","LFG","IC",0.3,0.3,0,0,0,null,"IPP Non-CHP","N","OP",null,"Non-Fossil Fuel Type (Less than 10% Fossil Fuel)",null,"Eastern"]
["EXCLUDE","VA","VA-Eastern","King & Queen",56686,"21","LFG","IC",0.3,0.3,0,0,0,null,"IPP Non-CHP","N","OP",null,"Non-Fossil Fuel Type (Less than 10% Fossil Fuel)",null,"Eastern"]
["EXCLUDE","VA","VA-Eastern","King & Queen",56686,"35","LFG","IC",0.3,0.3,0,0,0,null,"IPP Non-CHP","N","OP",null,"Non-Fossil Fuel Type (Less than 10% Fossil Fuel)",null,"Eastern"]
["EXCLUDE","PA","PA-Eastern","Mountain View",56687,"12","LFG","IC",0.3,0.3,0,0,0,null,"IPP Non-CHP","N","OP",null,"Non-Fossil Fuel Type (Less than 10% Fossil Fuel)",null,"Eastern"]
["EXCLUDE","PA","PA-Eastern","Mountain View",56687,"17","LFG","IC",0.3,0.3,0,0,0,null,"IPP Non-CHP","N","OP",null,"Non-Fossil Fuel Type (Less than 10% Fossil Fuel)",null,"Eastern"]
["EXCLUDE","PA","PA-Eastern","Mountain View",56687,"27","LFG","IC",0.3,0.3,0,0,0,null,"IPP Non-CHP","N","OP",null,"Non-Fossil Fuel Type (Less than 10% Fossil Fuel)",null,"Eastern"]
["EXCLUDE","PA","PA-Eastern","Mountain View",56687,"40","LFG","IC",0.3,0.3,0,0,0,null,"IPP Non-CHP","N","OP",null,"Non-Fossil Fuel Type (Less than 10% Fossil Fuel)",null,"Eastern"]
["EXCLUDE","PA","PA-Eastern","Mountain View",56687,"45","LFG","IC",0.3,0.3,0,0,0,null,"IPP Non-CHP","N","OP",null,"Non-Fossil Fuel Type (Less than 10% Fossil Fuel)",null,"Eastern"]
["EXCLUDE","NC","NC-Eastern","New Bern",56688,"11","LFG","IC",0.3,0.3,0,0,0,null,"IPP Non-CHP","N","OP",null,"Non-Fossil Fuel Type (Less than 10% Fossil Fuel)",null,"Eastern"]
["EXCLUDE","NC","NC-Eastern","New Bern",56688,"16","LFG","IC",0.3,0.3,0,0,0,null,"IPP Non-CHP","N","OP",null,"Non-Fossil Fuel Type (Less than 10% Fossil Fuel)",null,"Eastern"]
["EXCLUDE","PA","PA-Eastern","Pine Grove",56690,"1","LFG","IC",0.3,0.3,0,0,0,null,"IPP Non-CHP","N","OP",null,"Non-Fossil Fuel Type (Less than 10% Fossil Fuel)",null,"Eastern"]
["EXCLUDE","PA","PA-Eastern","Pine Grove",56690,"9","LFG","IC",0.3,0.3,0,0,0,null,"IPP Non-CHP","N","OP",null,"Non-Fossil Fuel Type (Less than 10% Fossil Fuel)",null,"Eastern"]
["EXCLUDE","VA","VA-Eastern","Rockville 1 & 2",56692,"1D","DFO","IC",0.3,0.3,0,0,0,null,"IPP Non-CHP","N","OP",null,"Internal Combustion",null,"Eastern"]
["EXCLUDE","VA","VA-Eastern","Rockville 1 & 2",56692,"1O","DFO","IC",0.3,0.3,0,0,0,null,"IPP Non-CHP","N","OP",null,"Internal Combustion",null,"Eastern"]
["EXCLUDE","VA","VA-Eastern","Rockville 1 & 2",56692,"2O","DFO","IC",0.3,0.3,0,0,0,null,"IPP Non-CHP","N","OP",null,"Internal Combustion",null,"Eastern"]
["EXCLUDE","VA","VA-Eastern","Rockville 1 & 2",56692,"2T","DFO","IC",0.3,0.3,0,0,0,null,"IPP Non-CHP","N","OP",null,"Internal Combustion",null,"Eastern"]
["EXCLUDE","VA","VA-Eastern","Virginia Beach",56693,"18","LFG","IC",0.3,0.3,0,0,0,null,"IPP Non-CHP","N","OP",null,"Non-Fossil Fuel Type (Less than 10% Fossil Fuel)",null,"Eastern"]
["EXCLUDE","VA","VA-Eastern","Virginia Beach",56693,"31","LFG","IC",0.3,0.3,0,0,0,null,"IPP Non-CHP","N","OP",null,"Non-Fossil Fuel Type (Less than 10% Fossil Fuel)",null,"Eastern"]
["EXCLUDE","VA","VA-Eastern","Virginia Beach",56693,"9","LFG","IC",0.3,0.3,0,0,0,null,"IPP Non-CHP","N","OP",null,"Non-Fossil Fuel Type (Less than 10% Fossil Fuel)",null,"Eastern"]
["EXCLUDE","WA","WA-Western","Potholes East Canal 66.0",56697,"1","WAT","HY",2.2999999999999998,2.2999999999999998,0,9374,0,null,"Electric Utility","N","OP",null,"Non Combustion (NUC, WAT, WND, GEO, or SUN)",null,"Western"]
["EXCLUDE","NY","NY-Eastern","Kosterville",56705,"4","WAT","HY",0.5,0.5,0,1984.5,0,null,"IPP Non-CHP","N","OP",null,"Non Combustion (NUC, WAT, WND, GEO, or SUN)",null,"Eastern"]
["EXCLUDE","NY","NY-Eastern","Kosterville",56705,"5","WAT","HY",0.5,0.5,0,1984.5,0,null,"IPP Non-CHP","N","OP",null,"Non Combustion (NUC, WAT, WND, GEO, or SUN)",null,"Eastern"]
["EXCLUDE","MN","MN-Eastern","Odin Wind Farm",56755,"1","WND","WT",20,20,0,64863,0,null,"IPP Non-CHP","N","OP",null,"Non Combustion (NUC, WAT, WND, GEO, or SUN)",null,"Eastern"]
["EXCLUDE","IA","IA-Eastern","Barton Windpower LLC",56765,"1","WND","WT",28,28,0,72216.38,0,null,"IPP Non-CHP","N","OP",null,"Non Combustion (NUC, WAT, WND, GEO, or SUN)",null,"Eastern"]
["EXCLUDE","IN","IN-Eastern","Fowler Ridge Wind Farm LLC",56777,"FIB","WND","WT",100,100,0,240076.63,0,null,"IPP Non-CHP","N","OP",null,"Non Combustion (NUC, WAT, WND, GEO, or SUN)",null,"Eastern"]
["EXCLUDE","LA","LA-Eastern","Geismar Cogen",56787,"GTG","NG","GT",83.9,72.5,0,253618.12,491633.57,null,"Industrial CHP","Y","OP",null,"Commercial/Industrial Unit",null,"Eastern"]
["NGCC","CT","CT-Eastern","Kleen Energy Systems Project",56798,"U1","NG","CC",199,177,2581,1166721.78,417671,null,"IPP Non-CHP","N","OP",null,null,null,"Eastern"]
["EXCLUDE","MA","MA-Eastern","Hull Wind II",56800,"HW2","WND","WT",1.8,1.8,0,3966,0,null,"Electric Utility","N","OP",null,"Non Combustion (NUC, WAT, WND, GEO, or SUN)",null,"Eastern"]
["EXCLUDE","IA","IA-Eastern","Carroll Wind Farm",56809,"CWF","WND","WT",150,150,0,542470,0,null,"Electric Utility","N","OP",null,"Non Combustion (NUC, WAT, WND, GEO, or SUN)",null,"Eastern"]
["EXCLUDE","NC","NC-Eastern","FibroHills",56817,"1","OBS","ST",60,55,0,0,0,null,"IPP Non-CHP","N","IP",null,"Status of Operation (IP, L, P, T)",null,"Eastern"]
["EXCLUDE","CA","CA-Western","Rock Creek Dam",56822,"01","WAT","HY",3.6,3.6,0,0,0,null,"Electric Utility","N","IP",null,"Status of Operation (IP, L, P, T)",null,"Western"]
["EXCLUDE","CA","CA-Western","North Brawley Geothermal Plant",56832,"GE2","GEO","BT",16,16,0,45732,0,null,"IPP Non-CHP","N","OP",null,"Non Combustion (NUC, WAT, WND, GEO, or SUN)",null,"Western"]
["EXCLUDE","WY","WY-Western","Glenrock",56841,"2","WND","WT",40.700000000000003,39,0,120723.55,0,null,"Electric Utility","N","OP",null,"Non Combustion (NUC, WAT, WND, GEO, or SUN)",null,"Western"]
["EXCLUDE","MD","MD-Eastern","CPV St Charles Energy Center",56846,"GTG2","NG","CC",215,205,0,0,0,null,"IPP Non-CHP","N","L",null,"Status of Operation (IP, L, P, T)",null,"Eastern"]
["EXCLUDE","UT","UT-Western","Trans-Jordan Generating Station",56853,"1","LFG","IC",1.6,1.5,0,0,0,null,"IPP Non-CHP","N","OP",null,"Non-Fossil Fuel Type (Less than 10% Fossil Fuel)",null,"Western"]
["EXCLUDE","IL","IL-Eastern","Rail Splitter Wind Farm",56856,"GEN1","WND","WT",100.5,100.5,0,305774,0,null,"IPP Non-CHP","N","OP",null,"Non Combustion (NUC, WAT, WND, GEO, or SUN)",null,"Eastern"]
["EXCLUDE","OH","OH-Eastern","Ottawa County Project",56865,"1","LFG","IC",1.4,1.4,0,0,0,null,"IPP Non-CHP","N","OP",null,"Non-Fossil Fuel Type (Less than 10% Fossil Fuel)",null,"Eastern"]
["EXCLUDE","OH","OH-Eastern","Carbon Limestone",56868,"13","LFG","IC",1.4,1.4,0,0,0,null,"IPP Non-CHP","N","OP",null,"Non-Fossil Fuel Type (Less than 10% Fossil Fuel)",null,"Eastern"]
["EXCLUDE","OH","OH-Eastern","Carbon Limestone",56868,"18","LFG","IC",1.6,1.6,0,0,0,null,"IPP Non-CHP","N","OP",null,"Non-Fossil Fuel Type (Less than 10% Fossil Fuel)","Yes","Eastern"]
["EXCLUDE","OH","OH-Eastern","Loraine County Project",56869,"11","LFG","IC",1.6,1.6,0,0,0,null,"IPP Non-CHP","N","OP",null,"Non-Fossil Fuel Type (Less than 10% Fossil Fuel)","Yes","Eastern"]
["EXCLUDE","OH","OH-Eastern","Loraine County Project",56869,"9","LFG","IC",1.6,1.6,0,0,0,null,"IPP Non-CHP","N","OP",null,"Non-Fossil Fuel Type (Less than 10% Fossil Fuel)","Yes","Eastern"]
["EXCLUDE","GA","GA-Eastern","Taylor",56870,"5","LFG","IC",1,1,0,0,0,null,"IPP Non-CHP","N","OP",null,"Non-Fossil Fuel Type (Less than 10% Fossil Fuel)",null,"Eastern"]
["EXCLUDE","KY","KY-Eastern","Meldahl Hydroelectric Project",56872,"3","WAT","HY",35,35,0,0,0,null,"Electric Utility","N","U",null,"Status of Operation (IP, L, P, T)",null,"Eastern"]
["EXCLUDE","NJ","NJ-Eastern","Pennsauken Solar",56883,"GEN2","SUN","PV",0.2,0.2,0,332,0,null,"IPP Non-CHP","N","OP",null,"Non Combustion (NUC, WAT, WND, GEO, or SUN)",null,"Eastern"]
["EXCLUDE","PA","PA-Eastern","Maidencreek Biomass Plant",56885,"GEN1","WDS","ST",5.2,5.2,0,0,0,null,"IPP Non-CHP","N","IP",null,"Status of Operation (IP, L, P, T)",null,"Eastern"]
["EXCLUDE","PA","PA-Eastern","Cumberland County PA LFG Recovery",56887,"GEN4","LFG","IC",1.6,1.6,0,0,0,null,"IPP Non-CHP","N","OP",null,"Non-Fossil Fuel Type (Less than 10% Fossil Fuel)",null,"Eastern"]
["EXCLUDE","NC","NC-Eastern","Silver Creek Lift Station",56892,"1255","DFO","IC",0.2,0.2,0,0,0,null,"Electric Utility","N","OP",null,"Internal Combustion",null,"Eastern"]
["EXCLUDE","ID","ID-Western","Chester Diversion Hydroelectric Project",56893,"1","WAT","HY",1.2,1.2,0,0,0,null,"Electric Utility","N","V",null,"Status of Operation (IP, L, P, T)",null,"Western"]
["EXCLUDE","CA","CA-Western","AMERESCO Keller Canyon",56897,"2","LFG","IC",1.9,1.8,0,0,0,null,"IPP Non-CHP","N","OP",null,"Non-Fossil Fuel Type (Less than 10% Fossil Fuel)",null,"Western"]
["EXCLUDE","NY","NY-Eastern","Noble Bellmont Windpark LLC",56903,"1","WND","WT",21,21,0,0,0,null,"IPP Non-CHP","N","U",null,"Status of Operation (IP, L, P, T)",null,"Eastern"]
["EXCLUDE","MT","MT-Western","Dave Gates Generating Station",56908,"2","NG","GT",50,44.1,592.79999999999995,120590,31506.7,null,"Electric Utility","N","OP",null,"Simple cycle unit",null,"Western"]
["EXCLUDE","NC","NC-Eastern","SAS Solar Farm",56915,"2","SUN","PV",0.5,0.5,0,875,0,null,"IPP Non-CHP","N","OP",null,"Non Combustion (NUC, WAT, WND, GEO, or SUN)",null,"Eastern"]
["EXCLUDE","IA","IA-Eastern","FPL Energy Story Wind LLC",56924,"GE15","WND","WT",150,150,0,508090,0,null,"IPP Non-CHP","N","OP",null,"Non Combustion (NUC, WAT, WND, GEO, or SUN)",null,"Eastern"]
["EXCLUDE","FL","FL-Eastern","Space Coast Next Gen Solar Energy",56930,"1","SUN","PV",10,10,0,18508,0,null,"Electric Utility","N","OP",null,"Non Combustion (NUC, WAT, WND, GEO, or SUN)",null,"Eastern"]
["EXCLUDE","NY","NY-Eastern","CPV Valley Energy Center",56940,"CTG1","NG","CC",190,186.5,0,0,0,null,"IPP Non-CHP","N","IP",null,"Status of Operation (IP, L, P, T)",null,"Eastern"]
["EXCLUDE","NM","NM-Western","High Lonesome Mesa  LLC",56945,"1","WND","WT",100,100,0,286678,0,null,"IPP Non-CHP","N","OP",null,"Non Combustion (NUC, WAT, WND, GEO, or SUN)",null,"Western"]
["EXCLUDE","AZ","AZ-Western","Coolidge Generation Station",56948,"11","NG","GT",60.5,43.4,480,26185.93,15058.7,null,"IPP Non-CHP","N","OP",null,"Simple cycle unit",null,"Western"]
["EXCLUDE","NC","NC-Eastern","Gastonia Prime Power Park",56954,"2","DFO","IC",2.2999999999999998,2,0,0,0,null,"Electric Utility","N","OP",null,"Internal Combustion",null,"Eastern"]
["EXCLUDE","PA","PA-Eastern","Pioneer Crossing Landfill Gas to Energy",56957,"LFG5","LFG","IC",1.6,1.6,0,0,0,null,"IPP Non-CHP","N","T",null,"Status of Operation (IP, L, P, T)",null,"Eastern"]
["EXCLUDE","NY","NY-Eastern","DANC LFGTE Facility",56958,"GEN3","LFG","IC",1.6,1.6,0,0,0,null,"IPP Non-CHP","N","OP",null,"Non-Fossil Fuel Type (Less than 10% Fossil Fuel)",null,"Eastern"]
["EXCLUDE","NJ","NJ-Eastern","Bayonne Energy Center",56964,"GT1","NG","GT",64,57.7,603,61930.13,42129.36,null,"IPP Non-CHP","N","OP",null,"Simple cycle unit","Yes","Eastern"]
["EXCLUDE","NJ","NJ-Eastern","Bayonne Energy Center",56964,"GT6","NG","GT",64,57.7,603,61930.13,37818.769999999997,null,"IPP Non-CHP","N","OP",null,"Simple cycle unit","Yes","Eastern"]
["EXCLUDE","CA","CA-Western","Solar Photovoltaic Project #01",56976,"S1C","SUN","PV",0.5,0.5,0,0,0,null,"Electric Utility","N","RE",2011,"Retired prior to 2012",null,"Western"]
["EXCLUDE","NV","NV-Western","NGP Blue Mountain I LLC",56982,"BM3","GEO","BT",21.3,13,0,85728,0,null,"IPP Non-CHP","N","OP",null,"Non Combustion (NUC, WAT, WND, GEO, or SUN)",null,"Western"]
["EXCLUDE","NY","NY-Eastern","Clinton LFGTE Facility",56986,"GEN2","LFG","IC",1.6,1.6,0,0,0,null,"IPP Non-CHP","N","OP",null,"Non-Fossil Fuel Type (Less than 10% Fossil Fuel)",null,"Eastern"]
["EXCLUDE","MN","MN-Eastern","Grand Meadow",56994,"WND67","WND","WT",100.5,100.5,0,310521,0,null,"Electric Utility","N","OP",null,"Non Combustion (NUC, WAT, WND, GEO, or SUN)",null,"Eastern"]
["EXCLUDE","CA","CA-Western","CPV Vaca Station LLC",56999,"CTG1","NG","CC",225,189,0,0,0,null,"IPP Non-CHP","N","L",null,"Status of Operation (IP, L, P, T)",null,"Western"]
["EXCLUDE","NY","NY-Eastern","Fulton LFGTE Facility",57003,"GEN1","LFG","IC",1.6,1.6,0,0,0,null,"IPP Non-CHP","N","OP",null,"Non-Fossil Fuel Type (Less than 10% Fossil Fuel)",null,"Eastern"]
["EXCLUDE","GA","GA-Eastern","DeKalb County Green Energy Facility",57013,"1","LFG","IC",1.6,1.6,0,0,0,null,"Commercial Non-CHP","N","OP",null,"Commercial/Industrial Unit",null,"Eastern"]
["EXCLUDE","OR","OR-Western","Waste Management Columbia Ridge LFGTE",57015,"GEN4","LFG","IC",0.8,0.8,0,0,0,null,"IPP Non-CHP","N","OP",null,"Non-Fossil Fuel Type (Less than 10% Fossil Fuel)",null,"Western"]
["EXCLUDE","OR","OR-Western","Waste Management Columbia Ridge LFGTE",57015,"GEN9","LFG","IC",1.6,1.6,0,0,0,null,"IPP Non-CHP","N","P",null,"Status of Operation (IP, L, P, T)",null,"Western"]
["EXCLUDE","VA","VA-Eastern","Waste Management Middle Peninsula LFGTE",57018,"GEN5","LFG","IC",0.8,0.8,0,0,0,null,"IPP Non-CHP","N","OP",null,"Non-Fossil Fuel Type (Less than 10% Fossil Fuel)",null,"Eastern"]
["EXCLUDE","VA","VA-Eastern","Waste Management King George LFGTE",57022,"GEN2","LFG","GT",3.3,2.8,0,20081.25,19906.490000000002,null,"IPP Non-CHP","N","OP",null,"Non-Fossil Fuel Type (Less than 10% Fossil Fuel)",null,"Eastern"]
["EXCLUDE","VA","VA-Eastern","Waste Management King George LFGTE",57022,"GEN3","LFG","GT",3.3,2.8,0,20081.25,19906.490000000002,null,"IPP Non-CHP","N","OP",null,"Non-Fossil Fuel Type (Less than 10% Fossil Fuel)",null,"Eastern"]
["EXCLUDE","GA","GA-Eastern","Superior Landfill Gas Recovery",57026,"GEN1","LFG","IC",0.8,0.8,0,0,0,null,"IPP Non-CHP","N","OP",null,"Non-Fossil Fuel Type (Less than 10% Fossil Fuel)",null,"Eastern"]
["EXCLUDE","CA","CA-Western","Canyon Power Plant",57027,"CPP2","NG","GT",50,48,510,25422.75,14938.43,null,"Electric Utility","N","OP",null,"Simple cycle unit",null,"Western"]
["EXCLUDE","NC","NC-Eastern","Cleveland Cnty Generating Facility",57029,"4","NG","GT",184,180,2210,6539.43,5112.82,null,"IPP Non-CHP","N","OP",null,"Simple cycle unit","Yes","Eastern"]
["EXCLUDE","MN","MN-Eastern","Willmar Municipal SW Substation",57035,"SW02","DFO","IC",2,2,0,0,0,null,"Electric Utility","N","OP",null,"Internal Combustion",null,"Eastern"]
["EXCLUDE","WY","WY-Western","McFadden Ridge",57039,"1","WND","WT",29.7,28.5,0,94789,0,null,"Electric Utility","N","OP",null,"Non Combustion (NUC, WAT, WND, GEO, or SUN)",null,"Western"]
["EXCLUDE","CA","CA-Western","SF State University",57043,"2","NG","FC",1.4,1.4,0,9986.3799999999992,5117.4799999999996,null,"Electric Utility","Y","OP",null,"Fuel Cell",null,"Western"]
["EXCLUDE","AK","AK-Alaska","Alakanuk",57053,"UNIT1","JF","IC",0.4,0.4,0,0,0,null,"Electric Utility","Y","OP",null,"State not covered under final 111(d)",null,"Alaska"]
["EXCLUDE","AK","AK-Alaska","Stebbins",57055,"UNIT1","JF","IC",0.5,0.5,0,0,0,null,"Electric Utility","Y","OP",2013,"State not covered under final 111(d)",null,"Alaska"]
["EXCLUDE","AK","AK-Alaska","Scammon Bay",57056,"UNIT3","JF","IC",0.5,0.5,0,0,0,null,"Electric Utility","Y","OP",null,"State not covered under final 111(d)",null,"Alaska"]
["EXCLUDE","AK","AK-Alaska","St. Michael",57061,"UNIT3","JF","IC",0.2,0.2,0,0,0,null,"Electric Utility","Y","OP",null,"State not covered under final 111(d)",null,"Alaska"]
["EXCLUDE","AK","AK-Alaska","Kotlik",57064,"UNIT4","JF","IC",0.4,0.5,0,0,0,null,"Electric Utility","Y","OP",null,"State not covered under final 111(d)",null,"Alaska"]
["EXCLUDE","AK","AK-Alaska","Kasigluk",57066,"5A","JF","IC",0.7,0.7,0,0,0,null,"Electric Utility","Y","OP",null,"State not covered under final 111(d)",null,"Alaska"]
["EXCLUDE","MN","MN-Eastern","Twin Cities Hydro LLC",57069,"2","WAT","HY",4.5,4.5,0,21159.25,0,null,"IPP Non-CHP","N","OP",null,"Non Combustion (NUC, WAT, WND, GEO, or SUN)",null,"Eastern"]
["EXCLUDE","CT","CT-Eastern","GenConn Devon LLC",57070,"17","KER","GT",60.5,46.9,0,1007.25,823.52,null,"IPP Non-CHP","N","OP",null,"Simple cycle unit",null,"Eastern"]
["EXCLUDE","NJ","NJ-Eastern","Calpine Vineland Solar LLC",57081,"CVS2","SUN","PV",1.8,1.8,0,3012.59,0,null,"IPP Non-CHP","N","OP",null,"Non Combustion (NUC, WAT, WND, GEO, or SUN)",null,"Eastern"]
["EXCLUDE","ND","ND-Eastern","Rugby Wind Power Project",57097,"1","WND","WT",149,149,0,405292,0,null,"IPP Non-CHP","N","OP",null,"Non Combustion (NUC, WAT, WND, GEO, or SUN)",null,"Eastern"]
["EXCLUDE","CA","CA-Western","Whittier LFG Power Plant #1",57102,"EN01","LFG","IC",1.1000000000000001,1,0,0,0,null,"IPP CHP","Y","OP",null,"Non-Fossil Fuel Type (Less than 10% Fossil Fuel)",null,"Western"]
["EXCLUDE","WI","WI-Eastern","Quilt Block Wind Farm LLC",57116,"GEN1","WND","WT",99,99,0,0,0,null,"IPP Non-CHP","N","L",null,"Status of Operation (IP, L, P, T)",null,"Eastern"]
["EXCLUDE","FL","FL-Eastern","Trail Ridge Landfill Gas Recovery",57123,"4","LFG","IC",1.6,1.5,0,0,0,null,"IPP Non-CHP","N","OP",null,"Non-Fossil Fuel Type (Less than 10% Fossil Fuel)",null,"Eastern"]
["EXCLUDE","ID","ID-Western","Yahoo Creek",57126,"YCWP","WND","WT",21,21,0,62833,0,null,"IPP Non-CHP","N","OP",null,"Non Combustion (NUC, WAT, WND, GEO, or SUN)",null,"Western"]
["EXCLUDE","FL","FL-Eastern","G2 Energy Marion LLC",57128,"360","LFG","IC",0.8,0.8,0,0,0,null,"IPP Non-CHP","N","OP",null,"Non-Fossil Fuel Type (Less than 10% Fossil Fuel)",null,"Eastern"]
["NGCC","CO","CO-Western","Thermo Power & Electric",50676,"GEN3","NG","CC",16.399999999999999,8,0,21353.9,11182.1,1,"IPP CHP","Y","OP",null,null,null,"Western"]
["EXCLUDE","ID","ID-Western","Deep Creek Wind Park",57146,"JR1","WND","WT",20,20,0,0,0,null,"IPP Non-CHP","N","U",null,"Status of Operation (IP, L, P, T)",null,"Western"]
["EXCLUDE","WA","WA-Western","Windy Flats Wind Project",57159,"GEN1","WND","WT",262.2,262.2,0,673382,0,null,"IPP Non-CHP","N","OP",null,"Non Combustion (NUC, WAT, WND, GEO, or SUN)",null,"Western"]
["EXCLUDE","TX","TX-ERCOT","Mesquite Creek LFGTE Project",57167,"GEN2","LFG","IC",1.6,1.6,0,0,0,null,"IPP Non-CHP","N","OP",null,"Non-Fossil Fuel Type (Less than 10% Fossil Fuel)",null,"ERCOT"]
["EXCLUDE","FL","FL-Eastern","Waste Management Naples LFGTE Project",57168,"GEN1","LFG","IC",0.8,0.8,0,0,0,null,"IPP Non-CHP","N","OP",null,"Non-Fossil Fuel Type (Less than 10% Fossil Fuel)",null,"Eastern"]
["EXCLUDE","ND","ND-Eastern","Cedar Hills",57171,"1","WND","WT",19.5,19.5,0,38996,0,null,"Electric Utility","N","OP",null,"Non Combustion (NUC, WAT, WND, GEO, or SUN)",null,"Eastern"]
["EXCLUDE","DE","DE-Eastern","University of Delaware Wind Turbine",57176,"FSMW","WND","WT",2,2,0,3638,0,null,"Commercial Non-CHP","N","OP",null,"Commercial/Industrial Unit",null,"Eastern"]
["EXCLUDE","ME","ME-Eastern","Orono Hydro Station",57184,"2","WAT","HY",0.6,0.6,0,4043.11,0,null,"IPP Non-CHP","N","OP",null,"Non Combustion (NUC, WAT, WND, GEO, or SUN)",null,"Eastern"]
["EXCLUDE","MO","MO-Eastern","Lost Creek Wind Energy Facility",57189,"LCW","WND","WT",150,150,0,466863,0,null,"IPP Non-CHP","N","OP",null,"Non Combustion (NUC, WAT, WND, GEO, or SUN)",null,"Eastern"]
["EXCLUDE","WI","WI-Eastern","Little Quinnesec Falls Hydro Project",57190,"UNIT5","WAT","HY",1,1,0,4888.8900000000003,0,null,"IPP Non-CHP","N","OP",null,"Non Combustion (NUC, WAT, WND, GEO, or SUN)",null,"Eastern"]
["EXCLUDE","NC","NC-Eastern","Shelby Solar Energy Generation Facility",57200,"1","SUN","PV",1,1,0,1752,0,null,"IPP Non-CHP","N","OP",null,"Non Combustion (NUC, WAT, WND, GEO, or SUN)",null,"Eastern"]
["EXCLUDE","MN","MN-Eastern","Thomson Reuters Data Center Bldg H",57208,"3","DFO","IC",2,0.6,0,0,0,null,"Commercial Non-CHP","N","SB",null,"Commercial/Industrial Unit",null,"Eastern"]
["EXCLUDE","IA","IA-Eastern","Waverly Community Wind Project",57214,"CAN2","WND","WT",0.9,0.9,0,1350.67,0,null,"Electric Utility","N","OP",null,"Non Combustion (NUC, WAT, WND, GEO, or SUN)","Yes","Eastern"]
["EXCLUDE","PA","PA-Eastern","Crayola Solar Project",57216,"3","SUN","PV",0.8,0.8,0,137.43,0,null,"IPP Non-CHP","N","OP",null,"Non Combustion (NUC, WAT, WND, GEO, or SUN)","Yes","Eastern"]
["EXCLUDE","CA","CA-Western","Solar Photovoltaic Project #07",57221,"S007A","SUN","PV",0.5,0.5,0,872.8,0,null,"Electric Utility","N","OP",null,"Non Combustion (NUC, WAT, WND, GEO, or SUN)","Yes","Western"]
["EXCLUDE","CA","CA-Western","Solar Photovoltaic Project #09",57223,"S009B","SUN","PV",0.5,0.5,0,1068,0,null,"Electric Utility","N","OP",null,"Non Combustion (NUC, WAT, WND, GEO, or SUN)",null,"Western"]
["EXCLUDE","CA","CA-Western","Solar Photovoltaic Project #10",57224,"S010D","SUN","PV",0.5,0.5,0,0,0,null,"Electric Utility","N","IP",null,"Status of Operation (IP, L, P, T)",null,"Western"]
["EXCLUDE","CA","CA-Western","Solar Photovoltaic Project #13",57227,"S013F","SUN","PV",0.5,0.5,0,0,0,null,"Electric Utility","N","TS",null,"Status of Operation (IP, L, P, T)",null,"Western"]
["EXCLUDE","CA","CA-Western","Solar Photovoltaic Project #13",57227,"S013G","SUN","PV",0.5,0.5,0,0,0,null,"Electric Utility","N","TS",null,"Status of Operation (IP, L, P, T)",null,"Western"]
["EXCLUDE","CA","CA-Western","Solar Photovoltaic Project #16",57230,"S016A","SUN","PV",0.5,0.5,0,0,0,null,"Electric Utility","N","TS",null,"Status of Operation (IP, L, P, T)",null,"Western"]
["EXCLUDE","CA","CA-Western","Solar Photovoltaic Project #19",57233,"S019B","SUN","PV",0.5,0.5,0,0,0,null,"Electric Utility","N","IP",null,"Status of Operation (IP, L, P, T)",null,"Western"]
["EXCLUDE","CA","CA-Western","Solar Photovoltaic Project #19",57233,"S019G","SUN","PV",0.5,0.5,0,0,0,null,"Electric Utility","N","IP",null,"Status of Operation (IP, L, P, T)",null,"Western"]
["EXCLUDE","CA","CA-Western","Solar Photovoltaic Project #23",57236,"S023A","SUN","PV",0.5,0.5,0,0,0,null,"Electric Utility","N","TS",null,"Status of Operation (IP, L, P, T)",null,"Western"]
["EXCLUDE","MD","MD-Eastern","Roth Rock North Wind Farm, LLC",57240,"SRRNW","WND","WT",10,10,0,23296,0,null,"IPP Non-CHP","N","OP",null,"Non Combustion (NUC, WAT, WND, GEO, or SUN)",null,"Eastern"]
["EXCLUDE","CA","CA-Western","Solar Photovoltaic Project #26",57245,"S026A","SUN","PV",0.5,0.5,0,0,0,null,"Electric Utility","N","TS",null,"Status of Operation (IP, L, P, T)",null,"Western"]
["EXCLUDE","CA","CA-Western","Solar Photovoltaic Project #26",57245,"SO26L","SUN","PV",0.5,0.5,0,0,0,null,"Electric Utility","N","TS",null,"Status of Operation (IP, L, P, T)",null,"Western"]
["EXCLUDE","MN","MN-Eastern","Welcome Wind Turbine",57248,"WIND1","WND","WT",2.1,2.1,0,7188,0,null,"Electric Utility","N","OP",null,"Non Combustion (NUC, WAT, WND, GEO, or SUN)",null,"Eastern"]
["EXCLUDE","IN","IN-Eastern","Earthmovers LFGTE",57250,"3","LFG","IC",0.8,0.8,0,0,0,null,"Electric Utility","N","OP",null,"Non-Fossil Fuel Type (Less than 10% Fossil Fuel)",null,"Eastern"]
["EXCLUDE","MN","MN-Eastern","Lake Country Wind Energy",57255,"2","WND","WT",300,300,0,0,0,null,"IPP Non-CHP","N","IP",null,"Status of Operation (IP, L, P, T)",null,"Eastern"]
["EXCLUDE","CA","CA-Western","Marsh Landing Generating Station",57267,"3","NG","GT",207,180,0,0,0,null,"IPP Non-CHP","N","V",null,"Status of Operation (IP, L, P, T)",null,"Western"]
["EXCLUDE","CA","CA-Western","Palen Solar Power Project",57272,"1","SUN","ST",273.39999999999998,232,0,0,0,null,"IPP Non-CHP","N","IP",null,"Status of Operation (IP, L, P, T)",null,"Western"]
["EXCLUDE","NV","NV-Western","Crescent Dunes Solar Energy",57275,"TSE-1","SUN","CP",125,110,0,0,0,null,"IPP Non-CHP","N","U",null,"Status of Operation (IP, L, P, T)",null,"Western"]
["EXCLUDE","CA","CA-Western","Alta Wind Energy Center I",57282,"AW01","WND","WT",150,150,0,353793,0,null,"IPP Non-CHP","N","OP",null,"Non Combustion (NUC, WAT, WND, GEO, or SUN)",null,"Western"]
["EXCLUDE","CA","CA-Western","Alta Wind Energy Center II",57291,"AW02","WND","WT",150,150,0,296135,0,null,"IPP Non-CHP","N","OP",null,"Non Combustion (NUC, WAT, WND, GEO, or SUN)",null,"Western"]
["EXCLUDE","WA","WA-Western","Cedar Hills",57298,"14","LFG","IC",0.3,0.3,0,0,0,null,"IPP Non-CHP","N","OP",null,"Non-Fossil Fuel Type (Less than 10% Fossil Fuel)",null,"Western"]
["EXCLUDE","WA","WA-Western","Cedar Hills",57298,"2","LFG","IC",0.3,0.3,0,0,0,null,"IPP Non-CHP","N","OP",null,"Non-Fossil Fuel Type (Less than 10% Fossil Fuel)",null,"Western"]
["EXCLUDE","CA","CA-Western","Garnet Wind Energy Center",57302,"1","WND","WT",6.5,6.5,0,18737,0,null,"IPP Non-CHP","N","OP",null,"Non Combustion (NUC, WAT, WND, GEO, or SUN)",null,"Western"]
["EXCLUDE","CO","CO-Western","University of Colorado",54372,"GT1","NG","CC",16,15,0,1902.85,2287.6,null,"Commercial CHP","Y","OP",null,"Commercial/Industrial Unit",null,"Western"]
["EXCLUDE","DE","DE-Eastern","Kent County Wastewater Treatment Solar",57330,"1","SUN","PV",1.2,1.2,0,1560,0,null,"IPP Non-CHP","N","OP",null,"Non Combustion (NUC, WAT, WND, GEO, or SUN)",null,"Eastern"]
["EXCLUDE","NC","NC-Eastern","DE Solar 10240 Old Dowd Rd",57334,"PV01","SUN","PV",1.9,1.9,0,2558,0,null,"Electric Utility","N","OP",null,"Non Combustion (NUC, WAT, WND, GEO, or SUN)",null,"Eastern"]
["EXCLUDE","OK","OK-Eastern","Elk City LLC",57346,"1","WND","WT",98.9,98.9,0,351082.02,0,null,"IPP Non-CHP","N","OP",null,"Non Combustion (NUC, WAT, WND, GEO, or SUN)",null,"Eastern"]
["EXCLUDE","NJ","NJ-Eastern","Trenton Solar Farm",57352,"TREN","SUN","PV",1,1,0,1617,0,null,"Electric Utility","N","OP",null,"Non Combustion (NUC, WAT, WND, GEO, or SUN)",null,"Eastern"]
["EXCLUDE","VA","VA-Eastern","Henrico",57356,"10","LFG","IC",0.3,0.3,0,0,0,null,"IPP Non-CHP","N","OP",null,"Non-Fossil Fuel Type (Less than 10% Fossil Fuel)",null,"Eastern"]
["EXCLUDE","CA","CA-Western","Sand Drag LLC",57361,"1","SUN","PV",19,19,0,40357,0,null,"IPP Non-CHP","N","OP",null,"Non Combustion (NUC, WAT, WND, GEO, or SUN)",null,"Western"]
["EXCLUDE","PA","PA-Eastern","Morgantown Solar Park",57362,"1","SUN","PV",2,1.6,0,2708,0,null,"IPP Non-CHP","N","OP",null,"Non Combustion (NUC, WAT, WND, GEO, or SUN)",null,"Eastern"]
["EXCLUDE","AZ","AZ-Western","Agua Caliente Solar Project",57373,"AGU1","SUN","PV",90.7,82.5,0,151871.49,0,null,"IPP Non-CHP","N","OP",null,"Non Combustion (NUC, WAT, WND, GEO, or SUN)","Yes","Western"]
["EXCLUDE","CO","CO-Western","University of Colorado",54372,"ST1","NG","CC",1,1,0,118.93,142.97999999999999,null,"Commercial CHP","Y","OP",null,"Commercial/Industrial Unit",null,"Western"]
["EXCLUDE","NJ","NJ-Eastern","Linden Solar Farm",57381,"LIND","SUN","PV",2.7,2.7,0,3894,0,null,"Electric Utility","N","OP",null,"Non Combustion (NUC, WAT, WND, GEO, or SUN)",null,"Eastern"]
["EXCLUDE","MN","MN-Eastern","Danielson Wind Farms LLC",57396,"DWF","WND","WT",20,20,0,60092,0,null,"IPP Non-CHP","N","OP",null,"Non Combustion (NUC, WAT, WND, GEO, or SUN)",null,"Eastern"]
["EXCLUDE","WV","WV-Eastern","Willow Island Hydroelectric Plant",57401,"WIG2","WAT","HY",22,22,0,0,0,null,"Electric Utility","N","T",null,"Status of Operation (IP, L, P, T)",null,"Eastern"]
["EXCLUDE","NY","NY-Eastern","Oneida Herkimer",57404,"GEN2","LFG","IC",1.6,1.6,0,0,0,null,"IPP Non-CHP","N","P",null,"Status of Operation (IP, L, P, T)",null,"Eastern"]
["EXCLUDE","OH","OH-Eastern","Mahoning",57411,"GEN1","LFG","IC",0.8,0.8,0,0,0,null,"IPP Non-CHP","N","V",null,"Status of Operation (IP, L, P, T)",null,"Eastern"]
["EXCLUDE","IA","IA-Eastern","Elk Wind Farm",57417,"NORD","WND","WT",40.799999999999997,40.799999999999997,0,146983,0,null,"IPP Non-CHP","N","OP",null,"Non Combustion (NUC, WAT, WND, GEO, or SUN)",null,"Eastern"]
["EXCLUDE","SD","SD-Western","Buffalo Ridge II LLC",57424,"1","WND","WT",210,210,0,627768,0,null,"IPP Non-CHP","N","OP",null,"Non Combustion (NUC, WAT, WND, GEO, or SUN)",null,"Western"]
["EXCLUDE","OH","OH-Eastern","Bellefontaine Gas Producers LLC",57433,"2","LFG","IC",1.6,1.6,0,0,0,null,"IPP Non-CHP","N","OP",null,"Non-Fossil Fuel Type (Less than 10% Fossil Fuel)",null,"Eastern"]
["EXCLUDE","CA","CA-Western","California Valley Solar Ranch",57439,"HPR2D","SUN","PV",40,40,0,6908.43,0,null,"IPP Non-CHP","N","OP",null,"Non Combustion (NUC, WAT, WND, GEO, or SUN)","Yes","Western"]
["EXCLUDE","CA","CA-Western","Solar Photovoltaic Project #42",57441,"S42E","SUN","PV",0.5,0.5,0,634.29999999999995,0,null,"Electric Utility","N","OP",null,"Non Combustion (NUC, WAT, WND, GEO, or SUN)","Yes","Western"]
["EXCLUDE","MI","MI-Eastern","Pine Tree Acres WM LFGTE",57443,"GEN3","LFG","IC",1.6,1.6,0,0,0,null,"IPP Non-CHP","N","OP",null,"Non-Fossil Fuel Type (Less than 10% Fossil Fuel)","Yes","Eastern"]
["EXCLUDE","NV","NV-Western","McGinness Hills",57446,"2","GEO","BT",20,12,0,61182.31,0,null,"IPP Non-CHP","N","OP",null,"Non Combustion (NUC, WAT, WND, GEO, or SUN)","Yes","Western"]
["EXCLUDE","CA","CA-Western","Blythe Projects",57453,"BLY1","SUN","PV",200,200,0,0,0,null,"IPP Non-CHP","N","IP",null,"Status of Operation (IP, L, P, T)",null,"Western"]
["EXCLUDE","CA","CA-Western","Caltech Central",57460,"CL07","OBG","FC",0.1,0.1,0,579.20000000000005,290.44,null,"IPP Non-CHP","N","OP",2020,"Non-Fossil Fuel Type (Less than 10% Fossil Fuel)",null,"Western"]
["EXCLUDE","IL","IL-Eastern","Bishop Hill Energy LLC",57463,"1","WND","WT",200,200,0,259418,0,null,"IPP Non-CHP","N","OP",null,"Non Combustion (NUC, WAT, WND, GEO, or SUN)","Yes","Eastern"]
["EXCLUDE","NY","NY-Eastern","TBE-Montgomery LLC",57472,"CTG","OBG","CC",12,11.6,0,0,0,null,"IPP Non-CHP","N","U",null,"Status of Operation (IP, L, P, T)",null,"Eastern"]
["EXCLUDE","CA","CA-Western","CPV Sentinel Energy Project",57482,"CTG5","NG","GT",100,100,0,0,0,null,"IPP Non-CHP","N","V",null,"Status of Operation (IP, L, P, T)",null,"Western"]
["EXCLUDE","CA","CA-Western","Mariposa Energy Project",57483,"CTG2","NG","GT",49.9,49.9,481,6980.5,2746.27,null,"IPP Non-CHP","N","OP",null,"Simple cycle unit","Yes","Western"]
["EXCLUDE","NC","NC-Eastern","Sampson County Landfill",57492,"GEN1","LFG","IC",1.6,1.6,0,0,0,null,"IPP Non-CHP","N","OP",null,"Non-Fossil Fuel Type (Less than 10% Fossil Fuel)",null,"Eastern"]
["EXCLUDE","IA","IA-Eastern","Laurel Wind Farm",57500,"LWF","WND","WT",119.6,119.6,0,393179,0,null,"Electric Utility","N","OP",null,"Non Combustion (NUC, WAT, WND, GEO, or SUN)",null,"Eastern"]
["EXCLUDE","CA","CA-Western","FRV SI Transport Solar LP",57506,"SEIM","SUN","PV",1,1,0,1820,0,null,"IPP Non-CHP","N","OP",null,"Non Combustion (NUC, WAT, WND, GEO, or SUN)",null,"Western"]
["EXCLUDE","OH","OH-Eastern","Central Ohio BioEnergy Plant #1",57513,"COBE1","OBG","IC",1,0.9,0,0,0,null,"Industrial CHP","Y","RE",2011,"Commercial/Industrial Unit",null,"Eastern"]
["EXCLUDE","CA","CA-Western","Cantua Solar Station",57522,"1","SUN","PV",20,20,0,24235,0,null,"Electric Utility","N","OP",null,"Non Combustion (NUC, WAT, WND, GEO, or SUN)","Yes","Western"]
["EXCLUDE","HI","HI-Hawaii","Kapaa Photovoltaic Project",57525,"KSPV","SUN","PV",1,1,0,2070,0,null,"IPP Non-CHP","N","OP",null,"State not covered under final 111(d)",null,"Hawaii"]
["EXCLUDE","ME","ME-Eastern","Bingham Wind",57531,"1","WND","WT",186,186,0,0,0,null,"IPP Non-CHP","N","P",null,"Status of Operation (IP, L, P, T)",null,"Eastern"]
["EXCLUDE","CA","CA-Western","SPVP #35",57537,"35H","SUN","PV",0.5,0.5,0,0,0,null,"Electric Utility","N","IP",null,"Status of Operation (IP, L, P, T)",null,"Western"]
["EXCLUDE","CA","CA-Western","SPVP #35",57537,"35M","SUN","PV",0.5,0.5,0,0,0,null,"Electric Utility","N","IP",null,"Status of Operation (IP, L, P, T)",null,"Western"]
["EXCLUDE","CA","CA-Western","Solar Photovoltaic Project #40",57538,"S40G","SUN","PV",0.5,0.5,0,0,0,null,"Electric Utility","N","IP",null,"Status of Operation (IP, L, P, T)",null,"Western"]
["EXCLUDE","CA","CA-Western","Solar Photovoltaic Project #40",57538,"S40R","SUN","PV",0.5,0.5,0,0,0,null,"Electric Utility","N","IP",null,"Status of Operation (IP, L, P, T)",null,"Western"]
["EXCLUDE","CA","CA-Western","Solar Photovoltaic Project #41",57539,"S41C","SUN","PV",0.5,0.5,0,0,0,null,"Electric Utility","N","IP",null,"Status of Operation (IP, L, P, T)",null,"Western"]
["EXCLUDE","CA","CA-Western","Solar Photovoltaic Project #41",57539,"S41R","SUN","PV",0.5,0.5,0,0,0,null,"Electric Utility","N","IP",null,"Status of Operation (IP, L, P, T)",null,"Western"]
["EXCLUDE","CA","CA-Western","Solar Photovoltaic Project #44",57540,"S44I","SUN","PV",0.5,0.5,0,0,0,null,"Electric Utility","N","TS",null,"Status of Operation (IP, L, P, T)",null,"Western"]
["EXCLUDE","CA","CA-Western","Solar Photovoltaic Project #44",57540,"S44N","SUN","PV",0.5,0.5,0,0,0,null,"Electric Utility","N","TS",null,"Status of Operation (IP, L, P, T)",null,"Western"]
["EXCLUDE","CA","CA-Western","Solar Photovoltaic Project #45",57541,"S45I","SUN","PV",0.5,0.5,0,0,0,null,"Electric Utility","N","IP",null,"Status of Operation (IP, L, P, T)",null,"Western"]
["EXCLUDE","MN","MN-Eastern","Winona County Wind LLC",57547,"WCW","WND","WT",1.5,1.5,0,2414,0,null,"IPP Non-CHP","N","OP",null,"Non Combustion (NUC, WAT, WND, GEO, or SUN)",null,"Eastern"]
["EXCLUDE","CA","CA-Western","Oakley Generating Station",57552,"CT2","NG","CC",222.3,197.3,0,0,0,null,"IPP Non-CHP","N","L",null,"Status of Operation (IP, L, P, T)",null,"Western"]
["EXCLUDE","AZ","AZ-Western","La Senita",57556,"1","SUN","PV",1,1,0,2139,0,null,"Electric Utility","N","OP",null,"Non Combustion (NUC, WAT, WND, GEO, or SUN)",null,"Western"]
["NGCC","CA","CA-Western","Algonquin Power Sanger LLC",57564,"CTG","NG","CC",49,49,0,67135.3,29906.45,null,"IPP CHP","Y","OP",null,null,null,"Western"]
["EXCLUDE","NM","NM-Western","Deming Solar Energy Center",57575,"HON2","SUN","PV",4,4,0,0,0,null,"Electric Utility","N","U",null,"Status of Operation (IP, L, P, T)",null,"Western"]
["EXCLUDE","PA","PA-Eastern","Lycoming County",57582,"2","LFG","IC",1.6,1.5,0,0,0,null,"IPP Non-CHP","N","OP",null,"Non-Fossil Fuel Type (Less than 10% Fossil Fuel)","Yes","Eastern"]
["EXCLUDE","CA","CA-Western","Oxnard Paper Mill",57585,"1","NG","GT",29,29,0,107142,68794.89,null,"Industrial CHP","Y","OP",null,"Commercial/Industrial Unit",null,"Western"]
["EXCLUDE","CA","CA-Western","Sheraton SD East Tower",57592,"51","NG","FC",0.3,0.3,0,868.25,514.77,null,"Commercial CHP","Y","OP",2017,"Commercial/Industrial Unit",null,"Western"]
["EXCLUDE","CT","CT-Eastern","Gary Court 1 & 2",57601,"GC1","DFO","IC",2.5,2.5,0,0,0,null,"Electric Utility","N","OP",null,"Internal Combustion",null,"Eastern"]
["EXCLUDE","CT","CT-Eastern","Lebanon Pines 1 & 2",57604,"LP1","DFO","IC",2.5,2.5,0,0,0,null,"Electric Utility","N","OP",null,"Internal Combustion",null,"Eastern"]
["EXCLUDE","OH","OH-Eastern","Paulding Wind Farm LLC",57611,"GEN1","WND","WT",49,49,0,0,0,null,"IPP Non-CHP","N","L",null,"Status of Operation (IP, L, P, T)",null,"Eastern"]
["EXCLUDE","IN","IN-Eastern","Bos Dairy, LLC",57625,"BOS2","OBG","IC",0.7,0.6,0,0,0,null,"Industrial Non-CHP","N","OP",null,"Commercial/Industrial Unit",null,"Eastern"]
["EXCLUDE","VT","VT-Eastern","Beaver Wood Energy Fair Haven, LLC",57634,"GEN1","OBS","ST",34,29.5,0,0,0,null,"IPP CHP","Y","L",null,"State not covered under final 111(d)",null,"Eastern"]
["EXCLUDE","IN","IN-Eastern","Union City Wind Turbine",57637,"1","WND","WT",1,1,0,1000,0,null,"IPP Non-CHP","N","OP",null,"Non Combustion (NUC, WAT, WND, GEO, or SUN)",null,"Eastern"]
["EXCLUDE","CA","CA-Western","FRV Regulus Solar Project",57650,"FRV4","SUN","PV",67.5,67.5,0,0,0,null,"IPP Non-CHP","N","P",null,"Status of Operation (IP, L, P, T)",null,"Western"]
["EXCLUDE","CA","CA-Western","FRV Cygnus Solar Project",57651,"FRV3","SUN","PV",20,20,0,0,0,null,"IPP Non-CHP","N","P",null,"Status of Operation (IP, L, P, T)",null,"Western"]
["NGCC","NY","NY-Eastern","Astoria Energy II",57664,"ST2","NG","CC",250,228,0,1233379.1200000001,524847.38,null,"IPP Non-CHP","N","OP",null,null,null,"Eastern"]
["EXCLUDE","MN","MN-Eastern","SAF Hydroelectric LLC",57665,"13","WAT","HY",0.6,0.6,0,1618.56,0,null,"IPP Non-CHP","N","OP",null,"Non Combustion (NUC, WAT, WND, GEO, or SUN)",null,"Eastern"]
["EXCLUDE","MN","MN-Eastern","SAF Hydroelectric LLC",57665,"9","WAT","HY",0.6,0.6,0,1618.56,0,null,"IPP Non-CHP","N","OP",null,"Non Combustion (NUC, WAT, WND, GEO, or SUN)",null,"Eastern"]
["EXCLUDE","NC","NC-Eastern","Murphy Farm Power, LLC",57677,"1","SUN","PV",1,0.9,0,1391,0,null,"IPP Non-CHP","N","OP",null,"Non Combustion (NUC, WAT, WND, GEO, or SUN)",null,"Eastern"]
["EXCLUDE","NV","NV-Western","Goodsprings Waste Heat Recovery",57684,"HR1","NG","ST",7.5,6.5,0,11929,6634.32,null,"Electric Utility","N","OP",null,"Steam unit (PRMVR=ST) less than or equal to 25MW (i.e. 250 MMBtu/hr)",null,"Western"]
["EXCLUDE","CT","CT-Eastern","Norden 1-3",57689,"NORD2","DFO","IC",2,2,0,0,0,null,"Electric Utility","N","OP",null,"Internal Combustion",null,"Eastern"]
["EXCLUDE","CA","CA-Western","Topaz Solar Farm",57695,"TPZ1","SUN","PV",37.799999999999997,35.299999999999997,0,0,0,null,"IPP Non-CHP","N","V",null,"Status of Operation (IP, L, P, T)",null,"Western"]
["EXCLUDE","CA","CA-Western","Signal Hill West Unit",57702,"1","OG","GT",5.7,5.7,0,39116,30025.05,null,"Industrial Non-CHP","N","OP",null,"Commercial/Industrial Unit",null,"Western"]
["EXCLUDE","WY","WY-Western","Cheyenne Prairie Generating Station",57703,"02B","NG","GT",40,40,0,0,0,null,"IPP Non-CHP","N","P",null,"Status of Operation (IP, L, P, T)",null,"Western"]
["EXCLUDE","AZ","AZ-Western","Mesquite Solar 1",57707,"7","SUN","PV",16,16,0,21939.29,0,null,"IPP Non-CHP","N","OP",null,"Non Combustion (NUC, WAT, WND, GEO, or SUN)","Yes","Western"]
["EXCLUDE","CA","CA-Western","City of Palo Alto",57714,"GEN1","NG","IC",1.1000000000000001,1.1000000000000001,0,0,0,null,"Electric Utility","N","SB",null,"Internal Combustion",null,"Western"]
["EXCLUDE","CA","CA-Western","Watkins Manufacturing Co.",57715,"GEN2","NG","IC",1,1,0,0,0,null,"Industrial Non-CHP","N","OP",null,"Commercial/Industrial Unit",null,"Western"]
["EXCLUDE","NJ","NJ-Eastern","Benjamin Moore & Co. Solar",57733,"PV1","SUN","PV",1.4,1.4,0,2006,0,null,"Commercial Non-CHP","N","OP",null,"Commercial/Industrial Unit",null,"Eastern"]
["EXCLUDE","NJ","NJ-Eastern","Cherry Hill",57734,"CH","SUN","PV",1.1000000000000001,1.1000000000000001,0,206,0,null,"IPP Non-CHP","N","OP",null,"Non Combustion (NUC, WAT, WND, GEO, or SUN)",null,"Eastern"]
["EXCLUDE","MT","MT-Western","Gordon Butte Wind LLC",57748,"GBW","WND","WT",9.6,9.6,0,42260,0,null,"IPP Non-CHP","N","OP",null,"Non Combustion (NUC, WAT, WND, GEO, or SUN)","Yes","Western"]
["EXCLUDE","CA","CA-Western","Pacific Wind LLC",57757,"1","WND","WT",151.69999999999999,140,0,97080,0,null,"IPP Non-CHP","N","OP",null,"Non Combustion (NUC, WAT, WND, GEO, or SUN)","Yes","Western"]
["EXCLUDE","KS","KS-Eastern","Cimarron Wind Energy LLC",57762,"CPV1","WND","WT",165.6,165.6,0,27640,0,null,"IPP Non-CHP","N","OP",null,"Non Combustion (NUC, WAT, WND, GEO, or SUN)","Yes","Eastern"]
["EXCLUDE","PA","PA-Eastern","Longwood Gardens",57768,"1","SUN","PV",1.3,1.3,0,2158,0,null,"IPP Non-CHP","N","OP",null,"Non Combustion (NUC, WAT, WND, GEO, or SUN)",null,"Eastern"]
["EXCLUDE","CA","CA-Western","RE Kammerer 3",57782,"KAM3","SUN","PV",5,5,0,11291,0,null,"IPP Non-CHP","N","OP",null,"Non Combustion (NUC, WAT, WND, GEO, or SUN)","Yes","Western"]
["EXCLUDE","MD","MD-Eastern","FC Landfill Energy",57786,"UNIT2","LFG","IC",1.1000000000000001,1,0,0,0,null,"IPP Non-CHP","N","OP",null,"Non-Fossil Fuel Type (Less than 10% Fossil Fuel)",null,"Eastern"]
["EXCLUDE","IN","IN-Eastern","St Joseph Energy Center",57794,"1","NG","CC",670,642,0,0,0,null,"IPP Non-CHP","N","IP",null,"Status of Operation (IP, L, P, T)",null,"Eastern"]
["EXCLUDE","CA","CA-Western","RE Dillard 4",57806,"DIL4","SUN","PV",0.4,0.4,0,0,0,null,"IPP Non-CHP","N","OP",null,"Non Combustion (NUC, WAT, WND, GEO, or SUN)","Yes","Western"]
["EXCLUDE","CA","CA-Western","Adobe San Jose",57811,"ADB01","NG","FC",0.4,0.4,0,3052,1433.1,null,"IPP Non-CHP","N","OP",null,"Fuel Cell",null,"Western"]
["EXCLUDE","CA","CA-Western","RE McKenzie 6",57821,"MCK6","SUN","PV",5,5,0,855,0,null,"IPP Non-CHP","N","OP",null,"Non Combustion (NUC, WAT, WND, GEO, or SUN)","Yes","Western"]
["EXCLUDE","CA","CA-Western","L-8 Solar Project",57836,"TSM","SUN","PV",1.5,1.3,0,1117,0,null,"IPP Non-CHP","N","OP",null,"Non Combustion (NUC, WAT, WND, GEO, or SUN)","Yes","Western"]
["EXCLUDE","NJ","NJ-Eastern","AC Landfill Energy LLC",57845,"UNIT2","LFG","IC",1.9,1.8,0,0,0,null,"IPP Non-CHP","N","OP",null,"Non-Fossil Fuel Type (Less than 10% Fossil Fuel)",null,"Eastern"]
["EXCLUDE","NJ","NJ-Eastern","BC Landfill Energy LLC",57847,"UNIT4","LFG","IC",1.5,1.4,0,0,0,null,"IPP Non-CHP","N","OP",null,"Non-Fossil Fuel Type (Less than 10% Fossil Fuel)",null,"Eastern"]
["EXCLUDE","CA","CA-Western","Green Acres Solar Facility 2",57850,"GASF2","SUN","PV",1,1,0,578,0,null,"IPP Non-CHP","N","OP",null,"Non Combustion (NUC, WAT, WND, GEO, or SUN)","Yes","Western"]
["EXCLUDE","CA","CA-Western","North Hollywood",57854,"3T2","WAT","HY",0.2,0.2,0,0,0,null,"Electric Utility","N","OP",null,"Non Combustion (NUC, WAT, WND, GEO, or SUN)",null,"Western"]
["EXCLUDE","TX","TX-Eastern","Antelope Station",57865,"E01","NG","IC",9.3000000000000007,8.9,0,0,0,null,"Electric Utility","N","OP",null,"Internal Combustion",null,"Eastern"]
["EXCLUDE","TX","TX-Eastern","Antelope Station",57865,"E12","NG","IC",9.3000000000000007,8.9,0,0,0,null,"Electric Utility","N","OP",null,"Internal Combustion",null,"Eastern"]
["EXCLUDE","TX","TX-Eastern","Antelope Station",57865,"E17","NG","IC",9.3000000000000007,8.9,0,0,0,null,"Electric Utility","N","OP",null,"Internal Combustion",null,"Eastern"]
["EXCLUDE","IA","IA-Eastern","Vienna Wind Farm",57874,"VIWF","WND","WT",103,103,0,30853,0,null,"Electric Utility","N","OP",null,"Non Combustion (NUC, WAT, WND, GEO, or SUN)","Yes","Eastern"]
["EXCLUDE","OR","OR-Western","Baldock Solar Highway",57882,"BSH1","SUN","PV",1.7,1.7,0,1967,0,null,"Electric Utility","N","OP",null,"Non Combustion (NUC, WAT, WND, GEO, or SUN)","Yes","Western"]
["EXCLUDE","SC","SC-Eastern","Wellford Renewable Energy Plant",57885,"LFG1","LFG","IC",1.6,1.6,0,0,0,null,"Electric Utility","N","OP",null,"Non-Fossil Fuel Type (Less than 10% Fossil Fuel)",null,"Eastern"]
["EXCLUDE","NC","NC-Eastern","Concord Energy",57896,"UNT1","LFG","GT",4.8,3.9,0,14765.5,13521.84,null,"IPP Non-CHP","N","OP",null,"Non-Fossil Fuel Type (Less than 10% Fossil Fuel)","Yes","Eastern"]
["EXCLUDE","UT","UT-Western","Hurricane City Power",57899,"5","NG","GT",2,1.9,0,454.83,382.3,null,"Electric Utility","N","OP",null,"Simple cycle unit",null,"Western"]
["EXCLUDE","CA","CA-Western","Solar Photovoltaic Project #48",57900,"S48A","SUN","PV",0.5,0.5,0,0,0,null,"Electric Utility","N","U",null,"Status of Operation (IP, L, P, T)",null,"Western"]
["EXCLUDE","ID","ID-Western","Fighting Creek LFGTE Plant",57902,"G-123","LFG","IC",1.6,1.6,0,0,0,null,"Electric Utility","N","OP",null,"Non-Fossil Fuel Type (Less than 10% Fossil Fuel)","Yes","Western"]
["EXCLUDE","CA","CA-Western","San Antonio West Solar Rooftop",57904,"CHNO","SUN","PV",1.5,1.5,0,1403,0,null,"IPP Non-CHP","N","OP",null,"Non Combustion (NUC, WAT, WND, GEO, or SUN)","Yes","Western"]
["EXCLUDE","OR","OR-Western","Roseburg LFG",57911,"1","LFG","IC",1.6,1.6,0,0,0,null,"IPP Non-CHP","N","OP",null,"Non-Fossil Fuel Type (Less than 10% Fossil Fuel)",null,"Western"]
["EXCLUDE","CA","CA-Western","Spreckels Sugar Company",57916,"1","NG","ST",8.9,8.9,0,20838.509999999998,63192.28,null,"Industrial CHP","Y","OP",null,"Commercial/Industrial Unit",null,"Western"]
["EXCLUDE","IL","IL-Eastern","Jacksonville Developmental Center",57918,"3","BIT","ST",2,2,0,2542.35,18120.509999999998,null,"Commercial CHP","Y","OP",2013,"Commercial/Industrial Unit",null,"Eastern"]
["EXCLUDE","OH","OH-Eastern","East Campus Utility Plant",57929,"P008","DFO","IC",1.5,1.5,0,0,0,null,"Commercial Non-CHP","N","OP",null,"Commercial/Industrial Unit",null,"Eastern"]
["EXCLUDE","AZ","AZ-Western","Walmart Casa Grande",57939,"1","SUN","PV",1.1000000000000001,0.5,0,2027.3,0,null,"Commercial Non-CHP","N","OP",null,"Commercial/Industrial Unit",null,"Western"]
["EXCLUDE","ND","ND-Eastern","Lonesome Creek Station",57943,"01","NG","GT",60.5,40,0,0,0,null,"Electric Utility","N","U",null,"Status of Operation (IP, L, P, T)",null,"Eastern"]
["EXCLUDE","MI","MI-Eastern","MSC Sebewaing",57949,"1","BIT","ST",1.5,null,0,0,48340.37,null,"Industrial Non-CHP","N","OP",null,"Commercial/Industrial Unit",null,"Eastern"]
["EXCLUDE","CA","CA-Western","Rugged Solar LLC",57960,"1","SUN","PV",80,80,0,0,0,null,"IPP Non-CHP","N","L",null,"Status of Operation (IP, L, P, T)",null,"Western"]
["EXCLUDE","MT","MT-Western","Musselshell Wind Project Two LLC",57965,"MWP2","WND","WT",10,10,0,324,0,null,"IPP Non-CHP","N","OP",null,"Non Combustion (NUC, WAT, WND, GEO, or SUN)","Yes","Western"]
["EXCLUDE","IA","IA-Eastern","Pocahontas Prairie Wind Farm",57976,"1","WND","WT",80,80,0,250760,0,null,"IPP Non-CHP","N","OP",null,"Non Combustion (NUC, WAT, WND, GEO, or SUN)","Yes","Eastern"]
["EXCLUDE","CA","CA-Western","Lincoln Landfill",57988,"GEN1","LFG","IC",0.8,0.8,0,0,0,null,"IPP Non-CHP","N","OP",null,"Non-Fossil Fuel Type (Less than 10% Fossil Fuel)",null,"Western"]
["EXCLUDE","PA","PA-Eastern","Highland North Wind Farm",57991,"1","WND","WT",75,75,0,118876,0,null,"IPP Non-CHP","N","OP",null,"Non Combustion (NUC, WAT, WND, GEO, or SUN)","Yes","Eastern"]
["EXCLUDE","CA","CA-Western","Desert Sunlight 300, LLC",57993,"DSL6","SUN","PV",25.2,25.2,0,0,0,null,"IPP Non-CHP","N","T",null,"Status of Operation (IP, L, P, T)",null,"Western"]
["EXCLUDE","MT","MT-Western","NaturEner Rim Rock Energy",57995,"RR","WND","WT",189,180,0,56893.32,0,null,"IPP Non-CHP","N","OP",null,"Non Combustion (NUC, WAT, WND, GEO, or SUN)","Yes","Western"]
["UC-NGCC","TX","TX-ERCOT","Panda Temple Power Station",58001,"CTG-4","NG","CC",232,204,0,0,0,null,"IPP Non-CHP","N","U",null,null,null,"ERCOT"]
["EXCLUDE","CA","CA-Western","Brea Expansion Plant",58007,"G5","LFG","CC",10,10,0,6235.75,3842.91,null,"IPP Non-CHP","N","OP",null,"Non-Fossil Fuel Type (Less than 10% Fossil Fuel)","Yes","Western"]
["EXCLUDE","NM","NM-Western","WSMR I",58010,"WSMR2","SUN","PV",0.4,0.4,0,72.09,0,null,"IPP Non-CHP","N","OP",null,"Non Combustion (NUC, WAT, WND, GEO, or SUN)","Yes","Western"]
["EXCLUDE","NV","NV-Western","Copper Mountain Solar 2",58017,"PV05","SUN","PV",30,30,0,0,0,null,"IPP Non-CHP","N","T",null,"Status of Operation (IP, L, P, T)",null,"Western"]
["EXCLUDE","NJ","NJ-Eastern","Constellation New Energy Inc",58029,"PV1","SUN","PV",3.9,3.9,0,6880,0,null,"IPP Non-CHP","N","OP",null,"Non Combustion (NUC, WAT, WND, GEO, or SUN)",null,"Eastern"]
["EXCLUDE","OK","OK-Eastern","Chisholm View Wind Project",58041,"1","WND","WT",235.2,235.2,0,0,0,null,"IPP Non-CHP","N","OP",null,"Non Combustion (NUC, WAT, WND, GEO, or SUN)","Yes","Eastern"]
["EXCLUDE","IN","IN-Eastern","Lilly Technical Center",58043,"4","DFO","IC",2,2,0,0,0,null,"Industrial Non-CHP","N","SB",null,"Commercial/Industrial Unit",null,"Eastern"]
["EXCLUDE","MI","MI-Eastern","Battle Creek Mill",58052,"#1TG","NG","ST",2,0.8,0,2600,2551.2800000000002,null,"Industrial CHP","Y","OP",null,"Commercial/Industrial Unit",null,"Eastern"]
["EXCLUDE","CA","CA-Western","MillerCoors Irwindale Brewery",58056,"T200","NG","GT",5.2,4.0999999999999996,0,17040.5,12754.19,null,"Industrial Non-CHP","N","OP",null,"Commercial/Industrial Unit",null,"Western"]
["EXCLUDE","AL","AL-Eastern","Decatur-Morgan Co LFG Recovery Project",58061,"0290","LFG","IC",0.8,0.8,0,0,0,null,"IPP Non-CHP","N","OP",null,"Non-Fossil Fuel Type (Less than 10% Fossil Fuel)",null,"Eastern"]
["EXCLUDE","CA","CA-Western","SEPV 1",58073,"SEPV","SUN","PV",2,2,0,3504,0,null,"IPP Non-CHP","N","OP",null,"Non Combustion (NUC, WAT, WND, GEO, or SUN)","Yes","Western"]
["EXCLUDE","CA","CA-Western","Edwards Air Force Base",58076,"3","SUN","PV",1,1,0,2405.86,0,null,"IPP Non-CHP","N","OP",null,"Non Combustion (NUC, WAT, WND, GEO, or SUN)",null,"Western"]
["EXCLUDE","CA","CA-Western","PRC-Desoto Intl/PPG Aerospace",58085,"CATR2","DFO","IC",1,1,0,0,0,null,"Industrial Non-CHP","N","SB",null,"Commercial/Industrial Unit",null,"Western"]
["EXCLUDE","NJ","NJ-Eastern","Christmas Tree Shops DC Burlington NJ",58094,"FINJ","SUN","PV",2.1,2.1,0,3468,0,null,"IPP Non-CHP","N","OP",null,"Non Combustion (NUC, WAT, WND, GEO, or SUN)",null,"Eastern"]
["EXCLUDE","OR","OR-Western","Montague Wind Power Facility LLC",58099,"1","WND","WT",404,404,0,0,0,null,"IPP Non-CHP","N","L",null,"Status of Operation (IP, L, P, T)",null,"Western"]
["EXCLUDE","CA","CA-Western","Foundation Cemex Madison",58112,"WTG1","WND","WT",1,1,0,471,0,null,"IPP Non-CHP","N","OP",null,"Non Combustion (NUC, WAT, WND, GEO, or SUN)","Yes","Western"]
["EXCLUDE","AK","AK-Alaska","TNSG South Plant",58117,"6","NG","IC",3.4,3.4,0,0,0,null,"Electric Utility","N","OP",null,"State not covered under final 111(d)",null,"Alaska"]
["EXCLUDE","CA","CA-Western","Wellhead Power Delano LLC",58122,"GEN1","NG","GT",48.5,35,0,0,0,null,"IPP Non-CHP","N","TS",null,"Status of Operation (IP, L, P, T)",null,"Western"]
["EXCLUDE","IN","IN-Eastern","Fair Oaks Generating Facility",58129,"GEN1","OBG","IC",1.1000000000000001,0.8,0,0,0,null,"Industrial Non-CHP","N","OP",null,"Commercial/Industrial Unit",null,"Eastern"]
["EXCLUDE","OH","OH-Eastern","Oberlin Spear Point Solar One",58134,"OSSO","SUN","PV",2,2,0,248,0,null,"Commercial Non-CHP","N","OP",null,"Commercial/Industrial Unit","Yes","Eastern"]
["EXCLUDE","UT","UT-Western","Central Energy Plant USU",58139,"TURBI","NG","GT",5,4.4000000000000004,0,37802,28761.67,null,"Commercial Non-CHP","N","OP",null,"Commercial/Industrial Unit",null,"Western"]
["EXCLUDE","CA","CA-Western","RE Kansas South LLC",58148,"KS","SUN","PV",20,20,0,0,0,null,"IPP Non-CHP","N","V",null,"Status of Operation (IP, L, P, T)",null,"Western"]
["EXCLUDE","CT","CT-Eastern","UCONN Cogen Facility",58159,"CGT2","NG","CC",6.9,6.4,0,33159.47,26526.34,null,"Commercial CHP","Y","OP",null,"Commercial/Industrial Unit",null,"Eastern"]
["EXCLUDE","CT","CT-Eastern","UCONN Cogen Facility",58159,"STG1","NG","CC",5,4.9000000000000004,0,24028.6,19221.990000000002,null,"Commercial CHP","Y","OP",null,"Commercial/Industrial Unit",null,"Eastern"]
["EXCLUDE","MN","MN-Eastern","Slayton Solar",58164,"PV1","SUN","PV",1.7,1.7,0,0,0,null,"IPP Non-CHP","N","TS",null,"Status of Operation (IP, L, P, T)",null,"Eastern"]
["EXCLUDE","NY","NY-Eastern","William Floyd School District",58167,"GEN3","DFO","IC",1.3,1.3,0,0,0,null,"Commercial CHP","N","SB",null,"Commercial/Industrial Unit",null,"Eastern"]
["EXCLUDE","SC","SC-Eastern","BMW Manufacturing Co",58173,"GT601","LFG","GT",5.5,5,0,34241,32168.91,null,"Industrial Non-CHP","N","OP",null,"Commercial/Industrial Unit",null,"Eastern"]
["EXCLUDE","TN","TN-Eastern","MTSU Power Co-Gen Plant",58179,"SG-04","DFO","IC",2,2,0,0,0,null,"Commercial CHP","N","SB",null,"Commercial/Industrial Unit",null,"Eastern"]
["EXCLUDE","KS","KS-Eastern","Prairie Horizon Agri Energy",58183,"T5687","NG","ST",1.8,0.3,0,2700.81,21784.42,null,"Industrial CHP","Y","OP",null,"Commercial/Industrial Unit",null,"Eastern"]
["EXCLUDE","NJ","NJ-Eastern","180 Raritan Solar",58187,"1","SUN","PV",2.2999999999999998,2.2999999999999998,0,1460,0,null,"IPP Non-CHP","N","OP",null,"Non Combustion (NUC, WAT, WND, GEO, or SUN)","Yes","Eastern"]
["EXCLUDE","CA","CA-Western","Parnassus Central Utility Plant",58198,"GTG1","NG","CC",5,5,0,35317.410000000003,31.49,null,"Commercial CHP","Y","OP",null,"Commercial/Industrial Unit",null,"Western"]
["EXCLUDE","CA","CA-Western","RE Victor Phelan Solar One LLC",58202,"VPS1","SUN","PV",20,20,0,0,0,null,"IPP Non-CHP","N","V",null,"Status of Operation (IP, L, P, T)",null,"Western"]
["EXCLUDE","MD","MD-Eastern","Central Utility Plant at White Oak",58207,"G1","NG","IC",5.7,5.7,0,0,0,null,"IPP CHP","Y","OP",null,"Internal Combustion",null,"Eastern"]
["EXCLUDE","SC","SC-Eastern","Buzzard Roost GT",58212,"12","NG","GT",17.8,16,0,0,0,null,"Electric Utility","N","RE",2012,"Simple cycle unit",null,"Eastern"]
["UC NGCC - commenced in 2012","NC","NC-Eastern","Lee Combined Cycle Plant",58215,"1B","NG","CC",221,181,0,0,0,null,"Electric Utility","Y","OP",null,null,"Yes","Eastern"]
["EXCLUDE","WI","WI-Eastern","GL Dairy Biogas",58219,"1426","OBG","IC",1.4,1.4,0,0,0,null,"IPP Non-CHP","N","L",null,"Status of Operation (IP, L, P, T)",null,"Eastern"]
["EXCLUDE","NY","NY-Eastern","Oak Tree Farm Dairy Facility",58221,"2","DFO","IC",0.4,0.3,0,0,0,null,"Industrial CHP","Y","OP",null,"Commercial/Industrial Unit",null,"Eastern"]
["EXCLUDE","NY","NY-Eastern","Oak Tree Farm Dairy Facility",58221,"3","DFO","IC",0.4,0.3,0,0,0,null,"Industrial CHP","Y","OP",null,"Commercial/Industrial Unit",null,"Eastern"]
["EXCLUDE","NY","NY-Eastern","Oak Tree Farm Dairy Facility",58221,"4","DFO","IC",0.4,0.3,0,0,0,null,"Industrial CHP","Y","OP",null,"Commercial/Industrial Unit",null,"Eastern"]
["EXCLUDE","MI","MI-Eastern","E.B. Eddy Paper Inc",58222,"3TU","BIT","ST",5,5,0,33351,158042.76999999999,null,"Industrial CHP","Y","OP",null,"Commercial/Industrial Unit",null,"Eastern"]
["EXCLUDE","CA","CA-Western","Hoag Hospital Cogen Plant",58223,"1","NG","IC",1.5,1.2,0,0,0,null,"Commercial CHP","Y","OP",null,"Commercial/Industrial Unit",null,"Western"]
["EXCLUDE","CA","CA-Western","Hoag Hospital Cogen Plant",58223,"2","NG","IC",1.5,1.2,0,0,0,null,"Commercial CHP","Y","OP",null,"Commercial/Industrial Unit",null,"Western"]
["EXCLUDE","CA","CA-Western","Hoag Hospital Cogen Plant",58223,"3","NG","IC",1.5,1.2,0,0,0,null,"Commercial CHP","Y","OP",null,"Commercial/Industrial Unit",null,"Western"]
["EXCLUDE","CT","CT-Eastern","CCSU Co-Gen-STBY Gen",58224,"EC#1","NG","IC",1.3,1.3,0,0,0,null,"Commercial CHP","Y","OP",null,"Commercial/Industrial Unit",null,"Eastern"]
["EXCLUDE","CT","CT-Eastern","CCSU Co-Gen-STBY Gen",58224,"EC#2","NG","IC",1.3,1.3,0,0,0,null,"Commercial CHP","Y","OP",null,"Commercial/Industrial Unit",null,"Eastern"]
["EXCLUDE","CT","CT-Eastern","CCSU Co-Gen-STBY Gen",58224,"GRND","DFO","IC",0.3,0.3,0,0,0,null,"Commercial CHP","N","SB",null,"Commercial/Industrial Unit","Yes","Eastern"]
["EXCLUDE","CT","CT-Eastern","CCSU Co-Gen-STBY Gen",58224,"MEMH","DFO","IC",0.7,0.7,0,0,0,null,"Commercial CHP","N","SB",null,"Commercial/Industrial Unit",null,"Eastern"]
["EXCLUDE","CA","CA-Western","Newberry Solar 1 LLC",58226,"1","SUN","PV",1.5,1.5,0,0,0,null,"IPP Non-CHP","N","P",null,"Status of Operation (IP, L, P, T)",null,"Western"]
["EXCLUDE","CA","CA-Western","SEPV9 Power Plant",58227,"SPV9","SUN","PV",9,8.5,0,0,0,null,"IPP Non-CHP","N","U",null,"Status of Operation (IP, L, P, T)",null,"Western"]
["EXCLUDE","DE","DE-Eastern","Milford Solar Farm",58228,"GEN1","SUN","PV",11.8,11.8,0,312,0,null,"IPP Non-CHP","N","OP",null,"Non Combustion (NUC, WAT, WND, GEO, or SUN)","Yes","Eastern"]
["EXCLUDE","MN","MN-Eastern","Lake Marion",58229,"GEN1","DFO","IC",8.8000000000000007,8.8000000000000007,0,0,0,null,"IPP Non-CHP","N","OP",null,"Internal Combustion",null,"Eastern"]
["EXCLUDE","MN","MN-Eastern","Hastings",58230,"GEN1","DFO","IC",8.8000000000000007,8.8000000000000007,0,0,0,null,"IPP Non-CHP","N","OP",null,"Internal Combustion",null,"Eastern"]
["EXCLUDE","PA","PA-Eastern","Lincoln Financial Field",58231,"GEN1","SUN","PV",2.9,2.9,0,0,0,null,"IPP Non-CHP","N","TS",null,"Status of Operation (IP, L, P, T)",null,"Eastern"]
["EXCLUDE","CA","CA-Western","Tahquitz High School",58232,"TAHQ","SUN","PV",1,1,0,468,0,null,"IPP Non-CHP","N","OP",null,"Non Combustion (NUC, WAT, WND, GEO, or SUN)","Yes","Western"]
["EXCLUDE","CA","CA-Western","WKN Wagner",58233,"GEN1","WND","WT",6,6,0,372,0,null,"IPP Non-CHP","N","OP",null,"Non Combustion (NUC, WAT, WND, GEO, or SUN)","Yes","Western"]
["EXCLUDE","CA","CA-Western","SEPV 8",58234,"SPV8","SUN","PV",12,11.8,0,0,0,null,"IPP Non-CHP","N","V",null,"Status of Operation (IP, L, P, T)",null,"Western"]
["EXCLUDE","NJ","NJ-Eastern","Clayville",58235,"1","NG","GT",73,63,0,0,0,null,"Electric Utility","N","P",null,"Status of Operation (IP, L, P, T)",null,"Eastern"]
["EXCLUDE","IA","IA-Eastern","Marshalltown Generating Station",58236,"CC1","NG","CC",870,646,0,0,0,null,"Electric Utility","N","P",null,"Status of Operation (IP, L, P, T)",null,"Eastern"]
["EXCLUDE","CT","CT-Eastern","CCSU Fuel Cell Project",58237,"CCSU","NG","FC",1.4,1.4,0,8077,3401.15,null,"Commercial CHP","Y","OP",null,"Commercial/Industrial Unit","Yes","Eastern"]
["EXCLUDE","VT","VT-Eastern","Georgia Mountain Community Wind Farm",58238,"GMCW","WND","WT",10,10,0,76,0,null,"IPP Non-CHP","N","OP",null,"State not covered under final 111(d)","Yes","Eastern"]
["EXCLUDE","MD","MD-Eastern","Kent County-Kennedyville",58239,"PVKV","SUN","PV",1,1,0,632,0,null,"IPP Non-CHP","N","OP",null,"Non Combustion (NUC, WAT, WND, GEO, or SUN)","Yes","Eastern"]
["EXCLUDE","NM","NM-Western","Kit Carson",58240,"PV_KC","SUN","PV",1.3,1.3,0,1445,0,null,"IPP Non-CHP","N","OP",null,"Non Combustion (NUC, WAT, WND, GEO, or SUN)","Yes","Western"]
["EXCLUDE","MD","MD-Eastern","Rock Hall",58241,"RCKHL","SUN","PV",1,1,0,113,0,null,"IPP Non-CHP","N","OP",null,"Non Combustion (NUC, WAT, WND, GEO, or SUN)","Yes","Eastern"]
["EXCLUDE","TX","TX-ERCOT","Pattern Panhandle Wind LLC",58242,"1","WND","WT",322,322,0,0,0,null,"IPP Non-CHP","N","L",null,"Status of Operation (IP, L, P, T)",null,"ERCOT"]
["EXCLUDE","MD","MD-Eastern","Kent County - Worton Complex",58243,"WRTN","SUN","PV",1,1,0,811,0,null,"IPP Non-CHP","N","OP",null,"Non Combustion (NUC, WAT, WND, GEO, or SUN)","Yes","Eastern"]
["EXCLUDE","CA","CA-Western","West Valley High School Solar",58244,"WEST","SUN","PV",1,1,0,323,0,null,"IPP Non-CHP","N","OP",null,"Non Combustion (NUC, WAT, WND, GEO, or SUN)","Yes","Western"]
["EXCLUDE","IL","IL-Eastern","Northeastern Illinois University Cogen",58245,"GEN1","NG","IC",0.8,0.8,0,0,0,null,"Commercial CHP","Y","SB",null,"Commercial/Industrial Unit",null,"Eastern"]
["EXCLUDE","IL","IL-Eastern","Northeastern Illinois University Cogen",58245,"GEN2","NG","IC",0.8,0.8,0,0,0,null,"Commercial CHP","Y","SB",null,"Commercial/Industrial Unit",null,"Eastern"]
["EXCLUDE","IL","IL-Eastern","Northeastern Illinois University Cogen",58245,"GEN3","NG","IC",0.8,0.8,0,0,0,null,"Commercial CHP","Y","SB",null,"Commercial/Industrial Unit",null,"Eastern"]
["EXCLUDE","IL","IL-Eastern","Northeastern Illinois University Cogen",58245,"GEN4","NG","IC",0.8,0.8,0,0,0,null,"Commercial CHP","Y","SB",null,"Commercial/Industrial Unit",null,"Eastern"]
["EXCLUDE","MD","MD-Eastern","Millersville LFG",58246,"CAT1","LFG","IC",1.6,1.5,0,0,0,null,"IPP Non-CHP","N","OP",null,"Non-Fossil Fuel Type (Less than 10% Fossil Fuel)","Yes","Eastern"]
["EXCLUDE","MD","MD-Eastern","Millersville LFG",58246,"CAT2","LFG","IC",1.6,1.5,0,0,0,null,"IPP Non-CHP","N","OP",null,"Non-Fossil Fuel Type (Less than 10% Fossil Fuel)","Yes","Eastern"]
["EXCLUDE","CA","CA-Western","Pierce College",58248,"GEN1","SUN","PV",1.9,1.9,0,0,0,null,"Commercial Non-CHP","N","OP",null,"Commercial/Industrial Unit","Yes","Western"]
["EXCLUDE","CA","CA-Western","VA Sepulveda Ambulatory Care Center",58249,"GEN1","SUN","PV",3.5,3.5,0,0,0,null,"Commercial Non-CHP","N","P",null,"Commercial/Industrial Unit",null,"Western"]
["EXCLUDE","PA","PA-Eastern","Tullytown",58250,"GEN1","LFG","IC",1.6,1.6,0,0,0,null,"IPP Non-CHP","N","V",null,"Status of Operation (IP, L, P, T)",null,"Eastern"]
["EXCLUDE","CA","CA-Western","C&H Sugar Plant",58251,"TG3","PUR","ST",5,5,0,22918.19,0,null,"Industrial CHP","Y","OP",null,"Commercial/Industrial Unit",null,"Western"]
["EXCLUDE","CA","CA-Western","C&H Sugar Plant",58251,"TG4","PUR","ST",5,5,0,22918.19,0,null,"Industrial CHP","Y","OP",null,"Commercial/Industrial Unit",null,"Western"]
["EXCLUDE","MD","MD-Eastern","Alpha Ridge LFG",58252,"JEN1","LFG","IC",1,1,0,0,0,null,"IPP Non-CHP","N","OP",null,"Non-Fossil Fuel Type (Less than 10% Fossil Fuel)","Yes","Eastern"]
["EXCLUDE","CA","CA-Western","CBS Television City",58253,"GEN1","SUN","PV",1.9,1.9,0,0,0,null,"Commercial Non-CHP","N","V",null,"Commercial/Industrial Unit",null,"Western"]
["EXCLUDE","MI","MI-Eastern","Chatham",58254,"CT02R","NG","GT",3.6,3.2,0,0,0,null,"Electric Utility","N","T",null,"Status of Operation (IP, L, P, T)",null,"Eastern"]
["EXCLUDE","MI","MI-Eastern","Chatham",58254,"CTOIS","NG","GT",3.7,3.4,0,0,0,null,"Electric Utility","N","T",null,"Status of Operation (IP, L, P, T)",null,"Eastern"]
["EXCLUDE","KS","KS-Eastern","Rubart",58255,"01","NG","IC",10,9,0,0,0,null,"Electric Utility","N","T",null,"Status of Operation (IP, L, P, T)",null,"Eastern"]
["EXCLUDE","KS","KS-Eastern","Rubart",58255,"02","NG","IC",10,9,0,0,0,null,"Electric Utility","N","T",null,"Status of Operation (IP, L, P, T)",null,"Eastern"]
["EXCLUDE","KS","KS-Eastern","Rubart",58255,"03","NG","IC",10,9,0,0,0,null,"Electric Utility","N","T",null,"Status of Operation (IP, L, P, T)",null,"Eastern"]
["EXCLUDE","KS","KS-Eastern","Rubart",58255,"04","NG","IC",10,9,0,0,0,null,"Electric Utility","N","T",null,"Status of Operation (IP, L, P, T)",null,"Eastern"]
["EXCLUDE","KS","KS-Eastern","Rubart",58255,"05","NG","IC",10,9,0,0,0,null,"Electric Utility","N","T",null,"Status of Operation (IP, L, P, T)",null,"Eastern"]
["EXCLUDE","KS","KS-Eastern","Rubart",58255,"06","NG","IC",10,9,0,0,0,null,"Electric Utility","N","T",null,"Status of Operation (IP, L, P, T)",null,"Eastern"]
["EXCLUDE","KS","KS-Eastern","Rubart",58255,"07","NG","IC",10,9,0,0,0,null,"Electric Utility","N","T",null,"Status of Operation (IP, L, P, T)",null,"Eastern"]
["EXCLUDE","KS","KS-Eastern","Rubart",58255,"08","NG","IC",10,9,0,0,0,null,"Electric Utility","N","T",null,"Status of Operation (IP, L, P, T)",null,"Eastern"]
["EXCLUDE","KS","KS-Eastern","Rubart",58255,"09","NG","IC",10,9,0,0,0,null,"Electric Utility","N","T",null,"Status of Operation (IP, L, P, T)",null,"Eastern"]
["EXCLUDE","KS","KS-Eastern","Rubart",58255,"10","NG","IC",10,9,0,0,0,null,"Electric Utility","N","T",null,"Status of Operation (IP, L, P, T)",null,"Eastern"]
["EXCLUDE","KS","KS-Eastern","Rubart",58255,"11","NG","IC",10,9,0,0,0,null,"Electric Utility","N","T",null,"Status of Operation (IP, L, P, T)",null,"Eastern"]
["EXCLUDE","KS","KS-Eastern","Rubart",58255,"12","NG","IC",10,9,0,0,0,null,"Electric Utility","N","T",null,"Status of Operation (IP, L, P, T)",null,"Eastern"]
["EXCLUDE","NM","NM-Western","Los Alamos PV Site",58256,"1","SUN","PV",1,1,0,2000,0,null,"Electric Utility","N","OP",null,"Non Combustion (NUC, WAT, WND, GEO, or SUN)","Yes","Western"]
["EXCLUDE","NM","NM-Western","Los Alamos PV Site",58256,"2","MWH","BA",1,1,0,0,0,null,"Electric Utility","N","OP",null,"Non-Fossil Fuel Type (Less than 10% Fossil Fuel)","Yes","Western"]
["EXCLUDE","NM","NM-Western","Los Alamos PV Site",58256,"3","MWH","BA",0.8,0.8,0,0,0,null,"Electric Utility","N","OP",null,"Non-Fossil Fuel Type (Less than 10% Fossil Fuel)","Yes","Western"]
["EXCLUDE","SC","SC-Eastern","Upper Pacolet Hydro",58257,"UP1","WAT","HY",1.1000000000000001,1.1000000000000001,0,0,0,null,"Electric Utility","N","V",null,"Status of Operation (IP, L, P, T)",null,"Eastern"]
["EXCLUDE","CA","CA-Western","Central Utilities Plant LAX 2",58258,"GEN1","NG","GT",4.5999999999999996,4.4000000000000004,0,0,0,null,"Commercial CHP","Y","U",null,"Commercial/Industrial Unit",null,"Western"]
["EXCLUDE","CA","CA-Western","Central Utilities Plant LAX 2",58258,"GEN2","NG","GT",4.5999999999999996,4.4000000000000004,0,0,0,null,"Commercial CHP","Y","U",null,"Commercial/Industrial Unit",null,"Western"]
["EXCLUDE","HI","HI-Hawaii","Kalaeloa Solar Two",58259,"KAS2","SUN","PV",5,5,0,188,0,null,"IPP Non-CHP","N","OP",null,"State not covered under final 111(d)","Yes","Hawaii"]
["UC-NGCC","VA","VA-Eastern","Brunswick County Power Station",58260,"CT01","NG","CC",297.5,270.8,0,0,0,null,"Electric Utility","N","L",null,null,"Yes","Eastern"]
["UC-NGCC","VA","VA-Eastern","Brunswick County Power Station",58260,"CT02","NG","CC",297.5,270.8,0,0,0,null,"Electric Utility","N","L",null,null,"Yes","Eastern"]
["UC-NGCC","VA","VA-Eastern","Brunswick County Power Station",58260,"CT03","NG","CC",297.5,270.8,0,0,0,null,"Electric Utility","N","L",null,null,"Yes","Eastern"]
["UC-NGCC","VA","VA-Eastern","Brunswick County Power Station",58260,"ST01","NG","CC",579.70000000000005,595.29999999999995,0,0,0,null,"Electric Utility","N","L",null,null,"Yes","Eastern"]
["EXCLUDE","CA","CA-Western","FAA NorCal TRACON",58261,"1","SUN","PV",1,1,0,33,0,null,"IPP Non-CHP","N","OP",null,"Non Combustion (NUC, WAT, WND, GEO, or SUN)","Yes","Western"]
["EXCLUDE","AZ","AZ-Western","Badger 1",58262,"1","SUN","PV",14.8,14.8,0,0,0,null,"IPP Non-CHP","N","U",null,"Status of Operation (IP, L, P, T)",null,"Western"]
["EXCLUDE","OH","OH-Eastern","Bay View Cogeneration Facility",58263,"GTG","LFG","GT",5.5,4.4000000000000004,0,4035,7027.61,null,"Electric Utility","Y","OP",null,"Non-Fossil Fuel Type (Less than 10% Fossil Fuel)",null,"Eastern"]
["EXCLUDE","OH","OH-Eastern","Bay View Cogeneration Facility",58263,"STG","LFG","ST",6.5,4,0,15,25.83,null,"Electric Utility","Y","OP",null,"Non-Fossil Fuel Type (Less than 10% Fossil Fuel)",null,"Eastern"]
["EXCLUDE","NC","NC-Eastern","Apple Data Center - Fuel Cell 1&2",58264,"FC1","LFG","FC",5,4.8,0,2986,1245.49,null,"Commercial Non-CHP","N","OP",null,"Commercial/Industrial Unit","Yes","Eastern"]
["EXCLUDE","NC","NC-Eastern","Apple Data Center - Fuel Cell 1&2",58264,"FC2","LFG","FC",5.5,5.2,0,0,0,null,"Commercial Non-CHP","N","V",null,"Commercial/Industrial Unit",null,"Eastern"]
["EXCLUDE","IA","IA-Eastern","NCAH Central Utility Plant",58265,"C-3","DFO","IC",0.2,0.2,0,0,0,null,"Commercial CHP","N","SB",null,"Commercial/Industrial Unit",null,"Eastern"]
["EXCLUDE","IA","IA-Eastern","NCAH Central Utility Plant",58265,"EP-2","DFO","IC",0.6,0.6,0,0,0,null,"Commercial CHP","N","SB",null,"Commercial/Industrial Unit",null,"Eastern"]
["EXCLUDE","IA","IA-Eastern","NCAH Central Utility Plant",58265,"EP-6","DFO","IC",0.8,0.8,0,0,0,null,"Commercial CHP","N","SB",null,"Commercial/Industrial Unit",null,"Eastern"]
["EXCLUDE","IA","IA-Eastern","NCAH Central Utility Plant",58265,"FRZRF","DFO","IC",0.2,0.2,0,0,0,null,"Commercial CHP","N","SB",null,"Commercial/Industrial Unit",null,"Eastern"]
["EXCLUDE","IA","IA-Eastern","NCAH Central Utility Plant",58265,"MBGEN","DFO","IC",0.5,0.5,0,0,0,null,"Commercial CHP","N","SB",null,"Commercial/Industrial Unit",null,"Eastern"]
["EXCLUDE","IA","IA-Eastern","NCAH Central Utility Plant",58265,"S-13","DFO","IC",2.1,2.1,0,0,0,null,"Commercial CHP","N","SB",null,"Commercial/Industrial Unit",null,"Eastern"]
["EXCLUDE","IA","IA-Eastern","NCAH Central Utility Plant",58265,"S-14","DFO","IC",2.1,2.1,0,0,0,null,"Commercial CHP","N","SB",null,"Commercial/Industrial Unit",null,"Eastern"]
["EXCLUDE","IA","IA-Eastern","NCAH Central Utility Plant",58265,"S-16","NG","GT",3,3,0,746.03,90.12,null,"Commercial CHP","Y","OP",null,"Commercial/Industrial Unit",null,"Eastern"]
["EXCLUDE","IA","IA-Eastern","NCAH Central Utility Plant",58265,"S-17","DFO","IC",2,2,0,0,0,null,"Commercial CHP","N","SB",null,"Commercial/Industrial Unit",null,"Eastern"]
["EXCLUDE","IA","IA-Eastern","NCAH Central Utility Plant",58265,"S-18","DFO","IC",2,2,0,0,0,null,"Commercial CHP","N","SB",null,"Commercial/Industrial Unit",null,"Eastern"]
["EXCLUDE","IA","IA-Eastern","NCAH Central Utility Plant",58265,"S-19","DFO","IC",2,2,0,0,0,null,"Commercial CHP","N","SB",null,"Commercial/Industrial Unit",null,"Eastern"]
["EXCLUDE","IA","IA-Eastern","NCAH Central Utility Plant",58265,"S-7A","NG","GT",1,1,0,248.68,30.04,null,"Commercial CHP","Y","OP",null,"Commercial/Industrial Unit",null,"Eastern"]
["EXCLUDE","OR","OR-Western","Port Westward Unit 2",58266,"1","NG","IC",18.8,18.5,0,0,0,null,"Electric Utility","N","L",null,"Status of Operation (IP, L, P, T)",null,"Western"]
["EXCLUDE","OR","OR-Western","Port Westward Unit 2",58266,"10","NG","IC",18.8,18.5,0,0,0,null,"Electric Utility","N","L",null,"Status of Operation (IP, L, P, T)",null,"Western"]
["EXCLUDE","OR","OR-Western","Port Westward Unit 2",58266,"11","NG","IC",18.8,18.5,0,0,0,null,"Electric Utility","N","L",null,"Status of Operation (IP, L, P, T)",null,"Western"]
["EXCLUDE","OR","OR-Western","Port Westward Unit 2",58266,"12","NG","IC",18.8,18.5,0,0,0,null,"Electric Utility","N","L",null,"Status of Operation (IP, L, P, T)",null,"Western"]
["EXCLUDE","OR","OR-Western","Port Westward Unit 2",58266,"2","NG","IC",18.8,18.5,0,0,0,null,"Electric Utility","N","L",null,"Status of Operation (IP, L, P, T)",null,"Western"]
["EXCLUDE","OR","OR-Western","Port Westward Unit 2",58266,"3","NG","IC",18.8,18.5,0,0,0,null,"Electric Utility","N","L",null,"Status of Operation (IP, L, P, T)",null,"Western"]
["EXCLUDE","OR","OR-Western","Port Westward Unit 2",58266,"4","NG","IC",18.8,18.5,0,0,0,null,"Electric Utility","N","L",null,"Status of Operation (IP, L, P, T)",null,"Western"]
["EXCLUDE","OR","OR-Western","Port Westward Unit 2",58266,"5","NG","IC",18.8,18.5,0,0,0,null,"Electric Utility","N","L",null,"Status of Operation (IP, L, P, T)",null,"Western"]
["EXCLUDE","OR","OR-Western","Port Westward Unit 2",58266,"6","NG","IC",18.8,18.5,0,0,0,null,"Electric Utility","N","L",null,"Status of Operation (IP, L, P, T)",null,"Western"]
["EXCLUDE","OR","OR-Western","Port Westward Unit 2",58266,"7","NG","IC",18.8,18.5,0,0,0,null,"Electric Utility","N","L",null,"Status of Operation (IP, L, P, T)",null,"Western"]
["EXCLUDE","OR","OR-Western","Port Westward Unit 2",58266,"8","NG","IC",18.8,18.5,0,0,0,null,"Electric Utility","N","L",null,"Status of Operation (IP, L, P, T)",null,"Western"]
["EXCLUDE","OR","OR-Western","Port Westward Unit 2",58266,"9","NG","IC",18.8,18.5,0,0,0,null,"Electric Utility","N","L",null,"Status of Operation (IP, L, P, T)",null,"Western"]
["EXCLUDE","NC","NC-Eastern","UNC-CH LFG Facility",58268,"LFG1","LFG","IC",1,1,0,0,0,null,"Commercial Non-CHP","N","TS",null,"Commercial/Industrial Unit",null,"Eastern"]
["EXCLUDE","OH","OH-Eastern","Bay View Backup Power Facility",58269,"G1","DFO","IC",2,2,0,0,0,null,"Electric Utility","N","SB",null,"Internal Combustion",null,"Eastern"]
["EXCLUDE","OH","OH-Eastern","Bay View Backup Power Facility",58269,"G2","NG","IC",2,2,0,0,0,null,"Electric Utility","N","SB",null,"Internal Combustion",null,"Eastern"]
["EXCLUDE","OH","OH-Eastern","Bay View Backup Power Facility",58269,"G3","NG","IC",2,2,0,0,0,null,"Electric Utility","N","SB",null,"Internal Combustion",null,"Eastern"]
["EXCLUDE","OH","OH-Eastern","Bay View Backup Power Facility",58269,"G4","NG","IC",2,2,0,0,0,null,"Electric Utility","N","SB",null,"Internal Combustion",null,"Eastern"]
["EXCLUDE","OH","OH-Eastern","Bay View Backup Power Facility",58269,"G5","NG","IC",2,2,0,0,0,null,"Electric Utility","N","SB",null,"Internal Combustion",null,"Eastern"]
["EXCLUDE","OH","OH-Eastern","Bay View Backup Power Facility",58269,"G6","NG","IC",2,2,0,0,0,null,"Electric Utility","N","SB",null,"Internal Combustion",null,"Eastern"]
["EXCLUDE","MA","MA-Eastern","Acushnet AD Makepeace",58270,"1","SUN","PV",4.7,4.7,0,2500,0,null,"IPP Non-CHP","N","OP",null,"Non Combustion (NUC, WAT, WND, GEO, or SUN)","Yes","Eastern"]
["EXCLUDE","MA","MA-Eastern","Acushnet Hawes Reed Road",58271,"1","SUN","PV",1,1,0,1043,0,null,"IPP Non-CHP","N","OP",null,"Non Combustion (NUC, WAT, WND, GEO, or SUN)","Yes","Eastern"]
["EXCLUDE","MA","MA-Eastern","Easthampton Landfill-City of Easthampton",58272,"1","SUN","PV",1.9,1.9,0,1691,0,null,"IPP Non-CHP","N","OP",null,"Non Combustion (NUC, WAT, WND, GEO, or SUN)","Yes","Eastern"]
["EXCLUDE","NC","NC-Eastern","South Robeson Farm",58273,"SROB","SUN","PV",5,4.9000000000000004,0,4636,0,null,"IPP Non-CHP","N","OP",null,"Non Combustion (NUC, WAT, WND, GEO, or SUN)","Yes","Eastern"]
["EXCLUDE","NC","NC-Eastern","Raeford Farm",58274,"RAEF","SUN","PV",5,4.9000000000000004,0,592,0,null,"IPP Non-CHP","N","OP",null,"Non Combustion (NUC, WAT, WND, GEO, or SUN)","Yes","Eastern"]
["EXCLUDE","MA","MA-Eastern","Mass Midstate Solar 3",58275,"1","SUN","PV",4,4,0,0,0,null,"IPP Non-CHP","N","L",null,"Status of Operation (IP, L, P, T)",null,"Eastern"]
["EXCLUDE","MA","MA-Eastern","Mass Midstate Solar 2",58276,"1","SUN","PV",5,5,0,0,0,null,"IPP Non-CHP","N","L",null,"Status of Operation (IP, L, P, T)",null,"Eastern"]
["EXCLUDE","HI","HI-Hawaii","Paia Hydroelectric Plant",58277,"PAH1","WAT","HY",1.3,1.3,0,6663,0,null,"Industrial Non-CHP","N","OP",null,"State not covered under final 111(d)",null,"Hawaii"]
["EXCLUDE","AK","AK-Alaska","TNSG North Plant",58278,"13","NG","IC",0.3,0.3,0,0,0,null,"Electric Utility","N","OP",null,"State not covered under final 111(d)",null,"Alaska"]
["EXCLUDE","AK","AK-Alaska","TNSG North Plant",58278,"CT1","NG","GT",5.2,5.2,0,17779.5,12108.33,null,"Electric Utility","N","OP",null,"State not covered under final 111(d)",null,"Alaska"]
["EXCLUDE","AK","AK-Alaska","TNSG North Plant",58278,"CT2","NG","GT",5.2,5.2,0,17779.5,12108.33,null,"Electric Utility","N","OP",null,"State not covered under final 111(d)",null,"Alaska"]
["EXCLUDE","MA","MA-Eastern","Mass Midstate Solar 1",58279,"1","SUN","PV",5,5,0,0,0,null,"IPP Non-CHP","N","L",null,"Status of Operation (IP, L, P, T)",null,"Eastern"]
["EXCLUDE","MA","MA-Eastern","Millbury Solar",58280,"1","SUN","PV",3,3,0,0,0,null,"IPP Non-CHP","N","L",null,"Status of Operation (IP, L, P, T)",null,"Eastern"]
["EXCLUDE","HI","HI-Hawaii","Mililani South PV",58281,"1","SUN","PV",5,5,0,0,0,null,"IPP Non-CHP","N","P",null,"State not covered under final 111(d)",null,"Hawaii"]
["EXCLUDE","MA","MA-Eastern","Leicester Solar",58282,"1","SUN","PV",5,5,0,0,0,null,"IPP Non-CHP","N","L",null,"Status of Operation (IP, L, P, T)",null,"Eastern"]
["EXCLUDE","MA","MA-Eastern","Freetown Solar",58283,"1","SUN","PV",5,5,0,0,0,null,"IPP Non-CHP","N","L",null,"Status of Operation (IP, L, P, T)",null,"Eastern"]
["EXCLUDE","NM","NM-Western","La Luz Energy Center",58284,"0001","NG","GT",42.3,40.200000000000003,0,0,0,null,"Electric Utility","N","P",null,"Status of Operation (IP, L, P, T)",null,"Western"]
["EXCLUDE","NM","NM-Western","La Luz Energy Center",58284,"0002","NG","GT",42.3,40.200000000000003,0,0,0,null,"Electric Utility","N","P",null,"Status of Operation (IP, L, P, T)",null,"Western"]
["EXCLUDE","CA","CA-Western","Zuni Road North Solar Farm",58285,"ZNPV","SUN","PV",1.5,1.5,0,0,0,null,"IPP Non-CHP","N","P",null,"Status of Operation (IP, L, P, T)",null,"Western"]
["EXCLUDE","CA","CA-Western","Zuni Road South Solar Farm",58286,"ZSPV","SUN","PV",1.5,1.5,0,0,0,null,"IPP Non-CHP","N","P",null,"Status of Operation (IP, L, P, T)",null,"Western"]
["EXCLUDE","CA","CA-Western","Gales A - West",58287,"GWPV","SUN","PV",1.5,1.5,0,0,0,null,"IPP Non-CHP","N","P",null,"Status of Operation (IP, L, P, T)",null,"Western"]
["EXCLUDE","CA","CA-Western","Gales B - East",58288,"GEPV","SUN","PV",1.5,1.5,0,0,0,null,"IPP Non-CHP","N","P",null,"Status of Operation (IP, L, P, T)",null,"Western"]
["EXCLUDE","CA","CA-Western","Venable 1 North",58289,"VNPV","SUN","PV",1.5,1.5,0,0,0,null,"IPP Non-CHP","N","P",null,"Status of Operation (IP, L, P, T)",null,"Western"]
["EXCLUDE","CA","CA-Western","Venable 2 South",58290,"VSPV","SUN","PV",1.5,1.5,0,0,0,null,"IPP Non-CHP","N","P",null,"Status of Operation (IP, L, P, T)",null,"Western"]
["EXCLUDE","CA","CA-Western","Tehachapi Spindle",58291,"TS1","MWH","FW",20,20,0,0,0,null,"IPP Non-CHP","N","IP",null,"Status of Operation (IP, L, P, T)",null,"Western"]
["EXCLUDE","AZ","AZ-Western","Jewish Community Center PV",58292,"JCC","SUN","PV",1.1000000000000001,1.1000000000000001,0,580,0,null,"IPP Non-CHP","N","OP",null,"Non Combustion (NUC, WAT, WND, GEO, or SUN)","Yes","Western"]
["EXCLUDE","AZ","AZ-Western","Paradise Valley H.S. PV",58293,"PVH","SUN","PV",1.3,1.3,0,0,0,null,"IPP Non-CHP","N","TS",null,"Status of Operation (IP, L, P, T)",null,"Western"]
["EXCLUDE","NY","NY-Eastern","SREC Bath LFGTE",58295,"GEN1","LFG","IC",1.6,1.6,0,0,0,null,"IPP Non-CHP","N","OP",null,"Non-Fossil Fuel Type (Less than 10% Fossil Fuel)",null,"Eastern"]
["EXCLUDE","NY","NY-Eastern","SREC Bath LFGTE",58295,"GEN2","LFG","IC",1.6,1.6,0,0,0,null,"IPP Non-CHP","N","OP",null,"Non-Fossil Fuel Type (Less than 10% Fossil Fuel)",null,"Eastern"]
["EXCLUDE","CA","CA-Western","Roll Delano 2",58296,"ROL6","NG","FC",1,1,0,2000,749.13,null,"IPP Non-CHP","N","OP",null,"Fuel Cell","Yes","Western"]
["EXCLUDE","CA","CA-Western","Roll Delano",58297,"ROL4","NG","FC",1.1000000000000001,1,0,233,91,null,"IPP Non-CHP","N","OP",null,"Fuel Cell","Yes","Western"]
["EXCLUDE","CA","CA-Western","Roll Lost Hills",58298,"ROL3","NG","FC",1.1000000000000001,1,0,241,96.02,null,"IPP Non-CHP","N","OP",null,"Fuel Cell","Yes","Western"]
["EXCLUDE","CA","CA-Western","Xilinx San Jose",58299,"XLX","NG","FC",1.1000000000000001,1,0,7050,2706.36,null,"IPP Non-CHP","N","OP",null,"Fuel Cell","Yes","Western"]
["EXCLUDE","CA","CA-Western","Honda Torrance",58300,"HON","NG","FC",1.1000000000000001,1,0,238,92.63,null,"IPP Non-CHP","N","OP",null,"Fuel Cell","Yes","Western"]
["EXCLUDE","CA","CA-Western","Juniper Networks Sunnyvale",58301,"JPR","NG","FC",1.1000000000000001,1,0,28,11.98,null,"IPP Non-CHP","N","OP",null,"Fuel Cell","Yes","Western"]
["EXCLUDE","CA","CA-Western","Life Technologies Carlsbad",58302,"LFT","NG","FC",1.1000000000000001,1,0,2952,1120.78,null,"IPP Non-CHP","N","OP",null,"Fuel Cell","Yes","Western"]
["EXCLUDE","CA","CA-Western","Taylor Farms Salinas",58303,"TLR","NG","FC",1.1000000000000001,1,0,2013,2860.83,null,"IPP Non-CHP","N","OP",null,"Fuel Cell","Yes","Western"]
["EXCLUDE","CA","CA-Western","Kingsburg Solar",58304,"1","SUN","PV",1.5,1.5,0,0,0,null,"IPP Non-CHP","N","T",null,"Status of Operation (IP, L, P, T)",null,"Western"]
["EXCLUDE","CA","CA-Western","Kingsburg Solar",58304,"2","SUN","PV",1.5,1.5,0,0,0,null,"IPP Non-CHP","N","T",null,"Status of Operation (IP, L, P, T)",null,"Western"]
["EXCLUDE","CA","CA-Western","Kingsburg Solar",58304,"3","SUN","PV",0.7,0.7,0,0,0,null,"IPP Non-CHP","N","T",null,"Status of Operation (IP, L, P, T)",null,"Western"]
["EXCLUDE","NC","NC-Eastern","PCIP Solar",58305,"PCIP","SUN","PV",1,1,0,1856,0,null,"IPP Non-CHP","N","OP",null,"Non Combustion (NUC, WAT, WND, GEO, or SUN)",null,"Eastern"]
["EXCLUDE","CA","CA-Western","Exeter Solar",58306,"1","SUN","PV",1,1,0,0,0,null,"IPP Non-CHP","N","T",null,"Status of Operation (IP, L, P, T)",null,"Western"]
["EXCLUDE","CA","CA-Western","Exeter Solar",58306,"2","SUN","PV",1,1,0,0,0,null,"IPP Non-CHP","N","T",null,"Status of Operation (IP, L, P, T)",null,"Western"]
["EXCLUDE","CA","CA-Western","Exeter Solar",58306,"3","SUN","PV",1.5,1.5,0,0,0,null,"IPP Non-CHP","N","T",null,"Status of Operation (IP, L, P, T)",null,"Western"]
["EXCLUDE","CA","CA-Western","Ivanhoe Solar",58307,"1","SUN","PV",1.5,1.5,0,0,0,null,"IPP Non-CHP","N","T",null,"Status of Operation (IP, L, P, T)",null,"Western"]
["EXCLUDE","CA","CA-Western","Ivanhoe Solar",58307,"2","SUN","PV",0.5,0.5,0,0,0,null,"IPP Non-CHP","N","T",null,"Status of Operation (IP, L, P, T)",null,"Western"]
["EXCLUDE","CA","CA-Western","Ivanhoe Solar",58307,"3","SUN","PV",1.5,1.5,0,0,0,null,"IPP Non-CHP","N","T",null,"Status of Operation (IP, L, P, T)",null,"Western"]
["EXCLUDE","CA","CA-Western","Lindsay Solar",58308,"1","SUN","PV",1.5,1.5,0,0,0,null,"IPP Non-CHP","N","T",null,"Status of Operation (IP, L, P, T)",null,"Western"]
["EXCLUDE","CA","CA-Western","Lindsay Solar",58308,"3","SUN","PV",1.5,1.5,0,0,0,null,"IPP Non-CHP","N","T",null,"Status of Operation (IP, L, P, T)",null,"Western"]
["EXCLUDE","CA","CA-Western","Lindsay Solar",58308,"4","SUN","PV",1,1,0,0,0,null,"IPP Non-CHP","N","T",null,"Status of Operation (IP, L, P, T)",null,"Western"]
["EXCLUDE","CA","CA-Western","Porterville Solar",58309,"1","SUN","PV",1,1,0,0,0,null,"IPP Non-CHP","N","T",null,"Status of Operation (IP, L, P, T)",null,"Western"]
["EXCLUDE","CA","CA-Western","Porterville Solar",58309,"2","SUN","PV",1,1,0,0,0,null,"IPP Non-CHP","N","T",null,"Status of Operation (IP, L, P, T)",null,"Western"]
["EXCLUDE","CA","CA-Western","Porterville Solar",58309,"5","SUN","PV",1.5,1.5,0,0,0,null,"IPP Non-CHP","N","T",null,"Status of Operation (IP, L, P, T)",null,"Western"]
["EXCLUDE","LA","LA-Eastern","Lake Charles Plant",58310,"G-1","PC","ST",36.4,28,0,0,0,null,"Industrial CHP","Y","OP",null,"Commercial/Industrial Unit","Yes","Eastern"]
["EXCLUDE","NC","NC-Eastern","Chadbourn Farm",58311,"1","SUN","PV",5,5,0,10187,0,null,"IPP Non-CHP","N","OP",null,"Non Combustion (NUC, WAT, WND, GEO, or SUN)","Yes","Eastern"]
["EXCLUDE","NC","NC-Eastern","Warrenton Farm",58312,"1","SUN","PV",4,4,0,7997,0,null,"IPP Non-CHP","N","OP",null,"Non Combustion (NUC, WAT, WND, GEO, or SUN)","Yes","Eastern"]
["EXCLUDE","NC","NC-Eastern","Mocksville Farm",58313,"1","SUN","PV",5,5,0,9295,0,null,"IPP Non-CHP","N","OP",null,"Non Combustion (NUC, WAT, WND, GEO, or SUN)","Yes","Eastern"]
["EXCLUDE","NC","NC-Eastern","Belwood Farm",58314,"1","SUN","PV",4,4,0,7924,0,null,"IPP Non-CHP","N","OP",null,"Non Combustion (NUC, WAT, WND, GEO, or SUN)","Yes","Eastern"]
["EXCLUDE","NC","NC-Eastern","Arndt Farm",58315,"1","SUN","PV",5,5,0,9461,0,null,"IPP Non-CHP","N","OP",null,"Non Combustion (NUC, WAT, WND, GEO, or SUN)","Yes","Eastern"]
["EXCLUDE","NC","NC-Eastern","Railroad Farm",58316,"1","SUN","PV",5,5,0,8973,0,null,"IPP Non-CHP","N","OP",null,"Non Combustion (NUC, WAT, WND, GEO, or SUN)","Yes","Eastern"]
["EXCLUDE","NC","NC-Eastern","Watts Farm",58317,"1","SUN","PV",5,5,0,8983,0,null,"IPP Non-CHP","N","OP",null,"Non Combustion (NUC, WAT, WND, GEO, or SUN)","Yes","Eastern"]
["EXCLUDE","NC","NC-Eastern","Farrington Farm",58318,"1","SUN","PV",1,1,0,1571,0,null,"IPP Non-CHP","N","OP",null,"Non Combustion (NUC, WAT, WND, GEO, or SUN)","Yes","Eastern"]
["EXCLUDE","NV","NV-Western","Patua Geothermal Project Phase 1A",58319,"1","GEO","BT",16,10,0,0,0,null,"IPP Non-CHP","N","U",null,"Status of Operation (IP, L, P, T)",null,"Western"]
["EXCLUDE","NV","NV-Western","Patua Geothermal Project Phase 1A",58319,"3","GEO","BT",16,10,0,0,0,null,"IPP Non-CHP","N","U",null,"Status of Operation (IP, L, P, T)",null,"Western"]
["EXCLUDE","NV","NV-Western","Patua Geothermal Project Phase 1A",58319,"5","GEO","BT",16,10,0,0,0,null,"IPP Non-CHP","N","U",null,"Status of Operation (IP, L, P, T)",null,"Western"]
["EXCLUDE","CA","CA-Western","G2 Energy Hay Rd",58320,"362","LFG","IC",1.6,1.5,0,0,0,null,"IPP Non-CHP","N","U",null,"Status of Operation (IP, L, P, T)",null,"Western"]
["EXCLUDE","TX","TX-ERCOT","Goldthwaite Wind Energy Facility",58321,"1","WND","WT",150,150,0,0,0,null,"IPP Non-CHP","N","P",null,"Status of Operation (IP, L, P, T)",null,"ERCOT"]
["EXCLUDE","NE","NE-Eastern","Prairie Breeze",58322,"1","WND","WT",206.5,206.5,0,0,0,null,"IPP Non-CHP","N","P",null,"Status of Operation (IP, L, P, T)",null,"Eastern"]
["EXCLUDE","NC","NC-Eastern","Shannon Farm",58323,"1","SUN","PV",5,5,0,9066,0,null,"IPP Non-CHP","N","OP",null,"Non Combustion (NUC, WAT, WND, GEO, or SUN)","Yes","Eastern"]
["EXCLUDE","OR","OR-Western","Vansycle II Wind Energy Center",58324,"SIE23","WND","WT",98.9,98.9,0,0,0,null,"IPP Non-CHP","N","OP",null,"Non Combustion (NUC, WAT, WND, GEO, or SUN)",null,"Western"]
["EXCLUDE","OK","OK-Eastern","Charles D. Lamb Energy Center",58325,"1","NG","GT",122,122,0,0,0,null,"Electric Utility","N","P",null,"Status of Operation (IP, L, P, T)",null,"Eastern"]
["EXCLUDE","PA","PA-Eastern","PWD Northeast WPCP Biogas Cogen Plant",58326,"NBG1","OBG","IC",1.4,1.4,0,0,0,null,"Commercial Non-CHP","N","V",null,"Commercial/Industrial Unit",null,"Eastern"]
["EXCLUDE","PA","PA-Eastern","PWD Northeast WPCP Biogas Cogen Plant",58326,"NBG2","OBG","IC",1.4,1.4,0,0,0,null,"Commercial Non-CHP","N","V",null,"Commercial/Industrial Unit",null,"Eastern"]
["EXCLUDE","PA","PA-Eastern","PWD Northeast WPCP Biogas Cogen Plant",58326,"NBG3","OBG","IC",1.4,1.4,0,0,0,null,"Commercial Non-CHP","N","V",null,"Commercial/Industrial Unit",null,"Eastern"]
["EXCLUDE","PA","PA-Eastern","PWD Northeast WPCP Biogas Cogen Plant",58326,"NBG4","OBG","IC",1.4,1.4,0,0,0,null,"Commercial Non-CHP","N","V",null,"Commercial/Industrial Unit",null,"Eastern"]
["EXCLUDE","CT","CT-Eastern","Bradley Energy Center",58327,"UNIT1","NG","IC",1.5,1.5,0,0,0,null,"Commercial CHP","Y","OP",null,"Commercial/Industrial Unit",null,"Eastern"]
["EXCLUDE","CT","CT-Eastern","Bradley Energy Center",58327,"UNIT2","NG","IC",1.2,1.2,0,0,0,null,"Commercial CHP","N","OP",null,"Commercial/Industrial Unit",null,"Eastern"]
["EXCLUDE","CT","CT-Eastern","Bradley Energy Center",58327,"UNIT3","NG","IC",1.2,1.2,0,0,0,null,"Commercial CHP","N","OP",null,"Commercial/Industrial Unit",null,"Eastern"]
["EXCLUDE","CT","CT-Eastern","Bradley Energy Center",58327,"UNIT4","NG","IC",1.9,1.9,0,0,0,null,"Commercial CHP","Y","OP",null,"Commercial/Industrial Unit",null,"Eastern"]
["EXCLUDE","IL","IL-Eastern","North Chicago Energy Center",58328,"GT1","NG","GT",5.2,5.2,0,16560.32,13265.85,null,"Commercial CHP","Y","OP",null,"Commercial/Industrial Unit",null,"Eastern"]
["EXCLUDE","IL","IL-Eastern","North Chicago Energy Center",58328,"GT2","NG","GT",7.2,7.1,0,22929.68,18368.099999999999,null,"Commercial CHP","Y","OP",null,"Commercial/Industrial Unit",null,"Eastern"]
["EXCLUDE","MD","MD-Eastern","UMMS at Pocomoke",58329,"PV1","SUN","PV",2.8,2.8,0,0,0,null,"IPP Non-CHP","N","TS",null,"Status of Operation (IP, L, P, T)",null,"Eastern"]
["EXCLUDE","MI","MI-Eastern","The Andersons Albion Ethanol LLC",58330,"9611","NG","ST",2,1,0,4.8499999999999996,107247.33,null,"Industrial CHP","Y","OP",null,"Commercial/Industrial Unit",null,"Eastern"]
["EXCLUDE","NC","NC-Eastern","Fuquay Farm",58331,"1","SUN","PV",5,5,0,0,0,null,"IPP Non-CHP","N","V",null,"Status of Operation (IP, L, P, T)",null,"Eastern"]
["EXCLUDE","NC","NC-Eastern","Haynes Farm",58332,"1","SUN","PV",5,5,0,0,0,null,"IPP Non-CHP","N","T",null,"Status of Operation (IP, L, P, T)",null,"Eastern"]
["EXCLUDE","NC","NC-Eastern","Lenoir Farm",58333,"1","SUN","PV",5,5,0,0,0,null,"IPP Non-CHP","N","U",null,"Status of Operation (IP, L, P, T)",null,"Eastern"]
["EXCLUDE","NC","NC-Eastern","Lenoir Farm 2",58334,"1","SUN","PV",5,5,0,0,0,null,"IPP Non-CHP","N","T",null,"Status of Operation (IP, L, P, T)",null,"Eastern"]
["EXCLUDE","NC","NC-Eastern","Marshville Farm",58335,"1","SUN","PV",5,5,0,0,0,null,"IPP Non-CHP","N","T",null,"Status of Operation (IP, L, P, T)",null,"Eastern"]
["EXCLUDE","NC","NC-Eastern","Mile Farm",58336,"1","SUN","PV",5,5,0,0,0,null,"IPP Non-CHP","N","T",null,"Status of Operation (IP, L, P, T)",null,"Eastern"]
["EXCLUDE","NC","NC-Eastern","Moore Solar Farm",58337,"1","SUN","PV",5,5,0,0,0,null,"IPP Non-CHP","N","T",null,"Status of Operation (IP, L, P, T)",null,"Eastern"]
["EXCLUDE","NC","NC-Eastern","Moorings Farm",58338,"1","SUN","PV",5,5,0,0,0,null,"IPP Non-CHP","N","T",null,"Status of Operation (IP, L, P, T)",null,"Eastern"]
["EXCLUDE","NC","NC-Eastern","New Bern Farm",58339,"1","SUN","PV",5,5,0,0,0,null,"IPP Non-CHP","N","T",null,"Status of Operation (IP, L, P, T)",null,"Eastern"]
["EXCLUDE","NC","NC-Eastern","Roxboro Farm",58340,"1","SUN","PV",5,5,0,0,0,null,"IPP Non-CHP","N","T",null,"Status of Operation (IP, L, P, T)",null,"Eastern"]
["EXCLUDE","NC","NC-Eastern","White Cross Farm",58341,"1","SUN","PV",5,5,0,0,0,null,"IPP Non-CHP","N","T",null,"Status of Operation (IP, L, P, T)",null,"Eastern"]
["EXCLUDE","NC","NC-Eastern","Wilson Farm 1",58342,"1","SUN","PV",5,5,0,0,0,null,"IPP Non-CHP","N","T",null,"Status of Operation (IP, L, P, T)",null,"Eastern"]
["EXCLUDE","NC","NC-Eastern","Yanceyville Farm",58343,"1","SUN","PV",5,5,0,0,0,null,"IPP Non-CHP","N","T",null,"Status of Operation (IP, L, P, T)",null,"Eastern"]
["EXCLUDE","NC","NC-Eastern","AM Best Farm",58344,"1","SUN","PV",5,5,0,0,0,null,"IPP Non-CHP","N","T",null,"Status of Operation (IP, L, P, T)",null,"Eastern"]
["EXCLUDE","NC","NC-Eastern","Mt Olive Farm 2",58345,"1","SUN","PV",5,5,0,0,0,null,"IPP Non-CHP","N","T",null,"Status of Operation (IP, L, P, T)",null,"Eastern"]
["EXCLUDE","NC","NC-Eastern","Dibrell Farm",58346,"1","SUN","PV",5,5,0,0,0,null,"IPP Non-CHP","N","T",null,"Status of Operation (IP, L, P, T)",null,"Eastern"]
["EXCLUDE","NC","NC-Eastern","Rock Farm",58347,"1","SUN","PV",5,5,0,0,0,null,"IPP Non-CHP","N","T",null,"Status of Operation (IP, L, P, T)",null,"Eastern"]
["EXCLUDE","NC","NC-Eastern","Two Lines Farm",58348,"1","SUN","PV",5,5,0,0,0,null,"IPP Non-CHP","N","T",null,"Status of Operation (IP, L, P, T)",null,"Eastern"]
["EXCLUDE","NC","NC-Eastern","Bolton Farm",58349,"1","SUN","PV",5,5,0,0,0,null,"IPP Non-CHP","N","T",null,"Status of Operation (IP, L, P, T)",null,"Eastern"]
["EXCLUDE","NC","NC-Eastern","McCallum Farm",58350,"1","SUN","PV",5,5,0,0,0,null,"IPP Non-CHP","N","T",null,"Status of Operation (IP, L, P, T)",null,"Eastern"]
["EXCLUDE","MI","MI-Eastern","Tuscola Bay Wind",58351,"GE16","WND","WT",120,120,0,31687,0,null,"IPP Non-CHP","N","OP",null,"Non Combustion (NUC, WAT, WND, GEO, or SUN)","Yes","Eastern"]
["EXCLUDE","WA","WA-Western","NPI USA Cogeneration Plant",58352,"G-11","WDS","ST",20,20,0,0,0,null,"Industrial CHP","Y","V",null,"Commercial/Industrial Unit",null,"Western"]
["EXCLUDE","CA","CA-Western","Radiance Solar 4",58354,"1","SUN","PV",1.5,1.5,0,0,0,null,"IPP Non-CHP","N","V",null,"Status of Operation (IP, L, P, T)",null,"Western"]
["EXCLUDE","CA","CA-Western","Radiance Solar 5",58355,"1","SUN","PV",1.5,1.5,0,0,0,null,"IPP Non-CHP","N","V",null,"Status of Operation (IP, L, P, T)",null,"Western"]
["EXCLUDE","NJ","NJ-Eastern","The Lawrenceville School Solar Facility",58356,"TLS","SUN","PV",5.2,5.2,0,5875,0,null,"IPP Non-CHP","N","OP",null,"Non Combustion (NUC, WAT, WND, GEO, or SUN)","Yes","Eastern"]
["EXCLUDE","NJ","NJ-Eastern","White Rose Foods Solar Facility",58357,"WR","SUN","PV",4.2,4.2,0,0,0,null,"Commercial Non-CHP","N","OP",null,"Commercial/Industrial Unit",null,"Eastern"]
["EXCLUDE","NJ","NJ-Eastern","North Jersey Media Group Solar Facility",58358,"NJMG","SUN","PV",4.0999999999999996,4.0999999999999996,0,0,0,null,"Commercial Non-CHP","N","V",null,"Commercial/Industrial Unit",null,"Eastern"]
["EXCLUDE","NJ","NJ-Eastern","Gerresheimer Glass Solar Facility",58359,"GG","SUN","PV",2.2999999999999998,2.2999999999999998,0,620,0,null,"Commercial Non-CHP","N","OP",null,"Commercial/Industrial Unit","Yes","Eastern"]
["EXCLUDE","NJ","NJ-Eastern","Atlantic Coast Freezers Solar Facility",58360,"ACF","SUN","PV",2.2000000000000002,2.2000000000000002,0,2155,0,null,"Commercial Non-CHP","N","OP",null,"Commercial/Industrial Unit","Yes","Eastern"]
["EXCLUDE","NJ","NJ-Eastern","Williams-Sonoma Solar Facility",58361,"WS","SUN","PV",4.2,3.6,0,4624,0,null,"Commercial Non-CHP","N","OP",null,"Commercial/Industrial Unit",null,"Eastern"]
["EXCLUDE","MA","MA-Eastern","Quittacas Pond Solar",58362,"QPMA","SUN","PV",3.5,3.5,0,0,0,null,"IPP Non-CHP","N","T",null,"Status of Operation (IP, L, P, T)",null,"Eastern"]
["EXCLUDE","TX","TX-ERCOT","Majestic II Wind",58363,"WND1","WND","WT",79.599999999999994,79.599999999999994,0,0,0,null,"IPP Non-CHP","N","OP",null,"Non Combustion (NUC, WAT, WND, GEO, or SUN)","Yes","ERCOT"]
["EXCLUDE","NJ","NJ-Eastern","Mountain Creek Solar Facility",58364,"MC","SUN","PV",4.5999999999999996,4.5999999999999996,0,0,0,null,"Commercial Non-CHP","N","U",null,"Commercial/Industrial Unit",null,"Eastern"]
["EXCLUDE","CT","CT-Eastern","CJTS Energy Center",58365,"UNIT1","NG","FC",0.2,0.2,0,644.33000000000004,659.54,null,"Commercial CHP","Y","OP",null,"Commercial/Industrial Unit",null,"Eastern"]
["EXCLUDE","CT","CT-Eastern","CJTS Energy Center",58365,"UNIT2","NG","FC",0.2,0.2,0,644.33000000000004,659.54,null,"Commercial CHP","Y","OP",null,"Commercial/Industrial Unit",null,"Eastern"]
["EXCLUDE","CT","CT-Eastern","CJTS Energy Center",58365,"UNIT3","NG","FC",0.2,0.2,0,644.33000000000004,659.54,null,"Commercial CHP","Y","OP",null,"Commercial/Industrial Unit",null,"Eastern"]
["EXCLUDE","CT","CT-Eastern","CJTS Energy Center",58365,"UNIT4","NG","FC",0.2,0.2,0,644.33000000000004,659.54,null,"Commercial CHP","Y","OP",2013,"Commercial/Industrial Unit",null,"Eastern"]
["EXCLUDE","CT","CT-Eastern","CJTS Energy Center",58365,"UNIT5","NG","FC",0.2,0.2,0,644.33000000000004,659.54,null,"Commercial CHP","Y","OP",null,"Commercial/Industrial Unit",null,"Eastern"]
["EXCLUDE","CT","CT-Eastern","CJTS Energy Center",58365,"UNIT6","NG","FC",0.2,0.2,0,644.33000000000004,659.54,null,"Commercial CHP","Y","OP",2013,"Commercial/Industrial Unit",null,"Eastern"]
["EXCLUDE","CT","CT-Eastern","CJTS Energy Center",58365,"UNIT7","NG","FC",0.4,0.4,0,0,0,null,"Commercial CHP","N","U",null,"Commercial/Industrial Unit",null,"Eastern"]
["EXCLUDE","CA","CA-Western","Atwell Island",58366,"1","SUN","PV",20.2,20.2,0,0,0,null,"IPP Non-CHP","N","TS",null,"Status of Operation (IP, L, P, T)",null,"Western"]
["EXCLUDE","CA","CA-Western","Gridley Main",58370,"GEN1","SUN","PV",1,1,0,0,0,null,"IPP Non-CHP","N","U",null,"Status of Operation (IP, L, P, T)",null,"Western"]
["EXCLUDE","CA","CA-Western","Gridley Main Two",58371,"GEN1","SUN","PV",2.5,2.5,0,0,0,null,"IPP Non-CHP","N","U",null,"Status of Operation (IP, L, P, T)",null,"Western"]
["EXCLUDE","TX","TX-ERCOT","Blue Summit Wind LLC",58372,"GEN1","WND","WT",135.4,135.4,0,0,0,null,"IPP Non-CHP","N","OP",null,"Non Combustion (NUC, WAT, WND, GEO, or SUN)","Yes","ERCOT"]
["EXCLUDE","CA","CA-Western","White River Solar",58373,"WRCA","SUN","PV",20,20,0,0,0,null,"IPP Non-CHP","N","V",null,"Status of Operation (IP, L, P, T)",null,"Western"]
["EXCLUDE","CA","CA-Western","Corcoran Solar",58374,"CSCA","SUN","PV",20,20,0,0,0,null,"IPP Non-CHP","N","U",null,"Status of Operation (IP, L, P, T)",null,"Western"]
["EXCLUDE","IL","IL-Eastern","Triton East and West Cogen",58375,"1","NG","IC",0.8,0.8,0,0,0,null,"Commercial Non-CHP","N","OP",null,"Commercial/Industrial Unit",null,"Eastern"]
["EXCLUDE","IL","IL-Eastern","Triton East and West Cogen",58375,"2","NG","IC",0.8,0.8,0,0,0,null,"Commercial Non-CHP","N","OP",null,"Commercial/Industrial Unit",null,"Eastern"]
["EXCLUDE","IL","IL-Eastern","Triton East and West Cogen",58375,"3","NG","IC",0.8,0.8,0,0,0,null,"Commercial Non-CHP","N","OP",null,"Commercial/Industrial Unit",null,"Eastern"]
["EXCLUDE","IL","IL-Eastern","Triton East and West Cogen",58375,"4","NG","IC",0.8,0.8,0,0,0,null,"Commercial Non-CHP","N","OP",null,"Commercial/Industrial Unit",null,"Eastern"]
["EXCLUDE","IL","IL-Eastern","Triton East and West Cogen",58375,"5","NG","IC",0.4,0.4,0,0,0,null,"Commercial Non-CHP","N","P",null,"Commercial/Industrial Unit",null,"Eastern"]
["EXCLUDE","CA","CA-Western","Oakley Solar Project",58376,"1","SUN","PV",1.5,1.5,0,0,0,null,"IPP Non-CHP","N","V",null,"Status of Operation (IP, L, P, T)",null,"Western"]
["EXCLUDE","IL","IL-Eastern","Rochelle Energy Center",58377,"REC1","LFG","IC",1.6,1.6,0,0,0,null,"IPP Non-CHP","N","OP",null,"Non-Fossil Fuel Type (Less than 10% Fossil Fuel)",null,"Eastern"]
["EXCLUDE","IL","IL-Eastern","Rochelle Energy Center",58377,"REC2","LFG","IC",1.6,1.6,0,0,0,null,"IPP Non-CHP","N","OP",null,"Non-Fossil Fuel Type (Less than 10% Fossil Fuel)",null,"Eastern"]
["EXCLUDE","IL","IL-Eastern","Rochelle Energy Center",58377,"REC3","LFG","IC",1.6,1.6,0,0,0,null,"IPP Non-CHP","N","OP",null,"Non-Fossil Fuel Type (Less than 10% Fossil Fuel)",null,"Eastern"]
["EXCLUDE","TX","TX-ERCOT","W.A. Parish Carbon Capture Plant",58378,"GT2","NG","GT",102.7,74,0,0,0,null,"IPP Non-CHP","N","U",null,"Status of Operation (IP, L, P, T)",null,"ERCOT"]
["EXCLUDE","CA","CA-Western","Cold Canyon 1",58379,"W3998","LFG","IC",1.5,1.5,0,0,0,null,"IPP Non-CHP","N","TS",null,"Status of Operation (IP, L, P, T)",null,"Western"]
["EXCLUDE","AK","AK-Alaska","JBER Landfill Gas Power Plant",58380,"1","LFG","IC",2.2999999999999998,1.4,0,0,0,null,"Commercial Non-CHP","N","OP",null,"State not covered under final 111(d)","Yes","Alaska"]
["EXCLUDE","AK","AK-Alaska","JBER Landfill Gas Power Plant",58380,"2","LFG","IC",2.2999999999999998,1.4,0,0,0,null,"Commercial Non-CHP","N","OP",null,"State not covered under final 111(d)","Yes","Alaska"]
["EXCLUDE","AK","AK-Alaska","JBER Landfill Gas Power Plant",58380,"3","LFG","IC",2.2999999999999998,1.4,0,0,0,null,"Commercial Non-CHP","N","OP",null,"State not covered under final 111(d)","Yes","Alaska"]
["EXCLUDE","AK","AK-Alaska","JBER Landfill Gas Power Plant",58380,"4","LFG","IC",2.2999999999999998,1.4,0,0,0,null,"Commercial Non-CHP","N","OP",null,"State not covered under final 111(d)","Yes","Alaska"]
["EXCLUDE","AK","AK-Alaska","JBER Landfill Gas Power Plant",58380,"5","LFG","IC",2.2999999999999998,1.4,0,0,0,null,"Commercial Non-CHP","N","U",null,"State not covered under final 111(d)",null,"Alaska"]
["EXCLUDE","OH","OH-Eastern","Bryan Solar Field",58381,"1","SUN","PV",2.1,1.7,0,0,0,null,"Electric Utility","N","OP",null,"Non Combustion (NUC, WAT, WND, GEO, or SUN)","Yes","Eastern"]
["EXCLUDE","OR","OR-Western","Threemile Digester",58382,"GEN1","OBG","IC",1.6,1.6,0,0,0,null,"IPP CHP","Y","OP",null,"Non-Fossil Fuel Type (Less than 10% Fossil Fuel)","Yes","Western"]
["EXCLUDE","OR","OR-Western","Threemile Digester",58382,"GEN2","OBG","IC",1.6,1.6,0,0,0,null,"IPP CHP","Y","OP",null,"Non-Fossil Fuel Type (Less than 10% Fossil Fuel)","Yes","Western"]
["EXCLUDE","OR","OR-Western","Threemile Digester",58382,"GEN3","OBG","IC",1.6,1.6,0,0,0,null,"IPP CHP","Y","OP",null,"Non-Fossil Fuel Type (Less than 10% Fossil Fuel)","Yes","Western"]
["EXCLUDE","AZ","AZ-Western","Hyder II",58383,"PV1","SUN","PV",18,18,0,0,0,null,"Electric Utility","N","L",null,"Status of Operation (IP, L, P, T)",null,"Western"]
["EXCLUDE","ID","ID-Western","Fargo Drop",58384,"GEN1","WAT","HY",1.1000000000000001,1.1000000000000001,0,0,0,null,"IPP Non-CHP","N","U",null,"Status of Operation (IP, L, P, T)",null,"Western"]
["EXCLUDE","MA","MA-Eastern","Northbridge Solar",58385,"NSMA","SUN","PV",1.9,1.9,0,0,0,null,"IPP Non-CHP","N","U",null,"Status of Operation (IP, L, P, T)",null,"Eastern"]
["EXCLUDE","OH","OH-Eastern","CU Solar Plant",58386,"CU","SUN","PV",1.8,1.8,0,0,0,null,"IPP Non-CHP","N","V",null,"Status of Operation (IP, L, P, T)",null,"Eastern"]
["EXCLUDE","MA","MA-Eastern","CES Sterling LLC",58387,"1","SUN","PV",2.4,2,0,0,0,null,"IPP Non-CHP","N","TS",null,"Status of Operation (IP, L, P, T)",null,"Eastern"]
["EXCLUDE","CA","CA-Western","Solar Star 1",58388,"AVS1","SUN","PV",318,310,0,0,0,null,"IPP Non-CHP","N","T",null,"Status of Operation (IP, L, P, T)",null,"Western"]
["EXCLUDE","CA","CA-Western","Solar Star 2",58389,"AVS2","SUN","PV",279,276,0,0,0,null,"IPP Non-CHP","N","T",null,"Status of Operation (IP, L, P, T)",null,"Western"]
["EXCLUDE","NC","NC-Eastern","Jordan Hydroelectric Project",58390,"EMOD","WAT","HY",2.2000000000000002,2.2000000000000002,0,0,0,null,"IPP Non-CHP","N","OP",null,"Non Combustion (NUC, WAT, WND, GEO, or SUN)","Yes","Eastern"]
["EXCLUDE","NC","NC-Eastern","Jordan Hydroelectric Project",58390,"WMOD","WAT","HY",2.2000000000000002,2.2000000000000002,0,0,0,null,"IPP Non-CHP","N","OP",null,"Non Combustion (NUC, WAT, WND, GEO, or SUN)","Yes","Eastern"]
["EXCLUDE","IN","IN-Eastern","IND Solar Farm 1st Phase",58391,"1","SUN","PV",10,10,0,0,0,null,"IPP Non-CHP","N","P",null,"Status of Operation (IP, L, P, T)",null,"Eastern"]
["EXCLUDE","MT","MT-Western","Flint Creek Hydroelectric LLC",58392,"GEN1","WAT","HY",2,2,0,0,0,null,"IPP Non-CHP","N","U",null,"Status of Operation (IP, L, P, T)",null,"Western"]
["UC-NGCC","UT","UT-Western","Lake Side 2",58393,"CT21","NG","CC",185.4,178,0,0,0,null,"Electric Utility","N","V",null,null,null,"Western"]
["UC-NGCC","UT","UT-Western","Lake Side 2",58393,"CT22","NG","CC",185.4,178,0,0,0,null,"Electric Utility","N","V",null,null,null,"Western"]
["UC-NGCC","UT","UT-Western","Lake Side 2",58393,"ST2","NG","CC",284.39999999999998,273,0,0,0,null,"Electric Utility","N","V",null,null,null,"Western"]
["EXCLUDE","CA","CA-Western","Alta Wind X",58394,"AW10","WND","WT",138,138,0,0,0,null,"IPP Non-CHP","N","L",null,"Status of Operation (IP, L, P, T)",null,"Western"]
["EXCLUDE","CA","CA-Western","Alta Wind XI",58395,"AW11","WND","WT",90,90,0,0,0,null,"IPP Non-CHP","N","L",null,"Status of Operation (IP, L, P, T)",null,"Western"]
["EXCLUDE","OR","OR-Western","Troutdale Energy Center",58396,"PLGEN","NG","CC",652,652,0,0,0,null,"IPP Non-CHP","N","P",null,"Status of Operation (IP, L, P, T)",null,"Western"]
["EXCLUDE","CA","CA-Western","Ameresco Johnson Canyon",58397,"ENG1","LFG","IC",1.4,1.4,0,0,0,null,"IPP Non-CHP","N","U",null,"Status of Operation (IP, L, P, T)",null,"Western"]
["EXCLUDE","CA","CA-Western","Heber Solar",58398,"1","SUN","PV",10.9,10,0,0,0,null,"IPP Non-CHP","N","P",null,"Status of Operation (IP, L, P, T)",null,"Western"]
["EXCLUDE","NY","NY-Eastern","Synergy Biogas",58399,"1","OBG","IC",1.4,1.2,0,0,0,null,"Commercial Non-CHP","N","OP",null,"Commercial/Industrial Unit",null,"Eastern"]
["EXCLUDE","SC","SC-Eastern","Central Energy Facility",58400,"GT01","NG","GT",5.5,4.7,0,0,0,null,"Commercial Non-CHP","N","OP",null,"Commercial/Industrial Unit",null,"Eastern"]
["EXCLUDE","SC","SC-Eastern","Central Energy Facility",58400,"GT02","NG","GT",4.5,2.5,0,0,0,null,"Commercial Non-CHP","N","SB",null,"Commercial/Industrial Unit",null,"Eastern"]
["EXCLUDE","TN","TN-Eastern","Volkswagen Solar System",58401,"1","SUN","PV",9.6,7.9,0,0,0,null,"IPP Non-CHP","N","OP",null,"Non Combustion (NUC, WAT, WND, GEO, or SUN)","Yes","Eastern"]
["EXCLUDE","NJ","NJ-Eastern","Solar Star New Jersey NJ LLC",58402,"1","SUN","PV",1.5,1.5,0,0,0,null,"IPP Non-CHP","N","OP",null,"Non Combustion (NUC, WAT, WND, GEO, or SUN)","Yes","Eastern"]
["EXCLUDE","MA","MA-Eastern","Bellingham PV",58403,"SO032","SUN","PV",3,3,0,0,0,null,"IPP Non-CHP","N","L",null,"Status of Operation (IP, L, P, T)",null,"Eastern"]
["EXCLUDE","TX","TX-Eastern","Pantex",58404,"1","WND","WT",11.5,11.5,0,0,0,null,"Commercial Non-CHP","N","U",null,"Commercial/Industrial Unit",null,"Eastern"]
["EXCLUDE","AK","AK-Alaska","ESS Battery",58405,"1","MWH","BA",3,null,0,0,0,null,"Electric Utility","N","OP",null,"State not covered under final 111(d)","Yes","Alaska"]
["EXCLUDE","OK","OK-Eastern","Chilocco Wind Farm",58406,"1","WND","WT",76.5,35.799999999999997,0,0,0,null,"IPP Non-CHP","N","U",null,"Status of Operation (IP, L, P, T)",null,"Eastern"]
["EXCLUDE","OK","OK-Eastern","Chilocco Wind Farm",58406,"2","WND","WT",76.5,35.799999999999997,0,0,0,null,"IPP Non-CHP","N","U",null,"Status of Operation (IP, L, P, T)",null,"Eastern"]
["EXCLUDE","IA","IA-Eastern","Luther College Wind Project",58407,"WTG01","WND","WT",1.6,1.6,0,0,0,null,"IPP Non-CHP","N","OP",null,"Non Combustion (NUC, WAT, WND, GEO, or SUN)",null,"Eastern"]
["EXCLUDE","MD","MD-Eastern","Maryland Solar",58408,"MSH1","SUN","PV",27,20,0,0,0,null,"IPP Non-CHP","N","U",null,"Status of Operation (IP, L, P, T)",null,"Eastern"]
["EXCLUDE","PA","PA-Eastern","Good Spring NGCC",58409,"GT1","NG","CC",225,225,0,0,0,null,"IPP CHP","Y","P",null,"Status of Operation (IP, L, P, T)",null,"Eastern"]
["EXCLUDE","PA","PA-Eastern","Good Spring NGCC",58409,"HRSG1","NG","CC",108,108,0,0,0,null,"IPP CHP","Y","P",null,"Status of Operation (IP, L, P, T)",null,"Eastern"]
["EXCLUDE","MA","MA-Eastern","Marshfield PV",58410,"SO032","SUN","PV",3,3,0,0,0,null,"IPP Non-CHP","N","L",null,"Status of Operation (IP, L, P, T)",null,"Eastern"]
["EXCLUDE","MA","MA-Eastern","Orange PV",58411,"SO023","SUN","PV",2,2,0,0,0,null,"IPP Non-CHP","N","L",null,"Status of Operation (IP, L, P, T)",null,"Eastern"]
["EXCLUDE","MA","MA-Eastern","Maynard PV",58412,"SO026","SUN","PV",1,1,0,0,0,null,"IPP Non-CHP","N","L",null,"Status of Operation (IP, L, P, T)",null,"Eastern"]
["EXCLUDE","AZ","AZ-Western","Copper Crossing Gen Station",58413,"CCGS1","NG","GT",101,91,0,0,0,null,"Electric Utility","N","P",null,"Status of Operation (IP, L, P, T)",null,"Western"]
["EXCLUDE","AZ","AZ-Western","Copper Crossing Gen Station",58413,"CCGS2","NG","GT",101,91,0,0,0,null,"Electric Utility","N","P",null,"Status of Operation (IP, L, P, T)",null,"Western"]
["EXCLUDE","IA","IA-Eastern","NLMU Wind",58414,"NLMU","WND","WT",1.5,1.5,0,0,0,null,"Electric Utility","N","OP",null,"Non Combustion (NUC, WAT, WND, GEO, or SUN)",null,"Eastern"]
["EXCLUDE","CA","CA-Western","Agincourt Solar Project",58415,"1","SUN","PV",10,10,0,0,0,null,"IPP Non-CHP","N","P",null,"Status of Operation (IP, L, P, T)",null,"Western"]
["EXCLUDE","IN","IN-Eastern","Headwaters Wind Farm LLC",58416,"1","WND","WT",100,100,0,0,0,null,"IPP Non-CHP","N","P",null,"Status of Operation (IP, L, P, T)",null,"Eastern"]
["EXCLUDE","CA","CA-Western","Marathon Solar Project",58417,"CP1","SUN","PV",20,20,0,0,0,null,"IPP Non-CHP","N","P",null,"Status of Operation (IP, L, P, T)",null,"Western"]
["EXCLUDE","CA","CA-Western","Victor Dry Farm Ranch A",58418,"1","SUN","PV",5,5,0,0,0,null,"IPP Non-CHP","N","L",null,"Status of Operation (IP, L, P, T)",null,"Western"]
["EXCLUDE","CA","CA-Western","Victor Dry Farm Ranch B",58419,"1","SUN","PV",5,5,0,0,0,null,"IPP Non-CHP","N","L",null,"Status of Operation (IP, L, P, T)",null,"Western"]
["UC-NGCC","PA","PA-Eastern","Moxie Liberty Generation Plant",58420,"GEN1","NG","CC",435,382.5,0,0,0,null,"IPP Non-CHP","N","T",null,null,null,"Eastern"]
["UC-NGCC","PA","PA-Eastern","Moxie Liberty Generation Plant",58420,"GEN2","NG","CC",435,382.5,0,0,0,null,"IPP Non-CHP","N","T",null,null,null,"Eastern"]
["EXCLUDE","MO","MO-Eastern","Missouri Center for Waste to Energy",58421,"320","LFG","IC",1,1,0,0,0,null,"IPP Non-CHP","N","U",null,"Status of Operation (IP, L, P, T)",null,"Eastern"]
["EXCLUDE","MO","MO-Eastern","Missouri Center for Waste to Energy",58421,"420","LFG","IC",1.4,1.4,0,0,0,null,"IPP Non-CHP","N","U",null,"Status of Operation (IP, L, P, T)",null,"Eastern"]
["EXCLUDE","CA","CA-Western","CSU Northridge Plant",58422,"63","NG","FC",0.3,0.3,0,0,0,null,"Commercial CHP","Y","OP",null,"Commercial/Industrial Unit",null,"Western"]
["EXCLUDE","CA","CA-Western","CSU Northridge Plant",58422,"64","NG","FC",0.3,0.3,0,0,0,null,"Commercial CHP","Y","OP",null,"Commercial/Industrial Unit",null,"Western"]
["EXCLUDE","CA","CA-Western","CSU Northridge Plant",58422,"65","NG","FC",0.3,0.3,0,0,0,null,"Commercial CHP","Y","OP",null,"Commercial/Industrial Unit",null,"Western"]
["EXCLUDE","CA","CA-Western","CSU Northridge Plant",58422,"67","NG","FC",0.3,0.3,0,0,0,null,"Commercial CHP","Y","OP",null,"Commercial/Industrial Unit",null,"Western"]
["EXCLUDE","CA","CA-Western","CSU Northridge Plant",58422,"B2PV","SUN","PV",0.3,0.2,0,0,0,null,"Commercial CHP","N","OP",null,"Commercial/Industrial Unit",null,"Western"]
["EXCLUDE","CA","CA-Western","CSU Northridge Plant",58422,"CP1","NG","GT",0.2,0.2,0,0,0,null,"Commercial CHP","Y","OS",null,"Commercial/Industrial Unit",null,"Western"]
["EXCLUDE","CA","CA-Western","CSU Northridge Plant",58422,"E6PV","SUN","PV",0.2,0.1,0,0,0,null,"Commercial CHP","N","OP",null,"Commercial/Industrial Unit",null,"Western"]
["EXCLUDE","MA","MA-Eastern","Southbridge PV",58423,"SO022","SUN","PV",3,3,0,0,0,null,"IPP Non-CHP","N","U",null,"Status of Operation (IP, L, P, T)",null,"Eastern"]
["EXCLUDE","TX","TX-ERCOT","Harbor Wind LLC",58424,"1","WND","WT",9,9,0,0,0,null,"IPP Non-CHP","N","OP",null,"Non Combustion (NUC, WAT, WND, GEO, or SUN)","Yes","ERCOT"]
["EXCLUDE","AK","AK-Alaska","Fire Island Wind",58425,"WT1","WND","WT",18,18,0,0,0,null,"IPP Non-CHP","N","OP",null,"State not covered under final 111(d)","Yes","Alaska"]
["UC-NGCC","PA","PA-Eastern","Moxie Patriot Generation Plant",58426,"GEN1","NG","CC",435,382.5,0,0,0,null,"IPP Non-CHP","N","T",null,null,null,"Eastern"]
["UC-NGCC","PA","PA-Eastern","Moxie Patriot Generation Plant",58426,"GEN2","NG","CC",435,382.5,0,0,0,null,"IPP Non-CHP","N","T",null,null,null,"Eastern"]
["EXCLUDE","MI","MI-Eastern","Lansing BWL REO Town Plant",58427,"CTG1","NG","GT",42,44.7,0,0,0,null,"Electric Utility","Y","V",null,"Status of Operation (IP, L, P, T)",null,"Eastern"]
["EXCLUDE","MI","MI-Eastern","Lansing BWL REO Town Plant",58427,"CTG2","NG","GT",42,44.7,0,0,0,null,"Electric Utility","Y","V",null,"Status of Operation (IP, L, P, T)",null,"Eastern"]
["EXCLUDE","MI","MI-Eastern","Lansing BWL REO Town Plant",58427,"ST","NG","ST",14,13.3,0,0,0,null,"Electric Utility","Y","V",null,"Status of Operation (IP, L, P, T)",null,"Eastern"]
["EXCLUDE","LA","LA-Eastern","LSU Cogen",58428,"1-02","NG","GT",19.600000000000001,19.600000000000001,0,0,0,null,"Commercial CHP","Y","OP",null,"Commercial/Industrial Unit",null,"Eastern"]
["EXCLUDE","CA","CA-Western","Sunshine Gas Producers",58429,"1","LFG","GT",4.5999999999999996,4,0,0,0,null,"IPP Non-CHP","N","T",null,"Status of Operation (IP, L, P, T)",null,"Western"]
["EXCLUDE","CA","CA-Western","Sunshine Gas Producers",58429,"2","LFG","GT",4.5999999999999996,4,0,0,0,null,"IPP Non-CHP","N","T",null,"Status of Operation (IP, L, P, T)",null,"Western"]
["EXCLUDE","CA","CA-Western","Sunshine Gas Producers",58429,"3","LFG","GT",4.5999999999999996,4,0,0,0,null,"IPP Non-CHP","N","T",null,"Status of Operation (IP, L, P, T)",null,"Western"]
["EXCLUDE","CA","CA-Western","Sunshine Gas Producers",58429,"4","LFG","GT",4.5999999999999996,4,0,0,0,null,"IPP Non-CHP","N","T",null,"Status of Operation (IP, L, P, T)",null,"Western"]
["EXCLUDE","CA","CA-Western","Sunshine Gas Producers",58429,"5","LFG","GT",4.5999999999999996,4,0,0,0,null,"IPP Non-CHP","N","T",null,"Status of Operation (IP, L, P, T)",null,"Western"]
["EXCLUDE","CA","CA-Western","Centinela Solar Energy",58430,"CSE1","SUN","PV",34.200000000000003,33.4,0,0,0,null,"IPP Non-CHP","N","V",null,"Status of Operation (IP, L, P, T)",null,"Western"]
["EXCLUDE","CA","CA-Western","Centinela Solar Energy",58430,"CSE2","SUN","PV",26.6,25.6,0,0,0,null,"IPP Non-CHP","N","V",null,"Status of Operation (IP, L, P, T)",null,"Western"]
["EXCLUDE","CA","CA-Western","Centinela Solar Energy",58430,"CSE3","SUN","PV",34.200000000000003,33.4,0,0,0,null,"IPP Non-CHP","N","V",null,"Status of Operation (IP, L, P, T)",null,"Western"]
["EXCLUDE","CA","CA-Western","Centinela Solar Energy",58430,"CSE4","SUN","PV",34.200000000000003,33.4,0,0,0,null,"IPP Non-CHP","N","U",null,"Status of Operation (IP, L, P, T)",null,"Western"]
["EXCLUDE","CA","CA-Western","Centinela Solar Energy",58430,"CSE5","SUN","PV",19,18.600000000000001,0,0,0,null,"IPP Non-CHP","N","U",null,"Status of Operation (IP, L, P, T)",null,"Western"]
["EXCLUDE","CA","CA-Western","Centinela Solar Energy",58430,"CSE6","SUN","PV",26.6,25.6,0,0,0,null,"IPP Non-CHP","N","U",null,"Status of Operation (IP, L, P, T)",null,"Western"]
["EXCLUDE","TN","TN-Eastern","West Tennessee Solar Farm",58431,"SNVA","SUN","PV",4.2,4.2,0,0,0,null,"IPP Non-CHP","N","OP",null,"Non Combustion (NUC, WAT, WND, GEO, or SUN)","Yes","Eastern"]
["EXCLUDE","CA","CA-Western","Houweling Nurseries",58432,"COG1","NG","IC",4.4000000000000004,4.4000000000000004,0,0,0,null,"IPP CHP","Y","OP",null,"Internal Combustion","Yes","Western"]
["EXCLUDE","CA","CA-Western","Houweling Nurseries",58432,"COG2","NG","IC",4.4000000000000004,4.4000000000000004,0,0,0,null,"IPP CHP","Y","OP",null,"Internal Combustion","Yes","Western"]
["EXCLUDE","CA","CA-Western","Houweling Nurseries",58432,"COG3","NG","IC",4.4000000000000004,4.4000000000000004,0,0,0,null,"IPP CHP","Y","U",null,"Status of Operation (IP, L, P, T)",null,"Western"]
["EXCLUDE","DE","DE-Eastern","Red Lion Energy Center",58433,"RED1","NG","FC",5.8,5.8,0,0,0,null,"IPP Non-CHP","N","OP",null,"Fuel Cell","Yes","Eastern"]
["EXCLUDE","DE","DE-Eastern","Red Lion Energy Center",58433,"RED2","NG","FC",6.4,6.4,0,0,0,null,"IPP Non-CHP","N","V",null,"Status of Operation (IP, L, P, T)",null,"Eastern"]
["EXCLUDE","DE","DE-Eastern","Red Lion Energy Center",58433,"RED3","NG","FC",3.7,3.7,0,0,0,null,"IPP Non-CHP","N","U",null,"Status of Operation (IP, L, P, T)",null,"Eastern"]
["EXCLUDE","DE","DE-Eastern","Red Lion Energy Center",58433,"RED4","NG","FC",3.7,3.7,0,0,0,null,"IPP Non-CHP","N","U",null,"Status of Operation (IP, L, P, T)",null,"Eastern"]
["EXCLUDE","DE","DE-Eastern","Red Lion Energy Center",58433,"RED5","NG","FC",3.7,3.7,0,0,0,null,"IPP Non-CHP","N","U",null,"Status of Operation (IP, L, P, T)",null,"Eastern"]
["EXCLUDE","DE","DE-Eastern","Red Lion Energy Center",58433,"RED6","NG","FC",3.7,3.7,0,0,0,null,"IPP Non-CHP","N","U",null,"Status of Operation (IP, L, P, T)",null,"Eastern"]
["EXCLUDE","IA","IA-Eastern","Red Rock Hydro Plant",58434,"1","WAT","HY",18.2,27.5,0,0,0,null,"Electric Utility","N","L",null,"Status of Operation (IP, L, P, T)",null,"Eastern"]
["EXCLUDE","IA","IA-Eastern","Red Rock Hydro Plant",58434,"2","WAT","HY",18.2,27.5,0,0,0,null,"Electric Utility","N","L",null,"Status of Operation (IP, L, P, T)",null,"Eastern"]
["EXCLUDE","CA","CA-Western","Ameresco Vasco Road",58435,"ENG1","LFG","IC",2.2000000000000002,2.1,0,0,0,null,"IPP Non-CHP","N","U",null,"Status of Operation (IP, L, P, T)",null,"Western"]
["EXCLUDE","CA","CA-Western","Ameresco Vasco Road",58435,"ENG2","LFG","IC",2.2000000000000002,2.1,0,0,0,null,"IPP Non-CHP","N","U",null,"Status of Operation (IP, L, P, T)",null,"Western"]
["EXCLUDE","CA","CA-Western","Ameresco San Joaquin",58436,"ENG1","LFG","IC",2.2000000000000002,2.1,0,0,0,null,"IPP Non-CHP","N","U",null,"Status of Operation (IP, L, P, T)",null,"Western"]
["EXCLUDE","CA","CA-Western","Ameresco San Joaquin",58436,"ENG2","LFG","IC",2.2000000000000002,2.1,0,0,0,null,"IPP Non-CHP","N","U",null,"Status of Operation (IP, L, P, T)",null,"Western"]
["EXCLUDE","CA","CA-Western","Ameresco Forward",58437,"ENG1","LFG","IC",2.2000000000000002,2.1,0,0,0,null,"IPP Non-CHP","N","U",null,"Status of Operation (IP, L, P, T)",null,"Western"]
["EXCLUDE","CA","CA-Western","Ameresco Forward",58437,"ENG2","LFG","IC",2.2000000000000002,2.1,0,0,0,null,"IPP Non-CHP","N","U",null,"Status of Operation (IP, L, P, T)",null,"Western"]
["EXCLUDE","SD","SD-Eastern","Spearfish Hydro",58438,"TURB1","WAT","HY",2,2,0,0,0,null,"Electric Utility","N","OP",null,"Non Combustion (NUC, WAT, WND, GEO, or SUN)",null,"Eastern"]
["EXCLUDE","SD","SD-Eastern","Spearfish Hydro",58438,"TURB2","WAT","HY",2,2,0,0,0,null,"Electric Utility","N","OP",null,"Non Combustion (NUC, WAT, WND, GEO, or SUN)",null,"Eastern"]
["EXCLUDE","OH","OH-Eastern","Collinwood BioEnergy Facility",58439,"CBE01","OBG","IC",1,1,0,0,0,null,"Industrial Non-CHP","N","OP",null,"Commercial/Industrial Unit",null,"Eastern"]
["EXCLUDE","CA","CA-Western","CBS Studio Center",58440,"9560","NG","FC",0.4,0.4,0,0,0,null,"Commercial Non-CHP","N","V",null,"Commercial/Industrial Unit",null,"Western"]
["EXCLUDE","CA","CA-Western","CBS Studio Center",58440,"9580","NG","FC",0.4,0.4,0,0,0,null,"Commercial Non-CHP","N","V",null,"Commercial/Industrial Unit",null,"Western"]
["EXCLUDE","CA","CA-Western","CBS Studio Center",58440,"9581","NG","FC",0.4,0.4,0,0,0,null,"Commercial Non-CHP","N","V",null,"Commercial/Industrial Unit",null,"Western"]
["EXCLUDE","CA","CA-Western","CBS Studio Center",58440,"9583","NG","FC",0.4,0.4,0,0,0,null,"Commercial Non-CHP","N","V",null,"Commercial/Industrial Unit",null,"Western"]
["EXCLUDE","CA","CA-Western","CBS Studio Center",58440,"9585","NG","FC",0.4,0.4,0,0,0,null,"Commercial Non-CHP","N","V",null,"Commercial/Industrial Unit",null,"Western"]
["EXCLUDE","CA","CA-Western","CBS Studio Center",58440,"9587","NG","FC",0.4,0.4,0,0,0,null,"Commercial Non-CHP","N","V",null,"Commercial/Industrial Unit",null,"Western"]
["EXCLUDE","WA","WA-Western","Swauk Wind LLC",58441,"SW","WND","WT",4.3,4.3,0,0,0,null,"IPP Non-CHP","N","OP",null,"Non Combustion (NUC, WAT, WND, GEO, or SUN)","Yes","Western"]
["EXCLUDE","NJ","NJ-Eastern","ACI Energy Partners LLC",58442,"GEN1","NG","GT",7.8,7.5,0,0,0,null,"IPP CHP","Y","OP",null,"Simple cycle unit","Yes","Eastern"]
["EXCLUDE","PA","PA-Eastern","Martin Limestone Solar Array",58443,"GEN1","SUN","PV",1,1,0,0,0,null,"IPP Non-CHP","N","OP",null,"Non Combustion (NUC, WAT, WND, GEO, or SUN)","Yes","Eastern"]
["EXCLUDE","IA","IA-Eastern","Junction Hilltop Wind Farm",58444,"JHW","WND","WT",8,8,0,0,0,null,"IPP Non-CHP","N","OP",null,"Non Combustion (NUC, WAT, WND, GEO, or SUN)","Yes","Eastern"]
["EXCLUDE","CA","CA-Western","Arrache 4006",58445,"1","SUN","PV",1,1,0,0,0,null,"IPP Non-CHP","N","V",null,"Status of Operation (IP, L, P, T)",null,"Western"]
["EXCLUDE","CA","CA-Western","Arrache 4006",58445,"2","SUN","PV",1,1,0,0,0,null,"IPP Non-CHP","N","V",null,"Status of Operation (IP, L, P, T)",null,"Western"]
["EXCLUDE","CA","CA-Western","Arrache 4013",58446,"1","SUN","PV",1.5,1.5,0,0,0,null,"IPP Non-CHP","N","V",null,"Status of Operation (IP, L, P, T)",null,"Western"]
["EXCLUDE","CA","CA-Western","Arrache 8083",58447,"1","SUN","PV",1.5,1.5,0,0,0,null,"IPP Non-CHP","N","V",null,"Status of Operation (IP, L, P, T)",null,"Western"]
["EXCLUDE","CA","CA-Western","Arrache 8083",58447,"2","SUN","PV",1.5,1.5,0,0,0,null,"IPP Non-CHP","N","V",null,"Status of Operation (IP, L, P, T)",null,"Western"]
["EXCLUDE","CA","CA-Western","Arrache 8083",58447,"3","SUN","PV",1,1,0,0,0,null,"IPP Non-CHP","N","V",null,"Status of Operation (IP, L, P, T)",null,"Western"]
["EXCLUDE","CA","CA-Western","Nunn",58448,"1","SUN","PV",1,1,0,0,0,null,"IPP Non-CHP","N","V",null,"Status of Operation (IP, L, P, T)",null,"Western"]
["EXCLUDE","CA","CA-Western","Rutan",58449,"1","SUN","PV",1.5,1.5,0,0,0,null,"IPP Non-CHP","N","V",null,"Status of Operation (IP, L, P, T)",null,"Western"]
["EXCLUDE","CA","CA-Western","Rutan",58449,"2","SUN","PV",1.5,1.5,0,0,0,null,"IPP Non-CHP","N","V",null,"Status of Operation (IP, L, P, T)",null,"Western"]
["EXCLUDE","CA","CA-Western","Rutan",58449,"3","SUN","PV",1,1,0,0,0,null,"IPP Non-CHP","N","V",null,"Status of Operation (IP, L, P, T)",null,"Western"]
["EXCLUDE","CA","CA-Western","Vinam",58450,"1","SUN","PV",1.5,1.5,0,0,0,null,"IPP Non-CHP","N","V",null,"Status of Operation (IP, L, P, T)",null,"Western"]
["EXCLUDE","CA","CA-Western","Ma",58451,"1","SUN","PV",1.5,1.5,0,0,0,null,"IPP Non-CHP","N","V",null,"Status of Operation (IP, L, P, T)",null,"Western"]
["EXCLUDE","CA","CA-Western","Horn",58452,"1","SUN","PV",1.5,1.5,0,0,0,null,"IPP Non-CHP","N","V",null,"Status of Operation (IP, L, P, T)",null,"Western"]
["EXCLUDE","NC","NC-Eastern","Dixon Dairy Road Solar",58453,"1","SUN","PV",4,4,0,0,0,null,"IPP Non-CHP","N","OP",null,"Non Combustion (NUC, WAT, WND, GEO, or SUN)",null,"Eastern"]
["EXCLUDE","CA","CA-Western","Watts 3115",58454,"1","SUN","PV",1.5,1.5,0,0,0,null,"IPP Non-CHP","N","V",null,"Status of Operation (IP, L, P, T)",null,"Western"]
["EXCLUDE","CA","CA-Western","Watts 3115",58454,"2","SUN","PV",0.5,0.5,0,0,0,null,"IPP Non-CHP","N","V",null,"Status of Operation (IP, L, P, T)",null,"Western"]
["EXCLUDE","OR","OR-Western","45 Mile Hydroelectric Project",58455,"0001","WAT","HY",1,1,0,0,0,null,"IPP Non-CHP","N","U",null,"Status of Operation (IP, L, P, T)",null,"Western"]
["EXCLUDE","OR","OR-Western","45 Mile Hydroelectric Project",58455,"0002","WAT","HY",1,1,0,0,0,null,"IPP Non-CHP","N","U",null,"Status of Operation (IP, L, P, T)",null,"Western"]
["EXCLUDE","OR","OR-Western","45 Mile Hydroelectric Project",58455,"0003","WAT","HY",1,1,0,0,0,null,"IPP Non-CHP","N","U",null,"Status of Operation (IP, L, P, T)",null,"Western"]
["EXCLUDE","IA","IA-Eastern","Cumberland Rose",58456,"1","WND","WT",1.6,1.6,0,0,0,null,"IPP Non-CHP","N","OP",null,"Non Combustion (NUC, WAT, WND, GEO, or SUN)","Yes","Eastern"]
["EXCLUDE","IA","IA-Eastern","Fontanelle",58457,"1","WND","WT",1.6,1.6,0,0,0,null,"IPP Non-CHP","N","OP",null,"Non Combustion (NUC, WAT, WND, GEO, or SUN)","Yes","Eastern"]
["EXCLUDE","IA","IA-Eastern","Greenfield",58458,"1","WND","WT",1.6,1.6,0,0,0,null,"Electric Utility","N","OP",null,"Non Combustion (NUC, WAT, WND, GEO, or SUN)","Yes","Eastern"]
["EXCLUDE","IA","IA-Eastern","Meadow Ridge",58459,"1","WND","WT",1.6,1.6,0,0,0,null,"IPP Non-CHP","N","OP",null,"Non Combustion (NUC, WAT, WND, GEO, or SUN)","Yes","Eastern"]
["EXCLUDE","IA","IA-Eastern","Sky Volt",58460,"1","WND","WT",1.6,1.6,0,0,0,null,"IPP Non-CHP","N","OP",null,"Non Combustion (NUC, WAT, WND, GEO, or SUN)","Yes","Eastern"]
["EXCLUDE","IA","IA-Eastern","Wiota",58461,"1","WND","WT",1.6,1.6,0,0,0,null,"IPP Non-CHP","N","OP",null,"Non Combustion (NUC, WAT, WND, GEO, or SUN)","Yes","Eastern"]
["EXCLUDE","CA","CA-Western","McCoy Solar Energy Project",58462,"1","SUN","PV",250,250,0,0,0,null,"IPP Non-CHP","N","L",null,"Status of Operation (IP, L, P, T)",null,"Western"]
["EXCLUDE","MD","MD-Eastern","Herbert Farm Solar",58463,"1","SUN","PV",5.5,5.5,0,0,0,null,"Electric Utility","N","OP",null,"Non Combustion (NUC, WAT, WND, GEO, or SUN)","Yes","Eastern"]
["EXCLUDE","NM","NM-Eastern","Broadview Energy Prime LLC",58464,"0001","WND","WT",9.9,4.3,0,0,0,null,"IPP Non-CHP","N","L",null,"Status of Operation (IP, L, P, T)",null,"Eastern"]
["EXCLUDE","NM","NM-Eastern","Broadview Energy Prime 2 LLC",58465,"0002","WND","WT",9.9,4.3,0,0,0,null,"IPP Non-CHP","N","L",null,"Status of Operation (IP, L, P, T)",null,"Eastern"]
["EXCLUDE","AZ","AZ-Western","Mesa Solar Array",58466,"MSA1","SUN","PV",4,4,0,0,0,null,"IPP Non-CHP","N","V",null,"Status of Operation (IP, L, P, T)",null,"Western"]
["EXCLUDE","CA","CA-Western","Campo Verde Solar",58467,"CVS1","SUN","PV",147.4,139,0,0,0,null,"IPP Non-CHP","N","U",null,"Status of Operation (IP, L, P, T)",null,"Western"]
["EXCLUDE","CA","CA-Western","Imperial Solar Energy Center South",58468,"IVS1","SUN","PV",81.900000000000006,46.6,0,0,0,null,"IPP Non-CHP","N","U",null,"Status of Operation (IP, L, P, T)",null,"Western"]
["EXCLUDE","CA","CA-Western","Imperial Solar Energy Center South",58468,"IVS2","SUN","PV",81.900000000000006,46.6,0,0,0,null,"IPP Non-CHP","N","U",null,"Status of Operation (IP, L, P, T)",null,"Western"]
["EXCLUDE","HI","HI-Hawaii","HNL Emergency Power Facility",58469,"AP1","OBL","IC",2.5,2.5,0,0,0,null,"Electric Utility","N","V",null,"State not covered under final 111(d)",null,"Hawaii"]
["EXCLUDE","HI","HI-Hawaii","HNL Emergency Power Facility",58469,"AP2","OBL","IC",2.5,2.5,0,0,0,null,"Electric Utility","N","V",null,"State not covered under final 111(d)",null,"Hawaii"]
["EXCLUDE","HI","HI-Hawaii","HNL Emergency Power Facility",58469,"AP3","OBL","IC",2.5,2.5,0,0,0,null,"Electric Utility","N","V",null,"State not covered under final 111(d)",null,"Hawaii"]
["EXCLUDE","HI","HI-Hawaii","HNL Emergency Power Facility",58469,"AP4","OBL","IC",2.5,2.5,0,0,0,null,"Electric Utility","N","V",null,"State not covered under final 111(d)",null,"Hawaii"]
["EXCLUDE","OR","OR-Western","C-Drop Hyrdo",58470,"GEN1","WAT","HY",1.1000000000000001,1.1000000000000001,0,0,0,null,"IPP Non-CHP","N","OP",null,"Non Combustion (NUC, WAT, WND, GEO, or SUN)","Yes","Western"]
["EXCLUDE","TX","TX-ERCOT","Ector County Energy Center",58471,"CTG1","NG","GT",173,163.30000000000001,0,0,0,null,"IPP Non-CHP","N","L",null,"Status of Operation (IP, L, P, T)",null,"ERCOT"]
["EXCLUDE","TX","TX-ERCOT","Ector County Energy Center",58471,"CTG2","NG","GT",173,163.30000000000001,0,0,0,null,"IPP Non-CHP","N","L",null,"Status of Operation (IP, L, P, T)",null,"ERCOT"]
["EXCLUDE","CA","CA-Western","Buena Vista Biomass Power",58472,"1","WDS","ST",22.5,17.8,0,0,0,null,"IPP Non-CHP","N","OP",null,"Non-Fossil Fuel Type (Less than 10% Fossil Fuel)","Yes","Western"]
["EXCLUDE","DE","DE-Eastern","Bruce A Henry Solar Farm",58473,"BHSF","SUN","PV",4,4,0,0,0,null,"Electric Utility","N","V",null,"Status of Operation (IP, L, P, T)",null,"Eastern"]
["EXCLUDE","KS","KS-Eastern","Buffalo Dunes Wind Project",58474,"GE1","WND","WT",249.8,249.8,0,0,0,null,"IPP Non-CHP","N","U",null,"Status of Operation (IP, L, P, T)",null,"Eastern"]
["EXCLUDE","OH","OH-Eastern","Battery Utility of Ohio",58475,"BOU","MWH","BA",4,4,0,0,0,null,"IPP Non-CHP","N","U",null,"Status of Operation (IP, L, P, T)",null,"Eastern"]
["EXCLUDE","PA","PA-Eastern","Dart Container Corp",58476,"LFGT1","LFG","GT",5.6,4.5999999999999996,0,0,0,null,"Industrial CHP","Y","OP",null,"Commercial/Industrial Unit","Yes","Eastern"]
["EXCLUDE","PA","PA-Eastern","Dart Container Corp",58476,"LFGT2","LFG","GT",5.6,4.5999999999999996,0,0,0,null,"Industrial CHP","N","OP",null,"Commercial/Industrial Unit","Yes","Eastern"]
["EXCLUDE","NV","NV-Western","Las Vegas WPCF Solar Plant",58477,"1","SUN","PV",3.3,3.3,0,0,0,null,"IPP Non-CHP","N","V",null,"Status of Operation (IP, L, P, T)",null,"Western"]
["UC-NGCC","LA","LA-Eastern","Morgan City CC Youngs Road",58478,"LEPA1","NG","CC",84,79,0,0,0,null,"Electric Utility","N","L",null,null,"Yes","Eastern"]
["EXCLUDE","NM","NM-Western","SEV NM Phase 2",58479,"NMP2","SUN","PV",2.5,1.4,0,0,0,null,"IPP Non-CHP","N","U",null,"Status of Operation (IP, L, P, T)",null,"Western"]
["EXCLUDE","NC","NC-Eastern","Plymouth Solar LLC",58480,"1","SUN","PV",5,5,0,0,0,null,"IPP Non-CHP","N","OP",null,"Non Combustion (NUC, WAT, WND, GEO, or SUN)","Yes","Eastern"]
["OGST","CO","CO-Western","Zuni",478,"2","NG","ST",75,60,970,618,1638.99,null,"Electric Utility","Y","OP",2014,null,null,"Western"]
["EXCLUDE","GA","GA-Eastern","Azalea Solar Power Facility",58482,"1","SUN","PV",7.7,7.7,0,0,0,null,"IPP Non-CHP","N","U",null,"Status of Operation (IP, L, P, T)",null,"Eastern"]
["EXCLUDE","NJ","NJ-Eastern","Tinton Falls Solar Farm",58483,"UNIT1","SUN","PV",16,16,0,0,0,null,"IPP Non-CHP","N","OP",null,"Non Combustion (NUC, WAT, WND, GEO, or SUN)","Yes","Eastern"]
["EXCLUDE","GA","GA-Eastern","MAS ASB Cogen Plant",58484,"1","LFG","IC",2.2000000000000002,2.2000000000000002,0,0,0,null,"Industrial Non-CHP","N","OP",null,"Commercial/Industrial Unit","Yes","Eastern"]
["EXCLUDE","GA","GA-Eastern","MAS ASB Cogen Plant",58484,"2","LFG","IC",2.2000000000000002,2.2000000000000002,0,0,0,null,"Industrial Non-CHP","N","OP",null,"Commercial/Industrial Unit","Yes","Eastern"]
["EXCLUDE","GA","GA-Eastern","MAS ASB Cogen Plant",58484,"3","LFG","IC",2.2000000000000002,2.2000000000000002,0,0,0,null,"Industrial Non-CHP","N","OP",null,"Commercial/Industrial Unit","Yes","Eastern"]
["EXCLUDE","GA","GA-Eastern","Upson Rocky Creek Solar Plant",58485,"PV1","SUN","PV",1,1,0,0,0,null,"IPP Non-CHP","N","OP",null,"Non Combustion (NUC, WAT, WND, GEO, or SUN)","Yes","Eastern"]
["EXCLUDE","AZ","AZ-Western","Picture Rocks Solar, LLC",58486,"1","SUN","PV",20,20,0,0,0,null,"IPP Non-CHP","N","OP",null,"Non Combustion (NUC, WAT, WND, GEO, or SUN)","Yes","Western"]
["EXCLUDE","NC","NC-Eastern","Granville Solar PV Power Project",58487,"1","SUN","PV",2.5,2.5,0,0,0,null,"IPP Non-CHP","N","OP",null,"Non Combustion (NUC, WAT, WND, GEO, or SUN)","Yes","Eastern"]
["EXCLUDE","TX","TX-ERCOT","Bryan Solar, LLC",58488,"1","SUN","PV",10,10,0,0,0,null,"IPP Non-CHP","N","U",null,"Status of Operation (IP, L, P, T)",null,"ERCOT"]
["EXCLUDE","NV","NV-Western","Apex Solar PV Power Project",58489,"1","SUN","PV",20,20,0,0,0,null,"IPP Non-CHP","N","OP",null,"Non Combustion (NUC, WAT, WND, GEO, or SUN)","Yes","Western"]
["EXCLUDE","NV","NV-Western","Spectrum Solar PV Power Project",58490,"1","SUN","PV",30,30,0,0,0,null,"IPP Non-CHP","N","U",null,"Status of Operation (IP, L, P, T)",null,"Western"]
["EXCLUDE","NC","NC-Eastern","Sandy Cross Solar, LLC",58491,"SANDY","SUN","PV",1.2,1.2,0,0,0,null,"IPP Non-CHP","N","OP",null,"Non Combustion (NUC, WAT, WND, GEO, or SUN)","Yes","Eastern"]
["EXCLUDE","NC","NC-Eastern","Ararat Rock Solar, LLC",58492,"ARARR","SUN","PV",3.5,3.5,0,0,0,null,"IPP Non-CHP","N","OP",null,"Non Combustion (NUC, WAT, WND, GEO, or SUN)","Yes","Eastern"]
["EXCLUDE","NC","NC-Eastern","Progress Solar 1, LLC",58493,"PRO1","SUN","PV",4,4,0,0,0,null,"IPP Non-CHP","N","OP",null,"Non Combustion (NUC, WAT, WND, GEO, or SUN)","Yes","Eastern"]
["EXCLUDE","NC","NC-Eastern","Progress Solar II, LLC",58494,"PROG2","SUN","PV",3.5,3.5,0,0,0,null,"IPP Non-CHP","N","OP",null,"Non Combustion (NUC, WAT, WND, GEO, or SUN)","Yes","Eastern"]
["EXCLUDE","NC","NC-Eastern","Progress Solar III, LLC",58495,"PROG3","SUN","PV",3.5,3.5,0,0,0,null,"IPP Non-CHP","N","OP",null,"Non Combustion (NUC, WAT, WND, GEO, or SUN)","Yes","Eastern"]
["EXCLUDE","IN","IN-Eastern","Lincoln Solar",58496,"PV2","SUN","PV",1.5,1.5,0,0,0,null,"IPP Non-CHP","N","OP",null,"Non Combustion (NUC, WAT, WND, GEO, or SUN)","Yes","Eastern"]
["EXCLUDE","PA","PA-Eastern","L&S Sweetners",58497,"GEN1","LFG","IC",1.6,1.6,0,0,0,null,"IPP Non-CHP","N","P",null,"Status of Operation (IP, L, P, T)",null,"Eastern"]
["EXCLUDE","PA","PA-Eastern","L&S Sweetners",58497,"GEN2","LFG","IC",1.6,1.6,0,0,0,null,"IPP Non-CHP","N","P",null,"Status of Operation (IP, L, P, T)",null,"Eastern"]
["EXCLUDE","CA","CA-Western","Rosamond One",58498,"RONE","SUN","PV",20,20,0,0,0,null,"IPP Non-CHP","N","T",null,"Status of Operation (IP, L, P, T)",null,"Western"]
["EXCLUDE","CA","CA-Western","Rosamond Two",58499,"RTWO","SUN","PV",20,20,0,0,0,null,"IPP Non-CHP","N","T",null,"Status of Operation (IP, L, P, T)",null,"Western"]
["EXCLUDE","CA","CA-Western","Rio Grande",58500,"RIO","SUN","PV",5,5,0,0,0,null,"IPP Non-CHP","N","T",null,"Status of Operation (IP, L, P, T)",null,"Western"]
["EXCLUDE","AZ","AZ-Western","Gillespie 1",58501,"GILL1","SUN","PV",15,15,0,0,0,null,"IPP Non-CHP","N","T",null,"Status of Operation (IP, L, P, T)",null,"Western"]
["EXCLUDE","CA","CA-Western","Columbia 3",58502,"COL3","SUN","PV",10,10,0,0,0,null,"IPP Non-CHP","N","T",null,"Status of Operation (IP, L, P, T)",null,"Western"]
["EXCLUDE","OR","OR-Western","Carty Generating Station",58503,"GEN1","NG","CC",500,500,0,0,0,null,"Electric Utility","N","T",null,"Status of Operation (IP, L, P, T)",null,"Western"]
["EXCLUDE","NJ","NJ-Eastern","Livingston Solar Farm",58504,"LVSF","SUN","PV",1.2,1.2,0,0,0,null,"Commercial Non-CHP","N","OP",null,"Commercial/Industrial Unit",null,"Eastern"]
["EXCLUDE","NJ","NJ-Eastern","Livingston Solar Canopies",58505,"LVSC","SUN","PV",6.6,6.4,0,0,0,null,"Commercial Non-CHP","N","TS",null,"Commercial/Industrial Unit",null,"Eastern"]
["EXCLUDE","CA","CA-Western","Chuckawalla Solar",58506,"0937","SUN","PV",4,4,0,0,0,null,"IPP Non-CHP","N","OP",null,"Non Combustion (NUC, WAT, WND, GEO, or SUN)","Yes","Western"]
["EXCLUDE","NY","NY-Eastern","Montefieor Medical Center Moses Division",58507,"ES006","NG","GT",3.5,3.5,0,0,0,null,"Commercial CHP","N","OP",null,"Commercial/Industrial Unit",null,"Eastern"]
["EXCLUDE","NY","NY-Eastern","Montefieor Medical Center Moses Division",58507,"S0001","NG","IC",1.6,1.2,0,0,0,null,"Commercial CHP","Y","OP",null,"Commercial/Industrial Unit",null,"Eastern"]
["EXCLUDE","NY","NY-Eastern","Montefieor Medical Center Moses Division",58507,"S0002","NG","IC",1.6,1.2,0,0,0,null,"Commercial CHP","Y","OP",null,"Commercial/Industrial Unit",null,"Eastern"]
["EXCLUDE","NY","NY-Eastern","Montefieor Medical Center Moses Division",58507,"S0003","NG","IC",1.6,1.2,0,0,0,null,"Commercial CHP","Y","OP",null,"Commercial/Industrial Unit",null,"Eastern"]
["EXCLUDE","CA","CA-Western","Bear Creek Solar",58508,"PV3","SUN","PV",1.5,1.5,0,0,0,null,"IPP Non-CHP","N","L",null,"Status of Operation (IP, L, P, T)",null,"Western"]
["EXCLUDE","CA","CA-Western","Vintner Solar",58509,"PV4","SUN","PV",1.5,1.5,0,0,0,null,"IPP Non-CHP","N","L",null,"Status of Operation (IP, L, P, T)",null,"Western"]
["EXCLUDE","CA","CA-Western","Kettleman Solar Project",58510,"PV5","SUN","PV",1,1,0,0,0,null,"IPP Non-CHP","N","L",null,"Status of Operation (IP, L, P, T)",null,"Western"]
["EXCLUDE","AK","AK-Alaska","Delta Wind Farm",58511,"EWT1","WND","WT",0.9,0.9,0,0,0,null,"IPP Non-CHP","N","OP",null,"State not covered under final 111(d)",null,"Alaska"]
["EXCLUDE","AK","AK-Alaska","Delta Wind Farm",58511,"EWT2","WND","WT",0.9,0.9,0,0,0,null,"IPP Non-CHP","N","V",null,"State not covered under final 111(d)",null,"Alaska"]
["EXCLUDE","AK","AK-Alaska","Delta Wind Farm",58511,"NW1","WND","WT",0.1,0.1,0,0,0,null,"IPP Non-CHP","N","OP",null,"State not covered under final 111(d)",null,"Alaska"]
["EXCLUDE","NJ","NJ-Eastern","Cornerstone Power Vineland I LLC",58512,"PV1","SUN","PV",3.1,3.1,0,0,0,null,"IPP Non-CHP","N","OP",null,"Non Combustion (NUC, WAT, WND, GEO, or SUN)","Yes","Eastern"]
["EXCLUDE","CA","CA-Western","Ironwood Solar LLC",58513,"0937","SUN","PV",4,4,0,0,0,null,"IPP Non-CHP","N","OP",null,"Non Combustion (NUC, WAT, WND, GEO, or SUN)","Yes","Western"]
["EXCLUDE","CA","CA-Western","Desert Hot Springs Solar",58514,"DHCA","SUN","PV",2.2999999999999998,2.2000000000000002,0,0,0,null,"IPP Non-CHP","N","L",null,"Status of Operation (IP, L, P, T)",null,"Western"]
["EXCLUDE","TN","TN-Eastern","Chattanooga Metropolitan Airport Solar",58515,"GEN1","SUN","PV",1,0.7,0,0,0,null,"Commercial Non-CHP","N","OP",null,"Commercial/Industrial Unit",null,"Eastern"]
["EXCLUDE","TN","TN-Eastern","Chattanooga Metropolitan Airport Solar",58515,"GEN2","SUN","PV",1.1000000000000001,0.8,0,0,0,null,"Commercial Non-CHP","N","P",null,"Commercial/Industrial Unit",null,"Eastern"]
["EXCLUDE","AZ","AZ-Western","Union HS at Casa Grande",58516,"PV1","SUN","PV",1.6,1.6,0,0,0,null,"IPP Non-CHP","N","OP",null,"Non Combustion (NUC, WAT, WND, GEO, or SUN)","Yes","Western"]
["EXCLUDE","AZ","AZ-Western","Vista Grande HS at Casa Grande",58517,"PV1","SUN","PV",1.8,1.8,0,0,0,null,"IPP Non-CHP","N","OP",null,"Non Combustion (NUC, WAT, WND, GEO, or SUN)","Yes","Western"]
["EXCLUDE","NC","NC-Eastern","WSACC Power Generation Facility",58518,"1","SLW","ST",1.9,0.8,0,0,0,null,"IPP Non-CHP","N","V",null,"Status of Operation (IP, L, P, T)",null,"Eastern"]
["EXCLUDE","NJ","NJ-Eastern","Alethea I",58519,"1","SUN","PV",2.8,2.8,0,0,0,null,"IPP Non-CHP","N","OP",null,"Non Combustion (NUC, WAT, WND, GEO, or SUN)",null,"Eastern"]
["EXCLUDE","NM","NM-Western","Otero Solar",58520,"OTE1","SUN","PV",7.5,7.5,0,0,0,null,"Electric Utility","N","T",null,"Status of Operation (IP, L, P, T)",null,"Western"]
["EXCLUDE","NM","NM-Western","Manzano Solar",58521,"MAN1","SUN","PV",8,8,0,0,0,null,"Electric Utility","N","T",null,"Status of Operation (IP, L, P, T)",null,"Western"]
["EXCLUDE","CA","CA-Western","Madera Community Hospital",58522,"1","SUN","PV",1,1,0,0,0,null,"IPP Non-CHP","N","OP",null,"Non Combustion (NUC, WAT, WND, GEO, or SUN)",null,"Western"]
["EXCLUDE","MT","MT-Western","Stoltze CoGen1",58523,"STL2","WDS","ST",3.8,3.8,0,0,0,null,"Industrial Non-CHP","N","TS",null,"Commercial/Industrial Unit",null,"Western"]
["EXCLUDE","NC","NC-Eastern","Neuse River Solar Farm",58524,"1","SUN","PV",1.1000000000000001,1.1000000000000001,0,0,0,null,"IPP Non-CHP","N","OP",null,"Non Combustion (NUC, WAT, WND, GEO, or SUN)",null,"Eastern"]
["EXCLUDE","CA","CA-Western","City of Hayward WWTP",58525,"1","SUN","PV",1,1,0,2340,0,null,"IPP Non-CHP","N","OP",null,"Non Combustion (NUC, WAT, WND, GEO, or SUN)",null,"Western"]
["EXCLUDE","NC","NC-Eastern","Uwharrie Mountain Renewable",58526,"1","LFG","IC",1.6,1.6,0,0,0,null,null,"N","U",null,"Status of Operation (IP, L, P, T)",null,"Eastern"]
["EXCLUDE","NC","NC-Eastern","Uwharrie Mountain Renewable",58526,"2","LFG","IC",1.6,1.6,0,0,0,null,null,"N","U",null,"Status of Operation (IP, L, P, T)",null,"Eastern"]
["EXCLUDE","NC","NC-Eastern","Uwharrie Mountain Renewable",58526,"3","LFG","IC",1.6,1.6,0,0,0,null,null,"N","U",null,"Status of Operation (IP, L, P, T)",null,"Eastern"]
["EXCLUDE","NC","NC-Eastern","Uwharrie Mountain Renewable",58526,"4","LFG","IC",1.6,1.6,0,0,0,null,null,"N","U",null,"Status of Operation (IP, L, P, T)",null,"Eastern"]
["EXCLUDE","NC","NC-Eastern","Uwharrie Mountain Renewable",58526,"5","LFG","IC",1.6,1.6,0,0,0,null,null,"N","U",null,"Status of Operation (IP, L, P, T)",null,"Eastern"]
["EXCLUDE","NC","NC-Eastern","Uwharrie Mountain Renewable",58526,"6","LFG","IC",1.6,1.6,0,0,0,null,null,"N","U",null,"Status of Operation (IP, L, P, T)",null,"Eastern"]
["EXCLUDE","CA","CA-Western","Crown Cooling Facility",58527,"1","SUN","PV",1,1,0,0,0,null,"Industrial Non-CHP","N","OP",null,"Commercial/Industrial Unit",null,"Western"]
["EXCLUDE","CA","CA-Western","Garnet Solar Power Station 1 LLC",58528,"WDT44","SUN","PV",4,4,0,0,0,null,"IPP Non-CHP","N","T",null,"Status of Operation (IP, L, P, T)",null,"Western"]
["EXCLUDE","NC","NC-Eastern","Progress Manis I",58529,"P11A","SUN","PV",0.5,0.5,0,0,0,null,"IPP Non-CHP","N","OP",null,"Non Combustion (NUC, WAT, WND, GEO, or SUN)","Yes","Eastern"]
["EXCLUDE","NC","NC-Eastern","Progress Manis I",58529,"P11B","SUN","PV",0.5,0.5,0,0,0,null,"IPP Non-CHP","N","OP",null,"Non Combustion (NUC, WAT, WND, GEO, or SUN)","Yes","Eastern"]
["EXCLUDE","NC","NC-Eastern","Progress Jones I",58530,"P11C","SUN","PV",0.5,0.5,0,0,0,null,"IPP Non-CHP","N","OP",null,"Non Combustion (NUC, WAT, WND, GEO, or SUN)","Yes","Eastern"]
["EXCLUDE","NC","NC-Eastern","Progress Jones I",58530,"P11D","SUN","PV",0.5,0.5,0,0,0,null,"IPP Non-CHP","N","OP",null,"Non Combustion (NUC, WAT, WND, GEO, or SUN)","Yes","Eastern"]
["EXCLUDE","NC","NC-Eastern","North Carolina Solar Bethea I",58531,"P22A","SUN","PV",0.5,0.5,0,0,0,null,"IPP Non-CHP","N","V",null,"Status of Operation (IP, L, P, T)",null,"Eastern"]
["EXCLUDE","NC","NC-Eastern","North Carolina Solar Bethea I",58531,"P22B","SUN","PV",0.5,0.5,0,0,0,null,"IPP Non-CHP","N","V",null,"Status of Operation (IP, L, P, T)",null,"Eastern"]
["EXCLUDE","NC","NC-Eastern","North Carolina Solar Bethea II",58532,"P22C","SUN","PV",0.5,0.5,0,0,0,null,"IPP Non-CHP","N","V",null,"Status of Operation (IP, L, P, T)",null,"Eastern"]
["EXCLUDE","NC","NC-Eastern","North Carolina Solar Bethea II",58532,"P22D","SUN","PV",0.5,0.5,0,0,0,null,"IPP Non-CHP","N","V",null,"Status of Operation (IP, L, P, T)",null,"Eastern"]
["EXCLUDE","NV","NV-Western","Wild Rose Geothermal Power Plant",58533,"1","GEO","BT",20,8.8000000000000007,0,0,0,null,"IPP Non-CHP","N","V",null,"Status of Operation (IP, L, P, T)",null,"Western"]
["EXCLUDE","MA","MA-Eastern","Westford Solar Park",58534,"1","SUN","PV",4,4,0,3601,0,null,"IPP Non-CHP","N","OP",null,"Non Combustion (NUC, WAT, WND, GEO, or SUN)","Yes","Eastern"]
["EXCLUDE","PA","PA-Eastern","Pickering Solar",58535,"1","SUN","PV",1.5,1.4,0,0,0,null,"IPP Non-CHP","N","OP",null,"Non Combustion (NUC, WAT, WND, GEO, or SUN)","Yes","Eastern"]
["EXCLUDE","NJ","NJ-Eastern","Cornerstone Power Holmdel LLC",58536,"1","SUN","PV",3,3,0,0,0,null,"IPP Non-CHP","N","V",null,"Status of Operation (IP, L, P, T)",null,"Eastern"]
["EXCLUDE","TX","TX-ERCOT","OCI Alamo Solar I",58537,"1","SUN","PV",40.700000000000003,40.700000000000003,0,0,0,null,"IPP Non-CHP","N","U",null,"Status of Operation (IP, L, P, T)",null,"ERCOT"]
["EXCLUDE","NC","NC-Eastern","PCSP3 Airport",58538,"3","SUN","PV",2.5,2.5,0,0,0,null,"IPP Non-CHP","N","OP",null,"Non Combustion (NUC, WAT, WND, GEO, or SUN)","Yes","Eastern"]
["EXCLUDE","AZ","AZ-Western","Lake Pleasant WTP",58539,"1","SUN","PV",6.5,1.6,0,0,0,null,"Commercial Non-CHP","N","OP",null,"Commercial/Industrial Unit","Yes","Western"]
["EXCLUDE","NM","NM-Western","Silver City WWTP PV Project",58540,"PV-1","SUN","PV",1,1,0,0,0,null,"IPP Non-CHP","N","U",null,"Status of Operation (IP, L, P, T)",null,"Western"]
["EXCLUDE","VT","VT-Eastern","SunGen Sharon 1 LLC",58541,"1","SUN","PV",1.8,1.8,0,0,0,null,"IPP Non-CHP","N","OP",null,"State not covered under final 111(d)","Yes","Eastern"]
["EXCLUDE","CA","CA-Western","Desert Sunlight 250, LLC",58542,"DSL12","SUN","PV",39.1,39.1,0,0,0,null,"IPP Non-CHP","N","T",null,"Status of Operation (IP, L, P, T)",null,"Western"]
["EXCLUDE","CA","CA-Western","Desert Sunlight 250, LLC",58542,"DSL13","SUN","PV",39.1,39.1,0,0,0,null,"IPP Non-CHP","N","T",null,"Status of Operation (IP, L, P, T)",null,"Western"]
["EXCLUDE","CA","CA-Western","Desert Sunlight 250, LLC",58542,"DSL14","SUN","PV",26.5,26.5,0,0,0,null,"IPP Non-CHP","N","T",null,"Status of Operation (IP, L, P, T)",null,"Western"]
["EXCLUDE","CA","CA-Western","Desert Sunlight 250, LLC",58542,"DSL15","SUN","PV",13.9,13.9,0,0,0,null,"IPP Non-CHP","N","T",null,"Status of Operation (IP, L, P, T)",null,"Western"]
["EXCLUDE","CA","CA-Western","Desert Sunlight 250, LLC",58542,"DSL16","SUN","PV",22.7,22.7,0,0,0,null,"IPP Non-CHP","N","T",null,"Status of Operation (IP, L, P, T)",null,"Western"]
["EXCLUDE","CA","CA-Western","Desert Sunlight 250, LLC",58542,"DSL17","SUN","PV",29,29,0,0,0,null,"IPP Non-CHP","N","T",null,"Status of Operation (IP, L, P, T)",null,"Western"]
["EXCLUDE","CA","CA-Western","Desert Sunlight 250, LLC",58542,"DSL18","SUN","PV",29,29,0,0,0,null,"IPP Non-CHP","N","T",null,"Status of Operation (IP, L, P, T)",null,"Western"]
["EXCLUDE","CA","CA-Western","Desert Sunlight 250, LLC",58542,"DSL19","SUN","PV",25.2,25.2,0,0,0,null,"IPP Non-CHP","N","T",null,"Status of Operation (IP, L, P, T)",null,"Western"]
["EXCLUDE","CA","CA-Western","Desert Sunlight 250, LLC",58542,"DSL20","SUN","PV",25.2,25.2,0,0,0,null,"IPP Non-CHP","N","T",null,"Status of Operation (IP, L, P, T)",null,"Western"]
["EXCLUDE","AZ","AZ-Western","Gilbert Solar Facility I, LLC",58543,1,"SUN","PV",2.5,2.5,0,0,0,null,"IPP Non-CHP","N","OP",null,"Non Combustion (NUC, WAT, WND, GEO, or SUN)",null,"Western"]
["EXCLUDE","NV","NV-Western","Mountain View Solar",58544,1,"SUN","PV",20,20,0,0,0,null,"IPP Non-CHP","N","V",null,"Status of Operation (IP, L, P, T)",null,"Western"]

{"sheet":"Appendix 2 - Under Construction","index":19,"n_rows":127,"n_cols":13,"rows_kept":127,"cut":false,"hidden":false,"merged":[]}
["Note- this worksheet is largely a subset of units in Appendix 1"]
["Category","State","Plant Name","ORIS Code","Generator ID","Fuel type","Prime mover type","Nameplate Capacity (MW)","Summer  Capacity (MW)","2012 Unit Status (EIA 860)","2013 Unit Status (EIA 860)","Commenced Operation in 2012","NERC Interconnection"]
["UC Coal - commenced in 2012","AR","John W Turk Jr Power Plant",56564,1,"SUB","ST",609,609,"OP",null,"Yes","Eastern"]
["UC NGCC - commenced in 2012","CA","Algonquin Power Sanger LLC",57564,"STG2","NG","CC",12.5,12.5,"OP",null,"Yes","Western"]
["UC-NGCC","CA","El Segundo Energy Center LLC",57901,5,"NG","CC",198,195,"V","Op",null,"Western"]
["UC-NGCC","CA","El Segundo Energy Center LLC",57901,6,"NG","CC",70.7,60,"V","OP",null,"Western"]
["UC-NGCC","CA","El Segundo Energy Center LLC",57901,7,"NG","CC",198,195,"V","OP",null,"Western"]
["UC-NGCC","CA","El Segundo Energy Center LLC",57901,8,"NG","CC",70.7,60,"V","OP",null,"Western"]
["UC-NGCC","CA","Glenarm",null,null,"NG","CC",null,68,null,"U",null,"Western"]
["UC-NGCC","CA","Los Esteros Critical Energy Center",55748,"CAG5","NG","CC",126.1,126.1,"U","OP",null,"Western"]
["UC-NGCC","CA","Russell City Energy Center",56467,"CTG1","NG","CC",200,185,"V","OP",null,"Western"]
["UC-NGCC","CA","Russell City Energy Center",56467,"CTG2","NG","CC",200,185,"V","OP",null,"Western"]
["UC NGCC - commenced in 2012","CA","El Centro",389,30,"NG","CC",65.900000000000006,59.7,"OP",null,"Yes","Western"]
["UC NGCC - commenced in 2012","CA","El Centro",389,31,"NG","CC",43.2,42.2,"OP",null,"Yes","Western"]
["UC NGCC - commenced in 2012","CA","El Centro",389,32,"NG","CC",43.2,42.2,"OP",null,"Yes","Western"]
["UC-NGCC","CA","Russell City Energy Center",56467,"STG1","NG","CC",255,245,"V","OP",null,"Western"]
["UC NGCC - commenced in 2012","CA","Lodi Energy Center",57978,"CT1","NG","CC",185,162,"OP",null,"Yes","Western"]
["UC NGCC - commenced in 2012","CA","Lodi Energy Center",57978,"ST1","NG","CC",130,95,"OP",null,"Yes","Western"]
["UC NGCC - commenced in 2012","CA","Tracy Combined Cycle Power Plant",55933,"TCC1","NG","CC",167.3,156.19999999999999,"OP",null,"Yes","Western"]
["UC-NGCC","CO","Cherokee",469,5,"NG","CC",185.3,173.4,"T","V",null,"Western"]
["UC-NGCC","CO","Cherokee",469,6,"NG","CC",185.3,173.4,"T","V",null,"Western"]
["UC-NGCC","CO","Cherokee",469,7,"NG","CC",255,241.4,"T","V",null,"Western"]
["UC NGCC - commenced in 2012","CO","Pueblo Airport Generating Station",56998,4,"NG","CC",40,40,"OP",null,"Yes","Western"]
["UC NGCC - commenced in 2012","CO","Pueblo Airport Generating Station",56998,43,"NG","CC",20,20,"OP",null,"Yes","Western"]
["UC NGCC - commenced in 2012","CO","Pueblo Airport Generating Station",56998,5,"NG","CC",40,40,"OP",null,"Yes","Western"]
["UC NGCC - commenced in 2012","CO","Pueblo Airport Generating Station",56998,53,"NG","CC",20,20,"OP",null,"Yes","Western"]
["UC NGCC - commenced in 2012","CO","Pueblo Airport Generating Station",56998,6,"NG","CC",40,40,"OP",null,"Yes","Western"]
["UC NGCC - commenced in 2012","CO","Pueblo Airport Generating Station",56998,7,"NG","CC",40,40,"OP",null,"Yes","Western"]
["UC-NGCC","DE","Garrison Energy Center LLC",57349,"CTG1","NG","CC",235,183,"P","P",null,"Eastern"]
["UC-NGCC","DE","Garrison Energy Center LLC",57349,"STG2","NG","CC",126,126,"P","P",null,"Eastern"]
["UC NGCC - commenced in 2012","FL","Cape Canaveral",609,"3A","NG","CC",265,1210,"TS",null,null,"Eastern"]
["UC NGCC - commenced in 2012","FL","Cape Canaveral",609,"3B","NG","CC",265,null,"TS",null,null,"Eastern"]
["UC NGCC - commenced in 2012","FL","Cape Canaveral",609,"3C","NG","CC",265,null,"TS",null,null,"Eastern"]
["UC NGCC - commenced in 2012","FL","Cape Canaveral",609,"3ST","NG","CC",500,null,"TS",null,null,"Eastern"]
["UC-NGCC","FL","Polk",7242,9,"NG","CC",463,459,"P","U",null,"Eastern"]
["UC-NGCC","FL","Riviera",619,"5A","NG","CC",265,1212,"U","V",null,"Eastern"]
["UC-NGCC","FL","Riviera",619,"5B","NG","CC",265,null,"U","V",null,"Eastern"]
["UC-NGCC","FL","Riviera",619,"5C","NG","CC",265,null,"U","V",null,"Eastern"]
["UC-NGCC","FL","Riviera",619,"5ST","NG","CC",500,null,"U","V",null,"Eastern"]
["UC NGCC - commenced in 2012","GA","Jack McDonough",710,5,"NG","CC",375,375,"OP",null,"Yes","Eastern"]
["UC NGCC - commenced in 2012","GA","Jack McDonough",710,"5ACT","NG","CC",232.5,231.5,"OP",null,"Yes","Eastern"]
["UC NGCC - commenced in 2012","GA","Jack McDonough",710,"5BCT","NG","CC",232.5,231.5,"OP",null,"Yes","Eastern"]
["UC NGCC - commenced in 2012","GA","Jack McDonough",710,6,"NG","CC",375,375,"OP",null,"Yes","Eastern"]
["UC NGCC - commenced in 2012","GA","Jack McDonough",710,"6ACT","NG","CC",232.5,231.5,"OP",null,"Yes","Eastern"]
["UC NGCC - commenced in 2012","GA","Jack McDonough",710,"6BCT","NG","CC",232.5,231.5,"OP",null,"Yes","Eastern"]
["UC NGCC - commenced in 2012","ID","Langley Gulch Power Plant",57028,"GTG","NG","CC",187,175.8,"OP",null,"Yes","Western"]
["UC NGCC - commenced in 2012","ID","Langley Gulch Power Plant",57028,"STG","NG","CC",131.5,122.9,"OP",null,"Yes","Western"]
["UC-NGCC","IL","Nelson Energy Center",null,null,"NG","CC",null,155.69999999999999,null,"V",null,"Eastern"]
["UC-NGCC","IL","Nelson Energy Center",null,null,"NG","CC",null,155.69999999999999,null,"V",null,"Eastern"]
["UC-NGCC","IL","Nelson Energy Center",null,null,"NG","CC",null,129.6,null,"V",null,"Eastern"]
["UC-NGCC","IL","Nelson Energy Center",null,null,"NG","CC",null,129.6,null,"V",null,"Eastern"]
["UC Coal - commenced in 2012","IL","Prairie State Generatng Station",55856,"PC1","BIT","ST",883,812,"OP",null,"Yes","Eastern"]
["UC Coal - commenced in 2012","IL","Prairie State Generatng Station",55856,"PC2","BIT","ST",883,817,"OP",null,"Yes","Eastern"]
["UC Coal - commenced in 2012","IN","Edwardsport",1004,"CT1","BIT","ST",236.5,570.6,"TS",null,"Yes","Eastern"]
["UC Coal - commenced in 2012","IN","Edwardsport",1004,"CT2","BIT","ST",236.5,null,"TS",null,"Yes","Eastern"]
["UC Coal - commenced in 2012","IN","Edwardsport",1004,"ST","BIT","ST",331.5,null,"TS",null,"Yes","Eastern"]
["UC-NGCC","KS","Riverton",1239,"2015-12-02","NG","CC",250,138,"L","U",null,"Eastern"]
["UC-NGCC","KY","Cane Run",1363,7,"NG","CC",690,640,"P","V",null,"Eastern"]
["UC-NGCC","LA","Morgan City CC Youngs Road",58478,"LEPA1","NG","CC",84,79,"L","U",null,"Eastern"]
["UC-NGCC","LA","Nine Mile Point",1403,6,"NG","CC",627,561,"U","V",null,"Eastern"]
["UC NGCC - commenced in 2012","MS","Moselle",2070,"GTG1","NG","CC",83.5,75,"OP",null,"Yes","Eastern"]
["UC NGCC - commenced in 2012","MS","Moselle",2070,"GTG2","NG","CC",83.5,75,"OP",null,"Yes","Eastern"]
["UC - Coal","MS","Kemper County IGCC Project",57037,"1A","SGC","CC",235.4,153.80000000000001,"U","V",null,"Eastern"]
["UC - Coal","MS","Kemper County IGCC Project",57037,"1B","SGC","CC",235.4,153.80000000000001,"U","V",null,"Eastern"]
["UC - Coal","MS","Kemper County IGCC Project",57037,"1C","SGC","CC",369,285.39999999999998,"U","V",null,"Eastern"]
["UC Coal - commenced in 2012","NC","Cliffside",2721,6,"BIT","ST",909.5,825,"OP",null,"Yes","Eastern"]
["UC NGCC - commenced in 2012","NC","Dan River",2723,"CT8","NG","CC",185.3,165,"OP",null,"Yes","Eastern"]
["UC NGCC - commenced in 2012","NC","Dan River",2723,"CT9","NG","CC",185.3,165,"OP",null,"Yes","Eastern"]
["UC NGCC - commenced in 2012","NC","Dan River",2723,"ST7","NG","CC",320.5,290,"OP",null,"Yes","Eastern"]
["UC NGCC - commenced in 2012","NC","Lee Combined Cycle Plant",58215,"1A","NG","CC",221,181,"OP",null,"Yes","Eastern"]
["UC NGCC - commenced in 2012","NC","Lee Combined Cycle Plant",58215,"1B","NG","CC",221,181,"OP",null,"Yes","Eastern"]
["UC NGCC - commenced in 2012","NC","Lee Combined Cycle Plant",58215,"1C","NG","CC",221,181,"OP",null,"Yes","Eastern"]
["UC NGCC - commenced in 2012","NC","Lee Combined Cycle Plant",58215,"ST1","NG","CC",405,377,"OP",null,"Yes","Eastern"]
["UC-NGCC","NC","L V Sutton Steam",2713,"CA1","NG","CC",263,263,"U","OP",null,"Eastern"]
["UC-NGCC","NC","L V Sutton Steam",2713,"CT1","NG","CC",181,181,"U","OP",null,"Eastern"]
["UC-NGCC","NC","L V Sutton Steam",2713,"CT2","NG","CC",181,181,"U","OP",null,"Eastern"]
["UC - Coal","ND","Spiritwood Station",56786,1,"LIG","ST",106.2,62,"V","OP",null,"Eastern"]
["UC-NGCC","NJ","Newark Energy Center",58079,"GT-1","NG","CC",225,200,"T","T",null,"Eastern"]
["UC-NGCC","NJ","Newark Energy Center",58079,"GT-2","NG","CC",225,200,"T","T",null,"Eastern"]
["UC-NGCC","NJ","Newark Energy Center",58079,"STG-1","NG","CC",285,285,"T","T",null,"Eastern"]
["UC-NGCC","NJ","West Deptford Energy Station",56963,"E101","NG","CC",380,304,"U","V",null,"Eastern"]
["UC-NGCC","NJ","West Deptford Energy Station",56963,"E102","NG","CC",380,304,"U","V",null,"Eastern"]
["UC-NGCC","NJ","Woodbridge Energy Center",57839,"CT001","NG","CC",240,240,"L","L",null,"Eastern"]
["UC-NGCC","NJ","Woodbridge Energy Center",57839,"CT002","NG","CC",240,240,"L","L",null,"Eastern"]
["UC NGCC - commenced in 2012","OH","Dresden Energy Facility",55350,1,"NG","CC",198.9,158.30000000000001,"OP",null,"Yes","Eastern"]
["UC NGCC - commenced in 2012","OH","Dresden Energy Facility",55350,2,"NG","CC",198.9,158.30000000000001,"OP",null,"Yes","Eastern"]
["UC NGCC - commenced in 2012","OH","Dresden Energy Facility",55350,3,"NG","CC",280.5,223.4,"OP",null,"Yes","Eastern"]
["UC NGCC - commenced in 2012","OH","Fremont Energy Center",55701,"CA01","NG","CC",358.7,330.5,"OP",null,"Yes","Eastern"]
["UC NGCC - commenced in 2012","OH","Fremont Energy Center",55701,"CT01","NG","CC",190.4,168.4,"OP",null,"Yes","Eastern"]
["UC NGCC - commenced in 2012","OH","Fremont Energy Center",55701,"CT02","NG","CC",190.4,168.4,"OP",null,"Yes","Eastern"]
["UC-NGCC","PA","Moxie Liberty Generation Plant",58420,"GEN1","NG","CC",435,382.5,"T","U",null,"Eastern"]
["UC-NGCC","PA","Moxie Liberty Generation Plant",58420,"GEN2","NG","CC",435,382.5,"T","U",null,"Eastern"]
["UC-NGCC","PA","Moxie Patriot Generation Plant",58426,"GEN1","NG","CC",435,382.5,"T","U",null,"Eastern"]
["UC-NGCC","PA","Moxie Patriot Generation Plant",58426,"GEN2","NG","CC",435,382.5,"T","U",null,"Eastern"]
["UC NGCC - commenced in 2012","SD","Deer Creek Station",56610,1,"NG","CC",154,150,"OP",null,"Yes","Eastern"]
["UC NGCC - commenced in 2012","SD","Deer Creek Station",56610,2,"NG","CC",170,140,"OP",null,"Yes","Eastern"]
["UC NGCC - commenced in 2012","TN","John Sevier",3405,"CTG1","NG","CC",191.3,165,"OP",null,"Yes","Eastern"]
["UC NGCC - commenced in 2012","TN","John Sevier",3405,"CTG2","NG","CC",191.3,165,"OP",null,"Yes","Eastern"]
["UC NGCC - commenced in 2012","TN","John Sevier",3405,"CTG3","NG","CC",191.3,165,"OP",null,"Yes","Eastern"]
["UC NGCC - commenced in 2012","TN","John Sevier",3405,"STG1","NG","CC",423,383,"OP",null,"Yes","Eastern"]
["UC-NGCC","TX","Channel Energy Center LLC",55299,"CTG3","NG","CC",208.8,183,"P","V",null,"ERCOT"]
["UC-NGCC","TX","Deer Park Energy Center",55464,"CTG6","NG","CC",180,154.80000000000001,"U","U",null,"ERCOT"]
["UC-NGCC","TX","Panda Sherman Power Station",58005,"CTG-1","NG","CC",232,204,"U","V",null,"ERCOT"]
["UC-NGCC","TX","Panda Sherman Power Station",58005,"CTG-2","NG","CC",232,204,"U","V",null,"ERCOT"]
["UC-NGCC","TX","Panda Sherman Power Station",58005,"STG-1","NG","CC",339.2,309,"U","V",null,"ERCOT"]
["UC-NGCC","TX","Panda Temple Power Station",58001,"CTG-1","NG","CC",232,204,"U","V",null,"ERCOT"]
["UC-NGCC","TX","Panda Temple Power Station",58001,"CTG-2","NG","CC",232,204,"U","V",null,"ERCOT"]
["UC-NGCC","TX","Panda Temple Power Station",58001,"CTG-3","NG","CC",232,204,"U","U",null,"ERCOT"]
["UC-NGCC","TX","Panda Temple Power Station",58001,"CTG-4","NG","CC",232,204,"U","U",null,"ERCOT"]
["UC-NGCC","TX","Panda Temple Power Station",58001,"STG-1","NG","CC",339.2,309,"U","V",null,"ERCOT"]
["UC-NGCC","TX","Panda Temple Power Station",58001,"STG-2","NG","CC",339.2,309,"U","U",null,"ERCOT"]
["UC Coal - commenced in 2012","TX","Sandy Creek Energy Station",56611,"S01","SUB","ST",957.6,911,"TS",null,"Yes","ERCOT"]
["UC-NGCC","UT","Lake Side 2",58393,"CT21","NG","CC",185.4,178,"V","V",null,"Western"]
["UC-NGCC","UT","Lake Side 2",58393,"CT22","NG","CC",185.4,178,"V","V",null,"Western"]
["UC-NGCC","UT","Lake Side 2",58393,"ST2","NG","CC",284.39999999999998,273,"V","V",null,"Western"]
["UC-NGCC","VA","Brunswick County Power Station",58260,"CT01","NG","CC",297.5,270.8,"L","L",null,"Eastern"]
["UC-NGCC","VA","Brunswick County Power Station",58260,"CT02","NG","CC",297.5,270.8,"L","L",null,"Eastern"]
["UC Coal - commenced in 2012","VA","Virginia City Hybrid Energy Center",56808,1,"BIT","ST",668,600,"OP",null,"Yes","Eastern"]
["UC-NGCC","VA","Brunswick County Power Station",58260,"CT03","NG","CC",297.5,270.8,"L","L",null,"Eastern"]
["UC-NGCC","VA","Brunswick County Power Station",58260,"ST01","NG","CC",579.70000000000005,595.29999999999995,"L","L",null,"Eastern"]
["UC-NGCC","VA","Warren County VA",55939,"CT01","NG","CC",256,256,"T","T",null,"Eastern"]
["UC-NGCC","VA","Warren County VA",55939,"CT02","NG","CC",256,256,"T","T",null,"Eastern"]
["UC-NGCC","VA","Warren County VA",55939,"CT03","NG","CC",256,256,"T","T",null,"Eastern"]
["UC-NGCC","VA","Warren County VA",55939,"ST01","NG","CC",561,561,"T","T",null,"Eastern"]
["UC-NGCC","WY","Cheyenne Prairie Generating Station",57703,"01A","NG","CC",47.5,40,"P","U",null,"Western"]
["UC-NGCC","WY","Cheyenne Prairie Generating Station",57703,"01B","NG","CC",47.5,40,"P","U",null,"Western"]
["UC-NGCC","WY","Cheyenne Prairie Generating Station",57703,"01C","WH","CC",20,20,"P","U",null,"Western"]

{"sheet":"Appendix 3 - State-level Data","index":20,"n_rows":56,"n_cols":33,"rows_kept":56,"cut":false,"hidden":false,"merged":[[0,28,0,30],[0,3,0,5],[0,6,0,9],[0,10,0,12],[0,24,0,27],[0,21,0,23],[0,13,0,16]]}
[null,null,null,"COAL Steam (from appendix 1 - does not include any under construction units)",null,null,"NGCC (from appendix 1 - does not include any under construction units)",null,null,null,"Oil and gas-fired steam (from appendix 1 - does not include any under construction units)",null,null,"Adjustments for Hydro and Outages",null,null,null,"UC Coal - commenced operation in 2012","UC-Coal (began construction by 1/08/14)","UC NGCC - commenced operation in 2012","UC-NGCC (began construction by 1/08/14)","Coal (Adjusted Baseline)",null,null,"NGCC (Adjusted Baseline)",null,null,null,"OG Steam (Adjusted Baseline)"]
["State/Tribe","Region","State-region","Electric Generation (MWh)","Carbon Dioxide Emissions (tons)","Emission Rate (lb/MWh)","Electric Generation (MWh)","Carbon Dioxide Emissions (tons)","Emission Rate (lb/MWh)","Summer Capacity (MW)","Electric Generation (MWh)","Carbon Dioxide Emissions (tons)","Emission Rate (lb/MWh)","Adjustment","Adjusted Coal Steam Gen (MWh)","Adjusted NGCC Gen (MWh)","Adjusted OG Gen (MWh)","Summer  Capacity (MW)","Summer Capacity (MW)","Summer  Capacity (MW)","Summer  Capacity (MW)","Electric Generation (MWh)","Emission Rate (lb/MWh)","Carbon Dioxide Emissions (tons)","Electric Generation (MWh)","Emission Rate (lb/MWh)","Carbon Dioxide Emissions (tons)","Capacity (MW)","Electric Generation (MWh)","Emission Rate (lb/MWh)","Carbon Dioxide Emissions (tons)",null,"Total Adj. Baseline Fossil Steam Generation (Used in Appendix 5)"]
[{"$f":"LEFT(C3,2)","v":"AL"},{"$f":"RIGHT(C3,7)","v":"Eastern"},"AL-Eastern",46059839.57,52123954.539999999,{"$f":"E3*2000/D3","v":2263.3146370726708},53492095.959999993,23447825.969999995,{"$f":"H3*2000/G3","v":876.68376230887179},9277.6,0,0,null,null,null,null,null,0,0,0,0,{"$f":"MAX(O3,D3)+8784*SUM(R3:S3)*0.6","v":46059839.57},{"$f":"F3","v":2263.3146370726708},{"$f":"V3*W3/2000","v":52123954.539999999},{"$f":"SUM(T3:U3)*8784*0.55+MAX(P3,G3)","v":53492095.959999993},{"$f":"I3","v":876.68376230887179},{"$f":"Y3*Z3/2000","v":23447825.969999995},{"$f":"SUM(T3:U3,J3)","v":9277.6},null,null,{"$f":"AC3*AD3/2000","v":0},null,{"$f":"AC3+V3","v":46059839.57}]
["AR","Eastern","AR-Eastern",28083856,32108696.010000002,2286.6301557734805,15651185.020000003,7015577.3999999966,896.49152968737883,4660.5,861462.48,622275.65,{"$f":"L4*2000/K4","v":1444.6958850720928},null,null,null,null,609,0,0,0,31293529.600000001,2286.6301557734805,35778364.231975012,15651185.020000003,896.49152968737883,7015577.3999999966,4660.5,{"$f":"MAX(Q4,K4)","v":861462.48},{"$f":"M4","v":1444.6958850720928},622275.65,null,32154992.080000002]
["AZ","Western","AZ-Western",24335930,27598213.48,2268.1042787351871,26783421.009999994,12058895.129999999,900.47459773698267,9304.9000000000015,1034710,807926.27999999991,1561.6477660407261,null,null,null,null,0,0,0,0,24335930,2268.1042787351871,27598213.48,26783421.009999994,900.47459773698267,12058895.129999999,9304.9000000000015,1034710,1561.6477660407261,807926.27999999991,null,25370640]
["CA","Western","CA-Western",933157,1270049.22,2722.0483155567604,83942957.939999998,37274012.87000002,888.07956699935232,16860.499999999993,10179479,7123997.4200000009,1399.6781996406694,null,null,null,null,0,0,569.79999999999995,1319.1,933157,2722.0483155567604,1270049.22,93068611.620000005,888.07956699935232,41326166.154360242,18749.399999999994,10179479,1399.6781996406694,7123997.4200000009,null,11112636]
["CO","Western","CO-Western",34248191,38100151.329999998,2224.9438710500067,7323418.4300000016,3360251.3400000003,917.67290702246544,2200.2000000000003,618,1638.99,5304.174757281553,null,null,null,null,0,0,200,588.20000000000005,34248191,2224.9438710500067,38100151.329999998,11131370.270000003,917.67290702246544,5107478.4574071737,2988.4000000000005,618,5304.174757281553,1638.9899999999998,null,34248809]
["CT","Eastern","CT-Eastern",103383,156454.14000000001,3026.6898813151097,15299704.41,6207715.6200000001,811.48177162724676,2417.9,335267,295633.58999999997,1763.5710642562492,null,null,null,null,0,0,0,0,103383,3026.6898813151097,156454.14000000001,15299704.41,811.48177162724676,6207715.6200000001,2417.9,335267,1763.5710642562492,295633.58999999997,null,438650]
["DE","Eastern","DE-Eastern",1412555,1502778.7599999998,2127.7454824767883,5179269.9800000004,2536173.1,979.35543418032046,1130,1078941.6000000001,770329.57,1427.9356176460337,null,null,null,null,0,0,0,309,1412555,2127.7454824767883,1502778.7599999998,6672110.7800000003,979.35543418032046,3267183.9749230486,1439,1078941.6000000001,1427.9356176460337,770329.57,null,2491496.6]
["FL","Eastern","FL-Eastern",46401833.259999998,52873980.439999998,2278.960839488177,133408757.26999997,57857617.209999971,867.37360266244809,23945.9,10050187.34,7664246.540000001,1525.1947611953672,null,null,null,null,0,0,1210,1671,46401833.259999998,2278.960839488177,52873980.440000005,147327444.46999997,867.37360266244809,63893968.140497819,26826.9,10050187.34,1525.1947611953672,7664246.540000001,null,56452020.599999994]
["Fort Mojave","Western","Fort Mojave-Western",0,0,null,1360092.99,583530.17999999993,858.07394684094345,550,0,0,null,null,null,null,null,0,0,0,0,null,null,null,1360092.99,858.07394684094345,583530.17999999993,550,null,null,0,null,0]
[{"$f":"LEFT(C12,2)","v":"GA"},"Eastern","GA-Eastern",40990604.030000001,47006256.69000002,{"$f":"E12*2000/D12","v":2293.513735762338},29631544.999999996,12437996.020000001,839.51046224555648,6222,0,0,null,null,null,null,null,0,0,1676,0,{"$f":"MAX(O12,D12)+8784*SUM(R12:S12)*0.6","v":40990604.030000001},{"$f":"F12","v":2293.513735762338},{"$f":"V12*W12/2000","v":47006256.69000002},37728636.199999996,839.51046224555648,15836792.408078216,7898,null,null,0,null,40990604.030000001]
["IA","Eastern","IA-Eastern",33009046,37128849.780000009,{"$f":"E13*2000/D13","v":2249.6166523564484},1430247.71,637094.97,890.88759317083611,1091.7,305111,369441.53,{"$f":"L13*2000/K13","v":2421.6860749038874},null,null,null,null,0,0,0,0,{"$f":"MAX(O13,D13)+8784*SUM(R13:S13)*0.6","v":33009046},{"$f":"F13","v":2249.6166523564484},{"$f":"V13*W13/2000","v":37128849.780000009},1430247.71,890.88759317083611,637094.97,1091.7,{"$f":"MAX(Q13,K13)","v":305111},{"$f":"M13","v":2421.6860749038874},369441.53,null,33314157]
["ID","Western","ID-Western",0,0,null,1214659,506599.54000000004,834.14281703753898,248,0,0,null,1.652295724292921,{"$f":"$N14*D14","v":0},{"$f":"$N14*G14","v":2006975.8721739152},{"$f":"$N14*K14","v":0},0,0,298.70000000000005,0,null,null,null,3450055.3121739151,834.14281703753898,1438919.4285160378,546.70000000000005,null,null,0,null,0]
["IL","Eastern","IL-Eastern",75902267.980000004,87310629.88000001,{"$f":"E15*2000/D15","v":2300.6066143637781},7870423,3719026.23,945.06387521992144,2972.9,0,0,null,null,null,null,null,1629,0,0,570.6,{"$f":"MAX(O15,D15)+8784*SUM(R15:S15)*0.6","v":84487749.579999998},{"$f":"F15","v":2300.6066143637781},{"$f":"V15*W15/2000","v":97186537.758229271},10627105.720000001,945.06387521992144,5021646.8570574969,3543.5,null,null,0,null,84487749.579999998]
["IN","Eastern","IN-Eastern",93328197.540000007,101180863.98999998,2168.2806838015781,12839309.009999998,6115550.96,952.62929729892073,2451.9,2967.54,3176.52,{"$f":"L16*2000/K16","v":2140.8439313370673},null,null,null,null,570.6,0,0,0,96335487.780000001,2168.2806838015781,104441188.65898848,12839309.009999998,952.62929729892073,6115550.96,2451.9,{"$f":"MAX(Q16,K16)","v":2967.54},{"$f":"M16","v":2140.8439313370673},3176.5200000000004,null,96338455.320000008]
["KS","Eastern","KS-Eastern",27979593,33079019.479999997,2364.510411570318,0,0,null,0,1652252.4300000002,1274085.7099999997,{"$f":"L17*2000/K17","v":1542.24098795848},null,null,null,null,0,0,0,138,27979593,2364.510411570318,33079019.479999993,666705.60000000009,908,302684.34240000002,138,{"$f":"MAX(Q17,K17)","v":1652252.4300000002},{"$f":"M17","v":1542.24098795848},1274085.7099999997,null,29631845.43]
["KY","Eastern","KY-Eastern",84364121,91372076.019999996,2166.1359103119203,0,0,null,0,0,0,null,null,null,null,null,0,0,0,640,84364121,2166.1359103119203,91372076.019999996,3091968.0000000005,908,1403753.4720000003,640,null,null,0,null,84364121]
["LA","Eastern","LA-Eastern",22682437,26051944.600000001,2297.1027848550843,16260301.379999999,7166642.8399999989,{"$f":"H19*2000/G19","v":881.48954592131918},4254,14255348,9809837.3499999996,{"$f":"L19*2000/K19","v":1376.3027531842786},null,null,null,null,0,0,0,640,22682437,2297.1027848550843,26051944.600000005,19352269.379999999,{"$f":"I19","v":881.48954592131918},8529411.5741616245,4894,{"$f":"MAX(Q19,K19)","v":14255348},{"$f":"M19","v":1376.3027531842786},9809837.3499999996,null,36937785]
["MA","Eastern","MA-Eastern",2281526,2361698.1299999994,2070.2793919508254,23554516.930000003,10473821.270000005,889.32592429098941,5408.4999999999991,329883.24,289728.95999999996,1756.5545918610474,null,null,null,null,0,0,0,0,2281526,2070.2793919508254,2361698.1299999994,23554516.930000003,889.32592429098941,10473821.270000005,5408.4999999999991,329883.24,1756.5545918610474,289728.95999999996,null,2611409.2400000002]
["MD","Eastern","MD-Eastern",16297835,17607899.759999998,2160.7654955397447,676555.6,329880.84999999998,975.17735423370971,230,2892354,2233246.3699999996,1544.2413826246716,null,null,null,null,0,0,0,0,16297835,2160.7654955397447,17607899.759999998,676555.6,975.17735423370971,329880.84999999998,230,2892354,1544.2413826246716,2233246.3699999996,null,19190189]
["ME","Eastern","ME-Eastern",0,0,null,4053378,1717805.5599999998,847.59208738982636,1250,59067,77824.540000000008,2635.1275670001869,{"$f":"ROUND(115.384234291596%,3)","v":1.1539999999999999},{"$f":"$N22*D22","v":0},{"$f":"$N22*G22","v":4677598.2119999994},{"$f":"$N22*K22","v":68163.317999999999},0,0,0,0,0,null,0,4677598.2119999994,847.59208738982636,1982347.6162399994,1250,68163.317999999999,2635.1275670001869,89809.519160000025,null,68163.317999999999]
["MI","Eastern","MI-Eastern",53210780,60017798.460000008,{"$f":"E23*2000/D23","v":2255.8511061104537},18499950.620000001,9228243.5800000019,997.65061751283758,4667.7000000000016,774872,614411.72,1585.840551729834,null,null,null,null,0,0,0,0,53210780,{"$f":"F23","v":2255.8511061104537},60017798.460000001,18499950.620000001,997.65061751283758,9228243.5800000019,4667.7000000000016,774872,1585.840551729834,614411.72,null,53985652]
["MN","Eastern","MN-Eastern",22065859,25732441.470000003,2332.3308165795861,5715510.0300000003,2507478.14,877.42935515415411,2016.5,29243,23259.64,1590.78343535205,null,{"$f":"D24+5492640","v":27558499},null,null,0,0,0,0,27558499,{"$f":"F24","v":2332.3308165795861},32137768.238188855,5715510.0300000003,877.42935515415411,2507478.14,2016.5,29243,1590.78343535205,23259.64,null,27587742]
["MO","Eastern","MO-Eastern",72859571,75879841.479999989,2082.9066226590871,4854569,2159607.54,889.72163749243236,1807,0,0,null,null,null,null,null,0,0,0,0,72859571,{"$f":"F25","v":2082.9066226590871},75879841.479999989,4854569,889.72163749243236,2159607.54,1807,null,null,0,null,72859571]
["MS","Eastern","MS-Eastern",7503114,9356112.5,2493.9278544881499,31422808.24000001,13266758.269999998,844.40309527217448,6793.9000000000005,4407690,3055982.22,{"$f":"L26*2000/K26","v":1386.659324952526},null,null,null,null,0,593,150,0,{"$f":"MAX(O26,D26)+8784*SUM(R26:S26)*0.7","v":11149352.4},{"$f":"X26*2000/V26","v":1939.9526487296248},{"$f":"(S26*8784*0.7*800/2000+E26)","v":10814607.859999999},32147488.24000001,844.40309527217448,13572719.287540918,6943.9000000000005,{"$f":"MAX(Q26,K26)","v":4407690},{"$f":"M26","v":1386.659324952526},3055982.22,null,15557042.4]
["MT","Eastern","MT-Eastern",254009,334414.12,2633.0887488238604,0,0,null,0,0,0,null,1.0682185458549205,{"$f":"$N27*D27","v":271337.12461406249},null,null,0,0,0,0,{"$f":"MAX(O27,D27)+8784*SUM(R27:S27)*0.6","v":271337.12461406249},{"$f":"F27","v":2633.0887488238604},{"$f":"V27*W27/2000","v":357227.36497975286},0,0,0,0,null,null,0,null,271337.12461406249]
["MT","Western","MT-Western",14193397,17590120.989999998,2478.6343945709405,0,0,null,0,0,0,null,1.0682185458549205,{"$f":"$N28*D28","v":15161649.90408159},null,null,0,0,0,0,15161649.90408159,2478.6343945709405,18790093.465349916,0,0,0,0,null,null,0,null,15161649.90408159]
["Navajo","Western","Navajo-Western",29629453,31416872.590000004,2120.6515415590025,0,0,null,0,0,0,null,null,null,null,null,0,0,0,0,29629453,2120.6515415590025,31416872.590000004,0,0,0,0,null,null,0,null,29629453]
[{"$f":"LEFT(C30,2)","v":"NC"},"Eastern","NC-Eastern",50572372,51933504.630000003,2053.8290998096745,15060253.99,6419972.6999999983,{"$f":"H30*2000/G30","v":852.57163714009823},2534.6,0,0,null,null,null,null,null,825,0,1540,625,54920452,2053.8290998096745,56398611.246150225,25519801.990000002,852.57163714009823,10878729.681052718,4699.6000000000004,null,null,0,null,54920452]
["ND","Eastern","ND-Eastern",28186691,33370886.249999996,2367.8470275208961,0,0,null,0,0,0,null,null,null,null,null,0,62,0,0,28513455.800000001,2367.8470275208961,33757750.780189231,0,0,0,0,null,null,0,null,28513455.800000001]
["NE","Eastern","NE-Eastern",24660983,26894698.98,2181.1538477602453,423638,215102.87999999998,{"$f":"H32*2000/G32","v":1015.5032362535937},320.59999999999997,37881.81,32926.5,{"$f":"L32*2000/K32","v":1738.3805050497851},null,null,null,null,0,0,0,0,24660983,2181.1538477602453,26894698.98,423638,1015.5032362535937,215102.87999999998,320.59999999999997,{"$f":"MAX(Q32,K32)","v":37881.81},{"$f":"M32","v":1738.3805050497851},32926.5,null,24698864.809999999]
["NH","Eastern","NH-Eastern",1281341,1526091.13,2382.0218505456392,6946868.9900000002,3048206.9899999998,877.57722058322554,1203,72614,68600.160000000003,1889.447214035861,null,null,null,null,0,0,0,0,1281341,2382.0218505456392,1526091.13,6946868.9900000002,877.57722058322554,3048206.9899999993,1203,72614,1889.447214035861,68600.160000000003,null,1353955]
["NJ","Eastern","NJ-Eastern",2602990,3176790.94,2440.878328383897,25099064.500000007,11904003.849999998,948.56155694567781,5792.5,172589,126348.07999999999,1464.1498589133721,null,null,null,null,0,0,0,1773,2602990,2440.878328383897,3176790.94,33664782.100000009,948.56155694567781,15966559.061506497,7565.5,172589,1464.1498589133721,126348.07999999999,null,2775579]
["NM","Eastern","NM-Eastern",0,0,null,2987812.01,1339380.9100000001,896.56304045715399,530.40000000000009,1388302,879643.41999999993,1267.2220021292196,null,null,null,null,0,0,0,0,null,null,null,{"$f":"SUM(T35:U35)*8784*0.55+MAX(P35,G35)","v":2987812.01},896.56304045715399,{"$f":"Y35*Z35/2000","v":1339380.9100000001},{"$f":"SUM(T35:U35,J35)","v":530.40000000000009},1388302,1267.2220021292196,{"$f":"AC35*AD35/2000","v":879643.41999999993},null,{"$f":"AC35+V35","v":1388302}]
["NM","Western","NM-Western",11353987,13289478.33,{"$f":"E36*2000/D36","v":2340.93597781995},2743145,1260779.0000000002,919.22155044665908,859.6,819699,570401.54,1391.7341365550037,null,null,null,null,0,0,0,0,{"$f":"MAX(O36,D36)+8784*SUM(R36:S36)*0.6","v":11353987},{"$f":"F36","v":2340.93597781995},{"$f":"V36*W36/2000","v":13289478.33},2743145,919.22155044665908,1260779.0000000002,859.6,819699,1391.7341365550037,570401.54,null,12173686]
["NV","Western","NV-Western",4133662.04,4701206.7,2274.5965463591697,23783255.680000003,10632353.209999997,894.10410021711516,5157,279853,203170.55000000002,1451.9805040503409,null,null,null,null,0,0,0,0,4133662.04,2274.5965463591697,4701206.7,23783255.680000003,894.10410021711516,10632353.209999997,5157,279853,1451.9805040503409,203170.55000000002,null,4413515.04]
["NY","Eastern","NY-Eastern",4156143.41,4625706.0599999996,2225.9607543234415,44035433.690000013,21430979.500000004,973.35158095044517,8457.2000000000007,12505652,8539770.3300000001,1365.7457172165034,null,null,null,null,0,0,0,0,4156143.41,2225.9607543234415,4625706.0599999996,44035433.690000013,973.35158095044517,21430979.500000004,8457.2000000000007,12505652,1365.7457172165034,8539770.3300000001,null,16661795.41]
["OH","Eastern","OH-Eastern",86344796.549999997,91681732.140000015,2123.6191595381092,17854300.990000002,7732578.5899999989,866.18665097344683,2688,384308,494399.14,2572.9318151066332,null,null,null,null,0,0,1207.3000000000002,0,86344796.549999997,2123.6191595381092,91681732.140000015,23687008.750000004,866.18665097344683,10258685.390370617,3895.3,384308,2572.9318151066332,494399.14,null,86729104.549999997]
["OK","Eastern","OK-Eastern",29102160,33592414.939999998,2308.5856816126361,29943375.989999991,13403825.209999999,895.27815530729686,6918.4000000000015,8488757.7199999988,5865837.3200000003,1382.0249118854581,null,null,null,null,0,0,0,0,29102160,2308.5856816126361,33592414.939999998,29943375.989999991,895.27815530729686,13403825.209999997,6918.4000000000015,8488757.7199999988,1382.0249118854581,5865837.3200000003,null,37590917.719999999]
["OR","Western","OR-Western",2640259,2745242.59,2079.5252208211391,11424291.030000001,4914531.9799999995,860.36533332257,2861.7,0,0,null,1.1805397629081549,{"$f":"$N41*D41","v":3116930.7338761222},{"$f":"$N41*G41","v":13486829.823949961},{"$f":"$N41*K41","v":0},0,0,0,0,3116930.7338761222,2079.5252208211391,3240868.0363239688,13486829.823949961,860.36533332257,5801800.4184737438,2861.7,null,null,0,null,3116930.7338761222]
["PA","Eastern","PA-Eastern",87054957,92864178.689999998,2133.4610202610288,50028719.120000005,22552383.189999998,901.57747736476506,8207.4,1661967.7,1241069.83,{"$f":"L42*2000/K42","v":1493.4945245927463},null,null,null,null,0,0,0,1530,87054957,2133.4610202610288,92864178.689999998,57420455.120000005,901.57747736476506,25884494.538113154,9737.4,{"$f":"MAX(Q42,K42)","v":1661967.7},{"$f":"M42","v":1493.4945245927463},1241069.83,null,88716924.700000003]
["RI","Eastern","RI-Eastern",0,0,null,8140017.2799999984,3735785.5,917.88146670863102,1725.2000000000003,0,0,null,null,null,null,null,0,0,0,0,null,null,null,8140017.2799999984,917.88146670863102,3735785.5,1725.2000000000003,null,null,0,null,0]
["SC","Eastern","SC-Eastern",28466763.539999999,30790348.519999996,{"$f":"E44*2000/D44","v":2163.2489746672477},11209393.6,4751978.9399999995,847.85655844933467,2281.6999999999998,409033,350937.68,{"$f":"L44*2000/K44","v":1715.938225033188},null,null,null,null,0,0,0,0,{"$f":"MAX(O44,D44)+8784*SUM(R44:S44)*0.6","v":28466763.539999999},{"$f":"F44","v":2163.2489746672477},{"$f":"V44*W44/2000","v":30790348.519999992},11209393.6,847.85655844933467,4751978.9399999995,2281.6999999999998,{"$f":"MAX(Q44,K44)","v":409033},{"$f":"M44","v":1715.938225033188},350937.68,null,28875796.539999999]
["SD","Eastern","SD-Eastern",2830363,3169636.08,{"$f":"E45*2000/D45","v":2239.7382102578363},0,0,null,0,0,0,null,1.4150040732983877,{"$f":"$N45*D45","v":4004975.1739130444},null,null,0,0,290,0,{"$f":"MAX(O45,D45)+8784*SUM(R45:S45)*0.6","v":4004975.1739130444},{"$f":"F45","v":2239.7382102578363},{"$f":"V45*W45/2000","v":4485047.9640735341},1401048,908,636075.79200000002,290,null,null,0,null,4004975.1739130444]
["TN","Eastern","TN-Eastern",34373696,38560354.829999998,{"$f":"E46*2000/D46","v":2243.5966635650702},3091449.95,1191716.46,{"$f":"H46*2000/G46","v":770.97574230499833},525,0,0,null,null,null,null,null,0,0,878,0,{"$f":"MAX(O46,D46)+8784*SUM(R46:S46)*0.6","v":34373696},{"$f":"F46","v":2243.5966635650702},{"$f":"V46*W46/2000","v":38560354.829999998},7333243.5500000007,{"$f":"I46","v":770.97574230499833},2826876.4447322958,1403,null,null,0,null,34373696]
["TX","Eastern","TX-Eastern",28353732,30621111.899999995,{"$f":"E47*2000/D47","v":2159.9352000646686},20981139.260000002,11079777.220000001,{"$f":"H47*2000/G47","v":1056.1654524760063},4023.7999999999997,11684378,7937279.8300000001,{"$f":"L47*2000/K47","v":1358.6140109469243},null,null,null,null,0,0,0,0,{"$f":"MAX(O47,D47)+8784*SUM(R47:S47)*0.6","v":28353732},{"$f":"F47","v":2159.9352000646686},{"$f":"V47*W47/2000","v":30621111.899999999},20981139.260000002,1056.1654524760063,11079777.220000001,4023.7999999999997,{"$f":"MAX(Q47,K47)","v":11684378},{"$f":"M47","v":1358.6140109469243},7937279.830000001,null,40038110]
["TX",{"$f":"RIGHT(C48,5)","v":"ERCOT"},"TX-ERCOT",110248798,124003927.66000001,{"$f":"E48*2000/D48","v":2249.528882119876},125159004.62000006,59519020.379999958,{"$f":"H48*2000/G48","v":951.09449872516768},28423.499999999993,8331348,5835640.9800000014,{"$f":"L48*2000/K48","v":1400.8875826576925},null,null,null,null,911,0,0,2488.8000000000002,{"$f":"MAX(O48,D48)+8784*SUM(R48:S48)*0.6","v":115050132.40000001},{"$f":"F48","v":2249.528882119876},{"$f":"V48*W48/2000","v":129404297.86275788},137182895.18000007,951.09449872516768,65236948.462444693,30912.299999999992,{"$f":"MAX(Q48,K48)","v":8331348},{"$f":"M48","v":1400.8875826576925},5835640.9800000014,null,123381480.40000001]
["TX",{"$f":"RIGHT(C49,7)","v":"Western"},"TX-Western",0,0,null,1870133.83,1119576.42,{"$f":"H49*2000/G49","v":1197.3222472532889},508.9,891480,613702.19999999995,{"$f":"L49*2000/K49","v":1376.8165298155875},null,null,null,null,0,0,0,0,null,null,null,1870133.83,1197.3222472532889,1119576.42,508.9,{"$f":"MAX(Q49,K49)","v":891480},{"$f":"M49","v":1376.8165298155875},613702.19999999995,null,891480]
["UTE","Western","Ute-Western",3090433,3314096.53,{"$f":"E50*2000/D50","v":2144.7457556918398},0,0,null,0,0,0,null,null,null,null,null,0,0,0,0,{"$f":"MAX(O50,D50)+8784*SUM(R50:S50)*0.6","v":3090433},{"$f":"F50","v":2144.7457556918398},{"$f":"V50*W50/2000","v":3314096.53},0,0,0,0,null,null,0,null,3090433]
[{"$f":"LEFT(C51,2)","v":"UT"},"Western","UT-Western",27332140,28300939.080000002,2070.8908325509824,5447362,2409060.2699999996,{"$f":"H51*2000/G51","v":884.48693881552185},1201,120348,112343.32,{"$f":"L51*2000/K51","v":1866.9744407883804},null,null,null,null,0,0,0,629,27332140,2070.8908325509824,28300939.080000006,8486186.8000000007,884.48693881552185,3752960.6924743447,1830,{"$f":"MAX(Q51,K51)","v":120348},{"$f":"M51","v":1866.9744407883804},112343.32,null,27452488]
["VA","Eastern","VA-Eastern",12508936,15130445.380000001,2419.141864663789,23070349.870000005,10485032.609999996,{"$f":"H52*2000/G52","v":908.96173392102912},3939.3,343908,284130.73000000004,{"$f":"L52*2000/K52","v":1652.3647603428828},null,null,null,null,600,0,0,2736.7,15671176,2419.141864663789,18955398.965057209,36291894.910000004,908.96173392102912,16493971.862336688,6676,{"$f":"MAX(Q52,K52)","v":343908},{"$f":"M52","v":1652.3647603428828},284130.73000000004,null,16015084]
["WA","Western","WA-Western",3735730,4542415.3699999992,2431.8756280566308,5665044.9999999991,2817768.02,{"$f":"H53*2000/G53","v":994.79104579045725},3065.7,0,0,null,2.0702666225136603,{"$f":"$N53*D53","v":7733957.1297229566},{"$f":"$N53*G53","v":11728153.578537896},null,0,0,0,0,7733957.1297229566,2431.8756280566308,9404010.9261040371,11728153.578537896,994.79104579045725,5833531.081792403,3065.7,null,null,0,null,7733957.1297229566]
["WI","Eastern","WI-Eastern",32112721,37938965.890000001,2362.8621124942979,10244272.939999999,4335785.5000000009,{"$f":"H54*2000/G54","v":846.4798869367105},2618.2000000000003,47668,42850.83,{"$f":"L54*2000/K54","v":1797.8866325417471},null,null,null,null,0,0,0,0,32112721,2362.8621124942979,37938965.890000001,10244272.939999999,846.4798869367105,4335785.5000000009,2618.2000000000003,{"$f":"MAX(Q54,K54)","v":47668},{"$f":"M54","v":1797.8866325417471},42850.83,null,32160389]
["WV","Eastern","WV-Eastern",70078372.819999993,72318916.520000011,2063.943941899307,0,0,null,0,0,0,null,null,null,null,null,0,0,0,0,70078372.819999993,2063.943941899307,72318916.520000011,0,0,0,0,null,null,0,null,70078372.819999993]
["WY","Western","WY-Western",42907427.019999996,49998736.119999982,2330.5399364401223,0,0,null,0,0,0,null,null,null,null,null,0,0,0,100,42907427.019999996,2330.5399364401223,49998736.11999999,483120.00000000006,908,219336.48000000004,100,null,null,0,null,42907427.019999996]

{"sheet":"Appendix 4 - Category-spec calc","index":21,"n_rows":90,"n_cols":26,"rows_kept":90,"cut":false,"hidden":false,"merged":[[75,7,75,8],[76,1,76,2],[76,3,76,4],[76,5,76,6],[67,1,67,2],[67,3,67,4],[67,5,67,6],[75,1,75,6],[84,18,84,20],[84,21,84,22],[75,9,75,17],[75,18,75,20],[75,21,75,22],[84,9,84,17],[85,1,85,2],[85,3,85,4],[85,5,85,6],[84,1,84,6],[84,7,84,8],[57,7,57,8],[49,5,49,6],[57,1,57,6],[66,7,66,8],[66,9,66,17],[58,1,58,2],[58,3,58,4],[58,5,58,6],[49,1,49,2],[49,3,49,4],[66,1,66,6],[48,9,48,17],[48,18,48,20],[48,21,48,22],[66,21,66,22],[57,9,57,17],[57,18,57,20],[57,21,57,22],[66,18,66,20],[39,1,39,2],[39,3,39,4],[39,5,39,6],[48,1,48,6],[48,7,48,8],[28,21,28,22],[29,1,29,2],[29,3,29,4],[29,5,29,6],[38,1,38,6],[38,7,38,8],[38,9,38,17],[38,18,38,20],[38,21,38,22],[28,1,28,6],[28,7,28,8],[28,9,28,17],[28,18,28,20],[19,1,19,2],[19,3,19,4],[19,5,19,6],[18,1,18,6],[18,7,18,8],[2,13,2,18],[9,18,9,20],[2,0,2,11],[9,21,9,22],[10,5,10,6],[9,7,9,8],[9,9,9,17],[18,18,18,20],[18,21,18,22],[10,3,10,4],[10,1,10,2],[9,1,9,6],[18,9,18,17]]}
["Category-specific rate  (lb/MWh)"]
[]
["Annual Category-specific Rates (lb/MWh)",null,null,null,null,null,null,null,null,null,null,null,null,"Step, Interim, and Final Category-specific Rates (lb/MWh)"]
[null,2022,2023,2024,2025,2026,2027,2028,2029,2030,"Interim*","Final*",null,null,"2022-2024","2025-2027","2028-2029","Interim","Final"]
["Fossil Steam",{"$f":"Y88","v":1740.8711676065088},{"$f":"Y79","v":1680.5110333716086},{"$f":"Y70","v":1591.6155998228342},{"$f":"Y61","v":1546.3088591110168},{"$f":"Y52","v":1500.0035914996142},{"$f":"Y42","v":1452.6664189891246},{"$f":"Y32","v":1404.2624591713807},{"$f":"Y22","v":1354.7552395054881},{"$f":"Y13","v":1304.1066056645236},{"$f":"ROUNDUP(AVERAGE(B5:I5),0)","v":1534},{"$f":"ROUNDUP(J5,0)","v":1305},null,"Fossil Steam",{"$f":"AVERAGE(B5:D5)","v":1670.9992669336505},{"$f":"AVERAGE(E5:G5)","v":1499.6596231999185},{"$f":"AVERAGE(H5:I5)","v":1379.5088493384344},{"$f":"K5","v":1534},{"$f":"L5","v":1305}]
["NGCC",{"$f":"Z88","v":897.55100428134244},{"$f":"Z79","v":877.05490818629266},{"$f":"Z70","v":855.01716986922361},{"$f":"Z61","v":836.15203828209951},{"$f":"Z52","v":817.32622705636129},{"$f":"Z42","v":798.12455775704575},{"$f":"Z32","v":788.69865391298231},{"$f":"Z22","v":779.49279245017487},{"$f":"Z13","v":770.49935712016725},{"$f":"ROUNDUP(AVERAGE(B6:I6),0)","v":832},{"$f":"ROUNDUP(J6,0)","v":771},null,"NGCC",{"$f":"AVERAGE(B6:D6)","v":876.54102744561953},{"$f":"AVERAGE(E6:G6)","v":817.20094103183555},{"$f":"AVERAGE(H6:I6)","v":784.09572318157859},{"$f":"K6","v":832},{"$f":"L6","v":771}]
["*Interim and Final rates are rounded up to nearest integer"]
[]
[2030,"Underlying calculations"]
[null,"Adj. Baseline",null,null,null,null,null,"BB1 HRI",null,"BB3 - RE",null,null,null,null,null,null,null,null,"BB2 - NGCC",null,null,"Final Rates"]
["Interconnection","Coal",null,"NGCC",null,"OG Steam",null,"Fossil Steam Rate","NGCC Emission Rate","Baseline  Fossil Steam Gen","Baseline NGCC Gen","Fossil Steam Share of Total Fossil","NGCC Share of Total Fossil","Potential BB3","Remaining Fossil Steam","Remaining NGCC Gen","BB3 Apportioned to Fossil Steam","BB3 Apportioned to NGCC","Difference between NGCC generation levels at maximum BB2 utilization and Post BB3 NGCC levels (MWh)","Remaining  Fossil Steam","Remaining NGCC Gen","Fossil Steam Rate","NGCC Rate",null,"Fossil Steam Performance Rate","NGCC Performance Rate"]
[null,"Emissions (tons)","Gen (MWh)","Emissions (tons)","Gen(MWh)","Emissions (tons)","Gen(MWh)","lbs/MWh","lbs/MWh","MWh","MWh",null,null,"MWh","MWh","MWh","MWh","MWh","MWh","MWh","MWh","lb/MWh","lb/MWh"]
["Eastern",{"$f":"SUMIF('Appendix 3 - State-level Data'!$B$3:$B$56,$A13,'Appendix 3 - State-level Data'!$X$3:$X$56)","v":1356066365.8878317},{"$f":"SUMIF('Appendix 3 - State-level Data'!$B$3:$B$56,$A13,'Appendix 3 - State-level Data'!$V$3:$V$56)","v":1230447794.6385269},{"$f":"SUMIF('Appendix 3 - State-level Data'!$B$3:$B$56,$A13,'Appendix 3 - State-level Data'!$AA$3:$AA$56)","v":328219519.39301115},{"$f":"SUMIF('Appendix 3 - State-level Data'!$B$3:$B$56,$A13,'Appendix 3 - State-level Data'!$Y$3:$Y$56)","v":734535157.07200003},{"$f":"SUMIF('Appendix 3 - State-level Data'!$B$3:$B$56,$A13,'Appendix 3 - State-level Data'!$AE$3:$AE$56)","v":52979258.739159986},{"$f":"SUMIF('Appendix 3 - State-level Data'!$B$3:$B$56,$A13,'Appendix 3 - State-level Data'!$AC$3:$AC$56)","v":74240802.178000003},{"$f":"(((B13*0.957)+(F13))*2000)/(G13+C13)","v":2070.5856925394182},{"$f":"D13*2000/E13","v":893.67953659660895},{"$f":"G13+C13","v":1304688596.8165269},{"$f":"E13","v":734535157.07200003},{"$f":"J13/($J13+$K13)","v":0.63979668456129946},0.36020331543870049,{"$f":"VLOOKUP(A13,'BB3'!$A$3:$J$5,10,0)","v":438444699.72133189},{"$f":"J13-(N13*L13)","v":1024173131.5713443},{"$f":"K13-(N13*M13)","v":576605922.59585083},{"$f":"J13-O13","v":280515465.24518263},157929234.4761492,{"$f":"VLOOKUP(A13,'BB2'!$A$4:$L$6,12,0)-P13","v":411250842.60414922},{"$f":"MAX(O13-S13,0)","v":612922288.96719503},{"$f":"(O13-T13)+P13","v":987856765.20000005},{"$f":"(T13*H13+(MAX(0,U13-K13)*I13))/(MAX(0,U13-K13)+T13+Q13)","v":1304.1066056645236},{"$f":"(U13*I13)/(U13+R13)","v":770.49935712016725},null,{"$f":"MAX(V13:V15)","v":1304.1066056645236},{"$f":"MAX(W13:W15)","v":770.49935712016725}]
["Western",{"$f":"SUMIF('Appendix 3 - State-level Data'!$B$3:$B$56,A14,'Appendix 3 - State-level Data'!$X$3:$X$56)","v":229424715.80777794},{"$f":"SUMIF('Appendix 3 - State-level Data'!$B$3:$B$56,$A14,'Appendix 3 - State-level Data'!$V$3:$V$56)","v":203976917.82768065},{"$f":"SUMIF('Appendix 3 - State-level Data'!$B$3:$B$56,$A14,'Appendix 3 - State-level Data'!$AA$3:$AA$56)","v":89135326.653023958},{"$f":"SUMIF('Appendix 3 - State-level Data'!$B$3:$B$56,$A14,'Appendix 3 - State-level Data'!$Y$3:$Y$56)","v":198374375.91466182},{"$f":"SUMIF('Appendix 3 - State-level Data'!$B$3:$B$56,$A14,'Appendix 3 - State-level Data'!$AE$3:$AE$56)","v":9433180.3000000007},{"$f":"SUMIF('Appendix 3 - State-level Data'!$B$3:$B$56,$A14,'Appendix 3 - State-level Data'!$AC$3:$AC$56)","v":13326187},{"$f":"(((B14*0.979)+(F14))*2000)/(G14+C14)","v":2154.0417221503221},{"$f":"D14*2000/E14","v":898.65766424761284},{"$f":"G14+C14","v":217303104.82768065},{"$f":"E14","v":198374375.91466182},0.52276852823397446,0.47723147176602554,{"$f":"VLOOKUP(A14,'BB3'!$A$3:$J$5,10,0)","v":160974865.59817016},{"$f":"J14-(N14*L14)","v":133150511.25626339},{"$f":"K14-(N14*M14)","v":121552103.88790892},84152593.571417257,76822272.026752904,{"$f":"VLOOKUP(A14,'BB2'!$A$4:$L$6,12,0)-P14","v":184936808.51209104},{"$f":"MAX(O14-S14,0)","v":0},{"$f":"(O14-T14)+P14","v":254702615.14417231},{"$f":"(T14*H14+(MAX(0,U14-K14)*I14))/(MAX(0,U14-K14)+T14+Q14)","v":360.33245879816809},{"$f":"(U14*I14)/(U14+R14)","v":690.41711817312489}]
["ERCOT",{"$f":"SUMIF('Appendix 3 - State-level Data'!$B$3:$B$56,A15,'Appendix 3 - State-level Data'!$X$3:$X$56)","v":129404297.86275788},{"$f":"SUMIF('Appendix 3 - State-level Data'!$B$3:$B$56,$A15,'Appendix 3 - State-level Data'!$V$3:$V$56)","v":115050132.40000001},{"$f":"SUMIF('Appendix 3 - State-level Data'!$B$3:$B$56,$A15,'Appendix 3 - State-level Data'!$AA$3:$AA$56)","v":65236948.462444693},{"$f":"SUMIF('Appendix 3 - State-level Data'!$B$3:$B$56,$A15,'Appendix 3 - State-level Data'!$Y$3:$Y$56)","v":137182895.18000007},{"$f":"SUMIF('Appendix 3 - State-level Data'!$B$3:$B$56,$A15,'Appendix 3 - State-level Data'!$AE$3:$AE$56)","v":5835640.9800000014},{"$f":"SUMIF('Appendix 3 - State-level Data'!$B$3:$B$56,$A15,'Appendix 3 - State-level Data'!$AC$3:$AC$56)","v":8331348},{"$f":"(((B15*0.977)+(F15))*2000)/(G15+C15)","v":2143.9788137266414},{"$f":"D15*2000/E15","v":951.09449872516768},{"$f":"G15+C15","v":123381480.40000001},{"$f":"E15","v":137182895.18000007},0.47351630523305621,0.52648369476694379,{"$f":"VLOOKUP(A15,'BB3'!$A$3:$J$5,10,0)","v":106610546.95317407},{"$f":"J15-(N15*L15)","v":72899648.107857764},{"$f":"K15-(N15*M15)","v":81054180.518968239},50481832.292142242,56128714.661031827,{"$f":"VLOOKUP(A15,'BB2'!$A$4:$L$6,12,0)-P15","v":122596051.88103171},{"$f":"MAX(O15-S15,0)","v":0},{"$f":"(O15-T15)+P15","v":153953828.62682599},{"$f":"(T15*H15+(MAX(0,U15-K15)*I15))/(MAX(0,U15-K15)+T15+Q15)","v":237.17600851796249},{"$f":"(U15*I15)/(U15+R15)","v":696.98622823705296}]
[]
[]
[2029]
[null,"Adj. Baseline",null,null,null,null,null,"BB1 HRI",null,"BB3",null,null,null,null,null,null,null,null,"BB2",null,null,"Final Rates"]
["Interconnection","Coal",null,"NGCC",null,"OG Steam",null,"Fossil Steam Rate","NGCC Emission Rate","Baseline  Fossil Steam Gen","Baseline NGCC Gen","Fossil Steam Share of Total Fossil","NGCC Share of Total Fossil","Potential BB3","Remaining Fossil Steam","Remaining NGCC Gen","BB3 Apportioned to Fossil Steam","BB3 Apportioned to NGCC","Difference between NGCC generation levels at maximum BB2 utilization and Post BB3 NGCC levels (MWh)","Remaining  Fossil Steam","Remaining NGCC Gen","Fossil Steam Rate","NGCC Rate",null,"Fossil Steam Performance Rate","NGCC Performance Rate"]
[null,"Emissions (tons)","Gen (MWh)","Emissions (tons)","Gen(MWh)","Emissions (tons)","Gen(MWh)","lbs/MWh","lbs/MWh","MWh","MWh",null,null,"MWh","MWh","MWh","MWh","MWh","MWh","MWh","MWh","lb/MWh","lb/MWh"]
["Eastern",{"$f":"SUMIF('Appendix 3 - State-level Data'!$B$3:$B$56,$A22,'Appendix 3 - State-level Data'!$X$3:$X$56)","v":1356066365.8878317},{"$f":"SUMIF('Appendix 3 - State-level Data'!$B$3:$B$56,$A22,'Appendix 3 - State-level Data'!$V$3:$V$56)","v":1230447794.6385269},{"$f":"SUMIF('Appendix 3 - State-level Data'!$B$3:$B$56,$A22,'Appendix 3 - State-level Data'!$AA$3:$AA$56)","v":328219519.39301115},{"$f":"SUMIF('Appendix 3 - State-level Data'!$B$3:$B$56,$A22,'Appendix 3 - State-level Data'!$Y$3:$Y$56)","v":734535157.07200003},{"$f":"SUMIF('Appendix 3 - State-level Data'!$B$3:$B$56,$A22,'Appendix 3 - State-level Data'!$AE$3:$AE$56)","v":52979258.739159986},{"$f":"SUMIF('Appendix 3 - State-level Data'!$B$3:$B$56,$A22,'Appendix 3 - State-level Data'!$AC$3:$AC$56)","v":74240802.178000003},{"$f":"$H$13","v":2070.5856925394182},{"$f":"D22*2000/E22","v":893.67953659660895},{"$f":"G22+C22","v":1304688596.8165269},{"$f":"E22","v":734535157.07200003},{"$f":"J22/($J22+$K22)","v":0.63979668456129946},0.36020331543870049,{"$f":"VLOOKUP(A22,'BB3'!$A$3:$J$5,9,0)","v":401744424.79339987},{"$f":"J22-(N22*L22)","v":1047653845.7927233},{"$f":"K22-(N22*M22)","v":589825483.30240369},{"$f":"J22-O22","v":257034751.02380359},144709673.76959634,{"$f":"VLOOKUP(A22,'BB2'!$A$4:$L$6,11,0)-P22","v":398031281.89759636},{"$f":"MAX(O22-S22,0)","v":649622563.89512694},{"$f":"(O22-T22)+P22","v":987856765.20000005},{"$f":"(T22*H22+(MAX(0,U22-K22)*I22))/(MAX(0,U22-K22)+T22+Q22)","v":1354.7552395054881},{"$f":"(U22*I22)/(U22+R22)","v":779.49279245017487},null,{"$f":"MAX(V22:V24)","v":1354.7552395054881},{"$f":"MAX(W22:W24)","v":779.49279245017487}]
["Western",{"$f":"SUMIF('Appendix 3 - State-level Data'!$B$3:$B$56,A23,'Appendix 3 - State-level Data'!$X$3:$X$56)","v":229424715.80777794},{"$f":"SUMIF('Appendix 3 - State-level Data'!$B$3:$B$56,$A23,'Appendix 3 - State-level Data'!$V$3:$V$56)","v":203976917.82768065},{"$f":"SUMIF('Appendix 3 - State-level Data'!$B$3:$B$56,$A23,'Appendix 3 - State-level Data'!$AA$3:$AA$56)","v":89135326.653023958},{"$f":"SUMIF('Appendix 3 - State-level Data'!$B$3:$B$56,$A23,'Appendix 3 - State-level Data'!$Y$3:$Y$56)","v":198374375.91466182},{"$f":"SUMIF('Appendix 3 - State-level Data'!$B$3:$B$56,$A23,'Appendix 3 - State-level Data'!$AE$3:$AE$56)","v":9433180.3000000007},{"$f":"SUMIF('Appendix 3 - State-level Data'!$B$3:$B$56,$A23,'Appendix 3 - State-level Data'!$AC$3:$AC$56)","v":13326187},{"$f":"$H$14","v":2154.0417221503221},{"$f":"D23*2000/E23","v":898.65766424761284},{"$f":"G23+C23","v":217303104.82768065},{"$f":"E23","v":198374375.91466182},0.52276852823397446,0.47723147176602554,{"$f":"VLOOKUP(A23,'BB3'!$A$3:$J$5,9,0)","v":146686508.15161309},{"$f":"J23-(N23*L23)","v":140620014.84948099},{"$f":"K23-(N23*M23)","v":128370957.74124841},76683089.978199661,70003418.173413411,{"$f":"VLOOKUP(A23,'BB2'!$A$4:$L$6,11,0)-P23","v":178117954.65875155},{"$f":"MAX(O23-S23,0)","v":0},{"$f":"(O23-T23)+P23","v":268990972.59072942},{"$f":"(T23*H23+(MAX(0,U23-K23)*I23))/(MAX(0,U23-K23)+T23+Q23)","v":430.823359285077},{"$f":"(U23*I23)/(U23+R23)","v":713.0820028826497}]
["ERCOT",{"$f":"SUMIF('Appendix 3 - State-level Data'!$B$3:$B$56,A24,'Appendix 3 - State-level Data'!$X$3:$X$56)","v":129404297.86275788},{"$f":"SUMIF('Appendix 3 - State-level Data'!$B$3:$B$56,$A24,'Appendix 3 - State-level Data'!$V$3:$V$56)","v":115050132.40000001},{"$f":"SUMIF('Appendix 3 - State-level Data'!$B$3:$B$56,$A24,'Appendix 3 - State-level Data'!$AA$3:$AA$56)","v":65236948.462444693},{"$f":"SUMIF('Appendix 3 - State-level Data'!$B$3:$B$56,$A24,'Appendix 3 - State-level Data'!$Y$3:$Y$56)","v":137182895.18000007},{"$f":"SUMIF('Appendix 3 - State-level Data'!$B$3:$B$56,$A24,'Appendix 3 - State-level Data'!$AE$3:$AE$56)","v":5835640.9800000014},{"$f":"SUMIF('Appendix 3 - State-level Data'!$B$3:$B$56,$A24,'Appendix 3 - State-level Data'!$AC$3:$AC$56)","v":8331348},{"$f":"$H$15","v":2143.9788137266414},{"$f":"D24*2000/E24","v":951.09449872516768},{"$f":"G24+C24","v":123381480.40000001},{"$f":"E24","v":137182895.18000007},0.47351630523305621,0.52648369476694379,{"$f":"VLOOKUP(A24,'BB3'!$A$3:$J$5,9,0)","v":95405816.087663144},{"$f":"J24-(N24*L24)","v":78205270.86842528},{"$f":"K24-(N24*M24)","v":86953288.623911649},45176209.531574726,50229606.556088418,{"$f":"VLOOKUP(A24,'BB2'!$A$4:$L$6,11,0)-P24","v":116696943.7760883},{"$f":"MAX(O24-S24,0)","v":0},{"$f":"(O24-T24)+P24","v":165158559.49233693},{"$f":"(T24*H24+(MAX(0,U24-K24)*I24))/(MAX(0,U24-K24)+T24+Q24)","v":363.72958104148591},{"$f":"(U24*I24)/(U24+R24)","v":729.29446511568619}]
[]
[]
[]
[2028]
[null,"Adj. Baseline",null,null,null,null,null,"BB1 HRI",null,"BB3",null,null,null,null,null,null,null,null,"BB2",null,null,"Final Rates"]
["Interconnection","Coal",null,"NGCC",null,"OG Steam",null,"Fossil Steam Rate","NGCC Emission Rate","Baseline  Fossil Steam Gen","Baseline NGCC Gen","Fossil Steam Share of Total Fossil","NGCC Share of Total Fossil","Potential BB3","Remaining Fossil Steam","Remaining NGCC Gen","BB3 Apportioned to Fossil Steam","BB3 Apportioned to NGCC","Difference between NGCC generation levels at maximum BB2 utilization and Post BB3 NGCC levels (MWh)","Remaining  Fossil Steam","Remaining NGCC Gen","Fossil Steam Rate","NGCC Rate",null,"Fossil Steam Performance Rate","NGCC Performance Rate"]
[null,"Emissions (tons)","Gen (MWh)","Emissions (tons)","Gen(MWh)","Emissions (tons)","Gen(MWh)","lbs/MWh","lbs/MWh","MWh","MWh",null,null,"MWh","MWh","MWh","MWh","MWh","MWh","MWh","MWh","lb/MWh","lb/MWh"]
["Eastern",{"$f":"SUMIF('Appendix 3 - State-level Data'!$B$3:$B$56,$A32,'Appendix 3 - State-level Data'!$X$3:$X$56)","v":1356066365.8878317},{"$f":"SUMIF('Appendix 3 - State-level Data'!$B$3:$B$56,$A32,'Appendix 3 - State-level Data'!$V$3:$V$56)","v":1230447794.6385269},{"$f":"SUMIF('Appendix 3 - State-level Data'!$B$3:$B$56,$A32,'Appendix 3 - State-level Data'!$AA$3:$AA$56)","v":328219519.39301115},{"$f":"SUMIF('Appendix 3 - State-level Data'!$B$3:$B$56,$A32,'Appendix 3 - State-level Data'!$Y$3:$Y$56)","v":734535157.07200003},{"$f":"SUMIF('Appendix 3 - State-level Data'!$B$3:$B$56,$A32,'Appendix 3 - State-level Data'!$AE$3:$AE$56)","v":52979258.739159986},{"$f":"SUMIF('Appendix 3 - State-level Data'!$B$3:$B$56,$A32,'Appendix 3 - State-level Data'!$AC$3:$AC$56)","v":74240802.178000003},{"$f":"$H$13","v":2070.5856925394182},{"$f":"D32*2000/E32","v":893.67953659660895},{"$f":"G32+C32","v":1304688596.8165269},{"$f":"E32","v":734535157.07200003},{"$f":"J32/($J32+$K32)","v":0.63979668456129946},0.36020331543870049,{"$f":"VLOOKUP(A32,'BB3'!$A$3:$J$5,8,0)","v":365044149.86546785},{"$f":"J32-(N32*L32)","v":1071134560.0141025},{"$f":"K32-(N32*M32)","v":603045044.00895667},{"$f":"J32-O32","v":233554036.80242443},131490113.06304336,{"$f":"VLOOKUP(A32,'BB2'!$A$4:$L$6,10,0)-P32","v":384811721.19104338},{"$f":"MAX(O32-S32,0)","v":686322838.82305908},{"$f":"(O32-T32)+P32","v":987856765.20000005},{"$f":"(T32*H32+(MAX(0,U32-K32)*I32))/(MAX(0,U32-K32)+T32+Q32)","v":1404.2624591713807},{"$f":"(U32*I32)/(U32+R32)","v":788.69865391298231},null,{"$f":"MAX(V32:V34)","v":1404.2624591713807},{"$f":"MAX(W32:W34)","v":788.69865391298231}]
["Western",{"$f":"SUMIF('Appendix 3 - State-level Data'!$B$3:$B$56,A33,'Appendix 3 - State-level Data'!$X$3:$X$56)","v":229424715.80777794},{"$f":"SUMIF('Appendix 3 - State-level Data'!$B$3:$B$56,$A33,'Appendix 3 - State-level Data'!$V$3:$V$56)","v":203976917.82768065},{"$f":"SUMIF('Appendix 3 - State-level Data'!$B$3:$B$56,$A33,'Appendix 3 - State-level Data'!$AA$3:$AA$56)","v":89135326.653023958},{"$f":"SUMIF('Appendix 3 - State-level Data'!$B$3:$B$56,$A33,'Appendix 3 - State-level Data'!$Y$3:$Y$56)","v":198374375.91466182},{"$f":"SUMIF('Appendix 3 - State-level Data'!$B$3:$B$56,$A33,'Appendix 3 - State-level Data'!$AE$3:$AE$56)","v":9433180.3000000007},{"$f":"SUMIF('Appendix 3 - State-level Data'!$B$3:$B$56,$A33,'Appendix 3 - State-level Data'!$AC$3:$AC$56)","v":13326187},{"$f":"$H$14","v":2154.0417221503221},{"$f":"D33*2000/E33","v":898.65766424761284},{"$f":"G33+C33","v":217303104.82768065},{"$f":"E33","v":198374375.91466182},0.52276852823397446,0.47723147176602554,{"$f":"VLOOKUP(A33,'BB3'!$A$3:$J$5,8,0)","v":132398150.70505603},{"$f":"J33-(N33*L33)","v":148089518.44269854},{"$f":"K33-(N33*M33)","v":135189811.59458789},69213586.384982109,63184564.320073932,{"$f":"VLOOKUP(A33,'BB2'!$A$4:$L$6,10,0)-P33","v":171299100.80541208},{"$f":"MAX(O33-S33,0)","v":0},{"$f":"(O33-T33)+P33","v":283279330.0372864},{"$f":"(T33*H33+(MAX(0,U33-K33)*I33))/(MAX(0,U33-K33)+T33+Q33)","v":495.07663064796958},{"$f":"(U33*I33)/(U33+R33)","v":734.76961151501371}]
["ERCOT",{"$f":"SUMIF('Appendix 3 - State-level Data'!$B$3:$B$56,A34,'Appendix 3 - State-level Data'!$X$3:$X$56)","v":129404297.86275788},{"$f":"SUMIF('Appendix 3 - State-level Data'!$B$3:$B$56,$A34,'Appendix 3 - State-level Data'!$V$3:$V$56)","v":115050132.40000001},{"$f":"SUMIF('Appendix 3 - State-level Data'!$B$3:$B$56,$A34,'Appendix 3 - State-level Data'!$AA$3:$AA$56)","v":65236948.462444693},{"$f":"SUMIF('Appendix 3 - State-level Data'!$B$3:$B$56,$A34,'Appendix 3 - State-level Data'!$Y$3:$Y$56)","v":137182895.18000007},{"$f":"SUMIF('Appendix 3 - State-level Data'!$B$3:$B$56,$A34,'Appendix 3 - State-level Data'!$AE$3:$AE$56)","v":5835640.9800000014},{"$f":"SUMIF('Appendix 3 - State-level Data'!$B$3:$B$56,$A34,'Appendix 3 - State-level Data'!$AC$3:$AC$56)","v":8331348},{"$f":"$H$15","v":2143.9788137266414},{"$f":"D34*2000/E34","v":951.09449872516768},{"$f":"G34+C34","v":123381480.40000001},{"$f":"E34","v":137182895.18000007},0.47351630523305621,0.52648369476694379,{"$f":"VLOOKUP(A34,'BB3'!$A$3:$J$5,8,0)","v":84201085.222152218},{"$f":"J34-(N34*L34)","v":83510893.628992796},{"$f":"K34-(N34*M34)","v":92852396.728855059},39870586.77100721,44330498.451145008,{"$f":"VLOOKUP(A34,'BB2'!$A$4:$L$6,10,0)-P34","v":110797835.67114489},{"$f":"MAX(O34-S34,0)","v":0},{"$f":"(O34-T34)+P34","v":176363290.35784787},{"$f":"(T34*H34+(MAX(0,U34-K34)*I34))/(MAX(0,U34-K34)+T34+Q34)","v":471.39526154954837},{"$f":"(U34*I34)/(U34+R34)","v":760.04927978101534}]
[]
[]
[]
[2027]
[null,"Adj. Baseline",null,null,null,null,null,"BB1 HRI",null,"BB3/BB4",null,null,null,null,null,null,null,null,"BB2",null,null,"Final Rates"]
["Interconnection","Coal",null,"NGCC",null,"OG Steam",null,"Fossil Steam Rate","NGCC Emission Rate","Baseline  Fossil Steam Gen","Baseline NGCC Gen","Fossil Steam Share of Total Fossil","NGCC Share of Total Fossil","Potential BB3","Remaining Fossil Steam","Remaining NGCC Gen","BB3 Apportioned to Fossil Steam","BB3 Apportioned to NGCC","Difference between NGCC generation levels at 75% utilization and Post BB3 NGCC levels (MWh)","Remaining  Fossil Steam","Remaining NGCC Gen","Fossil Steam Rate","NGCC Rate",null,"Fossil Steam Performance Rate","NGCC Performance Rate"]
[null,"Emissions (tons)","Gen (MWh)","Emissions (tons)","Gen(MWh)","Emissions (tons)","Gen(MWh)","lbs/MWh","lbs/MWh","MWh","MWh",null,null,"MWh","MWh","MWh","MWh","MWh","MWh","MWh","MWh","lb/MWh","lb/MWh"]
["Eastern",{"$f":"SUMIF('Appendix 3 - State-level Data'!$B$3:$B$56,$A42,'Appendix 3 - State-level Data'!$X$3:$X$56)","v":1356066365.8878317},{"$f":"SUMIF('Appendix 3 - State-level Data'!$B$3:$B$56,$A42,'Appendix 3 - State-level Data'!$V$3:$V$56)","v":1230447794.6385269},{"$f":"SUMIF('Appendix 3 - State-level Data'!$B$3:$B$56,$A42,'Appendix 3 - State-level Data'!$AA$3:$AA$56)","v":328219519.39301115},{"$f":"SUMIF('Appendix 3 - State-level Data'!$B$3:$B$56,$A42,'Appendix 3 - State-level Data'!$Y$3:$Y$56)","v":734535157.07200003},{"$f":"SUMIF('Appendix 3 - State-level Data'!$B$3:$B$56,$A42,'Appendix 3 - State-level Data'!$AE$3:$AE$56)","v":52979258.739159986},{"$f":"SUMIF('Appendix 3 - State-level Data'!$B$3:$B$56,$A42,'Appendix 3 - State-level Data'!$AC$3:$AC$56)","v":74240802.178000003},{"$f":"$H$13","v":2070.5856925394182},{"$f":"D42*2000/E42","v":893.67953659660895},{"$f":"G42+C42","v":1304688596.8165269},{"$f":"E42","v":734535157.07200003},{"$f":"J42/($J42+$K42)","v":0.63979668456129946},0.36020331543870049,{"$f":"VLOOKUP(A42,'BB3'!$A$3:$J$5,7,0)","v":328343874.93753582},{"$f":"J42-(N42*L42)","v":1094615274.2354815},{"$f":"K42-(N42*M42)","v":616264604.71550965},{"$f":"J42-O42","v":210073322.58104539},118270552.35649037,{"$f":"VLOOKUP(A42,'BB2'!$A$4:$L$6,9,0)-P42","v":371592160.48449039},{"$f":"MAX(O42-S42,0)","v":723023113.75099111},{"$f":"(O42-T42)+P42","v":987856765.20000005},{"$f":"(T42*H42+(MAX(0,U42-K42)*I42))/(MAX(0,U42-K42)+T42+Q42)","v":1452.6664189891246},{"$f":"(U42*I42)/(U42+R42)","v":798.12455775704575},null,{"$f":"MAX(V42:V44)","v":1452.6664189891246},{"$f":"MAX(W42:W44)","v":798.12455775704575}]
["Western",{"$f":"SUMIF('Appendix 3 - State-level Data'!$B$3:$B$56,A43,'Appendix 3 - State-level Data'!$X$3:$X$56)","v":229424715.80777794},{"$f":"SUMIF('Appendix 3 - State-level Data'!$B$3:$B$56,$A43,'Appendix 3 - State-level Data'!$V$3:$V$56)","v":203976917.82768065},{"$f":"SUMIF('Appendix 3 - State-level Data'!$B$3:$B$56,$A43,'Appendix 3 - State-level Data'!$AA$3:$AA$56)","v":89135326.653023958},{"$f":"SUMIF('Appendix 3 - State-level Data'!$B$3:$B$56,$A43,'Appendix 3 - State-level Data'!$Y$3:$Y$56)","v":198374375.91466182},{"$f":"SUMIF('Appendix 3 - State-level Data'!$B$3:$B$56,$A43,'Appendix 3 - State-level Data'!$AE$3:$AE$56)","v":9433180.3000000007},{"$f":"SUMIF('Appendix 3 - State-level Data'!$B$3:$B$56,$A43,'Appendix 3 - State-level Data'!$AC$3:$AC$56)","v":13326187},{"$f":"$H$14","v":2154.0417221503221},{"$f":"D43*2000/E43","v":898.65766424761284},{"$f":"G43+C43","v":217303104.82768065},{"$f":"E43","v":198374375.91466182},0.52276852823397446,0.47723147176602554,{"$f":"VLOOKUP(A43,'BB3'!$A$3:$J$5,7,0)","v":118109793.25849895},{"$f":"J43-(N43*L43)","v":155559022.03591615},{"$f":"K43-(N43*M43)","v":142008665.44792736},61744082.791764498,56365710.466734469,{"$f":"VLOOKUP(A43,'BB2'!$A$4:$L$6,9,0)-P43","v":164480246.95207262},{"$f":"MAX(O43-S43,0)","v":0},{"$f":"(O43-T43)+P43","v":297567687.48384351},{"$f":"(T43*H43+(MAX(0,U43-K43)*I43))/(MAX(0,U43-K43)+T43+Q43)","v":553.885130536063},{"$f":"(U43*I43)/(U43+R43)","v":755.54181814493484}]
["ERCOT",{"$f":"SUMIF('Appendix 3 - State-level Data'!$B$3:$B$56,A44,'Appendix 3 - State-level Data'!$X$3:$X$56)","v":129404297.86275788},{"$f":"SUMIF('Appendix 3 - State-level Data'!$B$3:$B$56,$A44,'Appendix 3 - State-level Data'!$V$3:$V$56)","v":115050132.40000001},{"$f":"SUMIF('Appendix 3 - State-level Data'!$B$3:$B$56,$A44,'Appendix 3 - State-level Data'!$AA$3:$AA$56)","v":65236948.462444693},{"$f":"SUMIF('Appendix 3 - State-level Data'!$B$3:$B$56,$A44,'Appendix 3 - State-level Data'!$Y$3:$Y$56)","v":137182895.18000007},{"$f":"SUMIF('Appendix 3 - State-level Data'!$B$3:$B$56,$A44,'Appendix 3 - State-level Data'!$AE$3:$AE$56)","v":5835640.9800000014},{"$f":"SUMIF('Appendix 3 - State-level Data'!$B$3:$B$56,$A44,'Appendix 3 - State-level Data'!$AC$3:$AC$56)","v":8331348},{"$f":"$H$15","v":2143.9788137266414},{"$f":"D44*2000/E44","v":951.09449872516768},{"$f":"G44+C44","v":123381480.40000001},{"$f":"E44","v":137182895.18000007},0.47351630523305621,0.52648369476694379,{"$f":"VLOOKUP(A44,'BB3'!$A$3:$J$5,7,0)","v":72996354.356641293},{"$f":"J44-(N44*L44)","v":88816516.389560312},{"$f":"K44-(N44*M44)","v":98751504.833798468},34564964.010439694,38431390.346201599,{"$f":"VLOOKUP(A44,'BB2'!$A$4:$L$6,9,0)-P44","v":104898727.56620148},{"$f":"MAX(O44-S44,0)","v":0},{"$f":"(O44-T44)+P44","v":187568021.22335878},{"$f":"(T44*H44+(MAX(0,U44-K44)*I44))/(MAX(0,U44-K44)+T44+Q44)","v":564.10789166985626},{"$f":"(U44*I44)/(U44+R44)","v":789.36007790176859}]
[]
[]
[]
[2026]
[null,"Adj. Baseline",null,null,null,null,null,"BB1 HRI",null,"BB3",null,null,null,null,null,null,null,null,"BB2",null,null,"Final Rates"]
["Interconnection","Coal",null,"NGCC",null,"OG Steam",null,"Fossil Steam Rate","NGCC Emission Rate","Baseline  Fossil Steam Gen","Baseline NGCC Gen","Fossil Steam Share of Total Fossil","NGCC Share of Total Fossil","Potential BB3","Remaining Fossil Steam","Remaining NGCC Gen","BB3 Apportioned to Fossil Steam","BB3 Apportioned to NGCC","Difference between NGCC generation levels at maximum BB2 utilization and Post BB3 NGCC levels (MWh)","Remaining  Fossil Steam","Remaining NGCC Gen","Fossil Steam Rate","NGCC Rate",null,"Fossil Steam Performance Rate","NGCC Performance Rate"]
[null,"Emissions (tons)","Gen (MWh)","Emissions (tons)","Gen(MWh)","Emissions (tons)","Gen(MWh)","lbs/MWh","lbs/MWh","MWh","MWh",null,null,"MWh","MWh","MWh","MWh","MWh","MWh","MWh","MWh","lb/MWh","lb/MWh"]
["Eastern",{"$f":"SUMIF('Appendix 3 - State-level Data'!$B$3:$B$56,$A52,'Appendix 3 - State-level Data'!$X$3:$X$56)","v":1356066365.8878317},{"$f":"SUMIF('Appendix 3 - State-level Data'!$B$3:$B$56,$A52,'Appendix 3 - State-level Data'!$V$3:$V$56)","v":1230447794.6385269},{"$f":"SUMIF('Appendix 3 - State-level Data'!$B$3:$B$56,$A52,'Appendix 3 - State-level Data'!$AA$3:$AA$56)","v":328219519.39301115},{"$f":"SUMIF('Appendix 3 - State-level Data'!$B$3:$B$56,$A52,'Appendix 3 - State-level Data'!$Y$3:$Y$56)","v":734535157.07200003},{"$f":"SUMIF('Appendix 3 - State-level Data'!$B$3:$B$56,$A52,'Appendix 3 - State-level Data'!$AE$3:$AE$56)","v":52979258.739159986},{"$f":"SUMIF('Appendix 3 - State-level Data'!$B$3:$B$56,$A52,'Appendix 3 - State-level Data'!$AC$3:$AC$56)","v":74240802.178000003},{"$f":"$H$13","v":2070.5856925394182},{"$f":"D52*2000/E52","v":893.67953659660895},{"$f":"G52+C52","v":1304688596.8165269},{"$f":"E52","v":734535157.07200003},{"$f":"J52/($J52+$K52)","v":0.63979668456129946},0.36020331543870049,{"$f":"VLOOKUP(A52,'BB3'!$A$3:$J$5,6,0)","v":291643600.0096038},{"$f":"J52-(N52*L52)","v":1118095988.4568605},{"$f":"K52-(N52*M52)","v":629484165.42206252},{"$f":"J52-O52","v":186592608.35966635},105050991.64993751,{"$f":"VLOOKUP(A52,'BB2'!$A$4:$L$6,8,0)-P52","v":358372599.77793753},{"$f":"MAX(O52-S52,0)","v":759723388.67892301},{"$f":"(O52-T52)+P52","v":987856765.20000005},{"$f":"(T52*H52+(MAX(0,U52-K52)*I52))/(MAX(0,U52-K52)+T52+Q52)","v":1500.0035914996142},{"$f":"(U52*I52)/(U52+R52)","v":807.77848872837535},null,{"$f":"MAX(V52:V54)","v":1500.0035914996142},{"$f":"MAX(W52:W54)","v":817.32622705636129}]
["Western",{"$f":"SUMIF('Appendix 3 - State-level Data'!$B$3:$B$56,A53,'Appendix 3 - State-level Data'!$X$3:$X$56)","v":229424715.80777794},{"$f":"SUMIF('Appendix 3 - State-level Data'!$B$3:$B$56,$A53,'Appendix 3 - State-level Data'!$V$3:$V$56)","v":203976917.82768065},{"$f":"SUMIF('Appendix 3 - State-level Data'!$B$3:$B$56,$A53,'Appendix 3 - State-level Data'!$AA$3:$AA$56)","v":89135326.653023958},{"$f":"SUMIF('Appendix 3 - State-level Data'!$B$3:$B$56,$A53,'Appendix 3 - State-level Data'!$Y$3:$Y$56)","v":198374375.91466182},{"$f":"SUMIF('Appendix 3 - State-level Data'!$B$3:$B$56,$A53,'Appendix 3 - State-level Data'!$AE$3:$AE$56)","v":9433180.3000000007},{"$f":"SUMIF('Appendix 3 - State-level Data'!$B$3:$B$56,$A53,'Appendix 3 - State-level Data'!$AC$3:$AC$56)","v":13326187},{"$f":"$H$14","v":2154.0417221503221},{"$f":"D53*2000/E53","v":898.65766424761284},{"$f":"G53+C53","v":217303104.82768065},{"$f":"E53","v":198374375.91466182},0.52276852823397446,0.47723147176602554,{"$f":"VLOOKUP(A53,'BB3'!$A$3:$J$5,6,0)","v":103821435.81194188},{"$f":"J53-(N53*L53)","v":163028525.62913376},{"$f":"K53-(N53*M53)","v":148827519.30126685},54274579.198546886,49546856.613394976,{"$f":"VLOOKUP(A53,'BB2'!$A$4:$L$6,8,0)-P53","v":145345339.09096074},{"$f":"MAX(O53-S53,0)","v":17683186.53817302},{"$f":"(O53-T53)+P53","v":294172858.39222759},{"$f":"(T53*H53+(MAX(0,U53-K53)*I53))/(MAX(0,U53-K53)+T53+Q53)","v":740.24284285926137},{"$f":"(U53*I53)/(U53+R53)","v":769.11705167531227}]
["ERCOT",{"$f":"SUMIF('Appendix 3 - State-level Data'!$B$3:$B$56,A54,'Appendix 3 - State-level Data'!$X$3:$X$56)","v":129404297.86275788},{"$f":"SUMIF('Appendix 3 - State-level Data'!$B$3:$B$56,$A54,'Appendix 3 - State-level Data'!$V$3:$V$56)","v":115050132.40000001},{"$f":"SUMIF('Appendix 3 - State-level Data'!$B$3:$B$56,$A54,'Appendix 3 - State-level Data'!$AA$3:$AA$56)","v":65236948.462444693},{"$f":"SUMIF('Appendix 3 - State-level Data'!$B$3:$B$56,$A54,'Appendix 3 - State-level Data'!$Y$3:$Y$56)","v":137182895.18000007},{"$f":"SUMIF('Appendix 3 - State-level Data'!$B$3:$B$56,$A54,'Appendix 3 - State-level Data'!$AE$3:$AE$56)","v":5835640.9800000014},{"$f":"SUMIF('Appendix 3 - State-level Data'!$B$3:$B$56,$A54,'Appendix 3 - State-level Data'!$AC$3:$AC$56)","v":8331348},{"$f":"$H$15","v":2143.9788137266414},{"$f":"D54*2000/E54","v":951.09449872516768},{"$f":"G54+C54","v":123381480.40000001},{"$f":"E54","v":137182895.18000007},0.47351630523305621,0.52648369476694379,{"$f":"VLOOKUP(A54,'BB3'!$A$3:$J$5,6,0)","v":61791623.491130367},{"$f":"J54-(N54*L54)","v":94122139.150127828},{"$f":"K54-(N54*M54)","v":104650612.93874188},29259341.249872178,32532282.241258189,{"$f":"VLOOKUP(A54,'BB2'!$A$4:$L$6,8,0)-P54","v":98780320.172207817},{"$f":"MAX(O54-S54,0)","v":0},{"$f":"(O54-T54)+P54","v":198772752.08886969},{"$f":"(T54*H54+(MAX(0,U54-K54)*I54))/(MAX(0,U54-K54)+T54+Q54)","v":644.78030924326458},{"$f":"(U54*I54)/(U54+R54)","v":817.32622705636129}]
[]
[]
[2025]
[null,"Adj. Baseline",null,null,null,null,null,"BB1 HRI",null,"BB3",null,null,null,null,null,null,null,null,"BB2",null,null,"Final Rates"]
["Interconnection","Coal",null,"NGCC",null,"OG Steam",null,"Fossil Steam Rate","NGCC Emission Rate","Baseline  Fossil Steam Gen","Baseline NGCC Gen","Fossil Steam Share of Total Fossil","NGCC Share of Total Fossil","Potential BB3","Remaining Fossil Steam","Remaining NGCC Gen","BB3 Apportioned to Fossil Steam","BB3 Apportioned to NGCC","Difference between NGCC generation levels at maximum BB2 utilization and Post BB3 NGCC levels (MWh)","Remaining  Fossil Steam","Remaining NGCC Gen","Fossil Steam Rate","NGCC Rate",null,"Fossil Steam Performance Rate","NGCC Performance Rate"]
[null,"Emissions (tons)","Gen (MWh)","Emissions (tons)","Gen(MWh)","Emissions (tons)","Gen(MWh)","lbs/MWh","lbs/MWh","MWh","MWh",null,null,"MWh","MWh","MWh","MWh","MWh","MWh","MWh","MWh","lb/MWh","lb/MWh"]
["Eastern",{"$f":"SUMIF('Appendix 3 - State-level Data'!$B$3:$B$56,$A61,'Appendix 3 - State-level Data'!$X$3:$X$56)","v":1356066365.8878317},{"$f":"SUMIF('Appendix 3 - State-level Data'!$B$3:$B$56,$A61,'Appendix 3 - State-level Data'!$V$3:$V$56)","v":1230447794.6385269},{"$f":"SUMIF('Appendix 3 - State-level Data'!$B$3:$B$56,$A61,'Appendix 3 - State-level Data'!$AA$3:$AA$56)","v":328219519.39301115},{"$f":"SUMIF('Appendix 3 - State-level Data'!$B$3:$B$56,$A61,'Appendix 3 - State-level Data'!$Y$3:$Y$56)","v":734535157.07200003},{"$f":"SUMIF('Appendix 3 - State-level Data'!$B$3:$B$56,$A61,'Appendix 3 - State-level Data'!$AE$3:$AE$56)","v":52979258.739159986},{"$f":"SUMIF('Appendix 3 - State-level Data'!$B$3:$B$56,$A61,'Appendix 3 - State-level Data'!$AC$3:$AC$56)","v":74240802.178000003},{"$f":"$H$13","v":2070.5856925394182},{"$f":"D61*2000/E61","v":893.67953659660895},{"$f":"G61+C61","v":1304688596.8165269},{"$f":"E61","v":734535157.07200003},{"$f":"J61/($J61+$K61)","v":0.63979668456129946},0.36020331543870049,{"$f":"VLOOKUP(A61,'BB3'!$A$3:$J$5,5,0)","v":254943325.0816718},{"$f":"J61-(N61*L61)","v":1141576702.6782398},{"$f":"K61-(N61*M61)","v":642703726.12861538},{"$f":"J61-O61","v":163111894.13828707},91831430.943384647,{"$f":"VLOOKUP(A61,'BB2'!$A$4:$L$6,7,0)-P61","v":345153039.07138467},{"$f":"MAX(O61-S61,0)","v":796423663.60685515},{"$f":"(O61-T61)+P61","v":987856765.20000005},{"$f":"(T61*H61+(MAX(0,U61-K61)*I61))/(MAX(0,U61-K61)+T61+Q61)","v":1546.3088591110168},{"$f":"(U61*I61)/(U61+R61)","v":817.6688226297141},null,{"$f":"MAX(V61:V63)","v":1546.3088591110168},{"$f":"MAX(W61:W63)","v":836.15203828209951}]
["Western",{"$f":"SUMIF('Appendix 3 - State-level Data'!$B$3:$B$56,A62,'Appendix 3 - State-level Data'!$X$3:$X$56)","v":229424715.80777794},{"$f":"SUMIF('Appendix 3 - State-level Data'!$B$3:$B$56,$A62,'Appendix 3 - State-level Data'!$V$3:$V$56)","v":203976917.82768065},{"$f":"SUMIF('Appendix 3 - State-level Data'!$B$3:$B$56,$A62,'Appendix 3 - State-level Data'!$AA$3:$AA$56)","v":89135326.653023958},{"$f":"SUMIF('Appendix 3 - State-level Data'!$B$3:$B$56,$A62,'Appendix 3 - State-level Data'!$Y$3:$Y$56)","v":198374375.91466182},{"$f":"SUMIF('Appendix 3 - State-level Data'!$B$3:$B$56,$A62,'Appendix 3 - State-level Data'!$AE$3:$AE$56)","v":9433180.3000000007},{"$f":"SUMIF('Appendix 3 - State-level Data'!$B$3:$B$56,$A62,'Appendix 3 - State-level Data'!$AC$3:$AC$56)","v":13326187},{"$f":"$H$14","v":2154.0417221503221},{"$f":"D62*2000/E62","v":898.65766424761284},{"$f":"G62+C62","v":217303104.82768065},{"$f":"E62","v":198374375.91466182},0.52276852823397446,0.47723147176602554,{"$f":"VLOOKUP(A62,'BB3'!$A$3:$J$5,5,0)","v":89533078.365384802},{"$f":"J62-(N62*L62)","v":170498029.22235134},{"$f":"K62-(N62*M62)","v":155646373.15460634},46805075.605329305,42728002.760055482,{"$f":"VLOOKUP(A62,'BB2'!$A$4:$L$6,7,0)-P62","v":124518253.8856104},{"$f":"MAX(O62-S62,0)","v":45979775.336740941},{"$f":"(O62-T62)+P62","v":280164627.04021674},{"$f":"(T62*H62+(MAX(0,U62-K62)*I62))/(MAX(0,U62-K62)+T62+Q62)","v":988.36425378870433},{"$f":"(U62*I62)/(U62+R62)","v":779.7393501873994}]
["ERCOT",{"$f":"SUMIF('Appendix 3 - State-level Data'!$B$3:$B$56,A63,'Appendix 3 - State-level Data'!$X$3:$X$56)","v":129404297.86275788},{"$f":"SUMIF('Appendix 3 - State-level Data'!$B$3:$B$56,$A63,'Appendix 3 - State-level Data'!$V$3:$V$56)","v":115050132.40000001},{"$f":"SUMIF('Appendix 3 - State-level Data'!$B$3:$B$56,$A63,'Appendix 3 - State-level Data'!$AA$3:$AA$56)","v":65236948.462444693},{"$f":"SUMIF('Appendix 3 - State-level Data'!$B$3:$B$56,$A63,'Appendix 3 - State-level Data'!$Y$3:$Y$56)","v":137182895.18000007},{"$f":"SUMIF('Appendix 3 - State-level Data'!$B$3:$B$56,$A63,'Appendix 3 - State-level Data'!$AE$3:$AE$56)","v":5835640.9800000014},{"$f":"SUMIF('Appendix 3 - State-level Data'!$B$3:$B$56,$A63,'Appendix 3 - State-level Data'!$AC$3:$AC$56)","v":8331348},{"$f":"$H$15","v":2143.9788137266414},{"$f":"D63*2000/E63","v":951.09449872516768},{"$f":"G63+C63","v":123381480.40000001},{"$f":"E63","v":137182895.18000007},0.47351630523305621,0.52648369476694379,{"$f":"VLOOKUP(A63,'BB3'!$A$3:$J$5,5,0)","v":50586892.625619441},{"$f":"J63-(N63*L63)","v":99427761.910695344},{"$f":"K63-(N63*M63)","v":110549721.04368529},23953718.489304662,26633174.13631478,{"$f":"VLOOKUP(A63,'BB2'!$A$4:$L$6,7,0)-P63","v":83194024.776266783},{"$f":"MAX(O63-S63,0)","v":16233737.134428561},{"$f":"(O63-T63)+P63","v":193743745.81995207},{"$f":"(T63*H63+(MAX(0,U63-K63)*I63))/(MAX(0,U63-K63)+T63+Q63)","v":915.77316226312689},{"$f":"(U63*I63)/(U63+R63)","v":836.15203828209951}]
[]
[]
[2024]
[null,"Adj. Baseline",null,null,null,null,null,"BB1 HRI",null,"BB3",null,null,null,null,null,null,null,null,"BB2",null,null,"Final Rates"]
["Interconnection","Coal",null,"NGCC",null,"OG Steam",null,"Fossil Steam Rate","NGCC Emission Rate","Baseline  Fossil Steam Gen","Baseline NGCC Gen","Fossil Steam Share of Total Fossil","NGCC Share of Total Fossil","Potential BB3","Remaining Fossil Steam","Remaining NGCC Gen","BB3 Apportioned to Fossil Steam","BB3 Apportioned to NGCC","Difference between NGCC generation levels at maximum BB2 utilization and Post BB3 NGCC levels (MWh)","Remaining  Fossil Steam","Remaining NGCC Gen","Fossil Steam Rate","NGCC Rate",null,"Fossil Steam Performance Rate","NGCC Performance Rate"]
[null,"Emissions (tons)","Gen (MWh)","Emissions (tons)","Gen(MWh)","Emissions (tons)","Gen(MWh)","lbs/MWh","lbs/MWh","MWh","MWh",null,null,"MWh","MWh","MWh","MWh","MWh","MWh","MWh","MWh","lb/MWh","lb/MWh"]
["Eastern",{"$f":"SUMIF('Appendix 3 - State-level Data'!$B$3:$B$56,$A70,'Appendix 3 - State-level Data'!$X$3:$X$56)","v":1356066365.8878317},{"$f":"SUMIF('Appendix 3 - State-level Data'!$B$3:$B$56,$A70,'Appendix 3 - State-level Data'!$V$3:$V$56)","v":1230447794.6385269},{"$f":"SUMIF('Appendix 3 - State-level Data'!$B$3:$B$56,$A70,'Appendix 3 - State-level Data'!$AA$3:$AA$56)","v":328219519.39301115},{"$f":"SUMIF('Appendix 3 - State-level Data'!$B$3:$B$56,$A70,'Appendix 3 - State-level Data'!$Y$3:$Y$56)","v":734535157.07200003},{"$f":"SUMIF('Appendix 3 - State-level Data'!$B$3:$B$56,$A70,'Appendix 3 - State-level Data'!$AE$3:$AE$56)","v":52979258.739159986},{"$f":"SUMIF('Appendix 3 - State-level Data'!$B$3:$B$56,$A70,'Appendix 3 - State-level Data'!$AC$3:$AC$56)","v":74240802.178000003},{"$f":"$H$13","v":2070.5856925394182},{"$f":"D70*2000/E70","v":893.67953659660895},{"$f":"G70+C70","v":1304688596.8165269},{"$f":"E70","v":734535157.07200003},{"$f":"J70/($J70+$K70)","v":0.63979668456129946},0.36020331543870049,{"$f":"VLOOKUP(A70,'BB3'!$A$3:$J$5,4,0)","v":218243050.15373981},{"$f":"J70-(N70*L70)","v":1165057416.8996189},{"$f":"K70-(N70*M70)","v":655923286.83516836},{"$f":"J70-O70","v":139631179.91690803},78611870.236831665,{"$f":"VLOOKUP(A70,'BB2'!$A$4:$L$6,6,0)-P70","v":331933478.36483169},{"$f":"MAX(O70-S70,0)","v":833123938.53478718},{"$f":"(O70-T70)+P70","v":987856765.20000005},{"$f":"(T70*H70+(MAX(0,U70-K70)*I70))/(MAX(0,U70-K70)+T70+Q70)","v":1591.6155998228342},{"$f":"(U70*I70)/(U70+R70)","v":827.80435055752957},null,{"$f":"MAX(V70:V72)","v":1591.6155998228342},{"$f":"MAX(W70:W72)","v":855.01716986922361}]
["Western",{"$f":"SUMIF('Appendix 3 - State-level Data'!$B$3:$B$56,A71,'Appendix 3 - State-level Data'!$X$3:$X$56)","v":229424715.80777794},{"$f":"SUMIF('Appendix 3 - State-level Data'!$B$3:$B$56,$A71,'Appendix 3 - State-level Data'!$V$3:$V$56)","v":203976917.82768065},{"$f":"SUMIF('Appendix 3 - State-level Data'!$B$3:$B$56,$A71,'Appendix 3 - State-level Data'!$AA$3:$AA$56)","v":89135326.653023958},{"$f":"SUMIF('Appendix 3 - State-level Data'!$B$3:$B$56,$A71,'Appendix 3 - State-level Data'!$Y$3:$Y$56)","v":198374375.91466182},{"$f":"SUMIF('Appendix 3 - State-level Data'!$B$3:$B$56,$A71,'Appendix 3 - State-level Data'!$AE$3:$AE$56)","v":9433180.3000000007},{"$f":"SUMIF('Appendix 3 - State-level Data'!$B$3:$B$56,$A71,'Appendix 3 - State-level Data'!$AC$3:$AC$56)","v":13326187},{"$f":"$H$14","v":2154.0417221503221},{"$f":"D71*2000/E71","v":898.65766424761284},{"$f":"G71+C71","v":217303104.82768065},{"$f":"E71","v":198374375.91466182},0.52276852823397446,0.47723147176602554,{"$f":"VLOOKUP(A71,'BB3'!$A$3:$J$5,4,0)","v":75244720.918827727},{"$f":"J71-(N71*L71)","v":177967532.81556892},{"$f":"K71-(N71*M71)","v":162465227.00794584},39335572.012111723,35909148.906715989,{"$f":"VLOOKUP(A71,'BB2'!$A$4:$L$6,6,0)-P71","v":104358227.31607008},{"$f":"MAX(O71-S71,0)","v":73609305.499498844},{"$f":"(O71-T71)+P71","v":266823454.32401592},{"$f":"(T71*H71+(MAX(0,U71-K71)*I71))/(MAX(0,U71-K71)+T71+Q71)","v":1213.2146464878265},{"$f":"(U71*I71)/(U71+R71)","v":792.061838303375}]
["ERCOT",{"$f":"SUMIF('Appendix 3 - State-level Data'!$B$3:$B$56,A72,'Appendix 3 - State-level Data'!$X$3:$X$56)","v":129404297.86275788},{"$f":"SUMIF('Appendix 3 - State-level Data'!$B$3:$B$56,$A72,'Appendix 3 - State-level Data'!$V$3:$V$56)","v":115050132.40000001},{"$f":"SUMIF('Appendix 3 - State-level Data'!$B$3:$B$56,$A72,'Appendix 3 - State-level Data'!$AA$3:$AA$56)","v":65236948.462444693},{"$f":"SUMIF('Appendix 3 - State-level Data'!$B$3:$B$56,$A72,'Appendix 3 - State-level Data'!$Y$3:$Y$56)","v":137182895.18000007},{"$f":"SUMIF('Appendix 3 - State-level Data'!$B$3:$B$56,$A72,'Appendix 3 - State-level Data'!$AE$3:$AE$56)","v":5835640.9800000014},{"$f":"SUMIF('Appendix 3 - State-level Data'!$B$3:$B$56,$A72,'Appendix 3 - State-level Data'!$AC$3:$AC$56)","v":8331348},{"$f":"$H$15","v":2143.9788137266414},{"$f":"D72*2000/E72","v":951.09449872516768},{"$f":"G72+C72","v":123381480.40000001},{"$f":"E72","v":137182895.18000007},0.47351630523305621,0.52648369476694379,{"$f":"VLOOKUP(A72,'BB3'!$A$3:$J$5,4,0)","v":39382161.760108508},{"$f":"J72-(N72*L72)","v":104733384.67126288},{"$f":"K72-(N72*M72)","v":116448829.1486287},18648095.728737131,20734066.03137137,{"$f":"VLOOKUP(A72,'BB2'!$A$4:$L$6,6,0)-P72","v":68069024.013230398},{"$f":"MAX(O72-S72,0)","v":36664360.658032477},{"$f":"(O72-T72)+P72","v":184517853.1618591},{"$f":"(T72*H72+(MAX(0,U72-K72)*I72))/(MAX(0,U72-K72)+T72+Q72)","v":1204.3910834384415},{"$f":"(U72*I72)/(U72+R72)","v":855.01716986922361}]
[]
[]
[2023]
[null,"Adj. Baseline",null,null,null,null,null,"BB1 HRI",null,"BB3",null,null,null,null,null,null,null,null,"BB2",null,null,"Final Rates"]
["Interconnection","Coal",null,"NGCC",null,"OG Steam",null,"Fossil Steam Rate","NGCC Emission Rate","Baseline  Fossil Steam Gen","Baseline NGCC Gen","Fossil Steam Share of Total Fossil","NGCC Share of Total Fossil","Potential BB3","Remaining Fossil Steam","Remaining NGCC Gen","BB3 Apportioned to Fossil Steam","BB3 Apportioned to NGCC","Difference between NGCC generation levels at maximum BB2 utilization and Post BB3 NGCC levels (MWh)","Remaining  Fossil Steam","Remaining NGCC Gen","Fossil Steam Rate","NGCC Rate",null,"Fossil Steam Performance Rate","NGCC Performance Rate"]
[null,"Emissions (tons)","Gen (MWh)","Emissions (tons)","Gen(MWh)","Emissions (tons)","Gen(MWh)","lbs/MWh","lbs/MWh","MWh","MWh",null,null,"MWh","MWh","MWh","MWh","MWh","MWh","MWh","MWh","lb/MWh","lb/MWh"]
["Eastern",{"$f":"SUMIF('Appendix 3 - State-level Data'!$B$3:$B$56,$A79,'Appendix 3 - State-level Data'!$X$3:$X$56)","v":1356066365.8878317},{"$f":"SUMIF('Appendix 3 - State-level Data'!$B$3:$B$56,$A79,'Appendix 3 - State-level Data'!$V$3:$V$56)","v":1230447794.6385269},{"$f":"SUMIF('Appendix 3 - State-level Data'!$B$3:$B$56,$A79,'Appendix 3 - State-level Data'!$AA$3:$AA$56)","v":328219519.39301115},{"$f":"SUMIF('Appendix 3 - State-level Data'!$B$3:$B$56,$A79,'Appendix 3 - State-level Data'!$Y$3:$Y$56)","v":734535157.07200003},{"$f":"SUMIF('Appendix 3 - State-level Data'!$B$3:$B$56,$A79,'Appendix 3 - State-level Data'!$AE$3:$AE$56)","v":52979258.739159986},{"$f":"SUMIF('Appendix 3 - State-level Data'!$B$3:$B$56,$A79,'Appendix 3 - State-level Data'!$AC$3:$AC$56)","v":74240802.178000003},{"$f":"$H$13","v":2070.5856925394182},{"$f":"D79*2000/E79","v":893.67953659660895},{"$f":"G79+C79","v":1304688596.8165269},{"$f":"E79","v":734535157.07200003},{"$f":"J79/($J79+$K79)","v":0.63979668456129946},0.36020331543870049,{"$f":"VLOOKUP(A79,'BB3'!$A$3:$J$5,3,0)","v":181542775.22580782},{"$f":"J79-(N79*L79)","v":1188538131.1209979},{"$f":"K79-(N79*M79)","v":669142847.54172122},{"$f":"J79-O79","v":116150465.69552898},65392309.530278802,{"$f":"VLOOKUP(A79,'BB2'!$A$4:$L$6,5,0)-P79","v":271796688.66751087},{"$f":"MAX(O79-S79,0)","v":916741442.45348704},{"$f":"(O79-T79)+P79","v":940939536.20923209},{"$f":"(T79*H79+(MAX(0,U79-K79)*I79))/(MAX(0,U79-K79)+T79+Q79)","v":1680.5110333716086},{"$f":"(U79*I79)/(U79+R79)","v":835.60747107923805},null,{"$f":"MAX(V79:V81)","v":1680.5110333716086},{"$f":"MAX(W79:W81)","v":877.05490818629266}]
["Western",{"$f":"SUMIF('Appendix 3 - State-level Data'!$B$3:$B$56,A80,'Appendix 3 - State-level Data'!$X$3:$X$56)","v":229424715.80777794},{"$f":"SUMIF('Appendix 3 - State-level Data'!$B$3:$B$56,$A80,'Appendix 3 - State-level Data'!$V$3:$V$56)","v":203976917.82768065},{"$f":"SUMIF('Appendix 3 - State-level Data'!$B$3:$B$56,$A80,'Appendix 3 - State-level Data'!$AA$3:$AA$56)","v":89135326.653023958},{"$f":"SUMIF('Appendix 3 - State-level Data'!$B$3:$B$56,$A80,'Appendix 3 - State-level Data'!$Y$3:$Y$56)","v":198374375.91466182},{"$f":"SUMIF('Appendix 3 - State-level Data'!$B$3:$B$56,$A80,'Appendix 3 - State-level Data'!$AE$3:$AE$56)","v":9433180.3000000007},{"$f":"SUMIF('Appendix 3 - State-level Data'!$B$3:$B$56,$A80,'Appendix 3 - State-level Data'!$AC$3:$AC$56)","v":13326187},{"$f":"$H$14","v":2154.0417221503221},{"$f":"D80*2000/E80","v":898.65766424761284},{"$f":"G80+C80","v":217303104.82768065},{"$f":"E80","v":198374375.91466182},0.52276852823397446,0.47723147176602554,{"$f":"VLOOKUP(A80,'BB3'!$A$3:$J$5,3,0)","v":60956363.472270653},{"$f":"J80-(N80*L80)","v":185437036.40878651},{"$f":"K80-(N80*M80)","v":169284080.8612853},31866068.418894142,29090295.053376526,{"$f":"VLOOKUP(A80,'BB2'!$A$4:$L$6,5,0)-P80","v":84833494.685396522},{"$f":"MAX(O80-S80,0)","v":100603541.72338998},{"$f":"(O80-T80)+P80","v":254117575.54668182},{"$f":"(T80*H80+(MAX(0,U80-K80)*I80))/(MAX(0,U80-K80)+T80+Q80)","v":1417.5351835361475},{"$f":"(U80*I80)/(U80+R80)","v":806.35014274564571}]
["ERCOT",{"$f":"SUMIF('Appendix 3 - State-level Data'!$B$3:$B$56,A81,'Appendix 3 - State-level Data'!$X$3:$X$56)","v":129404297.86275788},{"$f":"SUMIF('Appendix 3 - State-level Data'!$B$3:$B$56,$A81,'Appendix 3 - State-level Data'!$V$3:$V$56)","v":115050132.40000001},{"$f":"SUMIF('Appendix 3 - State-level Data'!$B$3:$B$56,$A81,'Appendix 3 - State-level Data'!$AA$3:$AA$56)","v":65236948.462444693},{"$f":"SUMIF('Appendix 3 - State-level Data'!$B$3:$B$56,$A81,'Appendix 3 - State-level Data'!$Y$3:$Y$56)","v":137182895.18000007},{"$f":"SUMIF('Appendix 3 - State-level Data'!$B$3:$B$56,$A81,'Appendix 3 - State-level Data'!$AE$3:$AE$56)","v":5835640.9800000014},{"$f":"SUMIF('Appendix 3 - State-level Data'!$B$3:$B$56,$A81,'Appendix 3 - State-level Data'!$AC$3:$AC$56)","v":8331348},{"$f":"$H$15","v":2143.9788137266414},{"$f":"D81*2000/E81","v":951.09449872516768},{"$f":"G81+C81","v":123381480.40000001},{"$f":"E81","v":137182895.18000007},0.47351630523305621,0.52648369476694379,{"$f":"VLOOKUP(A81,'BB3'!$A$3:$J$5,3,0)","v":28177430.894597579},{"$f":"J81-(N81*L81)","v":110039007.43183039},{"$f":"K81-(N81*M81)","v":122347937.25357211},13342472.968169615,14834957.92642796,{"$f":"VLOOKUP(A81,'BB2'!$A$4:$L$6,5,0)-P81","v":53383351.47200799},{"$f":"MAX(O81-S81,0)","v":56655655.959822401},{"$f":"(O81-T81)+P81","v":175731288.7255801},{"$f":"(T81*H81+(MAX(0,U81-K81)*I81))/(MAX(0,U81-K81)+T81+Q81)","v":1456.8102919192017},{"$f":"(U81*I81)/(U81+R81)","v":877.05490818629266}]
[]
[]
[2022]
[null,"Adj. Baseline",null,null,null,null,null,"BB1 HRI",null,"BB3",null,null,null,null,null,null,null,null,"BB2",null,null,"Final Rates"]
["Interconnection","Coal",null,"NGCC",null,"OG Steam",null,"Fossil Steam Rate","NGCC Emission Rate","Baseline  Fossil Steam Gen","Baseline NGCC Gen","Fossil Steam Share of Total Fossil","NGCC Share of Total Fossil","Potential BB3","Remaining Fossil Steam","Remaining NGCC Gen","BB3 Apportioned to Fossil Steam","BB3 Apportioned to NGCC","Difference between NGCC generation levels at maximum BB2 utilization and Post BB3 NGCC levels (MWh)","Remaining  Fossil Steam","Remaining NGCC Gen","Fossil Steam Rate","NGCC Rate",null,"Fossil Steam Performance Rate","NGCC Performance Rate"]
[null,"Emissions (tons)","Gen (MWh)","Emissions (tons)","Gen(MWh)","Emissions (tons)","Gen(MWh)","lbs/MWh","lbs/MWh","MWh","MWh",null,null,"MWh","MWh","MWh","MWh","MWh","MWh","MWh","MWh","lb/MWh","lb/MWh"]
["Eastern",{"$f":"SUMIF('Appendix 3 - State-level Data'!$B$3:$B$56,$A88,'Appendix 3 - State-level Data'!$X$3:$X$56)","v":1356066365.8878317},{"$f":"SUMIF('Appendix 3 - State-level Data'!$B$3:$B$56,$A88,'Appendix 3 - State-level Data'!$V$3:$V$56)","v":1230447794.6385269},{"$f":"SUMIF('Appendix 3 - State-level Data'!$B$3:$B$56,$A88,'Appendix 3 - State-level Data'!$AA$3:$AA$56)","v":328219519.39301115},{"$f":"SUMIF('Appendix 3 - State-level Data'!$B$3:$B$56,$A88,'Appendix 3 - State-level Data'!$Y$3:$Y$56)","v":734535157.07200003},{"$f":"SUMIF('Appendix 3 - State-level Data'!$B$3:$B$56,$A88,'Appendix 3 - State-level Data'!$AE$3:$AE$56)","v":52979258.739159986},{"$f":"SUMIF('Appendix 3 - State-level Data'!$B$3:$B$56,$A88,'Appendix 3 - State-level Data'!$AC$3:$AC$56)","v":74240802.178000003},{"$f":"$H$13","v":2070.5856925394182},{"$f":"D88*2000/E88","v":893.67953659660895},{"$f":"G88+C88","v":1304688596.8165269},{"$f":"E88","v":734535157.07200003},{"$f":"J88/($J88+$K88)","v":0.63979668456129946},0.36020331543870049,{"$f":"VLOOKUP(A88,'BB3'!$A$3:$J$5,2,0)","v":166253133.88248348},{"$f":"J88-(N88*L88)","v":1198320392.9605882},{"$f":"K88-(N88*M88)","v":674650227.04545534},{"$f":"J88-O88","v":106368203.85593867},59884930.02654469,{"$f":"VLOOKUP(A88,'BB2'!$A$4:$L$6,4,0)-P88","v":221482664.58238471},{"$f":"MAX(O88-S88,0)","v":976837728.37820351},{"$f":"(O88-T88)+P88","v":896132891.62784004},{"$f":"(T88*H88+(MAX(0,U88-K88)*I88))/(MAX(0,U88-K88)+T88+Q88)","v":1740.8711676065088},{"$f":"(U88*I88)/(U88+R88)","v":837.69947502973332},null,{"$f":"MAX(V88:V90)","v":1740.8711676065088},{"$f":"MAX(W88:W90)","v":897.55100428134244}]
["Western",{"$f":"SUMIF('Appendix 3 - State-level Data'!$B$3:$B$56,A89,'Appendix 3 - State-level Data'!$X$3:$X$56)","v":229424715.80777794},{"$f":"SUMIF('Appendix 3 - State-level Data'!$B$3:$B$56,$A89,'Appendix 3 - State-level Data'!$V$3:$V$56)","v":203976917.82768065},{"$f":"SUMIF('Appendix 3 - State-level Data'!$B$3:$B$56,$A89,'Appendix 3 - State-level Data'!$AA$3:$AA$56)","v":89135326.653023958},{"$f":"SUMIF('Appendix 3 - State-level Data'!$B$3:$B$56,$A89,'Appendix 3 - State-level Data'!$Y$3:$Y$56)","v":198374375.91466182},{"$f":"SUMIF('Appendix 3 - State-level Data'!$B$3:$B$56,$A89,'Appendix 3 - State-level Data'!$AE$3:$AE$56)","v":9433180.3000000007},{"$f":"SUMIF('Appendix 3 - State-level Data'!$B$3:$B$56,$A89,'Appendix 3 - State-level Data'!$AC$3:$AC$56)","v":13326187},{"$f":"$H$14","v":2154.0417221503221},{"$f":"D89*2000/E89","v":898.65766424761284},{"$f":"G89+C89","v":217303104.82768065},{"$f":"E89","v":198374375.91466182},0.52276852823397446,0.47723147176602554,{"$f":"VLOOKUP(A89,'BB3'!$A$3:$J$5,2,0)","v":56663540.941620365},{"$f":"J89-(N89*L89)","v":187681188.9251042},{"$f":"K89-(N89*M89)","v":171332750.87561789},29621915.902576447,27041625.039043933,{"$f":"VLOOKUP(A89,'BB2'!$A$4:$L$6,4,0)-P89","v":70683987.740269542},{"$f":"MAX(O89-S89,0)","v":116997201.18483466},{"$f":"(O89-T89)+P89","v":242016738.61588743},{"$f":"(T89*H89+(MAX(0,U89-K89)*I89))/(MAX(0,U89-K89)+T89+Q89)","v":1530.7165527032416},{"$f":"(U89*I89)/(U89+R89)","v":808.33836227559414}]
["ERCOT",{"$f":"SUMIF('Appendix 3 - State-level Data'!$B$3:$B$56,A90,'Appendix 3 - State-level Data'!$X$3:$X$56)","v":129404297.86275788},{"$f":"SUMIF('Appendix 3 - State-level Data'!$B$3:$B$56,$A90,'Appendix 3 - State-level Data'!$V$3:$V$56)","v":115050132.40000001},{"$f":"SUMIF('Appendix 3 - State-level Data'!$B$3:$B$56,$A90,'Appendix 3 - State-level Data'!$AA$3:$AA$56)","v":65236948.462444693},{"$f":"SUMIF('Appendix 3 - State-level Data'!$B$3:$B$56,$A90,'Appendix 3 - State-level Data'!$Y$3:$Y$56)","v":137182895.18000007},{"$f":"SUMIF('Appendix 3 - State-level Data'!$B$3:$B$56,$A90,'Appendix 3 - State-level Data'!$AE$3:$AE$56)","v":5835640.9800000014},{"$f":"SUMIF('Appendix 3 - State-level Data'!$B$3:$B$56,$A90,'Appendix 3 - State-level Data'!$AC$3:$AC$56)","v":8331348},{"$f":"$H$15","v":2143.9788137266414},{"$f":"D90*2000/E90","v":951.09449872516768},{"$f":"G90+C90","v":123381480.40000001},{"$f":"E90","v":137182895.18000007},0.47351630523305621,0.52648369476694379,{"$f":"VLOOKUP(A90,'BB3'!$A$3:$J$5,2,0)","v":18963672.368572205},{"$f":"J90-(N90*L90)","v":114401872.3263835},{"$f":"K90-(N90*M90)","v":127198830.88504437},8979608.0736165047,9984064.2949557006,{"$f":"VLOOKUP(A90,'BB2'!$A$4:$L$6,4,0)-P90","v":40164301.234555721},{"$f":"MAX(O90-S90,0)","v":74237571.09182778},{"$f":"(O90-T90)+P90","v":167363132.11960009},{"$f":"(T90*H90+(MAX(0,U90-K90)*I90))/(MAX(0,U90-K90)+T90+Q90)","v":1656.7223785139035},{"$f":"(U90*I90)/(U90+R90)","v":897.55100428134244}]

{"sheet":"Appendix 5- State Goals","index":22,"n_rows":55,"n_cols":54,"rows_kept":55,"cut":false,"hidden":false,"merged":[[3,48,3,53],[3,41,3,46],[3,6,3,14],[0,19,0,28],[3,19,3,28],[0,30,0,39],[3,30,3,39]]}
[null,null,null,null,null,null,null,null,null,null,null,null,null,null,null,null,null,null,null,"CONUS BB3 Not Necessary for Goal Rates",null,null,null,null,null,null,null,null,null,null,"Sum of Affected Source Mass Goals (Short Tons)"]
[null,null,null,null,null,null,null,null,null,null,null,null,null,null,null,null,null,null,null,null,2022,2023,2024,2025,2026,2027,2028,2029,2030,null,null,2022,2023,2024,2025,2026,2027,2028,2029,2030]
[null,null,null,null,null,null,null,null,null,null,null,null,null,null,null,null,null,null,null,"MWh",94975762.492277831,90713245.928439707,92966029.463882118,102634454.11818439,111033909.87688786,113468333.25176173,131936775.16416293,150167508.29882652,166255493.43282795,null,null,94919836.928698033,90629861.147628069,92860792.216148734,102527579.93387479,110921833.07073361,113510323.46158493,131985718.56809181,150035286.7119742,{"$f":"SUM(AN6:AN55)","v":1668104055.0239553}]
[null,null,null,null,null,null,"State Goals (lbs/MWh)",null,null,null,null,null,null,null,null,null,null,null,null,"BB3 Not Necessary for Goal Rates by State (MWh)",null,null,null,null,null,null,null,null,null,null,"Affected Source Mass Goals (Short Tons)",null,null,null,null,null,null,null,null,null,null,"Average Annual Affected Source Mass Goals (Short Tons)",null,null,null,null,null,null,"Cumulative Annual Affected Source Mass Goals (Short Tons)"]
["State","State Name","Baseline Fossil Steam Gen (MWh)","Baseline NGCC Gen (MWh)","% Fossil Steam Generation","% NGCC Generation",2022,2023,2024,2025,2026,2027,2028,2029,2030,"Interim","Final",null,"Share of Affected Source Generation","State",2022,2023,2024,2025,2026,2027,2028,2029,2030,null,"State",2022,2023,2024,2025,2026,2027,2028,2029,2030,null,"State","2022-2024","2025-2027","2028-2029","Interim","Final",null,"State","2022-2024","2025-2027","2028-2029","Interim (2022-2029)","Final (2030-2031)"]
["AL","Alabama",{"$f":"SUMIF('Appendix 3 - State-level Data'!$A$3:$A$56,A6,'Appendix 3 - State-level Data'!$AG$3:$AG$56)","v":46059839.57},{"$f":"SUMIF('Appendix 3 - State-level Data'!$A$3:$A$56,A6,'Appendix 3 - State-level Data'!$Y$3:$Y$56)","v":53492095.959999993},{"$f":"C6/($C6+$D6)","v":0.46267146213465488},{"$f":"D6/($C6+$D6)","v":0.53732853786534507},{"$f":"(($E6*'Appendix 4 - Category-spec calc'!$Y$88)+('Appendix 4 - Category-spec calc'!$Z$88*'Appendix 5- State Goals'!$F6))","v":1287.7311772946332},{"$f":"($E6*'Appendix 4 - Category-spec calc'!C$5+('Appendix 4 - Category-spec calc'!C$6*'Appendix 5- State Goals'!$F6))","v":1248.791128386827},{"$f":"($E6*'Appendix 4 - Category-spec calc'!D$5+('Appendix 4 - Category-spec calc'!D$6*'Appendix 5- State Goals'!$F6))","v":1195.8202424619517},{"$f":"($E6*'Appendix 4 - Category-spec calc'!E$5+('Appendix 4 - Category-spec calc'!E$6*'Appendix 5- State Goals'!$F6))","v":1164.7213329199128},{"$f":"($E6*'Appendix 4 - Category-spec calc'!F$5+('Appendix 4 - Category-spec calc'!F$6*'Appendix 5- State Goals'!$F6))","v":1133.1815614295538},{"$f":"($E6*'Appendix 4 - Category-spec calc'!G$5+('Appendix 4 - Category-spec calc'!G$6*'Appendix 5- State Goals'!$F6))","v":1100.9623977216302},{"$f":"($E6*'Appendix 4 - Category-spec calc'!H$5+('Appendix 4 - Category-spec calc'!H$6*'Appendix 5- State Goals'!$F6))","v":1073.5024597290574},{"$f":"($E6*'Appendix 4 - Category-spec calc'!I$5+('Appendix 4 - Category-spec calc'!I$6*'Appendix 5- State Goals'!$F6))","v":1045.6503099404163},{"$f":"($E6*'Appendix 4 - Category-spec calc'!L$5+('Appendix 4 - Category-spec calc'!L$6*'Appendix 5- State Goals'!$F6))","v":1018.0665607799057},{"$f":"E6*'Appendix 4 - Category-spec calc'!$K$5+'Appendix 4 - Category-spec calc'!$K$6*'Appendix 5- State Goals'!F6","v":1156.7953664185277},{"$f":"O6","v":1018.0665607799057},null,{"$f":"(C6+D6)/SUM($C$6:$D$55)","v":3.6661092357663586E-2},"Alabama",{"$f":"U$3*$S6","v":3481915.2004689188},3325646.6870459784,3408236.1923006563,3762691.2015051437,4070624.4248290807,4159873.0450129872,4836946.2996656727,5505304.8908634922,6095107.9997098371,null,"Alabama",{"$f":"(U6*G6*2/2000)+(G6*($C6+$D6)/2000)","v":68581836.331343085},{"$f":"(V6*H6*2/2000)+(H6*($C6+$D6)/2000)","v":66312825.030732743},{"$f":"(W6*I6*2/2000)+(I6*($C6+$D6)/2000)","v":63598747.671365164},{"$f":"(X6*J6*2/2000)+(J6*($C6+$D6)/2000)","v":62357618.234212518},{"$f":"(Y6*K6*2/2000)+(K6*($C6+$D6)/2000)","v":61017965.415330932},{"$f":"(Z6*L6*2/2000)+(L6*($C6+$D6)/2000)","v":59381332.621324047},{"$f":"(AA6*M6*2/2000)+(M6*($C6+$D6)/2000)","v":58627097.581390232},{"$f":"(AB6*N6*2/2000)+(N6*($C6+$D6)/2000)","v":57804879.886504322},{"$f":"(AC6*O6*2/2000)+(O6*($C6+$D6)/2000)","v":56880473.950851679},null,"Alabama",{"$f":"ROUNDUP(AVERAGE(AF6:AH6),0)","v":66164470},{"$f":"ROUNDUP(AVERAGE(AI6:AK6),0)","v":60918973},{"$f":"ROUNDUP(AVERAGE(AL6:AM6),0)","v":58215989},{"$f":"ROUNDUP(AVERAGE(AF6:AM6),0)","v":62210288},{"$f":"ROUNDUP(AN6,0)","v":56880474},null,"Alabama",{"$f":"AQ6*3","v":198493410},{"$f":"AR6*3","v":182756919},{"$f":"AS6*2","v":116431978},{"$f":"AT6*8","v":497682304},{"$f":"AU6*2","v":113760948}]
["AR","Arkansas",{"$f":"SUMIF('Appendix 3 - State-level Data'!$A$3:$A$56,A7,'Appendix 3 - State-level Data'!$AG$3:$AG$56)","v":32154992.080000002},{"$f":"SUMIF('Appendix 3 - State-level Data'!$A$3:$A$56,A7,'Appendix 3 - State-level Data'!$Y$3:$Y$56)","v":15651185.020000003},0.67261165879754059,0.32738834120245941,{"$f":"(($E7*'Appendix 4 - Category-spec calc'!$Y$88)+('Appendix 4 - Category-spec calc'!$Z$88*'Appendix 5- State Goals'!$F7))","v":1464.7779782328955},{"$f":"($E7*'Appendix 4 - Category-spec calc'!C$5+('Appendix 4 - Category-spec calc'!C$6*'Appendix 5- State Goals'!$F7))","v":1417.4688653182325},{"$f":"($E7*'Appendix 4 - Category-spec calc'!D$5+('Appendix 4 - Category-spec calc'!D$6*'Appendix 5- State Goals'!$F7))","v":1350.4618617079857},{"$f":"($E7*'Appendix 4 - Category-spec calc'!E$5+('Appendix 4 - Category-spec calc'!E$6*'Appendix 5- State Goals'!$F7))","v":1313.8117955462255},{"$f":"($E7*'Appendix 4 - Category-spec calc'!F$5+('Appendix 4 - Category-spec calc'!F$6*'Appendix 5- State Goals'!$F7))","v":1276.5029815780708},{"$f":"($E7*'Appendix 4 - Category-spec calc'!G$5+('Appendix 4 - Category-spec calc'!G$6*'Appendix 5- State Goals'!$F7))","v":1238.3770447927841},{"$f":"($E7*'Appendix 4 - Category-spec calc'!H$5+('Appendix 4 - Category-spec calc'!H$6*'Appendix 5- State Goals'!$F7))","v":1202.7340460635598},{"$f":"($E7*'Appendix 4 - Category-spec calc'!I$5+('Appendix 4 - Category-spec calc'!I$6*'Appendix 5- State Goals'!$F7))","v":1166.4210212079815},{"$f":"($E7*'Appendix 4 - Category-spec calc'!L$5+('Appendix 4 - Category-spec calc'!L$6*'Appendix 5- State Goals'!$F7))","v":1130.1746257978866},{"$f":"E7*'Appendix 4 - Category-spec calc'!$K$5+'Appendix 4 - Category-spec calc'!$K$6*'Appendix 5- State Goals'!F7","v":1304.1733844758735},1130.1746257978866,null,1.7605149157564774E-2,"Arkansas",1672062.4650299971,1597020.2251370365,1636680.8152982062,1806894.8734558744,1954768.5449302152,1997626.9315575322,2322766.606133176,2643721.3822206869,2926952.7601494668,null,"Arkansas",37461917.996796623,36145610.250985004,34490484.484653197,33778079.485034265,33007631.6788981,32074851.49606993,31542728.883412935,30964757.150955044,30322631.897840019,null,"Arkansas",36032671,32953521,31253744,33683258,30322632,null,"Arkansas",108098013,98860563,62507488,269466064,60645264]
["AZ","Arizona",{"$f":"SUMIF('Appendix 3 - State-level Data'!$A$3:$A$56,A8,'Appendix 3 - State-level Data'!$AG$3:$AG$56)","v":25370640},{"$f":"SUMIF('Appendix 3 - State-level Data'!$A$3:$A$56,A8,'Appendix 3 - State-level Data'!$Y$3:$Y$56)","v":26783421.009999994},0.48645569508260245,0.51354430491739766,{"$f":"(($E8*'Appendix 4 - Category-spec calc'!$Y$88)+('Appendix 4 - Category-spec calc'!$Z$88*'Appendix 5- State Goals'!$F8))","v":1307.78890050886},{"$f":"($E8*'Appendix 4 - Category-spec calc'!C$5+('Appendix 4 - Category-spec calc'!C$6*'Appendix 5- State Goals'!$F8))","v":1267.9007160316901},{"$f":"($E8*'Appendix 4 - Category-spec calc'!D$5+('Appendix 4 - Category-spec calc'!D$6*'Appendix 5- State Goals'!$F8))","v":1213.3396711090609},{"$f":"($E8*'Appendix 4 - Category-spec calc'!E$5+('Appendix 4 - Category-spec calc'!E$6*'Appendix 5- State Goals'!$F8))","v":1181.6118681760818},{"$f":"($E8*'Appendix 4 - Category-spec calc'!F$5+('Appendix 4 - Category-spec calc'!F$6*'Appendix 5- State Goals'!$F8))","v":1149.4185188937631},{"$f":"($E8*'Appendix 4 - Category-spec calc'!G$5+('Appendix 4 - Category-spec calc'!G$6*'Appendix 5- State Goals'!$F8))","v":1116.530173823357},{"$f":"($E8*'Appendix 4 - Category-spec calc'!H$5+('Appendix 4 - Category-spec calc'!H$6*'Appendix 5- State Goals'!$F8))","v":1088.1431726676483},{"$f":"($E8*'Appendix 4 - Category-spec calc'!I$5+('Appendix 4 - Category-spec calc'!I$6*'Appendix 5- State Goals'!$F8))","v":1059.332485987386},{"$f":"($E8*'Appendix 4 - Category-spec calc'!L$5+('Appendix 4 - Category-spec calc'!L$6*'Appendix 5- State Goals'!$F8))","v":1030.7673411741098},{"$f":"E8*'Appendix 4 - Category-spec calc'!$K$5+'Appendix 4 - Category-spec calc'!$K$6*'Appendix 5- State Goals'!F8","v":1173.4918979479871},1030.7673411741098,null,1.9206305104320566E-2,"Arizona",1824133.4719421735,1742266.2783048784,1785533.9262205753,1971228.6400092398,2132551.1500211409,2179307.4281120584,2534017.9582830574,2884162.9811428525,3193153.732140258,null,"Arizona",36488832.560322605,35272106.311050341,33806754.763232186,33142155.887421235,32424615.564527068,31549053.904069118,31132917.048184663,30679533.092837393,30170749.981793396,null,"Arizona",35189232,32371942,30906226,33061997,30170750,null,"Arizona",105567696,97115826,61812452,264495976,60341500]
["CA","California",{"$f":"SUMIF('Appendix 3 - State-level Data'!$A$3:$A$56,A9,'Appendix 3 - State-level Data'!$AG$3:$AG$56)","v":11112636},{"$f":"SUMIF('Appendix 3 - State-level Data'!$A$3:$A$56,A9,'Appendix 3 - State-level Data'!$Y$3:$Y$56)","v":93068611.620000005},0.10666637474464907,0.89333362525535087,{"$f":"(($E9*'Appendix 4 - Category-spec calc'!$Y$88)+('Appendix 4 - Category-spec calc'!$Z$88*'Appendix 5- State Goals'!$F9))","v":987.50490885230329},{"$f":"($E9*'Appendix 4 - Category-spec calc'!C$5+('Appendix 4 - Category-spec calc'!C$6*'Appendix 5- State Goals'!$F9))","v":962.75666032619324},{"$f":"($E9*'Appendix 4 - Category-spec calc'!D$5+('Appendix 4 - Category-spec calc'!D$6*'Appendix 5- State Goals'!$F9))","v":933.58745403497551},{"$f":"($E9*'Appendix 4 - Category-spec calc'!E$5+('Appendix 4 - Category-spec calc'!E$6*'Appendix 5- State Goals'!$F9))","v":911.90189186010537},{"$f":"($E9*'Appendix 4 - Category-spec calc'!F$5+('Appendix 4 - Category-spec calc'!F$6*'Appendix 5- State Goals'!$F9))","v":890.14494664175459},{"$f":"($E9*'Appendix 4 - Category-spec calc'!G$5+('Appendix 4 - Category-spec calc'!G$6*'Appendix 5- State Goals'!$F9))","v":867.94216521328667},{"$f":"($E9*'Appendix 4 - Category-spec calc'!H$5+('Appendix 4 - Category-spec calc'!H$6*'Appendix 5- State Goals'!$F9))","v":854.35861344391685},{"$f":"($E9*'Appendix 4 - Category-spec calc'!I$5+('Appendix 4 - Category-spec calc'!I$6*'Appendix 5- State Goals'!$F9))","v":840.85395220430075},{"$f":"($E9*'Appendix 4 - Category-spec calc'!L$5+('Appendix 4 - Category-spec calc'!L$6*'Appendix 5- State Goals'!$F9))","v":827.95984411364259},{"$f":"E9*'Appendix 4 - Category-spec calc'!$K$5+'Appendix 4 - Category-spec calc'!$K$6*'Appendix 5- State Goals'!F9","v":906.87979507074351},827.95984411364259,null,3.8365887319011124E-2,"California",3643829.4018158945,3480294.1716322624,3566724.2109071696,3937661.9017464793,4259914.4749259157,4353313.2878130935,5061871.4491819805,5761309.7023694459,6378539.5272104712,null,"California",55038046.138867222,53501271.40725708,51961001.837177306,51092299.738220133,50160146.894869529,48990072.977838457,48828726.60449475,48645026.936536282,48410119.362131894,null,"California",53500107,50080840,48736877,51027075,48410120,null,"California",160500321,150242520,97473754,408216600,96820240]
["CO","Colorado",{"$f":"SUMIF('Appendix 3 - State-level Data'!$A$3:$A$56,A10,'Appendix 3 - State-level Data'!$AG$3:$AG$56)","v":34248809},{"$f":"SUMIF('Appendix 3 - State-level Data'!$A$3:$A$56,A10,'Appendix 3 - State-level Data'!$Y$3:$Y$56)","v":11131370.270000003},0.75470854348610417,0.24529145651389583,{"$f":"(($E10*'Appendix 4 - Category-spec calc'!$Y$88)+('Appendix 4 - Category-spec calc'!$Z$88*'Appendix 5- State Goals'!$F10))","v":1534.0119364369423},{"$f":"($E10*'Appendix 4 - Category-spec calc'!C$5+('Appendix 4 - Category-spec calc'!C$6*'Appendix 5- State Goals'!$F10))","v":1483.4301101798915},{"$f":"($E10*'Appendix 4 - Category-spec calc'!D$5+('Appendix 4 - Category-spec calc'!D$6*'Appendix 5- State Goals'!$F10))","v":1410.9342980736642},{"$f":"($E10*'Appendix 4 - Category-spec calc'!E$5+('Appendix 4 - Category-spec calc'!E$6*'Appendix 5- State Goals'!$F10))","v":1372.1134581766139},{"$f":"($E10*'Appendix 4 - Category-spec calc'!F$5+('Appendix 4 - Category-spec calc'!F$6*'Appendix 5- State Goals'!$F10))","v":1332.548666446261},{"$f":"($E10*'Appendix 4 - Category-spec calc'!G$5+('Appendix 4 - Category-spec calc'!G$6*'Appendix 5- State Goals'!$F10))","v":1292.1128924981917},{"$f":"($E10*'Appendix 4 - Category-spec calc'!H$5+('Appendix 4 - Category-spec calc'!H$6*'Appendix 5- State Goals'!$F10))","v":1253.2699168023119},{"$f":"($E10*'Appendix 4 - Category-spec calc'!I$5+('Appendix 4 - Category-spec calc'!I$6*'Appendix 5- State Goals'!$F10))","v":1213.6482759895425},{"$f":"($E10*'Appendix 4 - Category-spec calc'!L$5+('Appendix 4 - Category-spec calc'!L$6*'Appendix 5- State Goals'!$F10))","v":1174.0143622215796},{"$f":"E10*'Appendix 4 - Category-spec calc'!$K$5+'Appendix 4 - Category-spec calc'!$K$6*'Appendix 5- State Goals'!F10","v":1361.8053975272451},1174.0143622215796,null,1.6711748843129707E-2,"Colorado",1587211.088955686,1515976.9827011428,1553624.9353433943,1715201.2198748169,1855570.8149332488,1896254.2869519852,2204894.2497159643,2509561.6830885848,2778420.0500400211,null,"Colorado",37241669.095017247,35908008.069718204,34206288.400005721,33486828.032688379,32708287.099601284,31768331.960948721,31200134.381992873,30583513.377735816,29900396.154616386,null,"Colorado",35785322,32654483,30891824,33387883,29900397,null,"Colorado",107355966,97963449,61783648,267103064,59800794]
["CT","Connecticut",{"$f":"SUMIF('Appendix 3 - State-level Data'!$A$3:$A$56,A11,'Appendix 3 - State-level Data'!$AG$3:$AG$56)","v":438650},{"$f":"SUMIF('Appendix 3 - State-level Data'!$A$3:$A$56,A11,'Appendix 3 - State-level Data'!$Y$3:$Y$56)","v":15299704.41},2.7871401836095773E-2,0.97212859816390418,{"$f":"(($E11*'Appendix 4 - Category-spec calc'!$Y$88)+('Appendix 4 - Category-spec calc'!$Z$88*'Appendix 5- State Goals'!$F11))","v":921.05551942986006},{"$f":"($E11*'Appendix 4 - Category-spec calc'!C$5+('Appendix 4 - Category-spec calc'!C$6*'Appendix 5- State Goals'!$F11))","v":899.44835670900511},{"$f":"($E11*'Appendix 4 - Category-spec calc'!D$5+('Appendix 4 - Category-spec calc'!D$6*'Appendix 5- State Goals'!$F11))","v":875.54720070229791},{"$f":"($E11*'Appendix 4 - Category-spec calc'!E$5+('Appendix 4 - Category-spec calc'!E$6*'Appendix 5- State Goals'!$F11))","v":855.94510440206648},{"$f":"($E11*'Appendix 4 - Category-spec calc'!F$5+('Appendix 4 - Category-spec calc'!F$6*'Appendix 5- State Goals'!$F11))","v":836.35340220516605},{"$f":"($E11*'Appendix 4 - Category-spec calc'!G$5+('Appendix 4 - Category-spec calc'!G$6*'Appendix 5- State Goals'!$F11))","v":816.36755698999093},{"$f":"($E11*'Appendix 4 - Category-spec calc'!H$5+('Appendix 4 - Category-spec calc'!H$6*'Appendix 5- State Goals'!$F11))","v":805.85528008509539},{"$f":"($E11*'Appendix 4 - Category-spec calc'!I$5+('Appendix 4 - Category-spec calc'!I$6*'Appendix 5- State Goals'!$F11))","v":795.52616327326916},{"$f":"($E11*'Appendix 4 - Category-spec calc'!L$5+('Appendix 4 - Category-spec calc'!L$6*'Appendix 5- State Goals'!$F11))","v":785.88332858047511},{"$f":"E11*'Appendix 4 - Category-spec calc'!$K$5+'Appendix 4 - Category-spec calc'!$K$6*'Appendix 5- State Goals'!F11","v":851.56572408893919},785.88332858047511,null,5.79582166344498E-3,"Connecticut",550462.58175494906,525757.79591346299,538814.52753123234,594850.99259402289,643532.74024146423,657642.22397555504,764682.0197015251,870344.09774389258,963587.1905047188,null,"Connecticut",7754955.6972018955,7550810.4912505252,7361593.6249457849,7244743.4992516506,7119633.9246884519,6961018.7461275635,6957641.0437371321,6952517.8508168515,6941522.2837063558,null,"Connecticut",7555787,7108466,6955080,7237865,6941523,null,"Connecticut",22667361,21325398,13910160,57902920,13883046]
["DE","Delaware",{"$f":"SUMIF('Appendix 3 - State-level Data'!$A$3:$A$56,A12,'Appendix 3 - State-level Data'!$AG$3:$AG$56)","v":2491496.6},{"$f":"SUMIF('Appendix 3 - State-level Data'!$A$3:$A$56,A12,'Appendix 3 - State-level Data'!$Y$3:$Y$56)","v":6672110.7800000003},0.27189036988182264,0.72810963011817731,{"$f":"(($E12*'Appendix 4 - Category-spec calc'!$Y$88)+('Appendix 4 - Category-spec calc'!$Z$88*'Appendix 5- State Goals'!$F12))","v":1126.8416354166211},{"$f":"($E12*'Appendix 4 - Category-spec calc'!C$5+('Appendix 4 - Category-spec calc'!C$6*'Appendix 5- State Goals'!$F12))","v":1095.5068912467441},{"$f":"($E12*'Appendix 4 - Category-spec calc'!D$5+('Appendix 4 - Category-spec calc'!D$6*'Appendix 5- State Goals'!$F12))","v":1055.2911894436807},{"$f":"($E12*'Appendix 4 - Category-spec calc'!E$5+('Appendix 4 - Category-spec calc'!E$6*'Appendix 5- State Goals'!$F12))","v":1029.2368389713731},{"$f":"($E12*'Appendix 4 - Category-spec calc'!F$5+('Appendix 4 - Category-spec calc'!F$6*'Appendix 5- State Goals'!$F12))","v":1002.9396281847851},{"$f":"($E12*'Appendix 4 - Category-spec calc'!G$5+('Appendix 4 - Category-spec calc'!G$6*'Appendix 5- State Goals'!$F12))","v":976.08818651057231},{"$f":"($E12*'Appendix 4 - Category-spec calc'!H$5+('Appendix 4 - Category-spec calc'!H$6*'Appendix 5- State Goals'!$F12))","v":956.06452461055051},{"$f":"($E12*'Appendix 4 - Category-spec calc'!I$5+('Appendix 4 - Category-spec calc'!I$6*'Appendix 5- State Goals'!$F12))","v":935.90111195916643},{"$f":"($E12*'Appendix 4 - Category-spec calc'!L$5+('Appendix 4 - Category-spec calc'!L$6*'Appendix 5- State Goals'!$F12))","v":916.18945751689319},{"$f":"E12*'Appendix 4 - Category-spec calc'!$K$5+'Appendix 4 - Category-spec calc'!$K$6*'Appendix 5- State Goals'!F12","v":1022.8670396570394},916.18945751689319,null,3.3745989437474039E-3,"Delaware",320505.10778804508,306120.82389401115,313723.06483320665,346350.12045931641,374694.91499069019,382910.11754017358,445233.70211042295,506755.11489039945,561045.61253062461,null,"Delaware",5524125.663016771,5354754.9888647813,5166206.2520612981,5072237.4498418756,4971068.8679877697,4845998.4969458869,4806172.114487513,4762387.8437665328,4711824.3125766655,null,"Delaware",5348363,4963102,4784280,5062869,4711825,null,"Delaware",16045089,14889306,9568560,40502952,9423650]
["FL","Florida",{"$f":"SUMIF('Appendix 3 - State-level Data'!$A$3:$A$56,A13,'Appendix 3 - State-level Data'!$AG$3:$AG$56)","v":56452020.599999994},{"$f":"SUMIF('Appendix 3 - State-level Data'!$A$3:$A$56,A13,'Appendix 3 - State-level Data'!$Y$3:$Y$56)","v":147327444.46999997},0.27702507011983885,0.7229749298801611,{"$f":"(($E13*'Appendix 4 - Category-spec calc'!$Y$88)+('Appendix 4 - Category-spec calc'!$Z$88*'Appendix 5- State Goals'!$F13))","v":1131.1718316599706},{"$f":"($E13*'Appendix 4 - Category-spec calc'!C$5+('Appendix 4 - Category-spec calc'!C$6*'Appendix 5- State Goals'!$F13))","v":1099.6323976039689},{"$f":"($E13*'Appendix 4 - Category-spec calc'!D$5+('Appendix 4 - Category-spec calc'!D$6*'Appendix 5- State Goals'!$F13))","v":1059.0734015772857},{"$f":"($E13*'Appendix 4 - Category-spec calc'!E$5+('Appendix 4 - Category-spec calc'!E$6*'Appendix 5- State Goals'!$F13))","v":1032.8832813683121},{"$f":"($E13*'Appendix 4 - Category-spec calc'!F$5+('Appendix 4 - Category-spec calc'!F$6*'Appendix 5- State Goals'!$F13))","v":1006.4449718104802},{"$f":"($E13*'Appendix 4 - Category-spec calc'!G$5+('Appendix 4 - Category-spec calc'!G$6*'Appendix 5- State Goals'!$F13))","v":979.4490627612322},{"$f":"($E13*'Appendix 4 - Category-spec calc'!H$5+('Appendix 4 - Category-spec calc'!H$6*'Appendix 5- State Goals'!$F13))","v":959.22526022792488},{"$f":"($E13*'Appendix 4 - Category-spec calc'!I$5+('Appendix 4 - Category-spec calc'!I$6*'Appendix 5- State Goals'!$F13))","v":938.85491218298307},{"$f":"($E13*'Appendix 4 - Category-spec calc'!L$5+('Appendix 4 - Category-spec calc'!L$6*'Appendix 5- State Goals'!$F13))","v":918.93138744399403},{"$f":"E13*'Appendix 4 - Category-spec calc'!$K$5+'Appendix 4 - Category-spec calc'!$K$6*'Appendix 5- State Goals'!F13","v":1026.4715992241267},918.93138744399403,null,7.5044023501433868E-2,"Florida",7127363.3525370993,6807486.9593451796,6976544.8999225628,7702102.3869018648,8332431.3422572622,8515120.2672137376,9901066.4561228398,11269174.021928903,12476481.156415625,null,"Florida",123317068.03735597,119526984.08545165,115297378.76005992,113195574.06530836,110932542.61633629,108135929.60142003,107232558.25334744,106239795.27822785,105094703.42416885,null,"Florida",119380477,110754683,106736177,112984729,105094704,null,"Florida",358141431,332264049,213472354,903877832,210189408]
["Fort Mojave","Lands of the Fort Mojave Tribe",{"$f":"SUMIF('Appendix 3 - State-level Data'!$A$3:$A$56,A14,'Appendix 3 - State-level Data'!$AG$3:$AG$56)","v":0},{"$f":"SUMIF('Appendix 3 - State-level Data'!$A$3:$A$56,A14,'Appendix 3 - State-level Data'!$Y$3:$Y$56)","v":1360092.99},0,1,{"$f":"(($E14*'Appendix 4 - Category-spec calc'!$Y$88)+('Appendix 4 - Category-spec calc'!$Z$88*'Appendix 5- State Goals'!$F14))","v":897.55100428134244},{"$f":"($E14*'Appendix 4 - Category-spec calc'!C$5+('Appendix 4 - Category-spec calc'!C$6*'Appendix 5- State Goals'!$F14))","v":877.05490818629266},{"$f":"($E14*'Appendix 4 - Category-spec calc'!D$5+('Appendix 4 - Category-spec calc'!D$6*'Appendix 5- State Goals'!$F14))","v":855.01716986922361},{"$f":"($E14*'Appendix 4 - Category-spec calc'!E$5+('Appendix 4 - Category-spec calc'!E$6*'Appendix 5- State Goals'!$F14))","v":836.15203828209951},{"$f":"($E14*'Appendix 4 - Category-spec calc'!F$5+('Appendix 4 - Category-spec calc'!F$6*'Appendix 5- State Goals'!$F14))","v":817.32622705636129},{"$f":"($E14*'Appendix 4 - Category-spec calc'!G$5+('Appendix 4 - Category-spec calc'!G$6*'Appendix 5- State Goals'!$F14))","v":798.12455775704575},{"$f":"($E14*'Appendix 4 - Category-spec calc'!H$5+('Appendix 4 - Category-spec calc'!H$6*'Appendix 5- State Goals'!$F14))","v":788.69865391298231},{"$f":"($E14*'Appendix 4 - Category-spec calc'!I$5+('Appendix 4 - Category-spec calc'!I$6*'Appendix 5- State Goals'!$F14))","v":779.49279245017487},{"$f":"($E14*'Appendix 4 - Category-spec calc'!L$5+('Appendix 4 - Category-spec calc'!L$6*'Appendix 5- State Goals'!$F14))","v":771},{"$f":"E14*'Appendix 4 - Category-spec calc'!$K$5+'Appendix 4 - Category-spec calc'!$K$6*'Appendix 5- State Goals'!F14","v":832},771,null,5.0086916397898396E-4,"Lands of the Fort Mojave Tribe",47570.430757773742,45435.467649997569,46563.817456020224,51406.433229614398,55613.461613354673,56832.78921389865,66083.062274557466,75214.274338440373,83272.25000261399,null,"Lands of the Fort Mojave Tribe",653073.30244599283,636287.51614280499,621264.29295393871,611605.85684660228,601274.17673523969,588121.45283354633,588471.37746713287,588720.32611968834,588518.75239701534,null,"Lands of the Fort Mojave Tribe",636876,600334,588596,611103,588519,null,"Lands of the Fort Mojave Tribe",1910628,1801002,1177192,4888824,1177038]
["GA","Georgia",{"$f":"SUMIF('Appendix 3 - State-level Data'!$A$3:$A$56,A15,'Appendix 3 - State-level Data'!$AG$3:$AG$56)","v":40990604.030000001},{"$f":"SUMIF('Appendix 3 - State-level Data'!$A$3:$A$56,A15,'Appendix 3 - State-level Data'!$Y$3:$Y$56)","v":37728636.199999996},0.52071899970368918,0.47928100029631093,{"$f":"(($E15*'Appendix 4 - Category-spec calc'!$Y$88)+('Appendix 4 - Category-spec calc'!$Z$88*'Appendix 5- State Goals'!$F15))","v":1336.6838361579748},{"$f":"($E15*'Appendix 4 - Category-spec calc'!C$5+('Appendix 4 - Category-spec calc'!C$6*'Appendix 5- State Goals'!$F15))","v":1295.4297779985925},{"$f":"($E15*'Appendix 4 - Category-spec calc'!D$5+('Appendix 4 - Category-spec calc'!D$6*'Appendix 5- State Goals'!$F15))","v":1238.5779674979758},{"$f":"($E15*'Appendix 4 - Category-spec calc'!E$5+('Appendix 4 - Category-spec calc'!E$6*'Appendix 5- State Goals'!$F15))","v":1205.9441876568853},{"$f":"($E15*'Appendix 4 - Category-spec calc'!F$5+('Appendix 4 - Category-spec calc'!F$6*'Appendix 5- State Goals'!$F15))","v":1172.809301389603},{"$f":"($E15*'Appendix 4 - Category-spec calc'!G$5+('Appendix 4 - Category-spec calc'!G$6*'Appendix 5- State Goals'!$F15))","v":1138.9569410020049},{"$f":"($E15*'Appendix 4 - Category-spec calc'!H$5+('Appendix 4 - Category-spec calc'!H$6*'Appendix 5- State Goals'!$F15))","v":1109.234422840932},{"$f":"($E15*'Appendix 4 - Category-spec calc'!I$5+('Appendix 4 - Category-spec calc'!I$6*'Appendix 5- State Goals'!$F15))","v":1079.0428784479141},{"$f":"($E15*'Appendix 4 - Category-spec calc'!L$5+('Appendix 4 - Category-spec calc'!L$6*'Appendix 5- State Goals'!$F15))","v":1049.0639458417702},{"$f":"E15*'Appendix 4 - Category-spec calc'!$K$5+'Appendix 4 - Category-spec calc'!$K$6*'Appendix 5- State Goals'!F15","v":1197.54473779199},1049.0639458417702,null,2.8989223775839693E-2,"Georgia",2753273.6321696443,2629706.5856523174,2695013.0316797849,2975293.1575431987,3218786.8601275194,3289358.9041068726,3824744.6994965682,4353239.5019349456,4819617.7030868959,null,"Georgia",56291624.365679905,54394224.166136399,52087942.046687648,51053542.595981799,49936351.738781504,48575350.680460647,47901583.980760351,47168049.866247058,46346845.549724191,null,"Georgia",54257931,49855082,47534817,50926084,46346846,null,"Georgia",162773793,149565246,95069634,407408672,92693692]
["IA","Iowa",{"$f":"SUMIF('Appendix 3 - State-level Data'!$A$3:$A$56,A16,'Appendix 3 - State-level Data'!$AG$3:$AG$56)","v":33314157},{"$f":"SUMIF('Appendix 3 - State-level Data'!$A$3:$A$56,A16,'Appendix 3 - State-level Data'!$Y$3:$Y$56)","v":1430247.71},0.95883516433976046,4.1164835660239464E-2,{"$f":"(($E16*'Appendix 4 - Category-spec calc'!$Y$88)+('Appendix 4 - Category-spec calc'!$Z$88*'Appendix 5- State Goals'!$F16))","v":1706.1560316742621},{"$f":"($E16*'Appendix 4 - Category-spec calc'!C$5+('Appendix 4 - Category-spec calc'!C$6*'Appendix 5- State Goals'!$F16))","v":1647.4368940181421},{"$f":"($E16*'Appendix 4 - Category-spec calc'!D$5+('Appendix 4 - Category-spec calc'!D$6*'Appendix 5- State Goals'!$F16))","v":1561.2936465062032},{"$f":"($E16*'Appendix 4 - Category-spec calc'!E$5+('Appendix 4 - Category-spec calc'!E$6*'Appendix 5- State Goals'!$F16))","v":1517.0753702885961},{"$f":"($E16*'Appendix 4 - Category-spec calc'!F$5+('Appendix 4 - Category-spec calc'!F$6*'Appendix 5- State Goals'!$F16))","v":1471.9012899833422},{"$f":"($E16*'Appendix 4 - Category-spec calc'!G$5+('Appendix 4 - Category-spec calc'!G$6*'Appendix 5- State Goals'!$F16))","v":1425.7223108387589},{"$f":"($E16*'Appendix 4 - Category-spec calc'!H$5+('Appendix 4 - Category-spec calc'!H$6*'Appendix 5- State Goals'!$F16))","v":1378.9228762895268},{"$f":"($E16*'Appendix 4 - Category-spec calc'!I$5+('Appendix 4 - Category-spec calc'!I$6*'Appendix 5- State Goals'!$F16))","v":1331.0746554109489},{"$f":"($E16*'Appendix 4 - Category-spec calc'!L$5+('Appendix 4 - Category-spec calc'!L$6*'Appendix 5- State Goals'!$F16))","v":1283.0179777574322},{"$f":"E16*'Appendix 4 - Category-spec calc'!$K$5+'Appendix 4 - Category-spec calc'!$K$6*'Appendix 5- State Goals'!F16","v":1505.1022853665118},1283.0179777574322,null,1.2795008185466182E-2,"Iowa",{"$f":"U$3*$S16","v":1215215.6585095869},1160676.724184593,1189501.1079606621,1313208.6805530225,1420679.7857390945,1451828.2527474959,1688132.118189476,1921394.4978745461,2127240.3993517528,null,"Iowa",31713035.357000209,30531748.747425672,28980269.685052674,28347176.865756221,27661267.465458788,26837840.417377289,26282731.234810852,25681217.782577753,25018135.610085197,null,"Iowa",30408352,27615429,25981975,28254411,25018136,null,"Iowa",91225056,82846287,51963950,226035288,50036272]
["ID","Idaho",{"$f":"SUMIF('Appendix 3 - State-level Data'!$A$3:$A$56,A17,'Appendix 3 - State-level Data'!$AG$3:$AG$56)","v":0},{"$f":"SUMIF('Appendix 3 - State-level Data'!$A$3:$A$56,A17,'Appendix 3 - State-level Data'!$Y$3:$Y$56)","v":3450055.3121739151},0,1,{"$f":"(($E17*'Appendix 4 - Category-spec calc'!$Y$88)+('Appendix 4 - Category-spec calc'!$Z$88*'Appendix 5- State Goals'!$F17))","v":897.55100428134244},{"$f":"($E17*'Appendix 4 - Category-spec calc'!C$5+('Appendix 4 - Category-spec calc'!C$6*'Appendix 5- State Goals'!$F17))","v":877.05490818629266},{"$f":"($E17*'Appendix 4 - Category-spec calc'!D$5+('Appendix 4 - Category-spec calc'!D$6*'Appendix 5- State Goals'!$F17))","v":855.01716986922361},{"$f":"($E17*'Appendix 4 - Category-spec calc'!E$5+('Appendix 4 - Category-spec calc'!E$6*'Appendix 5- State Goals'!$F17))","v":836.15203828209951},{"$f":"($E17*'Appendix 4 - Category-spec calc'!F$5+('Appendix 4 - Category-spec calc'!F$6*'Appendix 5- State Goals'!$F17))","v":817.32622705636129},{"$f":"($E17*'Appendix 4 - Category-spec calc'!G$5+('Appendix 4 - Category-spec calc'!G$6*'Appendix 5- State Goals'!$F17))","v":798.12455775704575},{"$f":"($E17*'Appendix 4 - Category-spec calc'!H$5+('Appendix 4 - Category-spec calc'!H$6*'Appendix 5- State Goals'!$F17))","v":788.69865391298231},{"$f":"($E17*'Appendix 4 - Category-spec calc'!I$5+('Appendix 4 - Category-spec calc'!I$6*'Appendix 5- State Goals'!$F17))","v":779.49279245017487},{"$f":"($E17*'Appendix 4 - Category-spec calc'!L$5+('Appendix 4 - Category-spec calc'!L$6*'Appendix 5- State Goals'!$F17))","v":771},{"$f":"E17*'Appendix 4 - Category-spec calc'!$K$5+'Appendix 4 - Category-spec calc'!$K$6*'Appendix 5- State Goals'!F17","v":832},771,null,1.2705207163002889E-3,"Idaho",120668.67379285494,115253.05819492548,118115.26634604527,130399.20016332476,141070.88271040528,144163.86804042821,167628.40608792246,190790.93020885464,211231.04860513454,null,"Idaho",1656606.5944820137,1614027.2329015019,1575918.8452031561,1551418.9477370216,1525211.2780306372,1491847.6585573882,1492735.2885575737,1493366.7796596689,1492855.461317603,null,"Idaho",1615518,1522826,1493052,1550142,1492856,null,"Idaho",4846554,4568478,2986104,12401136,2985712]
["IL","Illinois",{"$f":"SUMIF('Appendix 3 - State-level Data'!$A$3:$A$56,A18,'Appendix 3 - State-level Data'!$AG$3:$AG$56)","v":84487749.579999998},{"$f":"SUMIF('Appendix 3 - State-level Data'!$A$3:$A$56,A18,'Appendix 3 - State-level Data'!$Y$3:$Y$56)","v":10627105.720000001},0.88827081020644738,0.11172918979355269,{"$f":"(($E18*'Appendix 4 - Category-spec calc'!$Y$88)+('Appendix 4 - Category-spec calc'!$Z$88*'Appendix 5- State Goals'!$F18))","v":1646.6476890216215},{"$f":"($E18*'Appendix 4 - Category-spec calc'!C$5+('Appendix 4 - Category-spec calc'!C$6*'Appendix 5- State Goals'!$F18))","v":1590.7415314699861},{"$f":"($E18*'Appendix 4 - Category-spec calc'!D$5+('Appendix 4 - Category-spec calc'!D$6*'Appendix 5- State Goals'!$F18))","v":1509.3160540409144},{"$f":"($E18*'Appendix 4 - Category-spec calc'!E$5+('Appendix 4 - Category-spec calc'!E$6*'Appendix 5- State Goals'!$F18))","v":1466.9636128934367},{"$f":"($E18*'Appendix 4 - Category-spec calc'!F$5+('Appendix 4 - Category-spec calc'!F$6*'Appendix 5- State Goals'!$F18))","v":1423.7286026799718},{"$f":"($E18*'Appendix 4 - Category-spec calc'!G$5+('Appendix 4 - Category-spec calc'!G$6*'Appendix 5- State Goals'!$F18))","v":1379.5349871477006},{"$f":"($E18*'Appendix 4 - Category-spec calc'!H$5+('Appendix 4 - Category-spec calc'!H$6*'Appendix 5- State Goals'!$F18))","v":1335.4860139436237},{"$f":"($E18*'Appendix 4 - Category-spec calc'!I$5+('Appendix 4 - Category-spec calc'!I$6*'Appendix 5- State Goals'!$F18))","v":1290.4816323773416},{"$f":"($E18*'Appendix 4 - Category-spec calc'!L$5+('Appendix 4 - Category-spec calc'!L$6*'Appendix 5- State Goals'!$F18))","v":1245.3366126502428},{"$f":"E18*'Appendix 4 - Category-spec calc'!$K$5+'Appendix 4 - Category-spec calc'!$K$6*'Appendix 5- State Goals'!F18","v":1455.5661087649262},1245.3366126502428,null,3.5027088887571604E-2,"Illinois",3326724.474981905,3177420.9284156007,3256329.3775559999,3594986.1473250343,3889194.6307923659,3974465.3947340548,4621361.1512146844,5259930.6612081425,5823445.9465187415,null,"Illinois",83788271.504426092,80706030.726526678,76694019.247824594,75038729.752343997,73246027.652436823,71090049.409163877,69684042.668540388,68159830.771306828,66477156.304999433,null,"Illinois",80396108,73124936,68921937,74800876,66477157,null,"Illinois",241188324,219374808,137843874,598407008,132954314]
["IN","Indiana",{"$f":"SUMIF('Appendix 3 - State-level Data'!$A$3:$A$56,A19,'Appendix 3 - State-level Data'!$AG$3:$AG$56)","v":96338455.320000008},{"$f":"SUMIF('Appendix 3 - State-level Data'!$A$3:$A$56,A19,'Appendix 3 - State-level Data'!$Y$3:$Y$56)","v":12839309.009999998},0.88239996405136134,0.11760003594863863,{"$f":"(($E19*'Appendix 4 - Category-spec calc'!$Y$88)+('Appendix 4 - Category-spec calc'!$Z$88*'Appendix 5- State Goals'!$F19))","v":1641.6966860832574},{"$f":"($E19*'Appendix 4 - Category-spec calc'!C$5+('Appendix 4 - Category-spec calc'!C$6*'Appendix 5- State Goals'!$F19))","v":1586.0245641666615},{"$f":"($E19*'Appendix 4 - Category-spec calc'!D$5+('Appendix 4 - Category-spec calc'!D$6*'Appendix 5- State Goals'!$F19))","v":1504.9915979805787},{"$f":"($E19*'Appendix 4 - Category-spec calc'!E$5+('Appendix 4 - Category-spec calc'!E$6*'Appendix 5- State Goals'!$F19))","v":1462.7943914523651},{"$f":"($E19*'Appendix 4 - Category-spec calc'!F$5+('Appendix 4 - Category-spec calc'!F$6*'Appendix 5- State Goals'!$F19))","v":1419.7207088997657},{"$f":"($E19*'Appendix 4 - Category-spec calc'!G$5+('Appendix 4 - Category-spec calc'!G$6*'Appendix 5- State Goals'!$F19))","v":1375.6922725783434},{"$f":"($E19*'Appendix 4 - Category-spec calc'!H$5+('Appendix 4 - Category-spec calc'!H$6*'Appendix 5- State Goals'!$F19))","v":1331.8721335443122},{"$f":"($E19*'Appendix 4 - Category-spec calc'!I$5+('Appendix 4 - Category-spec calc'!I$6*'Appendix 5- State Goals'!$F19))","v":1287.1043550518814},{"$f":"($E19*'Appendix 4 - Category-spec calc'!L$5+('Appendix 4 - Category-spec calc'!L$6*'Appendix 5- State Goals'!$F19))","v":1242.2015808034269},{"$f":"E19*'Appendix 4 - Category-spec calc'!$K$5+'Appendix 4 - Category-spec calc'!$K$6*'Appendix 5- State Goals'!F19","v":1451.4447747640556},1242.2015808034269,null,4.0205909409960008E-2,"Indiana",3818586.9029064002,3647208.5480822702,3737783.7588285175,4126511.5646164184,4464219.3219438167,4562097.5276194848,5304638.0300925961,6037621.234982037,6684453.3078684816,null,"Indiana",95887348.411292315,92363870.391986489,87781142.153582051,85888548.639600262,83838911.105773687,81373545.678575158,79770510.527717337,78032636.557684585,76113834.185495913,null,"Indiana",92010787,83700336,78901574,85617065,76113835,null,"Indiana",276032361,251101008,157803148,684936520,152227670]
["KS","Kansas",{"$f":"SUMIF('Appendix 3 - State-level Data'!$A$3:$A$56,A20,'Appendix 3 - State-level Data'!$AG$3:$AG$56)","v":29631845.43},{"$f":"SUMIF('Appendix 3 - State-level Data'!$A$3:$A$56,A20,'Appendix 3 - State-level Data'!$Y$3:$Y$56)","v":666705.60000000009},0.97799546257707615,2.2004537422923756E-2,{"$f":"(($E20*'Appendix 4 - Category-spec calc'!$Y$88)+('Appendix 4 - Category-spec calc'!$Z$88*'Appendix 5- State Goals'!$F20))","v":1722.3142975131138},{"$f":"($E20*'Appendix 4 - Category-spec calc'!C$5+('Appendix 4 - Category-spec calc'!C$6*'Appendix 5- State Goals'!$F20))","v":1662.8313529972909},{"$f":"($E20*'Appendix 4 - Category-spec calc'!D$5+('Appendix 4 - Category-spec calc'!D$6*'Appendix 5- State Goals'!$F20))","v":1575.407092105253},{"$f":"($E20*'Appendix 4 - Category-spec calc'!E$5+('Appendix 4 - Category-spec calc'!E$6*'Appendix 5- State Goals'!$F20))","v":1530.6821867709423},{"$f":"($E20*'Appendix 4 - Category-spec calc'!F$5+('Appendix 4 - Category-spec calc'!F$6*'Appendix 5- State Goals'!$F20))","v":1484.9815918859397},{"$f":"($E20*'Appendix 4 - Category-spec calc'!G$5+('Appendix 4 - Category-spec calc'!G$6*'Appendix 5- State Goals'!$F20))","v":1438.263528108773},{"$f":"($E20*'Appendix 4 - Category-spec calc'!H$5+('Appendix 4 - Category-spec calc'!H$6*'Appendix 5- State Goals'!$F20))","v":1390.7172623823747},{"$f":"($E20*'Appendix 4 - Category-spec calc'!I$5+('Appendix 4 - Category-spec calc'!I$6*'Appendix 5- State Goals'!$F20))","v":1342.0968554612566},{"$f":"($E20*'Appendix 4 - Category-spec calc'!L$5+('Appendix 4 - Category-spec calc'!L$6*'Appendix 5- State Goals'!$F20))","v":1293.2495770161586},{"$f":"E20*'Appendix 4 - Category-spec calc'!$K$5+'Appendix 4 - Category-spec calc'!$K$6*'Appendix 5- State Goals'!F20","v":1518.5528147291075},1293.2495770161586,null,1.1157773796165721E-2,"Kansas",1059718.0740071968,1012157.8783854813,1037293.9274856743,1145172.0227436507,1238891.2501101657,1266053.9954511067,1472120.6926773055,1675535.089132145,1855041.1880934099,null,"Kansas",27916981.406645495,26873738.15589878,25500436.296546102,24941620.589297846,24336125.970945545,23609569.736769468,23115662.630913764,22580525.405536957,21990825.383724354,null,"Kansas",26763719,24295773,22848095,24859333,21990826,null,"Kansas",80291157,72887319,45696190,198874664,43981652]
["KY","Kentucky",{"$f":"SUMIF('Appendix 3 - State-level Data'!$A$3:$A$56,A21,'Appendix 3 - State-level Data'!$AG$3:$AG$56)","v":84364121},{"$f":"SUMIF('Appendix 3 - State-level Data'!$A$3:$A$56,A21,'Appendix 3 - State-level Data'!$Y$3:$Y$56)","v":3091968.0000000005},0.96464548054509958,3.5354519454900396E-2,{"$f":"(($E21*'Appendix 4 - Category-spec calc'!$Y$88)+('Appendix 4 - Category-spec calc'!$Z$88*'Appendix 5- State Goals'!$F21))","v":1711.0559884855193},{"$f":"($E21*'Appendix 4 - Category-spec calc'!C$5+('Appendix 4 - Category-spec calc'!C$6*'Appendix 5- State Goals'!$F21))","v":1652.1052281625855},{"$f":"($E21*'Appendix 4 - Category-spec calc'!D$5+('Appendix 4 - Category-spec calc'!D$6*'Appendix 5- State Goals'!$F21))","v":1565.5735163005902},{"$f":"($E21*'Appendix 4 - Category-spec calc'!E$5+('Appendix 4 - Category-spec calc'!E$6*'Appendix 5- State Goals'!$F21))","v":1521.2016059729906},{"$f":"($E21*'Appendix 4 - Category-spec calc'!F$5+('Appendix 4 - Category-spec calc'!F$6*'Appendix 5- State Goals'!$F21))","v":1475.8678613369852},{"$f":"($E21*'Appendix 4 - Category-spec calc'!G$5+('Appendix 4 - Category-spec calc'!G$6*'Appendix 5- State Goals'!$F21))","v":1429.5254060221482},{"$f":"($E21*'Appendix 4 - Category-spec calc'!H$5+('Appendix 4 - Category-spec calc'!H$6*'Appendix 5- State Goals'!$F21))","v":1382.4994966426402},{"$f":"($E21*'Appendix 4 - Category-spec calc'!I$5+('Appendix 4 - Category-spec calc'!I$6*'Appendix 5- State Goals'!$F21))","v":1334.4171121293973},{"$f":"($E21*'Appendix 4 - Category-spec calc'!L$5+('Appendix 4 - Category-spec calc'!L$6*'Appendix 5- State Goals'!$F21))","v":1286.1206866110831},{"$f":"E21*'Appendix 4 - Category-spec calc'!$K$5+'Appendix 4 - Category-spec calc'!$K$6*'Appendix 5- State Goals'!F21","v":1509.1811273426599},1286.1206866110831,null,3.2206664179852601E-2,"Kentucky",3058852.4878142327,2921571.0482816389,2994125.6910775336,3305513.3970668544,3576031.8479809463,3654436.5040870924,4249243.4106849125,4836394.5105055338,5354534.8450467791,null,"Kentucky",80055000.27365464,77070073.739090726,73146992.275239885,71547523.80764173,69814565.99221611,67734460.395704329,66328576.386800915,64805218.456583045,63126120.647894524,null,"Kentucky",76757356,69698851,65566898,71312802,63126121,null,"Kentucky",230272068,209096553,131133796,570502416,126252242]
["LA","Louisiana",{"$f":"SUMIF('Appendix 3 - State-level Data'!$A$3:$A$56,A22,'Appendix 3 - State-level Data'!$AG$3:$AG$56)","v":36937785},{"$f":"SUMIF('Appendix 3 - State-level Data'!$A$3:$A$56,A22,'Appendix 3 - State-level Data'!$Y$3:$Y$56)","v":19352269.379999999},0.6562044646580425,0.3437955353419575,{"$f":"(($E22*'Appendix 4 - Category-spec calc'!$Y$88)+('Appendix 4 - Category-spec calc'!$Z$88*'Appendix 5- State Goals'!$F22))","v":1450.9414605914662},{"$f":"($E22*'Appendix 4 - Category-spec calc'!C$5+('Appendix 4 - Category-spec calc'!C$6*'Appendix 5- State Goals'!$F22))","v":1404.286404689748},{"$f":"($E22*'Appendix 4 - Category-spec calc'!D$5+('Appendix 4 - Category-spec calc'!D$6*'Appendix 5- State Goals'!$F22))","v":1338.3763482648872},{"$f":"($E22*'Appendix 4 - Category-spec calc'!E$5+('Appendix 4 - Category-spec calc'!E$6*'Appendix 5- State Goals'!$F22))","v":1302.1601147173965},{"$f":"($E22*'Appendix 4 - Category-spec calc'!F$5+('Appendix 4 - Category-spec calc'!F$6*'Appendix 5- State Goals'!$F22))","v":1265.3021615250095},{"$f":"($E22*'Appendix 4 - Category-spec calc'!G$5+('Appendix 4 - Category-spec calc'!G$6*'Appendix 5- State Goals'!$F22))","v":1227.637849403121},{"$f":"($E22*'Appendix 4 - Category-spec calc'!H$5+('Appendix 4 - Category-spec calc'!H$6*'Appendix 5- State Goals'!$F22))","v":1192.6343712054372},{"$f":"($E22*'Appendix 4 - Category-spec calc'!I$5+('Appendix 4 - Category-spec calc'!I$6*'Appendix 5- State Goals'!$F22))","v":1156.9825785579822},{"$f":"($E22*'Appendix 4 - Category-spec calc'!L$5+('Appendix 4 - Category-spec calc'!L$6*'Appendix 5- State Goals'!$F22))","v":1121.4131841273947},{"$f":"E22*'Appendix 4 - Category-spec calc'!$K$5+'Appendix 4 - Category-spec calc'!$K$6*'Appendix 5- State Goals'!F22","v":1292.6555341899457},1121.4131841273947,null,2.0729430035252329E-2,"Louisiana",1968793.4236284157,1880433.884744229,1927132.8034267509,2127553.7358492184,2301669.6663334593,2352133.87535909,2734974.1498423326,3112886.8568486976,3446381.6190921599,null,"Louisiana",43693390.865127422,42164346.781804547,40247867.676439926,39419747.451195486,38524271.343615443,37439469.223178029,36828550.980765916,36164861.994266778,35427022.343674265,null,"Louisiana",42035202,38461163,36496707,39310314,35427023,null,"Louisiana",126105606,115383489,72993414,314482512,70854046]
["MA","Massachusetts",{"$f":"SUMIF('Appendix 3 - State-level Data'!$A$3:$A$56,A23,'Appendix 3 - State-level Data'!$AG$3:$AG$56)","v":2611409.2400000002},{"$f":"SUMIF('Appendix 3 - State-level Data'!$A$3:$A$56,A23,'Appendix 3 - State-level Data'!$Y$3:$Y$56)","v":23554516.930000003},9.9801903553257645E-2,0.90019809644674242,{"$f":"(($E23*'Appendix 4 - Category-spec calc'!$Y$88)+('Appendix 4 - Category-spec calc'!$Z$88*'Appendix 5- State Goals'!$F23))","v":981.71596188603826},{"$f":"($E23*'Appendix 4 - Category-spec calc'!C$5+('Appendix 4 - Category-spec calc'!C$6*'Appendix 5- State Goals'!$F23))","v":957.24135890131174},{"$f":"($E23*'Appendix 4 - Category-spec calc'!D$5+('Appendix 4 - Category-spec calc'!D$6*'Appendix 5- State Goals'!$F23))","v":928.53109533293491},{"$f":"($E23*'Appendix 4 - Category-spec calc'!E$5+('Appendix 4 - Category-spec calc'!E$6*'Appendix 5- State Goals'!$F23))","v":907.02704082215519},{"$f":"($E23*'Appendix 4 - Category-spec calc'!F$5+('Appendix 4 - Category-spec calc'!F$6*'Appendix 5- State Goals'!$F23))","v":885.45872754051902},{"$f":"($E23*'Appendix 4 - Category-spec calc'!G$5+('Appendix 4 - Category-spec calc'!G$6*'Appendix 5- State Goals'!$F23))","v":863.44908146329954},{"$f":"($E23*'Appendix 4 - Category-spec calc'!H$5+('Appendix 4 - Category-spec calc'!H$6*'Appendix 5- State Goals'!$F23))","v":850.13309343625724},{"$f":"($E23*'Appendix 4 - Category-spec calc'!I$5+('Appendix 4 - Category-spec calc'!I$6*'Appendix 5- State Goals'!$F23))","v":836.90507970900023},{"$f":"($E23*'Appendix 4 - Category-spec calc'!L$5+('Appendix 4 - Category-spec calc'!L$6*'Appendix 5- State Goals'!$F23))","v":824.29421649743972},{"$f":"E23*'Appendix 4 - Category-spec calc'!$K$5+'Appendix 4 - Category-spec calc'!$K$6*'Appendix 5- State Goals'!F23","v":902.06093629438692},824.29421649743972,null,9.635889355994489E-3,"Massachusetts",915175.93887680059,874102.80088956258,895810.37378009176,988974.24399571773,1069910.470337155,1093368.3046230865,1271328.1674685956,1446997.4948328766,1602019.5395449984,null,"Massachusetts",13742196.516439702,13360280.714884067,12979725.831092037,12763627.67415381,12531785.409350699,12240540.316889396,12203058.026546136,12160197.817233665,12104746.246777836,null,"Massachusetts",13360735,12511985,12181628,12747677,12104747,null,"Massachusetts",40082205,37535955,24363256,101981416,24209494]
["MD","Maryland",{"$f":"SUMIF('Appendix 3 - State-level Data'!$A$3:$A$56,A24,'Appendix 3 - State-level Data'!$AG$3:$AG$56)","v":19190189},{"$f":"SUMIF('Appendix 3 - State-level Data'!$A$3:$A$56,A24,'Appendix 3 - State-level Data'!$Y$3:$Y$56)","v":676555.6},0.96594532150979573,3.4054678490204174E-2,{"$f":"(($E24*'Appendix 4 - Category-spec calc'!$Y$88)+('Appendix 4 - Category-spec calc'!$Z$88*'Appendix 5- State Goals'!$F24))","v":1712.1521705801636},{"$f":"($E24*'Appendix 4 - Category-spec calc'!C$5+('Appendix 4 - Category-spec calc'!C$6*'Appendix 5- State Goals'!$F24))","v":1653.1495933474373},{"$f":"($E24*'Appendix 4 - Category-spec calc'!D$5+('Appendix 4 - Category-spec calc'!D$6*'Appendix 5- State Goals'!$F24))","v":1566.5309771143745},{"$f":"($E24*'Appendix 4 - Category-spec calc'!E$5+('Appendix 4 - Category-spec calc'!E$6*'Appendix 5- State Goals'!$F24))","v":1522.1246969000622},{"$f":"($E24*'Appendix 4 - Category-spec calc'!F$5+('Appendix 4 - Category-spec calc'!F$6*'Appendix 5- State Goals'!$F24))","v":1476.7552333409592},{"$f":"($E24*'Appendix 4 - Category-spec calc'!G$5+('Appendix 4 - Category-spec calc'!G$6*'Appendix 5- State Goals'!$F24))","v":1430.3762063464862},{"$f":"($E24*'Appendix 4 - Category-spec calc'!H$5+('Appendix 4 - Category-spec calc'!H$6*'Appendix 5- State Goals'!$F24))","v":1383.2996316930992},{"$f":"($E24*'Appendix 4 - Category-spec calc'!I$5+('Appendix 4 - Category-spec calc'!I$6*'Appendix 5- State Goals'!$F24))","v":1335.1648618235313},{"$f":"($E24*'Appendix 4 - Category-spec calc'!L$5+('Appendix 4 - Category-spec calc'!L$6*'Appendix 5- State Goals'!$F24))","v":1286.8148016862308},{"$f":"E24*'Appendix 4 - Category-spec calc'!$K$5+'Appendix 4 - Category-spec calc'!$K$6*'Appendix 5- State Goals'!F24","v":1510.0936156998764},1286.8148016862308,null,7.3161466399337856E-3,"Maryland",694856.60563302774,663671.40939684131,680153.10409016651,750888.716638193,812340.36666450382,830150.96505876363,965268.79430098995,1098647.5112676886,1216349.5696491178,null,"Maryland",18197145.190202426,17518498.498874407,16626416.321897605,16262777.561551562,15868787.416475041,15395887.5747969,15076086.211701836,14729565.206945684,14347627.13654916,null,"Maryland",17447354,15842485,14902826,16209396,14347628,null,"Maryland",52342062,47527455,29805652,129675168,28695256]
["ME","Maine",{"$f":"SUMIF('Appendix 3 - State-level Data'!$A$3:$A$56,A25,'Appendix 3 - State-level Data'!$AG$3:$AG$56)","v":68163.317999999999},{"$f":"SUMIF('Appendix 3 - State-level Data'!$A$3:$A$56,A25,'Appendix 3 - State-level Data'!$Y$3:$Y$56)","v":4677598.2119999994},1.4362988441182802E-2,0.98563701155881722,{"$f":"(($E25*'Appendix 4 - Category-spec calc'!$Y$88)+('Appendix 4 - Category-spec calc'!$Z$88*'Appendix 5- State Goals'!$F25))","v":909.66360203939814},{"$f":"($E25*'Appendix 4 - Category-spec calc'!C$5+('Appendix 4 - Category-spec calc'!C$6*'Appendix 5- State Goals'!$F25))","v":888.59493922532693},{"$f":"($E25*'Appendix 4 - Category-spec calc'!D$5+('Appendix 4 - Category-spec calc'!D$6*'Appendix 5- State Goals'!$F25))","v":865.5969246044408},{"$f":"($E25*'Appendix 4 - Category-spec calc'!E$5+('Appendix 4 - Category-spec calc'!E$6*'Appendix 5- State Goals'!$F25))","v":846.35201249109241},{"$f":"($E25*'Appendix 4 - Category-spec calc'!F$5+('Appendix 4 - Category-spec calc'!F$6*'Appendix 5- State Goals'!$F25))","v":827.13151415091693},{"$f":"($E25*'Appendix 4 - Category-spec calc'!G$5+('Appendix 4 - Category-spec calc'!G$6*'Appendix 5- State Goals'!$F25))","v":807.52573494419244},{"$f":"($E25*'Appendix 4 - Category-spec calc'!H$5+('Appendix 4 - Category-spec calc'!H$6*'Appendix 5- State Goals'!$F25))","v":797.53998973271916},{"$f":"($E25*'Appendix 4 - Category-spec calc'!I$5+('Appendix 4 - Category-spec calc'!I$6*'Appendix 5- State Goals'!$F25))","v":787.7552803278769},{"$f":"($E25*'Appendix 4 - Category-spec calc'!L$5+('Appendix 4 - Category-spec calc'!L$6*'Appendix 5- State Goals'!$F25))","v":778.66983582759167},{"$f":"E25*'Appendix 4 - Category-spec calc'!$K$5+'Appendix 4 - Category-spec calc'!$K$6*'Appendix 5- State Goals'!F25","v":842.08281788571037},778.66983582759167,null,1.7476787450942774E-3,"Maine",165987.12140687625,158537.61180764408,162474.75370983512,179372.05397670469,194051.60427655047,198306.19426537823,230583.09765069009,262444.56245762762,290561.19212771463,null,"Maine",2309515.7066510324,2249405.5586932641,2194595.9397741295,2160104.3097269973,2123190.6573227136,2076299.6389596979,2076366.5422879364,2075991.4420865371,2073941.9114929568,null,"Maine",2251173,2119865,2076179,2158184,2073942,null,"Maine",6753519,6359595,4152358,17265472,4147884]
["MI","Michigan",{"$f":"SUMIF('Appendix 3 - State-level Data'!$A$3:$A$56,A26,'Appendix 3 - State-level Data'!$AG$3:$AG$56)","v":53985652},{"$f":"SUMIF('Appendix 3 - State-level Data'!$A$3:$A$56,A26,'Appendix 3 - State-level Data'!$Y$3:$Y$56)","v":18499950.620000001},0.74477758408128958,0.25522241591871037,{"$f":"(($E26*'Appendix 4 - Category-spec calc'!$Y$88)+('Appendix 4 - Category-spec calc'!$Z$88*'Appendix 5- State Goals'!$F26))","v":1525.6369581296983},{"$f":"($E26*'Appendix 4 - Category-spec calc'!C$5+('Appendix 4 - Category-spec calc'!C$6*'Appendix 5- State Goals'!$F26))","v":1475.4510200171264},{"$f":"($E26*'Appendix 4 - Category-spec calc'!D$5+('Appendix 4 - Category-spec calc'!D$6*'Appendix 5- State Goals'!$F26))","v":1403.6191689681445},{"$f":"($E26*'Appendix 4 - Category-spec calc'!E$5+('Appendix 4 - Category-spec calc'!E$6*'Appendix 5- State Goals'!$F26))","v":1365.0609196179098},{"$f":"($E26*'Appendix 4 - Category-spec calc'!F$5+('Appendix 4 - Category-spec calc'!F$6*'Appendix 5- State Goals'!$F26))","v":1325.7690252533894},{"$f":"($E26*'Appendix 4 - Category-spec calc'!G$5+('Appendix 4 - Category-spec calc'!G$6*'Appendix 5- State Goals'!$F26))","v":1285.6126638455441},{"$f":"($E26*'Appendix 4 - Category-spec calc'!H$5+('Appendix 4 - Category-spec calc'!H$6*'Appendix 5- State Goals'!$F26))","v":1247.1567776412178},{"$f":"($E26*'Appendix 4 - Category-spec calc'!I$5+('Appendix 4 - Category-spec calc'!I$6*'Appendix 5- State Goals'!$F26))","v":1207.9353679807218},{"$f":"($E26*'Appendix 4 - Category-spec calc'!L$5+('Appendix 4 - Category-spec calc'!L$6*'Appendix 5- State Goals'!$F26))","v":1168.7112298994086},{"$f":"E26*'Appendix 4 - Category-spec calc'!$K$5+'Appendix 4 - Category-spec calc'!$K$6*'Appendix 5- State Goals'!F26","v":1354.8338640250654},1168.7112298994086,null,2.6693618342075461E-2,"Michigan",{"$f":"U$3*$S26","v":2535246.7557164701},2421464.7653846,2481599.7092870115,2739684.9469780689,2963896.8132820474,3028880.3817339581,3521869.9215163859,4008514.1539093242,4437960.688969342,null,"Michigan",59161223.293186903,57047230.819139786,54354311.577480815,53213468.538943015,51979025.954307534,50488171.313404381,49592779.237060413,48620987.556605436,47544063.389060587,null,"Michigan",56854256,51893556,49106884,53057150,47544064,null,"Michigan",170562768,155680668,98213768,424457200,95088128]
["MN","Minnesota",{"$f":"SUMIF('Appendix 3 - State-level Data'!$A$3:$A$56,A27,'Appendix 3 - State-level Data'!$AG$3:$AG$56)","v":27587742},{"$f":"SUMIF('Appendix 3 - State-level Data'!$A$3:$A$56,A27,'Appendix 3 - State-level Data'!$Y$3:$Y$56)","v":5715510.0300000003},0.8283798223413319,0.17162017765866813,{"$f":"(($E27*'Appendix 4 - Category-spec calc'!$Y$88)+('Appendix 4 - Category-spec calc'!$Z$88*'Appendix 5- State Goals'!$F27))","v":1596.1404113535068},{"$f":"($E27*'Appendix 4 - Category-spec calc'!C$5+('Appendix 4 - Category-spec calc'!C$6*'Appendix 5- State Goals'!$F27))","v":1542.6217504263598},{"$f":"($E27*'Appendix 4 - Category-spec calc'!D$5+('Appendix 4 - Category-spec calc'!D$6*'Appendix 5- State Goals'!$F27))","v":1465.2004464110996},{"$f":"($E27*'Appendix 4 - Category-spec calc'!E$5+('Appendix 4 - Category-spec calc'!E$6*'Appendix 5- State Goals'!$F27))","v":1424.431619354843},{"$f":"($E27*'Appendix 4 - Category-spec calc'!F$5+('Appendix 4 - Category-spec calc'!F$6*'Appendix 5- State Goals'!$F27))","v":1382.8423809303117},{"$f":"($E27*'Appendix 4 - Category-spec calc'!G$5+('Appendix 4 - Category-spec calc'!G$6*'Appendix 5- State Goals'!$F27))","v":1340.3338284794399},{"$f":"($E27*'Appendix 4 - Category-spec calc'!H$5+('Appendix 4 - Category-spec calc'!H$6*'Appendix 5- State Goals'!$F27))","v":1298.6192895526885},{"$f":"($E27*'Appendix 4 - Category-spec calc'!I$5+('Appendix 4 - Category-spec calc'!I$6*'Appendix 5- State Goals'!$F27))","v":1256.0285961414952},{"$f":"($E27*'Appendix 4 - Category-spec calc'!L$5+('Appendix 4 - Category-spec calc'!L$6*'Appendix 5- State Goals'!$F27))","v":1213.3548251302711},{"$f":"E27*'Appendix 4 - Category-spec calc'!$K$5+'Appendix 4 - Category-spec calc'!$K$6*'Appendix 5- State Goals'!F27","v":1413.522635283615},1213.3548251302711,null,1.2264287901408493E-2,"Minnesota",1164810.0948610895,1112533.3645376563,1140162.1503958751,1258738.4939093138,1361751.8375491968,1391608.3066925686,1618110.5953966961,1841697.5552139576,2039005.236650931,null,"Minnesota",28437533.661247157,27403378.636915218,26068535.962389756,25512089.520661201,24909662.318216477,24183957.336545832,23725432.377308104,23228143.241886262,22678367.613921296,null,"Minnesota",27303150,24868570,23476788,25433592,22678368,null,"Minnesota",81909450,74605710,46953576,203468736,45356736]
["MO","Missouri",{"$f":"SUMIF('Appendix 3 - State-level Data'!$A$3:$A$56,A28,'Appendix 3 - State-level Data'!$AG$3:$AG$56)","v":72859571},{"$f":"SUMIF('Appendix 3 - State-level Data'!$A$3:$A$56,A28,'Appendix 3 - State-level Data'!$Y$3:$Y$56)","v":4854569},0.93753300235967352,6.2466997640326455E-2,{"$f":"(($E28*'Appendix 4 - Category-spec calc'!$Y$88)+('Appendix 4 - Category-spec calc'!$Z$88*'Appendix 5- State Goals'!$F28))","v":1688.1914889540358},{"$f":"($E28*'Appendix 4 - Category-spec calc'!C$5+('Appendix 4 - Category-spec calc'!C$6*'Appendix 5- State Goals'!$F28))","v":1630.3215414955516},{"$f":"($E28*'Appendix 4 - Category-spec calc'!D$5+('Appendix 4 - Category-spec calc'!D$6*'Appendix 5- State Goals'!$F28))","v":1545.6025074370539},{"$f":"($E28*'Appendix 4 - Category-spec calc'!E$5+('Appendix 4 - Category-spec calc'!E$6*'Appendix 5- State Goals'!$F28))","v":1501.9474946600351},{"$f":"($E28*'Appendix 4 - Category-spec calc'!F$5+('Appendix 4 - Category-spec calc'!F$6*'Appendix 5- State Goals'!$F28))","v":1457.3587861858332},{"$f":"($E28*'Appendix 4 - Category-spec calc'!G$5+('Appendix 4 - Category-spec calc'!G$6*'Appendix 5- State Goals'!$F28))","v":1411.7791540880453},{"$f":"($E28*'Appendix 4 - Category-spec calc'!H$5+('Appendix 4 - Category-spec calc'!H$6*'Appendix 5- State Goals'!$F28))","v":1365.8100364008337},{"$f":"($E28*'Appendix 4 - Category-spec calc'!I$5+('Appendix 4 - Category-spec calc'!I$6*'Appendix 5- State Goals'!$F28))","v":1318.8203215827155},{"$f":"($E28*'Appendix 4 - Category-spec calc'!L$5+('Appendix 4 - Category-spec calc'!L$6*'Appendix 5- State Goals'!$F28))","v":1271.6426232600656},{"$f":"E28*'Appendix 4 - Category-spec calc'!$K$5+'Appendix 4 - Category-spec calc'!$K$6*'Appendix 5- State Goals'!F28","v":1490.1481676564906},1271.6426232600656,null,2.8619084590051243E-2,"Missouri",2718119.3807711154,2596130.0586641375,2660602.6612280384,2937304.1242620521,3177688.8591307797,3247359.8276242935,3775909.7289617509,4297656.6226813383,4758080.0301148118,null,"Missouri",70186880.864270002,67582045.019564807,64169818.968144871,62772955.506819591,61259725.14855703,59442156.325402886,58228551.595489256,56913330.442338772,55462883.798176534,null,"Missouri",67312915,61158279,57570942,62569433,55462884,null,"Missouri",201938745,183474837,115141884,500555464,110925768]
["MS","Mississippi",{"$f":"SUMIF('Appendix 3 - State-level Data'!$A$3:$A$56,A29,'Appendix 3 - State-level Data'!$AG$3:$AG$56)","v":15557042.4},{"$f":"SUMIF('Appendix 3 - State-level Data'!$A$3:$A$56,A29,'Appendix 3 - State-level Data'!$Y$3:$Y$56)","v":32147488.24000001},0.32611247173566149,0.67388752826433851,{"$f":"(($E29*'Appendix 4 - Category-spec calc'!$Y$88)+('Appendix 4 - Category-spec calc'!$Z$88*'Appendix 5- State Goals'!$F29))","v":1172.5682272078343},{"$f":"($E29*'Appendix 4 - Category-spec calc'!C$5+('Appendix 4 - Category-spec calc'!C$6*'Appendix 5- State Goals'!$F29))","v":1139.0719711016332},{"$f":"($E29*'Appendix 4 - Category-spec calc'!D$5+('Appendix 4 - Category-spec calc'!D$6*'Appendix 5- State Goals'!$F29))","v":1095.2311045380031},{"$f":"($E29*'Appendix 4 - Category-spec calc'!E$5+('Appendix 4 - Category-spec calc'!E$6*'Appendix 5- State Goals'!$F29))","v":1067.743034442557},{"$f":"($E29*'Appendix 4 - Category-spec calc'!F$5+('Appendix 4 - Category-spec calc'!F$6*'Appendix 5- State Goals'!$F29))","v":1039.9558297729375},{"$f":"($E29*'Appendix 4 - Category-spec calc'!G$5+('Appendix 4 - Category-spec calc'!G$6*'Appendix 5- State Goals'!$F29))","v":1011.5788219778993},{"$f":"($E29*'Appendix 4 - Category-spec calc'!H$5+('Appendix 4 - Category-spec calc'!H$6*'Appendix 5- State Goals'!$F29))","v":989.44168795680798},{"$f":"($E29*'Appendix 4 - Category-spec calc'!I$5+('Appendix 4 - Category-spec calc'!I$6*'Appendix 5- State Goals'!$F29))","v":967.09305095608829},{"$f":"($E29*'Appendix 4 - Category-spec calc'!L$5+('Appendix 4 - Category-spec calc'!L$6*'Appendix 5- State Goals'!$F29))","v":945.14405990684327},{"$f":"E29*'Appendix 4 - Category-spec calc'!$K$5+'Appendix 4 - Category-spec calc'!$K$6*'Appendix 5- State Goals'!F29","v":1060.9309551584345},945.14405990684327,null,1.7567716733593804E-2,"Mississippi",1668507.2920214201,1593624.6084556603,1633200.8714684166,1803053.0170552933,1950612.2765405492,1993379.5367999729,2317827.8928278685,2638100.2483833809,2920729.4140317864,null,"Mississippi",29924847.098652214,28984699.997241188,27912475.286547896,27393287.4507972,26833852.981439866,26144906.977500871,25893781.202487417,25618648.458470002,25304336.938787341,null,"Mississippi",28940675,26790683,25756215,27338313,25304337,null,"Mississippi",86822025,80372049,51512430,218706504,50608674]
["MT","Montana",{"$f":"SUMIF('Appendix 3 - State-level Data'!$A$3:$A$56,A30,'Appendix 3 - State-level Data'!$AG$3:$AG$56)","v":15432987.028695652},{"$f":"SUMIF('Appendix 3 - State-level Data'!$A$3:$A$56,A30,'Appendix 3 - State-level Data'!$Y$3:$Y$56)","v":0},1,0,{"$f":"(($E30*'Appendix 4 - Category-spec calc'!$Y$88)+('Appendix 4 - Category-spec calc'!$Z$88*'Appendix 5- State Goals'!$F30))","v":1740.8711676065088},{"$f":"($E30*'Appendix 4 - Category-spec calc'!C$5+('Appendix 4 - Category-spec calc'!C$6*'Appendix 5- State Goals'!$F30))","v":1680.5110333716086},{"$f":"($E30*'Appendix 4 - Category-spec calc'!D$5+('Appendix 4 - Category-spec calc'!D$6*'Appendix 5- State Goals'!$F30))","v":1591.6155998228342},{"$f":"($E30*'Appendix 4 - Category-spec calc'!E$5+('Appendix 4 - Category-spec calc'!E$6*'Appendix 5- State Goals'!$F30))","v":1546.3088591110168},{"$f":"($E30*'Appendix 4 - Category-spec calc'!F$5+('Appendix 4 - Category-spec calc'!F$6*'Appendix 5- State Goals'!$F30))","v":1500.0035914996142},{"$f":"($E30*'Appendix 4 - Category-spec calc'!G$5+('Appendix 4 - Category-spec calc'!G$6*'Appendix 5- State Goals'!$F30))","v":1452.6664189891246},{"$f":"($E30*'Appendix 4 - Category-spec calc'!H$5+('Appendix 4 - Category-spec calc'!H$6*'Appendix 5- State Goals'!$F30))","v":1404.2624591713807},{"$f":"($E30*'Appendix 4 - Category-spec calc'!I$5+('Appendix 4 - Category-spec calc'!I$6*'Appendix 5- State Goals'!$F30))","v":1354.7552395054881},{"$f":"($E30*'Appendix 4 - Category-spec calc'!L$5+('Appendix 4 - Category-spec calc'!L$6*'Appendix 5- State Goals'!$F30))","v":1305},{"$f":"E30*'Appendix 4 - Category-spec calc'!$K$5+'Appendix 4 - Category-spec calc'!$K$6*'Appendix 5- State Goals'!F30","v":1534},1305,null,5.6833667753565112E-3,"Montana",539782.09301276295,515556.64799443854,528360.04309184209,583309.24654214142,631046.43433223362,644882.15525814309,749845.08441568573,853457.0274036238,944890.94759663707,null,"Montana",14373112.156666966,13834051.125084717,13122637.540275766,12834058.538038233,12521339.903206596,12146289.651789298,11888961.46087723,11610185.398740672,11303106.722837524,null,"Montana",13776601,12500563,11749574,12791330,11303107,null,"Montana",41329803,37501689,23499148,102330640,22606214]
["Navajo","Lands of the Navajo Nation",{"$f":"SUMIF('Appendix 3 - State-level Data'!$A$3:$A$56,A31,'Appendix 3 - State-level Data'!$AG$3:$AG$56)","v":29629453},{"$f":"SUMIF('Appendix 3 - State-level Data'!$A$3:$A$56,A31,'Appendix 3 - State-level Data'!$Y$3:$Y$56)","v":0},1,0,{"$f":"(($E31*'Appendix 4 - Category-spec calc'!$Y$88)+('Appendix 4 - Category-spec calc'!$Z$88*'Appendix 5- State Goals'!$F31))","v":1740.8711676065088},{"$f":"($E31*'Appendix 4 - Category-spec calc'!C$5+('Appendix 4 - Category-spec calc'!C$6*'Appendix 5- State Goals'!$F31))","v":1680.5110333716086},{"$f":"($E31*'Appendix 4 - Category-spec calc'!D$5+('Appendix 4 - Category-spec calc'!D$6*'Appendix 5- State Goals'!$F31))","v":1591.6155998228342},{"$f":"($E31*'Appendix 4 - Category-spec calc'!E$5+('Appendix 4 - Category-spec calc'!E$6*'Appendix 5- State Goals'!$F31))","v":1546.3088591110168},{"$f":"($E31*'Appendix 4 - Category-spec calc'!F$5+('Appendix 4 - Category-spec calc'!F$6*'Appendix 5- State Goals'!$F31))","v":1500.0035914996142},{"$f":"($E31*'Appendix 4 - Category-spec calc'!G$5+('Appendix 4 - Category-spec calc'!G$6*'Appendix 5- State Goals'!$F31))","v":1452.6664189891246},{"$f":"($E31*'Appendix 4 - Category-spec calc'!H$5+('Appendix 4 - Category-spec calc'!H$6*'Appendix 5- State Goals'!$F31))","v":1404.2624591713807},{"$f":"($E31*'Appendix 4 - Category-spec calc'!I$5+('Appendix 4 - Category-spec calc'!I$6*'Appendix 5- State Goals'!$F31))","v":1354.7552395054881},{"$f":"($E31*'Appendix 4 - Category-spec calc'!L$5+('Appendix 4 - Category-spec calc'!L$6*'Appendix 5- State Goals'!$F31))","v":1305},{"$f":"E31*'Appendix 4 - Category-spec calc'!$K$5+'Appendix 4 - Category-spec calc'!$K$6*'Appendix 5- State Goals'!F31","v":1534},1305,null,1.0911371106518679E-2,"Lands of the Navajo Nation",1036315.7906778208,989805.89060210017,1014386.8477799676,1119882.6171984742,1211532.1960744732,1238095.0929481057,1439611.1164134988,1638533.4111897196,1814075.3873429648,null,"Lands of the Navajo Nation",27594622.500352446,26559691.059685796,25193863.735690441,24639827.244395182,24039445.602413636,23319394.858099222,22825356.1134267,22290140.071629874,21700586.462982569,null,"Lands of the Navajo Nation",26449393,23999556,22557749,24557793,21700587,null,"Lands of the Navajo Nation",79348179,71998668,45115498,196462344,43401174]
["NC","North Carolina",{"$f":"SUMIF('Appendix 3 - State-level Data'!$A$3:$A$56,A32,'Appendix 3 - State-level Data'!$AG$3:$AG$56)","v":54920452},{"$f":"SUMIF('Appendix 3 - State-level Data'!$A$3:$A$56,A32,'Appendix 3 - State-level Data'!$Y$3:$Y$56)","v":25519801.990000002},0.68274836634438618,0.31725163365561371,{"$f":"(($E32*'Appendix 4 - Category-spec calc'!$Y$88)+('Appendix 4 - Category-spec calc'!$Z$88*'Appendix 5- State Goals'!$F32))","v":1473.3264680968807},{"$f":"($E32*'Appendix 4 - Category-spec calc'!C$5+('Appendix 4 - Category-spec calc'!C$6*'Appendix 5- State Goals'!$F32))","v":1425.6132650859577},{"$f":"($E32*'Appendix 4 - Category-spec calc'!D$5+('Appendix 4 - Category-spec calc'!D$6*'Appendix 5- State Goals'!$F32))","v":1357.9285445718908},{"$f":"($E32*'Appendix 4 - Category-spec calc'!E$5+('Appendix 4 - Category-spec calc'!E$6*'Appendix 5- State Goals'!$F32))","v":1321.0104475513656},{"$f":"($E32*'Appendix 4 - Category-spec calc'!F$5+('Appendix 4 - Category-spec calc'!F$6*'Appendix 5- State Goals'!$F32))","v":1283.4230823702833},{"$f":"($E32*'Appendix 4 - Category-spec calc'!G$5+('Appendix 4 - Category-spec calc'!G$6*'Appendix 5- State Goals'!$F32))","v":1245.0119442172615},{"$f":"($E32*'Appendix 4 - Category-spec calc'!H$5+('Appendix 4 - Category-spec calc'!H$6*'Appendix 5- State Goals'!$F32))","v":1208.9738363338877},{"$f":"($E32*'Appendix 4 - Category-spec calc'!I$5+('Appendix 4 - Category-spec calc'!I$6*'Appendix 5- State Goals'!$F32))","v":1172.2522883964639},{"$f":"($E32*'Appendix 4 - Category-spec calc'!L$5+('Appendix 4 - Category-spec calc'!L$6*'Appendix 5- State Goals'!$F32))","v":1135.5876276279021},{"$f":"E32*'Appendix 4 - Category-spec calc'!$K$5+'Appendix 4 - Category-spec calc'!$K$6*'Appendix 5- State Goals'!F32","v":1311.2893531737591},1135.5876276279021,null,2.962300597272282E-2,"North Carolina",2813467.5795726501,2687199.0259432434,2753933.2460689056,3040341.0473501221,3289158.1754578161,3361273.1136318413,3908363.8787097866,4448412.9952450413,4924987.4749586415,null,"North Carolina",63402533.904068217,61169253.144824579,58355703.077499464,57147530.249906488,55840820.885196634,54259363.680958107,53350190.903213874,52362798.222893715,51266233.439930417,null,"North Carolina",60975831,55749239,52856495,56986025,51266234,null,"North Carolina",182927493,167247717,105712990,455888200,102532468]
["ND","North Dakota",{"$f":"SUMIF('Appendix 3 - State-level Data'!$A$3:$A$56,A33,'Appendix 3 - State-level Data'!$AG$3:$AG$56)","v":28513455.800000001},{"$f":"SUMIF('Appendix 3 - State-level Data'!$A$3:$A$56,A33,'Appendix 3 - State-level Data'!$Y$3:$Y$56)","v":0},1,0,{"$f":"(($E33*'Appendix 4 - Category-spec calc'!$Y$88)+('Appendix 4 - Category-spec calc'!$Z$88*'Appendix 5- State Goals'!$F33))","v":1740.8711676065088},{"$f":"($E33*'Appendix 4 - Category-spec calc'!C$5+('Appendix 4 - Category-spec calc'!C$6*'Appendix 5- State Goals'!$F33))","v":1680.5110333716086},{"$f":"($E33*'Appendix 4 - Category-spec calc'!D$5+('Appendix 4 - Category-spec calc'!D$6*'Appendix 5- State Goals'!$F33))","v":1591.6155998228342},{"$f":"($E33*'Appendix 4 - Category-spec calc'!E$5+('Appendix 4 - Category-spec calc'!E$6*'Appendix 5- State Goals'!$F33))","v":1546.3088591110168},{"$f":"($E33*'Appendix 4 - Category-spec calc'!F$5+('Appendix 4 - Category-spec calc'!F$6*'Appendix 5- State Goals'!$F33))","v":1500.0035914996142},{"$f":"($E33*'Appendix 4 - Category-spec calc'!G$5+('Appendix 4 - Category-spec calc'!G$6*'Appendix 5- State Goals'!$F33))","v":1452.6664189891246},{"$f":"($E33*'Appendix 4 - Category-spec calc'!H$5+('Appendix 4 - Category-spec calc'!H$6*'Appendix 5- State Goals'!$F33))","v":1404.2624591713807},{"$f":"($E33*'Appendix 4 - Category-spec calc'!I$5+('Appendix 4 - Category-spec calc'!I$6*'Appendix 5- State Goals'!$F33))","v":1354.7552395054881},{"$f":"($E33*'Appendix 4 - Category-spec calc'!L$5+('Appendix 4 - Category-spec calc'!L$6*'Appendix 5- State Goals'!$F33))","v":1305},{"$f":"E33*'Appendix 4 - Category-spec calc'!$K$5+'Appendix 4 - Category-spec calc'!$K$6*'Appendix 5- State Goals'!F33","v":1534},1305,null,1.0500392894972359E-2,"North Dakota",997282.82166849647,952524.72302686854,976179.83525633882,1077702.0928019499,1165899.6783722746,1191462.0802811547,1385387.976519342,1576817.8371967007,1745748.0019921903,null,"North Dakota",26555267.455713239,25559316.842332732,24244933.58209591,23711764.947287343,23133996.757919408,22441066.818518698,21965636.107404746,21450579.047417019,20883231.052099809,null,"North Dakota",25453173,23095610,21708108,23632821,20883232,null,"North Dakota",76359519,69286830,43416216,189062568,41766464]
["NE","Nebraska",{"$f":"SUMIF('Appendix 3 - State-level Data'!$A$3:$A$56,A34,'Appendix 3 - State-level Data'!$AG$3:$AG$56)","v":24698864.809999999},{"$f":"SUMIF('Appendix 3 - State-level Data'!$A$3:$A$56,A34,'Appendix 3 - State-level Data'!$Y$3:$Y$56)","v":423638},0.98313711005611382,1.6862889943886128E-2,{"$f":"(($E34*'Appendix 4 - Category-spec calc'!$Y$88)+('Appendix 4 - Category-spec calc'!$Z$88*'Appendix 5- State Goals'!$F34))","v":1726.6503525048963},{"$f":"($E34*'Appendix 4 - Category-spec calc'!C$5+('Appendix 4 - Category-spec calc'!C$6*'Appendix 5- State Goals'!$F34))","v":1666.9624411578675},{"$f":"($E34*'Appendix 4 - Category-spec calc'!D$5+('Appendix 4 - Category-spec calc'!D$6*'Appendix 5- State Goals'!$F34))","v":1579.194421565687},{"$f":"($E34*'Appendix 4 - Category-spec calc'!E$5+('Appendix 4 - Category-spec calc'!E$6*'Appendix 5- State Goals'!$F34))","v":1534.3335627984786},{"$f":"($E34*'Appendix 4 - Category-spec calc'!F$5+('Appendix 4 - Category-spec calc'!F$6*'Appendix 5- State Goals'!$F34))","v":1488.4916782358252},{"$f":"($E34*'Appendix 4 - Category-spec calc'!G$5+('Appendix 4 - Category-spec calc'!G$6*'Appendix 5- State Goals'!$F34))","v":1441.6289516195018},{"$f":"($E34*'Appendix 4 - Category-spec calc'!H$5+('Appendix 4 - Category-spec calc'!H$6*'Appendix 5- State Goals'!$F34))","v":1393.8822744698684},{"$f":"($E34*'Appendix 4 - Category-spec calc'!I$5+('Appendix 4 - Category-spec calc'!I$6*'Appendix 5- State Goals'!$F34))","v":1345.0546521719436},{"$f":"($E34*'Appendix 4 - Category-spec calc'!L$5+('Appendix 4 - Category-spec calc'!L$6*'Appendix 5- State Goals'!$F34))","v":1295.9952167699648},{"$f":"E34*'Appendix 4 - Category-spec calc'!$K$5+'Appendix 4 - Category-spec calc'!$K$6*'Appendix 5- State Goals'!F34","v":1522.1622512593917},1295.9952167699648,null,9.2516372571734059E-3,"Nebraska",878681.30280201009,839246.04575068655,860087.98183953238,949536.73958944913,1027245.4574266499,1049767.8594213668,1220631.1847000807,1389295.31459432,1538135.5172528995,null,"Nebraska",23206064.547568429,22338125.943233144,21194904.289636828,20730055.710103374,20226364.49945569,19622039.432640616,19210321.850607827,18764247.765532386,18272738.010628752,null,"Nebraska",22246365,20192820,18987285,20661516,18272739,null,"Nebraska",66739095,60578460,37974570,165292128,36545478]
["NH","New Hampshire",{"$f":"SUMIF('Appendix 3 - State-level Data'!$A$3:$A$56,A35,'Appendix 3 - State-level Data'!$AG$3:$AG$56)","v":1353955},{"$f":"SUMIF('Appendix 3 - State-level Data'!$A$3:$A$56,A35,'Appendix 3 - State-level Data'!$Y$3:$Y$56)","v":6946868.9900000002},0.16311091545021422,0.83688908454978572,{"$f":"(($E35*'Appendix 4 - Category-spec calc'!$Y$88)+('Appendix 4 - Category-spec calc'!$Z$88*'Appendix 5- State Goals'!$F35))","v":1035.1057281389344},{"$f":"($E35*'Appendix 4 - Category-spec calc'!C$5+('Appendix 4 - Category-spec calc'!C$6*'Appendix 5- State Goals'!$F35))","v":1008.1073722893514},{"$f":"($E35*'Appendix 4 - Category-spec calc'!D$5+('Appendix 4 - Category-spec calc'!D$6*'Appendix 5- State Goals'!$F35))","v":975.16441409814752},{"$f":"($E35*'Appendix 4 - Category-spec calc'!E$5+('Appendix 4 - Category-spec calc'!E$6*'Appendix 5- State Goals'!$F35))","v":951.98636744071791},{"$f":"($E35*'Appendix 4 - Category-spec calc'!F$5+('Appendix 4 - Category-spec calc'!F$6*'Appendix 5- State Goals'!$F35))","v":928.67835692783967},{"$f":"($E35*'Appendix 4 - Category-spec calc'!G$5+('Appendix 4 - Category-spec calc'!G$6*'Appendix 5- State Goals'!$F35))","v":904.88747994309711},{"$f":"($E35*'Appendix 4 - Category-spec calc'!H$5+('Appendix 4 - Category-spec calc'!H$6*'Appendix 5- State Goals'!$F35))","v":889.10382970669696},{"$f":"($E35*'Appendix 4 - Category-spec calc'!I$5+('Appendix 4 - Category-spec calc'!I$6*'Appendix 5- State Goals'!$F35))","v":873.32437681349734},{"$f":"($E35*'Appendix 4 - Category-spec calc'!L$5+('Appendix 4 - Category-spec calc'!L$6*'Appendix 5- State Goals'!$F35))","v":858.10122885041437},{"$f":"E35*'Appendix 4 - Category-spec calc'!$K$5+'Appendix 4 - Category-spec calc'!$K$6*'Appendix 5- State Goals'!F35","v":946.50386264605027},858.10122885041437,null,3.0568694955247101E-3,"New Hampshire",290328.51117684401,277298.55431867845,284185.01958819269,313740.1319837083,339416.17207149829,346857.88662534259,403313.50333723181,459042.47533763654,508221.34633822052,null,"New Hampshire",4596635.9351222422,4463607.6471314933,4324461.1994922888,4249811.9670699751,4169606.2450842932,4069523.2098079473,4048734.7800046699,4025548.9527578061,3997578.9949658387,null,"New Hampshire",4461569,4162981,4037142,4243492,3997579,null,"New Hampshire",13384707,12488943,8074284,33947936,7995158]
["NJ","New Jersey",{"$f":"SUMIF('Appendix 3 - State-level Data'!$A$3:$A$56,A36,'Appendix 3 - State-level Data'!$AG$3:$AG$56)","v":2775579},{"$f":"SUMIF('Appendix 3 - State-level Data'!$A$3:$A$56,A36,'Appendix 3 - State-level Data'!$Y$3:$Y$56)","v":33664782.100000009},7.6167713936292444E-2,0.9238322860637076,{"$f":"(($E36*'Appendix 4 - Category-spec calc'!$Y$88)+('Appendix 4 - Category-spec calc'!$Z$88*'Appendix 5- State Goals'!$F36))","v":961.78477323820118},{"$f":"($E36*'Appendix 4 - Category-spec calc'!C$5+('Appendix 4 - Category-spec calc'!C$6*'Appendix 5- State Goals'!$F36))","v":938.25232448976976},{"$f":"($E36*'Appendix 4 - Category-spec calc'!D$5+('Appendix 4 - Category-spec calc'!D$6*'Appendix 5- State Goals'!$F36))","v":911.12218836785246},{"$f":"($E36*'Appendix 4 - Category-spec calc'!E$5+('Appendix 4 - Category-spec calc'!E$6*'Appendix 5- State Goals'!$F36))","v":890.24305986090349},{"$f":"($E36*'Appendix 4 - Category-spec calc'!F$5+('Appendix 4 - Category-spec calc'!F$6*'Appendix 5- State Goals'!$F36))","v":869.32420126205704},{"$f":"($E36*'Appendix 4 - Category-spec calc'!G$5+('Appendix 4 - Category-spec calc'!G$6*'Appendix 5- State Goals'!$F36))","v":847.97951500269915},{"$f":"($E36*'Appendix 4 - Category-spec calc'!H$5+('Appendix 4 - Category-spec calc'!H$6*'Appendix 5- State Goals'!$F36))","v":835.58474174143964},{"$f":"($E36*'Appendix 4 - Category-spec calc'!I$5+('Appendix 4 - Category-spec calc'!I$6*'Appendix 5- State Goals'!$F36))","v":823.30921795577558},{"$f":"($E36*'Appendix 4 - Category-spec calc'!L$5+('Appendix 4 - Category-spec calc'!L$6*'Appendix 5- State Goals'!$F36))","v":811.67355924198023},{"$f":"E36*'Appendix 4 - Category-spec calc'!$K$5+'Appendix 4 - Category-spec calc'!$K$6*'Appendix 5- State Goals'!F36","v":885.46973518327741},811.67355924198023,null,1.3419562730963928E-2,"New Jersey",{"$f":"U$3*$S36","v":1274533.2026862532},1217332.0942660547,1247563.4642392069,1377309.4953972143,1490026.5188570919,1522695.4160499368,1770533.830836568,2015182.2977686487,2231076.0234891959,null,"New Jersey",18749718.845970996,18237291.420781918,17737493.528838791,17446529.503608018,17134560.016843949,16741554.386449475,16703935.913138211,16659960.761247765,16599744.213974925,null,"New Jersey",18241502,17107548,16681949,17426381,16599745,null,"New Jersey",54724506,51322644,33363898,139411048,33199490]
["NM","New Mexico",{"$f":"SUMIF('Appendix 3 - State-level Data'!$A$3:$A$56,A37,'Appendix 3 - State-level Data'!$AG$3:$AG$56)","v":13561988},{"$f":"SUMIF('Appendix 3 - State-level Data'!$A$3:$A$56,A37,'Appendix 3 - State-level Data'!$Y$3:$Y$56)","v":5730957.0099999998},0.70295063780933886,0.29704936219066125,{"$f":"(($E37*'Appendix 4 - Category-spec calc'!$Y$88)+('Appendix 4 - Category-spec calc'!$Z$88*'Appendix 5- State Goals'!$F37))","v":1490.363450968244},{"$f":"($E37*'Appendix 4 - Category-spec calc'!C$5+('Appendix 4 - Category-spec calc'!C$6*'Appendix 5- State Goals'!$F37))","v":1441.8449038371307},{"$f":"($E37*'Appendix 4 - Category-spec calc'!D$5+('Appendix 4 - Category-spec calc'!D$6*'Appendix 5- State Goals'!$F37))","v":1372.8095060144719},{"$f":"($E37*'Appendix 4 - Category-spec calc'!E$5+('Appendix 4 - Category-spec calc'!E$6*'Appendix 5- State Goals'!$F37))","v":1335.3572284284394},{"$f":"($E37*'Appendix 4 - Category-spec calc'!F$5+('Appendix 4 - Category-spec calc'!F$6*'Appendix 5- State Goals'!$F37))","v":1297.2147158097446},{"$f":"($E37*'Appendix 4 - Category-spec calc'!G$5+('Appendix 4 - Category-spec calc'!G$6*'Appendix 5- State Goals'!$F37))","v":1258.2351765830474},{"$f":"($E37*'Appendix 4 - Category-spec calc'!H$5+('Appendix 4 - Category-spec calc'!H$6*'Appendix 5- State Goals'!$F37))","v":1221.4096234317171},{"$f":"($E37*'Appendix 4 - Category-spec calc'!I$5+('Appendix 4 - Category-spec calc'!I$6*'Appendix 5- State Goals'!$F37))","v":1183.8738965154685},{"$f":"($E37*'Appendix 4 - Category-spec calc'!L$5+('Appendix 4 - Category-spec calc'!L$6*'Appendix 5- State Goals'!$F37))","v":1146.375640590187},{"$f":"E37*'Appendix 4 - Category-spec calc'!$K$5+'Appendix 4 - Category-spec calc'!$K$6*'Appendix 5- State Goals'!F37","v":1325.471347742156},1146.375640590187,null,7.1048386462540403E-3,"New Mexico",674787.46781258052,644502.97539952537,660508.63892378146,729201.23605606356,788878.01393800101,806174.19921314914,937389.49904847506,1066915.916373177,1181218.4548935909,null,"New Mexico",15382428.631421361,14837990.551926922,14149521.692690482,13855230.92993436,13536890.257799229,13151887.77163584,12927230.904818106,12683300.895294765,12412601.16026059,null,"New Mexico",14789981,13514670,12805266,13815561,12412602,null,"New Mexico",44369943,40544010,25610532,110524488,24825204]
["NV","Nevada",{"$f":"SUMIF('Appendix 3 - State-level Data'!$A$3:$A$56,A38,'Appendix 3 - State-level Data'!$AG$3:$AG$56)","v":4413515.04},{"$f":"SUMIF('Appendix 3 - State-level Data'!$A$3:$A$56,A38,'Appendix 3 - State-level Data'!$Y$3:$Y$56)","v":23783255.680000003},{"$f":"C38/($C38+$D38)","v":0.1565255498165784},{"$f":"D38/($C38+$D38)","v":0.8434744501834216},{"$f":"(($E38*'Appendix 4 - Category-spec calc'!$Y$88)+('Appendix 4 - Category-spec calc'!$Z$88*'Appendix 5- State Goals'!$F38))","v":1029.5521565172207},{"$f":"($E38*'Appendix 4 - Category-spec calc'!C$5+('Appendix 4 - Category-spec calc'!C$6*'Appendix 5- State Goals'!$F38))","v":1002.8163199344219},{"$f":"($E38*'Appendix 4 - Category-spec calc'!D$5+('Appendix 4 - Category-spec calc'!D$6*'Appendix 5- State Goals'!$F38))","v":970.31364411174093},{"$f":"($E38*'Appendix 4 - Category-spec calc'!E$5+('Appendix 4 - Category-spec calc'!E$6*'Appendix 5- State Goals'!$F38))","v":947.30972511833909},{"$f":"($E38*'Appendix 4 - Category-spec calc'!F$5+('Appendix 4 - Category-spec calc'!F$6*'Appendix 5- State Goals'!$F38))","v":924.18267687317405},{"$f":"($E38*'Appendix 4 - Category-spec calc'!G$5+('Appendix 4 - Category-spec calc'!G$6*'Appendix 5- State Goals'!$F38))","v":900.57708246436346},{"$f":"($E38*'Appendix 4 - Category-spec calc'!H$5+('Appendix 4 - Category-spec calc'!H$6*'Appendix 5- State Goals'!$F38))","v":885.05011697823829},{"$f":"($E38*'Appendix 4 - Category-spec calc'!I$5+('Appendix 4 - Category-spec calc'!I$6*'Appendix 5- State Goals'!$F38))","v":869.53606326433805},{"$f":"($E38*'Appendix 4 - Category-spec calc'!L$5+('Appendix 4 - Category-spec calc'!L$6*'Appendix 5- State Goals'!$F38))","v":854.58464360205289},{"$f":"E38*'Appendix 4 - Category-spec calc'!$K$5+'Appendix 4 - Category-spec calc'!$K$6*'Appendix 5- State Goals'!F38","v":941.88093597123805},{"$f":"O38","v":854.58464360205289},null,{"$f":"(C38+D38)/SUM($C$6:$D$55)","v":1.038377014018247E-2},"Nevada",986206.48660837673,941945.49439076125,965337.88079838292,1065732.5800263309,1152950.5979273396,1178229.0906759172,1370001.1463416032,1559304.8886989581,1726358.8283491016,null,"Nevada",{"$f":"(U38*G38*2/2000)+(G38*($C38+$D38)/2000)","v":15530374.06585774},{"$f":"(V38*H38*2/2000)+(H38*($C38+$D38)/2000)","v":15082689.237996284},{"$f":"(W38*I38*2/2000)+(I38*($C38+$D38)/2000)","v":14616536.191669803},{"$f":"(X38*J38*2/2000)+(J38*($C38+$D38)/2000)","v":14365116.397428418},{"$f":"(Y38*K38*2/2000)+(K38*($C38+$D38)/2000)","v":14095020.491489384},{"$f":"(Z38*L38*2/2000)+(L38*($C38+$D38)/2000)","v":13757768.871922655},{"$f":"(AA38*M38*2/2000)+(M38*($C38+$D38)/2000)","v":13690297.28690224},{"$f":"(AB38*N38*2/2000)+(N38*($C38+$D38)/2000)","v":13614926.338666108},{"$f":"(AC38*O38*2/2000)+(O38*($C38+$D38)/2000)","v":13523583.372293977},null,"Nevada",{"$f":"ROUNDUP(AVERAGE(AF38:AH38),0)","v":15076534},{"$f":"ROUNDUP(AVERAGE(AI38:AK38),0)","v":14072636},{"$f":"ROUNDUP(AVERAGE(AL38:AM38),0)","v":13652612},{"$f":"ROUNDUP(AVERAGE(AF38:AM38),0)","v":14344092},{"$f":"ROUNDUP(AN38,0)","v":13523584},null,"Nevada",{"$f":"AQ38*3","v":45229602},{"$f":"AR38*3","v":42217908},{"$f":"AS38*2","v":27305224},{"$f":"AT38*8","v":114752736},{"$f":"AU38*2","v":27047168}]
["NY","New York",{"$f":"SUMIF('Appendix 3 - State-level Data'!$A$3:$A$56,A39,'Appendix 3 - State-level Data'!$AG$3:$AG$56)","v":16661795.41},{"$f":"SUMIF('Appendix 3 - State-level Data'!$A$3:$A$56,A39,'Appendix 3 - State-level Data'!$Y$3:$Y$56)","v":44035433.690000013},0.27450668930124189,0.72549331069875822,{"$f":"(($E39*'Appendix 4 - Category-spec calc'!$Y$88)+('Appendix 4 - Category-spec calc'!$Z$88*'Appendix 5- State Goals'!$F39))","v":1129.0480303367165},{"$f":"($E39*'Appendix 4 - Category-spec calc'!C$5+('Appendix 4 - Category-spec calc'!C$6*'Appendix 5- State Goals'!$F39))","v":1097.6089891097181},{"$f":"($E39*'Appendix 4 - Category-spec calc'!D$5+('Appendix 4 - Category-spec calc'!D$6*'Appendix 5- State Goals'!$F39))","v":1057.218366220282},{"$f":"($E39*'Appendix 4 - Category-spec calc'!E$5+('Appendix 4 - Category-spec calc'!E$6*'Appendix 5- State Goals'!$F39))","v":1031.0948360525408},{"$f":"($E39*'Appendix 4 - Category-spec calc'!F$5+('Appendix 4 - Category-spec calc'!F$6*'Appendix 5- State Goals'!$F39))","v":1004.7257302305761},{"$f":"($E39*'Appendix 4 - Category-spec calc'!G$5+('Appendix 4 - Category-spec calc'!G$6*'Appendix 5- State Goals'!$F39))","v":977.80067709293667},{"$f":"($E39*'Appendix 4 - Category-spec calc'!H$5+('Appendix 4 - Category-spec calc'!H$6*'Appendix 5- State Goals'!$F39))","v":957.67503614813972},{"$f":"($E39*'Appendix 4 - Category-spec calc'!I$5+('Appendix 4 - Category-spec calc'!I$6*'Appendix 5- State Goals'!$F39))","v":937.40618227066},{"$f":"($E39*'Appendix 4 - Category-spec calc'!L$5+('Appendix 4 - Category-spec calc'!L$6*'Appendix 5- State Goals'!$F39))","v":917.58657208686327},{"$f":"E39*'Appendix 4 - Category-spec calc'!$K$5+'Appendix 4 - Category-spec calc'!$K$6*'Appendix 5- State Goals'!F39","v":1024.7036958894719},917.58657208686327,null,2.2352420473219163E-2,"New York",2122938.1779919919,2027660.6154830207,2078015.7803023746,2294128.4734889776,2481876.6403537197,2536291.8952387339,2949106.2743499493,3356607.2869109982,3716212.6951930975,null,"New York",36661942.649514198,35536490.655523896,34282029.139831319,33657763.766109593,32985639.235056642,32154883.788292319,31888395.994110007,31595483.324724428,31257428.060647927,null,"New York",35493488,32932763,31741940,33595329,31257429,null,"New York",106480464,98798289,63483880,268762632,62514858]
["OH","Ohio",{"$f":"SUMIF('Appendix 3 - State-level Data'!$A$3:$A$56,A40,'Appendix 3 - State-level Data'!$AG$3:$AG$56)","v":86729104.549999997},{"$f":"SUMIF('Appendix 3 - State-level Data'!$A$3:$A$56,A40,'Appendix 3 - State-level Data'!$Y$3:$Y$56)","v":23687008.750000004},0.78547507205182521,0.21452492794817479,{"$f":"(($E40*'Appendix 4 - Category-spec calc'!$Y$88)+('Appendix 4 - Category-spec calc'!$Z$88*'Appendix 5- State Goals'!$F40))","v":1559.9579703319346},{"$f":"($E40*'Appendix 4 - Category-spec calc'!C$5+('Appendix 4 - Category-spec calc'!C$6*'Appendix 5- State Goals'!$F40))","v":1508.1496660067089},{"$f":"($E40*'Appendix 4 - Category-spec calc'!D$5+('Appendix 4 - Category-spec calc'!D$6*'Appendix 5- State Goals'!$F40))","v":1433.5968747102972},{"$f":"($E40*'Appendix 4 - Category-spec calc'!E$5+('Appendix 4 - Category-spec calc'!E$6*'Appendix 5- State Goals'!$F40))","v":1393.9625182907885},{"$f":"($E40*'Appendix 4 - Category-spec calc'!F$5+('Appendix 4 - Category-spec calc'!F$6*'Appendix 5- State Goals'!$F40))","v":1353.5522790805755},{"$f":"($E40*'Appendix 4 - Category-spec calc'!G$5+('Appendix 4 - Category-spec calc'!G$6*'Appendix 5- State Goals'!$F40))","v":1312.2508733692487},{"$f":"($E40*'Appendix 4 - Category-spec calc'!H$5+('Appendix 4 - Category-spec calc'!H$6*'Appendix 5- State Goals'!$F40))","v":1272.2086782008187},{"$f":"($E40*'Appendix 4 - Category-spec calc'!I$5+('Appendix 4 - Category-spec calc'!I$6*'Appendix 5- State Goals'!$F40))","v":1231.3471044996563},{"$f":"($E40*'Appendix 4 - Category-spec calc'!L$5+('Appendix 4 - Category-spec calc'!L$6*'Appendix 5- State Goals'!$F40))","v":1190.4436884756747},{"$f":"E40*'Appendix 4 - Category-spec calc'!$K$5+'Appendix 4 - Category-spec calc'!$K$6*'Appendix 5- State Goals'!F40","v":1383.4035005803812},1190.4436884756747,null,4.066194500302496E-2,"Ohio",3861899.2310813619,3688577.016988093,3780179.5772099728,4173316.5287691024,4514854.7368848436,4613843.1262680441,5364805.8956016628,6106102.963688178,6760271.7304164274,null,"Ohio",92146648.483848602,88824938.393787593,84565351.100000948,82775408.495842054,80838082.82104525,78501340.228015408,77061321.393979758,75499012.905144706,73769805.405854762,null,"Ohio",88512313,80704944,76280168,82526513,73769806,null,"Ohio",265536939,242114832,152560336,660212104,147539612]
["OK","Oklahoma",{"$f":"SUMIF('Appendix 3 - State-level Data'!$A$3:$A$56,A41,'Appendix 3 - State-level Data'!$AG$3:$AG$56)","v":37590917.719999999},{"$f":"SUMIF('Appendix 3 - State-level Data'!$A$3:$A$56,A41,'Appendix 3 - State-level Data'!$Y$3:$Y$56)","v":29943375.989999991},0.55661969134407052,0.44338030865592942,{"$f":"(($E41*'Appendix 4 - Category-spec calc'!$Y$88)+('Appendix 4 - Category-spec calc'!$Z$88*'Appendix 5- State Goals'!$F41))","v":1366.9596132956276},{"$f":"($E41*'Appendix 4 - Category-spec calc'!C$5+('Appendix 4 - Category-spec calc'!C$6*'Appendix 5- State Goals'!$F41))","v":1324.2744085954459},{"$f":"($E41*'Appendix 4 - Category-spec calc'!D$5+('Appendix 4 - Category-spec calc'!D$6*'Appendix 5- State Goals'!$F41))","v":1265.0223605945293},{"$f":"($E41*'Appendix 4 - Category-spec calc'!E$5+('Appendix 4 - Category-spec calc'!E$6*'Appendix 5- State Goals'!$F41))","v":1231.439308697778},{"$f":"($E41*'Appendix 4 - Category-spec calc'!F$5+('Appendix 4 - Category-spec calc'!F$6*'Appendix 5- State Goals'!$F41))","v":1197.3178909403482},{"$f":"($E41*'Appendix 4 - Category-spec calc'!G$5+('Appendix 4 - Category-spec calc'!G$6*'Appendix 5- State Goals'!$F41))","v":1162.4554465278188},{"$f":"($E41*'Appendix 4 - Category-spec calc'!H$5+('Appendix 4 - Category-spec calc'!H$6*'Appendix 5- State Goals'!$F41))","v":1131.3335891984934},{"$f":"($E41*'Appendix 4 - Category-spec calc'!I$5+('Appendix 4 - Category-spec calc'!I$6*'Appendix 5- State Goals'!$F41))","v":1099.695198171938},{"$f":"($E41*'Appendix 4 - Category-spec calc'!L$5+('Appendix 4 - Category-spec calc'!L$6*'Appendix 5- State Goals'!$F41))","v":1068.2349151777337},{"$f":"E41*'Appendix 4 - Category-spec calc'!$K$5+'Appendix 4 - Category-spec calc'!$K$6*'Appendix 5- State Goals'!F41","v":1222.7470233235374},1068.2349151777337,null,2.4870244519412495E-2,"Oklahoma",2362070.4366005957,2256060.6073898952,2312087.8847656548,2552543.9700356685,2761440.4885846111,2821985.193181498,3281299.859435482,3734702.6502627204,4134814.7743700095,null,"Oklahoma",49387180.897600047,47704611.757967427,45641038.69894249,44725494.961698942,43736331.157251023,42533235.833134145,41914152.195671417,41240603.823504083,40488198.766219787,null,"Oklahoma",47577611,43665021,41577379,44610332,40488199,null,"Oklahoma",142732833,130995063,83154758,356882656,80976398]
["OR","Oregon",{"$f":"SUMIF('Appendix 3 - State-level Data'!$A$3:$A$56,A42,'Appendix 3 - State-level Data'!$AG$3:$AG$56)","v":3116930.7338761222},{"$f":"SUMIF('Appendix 3 - State-level Data'!$A$3:$A$56,A42,'Appendix 3 - State-level Data'!$Y$3:$Y$56)","v":13486829.823949961},0.18772438466700098,0.81227561533299908,{"$f":"(($E42*'Appendix 4 - Category-spec calc'!$Y$88)+('Appendix 4 - Category-spec calc'!$Z$88*'Appendix 5- State Goals'!$F42))","v":1055.8627630188341},{"$f":"($E42*'Appendix 4 - Category-spec calc'!C$5+('Appendix 4 - Category-spec calc'!C$6*'Appendix 5- State Goals'!$F42))","v":1027.883214893639},{"$f":"($E42*'Appendix 4 - Category-spec calc'!D$5+('Appendix 4 - Category-spec calc'!D$6*'Appendix 5- State Goals'!$F42))","v":993.29465687894435},{"$f":"($E42*'Appendix 4 - Category-spec calc'!E$5+('Appendix 4 - Category-spec calc'!E$6*'Appendix 5- State Goals'!$F42))","v":969.46579048928174},{"$f":"($E42*'Appendix 4 - Category-spec calc'!F$5+('Appendix 4 - Category-spec calc'!F$6*'Appendix 5- State Goals'!$F42))","v":945.48141522256094},{"$f":"($E42*'Appendix 4 - Category-spec calc'!G$5+('Appendix 4 - Category-spec calc'!G$6*'Appendix 5- State Goals'!$F42))","v":920.99802589563137},{"$f":"($E42*'Appendix 4 - Category-spec calc'!H$5+('Appendix 4 - Category-spec calc'!H$6*'Appendix 5- State Goals'!$F42))","v":904.25499047839276},{"$f":"($E42*'Appendix 4 - Category-spec calc'!I$5+('Appendix 4 - Category-spec calc'!I$6*'Appendix 5- State Goals'!$F42))","v":887.48358134566683},{"$f":"($E42*'Appendix 4 - Category-spec calc'!L$5+('Appendix 4 - Category-spec calc'!L$6*'Appendix 5- State Goals'!$F42))","v":871.24482141217845},{"$f":"E42*'Appendix 4 - Category-spec calc'!$K$5+'Appendix 4 - Category-spec calc'!$K$6*'Appendix 5- State Goals'!F42","v":963.78251803623471},871.24482141217845,null,6.1145169710091511E-3,"Oregon",580730.91159356723,554667.68172477139,568442.36488424393,627560.11151589849,678918.72629973141,693804.04934001912,806729.65084149293,918201.77798733232,1016572.0361185269,null,"Oregon",9378818.3944303226,9103496.9906400964,8810844.0868761558,8656786.9867341127,8491178.5532779396,8285007.5079013379,8236505.9853015803,8182671.4441588661,8118653.3230475793,null,"Oregon",9097720,8477658,8209589,8643164,8118654,null,"Oregon",27293160,25432974,16419178,69145312,16237308]
["PA","Pennsylvania",{"$f":"SUMIF('Appendix 3 - State-level Data'!$A$3:$A$56,A43,'Appendix 3 - State-level Data'!$AG$3:$AG$56)","v":88716924.700000003},{"$f":"SUMIF('Appendix 3 - State-level Data'!$A$3:$A$56,A43,'Appendix 3 - State-level Data'!$Y$3:$Y$56)","v":57420455.120000005},0.60707893359846887,0.39292106640153124,{"$f":"(($E43*'Appendix 4 - Category-spec calc'!$Y$88)+('Appendix 4 - Category-spec calc'!$Z$88*'Appendix 5- State Goals'!$F43))","v":1409.5129097148711},{"$f":"($E43*'Appendix 4 - Category-spec calc'!C$5+('Appendix 4 - Category-spec calc'!C$6*'Appendix 5- State Goals'!$F43))","v":1364.8161958569522},{"$f":"($E43*'Appendix 4 - Category-spec calc'!D$5+('Appendix 4 - Category-spec calc'!D$6*'Appendix 5- State Goals'!$F43))","v":1302.1905592157682},{"$f":"($E43*'Appendix 4 - Category-spec calc'!E$5+('Appendix 4 - Category-spec calc'!E$6*'Appendix 5- State Goals'!$F43))","v":1267.2732837585977},{"$f":"($E43*'Appendix 4 - Category-spec calc'!F$5+('Appendix 4 - Category-spec calc'!F$6*'Appendix 5- State Goals'!$F43))","v":1231.7652734543847},{"$f":"($E43*'Appendix 4 - Category-spec calc'!G$5+('Appendix 4 - Category-spec calc'!G$6*'Appendix 5- State Goals'!$F43))","v":1195.4831328693733},{"$f":"($E43*'Appendix 4 - Category-spec calc'!H$5+('Appendix 4 - Category-spec calc'!H$6*'Appendix 5- State Goals'!$F43))","v":1162.3944723710665},{"$f":"($E43*'Appendix 4 - Category-spec calc'!I$5+('Appendix 4 - Category-spec calc'!I$6*'Appendix 5- State Goals'!$F43))","v":1128.7225053477603},{"$f":"($E43*'Appendix 4 - Category-spec calc'!L$5+('Appendix 4 - Category-spec calc'!L$6*'Appendix 5- State Goals'!$F43))","v":1095.1801505415824},{"$f":"E43*'Appendix 4 - Category-spec calc'!$K$5+'Appendix 4 - Category-spec calc'!$K$6*'Appendix 5- State Goals'!F43","v":1258.1694113861254},1095.1801505415824,null,5.3816693266335154E-2,"Pennsylvania",5111281.4777832152,4881886.9313244661,5003124.2918468202,5523446.9358360777,5975477.870006375,6106490.4860523595,7100400.9595591826,8081518.7326877853,8947320.8939177003,null,"Pennsylvania",110195678.95221968,106388209.74943149,101664379.39449246,99597715.338227749,97363860.940513805,94652592.705370456,93188108.08178933,91596066.808668017,89822307.059054628,null,"Pennsylvania",106082757,97204723,92392088,99330827,89822308,null,"Pennsylvania",318248271,291614169,184784176,794646616,179644616]
["RI","Rhode Island",{"$f":"SUMIF('Appendix 3 - State-level Data'!$A$3:$A$56,A44,'Appendix 3 - State-level Data'!$AG$3:$AG$56)","v":0},{"$f":"SUMIF('Appendix 3 - State-level Data'!$A$3:$A$56,A44,'Appendix 3 - State-level Data'!$Y$3:$Y$56)","v":8140017.2799999984},0,1,{"$f":"(($E44*'Appendix 4 - Category-spec calc'!$Y$88)+('Appendix 4 - Category-spec calc'!$Z$88*'Appendix 5- State Goals'!$F44))","v":897.55100428134244},{"$f":"($E44*'Appendix 4 - Category-spec calc'!C$5+('Appendix 4 - Category-spec calc'!C$6*'Appendix 5- State Goals'!$F44))","v":877.05490818629266},{"$f":"($E44*'Appendix 4 - Category-spec calc'!D$5+('Appendix 4 - Category-spec calc'!D$6*'Appendix 5- State Goals'!$F44))","v":855.01716986922361},{"$f":"($E44*'Appendix 4 - Category-spec calc'!E$5+('Appendix 4 - Category-spec calc'!E$6*'Appendix 5- State Goals'!$F44))","v":836.15203828209951},{"$f":"($E44*'Appendix 4 - Category-spec calc'!F$5+('Appendix 4 - Category-spec calc'!F$6*'Appendix 5- State Goals'!$F44))","v":817.32622705636129},{"$f":"($E44*'Appendix 4 - Category-spec calc'!G$5+('Appendix 4 - Category-spec calc'!G$6*'Appendix 5- State Goals'!$F44))","v":798.12455775704575},{"$f":"($E44*'Appendix 4 - Category-spec calc'!H$5+('Appendix 4 - Category-spec calc'!H$6*'Appendix 5- State Goals'!$F44))","v":788.69865391298231},{"$f":"($E44*'Appendix 4 - Category-spec calc'!I$5+('Appendix 4 - Category-spec calc'!I$6*'Appendix 5- State Goals'!$F44))","v":779.49279245017487},{"$f":"($E44*'Appendix 4 - Category-spec calc'!L$5+('Appendix 4 - Category-spec calc'!L$6*'Appendix 5- State Goals'!$F44))","v":771},{"$f":"E44*'Appendix 4 - Category-spec calc'!$K$5+'Appendix 4 - Category-spec calc'!$K$6*'Appendix 5- State Goals'!F44","v":832},771,null,2.9976506604949731E-3,"Rhode Island",284704.15716599033,271926.62157303019,278679.67962600134,307662.23917691642,332840.8732797922,340138.4241174073,395500.36121442978,450149.73043686163,498375.88969983434,null,"Rhode Island",3908576.8444531476,3808115.63218976,3718203.1796899722,3660398.4285519682,3598564.3809859091,3519846.6751922388,3521940.9382941262,3523430.8704888606,3522224.4723985717,null,"Rhode Island",3811632,3592937,3522686,3657385,3522225,null,"Rhode Island",11434896,10778811,7045372,29259080,7044450]
["SC","South Carolina",{"$f":"SUMIF('Appendix 3 - State-level Data'!$A$3:$A$56,A45,'Appendix 3 - State-level Data'!$AG$3:$AG$56)","v":28875796.539999999},{"$f":"SUMIF('Appendix 3 - State-level Data'!$A$3:$A$56,A45,'Appendix 3 - State-level Data'!$Y$3:$Y$56)","v":11209393.6},0.72036072272950424,0.2796392772704957,{"$f":"(($E45*'Appendix 4 - Category-spec calc'!$Y$88)+('Appendix 4 - Category-spec calc'!$Z$88*'Appendix 5- State Goals'!$F45))","v":1505.0457266266228},{"$f":"($E45*'Appendix 4 - Category-spec calc'!C$5+('Appendix 4 - Category-spec calc'!C$6*'Appendix 5- State Goals'!$F45))","v":1455.8331432062337},{"$f":"($E45*'Appendix 4 - Category-spec calc'!D$5+('Appendix 4 - Category-spec calc'!D$6*'Appendix 5- State Goals'!$F45))","v":1385.6337472320247},{"$f":"($E45*'Appendix 4 - Category-spec calc'!E$5+('Appendix 4 - Category-spec calc'!E$6*'Appendix 5- State Goals'!$F45))","v":1347.7211189857055},{"$f":"($E45*'Appendix 4 - Category-spec calc'!F$5+('Appendix 4 - Category-spec calc'!F$6*'Appendix 5- State Goals'!$F45))","v":1309.1001866977761},{"$f":"($E45*'Appendix 4 - Category-spec calc'!G$5+('Appendix 4 - Category-spec calc'!G$6*'Appendix 5- State Goals'!$F45))","v":1269.6308059709008},{"$f":"($E45*'Appendix 4 - Category-spec calc'!H$5+('Appendix 4 - Category-spec calc'!H$6*'Appendix 5- State Goals'!$F45))","v":1232.1266415550458},{"$f":"($E45*'Appendix 4 - Category-spec calc'!I$5+('Appendix 4 - Category-spec calc'!I$6*'Appendix 5- State Goals'!$F45))","v":1193.8892645700835},{"$f":"($E45*'Appendix 4 - Category-spec calc'!L$5+('Appendix 4 - Category-spec calc'!L$6*'Appendix 5- State Goals'!$F45))","v":1155.6726259375553},{"$f":"E45*'Appendix 4 - Category-spec calc'!$K$5+'Appendix 4 - Category-spec calc'!$K$6*'Appendix 5- State Goals'!F45","v":1337.6932273561119},1155.6726259375553,null,1.4761811009231371E-2,"South Carolina",1402014.2563686508,1339091.792429554,1372346.9572244631,1515070.4147282662,1639061.5932186469,1674998.0909949904,1947625.7401408246,2216744.3772344603,2454232.1733019133,null,"South Carolina",32275117.625828557,31128168.39198225,29673266.367939603,29053721.049797505,28383460.785736613,27573325.308742195,27094736.913852692,26575186.402474601,25998967.415530257,null,"South Carolina",31025518,28336836,26834962,28969623,25998968,null,"South Carolina",93076554,85010508,53669924,231756984,51997936]
["SD","South Dakota",{"$f":"SUMIF('Appendix 3 - State-level Data'!$A$3:$A$56,A46,'Appendix 3 - State-level Data'!$AG$3:$AG$56)","v":4004975.1739130444},{"$f":"SUMIF('Appendix 3 - State-level Data'!$A$3:$A$56,A46,'Appendix 3 - State-level Data'!$Y$3:$Y$56)","v":1401048},0.74083573915095169,0.25916426084904826,{"$f":"(($E46*'Appendix 4 - Category-spec calc'!$Y$88)+('Appendix 4 - Category-spec calc'!$Z$88*'Appendix 5- State Goals'!$F46))","v":1522.3127208192434},{"$f":"($E46*'Appendix 4 - Category-spec calc'!C$5+('Appendix 4 - Category-spec calc'!C$6*'Appendix 5- State Goals'!$F46))","v":1472.2839205633159},{"$f":"($E46*'Appendix 4 - Category-spec calc'!D$5+('Appendix 4 - Category-spec calc'!D$6*'Appendix 5- State Goals'!$F46))","v":1400.7156121813371},{"$f":"($E46*'Appendix 4 - Category-spec calc'!E$5+('Appendix 4 - Category-spec calc'!E$6*'Appendix 5- State Goals'!$F46))","v":1362.2615915539805},{"$f":"($E46*'Appendix 4 - Category-spec calc'!F$5+('Appendix 4 - Category-spec calc'!F$6*'Appendix 5- State Goals'!$F46))","v":1323.0780169453021},{"$f":"($E46*'Appendix 4 - Category-spec calc'!G$5+('Appendix 4 - Category-spec calc'!G$6*'Appendix 5- State Goals'!$F46))","v":1283.0325613281525},{"$f":"($E46*'Appendix 4 - Category-spec calc'!H$5+('Appendix 4 - Category-spec calc'!H$6*'Appendix 5- State Goals'!$F46))","v":1244.7303205761605},{"$f":"($E46*'Appendix 4 - Category-spec calc'!I$5+('Appendix 4 - Category-spec calc'!I$6*'Appendix 5- State Goals'!$F46))","v":1205.6677726201831},{"$f":"($E46*'Appendix 4 - Category-spec calc'!L$5+('Appendix 4 - Category-spec calc'!L$6*'Appendix 5- State Goals'!$F46))","v":1166.6062847066082},{"$f":"E46*'Appendix 4 - Category-spec calc'!$K$5+'Appendix 4 - Category-spec calc'!$K$6*'Appendix 5- State Goals'!F46","v":1352.066688883968},1166.6062847066082,null,1.990827338628398E-3,"South Dakota",{"$f":"U$3*$S46","v":189080.34447670431},180594.40997005897,185079.31302042966,204327.47714368344,221049.34329771006,225895.85990620498,262663.33896728384,298957.58089501067,330985.98152322799,null,"South Dakota",4402668.3369994964,4245486.7425149567,4045394.0129965656,3960556.3406482064,3868760.7370280055,3757883.6234413846,3691465.5012698206,3619377.4800780225,3539480.6311730449,null,"South Dakota",4231184,3862401,3655422,3948950,3539481,null,"South Dakota",12693552,11587203,7310844,31591600,7078962]
["TN","Tennessee",{"$f":"SUMIF('Appendix 3 - State-level Data'!$A$3:$A$56,A47,'Appendix 3 - State-level Data'!$AG$3:$AG$56)","v":34373696},{"$f":"SUMIF('Appendix 3 - State-level Data'!$A$3:$A$56,A47,'Appendix 3 - State-level Data'!$Y$3:$Y$56)","v":7333243.5500000007},0.82417210111500505,0.17582789888499506,{"$f":"(($E47*'Appendix 4 - Category-spec calc'!$Y$88)+('Appendix 4 - Category-spec calc'!$Z$88*'Appendix 5- State Goals'!$F47))","v":1592.5919552016942},{"$f":"($E47*'Appendix 4 - Category-spec calc'!C$5+('Appendix 4 - Category-spec calc'!C$6*'Appendix 5- State Goals'!$F47))","v":1539.2410310339951},{"$f":"($E47*'Appendix 4 - Category-spec calc'!D$5+('Appendix 4 - Category-spec calc'!D$6*'Appendix 5- State Goals'!$F47))","v":1462.1010455621047},{"$f":"($E47*'Appendix 4 - Category-spec calc'!E$5+('Appendix 4 - Category-spec calc'!E$6*'Appendix 5- State Goals'!$F47))","v":1421.4434774258204},{"$f":"($E47*'Appendix 4 - Category-spec calc'!F$5+('Appendix 4 - Category-spec calc'!F$6*'Appendix 5- State Goals'!$F47))","v":1379.9698648932113},{"$f":"($E47*'Appendix 4 - Category-spec calc'!G$5+('Appendix 4 - Category-spec calc'!G$6*'Appendix 5- State Goals'!$F47))","v":1337.5796987964145},{"$f":"($E47*'Appendix 4 - Category-spec calc'!H$5+('Appendix 4 - Category-spec calc'!H$6*'Appendix 5- State Goals'!$F47))","v":1296.0291686631444},{"$f":"($E47*'Appendix 4 - Category-spec calc'!I$5+('Appendix 4 - Category-spec calc'!I$6*'Appendix 5- State Goals'!$F47))","v":1253.6080521323117},{"$f":"($E47*'Appendix 4 - Category-spec calc'!L$5+('Appendix 4 - Category-spec calc'!L$6*'Appendix 5- State Goals'!$F47))","v":1211.1079019954127},{"$f":"E47*'Appendix 4 - Category-spec calc'!$K$5+'Appendix 4 - Category-spec calc'!$K$6*'Appendix 5- State Goals'!F47","v":1410.5688149827336},1211.1079019954127,null,1.53590380202831E-2,"Tennessee",1458736.3471242727,1393268.1931581965,1427868.7811305244,1576366.4829921953,1705374.0433398078,1742764.4445119617,2026421.9460199215,2306428.4693728546,2553524.4447157318,null,"Tennessee",35534239.972897105,34243091.887250945,32577568.399441671,31882744.448652178,31130524.656141434,30224264.161268041,29653007.046296205,29033434.925710797,28348395.661458671,null,"Tennessee",34118301,31079178,29343221,31784860,28348396,null,"Tennessee",102354903,93237534,58686442,254278880,56696792]
["TX","Texas",{"$f":"SUMIF('Appendix 3 - State-level Data'!$A$3:$A$56,A48,'Appendix 3 - State-level Data'!$AG$3:$AG$56)","v":164311070.40000001},{"$f":"SUMIF('Appendix 3 - State-level Data'!$A$3:$A$56,A48,'Appendix 3 - State-level Data'!$Y$3:$Y$56)","v":160034168.27000007},0.50659313228635272,0.49340686771364722,{"$f":"(($E48*'Appendix 4 - Category-spec calc'!$Y$88)+('Appendix 4 - Category-spec calc'!$Z$88*'Appendix 5- State Goals'!$F48))","v":1324.7712073404768},{"$f":"($E48*'Appendix 4 - Category-spec calc'!C$5+('Appendix 4 - Category-spec calc'!C$6*'Appendix 5- State Goals'!$F48))","v":1284.0802632985778},{"$f":"($E48*'Appendix 4 - Category-spec calc'!D$5+('Appendix 4 - Category-spec calc'!D$6*'Appendix 5- State Goals'!$F48))","v":1228.1728757366327},{"$f":"($E48*'Appendix 4 - Category-spec calc'!E$5+('Appendix 4 - Category-spec calc'!E$6*'Appendix 5- State Goals'!$F48))","v":1195.9126065603389},{"$f":"($E48*'Appendix 4 - Category-spec calc'!F$5+('Appendix 4 - Category-spec calc'!F$6*'Appendix 5- State Goals'!$F48))","v":1163.1658914506606},{"$f":"($E48*'Appendix 4 - Category-spec calc'!G$5+('Appendix 4 - Category-spec calc'!G$6*'Appendix 5- State Goals'!$F48))","v":1129.7109694511437},{"$f":"($E48*'Appendix 4 - Category-spec calc'!H$5+('Appendix 4 - Category-spec calc'!H$6*'Appendix 5- State Goals'!$F48))","v":1100.5390501409406},{"$f":"($E48*'Appendix 4 - Category-spec calc'!I$5+('Appendix 4 - Category-spec calc'!I$6*'Appendix 5- State Goals'!$F48))","v":1070.9167973906381},{"$f":"($E48*'Appendix 4 - Category-spec calc'!L$5+('Appendix 4 - Category-spec calc'!L$6*'Appendix 5- State Goals'!$F48))","v":1041.5207326409122},{"$f":"E48*'Appendix 4 - Category-spec calc'!$K$5+'Appendix 4 - Category-spec calc'!$K$6*'Appendix 5- State Goals'!F48","v":1187.6283788650196},1041.5207326409122,null,0.11944369225313556,"Texas",11344255.746634528,10835125.029959554,11104205.813279869,12259038.152260978,13262300.160997381,13553076.677399658,15759015.569579417,17936561.647665214,19858169.9929839,null,"Texas",229870160.09584373,222155829.93685037,212813896.64087662,208605018.1722306,204059914.52713671,198519246.39964503,195820712.46791053,192881947.27860668,189588841.06408539,null,"Texas",221613296,203728060,194351330,208090841,189588842,null,"Texas",664839888,611184180,388702660,1664726728,379177684]
["UTE","Lands of the Uintah and Ouray Reservation",{"$f":"SUMIF('Appendix 3 - State-level Data'!$A$3:$A$56,A49,'Appendix 3 - State-level Data'!$AG$3:$AG$56)","v":3090433},{"$f":"SUMIF('Appendix 3 - State-level Data'!$A$3:$A$56,A49,'Appendix 3 - State-level Data'!$Y$3:$Y$56)","v":0},1,0,{"$f":"(($E49*'Appendix 4 - Category-spec calc'!$Y$88)+('Appendix 4 - Category-spec calc'!$Z$88*'Appendix 5- State Goals'!$F49))","v":1740.8711676065088},{"$f":"($E49*'Appendix 4 - Category-spec calc'!C$5+('Appendix 4 - Category-spec calc'!C$6*'Appendix 5- State Goals'!$F49))","v":1680.5110333716086},{"$f":"($E49*'Appendix 4 - Category-spec calc'!D$5+('Appendix 4 - Category-spec calc'!D$6*'Appendix 5- State Goals'!$F49))","v":1591.6155998228342},{"$f":"($E49*'Appendix 4 - Category-spec calc'!E$5+('Appendix 4 - Category-spec calc'!E$6*'Appendix 5- State Goals'!$F49))","v":1546.3088591110168},{"$f":"($E49*'Appendix 4 - Category-spec calc'!F$5+('Appendix 4 - Category-spec calc'!F$6*'Appendix 5- State Goals'!$F49))","v":1500.0035914996142},{"$f":"($E49*'Appendix 4 - Category-spec calc'!G$5+('Appendix 4 - Category-spec calc'!G$6*'Appendix 5- State Goals'!$F49))","v":1452.6664189891246},{"$f":"($E49*'Appendix 4 - Category-spec calc'!H$5+('Appendix 4 - Category-spec calc'!H$6*'Appendix 5- State Goals'!$F49))","v":1404.2624591713807},{"$f":"($E49*'Appendix 4 - Category-spec calc'!I$5+('Appendix 4 - Category-spec calc'!I$6*'Appendix 5- State Goals'!$F49))","v":1354.7552395054881},{"$f":"($E49*'Appendix 4 - Category-spec calc'!L$5+('Appendix 4 - Category-spec calc'!L$6*'Appendix 5- State Goals'!$F49))","v":1305},{"$f":"E49*'Appendix 4 - Category-spec calc'!$K$5+'Appendix 4 - Category-spec calc'!$K$6*'Appendix 5- State Goals'!F49","v":1534},1305,null,1.1380858547348762E-3,"Lands of the Uintah and Ouray Reservation",108090.57183512062,103239.46202824333,105803.32310370998,116806.82044034131,126366.12222679313,129136.70503417304,150155.37753366955,170903.5170356766,189213.02534786859,null,"Lands of the Uintah and Ouray Reservation",2878194.6125577046,2770248.4322156725,2627788.9060686012,2570001.3844460081,2507379.9368285327,2432276.6744799553,2380747.0819554315,2324922.5846993304,2263430.5305789686,null,"Lands of the Uintah and Ouray Reservation",2758744,2503220,2352835,2561445,2263431,null,"Lands of the Uintah and Ouray Reservation",8276232,7509660,4705670,20491560,4526862]
["UT","Utah",{"$f":"SUMIF('Appendix 3 - State-level Data'!$A$3:$A$56,A50,'Appendix 3 - State-level Data'!$AG$3:$AG$56)","v":27452488},{"$f":"SUMIF('Appendix 3 - State-level Data'!$A$3:$A$56,A50,'Appendix 3 - State-level Data'!$Y$3:$Y$56)","v":8486186.8000000007},0.76387034727279379,0.23612965272720632,{"$f":"(($E50*'Appendix 4 - Category-spec calc'!$Y$88)+('Appendix 4 - Category-spec calc'!$Z$88*'Appendix 5- State Goals'!$F50))","v":1541.7382703026865},{"$f":"($E50*'Appendix 4 - Category-spec calc'!C$5+('Appendix 4 - Category-spec calc'!C$6*'Appendix 5- State Goals'!$F50))","v":1490.7912175500535},{"$f":"($E50*'Appendix 4 - Category-spec calc'!D$5+('Appendix 4 - Category-spec calc'!D$6*'Appendix 5- State Goals'!$F50))","v":1417.6828683584829},{"$f":"($E50*'Appendix 4 - Category-spec calc'!E$5+('Appendix 4 - Category-spec calc'!E$6*'Appendix 5- State Goals'!$F50))","v":1378.6197756268277},{"$f":"($E50*'Appendix 4 - Category-spec calc'!F$5+('Appendix 4 - Category-spec calc'!F$6*'Appendix 5- State Goals'!$F50))","v":1338.8032225089046},{"$f":"($E50*'Appendix 4 - Category-spec calc'!G$5+('Appendix 4 - Category-spec calc'!G$6*'Appendix 5- State Goals'!$F50))","v":1298.1096766009746},{"$f":"($E50*'Appendix 4 - Category-spec calc'!H$5+('Appendix 4 - Category-spec calc'!H$6*'Appendix 5- State Goals'!$F50))","v":1258.9095916042775},{"$f":"($E50*'Appendix 4 - Category-spec calc'!I$5+('Appendix 4 - Category-spec calc'!I$6*'Appendix 5- State Goals'!$F50))","v":1218.9187176553141},{"$f":"($E50*'Appendix 4 - Category-spec calc'!L$5+('Appendix 4 - Category-spec calc'!L$6*'Appendix 5- State Goals'!$F50))","v":1178.9067654436719},{"$f":"E50*'Appendix 4 - Category-spec calc'!$K$5+'Appendix 4 - Category-spec calc'!$K$6*'Appendix 5- State Goals'!F50","v":1368.2369837855013},1178.9067654436719,null,1.3234811247419619E-2,"Utah",1256986.2896650529,1200572.6875036557,1230387.8523765306,1358347.6277361196,1469512.8392836116,1501731.9731463736,1746158.3158909369,1987438.6278302881,2200360.0744300899,null,"Utah",29641959.02958376,28578333.599674623,27219121.567483954,26645528.796323568,26024795.342220888,25275583.567050178,24820026.659968141,24325687.844377205,23778192.809557777,null,"Utah",28479805,25981970,24572858,26566380,23778193,null,"Utah",85439415,77945910,49145716,212531040,47556386]
["VA","Virginia",{"$f":"SUMIF('Appendix 3 - State-level Data'!$A$3:$A$56,A51,'Appendix 3 - State-level Data'!$AG$3:$AG$56)","v":16015084},{"$f":"SUMIF('Appendix 3 - State-level Data'!$A$3:$A$56,A51,'Appendix 3 - State-level Data'!$Y$3:$Y$56)","v":36291894.910000004},0.30617489929127317,0.69382510070872683,{"$f":"(($E51*'Appendix 4 - Category-spec calc'!$Y$88)+('Appendix 4 - Category-spec calc'!$Z$88*'Appendix 5- State Goals'!$F51))","v":1155.7544703577255},{"$f":"($E51*'Appendix 4 - Category-spec calc'!C$5+('Appendix 4 - Category-spec calc'!C$6*'Appendix 5- State Goals'!$F51))","v":1123.0530063998633},{"$f":"($E51*'Appendix 4 - Category-spec calc'!D$5+('Appendix 4 - Category-spec calc'!D$6*'Appendix 5- State Goals'!$F51))","v":1080.5451199783802},{"$f":"($E51*'Appendix 4 - Category-spec calc'!E$5+('Appendix 4 - Category-spec calc'!E$6*'Appendix 5- State Goals'!$F51))","v":1053.5842313804039},{"$f":"($E51*'Appendix 4 - Category-spec calc'!F$5+('Appendix 4 - Category-spec calc'!F$6*'Appendix 5- State Goals'!$F51))","v":1026.3449003632061},{"$f":"($E51*'Appendix 4 - Category-spec calc'!G$5+('Appendix 4 - Category-spec calc'!G$6*'Appendix 5- State Goals'!$F51))","v":998.52884620170005},{"$f":"($E51*'Appendix 4 - Category-spec calc'!H$5+('Appendix 4 - Category-spec calc'!H$6*'Appendix 5- State Goals'!$F51))","v":977.16883999532536},{"$f":"($E51*'Appendix 4 - Category-spec calc'!I$5+('Appendix 4 - Category-spec calc'!I$6*'Appendix 5- State Goals'!$F51))","v":955.62371424338676},{"$f":"($E51*'Appendix 4 - Category-spec calc'!L$5+('Appendix 4 - Category-spec calc'!L$6*'Appendix 5- State Goals'!$F51))","v":934.49739622153993},{"$f":"E51*'Appendix 4 - Category-spec calc'!$K$5+'Appendix 4 - Category-spec calc'!$K$6*'Appendix 5- State Goals'!F51","v":1046.9347793024738},934.49739622153993,null,1.9262618798526452E-2,"Virginia",1829481.9079881345,1747374.6762965159,1790769.1867753398,1977008.3652734393,2138803.8796684318,2185697.2491328497,2541447.8054941627,2892619.4682848528,3202516.1931574829,null,"Virginia",32341444.246665753,31334149.343806665,30195032.306784023,29637848.924320921,29037650.983616874,28297495.401972335,28039798.556575723,27757150.493587453,27433110.841667991,null,"Virginia",31290209,28990999,27898475,29580072,27433111,null,"Virginia",93870627,86972997,55796950,236640576,54866222]
["WA","Washington",{"$f":"SUMIF('Appendix 3 - State-level Data'!$A$3:$A$56,A52,'Appendix 3 - State-level Data'!$AG$3:$AG$56)","v":7733957.1297229566},{"$f":"SUMIF('Appendix 3 - State-level Data'!$A$3:$A$56,A52,'Appendix 3 - State-level Data'!$Y$3:$Y$56)","v":11728153.578537896},0.39738532195483889,0.60261467804516111,{"$f":"(($E52*'Appendix 4 - Category-spec calc'!$Y$88)+('Appendix 4 - Category-spec calc'!$Z$88*'Appendix 5- State Goals'!$F52))","v":1232.6740588953212},{"$f":"($E52*'Appendix 4 - Category-spec calc'!C$5+('Appendix 4 - Category-spec calc'!C$6*'Appendix 5- State Goals'!$F52))","v":1196.3365791696469},{"$f":"($E52*'Appendix 4 - Category-spec calc'!D$5+('Appendix 4 - Category-spec calc'!D$6*'Appendix 5- State Goals'!$F52))","v":1147.730574107768},{"$f":"($E52*'Appendix 4 - Category-spec calc'!E$5+('Appendix 4 - Category-spec calc'!E$6*'Appendix 5- State Goals'!$F52))","v":1118.3579351656235},{"$f":"($E52*'Appendix 4 - Category-spec calc'!F$5+('Appendix 4 - Category-spec calc'!F$6*'Appendix 5- State Goals'!$F52))","v":1088.6121913169241},{"$f":"($E52*'Appendix 4 - Category-spec calc'!G$5+('Appendix 4 - Category-spec calc'!G$6*'Appendix 5- State Goals'!$F52))","v":1058.2298860156748},{"$f":"($E52*'Appendix 4 - Category-spec calc'!H$5+('Appendix 4 - Category-spec calc'!H$6*'Appendix 5- State Goals'!$F52))","v":1033.3146748493368},{"$f":"($E52*'Appendix 4 - Category-spec calc'!I$5+('Appendix 4 - Category-spec calc'!I$6*'Appendix 5- State Goals'!$F52))","v":1008.093645181779},{"$f":"($E52*'Appendix 4 - Category-spec calc'!L$5+('Appendix 4 - Category-spec calc'!L$6*'Appendix 5- State Goals'!$F52))","v":983.20376192388392},{"$f":"E52*'Appendix 4 - Category-spec calc'!$K$5+'Appendix 4 - Category-spec calc'!$K$6*'Appendix 5- State Goals'!F52","v":1110.9644960122969},983.20376192388392,null,7.167135770410114E-3,"Washington",680704.18468037969,650154.14974372985,666300.15520359017,735595.06738695491,795795.10720713588,813242.95005751692,945608.78071162885,1076270.9202818773,1191575.6940096051,null,"Washington",12834305.890947994,12419420.665508235,11933362.807930496,11705461.55350858,11459657.748382257,11158291.59255608,11032353.728969894,10894796.938641114,10739171.936637895,null,"Washington",12395697,11441137,10963576,11679707,10739172,null,"Washington",37187091,34323411,21927152,93437656,21478344]
["WI","Wisconsin",{"$f":"SUMIF('Appendix 3 - State-level Data'!$A$3:$A$56,A53,'Appendix 3 - State-level Data'!$AG$3:$AG$56)","v":32160389},{"$f":"SUMIF('Appendix 3 - State-level Data'!$A$3:$A$56,A53,'Appendix 3 - State-level Data'!$Y$3:$Y$56)","v":10244272.939999999},0.75841635161494703,0.241583648385053,{"$f":"(($E53*'Appendix 4 - Category-spec calc'!$Y$88)+('Appendix 4 - Category-spec calc'!$Z$88*'Appendix 5- State Goals'!$F53))","v":1537.1388057937365},{"$f":"($E53*'Appendix 4 - Category-spec calc'!C$5+('Appendix 4 - Category-spec calc'!C$6*'Appendix 5- State Goals'!$F53))","v":1486.4091713320222},{"$f":"($E53*'Appendix 4 - Category-spec calc'!D$5+('Appendix 4 - Category-spec calc'!D$6*'Appendix 5- State Goals'!$F53))","v":1413.665463719939},{"$f":"($E53*'Appendix 4 - Category-spec calc'!E$5+('Appendix 4 - Category-spec calc'!E$6*'Appendix 5- State Goals'!$F53))","v":1374.7465834096365},{"$f":"($E53*'Appendix 4 - Category-spec calc'!F$5+('Appendix 4 - Category-spec calc'!F$6*'Appendix 5- State Goals'!$F53))","v":1335.0799031275208},{"$f":"($E53*'Appendix 4 - Category-spec calc'!G$5+('Appendix 4 - Category-spec calc'!G$6*'Appendix 5- State Goals'!$F53))","v":1294.5398081319358},{"$f":"($E53*'Appendix 4 - Category-spec calc'!H$5+('Appendix 4 - Category-spec calc'!H$6*'Appendix 5- State Goals'!$F53))","v":1255.5523092832705},{"$f":"($E53*'Appendix 4 - Category-spec calc'!I$5+('Appendix 4 - Category-spec calc'!I$6*'Appendix 5- State Goals'!$F53))","v":1215.7812387669524},{"$f":"($E53*'Appendix 4 - Category-spec calc'!L$5+('Appendix 4 - Category-spec calc'!L$6*'Appendix 5- State Goals'!$F53))","v":1175.9943317623818},{"$f":"E53*'Appendix 4 - Category-spec calc'!$K$5+'Appendix 4 - Category-spec calc'!$K$6*'Appendix 5- State Goals'!F53","v":1364.4082788336927},1175.9943317623818,null,1.5615981944513397E-2,"Wisconsin",1483139.7922458034,1416576.4105467179,1451755.8375610837,1602737.7823945561,1733903.5318662087,1771919.4433335403,2060322.298780892,2345013.0982470405,2596242.7836232069,null,"Wisconsin",34870717.436347239,33620951.375954203,32025300.13196259,31351190.351776276,30621705.736861631,29741081.722051844,29207478.031673864,28628419.140965037,27986987.838289879,null,"Wisconsin",33505657,30571326,28917949,31258356,27986988,null,"Wisconsin",100516971,91713978,57835898,250066848,55973976]
["WV","West Virginia",{"$f":"SUMIF('Appendix 3 - State-level Data'!$A$3:$A$56,A54,'Appendix 3 - State-level Data'!$AG$3:$AG$56)","v":70078372.819999993},{"$f":"SUMIF('Appendix 3 - State-level Data'!$A$3:$A$56,A54,'Appendix 3 - State-level Data'!$Y$3:$Y$56)","v":0},1,0,{"$f":"(($E54*'Appendix 4 - Category-spec calc'!$Y$88)+('Appendix 4 - Category-spec calc'!$Z$88*'Appendix 5- State Goals'!$F54))","v":1740.8711676065088},{"$f":"($E54*'Appendix 4 - Category-spec calc'!C$5+('Appendix 4 - Category-spec calc'!C$6*'Appendix 5- State Goals'!$F54))","v":1680.5110333716086},{"$f":"($E54*'Appendix 4 - Category-spec calc'!D$5+('Appendix 4 - Category-spec calc'!D$6*'Appendix 5- State Goals'!$F54))","v":1591.6155998228342},{"$f":"($E54*'Appendix 4 - Category-spec calc'!E$5+('Appendix 4 - Category-spec calc'!E$6*'Appendix 5- State Goals'!$F54))","v":1546.3088591110168},{"$f":"($E54*'Appendix 4 - Category-spec calc'!F$5+('Appendix 4 - Category-spec calc'!F$6*'Appendix 5- State Goals'!$F54))","v":1500.0035914996142},{"$f":"($E54*'Appendix 4 - Category-spec calc'!G$5+('Appendix 4 - Category-spec calc'!G$6*'Appendix 5- State Goals'!$F54))","v":1452.6664189891246},{"$f":"($E54*'Appendix 4 - Category-spec calc'!H$5+('Appendix 4 - Category-spec calc'!H$6*'Appendix 5- State Goals'!$F54))","v":1404.2624591713807},{"$f":"($E54*'Appendix 4 - Category-spec calc'!I$5+('Appendix 4 - Category-spec calc'!I$6*'Appendix 5- State Goals'!$F54))","v":1354.7552395054881},{"$f":"($E54*'Appendix 4 - Category-spec calc'!L$5+('Appendix 4 - Category-spec calc'!L$6*'Appendix 5- State Goals'!$F54))","v":1305},{"$f":"E54*'Appendix 4 - Category-spec calc'!$K$5+'Appendix 4 - Category-spec calc'!$K$6*'Appendix 5- State Goals'!F54","v":1534},1305,null,2.580712956057582E-2,"West Virginia",2451051.8077526912,2341048.4905356206,2399186.3671067148,2648700.654806959,2865466.497810144,2928291.9772508084,3404909.450466115,3875392.3424566607,4290577.0591784529,null,"West Virginia",65265674.779985279,62817897.180372581,59587498.144025564,58277113.64948649,56857115.496261515,55154080.866854608,53985600.593638435,52719729.458039597,51325341.327277876,null,"West Virginia",62557024,56762771,53352666,58083089,51325342,null,"West Virginia",187671072,170288313,106705332,464664712,102650684]
["WY","Wyoming",{"$f":"SUMIF('Appendix 3 - State-level Data'!$A$3:$A$56,A55,'Appendix 3 - State-level Data'!$AG$3:$AG$56)","v":42907427.019999996},{"$f":"SUMIF('Appendix 3 - State-level Data'!$A$3:$A$56,A55,'Appendix 3 - State-level Data'!$Y$3:$Y$56)","v":483120.00000000006},0.98886577761332861,1.1134222386671356E-2,{"$f":"(($E55*'Appendix 4 - Category-spec calc'!$Y$88)+('Appendix 4 - Category-spec calc'!$Z$88*'Appendix 5- State Goals'!$F55))","v":1731.4814533648823},{"$f":"($E55*'Appendix 4 - Category-spec calc'!C$5+('Appendix 4 - Category-spec calc'!C$6*'Appendix 5- State Goals'!$F55))","v":1671.565174195862},{"$f":"($E55*'Appendix 4 - Category-spec calc'!D$5+('Appendix 4 - Category-spec calc'!D$6*'Appendix 5- State Goals'!$F55))","v":1583.4141490940576},{"$f":"($E55*'Appendix 4 - Category-spec calc'!E$5+('Appendix 4 - Category-spec calc'!E$6*'Appendix 5- State Goals'!$F55))","v":1538.401815138496},{"$f":"($E55*'Appendix 4 - Category-spec calc'!F$5+('Appendix 4 - Category-spec calc'!F$6*'Appendix 5- State Goals'!$F55))","v":1492.4025099055564},{"$f":"($E55*'Appendix 4 - Category-spec calc'!G$5+('Appendix 4 - Category-spec calc'!G$6*'Appendix 5- State Goals'!$F55))","v":1445.3786043447808},{"$f":"($E55*'Appendix 4 - Category-spec calc'!H$5+('Appendix 4 - Category-spec calc'!H$6*'Appendix 5- State Goals'!$F55))","v":1397.4086348704479},{"$f":"($E55*'Appendix 4 - Category-spec calc'!I$5+('Appendix 4 - Category-spec calc'!I$6*'Appendix 5- State Goals'!$F55))","v":1348.3501394892735},{"$f":"($E55*'Appendix 4 - Category-spec calc'!L$5+('Appendix 4 - Category-spec calc'!L$6*'Appendix 5- State Goals'!$F55))","v":1299.0543252455175},{"$f":"E55*'Appendix 4 - Category-spec calc'!$K$5+'Appendix 4 - Category-spec calc'!$K$6*'Appendix 5- State Goals'!F55","v":1526.1837758845568},1299.0543252455175,null,1.597904494052145E-2,"Wyoming",1517621.977124399,1449511.0333911125,1485508.3627452136,1640000.5548003551,1774215.8358445996,1813115.5963559651,2108223.6596556338,2399533.3637130768,2656604.0011717267,null,"Wyoming",40192698.014853269,38688015.806999259,36704778.004367813,35899027.978043132,35025924.805940188,33978522.636938833,33263212.484991044,32488236.209138129,31634411.808736674,null,"Wyoming",38528498,34967826,32875725,35780052,31634412,null,"Wyoming",115585494,104903478,65751450,286240416,63268824]

{"sheet":"BB2","index":23,"n_rows":24,"n_cols":12,"rows_kept":24,"cut":false,"hidden":false,"merged":[]}
["BB2"]
[]
["Interconnection","Max Potential NGCC at 75% (MWh)","Baseline NGCC (MWH) from operating sources (adj)","2022 Max NGCC (MWh)","2023 Max NGCC (MWh)","2024 Max NGCC (MWh)","2025 Max NGCC (MWh)","2026 Max NGCC (MWh)","2027 Max NGCC (MWh)","2028 Max NGCC (MWh)","2029 Max NGCC (MWh)","2030 Max NGCC (MWh)"]
["Eastern",{"$f":"SUMIF('Appendix 3 - State-level Data'!$B$3:$B$56,A4,'Appendix 3 - State-level Data'!$AB$3:$AB$56)*8784*0.75","v":987856765.20000005},{"$f":"SUMIF('Appendix 3 - State-level Data'!$B$3:$B$56,A4,'Appendix 3 - State-level Data'!$Y$3:$Y$56)","v":734535157.07200003},{"$f":"MIN(C4*(1+D$14), $B4)","v":896132891.62784004},940939536.20923209,987856765.20000005,987856765.20000005,987856765.20000005,987856765.20000005,987856765.20000005,987856765.20000005,987856765.20000005]
["Western",{"$f":"SUMIF('Appendix 3 - State-level Data'!$B$3:$B$56,A5,'Appendix 3 - State-level Data'!$AB$3:$AB$56)*8784*0.75","v":306488912.39999998},{"$f":"SUMIF('Appendix 3 - State-level Data'!$B$3:$B$56,A5,'Appendix 3 - State-level Data'!$Y$3:$Y$56)","v":198374375.91466182},{"$f":"MIN(C5*(1+D$14), $B5)","v":242016738.61588743},254117575.54668182,266823454.32401592,280164627.04021674,294172858.39222759,306488912.39999998,306488912.39999998,306488912.39999998,306488912.39999998]
["ERCOT",{"$f":"SUMIF('Appendix 3 - State-level Data'!$B$3:$B$56,A6,'Appendix 3 - State-level Data'!$AB$3:$AB$56)*8784*0.75","v":203650232.39999995},{"$f":"SUMIF('Appendix 3 - State-level Data'!$B$3:$B$56,A6,'Appendix 3 - State-level Data'!$Y$3:$Y$56)","v":137182895.18000007},{"$f":"MIN(C6*(1+D$14), $B6)","v":167363132.11960009},175731288.7255801,184517853.1618591,193743745.81995207,203430933.1109497,203650232.39999995,203650232.39999995,203650232.39999995,203650232.39999995]
[]
["BB2 incremental potential",null,null,2022,2023,2024,2025,2026,2027,2028,2029,2030]
["Eastern",null,null,{"$f":"D4-$C4","v":161597734.55584002},206404379.13723207,253321608.12800002,253321608.12800002,253321608.12800002,253321608.12800002,253321608.12800002,253321608.12800002,253321608.12800002]
["Western",null,null,{"$f":"D5-$C5","v":43642362.701225609},55743199.632019997,68449078.409354091,81790251.125554919,95798482.477565765,108114536.48533815,108114536.48533815,108114536.48533815,108114536.48533815]
["ERCOT",null,null,{"$f":"D6-$C6","v":30180236.939600021},38548393.545580029,47334957.981859028,56560850.639952004,66248037.930949628,66467337.21999988,66467337.21999988,66467337.21999988,66467337.21999988]
[]
[]
["Deployment Rate",null,null,0.22,0.05,0.05,0.05,0.05,0.05,0.05,0.05,0.05]
[]
[]
[]
[]
[]
[]
[null,"Annual Maximum Potential NGCC CF",null,2022,{"$f":"D21+1","v":2023},{"$f":"E21+1","v":2024},2025,2026,2027,2028,2029,2030]
["Eastern",null,null,{"$f":"0.75*D4/$B4","v":0.68036145764999412},{"$f":"0.75*E4/$B4","v":0.71437953053249381},0.75000000000000011,0.75000000000000011,0.75000000000000011,0.75000000000000011,0.75000000000000011,0.75000000000000011,0.75000000000000011]
["Western",null,null,{"$f":"0.75*D5/$B5","v":0.59223204043682587},0.62184364245866719,0.6529358245816006,0.68558261581068081,0.71986174660121471,0.75,0.75,0.75,0.75]
["Texas",null,null,0.61636241515872736,0.64718053591666369,0.67953956271249694,0.71351654084812188,0.7491923678905279,0.75,0.75,0.75,0.75]

{"sheet":"BB3","index":24,"n_rows":5,"n_cols":10,"rows_kept":5,"cut":false,"hidden":false,"merged":[]}
["BB3 MWh potential"]
[null,2022,2023,2024,2025,2026,2027,2028,2029,2030]
["Eastern",166253133.88248348,181542775.22580782,218243050.15373981,254943325.0816718,291643600.0096038,328343874.93753582,365044149.86546785,401744424.79339987,438444699.72133189]
["Western",56663540.941620365,60956363.472270653,75244720.918827727,89533078.365384802,103821435.81194188,118109793.25849895,132398150.70505603,146686508.15161309,160974865.59817016]
["ERCOT",18963672.368572205,28177430.894597579,39382161.760108508,50586892.625619441,61791623.491130367,72996354.356641293,84201085.222152218,95405816.087663144,106610546.95317407]