56401 | NAEA Energy Massachusetts LLC | 1642 | NAEA Energy Massachusetts LLC | MA | Hampden | GT-2 | GT | OP | 60 | 37.7 | 47.7 |  | 4 | 2002 | NG BLQ: NG; NG NG: DFO; N Y: Y; Y N: Y |  | S |  | N | IPP Non-CHP | 2 |  | N | N
56401 | NAEA Energy Massachusetts LLC | 1642 | NAEA Energy Massachusetts LLC | MA | Hampden | WS10 | GT | OP | 17 | 17.2 | 22 |  | 1 | 1968 | NG BLQ: KER; N Y: N; Y N: Y |  | S |  | N | IPP Non-CHP | 2 |  | N | N
56401 | NAEA Energy Massachusetts LLC | 1643 | Woodland Road | MA | Hampden | WOOD | GT | SB | 20.4 | 16.7 | 21 |  | 1 | 1969 | NG BLQ: KER; NG NG: DFO; N Y: N; Y N: Y | Y | S |  | N | IPP Non-CHP | 2 |  | N | N | [12 empty] | N
56401 | NAEA Energy Massachusetts LLC | 6378 | Dwight | MA | Hampden | DW2 | HY | SB | 0.4 | 0.4 | 0.4 |  | 1 | 1920 | NG BLQ: WAT; N Y: N; Y N: Y | Y | S | 0 | N | IPP Non-CHP | 2 |  | N | N | [12 empty] | N
56401 | NAEA Energy Massachusetts LLC | 6378 | Dwight | MA | Hampden | DW3 | HY | SB | 0.4 | 0.4 | 0.4 |  | 1 | 1920 | NG BLQ: WAT; N Y: N; Y N: Y | Y | S | 0 | N | IPP Non-CHP | 2 |  | N | N | [12 empty] | N
56401 | NAEA Energy Massachusetts LLC | 6378 | Dwight | MA | Hampden | DW4 | HY | OP | 0.4 | 0.5 | 0.5 |  | 1 | 1920 | NG BLQ: WAT; N Y: N; Y N: Y |  | S | 0 | N | IPP Non-CHP | 2 |  | N | N | [12 empty] | N
56401 | NAEA Energy Massachusetts LLC | 6379 | Indian Orchard | MA | Hampden | IO3 | HY | OP | 1.5 | 1.5 | 1.5 |  | 1 | 1928 | NG BLQ: WAT; N Y: N; Y N: Y |  | S | 0 | N | IPP Non-CHP | 2 |  | N | N | [12 empty] | N
56401 | NAEA Energy Massachusetts LLC | 6379 | Indian Orchard | MA | Hampden | IO4 | HY | OP | 2.2 | 2.2 | 2.2 |  | 1 | 1928 | NG BLQ: WAT; N Y: N; Y N: Y |  | S | 0 | N | IPP Non-CHP | 2 |  | N | N | [12 empty] | N
56402 | Covanta Maine LLC | 10765 | Indeck Jonesboro Energy Center | ME | Washington | GEN1 | ST | SB | 27.5 | 20.2 | 20.2 |  | 12 | 1987 | NG BLQ: WDS; N Y: N; Y N: Y | Y | S |  | N | IPP Non-CHP | 2 |  | N | N | [17 empty] | N | [6 empty] | PG
56402 | Covanta Maine LLC | 10766 | Indeck West Enfield Energy Center | ME | Penobscot | GEN1 | ST | OP | 27.5 | 20.4 | 21.4 |  | 12 | 1987 | NG BLQ: WDS; N Y: N; Y N: Y |  | S |  | N | IPP Non-CHP | 2 |  | N | N | [17 empty] | N | [6 empty] | PG
56406 | Newark America | 57103 | Newark America Mill | MA | WORCESTER | 1 | ST | SB | 6.3 | 3 | 3 |  | 2 | 2007 | NG BLQ: NG; NG NG: DFO; N Y: Y; Y N: N | Y | S |  | Y | Industrial CHP | 7 | T |  | N | [12 empty] | N |  |  |  |  | N | [6 empty] | NG
56409 | Milford Wind Corridor Stage II LLC | 57107 | Milford Wind Corridor Stage II LLC | UT | Beaver | 1 | WT | OP | 102 | 102 | 102 |  | 5 | 2011 | NG BLQ: WND; N Y: N; Y N: Y |  | S | 68 | N | IPP Non-CHP | 2 | [20 empty] | N
56410 | Mesalands Community College | 57106 | Mesalands Comm College Wind Turbine | NM | QUAY | 1 | WT | OP | 1.5 | 1.5 | 1.5 |  | 12 | 2008 | NG BLQ: WND; N Y: N; Y N: Y |  | S | 1 | N | Commercial Non-CHP | 4 |  |  | N | [17 empty] | N
56412 | IPA Operations Inc - Armstrong | 55347 | Armstrong | PA | Armstrong | 1 | GT | OP | 172 | 146 | 169 |  | 5 | 2002 | NG BLQ: NG; NG NG: DFO; N Y: Y; Y N: Y |  | W |  | N | IPP Non-CHP | 2 |  | N | N | [17 empty] | N
56412 | IPA Operations Inc - Armstrong | 55347 | Armstrong | PA | Armstrong | 2 | GT | OP | 172 | 146 | 169 |  | 5 | 2002 | NG BLQ: NG; NG NG: DFO; N Y: Y; Y N: Y |  | W |  | N | IPP Non-CHP | 2 |  | N | N | [17 empty] | N
56412 | IPA Operations Inc - Armstrong | 55347 | Armstrong | PA | Armstrong | 3 | GT | OP | 172 | 146 | 169 |  | 5 | 2002 | NG BLQ: NG; NG NG: DFO; N Y: Y; Y N: Y |  | W |  | N | IPP Non-CHP | 2 |  | N | N | [17 empty] | N
56412 | IPA Operations Inc - Armstrong | 55347 | Armstrong | PA | Armstrong | 4 | GT | OP | 172 | 146 | 169 |  | 5 | 2002 | NG BLQ: NG; NG NG: DFO; N Y: Y; Y N: Y |  | W |  | N | IPP Non-CHP | 2 |  | N | N | [17 empty] | N
56413 | Koda Energy LLC | 57119 | Koda Biomass Plant | MN | SCOTT | 2222 | ST | OP | 23.4 | 20.3 | 20.3 |  | 5 | 2009 | AB | WDS | NG |  |  |  | Y | Y |  | S |  | Y | IPP CHP | 3 | B |  | N | [17 empty] | N
56414 | Ashtabula Wind II LLC | 57121 | Ashtabula Wind II LLC | ND | Barnes | 1 | WT | OP | 120 | 120 | 120 |  | 10 | 2009 | NG BLQ: WND; N Y: N; Y N: Y |  | S | 80 | N | IPP Non-CHP | 2 |  |  | N
56415 | Wilton Wind II LLC | 57120 | Wilton Wind II LLC | ND | Burleigh | 1 | WT | OP | 49.5 | 49.5 | 49.5 |  | 11 | 2009 | NG BLQ: WND; N Y: N; Y N: Y |  | S | 33 | N | IPP Non-CHP | 2 |  |  | N
56416 | Blue Canyon Windpower V LLC | 57108 | Blue Canyon Windpower V LLC | OK | Caddo | GEN 1 | WT | OP | 99 | 99 | 99 |  | 10 | 2009 | NG BLQ: WND; N Y: N; Y N: Y |  | S | 66 | N | IPP Non-CHP | 2 |  |  | N | [17 empty] | N
56417 | Meadow Lake Wind Farm LLC | 57109 | Meadow Lake Wind Farm LLC | IN | White | GEN 1 | WT | OP | 199.7 | 199.7 | 199.7 |  | 10 | 2009 | NG BLQ: WND; N Y: N; Y N: Y |  | S | 121 | N | IPP Non-CHP | 2 |  |  | N | [17 empty] | N
56418 | Blackstone Wind Farm LLC | 57110 | Blackstone Wind Farm LLC | IL | Livingston | GEN 1 | WT | OP | 102 | 102 | 102 |  | 10 | 2009 | NG BLQ: WND; N Y: N; Y N: Y |  | S | 68 | N | IPP Non-CHP | 2 |  |  | N | [17 empty] | N
56419 | Lost Lakes Wind Farm LLC | 57111 | Lost Lakes Wind Farm LLC | IA | Dickinson | GEN 1 | WT | OP | 100 | 100 | 100 |  | 12 | 2009 | NG BLQ: WND; N Y: N; Y N: Y |  | S | 61 | N | IPP Non-CHP | 2 |  |  | N | [17 empty] | N
56420 | Meadow Lake Wind Farm II LLC | 57112 | Meadow Lake Wind Farm II LLC | IN | White | GEN1 | WT | OP | 99 | 99 | 99 |  | 8 | 2010 | NG BLQ: WND; N Y: N; Y N: Y |  | S | 66 | N | IPP Non-CHP | 2 |  |  | N | [17 empty] | N
56421 | Blackstone Wind Farm II LLC | 57113 | Blackstone Wind Farm II LLC | IL | Livingston | GEN 1 | WT | OP | 200 | 200 | 200 |  | 8 | 2010 | NG BLQ: WND; N Y: N; Y N: Y |  | S | 132 | N | IPP Non-CHP | 2 |  |  | N | [17 empty] | N
56423 | Meadow Lake Wind Farm III LLC | 57115 | Meadow Lake Wind Farm III LLC | IN | White | GEN 1 | WT | OP | 103.5 | 103.5 | 103.5 |  | 9 | 2010 | NG BLQ: WND; N Y: N; Y N: Y |  | S | 69 | N | IPP Non-CHP | 2 |  |  | N | [17 empty] | N
56427 | University of California Irvine | 57122 | UCI Facilities Management Central Plant | CA | Orange | CTG1 | CT | OP | 13.5 | 13.5 | 13.5 |  | 7 | 2007 | [9 empty] | S |  | Y | Commercial CHP | 5 | B |  | N | [17 empty] | N | bar: NG BLQ; N Y to Y N
56427 | University of California Irvine | 57122 | UCI Facilities Management Central Plant | CA | Orange | STG1 | CA | OP | 5.5 | 5.5 | 5.5 |  | 7 | 2007 | [9 empty] | S |  | Y | Commercial CHP | 5 |  | Y | N | [17 empty] | N | bar: NG BLQ; N Y to Y N
56431 | SunE U6 Holdings LLC | 56922 | WWRF Solar Plant | CO | Garfield | EAST | PV | OP | 0.5 | 0.4 | 0.4 |  | 2 | 2009 | NG BLQ: SUN; N Y: N; Y N: Y |  | W |  | N | IPP Non-CHP | 2 |  |  | N
56431 | SunE U6 Holdings LLC | 56922 | WWRF Solar Plant | CO | Garfield | WEST | PV | OP | 1.2 | 0.9 | 0.9 |  | 2 | 2009 | NG BLQ: SUN; N Y: N; Y N: Y |  | W |  | N | IPP Non-CHP | 2 |  |  | N
56431 | SunE U6 Holdings LLC | 57005 | Mariani Packing Vacaville Solar | CA | SOLANO | 1 | PV | OP | 1 | 0.9 | 0.9 |  | 11 | 2008 | NG BLQ: SUN; N Y: N; Y N: Y |  | S |  | N | IPP Non-CHP | 2 |  |  | N | [12 empty] | N
56431 | SunE U6 Holdings LLC | 57008 | SunEdison Procter & Gamble Oxnard | CA | Ventura | 1 | PV | OP | 1 | 0.8 | 0.8 |  | 10 | 2009 | NG BLQ: SUN; N Y: N; Y N: N |  | S |  | N | IPP Non-CHP | 2 |  |  | N | [12 empty] | N
56434 | SunE M5 Holdings LLC | 57010 | SunEdison Anheuser Busch Fairfield | CA | Solano | 1 | PV | OP | 1 | 0.9 | 0.9 |  | 12 | 2008 | NG BLQ: SUN; N Y: N; Y N: Y |  | W |  | N | IPP Non-CHP | 2 |  |  | N | [12 empty] | N
56434 | SunE M5 Holdings LLC | 57012 | SunEdison Walmart Apple Valley DC | CA | SAN BERNARDINO | 1 | PV | OP | 1 | 0.9 | 0.9 |  | 3 | 2009 | NG BLQ: SUN; N Y: N; Y N: Y |  | W |  | N | IPP Non-CHP | 2 |  |  | N | [17 empty] | N
56437 | Heritage Stoney Corners Wind Farm I LLC | 57131 | Stoney Corners Wind Farm | MI | Missaukee | SCWF1 | WT | OP | 60 | 59 | 59 |  | 12 | 2009 | NG BLQ: WND; N Y: N; Y N: Y |  | S | 29 | N | IPP Non-CHP | 2 | [15 empty] | N |  |  |  |  | N
56438 | Delaware County Electric Coop, Inc | 57129 | Catskill Mts Energy Corporation | NY | DELAWARE | G1 | IC | OP | 1.1 | 1.1 | 1.1 |  | 12 | 2008 | NG BLQ: LFG; N Y: N; Y N: Y |  | W |  | N | IPP Non-CHP | 2 |  |  | N
56439 | Beaver Ridge Wind LLC | 57130 | Beaver Ridge Wind | ME | Waldo | BR1 | WT | OP | 4.5 | 1.5 | 1.5 |  | 11 | 2008 | NG BLQ: WND; N Y: N; Y N: Y |  | J | 3 | N | IPP Non-CHP | 2 |  |  | N | [17 empty] | N
56440 | G2 Energy LLC | 57128 | G2 Energy Marion LLC | FL | Marion | 357 | IC | OP | 1.6 | 1.5 | 1.5 |  | 1 | 2009 | NG BLQ: LFG; N Y: N; Y N: Y |  | S |  | N | IPP Non-CHP | 2 |  |  | N | [17 empty] | N
56440 | G2 Energy LLC | 57128 | G2 Energy Marion LLC | FL | Marion | 358 | IC | OP | 1.6 | 1.5 | 1.5 |  | 1 | 2009 | NG BLQ: LFG; N Y: N; Y N: Y |  | S |  | N | IPP Non-CHP | 2 |  |  | N | [17 empty] | N
56440 | G2 Energy LLC | 57128 | G2 Energy Marion LLC | FL | Marion | 360 | IC | OP | 0.8 | 0.8 | 0.8 |  | 10 | 2010 | NG BLQ: LFG; N Y: N; Y N: Y |  | S |  | N | IPP Non-CHP | 2 |  |  | N | [17 empty] | N
56440 | G2 Energy LLC | 57133 | G2 Energy Ostrom Road LLC | CA | YUBA | 359 | IC | OP | 1.6 | 1.5 | 1.5 |  | 2 | 2009 | NG BLQ: LFG; N Y: N; Y N: Y |  | S |  | N | IPP Non-CHP | 2 |  |  | N | [12 empty] | N
56448 | Red Shield Acquisition LLC | 10700 | Red Shield Envir Old Town Facility | ME | Penobscot | TG2 | ST | SB | 3 | 3 | 3 |  | 7 | 1956 | RFO | BLQ | NG |  |  |  | Y | Y | Y | S |  | Y | Industrial CHP | 7 | T | N | N | [17 empty] | N
56448 | Red Shield Acquisition LLC | 10700 | Red Shield Envir Old Town Facility | ME | Penobscot | TG4 | ST | OP | 12.5 | 7.5 | 12.5 |  | 7 | 1965 | BLQ | RFO | NG |  |  |  | Y | Y | Y | S |  | Y | Industrial CHP | 7 | T | N | N | [17 empty] | N
56448 | Red Shield Acquisition LLC | 10700 | Red Shield Envir Old Town Facility | ME | Penobscot | TG5 | GT | SB | 9.5 | 8.8 | 9.5 |  | 12 | 2002 | NG BLQ: NG; N Y: N; Y N: Y | Y | S |  | Y | Industrial CHP | 7 | T | N | N | [17 empty] | N
56448 | Red Shield Acquisition LLC | 10700 | Red Shield Envir Old Town Facility | ME | Penobscot | TG6 | ST | OP | 16 | 14 | 14 |  | 12 | 1987 | NG BLQ: WDS; N Y: N; Y N: Y | Y | S |  | Y | Industrial CHP | 7 | T | N | N | [17 empty] | N
56466 | Juniper Generation LLC | 10635 | Corona Cogen | CA | Riverside | GEN1 | GT | OP | 47 | 40 | 42 |  | 6 | 1988 | NG BLQ: NG; N Y: N; Y N: Y |  | S |  | Y | IPP CHP | 3 | T | N | N
56466 | Juniper Generation LLC | 10649 | Bear Mountain Cogen | CA | Kern | GEN1 | GT | OP | 46 | 46 | 48 |  | 4 | 1995 | NG BLQ: NG; N Y: N; Y N: Y |  | S |  | Y | IPP CHP | 3 | T | N | N
56466 | Juniper Generation LLC | 10650 | Badger Creek Cogen | CA | Kern | GEN1 | GT | OP | 46 | 46 | 48 |  | 4 | 1991 | NG BLQ: NG; N Y: N; Y N: Y |  | S |  | Y | IPP CHP | 3 | T | N | N
56466 | Juniper Generation LLC | 50003 | Chalk Cliff Cogen | CA | Kern | GEN1 | GT | OP | 46 | 46 | 48 |  | 3 | 1990 | NG BLQ: NG; N Y: N; Y N: Y |  | S |  | Y | IPP CHP | 3 | T | N | N | [17 empty] | N
56466 | Juniper Generation LLC | 50493 | Double C | CA | Kern | DC1 | GT | OP | 24.9 | 23 | 24 |  | 3 | 1989 | NG BLQ: NG; N Y: N; Y N: Y |  | S |  | Y | IPP CHP | 3 | T | N | N
56466 | Juniper Generation LLC | 50493 | Double C | CA | Kern | DC2 | GT | OP | 24.9 | 23 | 24 |  | 3 | 1989 | NG BLQ: NG; N Y: N; Y N: Y |  | S |  | Y | IPP CHP | 3 | T | N | N
56466 | Juniper Generation LLC | 50494 | Kern Front | CA | Kern | KF1 | GT | OP | 24.9 | 23 | 24 |  | 2 | 1989 | NG BLQ: NG; N Y: N; Y N: Y |  | S |  | Y | IPP CHP | 3 | T | N | N
56466 | Juniper Generation LLC | 50494 | Kern Front | CA | Kern | KF2 | GT | OP | 24.9 | 23 | 24 |  | 2 | 1989 | NG BLQ: NG; N Y: N; Y N: Y |  | S |  | Y | IPP CHP | 3 | T | N | N
56466 | Juniper Generation LLC | 50495 | High Sierra | CA | Kern | HS1 | GT | OP | 24.9 | 23 | 24 |  | 3 | 1989 | NG BLQ: NG; N Y: N; Y N: Y |  | S |  | Y | IPP CHP | 3 | T | N | N
56466 | Juniper Generation LLC | 50495 | High Sierra | CA | Kern | HS2 | GT | OP | 24.9 | 23 | 24 |  | 3 | 1989 | NG BLQ: NG; N Y: N; Y N: Y |  | S |  | Y | IPP CHP | 3 | T | N | N
56466 | Juniper Generation LLC | 50612 | McKittrick Cogen | CA | Kern | GEN1 | GT | OP | 46 | 46 | 48 |  | 10 | 1991 | NG BLQ: NG; N Y: N; Y N: Y |  | S |  | Y | IPP CHP | 3 | T | N | N
56466 | Juniper Generation LLC | 54768 | Live Oak Cogen | CA | Kern | GEN1 | GT | OP | 46 | 46 | 48 |  | 3 | 1992 | NG BLQ: NG; N Y: N; Y N: Y |  | S |  | Y | IPP CHP | 3 | T | N | N
56467 | Ampersand Gilman Hydro LP | 10608 | Gilman Mill | VT | Essex | GEN1 | HY | OP | 2.2 | 2.1 | 2.1 |  | 3 | 1986 | NG BLQ: WAT; N Y: N; Y N: Y |  | S | 0 | N | Industrial CHP | 7 |  | N | N | [12 empty] | N |  |  |  |  | N
56467 | Ampersand Gilman Hydro LP | 10608 | Gilman Mill | VT | Essex | GEN2 | HY | OP | 1 | 0.9 | 0.9 |  | 1 | 1966 | NG BLQ: WAT; N Y: N; Y N: Y |  | S | 0 | N | Industrial CHP | 7 |  | N | N | [12 empty] | N |  |  |  |  | N
56467 | Ampersand Gilman Hydro LP | 10608 | Gilman Mill | VT | Essex | GEN3 | HY | OP | 0.8 | 0.7 | 0.7 |  | 1 | 1941 | NG BLQ: WAT; N Y: N; Y N: Y |  | S | 0 | N | Industrial CHP | 7 |  | N | N | [12 empty] | N |  |  |  |  | N
56467 | Ampersand Gilman Hydro LP | 10608 | Gilman Mill | VT | Essex | GEN4 | HY | OP | 0.8 | 0.6 | 0.6 |  | 1 | 1941 | NG BLQ: WAT; N Y: N; Y N: Y |  | S | 0 | N | Industrial CHP | 7 |  | N | N | [12 empty] | N |  |  |  |  | N
56467 | Ampersand Gilman Hydro LP | 10608 | Gilman Mill | VT | Essex | GEN5 | ST | OS | 4 | 3.7 | 3.8 |  | 2 | 1982 | NG BLQ: WDS; N Y: N; Y N: Y |  | S |  | Y | Industrial CHP | 7 | T | N | N | [12 empty] | N |  |  |  |  | N
56469 | Enbridge G & P (Oklahoma) LP | 57132 | Nine Mile Gas Processing Plant | OK | Dewey | 1 | IC | OS | 2.8 | 2 | 2 |  | 6 | 2001 | NG BLQ: NG; NG NG: DFO; N Y: N; Y N: Y |  | S |  | N | Industrial Non-CHP | 6 |  |  | N | [17 empty] | N
56469 | Enbridge G & P (Oklahoma) LP | 57132 | Nine Mile Gas Processing Plant | OK | Dewey | 2 | IC | OS | 2.8 | 2.1 | 2.1 |  | 2 | 2001 | NG BLQ: NG; NG NG: DFO; N Y: N; Y N: Y |  | S |  | N | Industrial Non-CHP | 6 |  |  | N | [17 empty] | N
56469 | Enbridge G & P (Oklahoma) LP | 57132 | Nine Mile Gas Processing Plant | OK | Dewey | 3 | IC | OS | 2.8 | 2.1 | 2.1 |  | 4 | 2001 | NG BLQ: NG; NG NG: DFO; N Y: N; Y N: Y |  | S |  | N | Industrial Non-CHP | 6 |  |  | N | [17 empty] | N
56475 | Tuana Springs Energy LLC | 57136 | Tuana Springs | ID | Gooding | 1 | WT | OP | 16.8 | 16.8 | 16.8 |  | 5 | 2010 | NG BLQ: WND; N Y: N; Y N: N |  | S | 8 | N | IPP Non-CHP | 2 |  |  | N | [17 empty] | N
56476 | Ameresco | 57138 | Savannah River Site Biomass Cogen | SC | Aiken | 1 | ST | OP | 20.8 | 16 | 9 |  | 1 | 2012 | WDS | TDF | DFO |  |  |  | Y | N |  | W |  | Y | IPP CHP | 3 | T | N | N | [12 empty] | N |  |  |  |  | N | [6 empty] | DFO
56477 | Tallassee Shoals LLC | 7191 | Tallassee Hydro Project | GA | CLARKE | 1 | HY | OP | 2.2 | 2 | 2 |  | 8 | 1986 | NG BLQ: WAT; N Y: N; Y N: Y |  | S |  | N | IPP Non-CHP | 2 |  | N | N | [17 empty] | N
56477 | Tallassee Shoals LLC | 7191 | Tallassee Hydro Project | GA | CLARKE | 2 | HY | OP | 0.1 | 0.1 | 0.1 |  | 8 | 1986 | NG BLQ: WAT; N Y: N; Y N: Y |  | S |  | N | IPP Non-CHP | 2 |  | N | N | [17 empty] | N
56478 | University of Michigan NCampus Research | 54604 | Warner Lambert | MI | WASHTENAW | 016E | IC | SB | 1 | 1 | 1 |  | 6 | 1992 | NG BLQ: DFO; N Y: N; Y N: N | N | S |  | N | Commercial CHP | 5 |  |  | N | [17 empty] | N
56478 | University of Michigan NCampus Research | 54604 | Warner Lambert | MI | WASHTENAW | 0550 | IC | SB | 1.5 | 1.5 | 1.5 |  | 6 | 2002 | NG BLQ: DFO; N Y: N; Y N: N | N | S |  | N | Commercial CHP | 5 |  |  | N | [17 empty] | N
56478 | University of Michigan NCampus Research | 54604 | Warner Lambert | MI | WASHTENAW | 085-1 | IC | SB | 2.3 | 2.3 | 2.3 |  | 12 | 2005 | NG BLQ: DFO; N Y: N; Y N: N | Y | S |  | N | Commercial CHP | 5 |  |  | N | [17 empty] | N
56478 | University of Michigan NCampus Research | 54604 | Warner Lambert | MI | WASHTENAW | 085-2 | IC | SB | 2.3 | 2.3 | 2.3 |  | 12 | 2005 | NG BLQ: DFO; N Y: N; Y N: N | Y | S |  | N | Commercial CHP | 5 |  |  | N | [17 empty] | N
56478 | University of Michigan NCampus Research | 54604 | Warner Lambert | MI | WASHTENAW | 5164 | GT | OP | 3 | 2.8 | 3.2 |  | 8 | 1989 | NG BLQ: NG; NG NG: DFO; N Y: Y; Y N: N | Y | S |  | Y | Commercial CHP | 5 | T |  | N | [17 empty] | N
56478 | University of Michigan NCampus Research | 54604 | Warner Lambert | MI | WASHTENAW | 800-1 | IC | SB | 2.3 | 2.3 | 2.3 |  | 11 | 2007 | NG BLQ: DFO; N Y: N; Y N: N | Y | S |  | N | Commercial CHP | 5 |  |  | N | [17 empty] | N
56479 | PIC Group Inc | 10190 | Castleton Energy Center | NY | Rensselaer | GEN1 | CT | OP | 47 | 43 | 47 |  | 2 | 1992 | NG BLQ: NG; NG NG: DFO; N Y: Y; Y N: Y |  | W |  | N | IPP Non-CHP | 2 |  | N | N
56479 | PIC Group Inc | 10190 | Castleton Energy Center | NY | Rensselaer | GEN2 | CA | OP | 25 | 25 | 25 |  | 2 | 1992 | NG BLQ: NG; NG NG: DFO; N Y: N; Y N: Y |  | W |  | N | IPP Non-CHP | 2 |  | Y | N
56480 | Empire Generating Co LLC | 56259 | Empire Generating Co LLC | NY | Rensselaer | CT11 | CT | OP | 179 | 155 | 190 |  | 9 | 2010 | NG BLQ: NG; NG NG: DFO; N Y: Y; Y N: Y |  | S |  | Y | IPP CHP | 3 | B |  | N | [17 empty] | N | [6 empty] | NG
56480 | Empire Generating Co LLC | 56259 | Empire Generating Co LLC | NY | Rensselaer | CT12 | CT | OP | 179 | 155 | 190 |  | 9 | 2010 | NG BLQ: NG; NG NG: DFO; N Y: Y; Y N: Y |  | S |  | Y | IPP CHP | 3 | B |  | N | [17 empty] | N | [6 empty] | NG
56480 | Empire Generating Co LLC | 56259 | Empire Generating Co LLC | NY | Rensselaer | ST13 | CA | OP | 295.7 | 270 | 295.7 |  | 9 | 2010 | NG BLQ: NG; NG NG: DFO; N Y: Y; Y N: Y |  | S |  | Y | IPP CHP | 3 | B | Y | N | [17 empty] | N | [6 empty] | NG
56482 | Gamesa Energy USA | 57976 | Pocahontas Prairie Wind Farm | IA | Pocahontas | 1 | WT | OP | 80 | 80 | 80 |  | 2 | 2012 | NG BLQ: WND; N Y: N; Y N: Y |  | S | 40 | N | IPP Non-CHP | 2 |  |  | N | [17 empty] | N
56483 | Eurus Combine Hills II LLC | 57137 | Eurus Combine Hills Turbine Ranch 2 | OR | Umatilla | 1 | WT | OP | 63 | 63 | 63 |  | 1 | 2010 | NG BLQ: WND; N Y: N; Y N: Y |  | S | 63 | N | IPP Non-CHP | 2 |  |  | N
56484 | Butler Ridge Wind Energy Center | 56647 | Butler Ridge | WI | Dodge | 1 | WT | OP | 54 | 54 | 54 |  | 2 | 2009 | NG BLQ: WND; N Y: N; Y N: Y |  | W | 36 | N | IPP Non-CHP | 2 |  |  | N
56484 | Butler Ridge Wind Energy Center | 56650 | Wessington Springs | SD | Jerauld | 1 | WT | OP | 51 | 51 | 51 |  | 2 | 2009 | NG BLQ: WND; N Y: N; Y N: Y |  | W | 34 | N | IPP Non-CHP | 2 |  |  | N
56487 | Krayn Wind LLC | 57139 | Highland Wind Project | PA | Cambria | 1 | WT | OP | 62.5 | 62.5 | 62.5 |  | 8 | 2009 | NG BLQ: WND; N Y: N; Y N: Y |  | S | 25 | N | IPP Non-CHP | 2 |  |  | N
56488 | Ascend Performance Materials | 10418 | Ascend Performance Materials Texas Inc. | TX | Brazoria | GEN1 | ST | OP | 6 | 5.2 | 5.2 |  | 6 | 1993 | NG BLQ: OG; NG NG: NG; N Y: N; Y N: Y |  | S |  | Y | Industrial CHP | 7 | B | N | N | [17 empty] | N | [6 empty] | NG
56488 | Ascend Performance Materials | 10418 | Ascend Performance Materials Texas Inc. | TX | Brazoria | GEN4 | ST | OP | 46.1 | 42.5 | 42.5 |  | 10 | 2000 | NG BLQ: OG; NG NG: NG; N Y: N; Y N: Y | Y | S |  | Y | Industrial CHP | 7 | B | N | N | [17 empty] | N | [6 empty] | NG
56490 | LS Power Development LLC | 55422 | DeSoto County Plant | FL | De Soto | DES1 | GT | OP | 199.4 | 159 | 184 |  | 5 | 2002 | NG BLQ: NG; NG NG: DFO; N Y: Y; Y N: Y |  | S |  | N | IPP Non-CHP | 2 |  |  | N | [17 empty] | N
56490 | LS Power Development LLC | 55422 | DeSoto County Plant | FL | De Soto | DES2 | GT | OP | 199.4 | 161 | 188 |  | 5 | 2002 | NG BLQ: NG; NG NG: DFO; N Y: Y; Y N: Y |  | S |  | N | IPP Non-CHP | 2 |  |  | N | [17 empty] | N
56491 | Tilton Energy LLC | 7760 | Tilton | IL | Vermilion | 1 | GT | OP | 47 | 44 | 47 |  | 6 | 1999 | NG BLQ: NG; N Y: N; Y N: Y |  | S |  | N | IPP Non-CHP | 2 |  | N | N | [17 empty] | N
56491 | Tilton Energy LLC | 7760 | Tilton | IL | Vermilion | 2 | GT | OP | 47 | 44 | 47 |  | 6 | 1999 | NG BLQ: NG; N Y: N; Y N: Y |  | S |  | N | IPP Non-CHP | 2 |  | N | N | [17 empty] | N
56491 | Tilton Energy LLC | 7760 | Tilton | IL | Vermilion | 3 | GT | OP | 47 | 44 | 47 |  | 6 | 1999 | NG BLQ: NG; N Y: N; Y N: Y |  | S |  | N | IPP Non-CHP | 2 |  | N | N | [17 empty] | N
56491 | Tilton Energy LLC | 7760 | Tilton | IL | Vermilion | 4 | GT | OP | 47 | 44 | 47 |  | 6 | 1999 | NG BLQ: NG; N Y: N; Y N: Y |  | S |  | N | IPP Non-CHP | 2 |  | N | N | [17 empty] | N
56493 | RV CSU Power LLC | 57141 | RV CSU Power LLC | CO | LARIMER | CSU1 | PV | OP | 1.9 | 1.9 | 1.9 |  | 12 | 2009 | NG BLQ: SUN; N Y: N; Y N: Y |  | S |  | N | Commercial Non-CHP | 4 |  |  | N | [17 empty] | N
56497 | Big Valley Power (BVP) LLC | 10288 | Big Valley Power LLC | CA | Lassen | IS27 | ST | OS | 9.3 | 8.7 | 8.7 |  | 8 | 1983 | NG BLQ: WDS; N Y: N; Y N: Y |  | S | 1 | N | Industrial Non-CHP | 6 |  | N | N | [17 empty] | N | [6 empty] | AB
56498 | Weaver Bridgewater Dairy | 57173 | Bridgewater Dairy Anaerobic Digester | OH | WILLIAMS | 1 | IC | OP | 0.6 | 0.6 | 0.6 |  | 9 | 2008 | NG BLQ: OBG; N Y: N; Y N: Y |  | S |  | N | Industrial Non-CHP | 6 |  |  | N
56498 | Weaver Bridgewater Dairy | 57173 | Bridgewater Dairy Anaerobic Digester | OH | WILLIAMS | 2 | IC | OP | 0.6 | 0.6 | 0.6 |  | 9 | 2008 | NG BLQ: OBG; N Y: N; Y N: Y |  | S |  | N | Industrial Non-CHP | 6 |  |  | N
56499 | Harvest Wind Project TIC | 57152 | Harvest Wind Project | WA | Klickitat | HWP1 | WT | OP | 98.9 | 98.9 | 98.9 |  | 12 | 2009 | NG BLQ: WND; N Y: N; Y N: Y |  | W | 43 | N | IPP Non-CHP | 2 |  |  | N | [17 empty] | N
56500 | KPAQ Industries LLC | 10697 | St Francisville Mill | LA | West Feliciana | GEN2 | ST | OS | 12.5 | 16.5 | 17 |  | 3 | 1966 | NG BLQ: BLQ; NG NG: NG; N Y: N; Y N: N |  | S |  | Y | Industrial CHP | 7 | T |  | N | [17 empty] | N | [6 empty] | NG
56505 | National Grid Generation LLC | 2511 | E F Barrett | NY | Nassau | 10 | GT | OP | 41.8 | 40.2 | 50.2 |  | 6 | 1971 | NG BLQ: NG; NG NG: DFO; N Y: Y; Y N: Y |  | S |  | N | Electric Utility | 1 |  | N | N | [17 empty] | N
56505 | National Grid Generation LLC | 2511 | E F Barrett | NY | Nassau | 11 | GT | OP | 41.8 | 40.2 | 49.2 |  | 6 | 1971 | NG BLQ: NG; NG NG: DFO; N Y: Y; Y N: Y |  | S |  | N | Electric Utility | 1 |  | N | N | [17 empty] | N
56505 | National Grid Generation LLC | 2511 | E F Barrett | NY | Nassau | 12 | GT | OP | 41.8 | 40.2 | 49.2 |  | 6 | 1971 | NG BLQ: NG; NG NG: DFO; N Y: Y; Y N: Y |  | S |  | N | Electric Utility | 1 |  | N | N | [17 empty] | N
56505 | National Grid Generation LLC | 2511 | E F Barrett | NY | Nassau | 3 | GT | OP | 18 | 16.6 | 20.2 |  | 6 | 1970 | NG BLQ: NG; NG NG: DFO; N Y: Y; Y N: Y |  | S |  | N | Electric Utility | 1 |  | N | N | [17 empty] | N
56505 | National Grid Generation LLC | 2511 | E F Barrett | NY | Nassau | 4 | GT | OP | 18 | 17.7 | 20.7 |  | 7 | 1970 | NG BLQ: NG; NG NG: DFO; N Y: Y; Y N: Y |  | S |  | N | Electric Utility | 1 |  | N | N | [17 empty] | N
56505 | National Grid Generation LLC | 2511 | E F Barrett | NY | Nassau | 5 | GT | OP | 18 | 17.4 | 20.7 |  | 7 | 1970 | NG BLQ: NG; NG NG: DFO; N Y: Y; Y N: Y |  | S |  | N | Electric Utility | 1 |  | N | N
56505 | National Grid Generation LLC | 2511 | E F Barrett | NY | Nassau | 6 | GT | OP | 18 | 17.3 | 20.1 |  | 7 | 1970 | NG BLQ: NG; NG NG: DFO; N Y: Y; Y N: Y |  | S |  | N | Electric Utility | 1 |  | N | N
56505 | National Grid Generation LLC | 2511 | E F Barrett | NY | Nassau | 8 | GT | OP | 18 | 16.8 | 19 |  | 7 | 1970 | NG BLQ: NG; NG NG: DFO; N Y: Y; Y N: Y |  | S |  | N | Electric Utility | 1 |  | N | N | [17 empty] | N
56505 | National Grid Generation LLC | 2511 | E F Barrett | NY | Nassau | 9 | GT | OP | 41.8 | 40.2 | 50 |  | 6 | 1971 | NG BLQ: NG; NG NG: DFO; N Y: Y; Y N: Y |  | S |  | N | Electric Utility | 1 |  | N | N | [17 empty] | N
56505 | National Grid Generation LLC | 2511 | E F Barrett | NY | Nassau | GT1 | GT | OP | 18 | 17.4 | 20.2 |  | 6 | 1970 | NG BLQ: NG; NG NG: DFO; N Y: Y; Y N: Y |  | S |  | N | Electric Utility | 1 |  | N | N | [17 empty] | N
56505 | National Grid Generation LLC | 2511 | E F Barrett | NY | Nassau | GT2 | GT | OP | 18 | 14.8 | 17.3 |  | 6 | 1970 | NG BLQ: NG; NG NG: DFO; N Y: Y; Y N: Y |  | S |  | N | Electric Utility | 1 |  | N | N | [17 empty] | N
56505 | National Grid Generation LLC | 2511 | E F Barrett | NY | Nassau | ST1 | ST | OP | 188 | 196.2 | 186 |  | 11 | 1956 | NG BLQ: NG; NG NG: RFO; N Y: Y; Y N: Y |  | S |  | N | Electric Utility | 1 |  | N | N | [17 empty] | N
56505 | National Grid Generation LLC | 2511 | E F Barrett | NY | Nassau | ST2 | ST | OP | 188 | 193 | 197 |  | 10 | 1963 | NG BLQ: NG; NG NG: RFO; N Y: Y; Y N: Y |  | S |  | N | Electric Utility | 1 |  | N | N
56505 | National Grid Generation LLC | 2512 | East Hampton | NY | Suffolk | 1 | GT | OP | 21.3 | 18.6 | 23.5 |  | 12 | 1970 | NG BLQ: DFO; N Y: N; Y N: Y |  | S |  | N | Electric Utility | 1 |  | N | N | [17 empty] | N
56505 | National Grid Generation LLC | 2512 | East Hampton | NY | Suffolk | 2 | IC | OP | 2 | 2 | 2 |  | 12 | 1962 | NG BLQ: DFO; N Y: N; Y N: Y |  | S |  | N | Electric Utility | 1 |  | N | N | [17 empty] | N
56505 | National Grid Generation LLC | 2512 | East Hampton | NY | Suffolk | 3 | IC | OP | 2 | 2 | 2 |  | 12 | 1962 | NG BLQ: DFO; N Y: N; Y N: Y |  | S |  | N | Electric Utility | 1 |  | N | N | [17 empty] | N
56505 | National Grid Generation LLC | 2512 | East Hampton | NY | Suffolk | 4 | IC | OP | 2 | 2 | 1.7 |  | 12 | 1962 | NG BLQ: DFO; N Y: N; Y N: Y |  | S |  | N | Electric Utility | 1 |  | N | N | [17 empty] | N
56505 | National Grid Generation LLC | 2514 | Glenwood | NY | Nassau | GT2 | GT | OP | 55 | 49 | 61.8 |  | 6 | 1972 | NG BLQ: DFO; N Y: N; Y N: Y |  | S |  | N | Electric Utility | 1 |  | N | N | [17 empty] | N
56505 | National Grid Generation LLC | 2514 | Glenwood | NY | Nassau | GT3 | GT | OP | 55 | 54.4 | 67.1 |  | 6 | 1972 | NG BLQ: DFO; N Y: N; Y N: Y |  | S |  | N | Electric Utility | 1 |  | N | N | [17 empty] | N
56505 | National Grid Generation LLC | 2515 | Montauk | NY | Suffolk | 2 | IC | OP | 2 | 2 | 1.2 |  | 12 | 1962 | NG BLQ: DFO; N Y: N; Y N: Y |  | S |  | N | Electric Utility | 1 |  | N | N | [15 empty] | 5 | 2013
56505 | National Grid Generation LLC | 2515 | Montauk | NY | Suffolk | 3 | IC | OP | 2 | 2 | 1.2 |  | 11 | 1965 | NG BLQ: DFO; N Y: N; Y N: Y |  | S |  | N | Electric Utility | 1 |  | N | N | [15 empty] | 5 | 2013
56505 | National Grid Generation LLC | 2515 | Montauk | NY | Suffolk | 4 | IC | OP | 2 | 1.7 | 1.3 |  | 11 | 1965 | NG BLQ: DFO; N Y: N; Y N: Y |  | S |  | N | Electric Utility | 1 |  | N | N | [15 empty] | 5 | 2013 | N
56505 | National Grid Generation LLC | 2516 | Northport | NY | Suffolk | 2 | ST | OP | 387 | 382.7 | 385.5 |  | 6 | 1968 | NG BLQ: NG; NG NG: RFO; N Y: Y; Y N: Y |  | S |  | N | Electric Utility | 1 |  | N | N | [17 empty] | N
56505 | National Grid Generation LLC | 2516 | Northport | NY | Suffolk | 3 | ST | OP | 387 | 399.2 | 397.7 |  | 7 | 1972 | NG BLQ: NG; NG NG: RFO; N Y: Y; Y N: Y |  | S |  | N | Electric Utility | 1 |  | N | N
56505 | National Grid Generation LLC | 2516 | Northport | NY | Suffolk | 4 | ST | OP | 387 | 394.7 | 393 |  | 12 | 1977 | NG BLQ: NG; NG NG: RFO; N Y: Y; Y N: Y |  | S |  | N | Electric Utility | 1 |  | N | N | [17 empty] | N
56505 | National Grid Generation LLC | 2516 | Northport | NY | Suffolk | GT1 | GT | OP | 16 | 12.5 | 16 |  | 3 | 1967 | NG BLQ: DFO; N Y: N; Y N: Y |  | S |  | N | Electric Utility | 1 |  | N | N | [17 empty] | N
56505 | National Grid Generation LLC | 2516 | Northport | NY | Suffolk | ST1 | ST | OP | 387 | 395.7 | 397 |  | 7 | 1967 | NG BLQ: NG; NG NG: RFO; N Y: Y; Y N: Y |  | S |  | N | Electric Utility | 1 |  | N | N | [17 empty] | N
56505 | National Grid Generation LLC | 2517 | Port Jefferson | NY | Suffolk | 3 | ST | OP | 188 | 198.5 | 191.5 |  | 11 | 1958 | NG BLQ: NG; NG NG: RFO; N Y: Y; Y N: Y |  | S |  | N | Electric Utility | 1 |  | N | N
56505 | National Grid Generation LLC | 2517 | Port Jefferson | NY | Suffolk | 4 | ST | OP | 188 | 198.5 | 192.5 |  | 11 | 1960 | NG BLQ: NG; NG NG: RFO; N Y: Y; Y N: Y |  | S |  | N | Electric Utility | 1 |  | N | N
56505 | National Grid Generation LLC | 2517 | Port Jefferson | NY | Suffolk | GT1 | GT | OP | 16 | 12.2 | 17.6 |  | 12 | 1966 | NG BLQ: DFO; N Y: N; Y N: Y |  | S |  | N | Electric Utility | 1 |  | N | N
56505 | National Grid Generation LLC | 2517 | Port Jefferson | NY | Suffolk | GT2 | GT | OP | 53 | 40.4 | 49 |  | 7 | 2002 | NG BLQ: NG; NG NG: KER; N Y: Y; Y N: Y |  | S |  | N | Electric Utility | 1 |  | N | N | [17 empty] | N
56505 | National Grid Generation LLC | 2517 | Port Jefferson | NY | Suffolk | GT3 | GT | OP | 53 | 41 | 46.7 |  | 7 | 2002 | NG BLQ: NG; NG NG: KER; N Y: Y; Y N: Y |  | S |  | N | Electric Utility | 1 |  | N | N | [17 empty] | N
56505 | National Grid Generation LLC | 2518 | Shoreham | NY | Suffolk | GT1 | GT | OP | 52.9 | 47.4 | 59.6 |  | 7 | 1971 | NG BLQ: DFO; N Y: N; Y N: Y |  | S |  | N | Electric Utility | 1 |  | N | N | [17 empty] | N
56505 | National Grid Generation LLC | 2518 | Shoreham | NY | Suffolk | GT2 | GT | OP | 18.6 | 15.7 | 20.9 |  | 4 | 1966 | NG BLQ: DFO; N Y: N; Y N: Y |  | S |  | N | Electric Utility | 1 |  | N | N | [17 empty] | N
56505 | National Grid Generation LLC | 2519 | South Hampton | NY | Suffolk | 1 | GT | OP | 11.5 | 8.6 | 11.9 |  | 3 | 1963 | NG BLQ: DFO; N Y: N; Y N: Y |  | S |  | N | Electric Utility | 1 |  | N | N | [17 empty] | N
56505 | National Grid Generation LLC | 2520 | Southold | NY | Suffolk | 1 | GT | OP | 14 | 7.4 | 9.6 |  | 8 | 1964 | NG BLQ: DFO; N Y: N; Y N: Y |  | S |  | N | Electric Utility | 1 |  | N | N | [17 empty] | N
56505 | National Grid Generation LLC | 2521 | West Babylon | NY | Suffolk | 4 | GT | OP | 52.4 | 49.2 | 63.8 |  | 8 | 1971 | NG BLQ: DFO; N Y: N; Y N: Y |  | S |  | N | Electric Utility | 1 |  | N | N | [17 empty] | N
56505 | National Grid Generation LLC | 7146 | Wading River | NY | Suffolk | 02 | GT | OP | 79.5 | 78.8 | 98.5 |  | 8 | 1989 | NG BLQ: DFO; N Y: N; Y N: Y |  | S |  | N | Electric Utility | 1 |  | N | N | [17 empty] | N
56505 | National Grid Generation LLC | 7146 | Wading River | NY | Suffolk | 03 | GT | OP | 79.5 | 76.2 | 97.6 |  | 8 | 1989 | NG BLQ: DFO; N Y: N; Y N: Y |  | S |  | N | Electric Utility | 1 |  | N | N
56505 | National Grid Generation LLC | 7146 | Wading River | NY | Suffolk | 1 | GT | OP | 79.5 | 78.9 | 98 |  | 8 | 1989 | NG BLQ: DFO; N Y: N; Y N: Y |  | S |  | N | Electric Utility | 1 |  | N | N | [17 empty] | N
56505 | National Grid Generation LLC | 7869 | Glenwood Landing | NY | Nassau | GT1 | GT | OP | 16 | 11.4 | 16 |  | 4 | 1967 | NG BLQ: DFO; NG NG: KER; N Y: N; Y N: Y |  | S |  | N | Electric Utility | 1 |  |  | N | [17 empty] | N
56505 | National Grid Generation LLC | 7869 | Glenwood Landing | NY | Nassau | GT4 | GT | OP | 53 | 40.2 | 45.8 |  | 6 | 2002 | NG BLQ: NG; NG NG: KER; N Y: Y; Y N: Y |  | S |  | N | Electric Utility | 1 |  | N | N | [17 empty] | N
56505 | National Grid Generation LLC | 7869 | Glenwood Landing | NY | Nassau | GT5 | GT | OP | 53 | 39.1 | 45.6 |  | 6 | 2002 | NG BLQ: NG; NG NG: KER; N Y: Y; Y N: Y |  | S |  | N | Electric Utility | 1 |  | N | N | [17 empty] | N
56505 | National Grid Generation LLC | 8007 | Holtsville | NY | Suffolk | 1 | GT | OP | 56.7 | 48.6 | 64.2 |  | 7 | 1974 | NG BLQ: KER; N Y: N; Y N: Y |  | S |  | N | Electric Utility | 1 |  | N | N | [17 empty] | N
56505 | National Grid Generation LLC | 8007 | Holtsville | NY | Suffolk | 10 | GT | OP | 56.7 | 49.7 | 65 |  | 7 | 1975 | NG BLQ: KER; N Y: N; Y N: Y |  | S |  | N | Electric Utility | 1 |  | N | N | [17 empty] | N
56505 | National Grid Generation LLC | 8007 | Holtsville | NY | Suffolk | 2 | GT | OP | 56.7 | 47.6 | 59.7 |  | 7 | 1974 | NG BLQ: KER; N Y: N; Y N: Y |  | S |  | N | Electric Utility | 1 |  | N | N | [17 empty] | N
56505 | National Grid Generation LLC | 8007 | Holtsville | NY | Suffolk | 3 | GT | OP | 56.7 | 46.8 | 62.5 |  | 7 | 1974 | NG BLQ: KER; N Y: N; Y N: Y |  | S |  | N | Electric Utility | 1 |  | N | N | [17 empty] | N
56505 | National Grid Generation LLC | 8007 | Holtsville | NY | Suffolk | 4 | GT | OP | 56.7 | 49.3 | 59.8 |  | 7 | 1974 | NG BLQ: KER; N Y: N; Y N: Y |  | S |  | N | Electric Utility | 1 |  | N | N | [17 empty] | N
56505 | National Grid Generation LLC | 8007 | Holtsville | NY | Suffolk | 5 | GT | OP | 56.7 | 53.5 | 63.8 |  | 7 | 1974 | NG BLQ: KER; N Y: N; Y N: Y |  | S |  | N | Electric Utility | 1 |  | N | N | [17 empty] | N
56505 | National Grid Generation LLC | 8007 | Holtsville | NY | Suffolk | 6 | GT | OP | 56.7 | 52.5 | 64.1 |  | 7 | 1975 | NG BLQ: KER; N Y: N; Y N: Y |  | S |  | N | Electric Utility | 1 |  | N | N | [17 empty] | N
56505 | National Grid Generation LLC | 8007 | Holtsville | NY | Suffolk | 7 | GT | OP | 56.7 | 52.2 | 61.4 |  | 7 | 1975 | NG BLQ: KER; N Y: N; Y N: Y |  | S |  | N | Electric Utility | 1 |  | N | N | [17 empty] | N
56505 | National Grid Generation LLC | 8007 | Holtsville | NY | Suffolk | 8 | GT | OP | 56.7 | 54.7 | 67.5 |  | 7 | 1975 | NG BLQ: KER; N Y: N; Y N: Y |  | S |  | N | Electric Utility | 1 |  | N | N | [17 empty] | N
56505 | National Grid Generation LLC | 8007 | Holtsville | NY | Suffolk | 9 | GT | OP | 56.7 | 55.4 | 64.2 |  | 7 | 1975 | NG BLQ: KER; N Y: N; Y N: Y |  | S |  | N | Electric Utility | 1 |  | N | N | [17 empty] | N
56506 | Langford Wind Power LLC | 57153 | Langford Wind Power | TX | Tom Green | 1 | WT | OP | 150 | 150 | 150 |  | 12 | 2009 | NG BLQ: WND; N Y: N; Y N: Y |  | S | 100 | N | IPP Non-CHP | 2 |  |  | N | [17 empty] | N
56510 | Imperial Valley Resource Recovery Co LLC | 57154 | Imperial Valley Resource Recovery | CA | RIVERSIDE | 1209 | ST | OS | 18.1 | 13 | 13 |  | 6 | 2009 | NG BLQ: WDS; N Y: N; Y N: Y |  | J |  | N | IPP Non-CHP | 2 |  |  | N | [17 empty] | N | [6 empty] | NG
56514 | Windy Flats Partners LLC | 57159 | Windy Flats Wind Project | WA | Klickitat | GEN1 | WT | OP | 262.2 | 262.2 | 262.2 |  | 10 | 2009 | NG BLQ: WND; N Y: N; Y N: Y |  | S | 114 | N | IPP Non-CHP | 2 |  |  | N
56515 | White River Hydroelectric | 57160 | White River Lock and Dam 1 | AR | Independence | LD#1 | HY | OP | 4.3 | 4.3 | 4.3 |  | 6 | 2007 | NG BLQ: WAT; N Y: N; Y N: Y |  | S |  | N | IPP Non-CHP | 2 |  |  | N
56515 | White River Hydroelectric | 57161 | White River Lock and Dam 2 | AR | Independence | LD#2 | HY | OP | 3.5 | 3.5 | 3.5 |  | 3 | 2007 | NG BLQ: WAT; N Y: N; Y N: Y |  | S |  | N | IPP Non-CHP | 2 |  |  | N
56515 | White River Hydroelectric | 57162 | White River Lock and Dam 3 | AR | Stone | LD#3 | HY | OP | 4.3 | 4.3 | 4.3 |  | 8 | 2006 | NG BLQ: WAT; N Y: N; Y N: Y |  | S |  | N | IPP Non-CHP | 2 |  |  | N
56516 | Morris Energy Operations Company, LLC | 10751 | Camden Plant Holding LLC | NJ | Camden | GEN1 | CT | OP | 95.2 | 94.9 | 92.6 |  | 2 | 1993 | NG BLQ: NG; NG NG: KER; N Y: Y; Y N: Y |  | W |  | N | IPP Non-CHP | 2 |  | N | N | [17 empty] | N
56516 | Morris Energy Operations Company, LLC | 10751 | Camden Plant Holding LLC | NJ | Camden | GEN2 | CA | OP | 61.8 | 50.1 | 52.1 |  | 2 | 1993 | NG BLQ: NG; N Y: N; Y N: Y |  | W |  | N | IPP Non-CHP | 2 |  | Y | N
56516 | Morris Energy Operations Company, LLC | 50497 | Bayonne Plant Holding LLC | NJ | Hudson | GTG1 | CT | OP | 43.4 | 39.5 | 43.5 |  | 7 | 1988 | NG BLQ: NG; NG NG: KER; N Y: Y; Y N: Y |  | W |  | Y | IPP CHP | 3 | T | N | N | [17 empty] | N
56516 | Morris Energy Operations Company, LLC | 50497 | Bayonne Plant Holding LLC | NJ | Hudson | GTG2 | CT | OP | 43.4 | 39.5 | 43.5 |  | 7 | 1988 | NG BLQ: NG; NG NG: KER; N Y: Y; Y N: Y |  | W |  | Y | IPP CHP | 3 | T | N | N | [17 empty] | N
56516 | Morris Energy Operations Company, LLC | 50497 | Bayonne Plant Holding LLC | NJ | Hudson | GTG3 | CT | OP | 43.4 | 39.5 | 43.5 |  | 7 | 1988 | NG BLQ: NG; NG NG: KER; N Y: Y; Y N: Y |  | W |  | Y | IPP CHP | 3 | T | N | N | [17 empty] | N
56516 | Morris Energy Operations Company, LLC | 50497 | Bayonne Plant Holding LLC | NJ | Hudson | STG1 | CA | OP | 61.4 | 39.5 | 43.5 |  | 7 | 1988 | NG BLQ: NG; NG NG: KER; N Y: N; Y N: Y |  | W |  | Y | IPP CHP | 3 | T | N | N | [17 empty] | N
56516 | Morris Energy Operations Company, LLC | 50852 | Elmwood Energy Holdings LLC | NJ | Bergen | GEN1 | CT | OP | 59 | 51 | 59 |  | 4 | 1989 | NG BLQ: NG; NG NG: DFO; N Y: Y; Y N: Y |  | W |  | Y | IPP CHP | 3 | T | N | N | [17 empty] | N
56516 | Morris Energy Operations Company, LLC | 50852 | Elmwood Energy Holdings LLC | NJ | Bergen | GEN2 | CA | OP | 24 | 13.9 | 13 |  | 5 | 1989 | NG BLQ: NG; N Y: N; Y N: Y |  | W |  | Y | IPP CHP | 3 | T | N | N | [17 empty] | N
56516 | Morris Energy Operations Company, LLC | 52026 | Dartmouth Power Associates LP | MA | Bristol | GEN1 | CT | OP | 45 | 36 | 42 |  | 3 | 1992 | NG BLQ: NG; NG NG: DFO; N Y: Y; Y N: Y |  | W |  | N | IPP Non-CHP | 2 |  |  | N | [17 empty] | N
56516 | Morris Energy Operations Company, LLC | 52026 | Dartmouth Power Associates LP | MA | Bristol | GEN2 | CA | OP | 32 | 26 | 26 |  | 3 | 1992 | NG BLQ: NG; N Y: N; Y N: Y |  | W |  | N | IPP Non-CHP | 2 |  | Y | N | [17 empty] | N
56516 | Morris Energy Operations Company, LLC | 52026 | Dartmouth Power Associates LP | MA | Bristol | GEN3 | GT | OP | 24.7 | 20.6 | 23.4 |  | 9 | 2009 | NG BLQ: NG; NG NG: DFO; N Y: Y; Y N: Y |  | W |  | N | IPP Non-CHP | 2 |  |  | N | [17 empty] | N
56516 | Morris Energy Operations Company, LLC | 54693 | York Generation Company LLC | PA | York | GT#1 | CT | OP | 8.3 | 7.9 | 9.7 |  | 4 | 1989 | NG BLQ: NG; N Y: N; Y N: Y |  | W |  | Y | IPP CHP | 3 | B | N | N | [17 empty] | N
56516 | Morris Energy Operations Company, LLC | 54693 | York Generation Company LLC | PA | York | GT#2 | CT | OP | 8.3 | 7.7 | 10.2 |  | 4 | 1989 | NG BLQ: NG; N Y: N; Y N: Y |  | W |  | Y | IPP CHP | 3 | B | N | N | [17 empty] | N
56516 | Morris Energy Operations Company, LLC | 54693 | York Generation Company LLC | PA | York | GT#5 | CT | OP | 8.3 | 8.7 | 10.3 |  | 4 | 1989 | NG BLQ: NG; N Y: N; Y N: Y |  | W |  | Y | IPP CHP | 3 | B | N | N | [17 empty] | N
56516 | Morris Energy Operations Company, LLC | 54693 | York Generation Company LLC | PA | York | GT#6 | CT | OP | 8.3 | 7.4 | 9.6 |  | 4 | 1989 | NG BLQ: NG; N Y: N; Y N: Y |  | W |  | Y | IPP CHP | 3 | B | N | N | [17 empty] | N
56516 | Morris Energy Operations Company, LLC | 54693 | York Generation Company LLC | PA | York | ST#1 | CA | OP | 9.5 | 8.5 | 7.2 |  | 8 | 1989 | NG BLQ: NG; N Y: N; Y N: Y |  | W |  | Y | IPP CHP | 3 | B | Y | N | [17 empty] | N
56516 | Morris Energy Operations Company, LLC | 54693 | York Generation Company LLC | PA | York | ST#2 | CA | OP | 9.5 | 8.3 | 8.1 |  | 8 | 1989 | NG BLQ: NG; N Y: N; Y N: Y |  | W |  | Y | IPP CHP | 3 | B | Y | N | [17 empty] | N
56518 | First State Marine Wind | 57176 | University of Delaware Wind Turbine | DE | SUSSEX | FSMW | WT | OP | 2 | 2 | 2 |  | 7 | 2010 | NG BLQ: WND; N Y: N; Y N: Y |  | J | 1 | N | Commercial Non-CHP | 4 |  |  | N | [17 empty] | N
56520 | Meadow Lake Wind Farm IV LLC | 57177 | Meadow Lake Wind Farm IV | IN | White | GEN 1 | WT | OP | 98.7 | 98.7 | 98.7 |  | 10 | 2010 | NG BLQ: WND; N Y: N; Y N: Y |  | S | 48 | N | IPP Non-CHP | 2 |  |  | N | [17 empty] | N
56523 | Colorado Highlands Wind LLC | 57174 | Colorado Highlands Wind | CO | Logan | CHW1 | WT | OP | 67.2 | 67.2 | 67.2 |  | 12 | 2012 | NG BLQ: WND; N Y: N; Y N: Y |  | S | 42 | N | IPP Non-CHP | 2 |  |  | Y | [12 empty] | Y | 11 | 2013 |  |  | N
56531 | EIF Haypress LLC | 10253 | Haypress | CA | Sierra | LGEN | HY | SB | 5 | 5 | 5 |  | 1 | 1989 | NG BLQ: WAT; N Y: N; Y N: Y | Y | S | 0 | N | IPP Non-CHP | 2 |  | N | N | [17 empty] | N
56531 | EIF Haypress LLC | 10253 | Haypress | CA | Sierra | UGEN | HY | SB | 5 | 5 | 5 |  | 12 | 1988 | NG BLQ: WAT; N Y: N; Y N: Y | Y | S | 0 | N | IPP Non-CHP | 2 |  | N | N | [17 empty] | N
56533 | Troy Energy LLC | 55348 | Troy Energy LLC | OH | Wood | 1 | GT | OP | 172 | 146 | 169 |  | 6 | 2002 | NG BLQ: NG; NG NG: DFO; N Y: Y; Y N: Y |  | W |  | N | IPP Non-CHP | 2 |  | N | N | [17 empty] | N
56533 | Troy Energy LLC | 55348 | Troy Energy LLC | OH | Wood | 2 | GT | OP | 172 | 146 | 169 |  | 6 | 2002 | NG BLQ: NG; NG NG: DFO; N Y: Y; Y N: Y |  | W |  | N | IPP Non-CHP | 2 |  | N | N | [17 empty] | N
56533 | Troy Energy LLC | 55348 | Troy Energy LLC | OH | Wood | 3 | GT | OP | 172 | 146 | 169 |  | 6 | 2002 | NG BLQ: NG; NG NG: DFO; N Y: Y; Y N: Y |  | W |  | N | IPP Non-CHP | 2 |  | N | N | [17 empty] | N
56533 | Troy Energy LLC | 55348 | Troy Energy LLC | OH | Wood | 4 | GT | OP | 172 | 146 | 169 |  | 6 | 2002 | NG BLQ: NG; NG NG: DFO; N Y: Y; Y N: Y |  | W |  | N | IPP Non-CHP | 2 |  | N | N | [17 empty] | N
56537 | Evonik Degussa Corporation | 54835 | Evonik Degussa Tippecanoe Laboratories | IN | TIPPECANOE | T121 | IC | SB | 1.2 | 1.2 | 1.2 |  | 5 | 1992 | NG BLQ: DFO; N Y: N; Y N: Y | Y | S |  | N | Industrial Non-CHP | 6 |  | N | N | [17 empty] | N | N
56540 | Northbrook Wisconsin LLC | 57190 | Little Quinnesec Falls Hydro Project | WI | MARINETTE | UNIT1 | HY | OP | 1.9 | 1.9 | 1.9 |  | 12 | 1909 | NG BLQ: WAT; N Y: N; Y N: Y |  | S |  | N | IPP Non-CHP | 2 |  |  | N
56540 | Northbrook Wisconsin LLC | 57190 | Little Quinnesec Falls Hydro Project | WI | MARINETTE | UNIT2 | HY | OP | 0.8 | 0.8 | 0.8 |  | 12 | 1900 | NG BLQ: WAT; N Y: N; Y N: Y |  | W |  | N | IPP Non-CHP | 2 |  |  | N
56540 | Northbrook Wisconsin LLC | 57190 | Little Quinnesec Falls Hydro Project | WI | MARINETTE | UNIT3 | HY | OP | 1.9 | 1.9 | 1.9 |  | 12 | 1911 | NG BLQ: WAT; N Y: N; Y N: Y |  | W |  | N | IPP Non-CHP | 2 |  |  | N
56540 | Northbrook Wisconsin LLC | 57190 | Little Quinnesec Falls Hydro Project | WI | MARINETTE | UNIT4 | HY | OP | 1 | 1 | 1 |  | 12 | 1900 | NG BLQ: WAT; N Y: N; Y N: Y |  | W |  | N | IPP Non-CHP | 2 |  |  | N
56540 | Northbrook Wisconsin LLC | 57190 | Little Quinnesec Falls Hydro Project | WI | MARINETTE | UNIT5 | HY | OP | 1 | 1 | 1 |  | 12 | 1900 | NG BLQ: WAT; N Y: N; Y N: Y |  | W |  | N | IPP Non-CHP | 2 |  |  | N
56540 | Northbrook Wisconsin LLC | 57190 | Little Quinnesec Falls Hydro Project | WI | MARINETTE | UNIT6 | HY | OP | 2.4 | 2.4 | 2.4 |  | 12 | 1916 | NG BLQ: WAT; N Y: N; Y N: Y |  | W |  | N | IPP Non-CHP | 2 |  |  | N
56543 | Black Bear Hydro Partners LLC | 1469 | Ellsworth Hydro Station | ME | Hancock | EL01 | HY | OP | 2.5 | 2.6 | 2.5 |  | 7 | 1924 | NG BLQ: WAT; N Y: N; Y N: Y |  | S | 0 | N | IPP Non-CHP | 2 |  | N | N
56543 | Black Bear Hydro Partners LLC | 1469 | Ellsworth Hydro Station | ME | Hancock | EL02 | HY | OP | 2 | 2.1 | 2 |  | 7 | 1938 | NG BLQ: WAT; N Y: N; Y N: Y |  | S | 0 | N | IPP Non-CHP | 2 |  | N | N
56543 | Black Bear Hydro Partners LLC | 1469 | Ellsworth Hydro Station | ME | Hancock | EL03 | HY | OP | 2 | 2.1 | 2 |  | 7 | 1938 | NG BLQ: WAT; N Y: N; Y N: Y |  | S | 0 | N | IPP Non-CHP | 2 |  | N | N
56543 | Black Bear Hydro Partners LLC | 1469 | Ellsworth Hydro Station | ME | Hancock | EL04 | HY | OP | 2.4 | 2.5 | 2.4 |  | 7 | 1924 | NG BLQ: WAT; N Y: N; Y N: Y |  | S | 0 | N | IPP Non-CHP | 2 |  | N | N
56543 | Black Bear Hydro Partners LLC | 1472 | Howland Hydro Station | ME | Penobscot | HL01 | HY | OP | 0.6 | 0.6 | 0.6 |  | 7 | 1921 | NG BLQ: WAT; N Y: N; Y N: Y |  | W | 0 | N | IPP Non-CHP | 2 |  | N | N
56543 | Black Bear Hydro Partners LLC | 1472 | Howland Hydro Station | ME | Penobscot | HL02 | HY | OP | 0.6 | 0.6 | 0.6 |  | 7 | 1916 | NG BLQ: WAT; N Y: N; Y N: Y |  | W | 0 | N | IPP Non-CHP | 2 |  | N | N
56543 | Black Bear Hydro Partners LLC | 1472 | Howland Hydro Station | ME | Penobscot | HL03 | HY | OP | 0.6 | 0.6 | 0.6 |  | 7 | 1916 | NG BLQ: WAT; N Y: N; Y N: Y |  | W | 0 | N | IPP Non-CHP | 2 |  | N | N
56543 | Black Bear Hydro Partners LLC | 1475 | Milford Hydro Station | ME | Penobscot | MF01 | HY | OP | 0.7 | 0.7 | 0.7 |  | 11 | 2011 | NG BLQ: WAT; N Y: N; Y N: Y |  | S |  | N | IPP Non-CHP | 2 |  | N | [18 empty] | N
56543 | Black Bear Hydro Partners LLC | 1475 | Milford Hydro Station | ME | Penobscot | MF02 | HY | OP | 0.7 | 0.7 | 0.7 |  | 11 | 2011 | NG BLQ: WAT; N Y: N; Y N: Y |  | S |  | N | IPP Non-CHP | 2 | [20 empty] | N
56543 | Black Bear Hydro Partners LLC | 1475 | Milford Hydro Station | ME | Penobscot | MF03 | HY | OP | 1.6 | 1.6 | 1.6 |  | 7 | 1956 | NG BLQ: WAT; N Y: N; Y N: Y |  | S | 0 | N | IPP Non-CHP | 2 |  | N | N
56543 | Black Bear Hydro Partners LLC | 1475 | Milford Hydro Station | ME | Penobscot | MF04 | HY | OP | 1.6 | 1.6 | 1.6 |  | 7 | 1946 | NG BLQ: WAT; N Y: N; Y N: Y |  | S | 0 | N | IPP Non-CHP | 2 |  | N | N
56543 | Black Bear Hydro Partners LLC | 1475 | Milford Hydro Station | ME | Penobscot | MF05 | HY | OP | 1.6 | 1.6 | 1.6 |  | 7 | 1941 | NG BLQ: WAT; N Y: N; Y N: Y |  | S | 0 | N | IPP Non-CHP | 2 |  | N | N
56543 | Black Bear Hydro Partners LLC | 1475 | Milford Hydro Station | ME | Penobscot | MF06 | HY | OP | 1.6 | 1.6 | 1.6 |  | 7 | 1942 | NG BLQ: WAT; N Y: N; Y N: Y |  | S | 0 | N | IPP Non-CHP | 2 |  | N | N
56543 | Black Bear Hydro Partners LLC | 1478 | Stillwater Hydro Station | ME | Penobscot | SW01 | HY | OP | 0.4 | 0.5 | 0.5 |  | 1 | 1913 | NG BLQ: WAT; N Y: N; Y N: Y |  | S | 0 | N | IPP Non-CHP | 2 |  | N | N
56543 | Black Bear Hydro Partners LLC | 1478 | Stillwater Hydro Station | ME | Penobscot | SW02 | HY | OP | 0.4 | 0.5 | 0.5 |  | 1 | 1913 | NG BLQ: WAT; N Y: N; Y N: Y |  | S | 0 | N | IPP Non-CHP | 2 |  | N | N
56543 | Black Bear Hydro Partners LLC | 1478 | Stillwater Hydro Station | ME | Penobscot | SW03 | HY | OP | 0.4 | 0.5 | 0.5 |  | 1 | 1916 | NG BLQ: WAT; N Y: N; Y N: Y |  | S | 0 | N | IPP Non-CHP | 2 |  | N | N
56543 | Black Bear Hydro Partners LLC | 1478 | Stillwater Hydro Station | ME | Penobscot | SW04 | HY | OP | 0.6 | 0.6 | 0.6 |  | 1 | 1929 | NG BLQ: WAT; N Y: N; Y N: Y |  | S | 0 | N | IPP Non-CHP | 2 |  | N | N
56543 | Black Bear Hydro Partners LLC | 1479 | Veazie Hydro Station | ME | Penobscot | VZ01 | HY | OP | 0.7 | 0.7 | 0.7 |  | 7 | 1933 | NG BLQ: WAT; N Y: N; Y N: Y |  | W | 0 | N | IPP Non-CHP | 2 |  | N | Y | [15 empty] | 6 | 2013
56543 | Black Bear Hydro Partners LLC | 1479 | Veazie Hydro Station | ME | Penobscot | VZ02 | HY | OP | 0.3 | 0.3 | 0.3 |  | 7 | 1920 | NG BLQ: WAT; N Y: N; Y N: Y |  | W | 0 | N | IPP Non-CHP | 2 |  | N | Y | [15 empty] | 6 | 2013
56543 | Black Bear Hydro Partners LLC | 1479 | Veazie Hydro Station | ME | Penobscot | VZ03 | HY | OP | 0.3 | 0.3 | 0.3 |  | 7 | 1920 | NG BLQ: WAT; N Y: N; Y N: Y |  | W | 0 | N | IPP Non-CHP | 2 |  | N | Y | [15 empty] | 6 | 2013
56543 | Black Bear Hydro Partners LLC | 1479 | Veazie Hydro Station | ME | Penobscot | VZ04 | HY | OP | 0.3 | 0.3 | 0.3 |  | 7 | 1920 | NG BLQ: WAT; N Y: N; Y N: Y |  | W | 0 | N | IPP Non-CHP | 2 |  | N | Y | [15 empty] | 6 | 2013
56543 | Black Bear Hydro Partners LLC | 1479 | Veazie Hydro Station | ME | Penobscot | VZ05 | HY | OP | 0.3 | 0.3 | 0.3 |  | 7 | 1920 | NG BLQ: WAT; N Y: N; Y N: Y |  | W | 0 | N | IPP Non-CHP | 2 |  | N | Y | [15 empty] | 6 | 2013
56543 | Black Bear Hydro Partners LLC | 1479 | Veazie Hydro Station | ME | Penobscot | VZ06 | HY | OP | 0.3 | 0.3 | 0.3 |  | 7 | 1920 | NG BLQ: WAT; N Y: N; Y N: Y |  | W | 0 | N | IPP Non-CHP | 2 |  | N | Y | [15 empty] | 6 | 2013
56543 | Black Bear Hydro Partners LLC | 1479 | Veazie Hydro Station | ME | Penobscot | VZ07 | HY | OP | 0.3 | 0.3 | 0.3 |  | 7 | 1920 | NG BLQ: WAT; N Y: N; Y N: Y |  | W | 0 | N | IPP Non-CHP | 2 |  | N | Y | [15 empty] | 6 | 2013
56543 | Black Bear Hydro Partners LLC | 1479 | Veazie Hydro Station | ME | Penobscot | VZ08 | HY | OP | 0.3 | 0.3 | 0.3 |  | 7 | 1920 | NG BLQ: WAT; N Y: N; Y N: Y |  | W | 0 | N | IPP Non-CHP | 2 |  | N | Y | [15 empty] | 6 | 2013
56543 | Black Bear Hydro Partners LLC | 1479 | Veazie Hydro Station | ME | Penobscot | VZ09 | HY | OP | 0.3 | 0.3 | 0.3 |  | 7 | 1920 | NG BLQ: WAT; N Y: N; Y N: Y |  | W | 0 | N | IPP Non-CHP | 2 |  | N | Y | [15 empty] | 6 | 2013
56543 | Black Bear Hydro Partners LLC | 1479 | Veazie Hydro Station | ME | Penobscot | VZ10 | HY | OP | 0.3 | 0.3 | 0.3 |  | 7 | 1920 | NG BLQ: WAT; N Y: N; Y N: Y |  | W | 0 | N | IPP Non-CHP | 2 |  | N | Y | [15 empty] | 6 | 2013
56543 | Black Bear Hydro Partners LLC | 1479 | Veazie Hydro Station | ME | Penobscot | VZ11 | HY | OP | 0.3 | 0.3 | 0.3 |  | 7 | 1920 | NG BLQ: WAT; N Y: N; Y N: Y |  | W | 0 | N | IPP Non-CHP | 2 |  | N | Y | [15 empty] | 6 | 2013
56543 | Black Bear Hydro Partners LLC | 1479 | Veazie Hydro Station | ME | Penobscot | VZ12 | HY | OP | 0.3 | 0.3 | 0.3 |  | 7 | 1920 | NG BLQ: WAT; N Y: N; Y N: Y |  | W | 0 | N | IPP Non-CHP | 2 |  | N | Y | [15 empty] | 6 | 2013
56543 | Black Bear Hydro Partners LLC | 1479 | Veazie Hydro Station | ME | Penobscot | VZ13 | HY | OP | 0.3 | 0.3 | 0.3 |  | 7 | 1920 | NG BLQ: WAT; N Y: N; Y N: Y |  | W | 0 | N | IPP Non-CHP | 2 |  | N | Y | [15 empty] | 6 | 2013
56543 | Black Bear Hydro Partners LLC | 1479 | Veazie Hydro Station | ME | Penobscot | VZ14 | HY | OP | 0.3 | 0.3 | 0.3 |  | 7 | 1920 | NG BLQ: WAT; N Y: N; Y N: Y |  | W | 0 | N | IPP Non-CHP | 2 |  | N | Y | [15 empty] | 6 | 2013
56543 | Black Bear Hydro Partners LLC | 1479 | Veazie Hydro Station | ME | Penobscot | VZ15 | HY | OP | 0.5 | 0.5 | 0.5 |  | 7 | 1914 | NG BLQ: WAT; N Y: N; Y N: Y |  | W | 0 | N | IPP Non-CHP | 2 |  | N | Y | [15 empty] | 6 | 2013
56543 | Black Bear Hydro Partners LLC | 1479 | Veazie Hydro Station | ME | Penobscot | VZ16 | HY | OP | 1.5 | 1.4 | 1.4 |  | 7 | 1938 | NG BLQ: WAT; N Y: N; Y N: Y |  | W | 0 | N | IPP Non-CHP | 2 |  | N | Y | [15 empty] | 6 | 2013
56543 | Black Bear Hydro Partners LLC | 1479 | Veazie Hydro Station | ME | Penobscot | VZ17 | HY | OP | 1.5 | 1.4 | 1.4 |  | 7 | 1938 | NG BLQ: WAT; N Y: N; Y N: Y |  | W | 0 | N | IPP Non-CHP | 2 |  | N | Y | [15 empty] | 6 | 2013
56543 | Black Bear Hydro Partners LLC | 10255 | Bangor Pacific Hydro | ME | Penobscot | GEN1 | HY | OP | 6.5 | 4.4 | 4.4 |  | 4 | 1988 | NG BLQ: WAT; N Y: N; Y N: Y |  | J | 0 | N | IPP Non-CHP | 2 |  | N | N | [17 empty] | N
56543 | Black Bear Hydro Partners LLC | 10255 | Bangor Pacific Hydro | ME | Penobscot | GEN2 | HY | OP | 6.5 | 5.1 | 5.1 |  | 4 | 1988 | NG BLQ: WAT; N Y: N; Y N: Y |  | J | 0 | N | IPP Non-CHP | 2 |  | N | N | [17 empty] | N
56543 | Black Bear Hydro Partners LLC | 55288 | Medway Hydro | ME | Penobscot | MW01 | HY | OP | 0.6 | 0.7 | 0.7 |  | 1 | 1923 | NG BLQ: WAT; N Y: N; Y N: Y |  | S | 0 | N | IPP Non-CHP | 2 |  | N | N
56543 | Black Bear Hydro Partners LLC | 55288 | Medway Hydro | ME | Penobscot | MW02 | HY | OP | 0.6 | 0.7 | 0.7 |  | 1 | 1923 | NG BLQ: WAT; N Y: N; Y N: Y |  | S | 0 | N | IPP Non-CHP | 2 |  | N | N
56543 | Black Bear Hydro Partners LLC | 55288 | Medway Hydro | ME | Penobscot | MW03 | HY | OP | 0.6 | 0.7 | 0.7 |  | 1 | 1923 | NG BLQ: WAT; N Y: N; Y N: Y |  | S | 0 | N | IPP Non-CHP | 2 |  | N | N
56543 | Black Bear Hydro Partners LLC | 55288 | Medway Hydro | ME | Penobscot | MW04 | HY | OP | 0.7 | 0.9 | 0.9 |  | 1 | 1925 | NG BLQ: WAT; N Y: N; Y N: Y |  | S | 0 | N | IPP Non-CHP | 2 |  | N | N
56543 | Black Bear Hydro Partners LLC | 55288 | Medway Hydro | ME | Penobscot | MW05 | HY | OP | 0.7 | 0.9 | 0.9 |  | 1 | 1925 | NG BLQ: WAT; N Y: N; Y N: Y |  | S | 0 | N | IPP Non-CHP | 2 |  | N | N
56543 | Black Bear Hydro Partners LLC | 55967 | Great Works Hydro | ME | Penobscot | WW1 | HY | OP | 1 | 1 | 0.9 |  | 12 | 1988 | NG BLQ: WAT; N Y: N; Y N: Y |  | W |  | N | IPP Non-CHP | 2 |  |  | N | [17 empty] | N
56543 | Black Bear Hydro Partners LLC | 55967 | Great Works Hydro | ME | Penobscot | WW10 | HY | OP | 0.6 | 0.6 | 0.6 |  | 1 | 1910 | NG BLQ: WAT; N Y: N; Y N: Y |  | W |  | N | IPP Non-CHP | 2 |  |  | N | [17 empty] | N
56543 | Black Bear Hydro Partners LLC | 55967 | Great Works Hydro | ME | Penobscot | WW11 | HY | OP | 0.5 | 0.5 | 0.5 |  | 1 | 1910 | NG BLQ: WAT; N Y: N; Y N: Y |  | W |  | N | IPP Non-CHP | 2 |  |  | N | [17 empty] | N
56543 | Black Bear Hydro Partners LLC | 55967 | Great Works Hydro | ME | Penobscot | WW2 | HY | OP | 1 | 1 | 0.9 |  | 12 | 1988 | NG BLQ: WAT; N Y: N; Y N: Y |  | W |  | N | IPP Non-CHP | 2 |  |  | N | [17 empty] | N
56543 | Black Bear Hydro Partners LLC | 55967 | Great Works Hydro | ME | Penobscot | WW3 | HY | OP | 1 | 1 | 0.9 |  | 12 | 1988 | NG BLQ: WAT; N Y: N; Y N: Y |  | W |  | N | IPP Non-CHP | 2 |  |  | N | [17 empty] | N
56543 | Black Bear Hydro Partners LLC | 55967 | Great Works Hydro | ME | Penobscot | WW4 | HY | OP | 0.6 | 0.6 | 0.6 |  | 1 | 1910 | NG BLQ: WAT; N Y: N; Y N: Y |  | W |  | N | IPP Non-CHP | 2 |  |  | N | [17 empty] | N
56543 | Black Bear Hydro Partners LLC | 55967 | Great Works Hydro | ME | Penobscot | WW5 | HY | OP | 0.6 | 0.6 | 0.6 |  | 1 | 1910 | NG BLQ: WAT; N Y: N; Y N: Y |  | W |  | N | IPP Non-CHP | 2 |  |  | N | [17 empty] | N
56543 | Black Bear Hydro Partners LLC | 55967 | Great Works Hydro | ME | Penobscot | WW6 | HY | OP | 0.7 | 0.7 | 0.7 |  | 1 | 1910 | NG BLQ: WAT; N Y: N; Y N: Y |  | W |  | N | IPP Non-CHP | 2 |  |  | N | [17 empty] | N
56543 | Black Bear Hydro Partners LLC | 55967 | Great Works Hydro | ME | Penobscot | WW7 | HY | OP | 0.6 | 0.6 | 0.6 |  | 1 | 1910 | NG BLQ: WAT; N Y: N; Y N: Y |  | W |  | N | IPP Non-CHP | 2 |  |  | N | [17 empty] | N
56543 | Black Bear Hydro Partners LLC | 55967 | Great Works Hydro | ME | Penobscot | WW8 | HY | OP | 0.6 | 0.6 | 0.6 |  | 1 | 1910 | NG BLQ: WAT; N Y: N; Y N: Y |  | W |  | N | IPP Non-CHP | 2 |  |  | N | [17 empty] | N
56543 | Black Bear Hydro Partners LLC | 55967 | Great Works Hydro | ME | Penobscot | WW9 | HY | OP | 0.5 | 0.5 | 0.5 |  | 1 | 1910 | NG BLQ: WAT; N Y: N; Y N: Y |  | W |  | N | IPP Non-CHP | 2 |  |  | N | [17 empty] | N
56543 | Black Bear Hydro Partners LLC | 57184 | Orono Hydro Station | ME | Penobscot | 1 | HY | OP | 0.5 | 0.5 | 0.5 |  | 3 | 2009 | NG BLQ: WAT; N Y: N; Y N: Y |  | S |  | N | IPP Non-CHP | 2 |  |  | N
56543 | Black Bear Hydro Partners LLC | 57184 | Orono Hydro Station | ME | Penobscot | 2 | HY | OP | 0.6 | 0.6 | 0.6 |  | 3 | 2009 | NG BLQ: WAT; N Y: N; Y N: Y |  | S |  | N | IPP Non-CHP | 2 |  |  | N
56543 | Black Bear Hydro Partners LLC | 57184 | Orono Hydro Station | ME | Penobscot | 3 | HY | OP | 0.8 | 0.8 | 0.8 |  | 1 | 2009 | NG BLQ: WAT; N Y: N; Y N: Y |  | S |  | N | IPP Non-CHP | 2 |  |  | N
56543 | Black Bear Hydro Partners LLC | 57184 | Orono Hydro Station | ME | Penobscot | 4 | HY | OP | 0.8 | 0.8 | 0.8 |  | 1 | 2009 | NG BLQ: WAT; N Y: N; Y N: Y |  | S |  | N | IPP Non-CHP | 2 |  |  | N
56545 | Pattern Operators LP | 50826 | Tres Vaqueros Wind Farms LLC | CA | Contra Costa | 1 | WT | OS | 28.3 | 28.3 | 28.3 |  | 1 | 1996 | NG BLQ: WND; N Y: N; Y N: Y |  | W | 86 | N | IPP Non-CHP | 2 |  | N
56545 | Pattern Operators LP | 56654 | Hatchet Ridge Wind Project | CA | SHASTA | 1 | WT | OP | 101.2 | 101.2 | 101.2 |  | 12 | 2010 | NG BLQ: WND; N Y: N; Y N: Y |  | W | 44 | N | IPP Non-CHP | 2 |  |  | N
56545 | Pattern Operators LP | 56661 | Pattern Gulf Wind | TX | Kenedy | 1 | WT | OP | 283.2 | 283.2 | 283.2 |  | 12 | 2008 | NG BLQ: WND; N Y: N; Y N: Y |  | W | 118 | N | IPP Non-CHP | 2 |  |  | N
56545 | Pattern Operators LP | 57192 | Spring Valley Wind Project | NV | WHITE PINE | WTG | WT | OP | 150 | 150 | 150 |  | 8 | 2012 | NG BLQ: WND; N Y: N; Y N: Y |  | W | 66 | N | IPP Non-CHP | 2 | [20 empty] | N
56545 | Pattern Operators LP | 57514 | Ocotillo Express LLC | CA | Imperial | WTG | WT | OP | 265.4 | 265.4 | 265.4 |  | 12 | 2012 | NG BLQ: WND; N Y: N; Y N: Y |  | W | 112 | N | IPP Non-CHP | 2 | [20 empty] | N
56548 | Lost Creek Wind LLC | 57189 | Lost Creek Wind Energy Facility | MO | De Kalb | LCW | WT | OP | 150 | 150 | 150 |  | 5 | 2010 | NG BLQ: WND; N Y: N; Y N: Y |  | S | 100 | N | IPP Non-CHP | 2 |  |  | N | [17 empty] | N
56555 | FPL Energy Montezuma Wind | 57201 | FPL Energy Montezuma Winds LLC | CA | Solano | S2.3 | WT | OP | 36.8 | 36.8 | 36.8 |  | 11 | 2010 | NG BLQ: WND; N Y: N; Y N: Y |  | S | 16 | N | IPP Non-CHP | 2 |  |  | N | [17 empty] | N
56558 | Rolling Hills Generating LLC | 55401 | Rolling Hills Generating | OH | Vinton | CT1 | GT | OP | 195.5 | 165 | 180 |  | 6 | 2003 | NG BLQ: NG; N Y: N; Y N: Y |  | S |  | N | IPP Non-CHP | 2 |  |  | N | [17 empty] | N
56558 | Rolling Hills Generating LLC | 55401 | Rolling Hills Generating | OH | Vinton | CT2 | GT | OP | 195.5 | 165 | 180 |  | 6 | 2003 | NG BLQ: NG; N Y: N; Y N: Y |  | S |  | N | IPP Non-CHP | 2 |  |  | N | [17 empty] | N
56558 | Rolling Hills Generating LLC | 55401 | Rolling Hills Generating | OH | Vinton | CT3 | GT | OP | 195.5 | 165 | 180 |  | 6 | 2003 | NG BLQ: NG; N Y: N; Y N: Y |  | S |  | N | IPP Non-CHP | 2 |  |  | N | [17 empty] | N
56558 | Rolling Hills Generating LLC | 55401 | Rolling Hills Generating | OH | Vinton | CT4 | GT | OP | 195.5 | 165 | 180 |  | 6 | 2003 | NG BLQ: NG; N Y: N; Y N: Y |  | S |  | N | IPP Non-CHP | 2 |  |  | N | [17 empty] | N
56558 | Rolling Hills Generating LLC | 55401 | Rolling Hills Generating | OH | Vinton | CT5 | GT | OP | 195.5 | 165 | 180 |  | 6 | 2003 | NG BLQ: NG; N Y: N; Y N: Y |  | S |  | N | IPP Non-CHP | 2 |  |  | N | [17 empty] | N
56559 | High Desert Power Project LLC | 55518 | High Desert Power Plant | CA | San Bernardino | CTG1 | CT | OP | 173 | 153.7 | 153.7 |  | 4 | 2003 | NG BLQ: NG; N Y: N; Y N: Y |  | S |  | N | IPP Non-CHP | 2 |  | N | N | [17 empty] | N
56559 | High Desert Power Project LLC | 55518 | High Desert Power Plant | CA | San Bernardino | CTG2 | CT | OP | 173 | 155.2 | 155.2 |  | 4 | 2003 | NG BLQ: NG; N Y: N; Y N: Y |  | S |  | N | IPP Non-CHP | 2 |  | N | N | [17 empty] | N
56559 | High Desert Power Project LLC | 55518 | High Desert Power Plant | CA | San Bernardino | CTG3 | CT | OP | 173 | 159.7 | 159.7 |  | 4 | 2003 | NG BLQ: NG; N Y: N; Y N: Y |  | S |  | N | IPP Non-CHP | 2 |  | N | N | [17 empty] | N
56559 | High Desert Power Project LLC | 55518 | High Desert Power Plant | CA | San Bernardino | STG1 | CA | OP | 333 | 274 | 300 |  | 4 | 2003 | NG BLQ: NG; NG NG: NG; N Y: N; Y N: Y |  | S |  | N | IPP Non-CHP | 2 |  | Y | N | [17 empty] | N
56561 | Day County Wind LLC | 57194 | Day County Wind LLC | SD | Day | GE15 | WT | OP | 99 | 99 | 99 |  | 4 | 2010 | NG BLQ: WND; N Y: N; Y N: Y |  | S | 66 | N | IPP Non-CHP | 2 |  |  | N | [17 empty] | N
56563 | Solar Star North Carolina I LLC | 57200 | Shelby Solar Energy Generation Facility | NC | Cleveland | 1 | PV | OP | 1 | 1 | 1 |  | 5 | 2010 | NG BLQ: SUN; N Y: N; Y N: Y |  | S | 2 | N | IPP Non-CHP | 2 |  |  | N | [17 empty] | N
56565 | TX Solar I LLC | 57197 | Blue Wing Solar Energy Generation | TX | Bexar | 1 | PV | OP | 13.9 | 13.5 | 13.5 |  | 11 | 2010 | NG BLQ: SUN; N Y: N; Y N: Y |  | W |  | N | IPP Non-CHP | 2 |  |  | N | [17 empty] | N
56568 | United Materials of Great Falls Inc | 56591 | Horseshoe Bend Wind Park | MT | Cascade | HBWP | WT | OP | 9 | 9 | 9 |  | 2 | 2006 | NG BLQ: WND; N Y: N; Y N: Y |  | S | 6 | N | IPP Non-CHP | 2 |  |  | N
56570 | Coleto Creek Power LP | 6178 | Coleto Creek | TX | Goliad | 1 | ST | OP | 622.4 | 592.4 | 592.4 |  | 6 | 1980 | NG BLQ: SUB; N Y: N; Y N: Y |  | W |  | N | IPP Non-CHP | 2 |  | N | N | [12 empty] | N |  |  |  |  | N | Y |  | Y |  |  |  | DFO
56575 | Sunray Operating Services LLC | 10437 | SEGS I | CA | San Bernardino | GEN1 | ST | OP | 13.8 | 13.8 | 13.8 |  | 12 | 1984 | NG BLQ: SUN; NG NG: NG; N Y: N; Y N: Y |  | W | 0 | N | IPP Non-CHP | 2 |  |  | N | [17 empty] | N
56575 | Sunray Operating Services LLC | 10438 | SEGS II | CA | San Bernardino | GEN1 | ST | OP | 30 | 30 | 30 |  | 12 | 1985 | NG BLQ: SUN; NG NG: NG; N Y: N; Y N: Y |  | W | 0 | N | IPP Non-CHP | 2 |  |  | N | [17 empty] | N
56582 | Jacksonville Solar LLC | 57202 | Jacksonville Solar | FL | Duval | 1 | PV | OP | 15 | 12.5 | 12.5 |  | 4 | 2010 | NG BLQ: SUN; N Y: N; Y N: Y |  | S |  | N | IPP Non-CHP | 2 |  |  | N | [17 empty] | N
56583 | Wyandot Solar LLC | 57203 | Wyandot Solar Farm | OH | WYANDOT | 1 | PV | OP | 12 | 12 | 12 |  | 4 | 2010 | NG BLQ: SUN; N Y: N; Y N: Y |  | S |  | N | IPP Non-CHP | 2 |  |  | N | [17 empty] | N
56584 | PSEG Solar Hackettstown LLC | 57204 | PSEG Hackettstown | NJ | Warren | 1 | PV | OP | 2.2 | 2.2 | 2.2 |  | 9 | 2009 | NG BLQ: SUN; N Y: N; Y N: Y |  | S |  | N | IPP Non-CHP | 2 |  |  | N | [17 empty] | N
56589 | Bottle Rock Power LLC | 902 | Bottle Rock Power | CA | Lake | 1 | ST | OP | 55 | 10 | 10 |  | 2 | 1985 | NG BLQ: GEO; N Y: N; Y N: Y |  | S |  | N | IPP Non-CHP | 2 |  | N | N | [17 empty] | N
56590 | Silverstreet Hydro | 10036 | Hillsborough Hosiery | NH | Hillsborough | GEN1 | HY | OA | 0.6 | 0.6 | 0.6 |  | 12 | 1989 | NG BLQ: WAT; N Y: N; Y N: Y | Y | S | 0 | N | IPP Non-CHP | 2 |  | N | N
56590 | Silverstreet Hydro | 10036 | Hillsborough Hosiery | NH | Hillsborough | GEN2 | HY | OA | 0.6 | 0.6 | 0.6 |  | 12 | 1989 | NG BLQ: WAT; N Y: N; Y N: Y | Y | S |  | N | IPP Non-CHP | 2 |  | N | N
56590 | Silverstreet Hydro | 10124 | Hollow Dam Power Partnership | NY | St Lawrence | HY1 | HY | OP | 0.5 | 0.3 | 0.3 |  | 12 | 1987 | NG BLQ: WAT; N Y: N; Y N: Y |  | S |  | N | IPP Non-CHP | 2 |  | N | N | [17 empty] | N
56590 | Silverstreet Hydro | 10124 | Hollow Dam Power Partnership | NY | St Lawrence | HY2 | HY | OP | 0.5 | 0.3 | 0.3 |  | 12 | 1987 | NG BLQ: WAT; N Y: N; Y N: Y |  | S |  | N | IPP Non-CHP | 2 |  | N | N | [17 empty] | N
56590 | Silverstreet Hydro | 10872 | Kings Falls Hydroelectric | NY | Lewis | 1 | HY | OS | 1.6 | 0.2 | 0.1 |  | 10 | 1988 | NG BLQ: WAT; N Y: N; Y N: Y |  | S |  | N | IPP Non-CHP | 2 |  | N | N | [17 empty] | N
56592 | Idaho Wind Partners 1 LLC | 56434 | Burley Butte Windpark | ID | Cassia | BBWP | WT | OP | 13.5 | 13.5 | 13.5 |  | 2 | 2011 | NG BLQ: WND; N Y: N; Y N: Y |  | S | 7 | N | IPP Non-CHP | 2 |  | N
56592 | Idaho Wind Partners 1 LLC | 56435 | Golden Valley Wind Park LLC | ID | Cassia | GVWP | WT | OP | 12 | 12 | 12 |  | 1 | 2011 | NG BLQ: WND; N Y: N; Y N: Y |  | S | 7 | N | IPP Non-CHP | 2 |  | N
56592 | Idaho Wind Partners 1 LLC | 56437 | Milner Dam Wind Park LLC | ID | Cassia | MDWP | WT | OP | 19.5 | 19.5 | 19.5 |  | 2 | 2011 | NG BLQ: WND; N Y: N; Y N: Y |  | S | 12 | N | IPP Non-CHP | 2 |  | N
56592 | Idaho Wind Partners 1 LLC | 56439 | Oregon Trail Wind Park | ID | Twin Falls | OTWP | WT | OP | 13.5 | 13.5 | 13.5 |  | 1 | 2011 | NG BLQ: WND; N Y: N; Y N: Y |  | S | 7 | N | IPP Non-CHP | 2 |  | N
56592 | Idaho Wind Partners 1 LLC | 56440 | Pilgrim Stage Wind Park | ID | Twin Falls | PSWP | WT | OP | 10.5 | 10.5 | 10.5 |  | 1 | 2011 | NG BLQ: WND; N Y: N; Y N: Y |  | S | 7 | N | IPP Non-CHP | 2 |  | N
56592 | Idaho Wind Partners 1 LLC | 56441 | Salmon Falls Wind Park | ID | Twin Falls | SFWP | WT | OP | 21 | 21 | 21 |  | 4 | 2011 | NG BLQ: WND; N Y: N; Y N: Y |  | S | 12 | N | IPP Non-CHP | 2 |  | N
56592 | Idaho Wind Partners 1 LLC | 56442 | Thousand Springs Wind Park | ID | Twin Falls | TSWP | WT | OP | 12 | 12 | 12 |  | 1 | 2011 | NG BLQ: WND; N Y: N; Y N: Y |  | S | 7 | N | IPP Non-CHP | 2 |  | N
56592 | Idaho Wind Partners 1 LLC | 56443 | Tuana Gulch Wind Park | ID | Twin Falls | TGWP | WT | OP | 10.5 | 10.5 | 10.5 |  | 1 | 2011 | NG BLQ: WND; N Y: N; Y N: Y |  | S | 7 | N | IPP Non-CHP | 2 |  | N
56592 | Idaho Wind Partners 1 LLC | 57124 | Payne's Ferry | ID | Twin Falls | PFWP | WT | OP | 21 | 21 | 21 |  | 12 | 2010 | NG BLQ: WND; N Y: N; Y N: Y |  | S | 14 | N | IPP Non-CHP | 2 |  |  | N
56592 | Idaho Wind Partners 1 LLC | 57125 | Camp Reed | ID | Elmore | CRWP | WT | OP | 22.5 | 22.5 | 22.5 |  | 12 | 2010 | NG BLQ: WND; N Y: N; Y N: Y |  | S | 15 | N | IPP Non-CHP | 2 |  |  | N | [17 empty] | N
56592 | Idaho Wind Partners 1 LLC | 57126 | Yahoo Creek | ID | Twin Falls | YCWP | WT | OP | 21 | 21 | 21 |  | 12 | 2010 | NG BLQ: WND; N Y: N; Y N: Y |  | S | 8 | N | IPP Non-CHP | 2 |  |  | N | [17 empty] | N
56596 | Union Tribune LLC | 10600 | Union Tribune Publishing | CA | San Diego | GEN1 | GT | OP | 3.1 | 3.1 | 3.1 |  | 3 | 1982 | NG BLQ: NG; NG NG: DFO; N Y: N; Y N: Y |  | S |  | Y | Industrial CHP | 7 | B | N | N
56597 | Hydro Kennebec LLC | 54148 | Hydro Kennebec Project | ME | Kennebec | GEN1 | HY | OP | 7.7 | 7.7 | 7.7 |  | 1 | 1989 | NG BLQ: WAT; N Y: N; Y N: Y |  | S | 0 | N | IPP Non-CHP | 2 |  | N | N | [17 empty] | N
56597 | Hydro Kennebec LLC | 54148 | Hydro Kennebec Project | ME | Kennebec | GEN2 | HY | OP | 7.7 | 7.7 | 7.7 |  | 1 | 1989 | NG BLQ: WAT; N Y: N; Y N: Y |  | S | 0 | N | IPP Non-CHP | 2 |  | N | N | [17 empty] | N
56598 | Optim Energy LLC | 7030 | Twin Oaks Power One | TX | Robertson | 1 | ST | OP | 174.6 | 152 | 153 |  | 9 | 1990 | LIG | NG | SUB | PC |  |  | Y | Y |  | S |  | N | IPP Non-CHP | 2 |  | N | N | [17 empty] | N |  | Y | Y |  |  |  | NG
56598 | Optim Energy LLC | 7030 | Twin Oaks Power One | TX | Robertson | 2 | ST | OP | 174.6 | 153 | 154 |  | 10 | 1991 | LIG | NG | SUB | PC |  |  | Y | Y |  | S |  | N | IPP Non-CHP | 2 |  | N | N | [17 empty] | N |  | Y | Y |  |  |  | NG
56599 | Wind Energy America Inc | 56216 | L J Trust | IA | Osceola | LJT2 | WT | OP | 2 | 2 | 2 |  | 6 | 2011 | NG BLQ: WND; N Y: N; Y N: Y |  | S | 1 | N | IPP Non-CHP | 2 | [15 empty] | N
56599 | Wind Energy America Inc | 56217 | NAE Shaokatan Power | MN | Lincoln | SPP2 | WT | OP | 0.8 | 0.8 | 0.8 |  | 12 | 2011 | NG BLQ: WND; N Y: N; Y N: Y |  | S | 1 | N | IPP Non-CHP | 2 |  | N | [18 empty] | N
56599 | Wind Energy America Inc | 56217 | NAE Shaokatan Power | MN | Lincoln | SPP3 | WT | OP | 0.8 | 0.8 | 0.8 |  | 6 | 2010 | NG BLQ: WND; N Y: N; Y N: Y |  | S | 1 | N | IPP Non-CHP | 2 |  | N | [18 empty] | N
56599 | Wind Energy America Inc | 56218 | Zachary Ridge LLC | IA | Osceola | ZR2 | WT | OP | 2 | 2 | 2 |  | 1 | 2010 | NG BLQ: WND; N Y: N; Y N: Y |  | S | 1 | N | IPP Non-CHP | 2 |  | N | N | [17 empty] | N
56600 | Ascend Performance Materials LLC | 10416 | Pensacola Florida Plant | FL | Escambia | GEN1 | ST | OP | 5 | 5 | 5 |  | 9 | 1953 | NG | RFO | WO | OG |  |  | Y | Y |  | S |  | Y | Industrial CHP | 7 | T | N | N | [17 empty] | N | [6 empty] | NG
56600 | Ascend Performance Materials LLC | 10416 | Pensacola Florida Plant | FL | Escambia | GEN2 | ST | OP | 5 | 5 | 5 |  | 1 | 1957 | NG | RFO | WO | OG |  |  | Y | Y |  | S |  | Y | Industrial CHP | 7 | T | N | N | [17 empty] | N | [6 empty] | NG
56600 | Ascend Performance Materials LLC | 10416 | Pensacola Florida Plant | FL | Escambia | GEN3 | ST | OP | 6 | 6 | 6 |  | 3 | 1958 | NG | RFO | WO | OG |  |  | Y | Y |  | S |  | Y | Industrial CHP | 7 | T | N | N | [17 empty] | N | [6 empty] | NG
56600 | Ascend Performance Materials LLC | 10416 | Pensacola Florida Plant | FL | Escambia | GEN4 | GT | OP | 86 | 82 | 100 |  | 8 | 1993 | NG BLQ: NG; N Y: N; Y N: Y |  | S |  | Y | Industrial CHP | 7 | T | N | N | [17 empty] | N
56601 | Covanta MacArthur Renewable Energy | 51038 | MacArthur Waste to Energy Facility | NY | Suffolk | GEN1 | ST | OP | 12.5 | 11 | 11 |  | 3 | 1990 | NG BLQ: MSW; N Y: N; Y N: Y |  | W |  | N | Commercial Non-CHP | 4 |  |  | N | [17 empty] | N | [6 empty] | NG
56603 | Roth Rock Wind Farm LLC | 57239 | Roth Rock Wind Farm LLC | MD | Garrett | SRRW1 | WT | OP | 40 | 40 | 40 |  | 8 | 2011 | NG BLQ: WND; N Y: N; Y N: Y |  | S | 16 | N | IPP Non-CHP | 2 | [20 empty] | N
56603 | Roth Rock Wind Farm LLC | 57240 | Roth Rock North Wind Farm, LLC | MD | Garrett | SRRNW | WT | OP | 10 | 10 | 10 |  | 8 | 2011 | NG BLQ: WND; N Y: N; Y N: Y |  | S | 4 | N | IPP Non-CHP | 2 | [20 empty] | N
56605 | Delaware City Refining Company LLC | 52193 | Delaware City Plant | DE | New Castle | CT1 | GT | OP | 92 | 65 | 72 |  | 5 | 2000 | NG BLQ: NG; N Y: N; Y N: Y |  | S |  | Y | Industrial CHP | 7 | T | N | N | [17 empty] | N
56605 | Delaware City Refining Company LLC | 52193 | Delaware City Plant | DE | New Castle | CT2 | GT | OP | 92 | 65 | 72 |  | 5 | 2000 | NG BLQ: NG; N Y: N; Y N: Y |  | S |  | Y | Industrial CHP | 7 | T | N | N | [17 empty] | N
56605 | Delaware City Refining Company LLC | 52193 | Delaware City Plant | DE | New Castle | G1 | ST | OP | 27.5 | 29.5 | 29.5 |  | 10 | 1956 | OG | NG | OG |  |  |  | N | Y |  | S |  | Y | Industrial CHP | 7 | T | N | N | [12 empty] | N |  |  |  |  | N | [6 empty] | OG
56605 | Delaware City Refining Company LLC | 52193 | Delaware City Plant | DE | New Castle | G2 | ST | OP | 27.5 | 29.5 | 29.5 |  | 10 | 1956 | OG | NG | OG |  |  |  | N | Y |  | S |  | Y | Industrial CHP | 7 | T | N | N | [12 empty] | N |  |  |  |  | N | [6 empty] | OG
56605 | Delaware City Refining Company LLC | 52193 | Delaware City Plant | DE | New Castle | G3 | ST | OP | 75 | 66 | 66 |  | 11 | 1961 | OG | NG | OG |  |  |  | N | Y |  | S |  | Y | Industrial CHP | 7 | T | N | N | [12 empty] | N |  |  |  |  | N | [6 empty] | OG
56605 | Delaware City Refining Company LLC | 52193 | Delaware City Plant | DE | New Castle | G4 | ST | OP | 10 | 10 | 10 |  | 6 | 1982 | OG | NG | OG |  |  |  | N | Y |  | S |  | Y | Industrial CHP | 7 | T | N | N | [12 empty] | N |  |  |  |  | N | [6 empty] | OG
56606 | Calpine New Jersey Generation LLC | 2379 | Carlls Corner | NJ | Cumberland | CA1 | GT | OP | 41.9 | 37.4 | 45.3 |  | 4 | 1973 | NG BLQ: NG; NG NG: KER; N Y: Y; Y N: Y |  | S |  | N | IPP Non-CHP | 2 |  | N | [13 empty] | N |  |  |  |  | N
56606 | Calpine New Jersey Generation LLC | 2379 | Carlls Corner | NJ | Cumberland | CA2 | GT | OP | 41.9 | 41.2 | 49.8 |  | 5 | 1973 | NG BLQ: NG; NG NG: KER; N Y: Y; Y N: Y |  | S |  | N | IPP Non-CHP | 2 |  | N | [13 empty] | N |  |  |  |  | N
56606 | Calpine New Jersey Generation LLC | 2380 | Cedar Station | NJ | Ocean | CED1 | GT | SB | 46 | 42.7 | 52.8 |  | 6 | 1972 | NG BLQ: KER; N Y: N; Y N: Y | Y | S |  | N | IPP Non-CHP | 2 |  | N | N | [17 empty] | N
56606 | Calpine New Jersey Generation LLC | 2380 | Cedar Station | NJ | Ocean | CED2 | GT | SB | 21.2 | 22.7 | 27.8 |  | 6 | 1972 | NG BLQ: KER; N Y: N; Y N: Y | Y | S |  | N | IPP Non-CHP | 2 |  | N | N | [17 empty] | N | N
56606 | Calpine New Jersey Generation LLC | 2382 | Middle Station | NJ | Cape May | MID1 | GT | SB | 21.2 | 19.2 | 24.2 |  | 6 | 1970 | NG BLQ: KER; N Y: N; Y N: Y | Y | S |  | N | IPP Non-CHP | 2 |  | N | N | [17 empty] | N
56606 | Calpine New Jersey Generation LLC | 2382 | Middle Station | NJ | Cape May | MID2 | GT | SB | 21.2 | 19.4 | 24.4 |  | 6 | 1970 | NG BLQ: KER; N Y: N; Y N: Y | Y | S |  | N | IPP Non-CHP | 2 |  | N | N | [17 empty] | N
56606 | Calpine New Jersey Generation LLC | 2382 | Middle Station | NJ | Cape May | MID3 | GT | SB | 37.2 | 34.8 | 44.9 |  | 5 | 1971 | NG BLQ: KER; N Y: N; Y N: Y | Y | S |  | N | IPP Non-CHP | 2 |  | N | N | [17 empty] | N
56606 | Calpine New Jersey Generation LLC | 2383 | Missouri Avenue | NJ | Atlantic | MISB | GT | SB | 18.6 | 18.5 | 23.6 |  | 5 | 1969 | NG BLQ: KER; N Y: N; Y N: Y | Y | S |  | N | IPP Non-CHP | 2 |  | N | N | [17 empty] | N
56606 | Calpine New Jersey Generation LLC | 2383 | Missouri Avenue | NJ | Atlantic | MISC | GT | SB | 18.6 | 20.5 | 23.8 |  | 1 | 1969 | NG BLQ: KER; N Y: N; Y N: Y | Y | S |  | N | IPP Non-CHP | 2 |  | N | N | [17 empty] | N
56606 | Calpine New Jersey Generation LLC | 2383 | Missouri Avenue | NJ | Atlantic | MISD | GT | SB | 18.6 | 20.5 | 23.8 |  | 2 | 1969 | NG BLQ: KER; N Y: N; Y N: Y | Y | S |  | N | IPP Non-CHP | 2 |  | N | N | [17 empty] | N
56606 | Calpine New Jersey Generation LLC | 2384 | Deepwater | NJ | Salem | 1 | ST | OP | 81.6 | 78.9 | 79.5 |  | 12 | 1958 | NG | DFO | RFO |  |  |  | N | Y |  | S |  | N | IPP Non-CHP | 2 |  | N | N | [17 empty] | N | [6 empty] | NG | DFO
56606 | Calpine New Jersey Generation LLC | 2384 | Deepwater | NJ | Salem | 6 | ST | OP | 73.5 | 81.2 | 82 |  | 12 | 1954 | NG | DFO | RFO |  |  |  | N | Y |  | S |  | N | IPP Non-CHP | 2 |  | N | N | [17 empty] | N | N |  | N |  |  |  | DFO | NG
56606 | Calpine New Jersey Generation LLC | 5083 | Cumberland | NJ | Cumberland | CUMB | GT | OP | 99.4 | 86.6 | 104.1 |  | 5 | 1990 | NG BLQ: NG; NG NG: KER; N Y: Y; Y N: Y | Y | S |  | N | IPP Non-CHP | 2 |  | N | N | [17 empty] | N
56606 | Calpine New Jersey Generation LLC | 5083 | Cumberland | NJ | Cumberland | CUMB2 | GT | OP | 131.8 | 96.5 | 102 |  | 6 | 2009 | NG BLQ: NG; NG NG: KER; N Y: Y; Y N: Y |  | S |  | N | IPP Non-CHP | 2 |  | N | N | [17 empty] | N
56606 | Calpine New Jersey Generation LLC | 7288 | Sherman Avenue | NJ | Cumberland | SEHR | GT | OP | 112.8 | 82.4 | 99 |  | 5 | 1991 | NG BLQ: NG; NG NG: KER; N Y: Y; Y N: Y |  | S |  | N | IPP Non-CHP | 2 |  | N | N | [17 empty] | N
56606 | Calpine New Jersey Generation LLC | 8008 | Mickleton Station | NJ | Gloucester | MICK | GT | SB | 71.2 | 64.9 | 78 |  | 6 | 1974 | NG BLQ: NG; N Y: N; Y N: Y | Y | S |  | N | IPP Non-CHP | 2 |  | N | N | [17 empty] | N
56607 | Calpine Bethlehem LLC | 55690 | Bethlehem Power Plant | PA | Northhampton | CTG1 | CT | OP | 140 | 126 | 121 |  | 12 | 2002 | NG BLQ: NG; NG NG: DFO; N Y: Y; Y N: Y | Y | S |  | N | IPP Non-CHP | 2 |  | N | N | [12 empty] | N |  |  |  |  | N
56607 | Calpine Bethlehem LLC | 55690 | Bethlehem Power Plant | PA | Northhampton | CTG2 | CT | OP | 140 | 126 | 121 |  | 12 | 2002 | NG BLQ: NG; NG NG: DFO; N Y: Y; Y N: Y | Y | S |  | N | IPP Non-CHP | 2 |  | N | N | [12 empty] | N |  |  |  |  | N
56607 | Calpine Bethlehem LLC | 55690 | Bethlehem Power Plant | PA | Northhampton | CTG3 | CT | OP | 140 | 126 | 121 |  | 12 | 2002 | NG BLQ: NG; NG NG: DFO; N Y: Y; Y N: Y | Y | S |  | N | IPP Non-CHP | 2 |  | N | N | [12 empty] | N |  |  |  |  | N |  |  | N
56607 | Calpine Bethlehem LLC | 55690 | Bethlehem Power Plant | PA | Northhampton | CTG5 | CT | OP | 140 | 126 | 121 |  | 1 | 2003 | NG BLQ: NG; NG NG: DFO; N Y: Y; Y N: Y |  | S |  | N | IPP Non-CHP | 2 |  | N | N | [12 empty] | N |  |  |  |  | N
56607 | Calpine Bethlehem LLC | 55690 | Bethlehem Power Plant | PA | Northhampton | CTG6 | CT | OP | 140 | 126 | 121 |  | 2 | 2003 | NG BLQ: NG; NG NG: DFO; N Y: Y; Y N: Y |  | S |  | N | IPP Non-CHP | 2 |  | N | N | [12 empty] | N |  |  |  |  | N
56607 | Calpine Bethlehem LLC | 55690 | Bethlehem Power Plant | PA | Northhampton | CTG7 | CT | OP | 140 | 126 | 121 |  | 4 | 2003 | NG BLQ: NG; NG NG: DFO; N Y: Y; Y N: Y |  | S |  | N | IPP Non-CHP | 2 |  | N | N | [12 empty] | N |  |  |  |  | N
56607 | Calpine Bethlehem LLC | 55690 | Bethlehem Power Plant | PA | Northhampton | STG4 | CA | OP | 230 | 187 | 177 |  | 5 | 2003 | NG BLQ: NG; NG NG: DFO; N Y: Y; Y N: Y |  | S |  | N | IPP Non-CHP | 2 |  | N | N | [12 empty] | N |  |  |  |  | N
56607 | Calpine Bethlehem LLC | 55690 | Bethlehem Power Plant | PA | Northhampton | STG8 | CA | OP | 230 | 187 | 177 |  | 12 | 2003 | NG BLQ: NG; NG NG: DFO; N Y: Y; Y N: Y |  | S |  | N | IPP Non-CHP | 2 |  | N | N | [12 empty] | N |  |  |  |  | N
56608 | Calpine Mid-Merit LLC | 55524 | York Energy Center | PA | York | CTG1 | CT | OP | 120 | 113 | 113 |  | 3 | 2011 | NG BLQ: NG; NG NG: DFO; N Y: Y; Y N: Y |  | S |  | N | IPP Non-CHP | 2 |  | N | [18 empty] | N
56608 | Calpine Mid-Merit LLC | 55524 | York Energy Center | PA | York | CTG2 | CT | OP | 120 | 122 | 122 |  | 3 | 2011 | NG BLQ: NG; NG NG: DFO; N Y: Y; Y N: Y |  | S |  | N | IPP Non-CHP | 2 |  | N | [18 empty] | N
56608 | Calpine Mid-Merit LLC | 55524 | York Energy Center | PA | York | CTG3 | CT | OP | 120 | 122 | 122 |  | 3 | 2011 | NG BLQ: NG; NG NG: DFO; N Y: Y; Y N: Y |  | S |  | N | IPP Non-CHP | 2 |  | N | [18 empty] | N
56608 | Calpine Mid-Merit LLC | 55524 | York Energy Center | PA | York | STG1 | CA | OP | 200 | 188 | 188 |  | 3 | 2011 | NG BLQ: NG; NG NG: DFO; N Y: Y; Y N: Y |  | S |  | N | IPP Non-CHP | 2 |  | N | [18 empty] | N
56609 | Calpine Mid-Atlantic Generation LLC | 591 | Christiana | DE | New Castle | CH11 | GT | SB | 26 | 22.5 | 22.5 |  | 6 | 1973 | NG BLQ: DFO; N Y: N; Y N: Y | Y | S |  | N | IPP Non-CHP | 2 |  |  | N | [17 empty] | N
56609 | Calpine Mid-Atlantic Generation LLC | 591 | Christiana | DE | New Castle | CH14 | GT | SB | 26 | 22.5 | 22.5 |  | 6 | 1973 | NG BLQ: DFO; N Y: N; Y N: Y | Y | S |  | N | IPP Non-CHP | 2 |  |  | N | [17 empty] | N
56609 | Calpine Mid-Atlantic Generation LLC | 592 | Delaware City 10 | DE | New Castle | DC10 | GT | SB | 18.5 | 16 | 18 |  | 4 | 1968 | NG BLQ: DFO; N Y: N; Y N: Y | Y | S |  | N | IPP Non-CHP | 2 |  | N | N | [17 empty] | N
56609 | Calpine Mid-Atlantic Generation LLC | 593 | Edge Moor | DE | New Castle | 10 | GT | SB | 12.5 | 13 | 15 |  | 6 | 1963 | NG BLQ: DFO; N Y: N; Y N: Y | Y | S |  | N | IPP CHP | 3 |  | N | N | [17 empty] | N
56609 | Calpine Mid-Atlantic Generation LLC | 593 | Edge Moor | DE | New Castle | 3 | ST | OP | 75 | 86 | 86 |  | 12 | 1954 | NG | LFG | DFO | RFO |  |  | Y | Y |  | S |  | Y | IPP CHP | 3 | B | N | N | [12 empty] | N |  |  |  |  | N | N |  | N |  |  |  | NG | DFO
56609 | Calpine Mid-Atlantic Generation LLC | 593 | Edge Moor | DE | New Castle | 4 | ST | OP | 176.8 | 174 | 174 |  | 4 | 1966 | NG | LFG | DFO | RFO |  |  | Y | Y |  | S |  | Y | IPP CHP | 3 | B | N | N | [12 empty] | N |  |  |  |  | N | N |  | N |  |  |  | NG | DFO
56609 | Calpine Mid-Atlantic Generation LLC | 593 | Edge Moor | DE | New Castle | 5 | ST | OP | 446 | 450 | 450 |  | 8 | 1973 | NG | DFO | RFO |  |  |  | Y | Y |  | S |  | N | IPP CHP | 3 |  | N | N | [12 empty] | N |  |  |  |  | N | [6 empty] | NG | DFO
56609 | Calpine Mid-Atlantic Generation LLC | 597 | West Station | DE | New Castle | WEST | GT | SB | 20 | 15 | 19 |  | 6 | 1964 | NG BLQ: DFO; N Y: N; Y N: Y | Y | S |  | N | IPP Non-CHP | 2 |  | N | N | [17 empty] | N
56609 | Calpine Mid-Atlantic Generation LLC | 1563 | Crisfield | MD | Somerset | CRIS | IC | SB | 2.9 | 2.6 | 2.6 |  | 5 | 1968 | NG BLQ: DFO; N Y: N; Y N: Y | Y | S |  | N | IPP Non-CHP | 2 |  | N | N | [17 empty] | N
56609 | Calpine Mid-Atlantic Generation LLC | 1563 | Crisfield | MD | Somerset | CRS2 | IC | SB | 2.9 | 2.6 | 2.6 |  | 5 | 1968 | NG BLQ: DFO; N Y: N; Y N: Y | Y | S |  | N | IPP Non-CHP | 2 |  | N | N | [17 empty] | N
56609 | Calpine Mid-Atlantic Generation LLC | 1563 | Crisfield | MD | Somerset | CRS3 | IC | SB | 2.9 | 2.6 | 2.6 |  | 5 | 1968 | NG BLQ: DFO; N Y: N; Y N: Y | Y | S |  | N | IPP Non-CHP | 2 |  | N | N | [17 empty] | N
56609 | Calpine Mid-Atlantic Generation LLC | 1563 | Crisfield | MD | Somerset | CRS4 | IC | SB | 2.9 | 2.6 | 2.6 |  | 5 | 1968 | NG BLQ: DFO; N Y: N; Y N: Y | Y | S |  | N | IPP Non-CHP | 2 |  | N | N | [17 empty] | N
56609 | Calpine Mid-Atlantic Generation LLC | 3782 | Bayview | VA | Northampton | BAYV | IC | SB | 2 | 2.1 | 2.1 |  | 10 | 1963 | NG BLQ: DFO; N Y: N; Y N: Y | Y | S |  | N | IPP Non-CHP | 2 |  | N | N | [17 empty] | N
56609 | Calpine Mid-Atlantic Generation LLC | 3782 | Bayview | VA | Northampton | BYV2 | IC | SB | 2 | 2.1 | 2.1 |  | 10 | 1963 | NG BLQ: DFO; N Y: N; Y N: Y | Y | S |  | N | IPP Non-CHP | 2 |  | N | N | [17 empty] | N
56609 | Calpine Mid-Atlantic Generation LLC | 3782 | Bayview | VA | Northampton | BYV3 | IC | SB | 2 | 2.1 | 2.1 |  | 10 | 1963 | NG BLQ: DFO; N Y: N; Y N: Y | Y | S |  | N | IPP Non-CHP | 2 |  | N | N | [17 empty] | N
56609 | Calpine Mid-Atlantic Generation LLC | 3782 | Bayview | VA | Northampton | BYV4 | IC | SB | 2 | 2.1 | 2.1 |  | 10 | 1963 | NG BLQ: DFO; N Y: N; Y N: Y | Y | S |  | N | IPP Non-CHP | 2 |  | N | N | [17 empty] | N
56609 | Calpine Mid-Atlantic Generation LLC | 3782 | Bayview | VA | Northampton | BYV5 | IC | SB | 2 | 2.1 | 2.1 |  | 10 | 1963 | NG BLQ: DFO; N Y: N; Y N: Y | Y | S |  | N | IPP Non-CHP | 2 |  | N | N | [17 empty] | N
56609 | Calpine Mid-Atlantic Generation LLC | 3782 | Bayview | VA | Northampton | BYV6 | IC | SB | 2 | 2.1 | 2.1 |  | 10 | 1963 | NG BLQ: DFO; N Y: N; Y N: Y | Y | S |  | N | IPP Non-CHP | 2 |  | N | N | [17 empty] | N
56609 | Calpine Mid-Atlantic Generation LLC | 3785 | Tasley | VA | Accomack | TAS | GT | SB | 27 | 31 | 40.3 |  | 6 | 1972 | NG BLQ: DFO; N Y: N; Y N: Y | Y | S |  | N | IPP Non-CHP | 2 |  | N | [13 empty] | N |  |  |  |  | N
56609 | Calpine Mid-Atlantic Generation LLC | 7153 | Hay Road | DE | New Castle | HR1 | CT | OP | 122 | 126 | 120 |  | 7 | 1989 | NG BLQ: NG; NG NG: KER; N Y: Y; Y N: Y | Y | S |  | N | IPP Non-CHP | 2 |  | N | N | [17 empty] | N
56609 | Calpine Mid-Atlantic Generation LLC | 7153 | Hay Road | DE | New Castle | HR2 | CT | OP | 122 | 126 | 120 |  | 5 | 1989 | NG BLQ: NG; NG NG: KER; N Y: Y; Y N: Y | Y | S |  | N | IPP Non-CHP | 2 |  | N | N | [17 empty] | N
56609 | Calpine Mid-Atlantic Generation LLC | 7153 | Hay Road | DE | New Castle | HR3 | CT | OP | 122 | 126 | 120 |  | 5 | 1991 | NG BLQ: NG; NG NG: KER; N Y: Y; Y N: Y | Y | S |  | N | IPP Non-CHP | 2 |  | N | N | [17 empty] | N
56609 | Calpine Mid-Atlantic Generation LLC | 7153 | Hay Road | DE | New Castle | HR4 | CA | OP | 200 | 187 | 182 |  | 5 | 1993 | NG BLQ: NG; NG NG: KER; N Y: Y; Y N: Y |  | S |  | N | IPP Non-CHP | 2 |  | N | N | [17 empty] | N
56609 | Calpine Mid-Atlantic Generation LLC | 7153 | Hay Road | DE | New Castle | HR5 | CT | OP | 144 | 126 | 121 |  | 6 | 2001 | NG BLQ: NG; NG NG: KER; N Y: Y; Y N: Y |  | S |  | N | IPP Non-CHP | 2 |  | N | N | [17 empty] | N
56609 | Calpine Mid-Atlantic Generation LLC | 7153 | Hay Road | DE | New Castle | HR6 | CT | OP | 144 | 126 | 121 |  | 7 | 2001 | NG BLQ: NG; NG NG: KER; N Y: Y; Y N: Y |  | S |  | N | IPP Non-CHP | 2 |  | N | N | [17 empty] | N
56609 | Calpine Mid-Atlantic Generation LLC | 7153 | Hay Road | DE | New Castle | HR7 | CT | OP | 144 | 126 | 121 |  | 7 | 2001 | NG BLQ: NG; NG NG: KER; N Y: Y; Y N: Y |  | S |  | N | IPP Non-CHP | 2 |  | N | N | [17 empty] | N
56609 | Calpine Mid-Atlantic Generation LLC | 7153 | Hay Road | DE | New Castle | HR8 | CA | OP | 195 | 187 | 177 |  | 7 | 2002 | NG BLQ: NG; NG NG: KER; N Y: Y; Y N: Y |  | S |  | N | IPP Non-CHP | 2 |  | N | N | [17 empty] | N
56610 | Calpine Vineland Solar LLC | 57081 | Calpine Vineland Solar LLC | NJ | Cumberland | CVS1 | PV | OP | 2.3 | 2.3 | 2.3 |  | 8 | 2009 | NG BLQ: SUN; N Y: N; Y N: Y |  | S | 4 | N | IPP Non-CHP | 2 |  |  | N | [17 empty] | N
56610 | Calpine Vineland Solar LLC | 57081 | Calpine Vineland Solar LLC | NJ | Cumberland | CVS2 | PV | OP | 1.8 | 1.8 | 1.8 |  | 12 | 2009 | NG BLQ: SUN; N Y: N; Y N: Y |  | S | 3 | N | IPP Non-CHP | 2 |  |  | N | [17 empty] | N
56612 | Kit Carson Windpower LLC | 57244 | Kit Carson Windpower | CO | Kit Carson | KCW | WT | OP | 51 | 51 | 51 |  | 11 | 2010 | NG BLQ: WND; N Y: N; Y N: Y |  | S | 34 | N | IPP Non-CHP | 2 |  |  | N | [17 empty] | N
56613 | Frederickson Power LP | 55818 | Frederickson Power LP | WA | Pierce | FICT | CT | OP | 192 | 160 | 176 |  | 8 | 2002 | NG BLQ: NG; N Y: N; Y N: Y | Y | J |  | N | IPP Non-CHP | 2 |  | N | N | [17 empty] | N
56613 | Frederickson Power LP | 55818 | Frederickson Power LP | WA | Pierce | FIST | CA | OP | 126.3 | 82 | 84 |  | 8 | 2002 | NG BLQ: NG; N Y: N; Y N: Y | Y | J |  | N | IPP Non-CHP | 2 |  | Y | N | [17 empty] | N
56615 | First Solar Energy LLC | 56939 | NRG Solar Blythe LLC | CA | Riverside | 1 | PV | OP | 21 | 21 | 21 |  | 12 | 2009 | NG BLQ: SUN; N Y: N; Y N: Y |  | W | 42 | N | IPP Non-CHP | 2 |  |  | N | [12 empty] | N
56615 | First Solar Energy LLC | 57243 | Cimarron Solar Facility | NM | COLFAX | CIM1 | PV | OP | 30.6 | 30.6 | 30.6 |  | 12 | 2010 | NG BLQ: SUN; N Y: N; Y N: Y |  | W | 52 | N | IPP Non-CHP | 2 |  |  | N | [17 empty] | N
56615 | First Solar Energy LLC | 57338 | Roadrunner Solar | NM | Dona Ana | 1 | PV | OP | 20.2 | 20 | 20 |  | 8 | 2011 | NG BLQ: SUN; N Y: N; Y N: Y |  | W | 32 | N | IPP Non-CHP | 2 | [20 empty] | N
56615 | First Solar Energy LLC | 57373 | Agua Caliente Solar Project | AZ | Yuma | AGU1 | PV | OP | 90.7 | 82.5 | 82.5 |  | 5 | 2012 | NG BLQ: SUN; N Y: N; Y N: Y |  | W | 144 | N | IPP Non-CHP | 2
56615 | First Solar Energy LLC | 57373 | Agua Caliente Solar Project | AZ | Yuma | AGU2 | PV | OP | 136 | 136 | 136 |  | 12 | 2012 | NG BLQ: SUN; N Y: N; Y N: Y |  | W | 170 | N | IPP Non-CHP | 2
56615 | First Solar Energy LLC | 57442 | Silver State Solar Power North | NV | Clark | 56188 | PV | OP | 52 | 50 | 50 |  | 5 | 2012 | NG BLQ: SUN; N Y: N; Y N: Y |  | W | 84 | N | IPP Non-CHP | 2 | [20 empty] | N
56615 | First Solar Energy LLC | 57567 | Albuquerque Solar Energy Center | NM | Bernalilo | ASEC1 | PV | OP | 2 | 2 | 2 |  | 4 | 2011 | NG BLQ: SUN; N Y: N; Y N: Y |  | W | 4 | N | Electric Utility | 1 | [20 empty] | N
56615 | First Solar Energy LLC | 57571 | Los Lunas Solar Energy Center | NM | Valencia | LLSEC | PV | OP | 5 | 5 | 5 |  | 6 | 2011 | NG BLQ: SUN; N Y: N; Y N: Y |  | W | 10 | N | Electric Utility | 1 | [20 empty] | N
56615 | First Solar Energy LLC | 57575 | Deming Solar Energy Center | NM | Luna | DSEC | PV | OP | 5 | 5 | 5 |  | 8 | 2011 | NG BLQ: SUN; N Y: N; Y N: Y |  | W | 10 | N | Electric Utility | 1 | [20 empty] | N
56615 | First Solar Energy LLC | 57576 | Las Vegas Solar Energy Center | NM | San Miguel | LVSEC | PV | OP | 5 | 5 | 5 |  | 11 | 2011 | NG BLQ: SUN; N Y: N; Y N: Y |  | W | 10 | N | Electric Utility | 1 | [20 empty] | N
56615 | First Solar Energy LLC | 57577 | Alamogordo Solar Energy Center | NM | Otero | AGSEC | PV | OP | 5 | 5 | 5 |  | 10 | 2011 | NG BLQ: SUN; N Y: N; Y N: Y |  | W | 10 | N | Electric Utility | 1 | [20 empty] | N
56615 | First Solar Energy LLC | 57657 | Avra Valley Solar | AZ | Pima | 1 | PV | OP | 26.5 | 25 | 25 |  | 12 | 2012 | NG BLQ: SUN; N Y: N; Y N: Y |  | W | 21 | N | IPP Non-CHP | 2 | [20 empty] | N
56616 | ArcelorMittal Warren Inc | 54207 | ArcelorMittal Warren | OH | Trumbull | GEN1 | ST | OP | 3 | 2.8 | 2.8 |  | 10 | 1934 | BFG | NG | WC | OG | BIT |  | Y | N | N | S |  | Y | Industrial CHP | 7 | T | N | N | [17 empty] | N
56616 | ArcelorMittal Warren Inc | 54207 | ArcelorMittal Warren | OH | Trumbull | GEN2 | ST | OP | 7.5 | 7 | 7.1 |  | 3 | 1940 | BFG | NG | WC | OG |  |  | Y | N | N | S |  | Y | Industrial CHP | 7 | T | N | N | [17 empty] | N
56616 | ArcelorMittal Warren Inc | 54207 | ArcelorMittal Warren | OH | Trumbull | GEN3 | ST | OP | 10 | 9.3 | 9.4 |  | 12 | 1981 | BFG | NG | WC | OG |  |  | Y | N | N | S |  | Y | Industrial CHP | 7 | T | N | N | [17 empty] | N
56617 | Iowa Lakes Community College | 57257 | Iowa Lakes Community College Wind Farm | IA | EMMET | VMN82 | WT | OP | 1 | 1 | 1 |  | 2 | 2005 | NG BLQ: WND; N Y: N; Y N: N |  | S | 1 | N | Commercial Non-CHP | 4 |  |  | N
56618 | Victor Valley Community College District | 57254 | Victor Valley CC CPV Solar | CA | SAN BERNARDINO | 1PV | PV | OP | 1 | 1 | 1 |  | 6 | 2010 | NG BLQ: SUN; N Y: N; Y N: Y |  | S |  | N | Commercial Non-CHP | 4 |  |  | N | [17 empty] | N
56619 | Air Force Ctr For Engin and Environ | 57253 | MA Military Reservation Wind Project | MA | BARNSTABLE | 1 | WT | OP | 1.5 | 1.5 | 1.5 |  | 12 | 2009 | NG BLQ: WND; N Y: N; Y N: Y |  | S | 1 | N | IPP Non-CHP | 2 |  |  | N | [17 empty] | N
56619 | Air Force Ctr For Engin and Environ | 57253 | MA Military Reservation Wind Project | MA | BARNSTABLE | 2 | WT | OP | 1.5 | 1.5 | 1.5 |  | 11 | 2011 | NG BLQ: WND; N Y: N; Y N: Y |  | S | 1 | N | IPP Non-CHP | 2 |  |  | N
56619 | Air Force Ctr For Engin and Environ | 57253 | MA Military Reservation Wind Project | MA | BARNSTABLE | 3 | WT | OP | 1.5 | 1.5 | 1.5 |  | 11 | 2011 | NG BLQ: WND; N Y: N; Y N: Y |  | S | 1 | N | IPP Non-CHP | 2 |  |  | N
56621 | Yakama Power | 6507 | Drop 2 | WA | Yakima | 1 | HY | OP | 2.5 | 2.1 | 2.1 |  | 8 | 1942 | NG BLQ: WAT; N Y: N; Y N: Y |  | S | 1 | N | Electric Utility | 1 |  | N | N
56621 | Yakama Power | 6508 | Drop 3 | WA | Yakima | 1 | HY | OP | 0.8 | 0.5 | 0.5 |  | 5 | 1932 | NG BLQ: WAT; N Y: N; Y N: Y |  | S | 2 | N | Electric Utility | 1 |  | N | N
56621 | Yakama Power | 6508 | Drop 3 | WA | Yakima | 2 | HY | OP | 0.8 | 0.5 | 0.5 |  | 5 | 1932 | NG BLQ: WAT; N Y: N; Y N: Y |  | S |  | N | Electric Utility | 1 |  | N | N
56622 | NextEra Energy Resources | 56648 | Majestic 1 Wind Farm | TX | Carson | 1 | WT | OP | 79.5 | 79.5 | 79.5 |  | 1 | 2009 | NG BLQ: WND; N Y: N; Y N: Y |  | W | 53 | N | IPP Non-CHP | 2 |  |  | N
56625 | Flat Water Wind Farm LLC | 57283 | Flat Water Wind Farm | NE | PAWNEE | WTG1 | WT | OP | 60 | 60 | 60 |  | 12 | 2010 | NG BLQ: WND; N Y: N; Y N: Y |  | S | 40 | N | IPP Non-CHP | 2 | [20 empty] | N
56627 | DeWind Co. | 57263 | Little Pringle I Wind Farm | TX | HANSFORD | LP1 | WT | OP | 10 | 10 | 10 |  | 10 | 2010 | NG BLQ: WND; N Y: N; Y N: Y |  | S | 5 | N | IPP Non-CHP | 2 |  |  | N | [12 empty] | N |  |  |  |  | N
56627 | DeWind Co. | 57264 | Little Pringle II Wind Farm | TX | HANSFORD | LP2 | WT | OP | 10 | 10 | 10 |  | 10 | 2010 | NG BLQ: WND; N Y: N; Y N: Y |  | S | 5 | N | IPP Non-CHP | 2 |  |  | N | [12 empty] | N |  |  |  |  | N
56627 | DeWind Co. | 57516 | KODE Novus I | OK | Texas | NOVUS | WT | OP | 80 | 80 | 80 |  | 9 | 2012 | NG BLQ: WND; N Y: N; Y N: N |  | S | 40 | N | IPP Non-CHP | 2 | [20 empty] | N
56627 | DeWind Co. | 57517 | DeWind Frisco | TX | Hansford | FRISC | WT | OP | 20 | 20 | 20 |  | 2 | 2012 | NG BLQ: WND; N Y: N; Y N: N |  | S | 10 | N | IPP Non-CHP | 2 | [20 empty] | N
56627 | DeWind Co. | 57889 | KODE Novus II | OK | Texas | NOVII | WT | OP | 40 | 40 | 40 |  | 12 | 2012 | NG BLQ: WND; N Y: N; Y N: Y |  | S | 20 | N | IPP Non-CHP | 2 | [20 empty] | N
56629 | Lubbock Wind LLC | 57259 | Lubbock Wind Ranch | TX | Lubbock | 1 | WT | OP | 7.5 | 7.5 | 7.5 |  | 2 | 2010 | NG BLQ: WND; N Y: N; Y N: Y |  | S | 3 | N | IPP Non-CHP | 2 | [15 empty] | N |  |  |  |  | N
56630 | Texico Wind LP | 57258 | Texico Wind Ranch LP | NM | Curry | 1 | WT | OP | 1.9 | 1.9 | 1.9 |  | 12 | 2003 | NG BLQ: WND; N Y: N; Y N: Y |  | S | 3 | N | IPP Non-CHP | 2 |  |  | N | [17 empty] | N
56642 | Grant County Wind LLC | 57274 | Grant County Wind LLC | MN | Pipestone | 1 | WT | OP | 20 | 20 | 20 |  | 12 | 2010 | NG BLQ: WND; N Y: N; Y N: Y |  | S | 10 | N | IPP Non-CHP | 2 |  |  | N | [17 empty] | N
56645 | Aqua America Inc | 57280 | Aqua Ingrams Mill | PA | Chester | 1 | PV | OP | 1 | 0.4 | 0.3 |  | 12 | 2009 | NG BLQ: SUN; N Y: N; Y N: Y |  | S |  | N | IPP Non-CHP | 2 |  |  | N
56645 | Aqua America Inc | 58535 | Pickering Solar | PA | Chester | 1 | PV | OP | 1.5 | 1.4 | 1 |  | 1 | 2012 | NG BLQ: SUN; Y N: Y |  | S |  | N | IPP Non-CHP | 2
56646 | Covanta Plymouth Renewable Energy L P | 54625 | Covanta Plymouth Renewable Energy | PA | Montgomery | TGI | ST | OP | 32.1 | 28 | 28 |  | 12 | 1991 | NG BLQ: MSW; NG NG: DFO; N Y: N; Y N: Y | Y | S |  | N | Commercial Non-CHP | 4 |  | N | N | [17 empty] | N
56652 | DTE Stockton LLC | 54238 | Port of Stockton Energy Facility | CA | San Joaquin | STG | ST | OA | 54 | 44 | 44 |  | 12 | 1987 | BIT | PC | DFO | NG | TDF |  | Y | Y |  | W |  | Y | IPP CHP | 3 | T | N | Y | [9 empty] | WDS | 1 | 2013 | N |  |  |  |  | N | Y | Y |  |  |  |  | NG | DFO
56653 | Northern Colorado Wind LLC | 57290 | Northern Colorado Wind LLC | CO | Logan | GE | WT | OP | 22.5 | 22.5 | 22.5 |  | 8 | 2009 | NG BLQ: WND; N Y: N; Y N: Y |  | S | 15 | N | IPP Non-CHP | 2 |  |  | N
56653 | Northern Colorado Wind LLC | 57290 | Northern Colorado Wind LLC | CO | Logan | SIEM | WT | OP | 151.8 | 151.8 | 151.8 |  | 8 | 2009 | NG BLQ: WND; N Y: N; Y N: Y |  | S | 66 | N | IPP Non-CHP | 2 |  |  | N
56654 | Carleton College | 57296 | Carleton College | MN | Rice | GEN1 | IC | SB | 2.3 | 2.3 | 2.3 |  | 6 | 2009 | NG BLQ: DFO; N Y: N; Y N: N | N | S |  | N | Commercial Non-CHP | 4 |  |  | N | [17 empty] | N
56654 | Carleton College | 57296 | Carleton College | MN | Rice | GEN2 | IC | SB | 2.3 | 2.3 | 2.3 |  | 6 | 2009 | NG BLQ: DFO; N Y: N; Y N: N | N | S |  | N | Commercial Non-CHP | 4 |  |  | N | [17 empty] | N
56654 | Carleton College | 57296 | Carleton College | MN | Rice | WIND1 | WT | OP | 1.6 | 1.6 | 1.6 |  | 9 | 2004 | NG BLQ: WND; N Y: N; Y N: Y |  | S | 1 | N | Commercial Non-CHP | 4 |  |  | N | [17 empty] | N
56654 | Carleton College | 57296 | Carleton College | MN | Rice | WIND2 | WT | OP | 1.6 | 1.6 | 1.6 |  | 10 | 2011 | NG BLQ: WND; N Y: N; Y N: Y |  | S | 1 | N | Commercial Non-CHP | 4 |  |  | N | [17 empty] | N
56657 | ENEL Salt Wells LLC | 57213 | ENEL Salt Wells LLC | NV | CHURCHILL | 101 | BT | OP | 11.8 | 10.1 | 14.3 |  | 3 | 2009 | NG BLQ: GEO; N Y: N; Y N: Y |  | W |  | N | IPP Non-CHP | 2 |  |  | N | [17 empty] | N
56657 | ENEL Salt Wells LLC | 57213 | ENEL Salt Wells LLC | NV | CHURCHILL | 201 | BT | OP | 11.8 | 10.1 | 14.3 |  | 3 | 2009 | NG BLQ: GEO; N Y: N; Y N: Y |  | W |  | N | IPP Non-CHP | 2 |  |  | N | [17 empty] | N
56661 | Criterion Power Partners LLC | 57300 | Criterion Wind Project | MD | GARRETT | 1 | WT | OP | 70 | 70 | 70 |  | 12 | 2010 | NG BLQ: WND; N Y: N; Y N: Y |  | S | 28 | N | IPP Non-CHP | 2 |  |  | N
56662 | Cedar Point LLC | 57315 | Cedar Point Wind | CO | LINCOLN | 1-139 | WT | OP | 252 | 243 | 243 |  | 5 | 2011 | NG BLQ: WND; N Y: N; Y N: Y |  | S | 139 | N | IPP Non-CHP | 2 | [20 empty] | N
56663 | Mayberry Solar LLC | 57321 | Mayberry Solar LLC | NC | SURRY | 1PV | PV | OP | 1.2 | 1.2 | 1.2 |  | 10 | 2011 | NG BLQ: SUN; N Y: N; Y N: Y |  | S |  | N | IPP Non-CHP | 2 | [20 empty] | N
56664 | Garnet Energy Corporation | 57302 | Garnet Wind Energy Center | CA | RIVERSIDE | 1 | WT | OP | 6.5 | 6.5 | 6.5 |  | 6 | 2009 | NG BLQ: WND; N Y: N; Y N: Y |  | W | 13 | N | IPP Non-CHP | 2 |  |  | N | [12 empty] | N
56665 | Dutch Energy Corporation | 57301 | Dutch Wind Energy | CA | Riverside | DEC | WT | OP | 8 | 8 | 8 |  | 8 | 1994 | NG BLQ: WND; N Y: N; Y N: Y |  | S | 20 | N | IPP Non-CHP | 2 |  |  | N | [12 empty] | N
56667 | Loraine Windpower Park LLC | 57303 | Loraine Windpower Park LLC | TX | Mitchell | LWG1 | WT | OP | 75 | 75 | 75 |  | 10 | 2009 | NG BLQ: WND; N Y: N; Y N: Y |  | S | 50 | N | IPP Non-CHP | 2 | [15 empty] | N |  |  |  |  | N
56667 | Loraine Windpower Park LLC | 57303 | Loraine Windpower Park LLC | TX | Mitchell | LWG2 | WT | OP | 75 | 75 | 75 |  | 10 | 2009 | NG BLQ: WND; N Y: N; Y N: Y |  | S | 50 | N | IPP Non-CHP | 2 | [15 empty] | N |  |  |  |  | N
56672 | Targa Co-Generation LLC | 57322 | Mont Belvieu Cogeneration Unit | TX | Chambers | GT01 | GT | OP | 15 | 12.3 | 15 |  | 7 | 2009 | NG BLQ: NG; N Y: N; Y N: Y |  | S |  | Y | Industrial CHP | 7 | T |  | N | [17 empty] | N
56673 | White Oak Solar Energy LLC | 57337 | Dover Sun Park | DE | Kent | 1 | PV | OP | 10 | 10 | 10 |  | 7 | 2011 | NG BLQ: SUN; N Y: N; Y N: Y |  | S |  | N | IPP Non-CHP | 2 | [20 empty] | N
56677 | Magma Energy US Corp | 52174 | Soda Lake Geothermal No I II | NV | Churchill | OE11 | ST | OP | 1.2 | 0.8 | 0.8 |  | 12 | 1987 | NG BLQ: GEO; N Y: N; Y N: Y |  | W |  | N | IPP Non-CHP | 2 |  | N | N | [17 empty] | N
56677 | Magma Energy US Corp | 52174 | Soda Lake Geothermal No I II | NV | Churchill | OE12 | ST | OP | 1.2 | 0.9 | 0.8 |  | 12 | 1987 | NG BLQ: GEO; N Y: N; Y N: Y |  | W |  | N | IPP Non-CHP | 2 |  | N | N | [17 empty] | N
56677 | Magma Energy US Corp | 52174 | Soda Lake Geothermal No I II | NV | Churchill | OE13 | ST | OP | 1.2 | 0.9 | 0.9 |  | 12 | 1987 | NG BLQ: GEO; N Y: N; Y N: Y |  | W |  | N | IPP Non-CHP | 2 |  | N | N | [17 empty] | N
56677 | Magma Energy US Corp | 52174 | Soda Lake Geothermal No I II | NV | Churchill | OE21 | ST | OP | 1.5 | 1.1 | 1 |  | 10 | 1990 | NG BLQ: GEO; N Y: N; Y N: Y |  | W |  | N | IPP Non-CHP | 2 |  | N | N | [17 empty] | N
56677 | Magma Energy US Corp | 52174 | Soda Lake Geothermal No I II | NV | Churchill | OEC1 | ST | OP | 3.5 | 1.2 | 1.6 |  | 10 | 1990 | NG BLQ: GEO; N Y: N; Y N: Y |  | W |  | N | IPP Non-CHP | 2 |  | N | N | [17 empty] | N
56677 | Magma Energy US Corp | 52174 | Soda Lake Geothermal No I II | NV | Churchill | OEC2 | ST | OP | 3.5 | 1.2 | 1.7 |  | 10 | 1990 | NG BLQ: GEO; N Y: N; Y N: Y |  | W |  | N | IPP Non-CHP | 2 |  | N | N | [17 empty] | N
56677 | Magma Energy US Corp | 52174 | Soda Lake Geothermal No I II | NV | Churchill | OEC3 | ST | OP | 3.5 | 1.3 | 1.7 |  | 10 | 1990 | NG BLQ: GEO; N Y: N; Y N: Y |  | W |  | N | IPP Non-CHP | 2 |  | N | N | [17 empty] | N
56677 | Magma Energy US Corp | 52174 | Soda Lake Geothermal No I II | NV | Churchill | OEC4 | ST | OP | 3.5 | 1.3 | 1.8 |  | 10 | 1990 | NG BLQ: GEO; N Y: N; Y N: Y |  | W |  | N | IPP Non-CHP | 2 |  | N | N | [17 empty] | N
56677 | Magma Energy US Corp | 52174 | Soda Lake Geothermal No I II | NV | Churchill | OEC5 | ST | OP | 3.5 | 1.3 | 1.7 |  | 10 | 1990 | NG BLQ: GEO; N Y: N; Y N: Y |  | W |  | N | IPP Non-CHP | 2 |  | N | N | [17 empty] | N
56677 | Magma Energy US Corp | 52174 | Soda Lake Geothermal No I II | NV | Churchill | OEC6 | ST | OP | 3.5 | 1.3 | 1.7 |  | 10 | 1990 | NG BLQ: GEO; N Y: N; Y N: Y |  | W |  | N | IPP Non-CHP | 2 |  | N | N | [17 empty] | N
56678 | FPL Energy Illinois Wind LLC | 57325 | FPL Energy Illinois Wind LLC | IL | De Kalb | GE1.5 | WT | OP | 217.5 | 217.5 | 217.5 |  | 12 | 2009 | NG BLQ: WND; N Y: N; Y N: Y |  | S | 145 | N | IPP Non-CHP | 2 |  |  | N
56679 | Sierra SunTower LLC | 57323 | Sierra SunTower Solar Gen Station | CA | LOS ANGELES | UNIT1 | ST | OP | 7.5 | 3.2 | 2 |  | 7 | 2009 | NG BLQ: SUN; N Y: N; Y N: N |  | S |  | N | IPP Non-CHP | 2 |  |  | N | [17 empty] | N | [6 empty] | SUN
56680 | Diamond Shamrock Refining Company LP | 57326 | Sunray Wind I | TX | Moore | WND1 | WT | OP | 49.5 | 49.5 | 49.5 |  | 9 | 2009 | NG BLQ: WND; N Y: N; Y N: Y |  | S | 33 | N | IPP Non-CHP | 2 |  |  | N
56681 | Kent County Levy Court Dept of Pub Work | 57330 | Kent County Wastewater Treatment Solar | DE | Kent | 1 | PV | OP | 1.2 | 1.2 | 1.2 |  | 3 | 2011 | NG BLQ: SUN; N Y: N; Y N: Y |  | S |  | N | IPP Non-CHP | 2 | [20 empty] | N
56682 | Duke Energy Top Of the World WindPower | 57327 | Top of the World Windpower Project | WY | CONVERSE | TOTW1 | WT | OP | 200 | 200 | 200 |  | 10 | 2010 | NG BLQ: WND; N Y: N; Y N: Y |  | S | 110 | N | IPP Non-CHP | 2 |  |  | N | [17 empty] | N
56683 | Elk City LLC | 57346 | Elk City LLC | OK | Roger Mills | 1 | WT | OP | 98.9 | 98.9 | 98.9 |  | 12 | 2009 | NG BLQ: WND; N Y: N; Y N: Y |  | S | 43 | N | IPP Non-CHP | 2 |  |  | N | [17 empty] | N
56683 | Elk City LLC | 57346 | Elk City LLC | OK | Roger Mills | 2 | WT | OP | 99.2 | 99.2 | 99.2 |  | 12 | 2010 | NG BLQ: WND; N Y: N; Y N: Y |  | S | 48 | N | IPP Non-CHP | 2 |  |  | N
56684 | White Oak Energy LLC | 57342 | White Oak Energy LLC | IL | McLean | 1 | WT | OP | 150 | 150 | 150 |  | 6 | 2011 | NG BLQ: WND; N Y: N; Y N: Y |  | S | 100 | N | IPP Non-CHP | 2 | [20 empty] | N
56685 | Cargill Inc | 57343 | Cargill B6 Biofactory | ID | Gooding | 1 | IC | OA | 1.1 | 1.1 | 1.1 |  | 12 | 2009 | NG BLQ: OBG; N Y: N; Y N: Y |  | S |  | Y | IPP CHP | 3 | T |  | N | [17 empty] | N
56685 | Cargill Inc | 57343 | Cargill B6 Biofactory | ID | Gooding | 2 | IC | OA | 1.1 | 1.1 | 1.1 |  | 12 | 2009 | NG BLQ: OBG; N Y: N; Y N: Y |  | S |  | Y | IPP CHP | 3 | T |  | N | [17 empty] | N
56685 | Cargill Inc | 57344 | Cargill Dry Creek Biofactory | ID | TWIN FALLS | GS1 | IC | OP | 0.8 | 0.8 | 0.8 |  | 10 | 2008 | NG BLQ: OBG; N Y: N; Y N: Y |  | S |  | Y | Industrial CHP | 7 | T |  | N | [17 empty] | N
56685 | Cargill Inc | 57344 | Cargill Dry Creek Biofactory | ID | TWIN FALLS | GS2 | IC | OP | 0.8 | 0.8 | 0.8 |  | 10 | 2008 | NG BLQ: OBG; N Y: N; Y N: Y |  | S |  | Y | Industrial CHP | 7 | T |  | N | [17 empty] | N
56685 | Cargill Inc | 57344 | Cargill Dry Creek Biofactory | ID | TWIN FALLS | GS3 | IC | OP | 0.8 | 0.8 | 0.8 |  | 10 | 2008 | NG BLQ: OBG; N Y: N; Y N: Y |  | S |  | Y | Industrial CHP | 7 | T |  | N | [17 empty] | N
56685 | Cargill Inc | 57345 | Cargill Kettle Butte Biofactory | ID | JEFFERSON | 1 | IC | OP | 0.9 | 0.9 | 0.9 |  | 5 | 2011 | NG BLQ: OBG; N Y: N; Y N: Y |  | S |  | Y | IPP CHP | 3 | T | [19 empty] | N
56685 | Cargill Inc | 57345 | Cargill Kettle Butte Biofactory | ID | JEFFERSON | 2 | IC | OP | 0.9 | 0.9 | 0.9 |  | 5 | 2011 | NG BLQ: OBG; N Y: N; Y N: Y |  | S |  | Y | IPP CHP | 3 | T | [19 empty] | N
56687 | CityCenter Land LLC | 57348 | CityCenter Central Plant Cogen Units | NV | CLARK | UNITA | GT | OP | 4.3 | 4 | 4 |  | 12 | 2009 | [9 empty] | S |  | Y | Commercial CHP | 5 | T |  | N | [17 empty] | N | bar: NG BLQ; N Y to Y N
56687 | CityCenter Land LLC | 57348 | CityCenter Central Plant Cogen Units | NV | CLARK | UNITB | GT | OP | 4.3 | 4 | 4 |  | 12 | 2009 | [9 empty] | S |  | Y | Commercial CHP | 5 | T |  | N | [17 empty] | N | bar: NG BLQ; N Y to Y N
56688 | Baldwin Wind LLC | 57347 | Baldwin Wind LLC | ND | Burleigh | GE1 | WT | OP | 102.4 | 102.4 | 102.4 |  | 12 | 2010 | NG BLQ: WND; N Y: N; Y N: Y |  | S | 64 | N | IPP Non-CHP | 2 |  |  | N | [17 empty] | N
56689 | Renew Energy Maintenance LLC | 57351 | Uilk Wind LLC | MN | PIPESTONE | FA01 | WT | OP | 1.5 | 1.5 | 1.5 |  | 1 | 2010 | NG BLQ: WND; N Y: N; Y N: Y |  | J | 1 | N | Commercial Non-CHP | 4 |  |  | N | [12 empty] | N |  |  |  |  | N
56689 | Renew Energy Maintenance LLC | 57351 | Uilk Wind LLC | MN | PIPESTONE | FA02 | WT | OP | 1.5 | 1.5 | 1.5 |  | 1 | 2010 | NG BLQ: WND; N Y: N; Y N: Y |  | J | 1 | N | Commercial Non-CHP | 4 |  |  | N | [12 empty] | N |  |  |  |  | N
56689 | Renew Energy Maintenance LLC | 57351 | Uilk Wind LLC | MN | PIPESTONE | FA03 | WT | OP | 1.5 | 1.5 | 1.5 |  | 1 | 2010 | NG BLQ: WND; N Y: N; Y N: Y |  | J | 1 | N | Commercial Non-CHP | 4 |  |  | N | [12 empty] | N |  |  |  |  | N
56690 | Town of Portsmouth | 57350 | Portsmouth Wind Turbine | RI | Newport | WTG-1 | WT | OP | 1.5 | 1.5 | 1.5 |  | 3 | 2009 | NG BLQ: WND; N Y: N; Y N: Y |  | S | 1 | N | IPP Non-CHP | 2 |  |  | N | [12 empty] | N
56693 | Fox Island Wind LLC | 57354 | Fox Island Wind LLC | ME | Knox | 1 | WT | OP | 4.5 | 4.5 | 4.5 |  | 11 | 2009 | NG BLQ: WND; N Y: N; Y N: Y |  | J | 3 | N | IPP Non-CHP | 2 |  |  | N
56694 | Thermo No 1 BE 01 LLC | 57353 | Thermo No 1 | UT | BEAVER | 1 | BT | OP | 14 | 11 | 11 |  | 4 | 2009 | NG BLQ: GEO; N Y: N; Y N: Y |  | S |  | N | IPP Non-CHP | 2 |  |  | N | [15 empty] | 6 | 2013 | N
56696 | Alamosa Operating Services LLC | 57368 | Cogentrix of Alamosa | CO | Alamosa | 1 | PV | OP | 30 | 30 | 30 |  | 4 | 2012 | NG BLQ: SUN; N Y: N; Y N: Y |  | W | 504 | N | IPP Non-CHP | 2 | [20 empty] | N
56698 | Red Mesa Wind LLC | 57357 | Red Mesa Wind LLC | NM | Sandoval | EXIS | WT | OP | 102.4 | 102.4 | 102.4 |  | 12 | 2010 | NG BLQ: WND; N Y: N; Y N: Y |  | W | 64 | N | IPP Non-CHP | 2 |  |  | N
56699 | CPV Keenan II Renewable Energy Co LLC | 57358 | Keenan II Renewable Energy Co LLC | OK | WOODWARD | 1 | WT | OP | 151.8 | 151.8 | 151.8 |  | 12 | 2010 | NG BLQ: WND; N Y: N; Y N: Y |  | S | 66 | N | IPP Non-CHP | 2 |  |  | N | [12 empty] | N
56700 | Avenal Solar Holdings LLC | 57359 | Avenal Park | CA | KINGS | 1 | PV | OP | 6 | 6 | 6 |  | 8 | 2011 | NG BLQ: SUN; N Y: N; Y N: Y |  | S | 6 | N | IPP Non-CHP | 2 | [20 empty] | N
56700 | Avenal Solar Holdings LLC | 57360 | Sun City Project LLC | CA | KINGS | 1 | PV | OP | 20 | 20 | 20 |  | 8 | 2011 | NG BLQ: SUN; N Y: N; Y N: Y |  | S | 20 | N | IPP Non-CHP | 2 | [20 empty] | N
56700 | Avenal Solar Holdings LLC | 57361 | Sand Drag LLC | CA | KINGS | 1 | PV | OP | 19 | 19 | 19 |  | 8 | 2011 | NG BLQ: SUN; N Y: N; Y N: Y |  | S | 19 | N | IPP Non-CHP | 2 | [20 empty] | N
56701 | The Hankin Group | 57362 | Morgantown Solar Park | PA | BERKS | 1 | PV | OP | 2 | 1.6 | 1.4 |  | 11 | 2011 | NG BLQ: SUN; N Y: N; Y N: Y |  | S |  | N | IPP Non-CHP | 2 | [20 empty] | N
56703 | MP Durham LLC | 57365 | MP Durham LLC | NC | Durham | 1A | IC | OP | 1.1 | 1.1 | 1.1 |  | 2 | 2010 | NG BLQ: LFG; N Y: N; Y N: Y |  | S |  | N | IPP Non-CHP | 2 |  |  | N | [12 empty] | N |  |  |  |  | N
56703 | MP Durham LLC | 57365 | MP Durham LLC | NC | Durham | 1B | IC | OP | 1.1 | 1.1 | 1.1 |  | 2 | 2010 | NG BLQ: LFG; N Y: N; Y N: Y |  | S |  | N | IPP Non-CHP | 2 |  |  | N | [12 empty] | N |  |  |  |  | N
56703 | MP Durham LLC | 57365 | MP Durham LLC | NC | Durham | 1C | IC | OP | 1.1 | 1.1 | 1.1 |  | 2 | 2010 | NG BLQ: LFG; N Y: N; Y N: Y |  | S |  | N | IPP Non-CHP | 2 |  |  | N | [12 empty] | N |  |  |  |  | N
56704 | MP Wayne LLC | 57366 | MP Wayne LLC | NC | Wayne | 1A | IC | OP | 1.1 | 1.1 | 1.1 |  | 12 | 2010 | NG BLQ: LFG; N Y: N; Y N: Y |  | S |  | N | IPP Non-CHP | 2 |  |  | N | [12 empty] | N |  |  |  |  | N
56704 | MP Wayne LLC | 57366 | MP Wayne LLC | NC | Wayne | 1B | IC | OP | 1.1 | 1.1 | 1.1 |  | 12 | 2010 | NG BLQ: LFG; N Y: N; Y N: Y |  | S |  | N | IPP Non-CHP | 2 |  |  | N | [12 empty] | N |  |  |  |  | N
56704 | MP Wayne LLC | 57366 | MP Wayne LLC | NC | Wayne | 1C | IC | OP | 1.1 | 1.1 | 1.1 |  | 12 | 2010 | NG BLQ: LFG; N Y: N; Y N: Y |  | S |  | N | IPP Non-CHP | 2 |  |  | N | [12 empty] | N |  |  |  |  | N
56705 | Pocono International Raceway Inc | 57367 | Pocono Solar Project | PA | Monroe | POCON | PV | OP | 3 | 3 | 3 |  | 8 | 2010 | NG BLQ: SUN; N Y: N; Y N: Y |  | S | 3 | N | IPP Non-CHP | 2 |  |  | N | [17 empty] | N
56706 | Chevron Technology Ventures | 57369 | Questa Solar Facility | NM | Taos | QST | PV | OP | 1 | 1 | 1 |  | 1 | 2011 | NG BLQ: SUN; N Y: N; Y N: Y |  | S |  | N | IPP Non-CHP | 2 | [20 empty] | N
56707 | Yuma County Water User's Association | 57364 | Siphon Drop Power Plant | CA | IMPERIAL | 1 | HY | OP | 2.2 | 2.2 | 2.2 |  | 9 | 1987 | NG BLQ: WAT; N Y: N; Y N: Y |  | S |  | N | IPP Non-CHP | 2 |  |  | N | [17 empty] | N
56707 | Yuma County Water User's Association | 57364 | Siphon Drop Power Plant | CA | IMPERIAL | 2 | HY | OP | 2.2 | 2.2 | 2.2 |  | 12 | 1987 | NG BLQ: WAT; N Y: N; Y N: Y |  | S |  | N | IPP Non-CHP | 2 |  |  | N | [17 empty] | N
56713 | Adams Wind Generations LLC | 57375 | Adams Wind Generations LLC | MN | Meeker | AWG | WT | OP | 20 | 20 | 20 |  | 3 | 2011 | NG BLQ: WND; N Y: N; Y N: Y |  | S | 12 | N | IPP Non-CHP | 2 |  |  | N | [17 empty] | N
56715 | Ridgewind Power Partners LLC | 57386 | Ridgewind | MN | PIPESTONE | WTG1 | WT | OP | 25.3 | 25.3 | 25.3 |  | 1 | 2011 | NG BLQ: WND; N Y: N; Y N: Y |  | S | 11 | N | IPP Non-CHP | 2 | [20 empty] | N
56718 | DF-AP #1 LLC | 57393 | Big Sky Dairy Digester | ID | GOODING | GEN1 | IC | OP | 0.8 | 0.7 | 0.7 |  | 1 | 2009 | NG BLQ: OBG; N Y: N; Y N: Y |  | S |  | N | IPP Non-CHP | 2 |  |  | N | [17 empty] | N
56718 | DF-AP #1 LLC | 57393 | Big Sky Dairy Digester | ID | GOODING | GEN2 | IC | OP | 0.8 | 0.7 | 0.7 |  | 1 | 2009 | NG BLQ: OBG; N Y: N; Y N: Y |  | S |  | N | IPP Non-CHP | 2 |  |  | N | [17 empty] | N
56720 | Greater Sandhill I LLC | 57377 | Greater Sandhill I | CO | ALAMOSA | GS-P1 | PV | OP | 10 | 10 | 10 |  | 9 | 2010 | NG BLQ: SUN; N Y: N; Y N: Y |  | S |  | N | IPP Non-CHP | 2 |  |  | N
56720 | Greater Sandhill I LLC | 57377 | Greater Sandhill I | CO | ALAMOSA | GS-P2 | PV | OP | 9 | 9 | 9 |  | 12 | 2010 | NG BLQ: SUN; N Y: N; Y N: Y |  | S |  | N | IPP Non-CHP | 2 |  |  | N
56721 | Danielson Wind Farms LLC | 57396 | Danielson Wind Farms LLC | MN | KANDIYOHI | DWF | WT | OP | 20 | 20 | 20 |  | 3 | 2011 | NG BLQ: WND; N Y: N; Y N: Y |  | S | 12 | N | IPP Non-CHP | 2 | [20 empty] | N
56727 | Ashtabula Wind III LLC | 57387 | Ashtabula Wind III LLC | ND | STEELE | GE16 | WT | OP | 62.4 | 62.4 | 62.4 |  | 12 | 2010 | NG BLQ: WND; N Y: N; Y N: Y |  | S | 39 | N | IPP Non-CHP | 2 |  |  | N
56728 | Dow Jones & Co | 57397 | Dow Jones South Brunswick Solar | NJ | Middlesex | PV01 | PV | OP | 2.5 | 2.5 | 2 |  | 12 | 2010 | NG BLQ: SUN; N Y: N; Y N: Y |  | S |  | N | IPP Non-CHP | 2 |  |  | N | [17 empty] | N
56728 | Dow Jones & Co | 57397 | Dow Jones South Brunswick Solar | NJ | Middlesex | PV02 | PV | OP | 1.6 | 1.6 | 1.6 |  | 3 | 2011 | NG BLQ: SUN; N Y: N; Y N: Y |  | S |  | N | IPP Non-CHP | 2 | [20 empty] | N
56730 | Cedar Bay Operating Services LLC | 10672 | Cedar Bay Generating Company LP | FL | Duval | GEN1 | ST | OP | 291.6 | 250 | 250 |  | 1 | 1994 | NG BLQ: BIT; NG NG: WDS; N Y: Y; Y N: Y |  | W |  | Y | IPP CHP | 3 | T |  | N | [17 empty] | N |  | Y |  |  |  |  | DFO
56732 | GlaxoSmithKline Consumer Healthcare L P | 57390 | GSK York RDC Solar Facility | PA | YORK | 1 | PV | OP | 2.6 | 1.5 | 1 |  | 12 | 2010 | NG BLQ: SUN; N Y: N; Y N: Y |  | S | 5 | N | IPP Non-CHP | 2 |  |  | N
56741 | Knouse Food Cooperative Inc | 57412 | Knouse Solar Project 1 | PA | Cumberland | 1 | PV | OP | 3 | 0.4 | 0.2 |  | 12 | 2010 | NG BLQ: SUN; N Y: N; Y N: N |  | S | 14136 | N | Industrial Non-CHP | 6 |  |  | N
56742 | Notus Clean Energy LLC | 57414 | Notus Wind 1 | MA | BARNSTABLE | 1 | WT | OP | 1.7 | 1.7 | 1.7 |  | 7 | 2010 | NG BLQ: WND; N Y: N; Y N: N |  | S | 1 | N | IPP Non-CHP | 2 |  |  | N
56744 | Elk Wind Energy LLC | 57417 | Elk Wind Farm | IA | CLAYTON | NORD | WT | OP | 40.8 | 40.8 | 40.8 |  | 12 | 2011 | NG BLQ: WND; N Y: N; Y N: Y |  | S | 17 | N | IPP Non-CHP | 2 | [20 empty] | N
56749 | UTS SJ1 LLC | 57420 | UTS SJ1 LLC | CA | Santa Clara | 0001 | FC | OP | 1.5 | 1.4 | 1.4 |  | 6 | 2012 | NG BLQ: OBG; NG NG: NG; N Y: Y; Y N: Y |  | S |  | Y | IPP CHP | 3 | B | [19 empty] | N
56751 | Yolo County of | 57422 | Yolo County Solar Project | CA | Yolo | 1 | PV | OP | 1 | 1 | 1 |  | 12 | 2010 | NG BLQ: SUN; N Y: N; Y N: N |  | J |  | N | Commercial Non-CHP | 4 |  |  | N | [12 empty] | N |  |  |  |  | N | [6 empty] | SUN | SUN | SUN | SUN
56753 | AgPower Jerome LLC | 57425 | Double A Digester | ID | JEROME | 1 | IC | OP | 1.5 | 1.5 | 1.5 |  | 12 | 2011 | NG BLQ: OBG; N Y: N; Y N: Y |  | S |  | N | IPP CHP | 3 | [20 empty] | N
56753 | AgPower Jerome LLC | 57425 | Double A Digester | ID | JEROME | 2 | IC | OP | 1.5 | 1.5 | 1.5 |  | 1 | 2012 | NG BLQ: OBG; N Y: N; Y N: Y |  | S |  | Y | IPP CHP | 3 | T | [19 empty] | N
56753 | AgPower Jerome LLC | 57425 | Double A Digester | ID | JEROME | 3 | IC | OP | 1.5 | 1.5 | 1.5 |  | 2 | 2012 | NG BLQ: OBG; N Y: N; Y N: Y |  | S |  | Y | IPP CHP | 3 | T | [19 empty] | N
56756 | Bellefontaine Gas Producers LLC | 57433 | Bellefontaine Gas Producers LLC | OH | Logan | 1 | IC | OP | 1.6 | 1.6 | 1.6 |  | 2 | 2009 | NG BLQ: LFG; N Y: N; Y N: Y |  | S |  | N | IPP Non-CHP | 2 |  |  | N
56756 | Bellefontaine Gas Producers LLC | 57433 | Bellefontaine Gas Producers LLC | OH | Logan | 2 | IC | OP | 1.6 | 1.6 | 1.6 |  | 2 | 2009 | NG BLQ: LFG; N Y: N; Y N: Y |  | S |  | N | IPP Non-CHP | 2 |  |  | N
56756 | Bellefontaine Gas Producers LLC | 57433 | Bellefontaine Gas Producers LLC | OH | Logan | 3 | IC | OP | 1.6 | 1.6 | 1.6 |  | 2 | 2009 | NG BLQ: LFG; N Y: N; Y N: Y |  | S |  | N | IPP Non-CHP | 2 |  |  | N
56757 | Valley View Transmission LLC | 57434 | Valley View Transmission LLC | MN | Murray | VVT | WT | OP | 10 | 10 | 10 |  | 7 | 2011 | NG BLQ: WND; N Y: N; Y N: Y |  | W | 5 | N | IPP Non-CHP | 2 | [20 empty] | N
56758 | Solar Star North Carolina II LLC | 57435 | Solar Star North Carolina II LLC | NC | HERTFORD | 1 | PV | OP | 1.3 | 1 | 1 |  | 12 | 2011 | NG BLQ: SUN; N Y: N; Y N: Y |  | S | 2 | N | IPP Non-CHP | 2 | [20 empty] | N
56758 | Solar Star North Carolina II LLC | 57435 | Solar Star North Carolina II LLC | NC | HERTFORD | 2 | PV | OP | 1.3 | 1 | 1 |  | 12 | 2011 | NG BLQ: SUN; N Y: N; Y N: Y |  | S | 2 | N | IPP Non-CHP | 2 | [20 empty] | N
56758 | Solar Star North Carolina II LLC | 57435 | Solar Star North Carolina II LLC | NC | HERTFORD | 3 | PV | OP | 1.3 | 1 | 1 |  | 12 | 2011 | NG BLQ: SUN; N Y: N; Y N: Y |  | S | 2 | N | IPP Non-CHP | 2 | [20 empty] | N
56758 | Solar Star North Carolina II LLC | 57435 | Solar Star North Carolina II LLC | NC | HERTFORD | 4 | PV | OP | 1.3 | 1 | 1 |  | 12 | 2011 | NG BLQ: SUN; N Y: N; Y N: Y |  | S | 2 | N | IPP Non-CHP | 2 | [20 empty] | N
56758 | Solar Star North Carolina II LLC | 57435 | Solar Star North Carolina II LLC | NC | HERTFORD | 5 | PV | OP | 1.3 | 1 | 1 |  | 12 | 2011 | NG BLQ: SUN; N Y: N; Y N: Y |  | S | 2 | N | IPP Non-CHP | 2 | [20 empty] | N
56760 | Davidson Gas Producers LLC | 57436 | Davidson Gas Producers LLC | NC | DAVIDSON | 1 | IC | OP | 1.6 | 1.6 | 1.6 |  | 11 | 2010 | NG BLQ: LFG; N Y: N; Y N: Y |  | S |  | N | IPP Non-CHP | 2 |  |  | N | [17 empty] | N
56761 | 6th St Solar Park of Gainesville FL | 57438 | 6th St Solar Park of Gainesville FL | FL | Alachua | 1 | PV | OP | 1.6 | 1.6 | 1.6 |  | 7 | 2011 | NG BLQ: SUN; N Y: N; Y N: Y |  | S | 4 | N | IPP Non-CHP | 2 |  |  | N | [17 empty] | N
56762 | High Plains Ranch II, LLC | 57439 | California Valley Solar Ranch | CA | SAN LUIS OBISPO | HPR2A | PV | OP | 21 | 21 | 21 |  | 9 | 2012 | NG BLQ: SUN; N Y: N; Y N: Y |  | S |  | N | IPP Non-CHP | 2 | [20 empty] | N
56762 | High Plains Ranch II, LLC | 57439 | California Valley Solar Ranch | CA | SAN LUIS OBISPO | HPR2B | PV | OP | 64.8 | 64.8 | 64.8 |  | 12 | 2012 | NG BLQ: SUN; N Y: N; Y N: Y |  | S |  | N | IPP Non-CHP | 2 | [20 empty] | N
56762 | High Plains Ranch II, LLC | 57439 | California Valley Solar Ranch | CA | SAN LUIS OBISPO | HPR2D | PV | OP | 40 | 40 | 40 |  | 12 | 2012 | NG BLQ: SUN; N Y: N; Y N: Y |  | S |  | N | IPP Non-CHP | 2 | [20 empty] | N
56764 | USG Nevada LLC | 57456 | San Emidio | NV | WASHOE | SE-U1 | ST | OP | 11.8 | 17.9 | 12 |  | 5 | 2012 | NG BLQ: GEO; N Y: N; Y N: Y |  | S |  | N | IPP Non-CHP | 2 | [20 empty] | N
56765 | CER Colorado Bend Energy Partners LP | 56350 | Colorado Bend Energy Center | TX | Wharton | CT1A | CT | OP | 90 | 75 | 87 | 741 | 5 | 2002 | NG BLQ: NG; N Y: N; Y N: Y |  | S |  | N | IPP Non-CHP | 2 |  | N | N | [17 empty] | N
56765 | CER Colorado Bend Energy Partners LP | 56350 | Colorado Bend Energy Center | TX | Wharton | CT1B | CT | OP | 90 | 75 | 87 | 742 | 5 | 2002 | NG BLQ: NG; N Y: N; Y N: Y |  | S |  | N | IPP Non-CHP | 2 |  | N | N | [17 empty] | N
56765 | CER Colorado Bend Energy Partners LP | 56350 | Colorado Bend Energy Center | TX | Wharton | CT2A | CT | OP | 90 | 75 | 87 | 743 | 5 | 2002 | NG BLQ: NG; N Y: N; Y N: Y |  | S |  | N | IPP Non-CHP | 2 |  | N | N | [17 empty] | N
56765 | CER Colorado Bend Energy Partners LP | 56350 | Colorado Bend Energy Center | TX | Wharton | CT2B | CT | OP | 90 | 75 | 87 | 744 | 5 | 2002 | NG BLQ: NG; N Y: N; Y N: Y |  | S |  | N | IPP Non-CHP | 2 |  | N | N | [17 empty] | N
56765 | CER Colorado Bend Energy Partners LP | 56350 | Colorado Bend Energy Center | TX | Wharton | ST1 | CA | OP | 105.1 | 105 | 105 | 115 | 5 | 2007 | NG BLQ: NG; N Y: N; Y N: Y |  | S |  | N | IPP Non-CHP | 2 |  | Y | N | [17 empty] | N
56765 | CER Colorado Bend Energy Partners LP | 56350 | Colorado Bend Energy Center | TX | Wharton | ST2 | CA | OP | 115 | 105 | 108 | 116 | 6 | 2008 | NG BLQ: NG; N Y: N; Y N: Y |  | S |  | N | IPP Non-CHP | 2 |  | Y | N | [17 empty] | N
56766 | CER Quail Run Energy Partners LP | 56349 | Quail Run Energy Center | TX | Ector | CT1A | CT | OP | 75 | 72 | 84 | 830 | 5 | 2007 | NG BLQ: NG; N Y: N; Y N: Y |  | S |  | N | IPP Non-CHP | 2 |  |  | N
56766 | CER Quail Run Energy Partners LP | 56349 | Quail Run Energy Center | TX | Ector | CT1B | CT | OP | 75 | 72 | 84 | 830 | 5 | 2007 | NG BLQ: NG; N Y: N; Y N: Y |  | S |  | N | IPP Non-CHP | 2 |  |  | N
56766 | CER Quail Run Energy Partners LP | 56349 | Quail Run Energy Center | TX | Ector | CT2A | CT | OP | 86.5 | 70 | 75 | 831 | 5 | 2002 | NG BLQ: NG; N Y: N; Y N: Y |  | S |  | N | IPP Non-CHP | 2 |  |  | N
56766 | CER Quail Run Energy Partners LP | 56349 | Quail Run Energy Center | TX | Ector | CT2B | CT | OP | 86.5 | 70 | 75 | 831 | 5 | 2002 | NG BLQ: NG; N Y: N; Y N: Y |  | S |  | N | IPP Non-CHP | 2 |  |  | N
56766 | CER Quail Run Energy Partners LP | 56349 | Quail Run Energy Center | TX | Ector | ST1 | CA | OP | 125 | 98 | 98 | 830 | 5 | 2007 | NG BLQ: NG; N Y: N; Y N: Y |  | S |  | N | IPP Non-CHP | 2 |  | Y | N
56766 | CER Quail Run Energy Partners LP | 56349 | Quail Run Energy Center | TX | Ector | ST2 | CA | OP | 125 | 100 | 100 | 831 | 5 | 2008 | NG BLQ: NG; N Y: N; Y N: Y |  | S |  | N | IPP Non-CHP | 2 |  | Y | N
56769 | Consolidated Edison Development Inc. | 57256 | PA Solar Park | PA | Carbon | 1 | PV | OP | 10.1 | 10 | 10 |  | 10 | 2012 | NG BLQ: SUN; N Y: N; Y N: Y |  | S | 20 | N | IPP Non-CHP | 2 |  |  | N | [17 empty] | N
56769 | Consolidated Edison Development Inc. | 57448 | Pilesgrove | NJ | Salem | PILE | PV | OP | 18 | 17.7 | 17.7 |  | 8 | 2011 | NG BLQ: SUN; N Y: N; Y N: Y |  | S | 36 | N | IPP Non-CHP | 2 | [20 empty] | N
56769 | Consolidated Edison Development Inc. | 57471 | Murray Hill Solar | NJ | Union | MHNJ | PV | OP | 1 | 1 | 1 |  | 5 | 2011 | NG BLQ: SUN; N Y: N; Y N: N |  | S | 2 | N | IPP Non-CHP | 2 | [20 empty] | N
56769 | Consolidated Edison Development Inc. | 57473 | Dartmouth Solar | MA | Bristol | DSMA | PV | OP | 1.6 | 1.6 | 1.6 |  | 3 | 2011 | NG BLQ: SUN; N Y: N; Y N: N |  | S | 3 | N | IPP Non-CHP | 2 | [20 empty] | N
56769 | Consolidated Edison Development Inc. | 57485 | Flemington Solar | NJ | Hunterdon | FSNJ | PV | OP | 8 | 7.9 | 7.9 |  | 12 | 2011 | NG BLQ: SUN; N Y: N; Y N: Y |  | S | 16 | N | IPP Non-CHP | 2 | [20 empty] | N
56769 | Consolidated Edison Development Inc. | 57486 | Frenchtown I Solar | NJ | Hunterdon | F1NJ | PV | OP | 3 | 3 | 3 |  | 1 | 2012 | NG BLQ: SUN; N Y: N; Y N: Y |  | S | 6 | N | IPP Non-CHP | 2 | [20 empty] | N
56769 | Consolidated Edison Development Inc. | 57487 | Frenchtown II Solar | NJ | Hunterdon | F2NJ | PV | OP | 3 | 3 | 3 |  | 12 | 2011 | NG BLQ: SUN; N Y: N; Y N: Y |  | S | 6 | N | IPP Non-CHP | 2 | [20 empty] | N
56769 | Consolidated Edison Development Inc. | 57488 | Lebanon Solar | NJ | Hunterdon | LSNJ | PV | OP | 2 | 2 | 2 |  | 12 | 2011 | NG BLQ: SUN; N Y: N; Y N: Y |  | S | 4 | N | IPP Non-CHP | 2 | [20 empty] | N
56769 | Consolidated Edison Development Inc. | 57838 | Dartmouth II Solar | MA | Bristol | D2MA | PV | OP | 2 | 2 | 2 |  | 6 | 2012 | NG BLQ: SUN; N Y: N; Y N: N |  | S | 4 | N | IPP Non-CHP | 2 | [20 empty] | N
56769 | Consolidated Edison Development Inc. | 57934 | Douglas Solar | MA | Worcester | DOMA | PV | OP | 2 | 2 | 2 |  | 12 | 2012 | NG BLQ: SUN; N Y: N; Y N: N |  | S | 4 | N | IPP Non-CHP | 2 | [20 empty] | N
56769 | Consolidated Edison Development Inc. | 57989 | Groveland Solar | MA | Essex | GSMA | PV | OP | 3.2 | 3.2 | 3.2 |  | 12 | 2012 | NG BLQ: SUN; N Y: N; Y N: Y |  | S | 3 | N | IPP Non-CHP | 2 | [20 empty] | N
56769 | Consolidated Edison Development Inc. | 57990 | Shrewsbury Solar | MA | Worcester | SSMA | PV | OP | 2.5 | 2.5 | 2.5 |  | 10 | 2012 | NG BLQ: SUN; N Y: N; Y N: Y |  | S | 2 | N | IPP Non-CHP | 2 | [20 empty] | N
56769 | Consolidated Edison Development Inc. | 58002 | Alpaugh North | CA | Tulare | SPS | PV | OP | 20 | 20 | 20 |  | 12 | 2012 | NG BLQ: SUN; N Y: N; Y N: Y |  | S | 18 | N | IPP Non-CHP | 2 | [20 empty] | N
56769 | Consolidated Edison Development Inc. | 58003 | Alpaugh 50 | CA | Tulare | SPS50 | PV | OP | 50 | 50 | 50 |  | 12 | 2012 | NG BLQ: SUN; N Y: N; Y N: Y |  | S | 45 | N | IPP Non-CHP | 2 | [20 empty] | N
56771 | Black Hills Service Company LLC | 56998 | Pueblo Airport Generating Station | CO | Pueblo | 4 | CT | OP | 40 | 40 | 40 |  | 1 | 2012 | NG BLQ: NG; N Y: N; Y N: Y |  | W |  | N | IPP Non-CHP | 2 | [20 empty] | N | [6 empty] | NG
56771 | Black Hills Service Company LLC | 56998 | Pueblo Airport Generating Station | CO | Pueblo | 43 | CA | OP | 20 | 20 | 20 |  | 1 | 2012 | NG BLQ: NG; N Y: N; Y N: Y |  | W |  | N | IPP Non-CHP | 2 |  | N | [18 empty] | N | [6 empty] | NG
56771 | Black Hills Service Company LLC | 56998 | Pueblo Airport Generating Station | CO | Pueblo | 5 | CT | OP | 40 | 40 | 40 |  | 1 | 2012 | NG BLQ: NG; N Y: N; Y N: Y |  | W |  | N | IPP Non-CHP | 2 | [20 empty] | N | [6 empty] | NG
56771 | Black Hills Service Company LLC | 56998 | Pueblo Airport Generating Station | CO | Pueblo | 53 | CA | OP | 20 | 20 | 20 |  | 1 | 2012 | NG BLQ: NG; N Y: N; Y N: Y |  | W |  | N | IPP Non-CHP | 2 |  | N | [18 empty] | N | [6 empty] | NG
56771 | Black Hills Service Company LLC | 56998 | Pueblo Airport Generating Station | CO | Pueblo | 6 | CT | OP | 40 | 40 | 40 |  | 1 | 2012 | NG BLQ: NG; N Y: N; Y N: Y |  | W |  | N | IPP Non-CHP | 2 | [20 empty] | N | [6 empty] | NG
56771 | Black Hills Service Company LLC | 56998 | Pueblo Airport Generating Station | CO | Pueblo | 7 | CT | OP | 40 | 40 | 40 |  | 1 | 2012 | NG BLQ: NG; N Y: N; Y N: Y |  | W |  | N | IPP Non-CHP | 2 | [20 empty] | N | [6 empty] | NG
56771 | Black Hills Service Company LLC | 56998 | Pueblo Airport Generating Station | CO | Pueblo | GT1 | GT | OP | 100 | 90 | 90 |  | 1 | 2012 | NG BLQ: NG; N Y: N; Y N: Y |  | W |  | N | IPP Non-CHP | 2 | [20 empty] | N | [6 empty] | NG
56771 | Black Hills Service Company LLC | 56998 | Pueblo Airport Generating Station | CO | Pueblo | GT2 | GT | OP | 100 | 90 | 90 |  | 1 | 2012 | NG BLQ: NG; N Y: N; Y N: Y |  | W |  | N | IPP Non-CHP | 2 | [20 empty] | N | [6 empty] | NG
56772 | TX LFG Energy, LP | 55526 | Atascosita | TX | Harris | GEN1 | IC | OP | 1.7 | 1.7 | 1.7 |  | 3 | 2003 | NG BLQ: LFG; N Y: N; Y N: Y |  | S |  | N | IPP Non-CHP | 2 |  | N | N | [17 empty] | N
56772 | TX LFG Energy, LP | 55526 | Atascosita | TX | Harris | GEN2 | IC | OP | 1.7 | 1.7 | 1.7 |  | 3 | 2003 | NG BLQ: LFG; N Y: N; Y N: Y |  | S |  | N | IPP Non-CHP | 2 |  | N | N | [17 empty] | N
56772 | TX LFG Energy, LP | 55526 | Atascosita | TX | Harris | GEN3 | IC | OP | 1.7 | 1.7 | 1.7 |  | 3 | 2003 | NG BLQ: LFG; N Y: N; Y N: Y |  | S |  | N | IPP Non-CHP | 2 |  | N | N | [17 empty] | N
56772 | TX LFG Energy, LP | 55526 | Atascosita | TX | Harris | GEN4 | IC | OP | 1.7 | 1.7 | 1.7 |  | 3 | 2003 | NG BLQ: LFG; N Y: N; Y N: Y |  | S |  | N | IPP Non-CHP | 2 |  | N | N | [17 empty] | N
56772 | TX LFG Energy, LP | 55526 | Atascosita | TX | Harris | GEN5 | IC | OP | 1.7 | 1.7 | 1.7 |  | 3 | 2003 | NG BLQ: LFG; N Y: N; Y N: Y |  | S |  | N | IPP Non-CHP | 2 |  | N | N | [17 empty] | N
56772 | TX LFG Energy, LP | 55526 | Atascosita | TX | Harris | GEN6 | IC | OP | 1.7 | 1.7 | 1.7 |  | 7 | 2004 | NG BLQ: LFG; N Y: N; Y N: Y |  | S |  | N | IPP Non-CHP | 2 |  |  | N | [17 empty] | N
56772 | TX LFG Energy, LP | 55551 | Baytown | TX | Chambers | UNT1 | IC | OP | 1 | 1 | 1 |  | 12 | 2003 | NG BLQ: LFG; N Y: N; Y N: Y |  | S |  | N | IPP Non-CHP | 2 |  | N | N | [17 empty] | N
56772 | TX LFG Energy, LP | 55551 | Baytown | TX | Chambers | UNT2 | IC | OP | 1 | 1 | 1 |  | 12 | 2003 | NG BLQ: LFG; N Y: N; Y N: Y |  | S |  | N | IPP Non-CHP | 2 |  | N | N | [17 empty] | N
56772 | TX LFG Energy, LP | 55551 | Baytown | TX | Chambers | UNT3 | IC | OP | 1 | 1 | 1 |  | 12 | 2003 | NG BLQ: LFG; N Y: N; Y N: Y |  | S |  | N | IPP Non-CHP | 2 |  | N | N | [17 empty] | N
56772 | TX LFG Energy, LP | 55551 | Baytown | TX | Chambers | UNT4 | IC | OP | 1 | 1 | 1 |  | 12 | 2003 | NG BLQ: LFG; N Y: N; Y N: Y |  | S |  | N | IPP Non-CHP | 2 |  | N | N | [17 empty] | N
56772 | TX LFG Energy, LP | 55552 | Bluebonnet | TX | Harris | UNT1 | IC | OP | 1 | 1 | 1 |  | 8 | 2003 | NG BLQ: LFG; N Y: N; Y N: Y |  | S |  | N | IPP Non-CHP | 2 |  | N | N | [17 empty] | N
56772 | TX LFG Energy, LP | 55552 | Bluebonnet | TX | Harris | UNT2 | IC | OS | 1 | 1 | 1 |  | 8 | 2003 | NG BLQ: LFG; N Y: N; Y N: Y |  | S |  | N | IPP Non-CHP | 2 |  | N | N | [17 empty] | N
56772 | TX LFG Energy, LP | 55552 | Bluebonnet | TX | Harris | UNT3 | IC | OP | 1 | 1 | 1 |  | 8 | 2003 | NG BLQ: LFG; N Y: N; Y N: Y |  | S |  | N | IPP Non-CHP | 2 |  | N | N | [17 empty] | N
56772 | TX LFG Energy, LP | 55552 | Bluebonnet | TX | Harris | UNT4 | IC | OP | 1 | 1 | 1 |  | 8 | 2003 | NG BLQ: LFG; N Y: N; Y N: Y |  | S |  | N | IPP Non-CHP | 2 |  | N | N | [17 empty] | N
56772 | TX LFG Energy, LP | 55554 | Coastal Plains | TX | Galveston | UNT1 | IC | OP | 1.7 | 1.7 | 1.7 |  | 3 | 2003 | NG BLQ: LFG; N Y: N; Y N: Y |  | S |  | N | IPP Non-CHP | 2 |  | N | N | [17 empty] | N
56772 | TX LFG Energy, LP | 55554 | Coastal Plains | TX | Galveston | UNT2 | IC | OP | 1.7 | 1.7 | 1.7 |  | 3 | 2003 | NG BLQ: LFG; N Y: N; Y N: Y |  | S |  | N | IPP Non-CHP | 2 |  | N | N | [17 empty] | N
56772 | TX LFG Energy, LP | 55554 | Coastal Plains | TX | Galveston | UNT3 | IC | OP | 1.7 | 1.7 | 1.7 |  | 3 | 2003 | NG BLQ: LFG; N Y: N; Y N: Y |  | S |  | N | IPP Non-CHP | 2 |  | N | N | [17 empty] | N
56772 | TX LFG Energy, LP | 55554 | Coastal Plains | TX | Galveston | UNT4 | IC | OP | 1.7 | 1.7 | 1.7 |  | 3 | 2003 | NG BLQ: LFG; N Y: N; Y N: Y |  | S |  | N | IPP Non-CHP | 2 |  | N | N | [17 empty] | N
56772 | TX LFG Energy, LP | 55556 | Security | TX | Liberty | UNT2 | IC | OP | 1.3 | 1.7 | 1.7 |  | 12 | 2003 | NG BLQ: LFG; N Y: N; Y N: Y |  | S |  | N | IPP Non-CHP | 2 |  | N | N | [17 empty] | N
56772 | TX LFG Energy, LP | 55556 | Security | TX | Liberty | UNT3 | IC | OP | 1.3 | 1.7 | 1.7 |  | 12 | 2003 | NG BLQ: LFG; N Y: N; Y N: Y |  | S |  | N | IPP Non-CHP | 2 |  | N | N | [17 empty] | N
56773 | Toyon Landfill Gas Conversion, LLC | 54327 | Toyon Power Station | CA | Los Angeles | TOY4 | IC | OP | 1.8 | 1.7 | 1.7 |  | 1 | 1986 | NG BLQ: LFG; NG NG: NG; N Y: N; Y N: N |  | S |  | N | IPP Non-CHP | 2 |  | N | N | [17 empty] | N
56773 | Toyon Landfill Gas Conversion, LLC | 54327 | Toyon Power Station | CA | Los Angeles | TOY5 | IC | OP | 1.8 | 1.7 | 1.7 |  | 1 | 1986 | NG BLQ: LFG; NG NG: NG; N Y: N; Y N: N | N | S |  | N | IPP Non-CHP | 2 |  | N | N | [17 empty] | N
56774 | S Montana Elec Gen and Trans Coop Inc | 57480 | Highwood Generating Station | MT | CASCADE | GTG1 | GT | SB | 42.6 | 40.5 | 42.5 |  | 1 | 2012 | [8 empty] | Y | S |  | N | Electric Utility | 1 |  |  | N | [17 empty] | N | bar: NG BLQ; N Y to Y N
56776 | Seneca Sustainable Energy LLC | 57457 | Seneca Sustainable Energy LLC | OR | Lane | 1 | ST | OP | 19.8 | 19.8 | 19.8 |  | 4 | 2011 | NG BLQ: WDS; N Y: N; Y N: Y |  | S |  | N | Industrial Non-CHP | 6 | [20 empty] | Y
56777 | Avidan Energy Solutions | 57458 | 145 Talmadge Solar | NJ | Middlesex | 1 | PV | OP | 3.8 | 3.8 | 3.8 |  | 4 | 2011 | NG BLQ: SUN; N Y: N; Y N: Y |  | S | 8 | N | IPP Non-CHP | 2 | [20 empty] | N
56778 | Bloom Energy 2009 PPA | 57460 | Caltech Central | CA | Los Angeles | CL00 | FC | OP | 0.1 | 0.1 | 0.1 | CLCT | 11 | 2010 | NG BLQ: OBG; NG NG: NG; N Y: N; Y N: Y |  | S |  | N | IPP Non-CHP | 2 |  |  | Y | [12 empty] | Y |  |  | 11 | 2020 | N
56778 | Bloom Energy 2009 PPA | 57460 | Caltech Central | CA | Los Angeles | CL01 | FC | OP | 0.1 | 0.1 | 0.1 | CLCT | 11 | 2010 | NG BLQ: OBG; NG NG: NG; N Y: N; Y N: Y |  | S |  | N | IPP Non-CHP | 2 |  |  | Y | [12 empty] | Y |  |  | 11 | 2020 | N
56778 | Bloom Energy 2009 PPA | 57460 | Caltech Central | CA | Los Angeles | CL02 | FC | OP | 0.1 | 0.1 | 0.1 | CLCT | 11 | 2010 | NG BLQ: OBG; NG NG: NG; N Y: N; Y N: Y |  | S |  | N | IPP Non-CHP | 2 |  |  | Y | [12 empty] | Y |  |  | 11 | 2020 | N
56778 | Bloom Energy 2009 PPA | 57460 | Caltech Central | CA | Los Angeles | CL03 | FC | OP | 0.1 | 0.1 | 0.1 | CLCT | 11 | 2010 | NG BLQ: OBG; NG NG: NG; N Y: N; Y N: Y |  | S |  | N | IPP Non-CHP | 2 |  |  | Y | [12 empty] | Y |  |  | 11 | 2020 | N
56778 | Bloom Energy 2009 PPA | 57460 | Caltech Central | CA | Los Angeles | CL04 | FC | OP | 0.1 | 0.1 | 0.1 | CLCT | 11 | 2010 | NG BLQ: OBG; NG NG: NG; N Y: N; Y N: Y |  | S |  | N | IPP Non-CHP | 2 |  |  | Y | [12 empty] | Y |  |  | 11 | 2020 | N
56778 | Bloom Energy 2009 PPA | 57460 | Caltech Central | CA | Los Angeles | CL05 | FC | OP | 0.1 | 0.1 | 0.1 | CLCT | 11 | 2010 | NG BLQ: OBG; NG NG: NG; N Y: N; Y N: Y |  | S |  | N | IPP Non-CHP | 2 |  |  | Y | [12 empty] | Y |  |  | 11 | 2020 | N
56778 | Bloom Energy 2009 PPA | 57460 | Caltech Central | CA | Los Angeles | CL06 | FC | OP | 0.1 | 0.1 | 0.1 | CLCT | 11 | 2010 | NG BLQ: OBG; NG NG: NG; N Y: N; Y N: Y |  | S |  | N | IPP Non-CHP | 2 |  |  | Y | [12 empty] | Y |  |  | 11 | 2020 | N
56778 | Bloom Energy 2009 PPA | 57460 | Caltech Central | CA | Los Angeles | CL07 | FC | OP | 0.1 | 0.1 | 0.1 | CLCT | 11 | 2010 | NG BLQ: OBG; NG NG: NG; N Y: N; Y N: Y |  | S |  | N | IPP Non-CHP | 2 |  |  | Y | [12 empty] | Y |  |  | 11 | 2020 | N
56778 | Bloom Energy 2009 PPA | 57460 | Caltech Central | CA | Los Angeles | CL08 | FC | OP | 0.1 | 0.1 | 0.1 | CLCT | 11 | 2010 | NG BLQ: OBG; NG NG: NG; N Y: N; Y N: Y |  | S |  | N | IPP Non-CHP | 2 |  |  | Y | [12 empty] | Y |  |  | 11 | 2020 | N
56778 | Bloom Energy 2009 PPA | 57460 | Caltech Central | CA | Los Angeles | CL09 | FC | OP | 0.1 | 0.1 | 0.1 | CLCT | 11 | 2010 | NG BLQ: OBG; NG NG: NG; N Y: N; Y N: Y |  | S |  | N | IPP Non-CHP | 2 |  |  | Y | [12 empty] | Y |  |  | 11 | 2020 | N
56778 | Bloom Energy 2009 PPA | 57807 | Coca Cola American Canyon | CA | Napa | COK01 | FC | OP | 1.1 | 1 | 1 |  | 9 | 2011 | NG BLQ: NG; NG NG: OBG; N Y: N; Y N: Y |  | S |  | N | IPP Non-CHP | 2 |  |  | N | [12 empty] | N |  |  |  |  | N
56778 | Bloom Energy 2009 PPA | 58128 | Kaiser Downey | CA | Los Angeles | KRSO1 | FC | OP | 0.2 | 0.2 | 0.2 |  | 6 | 2012 | NG BLQ: LFG; NG NG: NG; N Y: N; Y N: Y |  | S | 9 | N | IPP Non-CHP | 2
56778 | Bloom Energy 2009 PPA | 58128 | Kaiser Downey | CA | Los Angeles | KRSO2 | FC | OP | 0.2 | 0.2 | 0.2 |  | 6 | 2012 | NG BLQ: LFG; NG NG: NG; N Y: N; Y N: Y |  | S | 9 | N | IPP Non-CHP | 2
56778 | Bloom Energy 2009 PPA | 58128 | Kaiser Downey | CA | Los Angeles | KRSO3 | FC | OP | 0.2 | 0.2 | 0.2 |  | 6 | 2012 | NG BLQ: LFG; NG NG: NG; N Y: N; Y N: Y |  | S | 9 | N | IPP Non-CHP | 2
56778 | Bloom Energy 2009 PPA | 58128 | Kaiser Downey | CA | Los Angeles | KRSO4 | FC | OP | 0.2 | 0.2 | 0.2 |  | 6 | 2012 | NG BLQ: LFG; NG NG: NG; N Y: N; Y N: Y |  | S | 9 | N | IPP Non-CHP | 2
56778 | Bloom Energy 2009 PPA | 58128 | Kaiser Downey | CA | Los Angeles | KRSO5 | FC | OP | 0.2 | 0.2 | 0.2 |  | 6 | 2012 | NG BLQ: LFG; NG NG: NG; N Y: N; Y N: Y |  | S | 9 | N | IPP Non-CHP | 2
56778 | Bloom Energy 2009 PPA | 58132 | Kaiser Ontario | CA | San Bernardino | KSRO1 | FC | OP | 0.2 | 0.2 | 0.2 |  | 10 | 2012 | NG BLQ: OBG; N Y: N; Y N: Y |  | S | 9 | N | IPP Non-CHP | 2
56778 | Bloom Energy 2009 PPA | 58132 | Kaiser Ontario | CA | San Bernardino | KSRO2 | FC | OP | 0.2 | 0.2 | 0.2 |  | 10 | 2012 | NG BLQ: OBG; N Y: N; Y N: Y |  | S | 9 | N | IPP Non-CHP | 2
56778 | Bloom Energy 2009 PPA | 58132 | Kaiser Ontario | CA | San Bernardino | KSRO3 | FC | OP | 0.2 | 0.2 | 0.2 |  | 10 | 2012 | NG BLQ: OBG; N Y: N; Y N: Y |  | S | 9 | N | IPP Non-CHP | 2
56778 | Bloom Energy 2009 PPA | 58132 | Kaiser Ontario | CA | San Bernardino | KSRO4 | FC | OP | 0.2 | 0.2 | 0.2 |  | 10 | 2012 | NG BLQ: OBG; N Y: N; Y N: Y |  | S | 9 | N | IPP Non-CHP | 2
56778 | Bloom Energy 2009 PPA | 58132 | Kaiser Ontario | CA | San Bernardino | KSRO5 | FC | OP | 0.2 | 0.2 | 0.2 |  | 10 | 2012 | NG BLQ: OBG; NG NG: NG; N Y: N; Y N: Y |  | S | 9 | N | IPP Non-CHP | 2
56779 | Martins Creek Solar NC, LLC | 57461 | Martins Creek Solar NC, LLC | NC | Cherokee | 1 | PV | OP | 1 | 0.9 | 0.9 |  | 3 | 2011 | NG BLQ: SUN; N Y: N; Y N: Y |  | S | 4 | N | IPP Non-CHP | 2 | [20 empty] | N
56780 | Enfinity BNB Napoleon Solar LLC | 57462 | Napoleon Solar I | OH | Henry | 1 | PV | OP | 8 | 8 | 8 |  | 12 | 2011 | NG BLQ: SUN; N Y: N; Y N: N |  | S | 12 | N | IPP Non-CHP | 2 | [20 empty] | N
56783 | Romark Logistics of PA Inc. | 57465 | Romark PA Solar | PA | Luzerne | 1 | PV | OP | 1.8 | 1.8 | 1.8 |  | 11 | 2011 | NG BLQ: SUN; N Y: N; Y N: Y |  | S | 4 | N | IPP Non-CHP | 2 | [20 empty] | N
56785 | Westervelt Renewable Energy LLC | 57467 | Westervelt Moundville Cogen | AL | Hale | TG1 | ST | OP | 8.8 | 8.2 | 8.2 |  | 12 | 2011 | NG BLQ: WDS; N Y: N; Y N: Y |  | S |  | Y | Industrial CHP | 7 | T | [14 empty] | N |  |  |  |  | N
56786 | Crystal Lake 3 LLC | 57468 | Crystal Lake 3 LLC | IA | Winnebago | GE1.5 | WT | OP | 66 | 66 | 66 |  | 12 | 2009 | NG BLQ: WND; N Y: N; Y N: Y |  | S | 44 | N | IPP Non-CHP | 2 |  |  | N
56787 | Garden Wind LLC | 57469 | Garden Wind LLC | IA | Story | GE1.5 | WT | OP | 150 | 150 | 150 |  | 12 | 2009 | NG BLQ: WND; N Y: N; Y N: Y |  | S | 100 | N | IPP Non-CHP | 2 |  |  | N
56788 | Domtar Paper Company Bennettsville | 57470 | Marlboro Mill | SC | Marlboro | MG1 | ST | OP | 51.4 | 34.2 | 38 |  | 9 | 2010 | NG BLQ: BLQ; NG NG: WDS; N Y: N; Y N: Y |  | S |  | Y | Industrial CHP | 7 | T |  | N | [17 empty] | N | [6 empty] | NG
56790 | Ralls Wind Farm LLC | 57474 | Ralls Wind Farm | TX | Crosby | 1 | WT | OP | 10 | 10 | 10 |  | 7 | 2011 | NG BLQ: WND; N Y: N; Y N: Y |  | S | 5 | N | IPP Non-CHP | 2 | [20 empty] | N
56791 | Hudson Ranch Power I LLC | 57475 | John L. Featherstone Plant | CA | Imperial | HRP1 | ST | OP | 55 | 49.9 | 49.9 |  | 3 | 2012 | NG BLQ: GEO; N Y: N; Y N: Y |  | S |  | N | IPP Non-CHP | 2 |  | N | N | [17 empty] | N
56795 | Chittenden County Solar Partners LLC | 57481 | Chittenden County Solar Partners | VT | Chittenden | 01 | PV | OP | 2.2 | 2.2 | 2.2 |  | 5 | 2011 | NG BLQ: SUN; N Y: N; Y N: Y |  | S |  | N | IPP Non-CHP | 2 | [20 empty] | N
56798 | Taylorsville Solar LLC | 57402 | Taylorsville Solar LLC | NC | Alexander | TAY1 | PV | OP | 1.2 | 1 | 1 |  | 10 | 2010 | NG BLQ: SUN; N Y: N; Y N: Y |  | S | 2 | N | IPP Non-CHP | 2 |  |  | N | [17 empty] | N
56799 | Oak Grove Gas Producers | 57489 | Oak Grove Gas Producers | KS | Crawford | G1 | IC | OP | 1.6 | 1.5 | 1.5 |  | 3 | 2010 | NG BLQ: LFG; N Y: N; Y N: Y |  | S |  | N | IPP Non-CHP | 2 |  |  | N
56800 | Brewster | 56207 | DL Windy Acres LLC | MN | Jackson | 1 | WT | OP | 2 | 2 | 2 |  | 12 | 2003 | NG BLQ: WND; N Y: N; Y N: Y |  | S | 2 | N | IPP Non-CHP | 2 |  | N | N
56800 | Brewster | 56208 | S&P Windfarm LLC | MN | Jackson | 1 | WT | OP | 2 | 2 | 2 |  | 12 | 2003 | NG BLQ: WND; N Y: N; Y N: Y |  | S | 2 | N | IPP Non-CHP | 2 |  | N | N
56800 | Brewster | 56210 | B&K Energy Systems LLC | MN | Jackson | 1 | WT | OP | 2 | 2 | 2 |  | 12 | 2003 | NG BLQ: WND; N Y: N; Y N: Y |  | S | 2 | N | IPP Non-CHP | 2 |  | N | N
56801 | Cisco | 56709 | Christoffer Wind Energy I LLC | MN | Jackson | 1 | WT | OP | 2.1 | 2.1 | 2.1 |  | 2 | 2008 | NG BLQ: WND; N Y: N; Y N: Y |  | S | 1 | N | IPP Non-CHP | 2 |  |  | N | [17 empty] | N
56801 | Cisco | 56710 | Christoffer Wind Energy II LLC | MN | Jackson | 1 | WT | OP | 2.1 | 2.1 | 2.1 |  | 2 | 2008 | NG BLQ: WND; N Y: N; Y N: Y |  | S | 1 | N | IPP Non-CHP | 2 |  |  | N | [17 empty] | N
56801 | Cisco | 56711 | Christoffer Wind Energy III LLC | MN | Jackson | 1 | WT | OP | 2.1 | 2.1 | 2.1 |  | 2 | 2008 | NG BLQ: WND; N Y: N; Y N: Y |  | S | 1 | N | IPP Non-CHP | 2 |  |  | N | [17 empty] | N
56801 | Cisco | 56712 | Christoffer Wind Energy IV LLC | MN | Jackson | 1 | WT | OP | 2.1 | 2.1 | 2.1 |  | 2 | 2008 | NG BLQ: WND; N Y: N; Y N: Y |  | S | 1 | N | IPP Non-CHP | 2 |  |  | N | [17 empty] | N
56802 | Echo 1 | 56971 | Oregon Trail Windfarm LLC | OR | Umatilla | 1 | WT | OP | 9.9 | 9.9 | 9.9 |  | 6 | 2009 | NG BLQ: WND; N Y: N; Y N: Y |  | S | 6 | N | IPP Non-CHP | 2 |  |  | N | [17 empty] | N
56802 | Echo 1 | 56972 | Pacific Canyon Windfarm LLC | OR | Umatilla | 1 | WT | OP | 8.3 | 8.3 | 8.3 |  | 6 | 2009 | NG BLQ: WND; N Y: N; Y N: Y |  | S | 5 | N | IPP Non-CHP | 2 |  |  | N | [17 empty] | N
56802 | Echo 1 | 56973 | Sand Ranch Windfarm LLC | OR | Morrow | 1 | WT | OP | 9.9 | 9.9 | 9.9 |  | 6 | 2009 | NG BLQ: WND; N Y: N; Y N: Y |  | S | 6 | N | IPP Non-CHP | 2 |  |  | N | [17 empty] | N
56802 | Echo 1 | 56975 | Ward Butte Windfarm LLC | OR | Umatilla | 1 | WT | OP | 6.6 | 6.6 | 6.6 |  | 6 | 2009 | NG BLQ: WND; N Y: N; Y N: Y |  | S | 4 | N | IPP Non-CHP | 2 |  |  | N | [17 empty] | N
56803 | Echo 2 | 56969 | Four Corners Windfarm LLC | OR | Umatilla | 1 | WT | OP | 10 | 10 | 10 |  | 6 | 2009 | NG BLQ: WND; N Y: N; Y N: Y |  | S | 5 | N | IPP Non-CHP | 2 |  |  | N
56803 | Echo 2 | 56970 | Four Mile Canyon Windfarm LLC | OR | Morrow | 1 | WT | OP | 10 | 10 | 10 |  | 6 | 2009 | NG BLQ: WND; N Y: N; Y N: Y |  | S | 5 | N | IPP Non-CHP | 2 |  |  | N | [17 empty] | N
56804 | Echo 3 | 56967 | Butter Creek Power LLC | OR | Umatilla | 1 | WT | OP | 5 | 5 | 5 |  | 6 | 2009 | NG BLQ: WND; N Y: N; Y N: Y |  | S | 3 | N | IPP Non-CHP | 2 |  |  | N
56804 | Echo 3 | 56968 | Big Top LLC | OR | Morrow | 1 | WT | OP | 1.7 | 1.7 | 1.7 |  | 6 | 2009 | NG BLQ: WND; N Y: N; Y N: Y |  | S | 1 | N | IPP Non-CHP | 2 |  |  | N | [17 empty] | N
56804 | Echo 3 | 56974 | Wagon Trail LLC | OR | Morrow | 1 | WT | OP | 3.3 | 3.3 | 3.3 |  | 6 | 2009 | NG BLQ: WND; N Y: N; Y N: N |  | S | 2 | N | IPP Non-CHP | 2 |  |  | N | [17 empty] | N
56805 | Exelon Wind LLC | 56628 | Prairie Wind Power LLC | MN | Jackson | 1 | WT | OP | 4 | 4 | 4 |  | 1 | 2008 | NG BLQ: WND; N Y: N; Y N: Y |  | S | 2 | N | IPP Non-CHP | 2 |  |  | N | [17 empty] | N
56806 | Marshall Wind | 56824 | Marshall Wind 2 LLC | MN | Lyon | 1 | WT | OP | 4.2 | 4.2 | 4.2 |  | 12 | 2007 | NG BLQ: WND; N Y: N; Y N: Y |  | S | 2 | N | IPP Non-CHP | 2 |  |  | N
56806 | Marshall Wind | 56825 | Marshall Wind 3 LLC | MN | Lyon | 1 | WT | OP | 4.2 | 4.2 | 4.2 |  | 12 | 2007 | NG BLQ: WND; N Y: N; Y N: Y |  | S | 2 | N | IPP Non-CHP | 2 |  |  | N
56806 | Marshall Wind | 56826 | Marshall Wind 4 LLC | MN | Lyon | 1 | WT | OP | 4.2 | 4.2 | 4.2 |  | 12 | 2007 | NG BLQ: WND; N Y: N; Y N: Y |  | S | 2 | N | IPP Non-CHP | 2 |  |  | N
56806 | Marshall Wind | 56827 | Marshall Wind 5 LLC | MN | Lyon | 1 | WT | OP | 2.1 | 2.1 | 2.1 |  | 12 | 2007 | NG BLQ: WND; N Y: N; Y N: Y |  | S | 1 | N | IPP Non-CHP | 2 |  |  | N
56806 | Marshall Wind | 56828 | Marshall Wind 6 LLC | MN | Lyon | 1 | WT | OP | 2.1 | 2.1 | 2.1 |  | 12 | 2007 | NG BLQ: WND; N Y: N; Y N: Y |  | S | 1 | N | IPP Non-CHP | 2 |  |  | N
56806 | Marshall Wind | 56840 | Marshall Wind 1 LLC | MN | Lyon | 1 | WT | OP | 2.1 | 2.1 | 2.1 |  | 12 | 2007 | NG BLQ: WND; N Y: N; Y N: Y |  | S | 1 | N | IPP Non-CHP | 2 |  |  | N
56807 | Moore 1 | 56580 | Blue Breezes LLC | MN | Faribault | 1 | WT | OP | 1.3 | 1.3 | 1.3 |  | 5 | 2006 | NG BLQ: WND; N Y: N; Y N: Y |  | S | 1 | N | IPP Non-CHP | 2 |  |  | N | [17 empty] | N
56807 | Moore 1 | 56581 | Blue Breezes II LLC | MN | Faribault | 1 | WT | OP | 1.3 | 1.3 | 1.3 |  | 5 | 2006 | NG BLQ: WND; N Y: N; Y N: Y |  | S | 1 | N | IPP Non-CHP | 2 |  |  | N | [17 empty] | N
56808 | Norgard 1 | 56578 | Roadrunner I LLC | MN | Lincoln | 1 | WT | OP | 1.3 | 1.3 | 1.3 |  | 5 | 2006 | NG BLQ: WND; N Y: N; Y N: Y |  | S | 1 | N | IPP Non-CHP | 2 |  |  | N | [17 empty] | N
56808 | Norgard 1 | 56579 | Windy Dog I LLC | MN | Lincoln | 1 | WT | OP | 1.3 | 1.3 | 1.3 |  | 5 | 2006 | NG BLQ: WND; N Y: N; Y N: Y |  | S | 1 | N | IPP Non-CHP | 2 |  |  | N | [17 empty] | N
56808 | Norgard 1 | 56582 | Breezy Bucks II LLC | MN | Lincoln | 1 | WT | OP | 1.3 | 1.3 | 1.3 |  | 5 | 2006 | NG BLQ: WND; N Y: N; Y N: Y |  | S | 1 | N | IPP Non-CHP | 2 |  |  | N | [17 empty] | N
56808 | Norgard 1 | 56583 | Salty Dog I LLC | MN | Lincoln | 1 | WT | OP | 1.3 | 1.3 | 1.3 |  | 5 | 2006 | NG BLQ: WND; N Y: N; Y N: Y |  | S | 1 | N | IPP Non-CHP | 2 |  |  | N
56808 | Norgard 1 | 56584 | Salty Dog II LLC | MN | Lincoln | 1 | WT | OP | 1.3 | 1.3 | 1.3 |  | 5 | 2006 | NG BLQ: WND; N Y: N; Y N: Y |  | S | 1 | N | IPP Non-CHP | 2 |  |  | N | [17 empty] | N
56808 | Norgard 1 | 56585 | Wallys Wind Farm LLC | MN | LINCOLN | 1 | WT | OP | 1.3 | 1.3 | 1.3 |  | 5 | 2006 | NG BLQ: WND; N Y: N; Y N: Y |  | S | 1 | N | IPP Non-CHP | 2 |  |  | N
56808 | Norgard 1 | 56595 | Breezy Bucks I LLC | MN | Lincoln | 1 | WT | OP | 1.3 | 1.3 | 1.3 |  | 5 | 2006 | NG BLQ: WND; N Y: N; Y N: Y |  | S | 1 | N | IPP Non-CHP | 2 |  |  | N | [17 empty] | N
56812 | Arlington Valley LLC | 55282 | Arlington Valley Energy Facility | AZ | Maricopa | CTG1 | CT | OP | 198 | 161 | 161 |  | 6 | 2002 | NG BLQ: NG; N Y: N; Y N: Y |  | S |  | N | IPP Non-CHP | 2 |  | N | N
56812 | Arlington Valley LLC | 55282 | Arlington Valley Energy Facility | AZ | Maricopa | CTG2 | CT | OP | 198 | 161 | 161 |  | 6 | 2002 | NG BLQ: NG; N Y: N; Y N: Y |  | S |  | N | IPP Non-CHP | 2 |  | N | N
56812 | Arlington Valley LLC | 55282 | Arlington Valley Energy Facility | AZ | Maricopa | STG1 | CA | OP | 317 | 257 | 257 |  | 6 | 2002 | NG BLQ: NG; N Y: N; Y N: Y |  | S |  | N | IPP Non-CHP | 2 |  | Y | N
56813 | Allegheny Hydro LLC | 50897 | Allegheny Hydro No 8 | PA | Armstrong | GEN1 | HY | OP | 6.8 | 6.8 | 6.8 |  | 12 | 1990 | NG BLQ: WAT; N Y: N; Y N: Y |  | S | 0 | N | IPP Non-CHP | 2 |  | N | N | [17 empty] | N
56813 | Allegheny Hydro LLC | 50897 | Allegheny Hydro No 8 | PA | Armstrong | GEN2 | HY | OP | 6.8 | 6.8 | 6.8 |  | 12 | 1990 | NG BLQ: WAT; N Y: N; Y N: Y |  | S | 0 | N | IPP Non-CHP | 2 |  | N | N | [17 empty] | N
56813 | Allegheny Hydro LLC | 50898 | Allegheny Hydro No 9 | PA | Armstrong | GEN1 | HY | OP | 8.9 | 8.9 | 8.9 |  | 12 | 1990 | NG BLQ: WAT; N Y: N; Y N: Y |  | S | 0 | N | IPP Non-CHP | 2 |  | N | N | [17 empty] | N
56813 | Allegheny Hydro LLC | 50898 | Allegheny Hydro No 9 | PA | Armstrong | GEN2 | HY | OP | 8.9 | 8.9 | 8.9 |  | 12 | 1990 | NG BLQ: WAT; N Y: N; Y N: Y |  | S | 0 | N | IPP Non-CHP | 2 |  | N | N | [17 empty] | N
56814 | Black Creek Renewable Energy LLC | 57492 | Sampson County Landfill | NC | Sampson | GEN1 | IC | OP | 1.6 | 1.6 | 1.6 |  | 3 | 2011 | NG BLQ: LFG; N Y: N; Y N: Y |  | S |  | N | IPP Non-CHP | 2 | [15 empty] | N |  |  |  |  | N
56814 | Black Creek Renewable Energy LLC | 57492 | Sampson County Landfill | NC | Sampson | GEN2 | IC | OP | 1.6 | 1.6 | 1.6 |  | 3 | 2011 | NG BLQ: LFG; N Y: N; Y N: Y |  | S |  | N | IPP Non-CHP | 2 | [15 empty] | N |  |  |  |  | N
56814 | Black Creek Renewable Energy LLC | 57492 | Sampson County Landfill | NC | Sampson | GEN3 | IC | OP | 1.6 | 1.6 | 1.6 |  | 3 | 2011 | NG BLQ: LFG; N Y: N; Y N: Y |  | S |  | N | IPP Non-CHP | 2 | [15 empty] | N |  |  |  |  | N
56814 | Black Creek Renewable Energy LLC | 57492 | Sampson County Landfill | NC | Sampson | GEN4 | IC | OP | 1.6 | 1.6 | 1.6 |  | 3 | 2011 | NG BLQ: LFG; N Y: N; Y N: Y |  | S |  | N | IPP Non-CHP | 2 | [15 empty] | N |  |  |  |  | N
56814 | Black Creek Renewable Energy LLC | 57492 | Sampson County Landfill | NC | Sampson | GEN5 | IC | OP | 1.6 | 1.6 | 1.6 |  | 12 | 2011 | NG BLQ: LFG; N Y: N; Y N: Y |  | S |  | N | IPP Non-CHP | 2 | [15 empty] | N |  |  |  |  | N
56815 | NorthWestern Energy DGGS | 56908 | Dave Gates Generating Station | MT | Deer Lodge | 1 | GT | OP | 50 | 44.1 | 48.1 |  | 1 | 2011 | NG BLQ: NG; NG NG: DFO; N Y: Y; Y N: Y |  | S |  | N | Electric Utility | 1 |  |  | N | [17 empty] | N
56815 | NorthWestern Energy DGGS | 56908 | Dave Gates Generating Station | MT | Deer Lodge | 2 | GT | OP | 50 | 44.1 | 48.1 |  | 1 | 2011 | NG BLQ: NG; NG NG: DFO; N Y: Y; Y N: Y |  | S |  | N | Electric Utility | 1 |  |  | N | [17 empty] | N
56815 | NorthWestern Energy DGGS | 56908 | Dave Gates Generating Station | MT | Deer Lodge | 3 | GT | OP | 50 | 44.1 | 48.1 |  | 1 | 2011 | NG BLQ: NG; NG NG: DFO; N Y: Y; Y N: Y |  | S |  | N | Electric Utility | 1 |  |  | N | [17 empty] | N
56816 | Masser Farms Realty Ltd | 57494 | Masser Farms Realty Solar | PA | Schuylkill | MFRS | PV | OP | 1 | 1 | 0.7 |  | 5 | 2011 | NG BLQ: SUN; N Y: N; Y N: Y |  | S | 2 | N | IPP Non-CHP | 2 |  |  | N | [17 empty] | N
56817 | Outagamie Clean Energy Project LLC | 54842 | Outagamie County Co-Generation Facility | WI | Outagamie | G1 | IC | OP | 1.6 | 1.6 | 1.6 |  | 2 | 2007 | NG BLQ: LFG; N Y: N; Y N: N |  | W |  | Y | IPP CHP | 3 | T | N | N
56817 | Outagamie Clean Energy Project LLC | 54842 | Outagamie County Co-Generation Facility | WI | Outagamie | G2 | IC | OP | 1.6 | 1.6 | 1.6 |  | 2 | 2007 | NG BLQ: LFG; N Y: N; Y N: N |  | W |  | Y | IPP CHP | 3 | T | N | N
56817 | Outagamie Clean Energy Project LLC | 54842 | Outagamie County Co-Generation Facility | WI | Outagamie | G3 | IC | OP | 1.6 | 1.6 | 1.6 |  | 2 | 2007 | NG BLQ: LFG; N Y: N; Y N: N |  | W |  | Y | IPP CHP | 3 | T | N | N
56826 | Texas Medical Center Central | 57504 | TECO CHP-1 | TX | Harris | CHP1 | GT | OP | 48 | 48 | 48 |  | 9 | 2010 | NG BLQ: NG; N Y: N; Y N: Y |  | S |  | Y | Commercial CHP | 5 | T |  | N
56827 | FRV SI Transport Solar LP | 57506 | FRV SI Transport Solar LP | CA | Sacramento | SEIM | PV | OP | 1 | 1 | 1 |  | 8 | 2010 | NG BLQ: SUN; N Y: N; Y N: Y |  | S | 4 | N | IPP Non-CHP | 2 |  |  | N
56828 | RV CSU Power II LLC | 57507 | RV CSU Power II LLC | CO | Larimer | CSUII | PV | OP | 3 | 3 | 3 |  | 12 | 2010 | NG BLQ: SUN; N Y: N; Y N: Y |  | S | 6 | N | Commercial Non-CHP | 4 |  |  | N
56829 | McKinney LFG LLC | 57508 | McKinney LFG | TX | Collin | GEN1 | IC | OP | 1.6 | 1.3 | 1.3 |  | 5 | 2011 | NG BLQ: LFG; N Y: N; Y N: Y |  | S |  | N | IPP Non-CHP | 2 | [20 empty] | N
56829 | McKinney LFG LLC | 57508 | McKinney LFG | TX | Collin | GEN2 | IC | OP | 1.6 | 1.3 | 1.3 |  | 5 | 2011 | NG BLQ: LFG; N Y: N; Y N: Y |  | S |  | N | IPP Non-CHP | 2 | [20 empty] | N
56830 | Carson Solar 1 LLC | 57509 | Carson Solar I | CO | El Paso | 1 | PV | OP | 2 | 1.5 | 1.4 |  | 12 | 2007 | NG BLQ: SUN; N Y: N; Y N: Y |  | W |  | N | IPP Non-CHP | 2 |  |  | N | [12 empty] | N |  |  |  |  | N
56835 | CSUCI Site Authority | 50851 | OLS Energy Camarillo | CA | Ventura | GEN1 | CT | OP | 23.5 | 21.5 | 22.1 |  | 3 | 1988 | NG BLQ: NG; N Y: N; Y N: Y |  | S |  | Y | IPP CHP | 3 | B | N | N | [17 empty] | N
56835 | CSUCI Site Authority | 50851 | OLS Energy Camarillo | CA | Ventura | GEN2 | CA | OP | 7.6 | 6.8 | 6.9 |  | 3 | 1988 | NG BLQ: NG; N Y: N; Y N: Y |  | S |  | Y | IPP CHP | 3 | B | N | N | [17 empty] | N
56836 | Treetop Midstream Services LLC | 58133 | Raleigh CO2 Plant | MS | Smith | GEN1 | IC | OP | 0.8 | 0.8 | 0.8 |  | 8 | 1999 | [9 empty] | S |  | N | IPP Non-CHP | 2 |  | N | N | [17 empty] | N | bar: NG BLQ; N Y to Y N
56836 | Treetop Midstream Services LLC | 58133 | Raleigh CO2 Plant | MS | Smith | GEN2 | IC | OP | 0.8 | 0.8 | 0.8 |  | 8 | 1999 | [9 empty] | S |  | N | IPP Non-CHP | 2 |  | N | N | [17 empty] | N | bar: NG BLQ; N Y to Y N
56836 | Treetop Midstream Services LLC | 58133 | Raleigh CO2 Plant | MS | Smith | GEN3 | IC | OP | 0.8 | 0.8 | 0.8 |  | 8 | 1999 | [9 empty] | S |  | N | IPP Non-CHP | 2 |  | N | N | [17 empty] | N | bar: NG BLQ; N Y to Y N
56836 | Treetop Midstream Services LLC | 58133 | Raleigh CO2 Plant | MS | Smith | GEN4 | IC | OP | 0.8 | 0.8 | 0.8 |  | 8 | 1999 | [9 empty] | S |  | N | IPP Non-CHP | 2 |  | N | N | [17 empty] | N | bar: NG BLQ; N Y to Y N
56836 | Treetop Midstream Services LLC | 58133 | Raleigh CO2 Plant | MS | Smith | GEN5 | IC | SB | 0.8 | 0.8 | 0.8 |  | 8 | 1999 | [8 empty] | N | S |  | N | IPP Non-CHP | 2 |  | N | N | [17 empty] | N | bar: NG BLQ; N Y to Y N
56836 | Treetop Midstream Services LLC | 58133 | Raleigh CO2 Plant | MS | Smith | GEN6 | IC | SB | 0.8 | 0.8 | 0.8 |  | 8 | 1999 | [8 empty] | N | S |  | N | IPP Non-CHP | 2 |  | N | N | [17 empty] | N | bar: NG BLQ; N Y to Y N
56837 | KEI (Maine) Power Management (II) LLC | 50699 | Pumpkin Hill | ME | Penobscot | GEN1 | HY | OP | 1 | 1 | 1 |  | 3 | 1987 | NG BLQ: WAT; N Y: N; Y N: Y |  | S |  | N | IPP Non-CHP | 2 |  | N | N | [17 empty] | N
56837 | KEI (Maine) Power Management (II) LLC | 54124 | Pittsfield | ME | SOMERSET | GEN1 | HY | OP | 0.4 | 0.4 | 0.4 |  | 7 | 1986 | NG BLQ: WAT; N Y: N; Y N: Y |  | S |  | N | IPP Non-CHP | 2 |  | N | N | [17 empty] | N
56837 | KEI (Maine) Power Management (II) LLC | 54124 | Pittsfield | ME | SOMERSET | GEN2 | HY | OP | 0.3 | 0.3 | 0.3 |  | 7 | 1986 | NG BLQ: WAT; N Y: N; Y N: Y |  | S |  | N | IPP Non-CHP | 2 |  | N | N | [17 empty] | N
56837 | KEI (Maine) Power Management (II) LLC | 54124 | Pittsfield | ME | SOMERSET | GEN3 | HY | OP | 0.4 | 0.4 | 0.4 |  | 7 | 1986 | NG BLQ: WAT; N Y: N; Y N: Y |  | S |  | N | IPP Non-CHP | 2 |  | N | N | [17 empty] | N
56838 | KEI (Maine) Power Management (III) LLC | 10728 | Barker Lower | ME | Androscoggin | GEN1 | HY | OP | 1.5 | 1.5 | 1.5 |  | 4 | 1986 | NG BLQ: WAT; N Y: N; Y N: Y |  | S | 0 | N | IPP Non-CHP | 2 |  | N | N | [17 empty] | N
56838 | KEI (Maine) Power Management (III) LLC | 50688 | Gardiner | ME | Kennebec | GEN1 | HY | OP | 1 | 1 | 1 |  | 7 | 1985 | NG BLQ: WAT; N Y: N; Y N: Y |  | S |  | N | IPP Non-CHP | 2 |  | N | N | [17 empty] | N
56838 | KEI (Maine) Power Management (III) LLC | 52171 | Upper Barker | ME | Androscoggin | GEN1 | HY | OP | 1 | 1 | 1 |  | 5 | 1987 | NG BLQ: WAT; N Y: N; Y N: Y |  | S |  | N | IPP Non-CHP | 2 |  | N | N | [17 empty] | N
56839 | KEI (Maine) Power Management (IV) LLC | 54123 | Mechanic Falls | ME | ANDROSCOGGIN | GEN1 | HY | OP | 1 | 1 | 1 |  | 4 | 1986 | NG BLQ: WAT; N Y: N; Y N: Y |  | S |  | N | IPP Non-CHP | 2 |  | N | N | [17 empty] | N
56839 | KEI (Maine) Power Management (IV) LLC | 54123 | Mechanic Falls | ME | ANDROSCOGGIN | GEN2 | HY | OP | 0.4 | 0.4 | 0.4 |  | 4 | 1986 | NG BLQ: WAT; N Y: N; Y N: Y |  | S |  | N | IPP Non-CHP | 2 |  | N | N
56840 | Emporia Hydro Power LP | 50175 | Emporia | VA | Greensville | GEN1 | HY | OP | 2 | 2 | 2 |  | 1 | 1986 | NG BLQ: WAT; N Y: N; Y N: Y |  | S | 0 | N | IPP Non-CHP | 2 |  | N | N | [17 empty] | N
56840 | Emporia Hydro Power LP | 50175 | Emporia | VA | Greensville | GEN2 | HY | OP | 0.5 | 0.5 | 0.5 |  | 1 | 1986 | NG BLQ: WAT; N Y: N; Y N: Y |  | S | 0 | N | IPP Non-CHP | 2 |  | N | N | [17 empty] | N
56842 | Union Falls Hydro Power LP | 50176 | Union Falls | NY | Clinton | GEN1 | HY | OP | 1.3 | 1.3 | 1.3 |  | 1 | 1987 | NG BLQ: WAT; N Y: N; Y N: Y |  | S | 0 | N | IPP Non-CHP | 2 |  | N | N | [17 empty] | N
56842 | Union Falls Hydro Power LP | 50176 | Union Falls | NY | Clinton | GEN2 | HY | OP | 1.3 | 1.3 | 1.3 |  | 1 | 1987 | NG BLQ: WAT; N Y: N; Y N: Y |  | S | 0 | N | IPP Non-CHP | 2 |  | N | N | [17 empty] | N
56843 | Banister Hydro LP | 50178 | Halifax | VA | Halifax | GEN1 | HY | OP | 0.8 | 0.8 | 0.8 |  | 1 | 1915 | NG BLQ: WAT; N Y: N; Y N: Y |  | S | 0 | N | IPP Non-CHP | 2 |  | N | N | [17 empty] | N
56843 | Banister Hydro LP | 50178 | Halifax | VA | Halifax | GEN2 | HY | OP | 0.4 | 0.4 | 0.4 |  | 1 | 1915 | NG BLQ: WAT; N Y: N; Y N: Y |  | S | 0 | N | IPP Non-CHP | 2 |  | N | N | [17 empty] | N
56843 | Banister Hydro LP | 50178 | Halifax | VA | Halifax | GEN3 | HY | OP | 0.4 | 0.4 | 0.4 |  | 1 | 1915 | NG BLQ: WAT; N Y: N; Y N: Y |  | S | 0 | N | IPP Non-CHP | 2 |  | N | N | [17 empty] | N
56844 | Blackstone Hydro Inc. | 50177 | Blackstone/Tupperware | RI | Providence | GEN1 | HY | OP | 0.4 | 0.4 | 0.4 |  | 1 | 1981 | NG BLQ: WAT; N Y: N; Y N: Y |  | S | 0 | N | IPP Non-CHP | 2 |  | N | N | [17 empty] | N
56844 | Blackstone Hydro Inc. | 50177 | Blackstone/Tupperware | RI | Providence | GEN2 | HY | OP | 0.4 | 0.4 | 0.4 |  | 1 | 1981 | NG BLQ: WAT; N Y: N; Y N: Y |  | S | 0 | N | IPP Non-CHP | 2 |  | N | N | [17 empty] | N
56844 | Blackstone Hydro Inc. | 50177 | Blackstone/Tupperware | RI | Providence | GEN3 | HY | OP | 0.4 | 0.4 | 0.4 |  | 1 | 1981 | NG BLQ: WAT; N Y: N; Y N: Y |  | S | 0 | N | IPP Non-CHP | 2 |  | N | N | [17 empty] | N
56844 | Blackstone Hydro Inc. | 50177 | Blackstone/Tupperware | RI | Providence | GEN4 | HY | OP | 0.4 | 0.4 | 0.4 |  | 1 | 1981 | NG BLQ: WAT; N Y: N; Y N: Y |  | S | 0 | N | IPP Non-CHP | 2 |  | N | N | [17 empty] | N
56852 | Edgewood Energy LLC | 55786 | Edgewood Energy LLC | NY | Suffolk | CT01 | GT | OP | 50 | 42.5 | 49 |  | 7 | 2002 | NG BLQ: NG; N Y: N; Y N: Y | Y | S |  | N | IPP Non-CHP | 2 |  | N | N | [17 empty] | N
56852 | Edgewood Energy LLC | 55786 | Edgewood Energy LLC | NY | Suffolk | CT02 | GT | OP | 50 | 42.5 | 49 |  | 7 | 2002 | NG BLQ: NG; N Y: N; Y N: Y | Y | S |  | N | IPP Non-CHP | 2 |  | N | N | [17 empty] | N
56853 | Shoreham Energy LLC | 55787 | Shoreham Energy LLC | NY | Suffolk | CT01 | GT | OP | 50 | 42.5 | 49 |  | 7 | 2002 | NG BLQ: DFO; NG NG: KER; N Y: N; Y N: Y |  | S |  | N | IPP Non-CHP | 2 |  | N | N | [17 empty] | N
56853 | Shoreham Energy LLC | 55787 | Shoreham Energy LLC | NY | Suffolk | CT02 | GT | OP | 50 | 42.5 | 49 |  | 7 | 2002 | NG BLQ: DFO; NG NG: KER; N Y: N; Y N: Y |  | S |  | N | IPP Non-CHP | 2 |  | N | N | [17 empty] | N
56854 | Messalonskee Stream Hydro LLC | 1497 | Messalonskee 2 (Oakland) | ME | Kennebec | 1 | HY | OP | 2.8 | 2.8 | 2.8 |  | 1 | 1924 | NG BLQ: WAT; N Y: N; Y N: Y |  | S | 1 | N | IPP Non-CHP | 2 |  | N | N
56854 | Messalonskee Stream Hydro LLC | 1498 | Messalonskee 3 | ME | KENNEBEC | 1 | HY | OP | 1.6 | 1.6 | 1.6 |  | 1 | 1918 | NG BLQ: WAT; N Y: N; Y N: Y |  | S | 1 | N | IPP Non-CHP | 2 |  | N | N
56854 | Messalonskee Stream Hydro LLC | 1500 | Messalonskee 5 | ME | Kennebec | 1 | HY | OP | 1.8 | 1.8 | 1.8 |  | 1 | 1935 | NG BLQ: WAT; N Y: N; Y N: Y |  | S | 1 | N | IPP Non-CHP | 2 |  | N | N
56855 | Performance Services | 57637 | Union City Wind Turbine | IN | Union | 1 | WT | OP | 1 | 1 | 1 |  | 3 | 2010 | NG BLQ: WND; N Y: N; Y N: Y |  | S | 1 | N | IPP Non-CHP | 2 |  |  | N
56855 | Performance Services | 57638 | Randolph Eastern School Wind Turbine | IN | Union | 1 | WT | OP | 1 | 1 | 1 |  | 3 | 2010 | NG BLQ: WND; N Y: N; Y N: Y |  | S | 1 | N | Commercial Non-CHP | 4 |  |  | N
56856 | Trexlertown Solar Array North and South | 57519 | Trexlertown Solar Array North and South | PA | Lehigh | GEN1 | PV | OP | 2 | 2 | 2 |  | 6 | 2011 | NG BLQ: SUN; N Y: N; Y N: N |  | W |  | N | Industrial Non-CHP | 6 |  |  | N | [12 empty] | N |  |  |  |  | N
56857 | SunE M5C Holdings LLC | 57524 | Roger Road WWTP | AZ | Pima | 1 | PV | OP | 1.1 | 0.9 | 0.9 |  | 8 | 2010 | NG BLQ: SUN; N Y: N; Y N: Y |  | W | 8 | N | IPP Non-CHP | 2 |  |  | N
56863 | Kapaa Solar LLC | 57525 | Kapaa Photovoltaic Project | HI | Kauai | KSPV | PV | OP | 1 | 1 | 1 |  | 12 | 2010 | NG BLQ: SUN; N Y: N; Y N: N |  | S | 4 | N | IPP Non-CHP | 2 |  |  | N
56865 | Caithness Shepherds Flat LLC | 57526 | North Hurlburt Wind LLC | OR | Gilliam | NORTH | WT | OP | 265 | 265 | 265 |  | 2 | 2012 | NG BLQ: WND; N Y: N; Y N: Y |  | S | 106 | N | IPP Non-CHP | 2 |  |  | N | [12 empty] | N
56865 | Caithness Shepherds Flat LLC | 57549 | South Hurlburt Wind LLC | OR | Gilliam | SOUTH | WT | OP | 290 | 290 | 290 |  | 7 | 2012 | NG BLQ: WND; N Y: N; Y N: Y |  | S | 116 | N | IPP Non-CHP | 2
56865 | Caithness Shepherds Flat LLC | 57550 | Horseshoe Bend Wind LLC | OR | Gilliam | HORSE | WT | OP | 290 | 290 | 290 |  | 7 | 2012 | NG BLQ: WND; N Y: N; Y N: Y |  | S | 116 | N | IPP Non-CHP | 2
56866 | HL Power Company | 10777 | HL Power | CA | Lassen | GEN1 | ST | OP | 36.2 | 30 | 30 |  | 7 | 1989 | NG BLQ: WDS; NG NG: NG; N Y: N; Y N: N |  | W |  | N | IPP Non-CHP | 2 |  |  | N | [17 empty] | N | [6 empty] | PG
56868 | Kawailoa Wind LLC | 57529 | Kawailoa Wind | HI | Oahu | 1 | WT | OP | 69 | 69 | 69 |  | 11 | 2012 | NG BLQ: WND; N Y: N; Y N: N |  | S | 30 | N | IPP Non-CHP | 2 | [20 empty] | N
56869 | Palouse Wind LLC | 57530 | Palouse | WA | Whitman | 1 | WT | OP | 105.3 | 105.3 | 105.3 |  | 12 | 2012 | NG BLQ: WND; N Y: N; Y N: N |  | S | 58 | N | IPP Non-CHP | 2 | [20 empty] | N
56874 | Winona County Wind LLC | 57547 | Winona County Wind LLC | MN | Winona | WCW | WT | OP | 1.5 | 1.5 | 1.5 |  | 10 | 2011 | NG BLQ: WND; NG NG: WND; N Y: N; Y N: Y |  | W | 2 | N | IPP Non-CHP | 2 | [20 empty] | N
56880 | Shoshone Irrigation District | 57551 | Garland Canal Power Plant | WY | PARK | MAIN | HY | OP | 2.9 | 2.6 | 2 |  | 9 | 1983 | NG BLQ: WAT; N Y: N; Y N: Y |  | W | 1 | N | IPP Non-CHP | 2 |  |  | N
56881 | Valley NG Power Company LLC | 3508 | Valley | TX | Fannin | 1 | ST | SB | 198.9 | 174 | 174 |  | 11 | 1962 | NG BLQ: NG; NG NG: DFO; N Y: Y; Y N: Y | Y | S |  | N | IPP Non-CHP | 2 |  |  | N | [17 empty] | N | [6 empty] | NG
56881 | Valley NG Power Company LLC | 3508 | Valley | TX | Fannin | 2 | ST | SB | 580.5 | 520 | 520 |  | 12 | 1967 | NG BLQ: NG; NG NG: DFO; N Y: Y; Y N: Y | Y | S |  | N | IPP Non-CHP | 2 |  |  | N | [17 empty] | N | [6 empty] | NG
56881 | Valley NG Power Company LLC | 3508 | Valley | TX | Fannin | 3 | ST | SB | 396 | 375 | 375 |  | 5 | 1971 | NG BLQ: NG; N Y: N; Y N: Y | Y | S |  | N | IPP Non-CHP | 2 |  |  | N | [17 empty] | N | [6 empty] | NG
56884 | Big Brown Power Company LLC | 3497 | Big Brown | TX | Freestone | 1 | ST | OP | 593.4 | 600 | 606 |  | 12 | 1971 | LIG | SUB | NG | DFO |  |  | Y | Y |  | S |  | N | IPP Non-CHP | 2 |  |  | N | [17 empty] | N | Y |  |  | Y |  |  | NG
56884 | Big Brown Power Company LLC | 3497 | Big Brown | TX | Freestone | 2 | ST | OP | 593.4 | 595 | 602 |  | 12 | 1972 | LIG | SUB | NG | DFO |  |  | Y | Y |  | S |  | N | IPP Non-CHP | 2 |  |  | N | [17 empty] | N | Y |  |  | Y |  |  | NG
56886 | Big Sandy Peaker Plant LLC | 55284 | Big Sandy Peaker Plant | WV | Wayne | BSG1 | GT | OP | 57 | 50 | 57 |  | 7 | 2001 | NG BLQ: NG; N Y: N; Y N: Y |  | S |  | N | IPP Non-CHP | 2 |  | N | N | [17 empty] | N
56886 | Big Sandy Peaker Plant LLC | 55284 | Big Sandy Peaker Plant | WV | Wayne | BSG2 | GT | OP | 57 | 50 | 57 |  | 7 | 2001 | NG BLQ: NG; N Y: N; Y N: Y |  | S |  | N | IPP Non-CHP | 2 |  | N | N | [17 empty] | N
56886 | Big Sandy Peaker Plant LLC | 55284 | Big Sandy Peaker Plant | WV | Wayne | BSG3 | GT | OP | 57 | 50 | 57 |  | 7 | 2001 | NG BLQ: NG; N Y: N; Y N: Y |  | S |  | N | IPP Non-CHP | 2 |  | N | N | [17 empty] | N
56886 | Big Sandy Peaker Plant LLC | 55284 | Big Sandy Peaker Plant | WV | Wayne | BSG4 | GT | OP | 57 | 50 | 57 |  | 7 | 2001 | NG BLQ: NG; N Y: N; Y N: Y |  | S |  | N | IPP Non-CHP | 2 |  | N | N | [17 empty] | N
56886 | Big Sandy Peaker Plant LLC | 55284 | Big Sandy Peaker Plant | WV | Wayne | BSG5 | GT | OP | 57 | 50 | 57 |  | 7 | 2001 | NG BLQ: NG; N Y: N; Y N: Y |  | S |  | N | IPP Non-CHP | 2 |  | N | N | [17 empty] | N
56886 | Big Sandy Peaker Plant LLC | 55284 | Big Sandy Peaker Plant | WV | Wayne | BSG6 | GT | OP | 57 | 50 | 57 |  | 8 | 2001 | NG BLQ: NG; N Y: N; Y N: Y |  | S |  | N | IPP Non-CHP | 2 |  | N | N | [17 empty] | N
56888 | Brea Generation LLC | 10648 | Olinda Landfill Gas Recovery Plant | CA | Orange | GEN1 | IC | OP | 1.8 | 1.7 | 1.7 |  | 12 | 1985 | NG BLQ: LFG; N Y: N; Y N: Y |  | S |  | N | IPP Non-CHP | 2 |  | N | N | [17 empty] | N
56888 | Brea Generation LLC | 10648 | Olinda Landfill Gas Recovery Plant | CA | Orange | GEN2 | IC | OP | 1.8 | 1.7 | 1.7 |  | 12 | 1985 | NG BLQ: LFG; N Y: N; Y N: Y |  | S |  | N | IPP Non-CHP | 2 |  | N | N
56888 | Brea Generation LLC | 10648 | Olinda Landfill Gas Recovery Plant | CA | Orange | GEN3 | IC | OP | 1.8 | 1.7 | 1.7 |  | 12 | 1985 | NG BLQ: LFG; N Y: N; Y N: Y |  | S |  | N | IPP Non-CHP | 2 |  | N | N
56889 | Rhode Island LFG Genco | 50365 | Ridgewood Providence Power | RI | Providence | GEN1 | IC | OP | 1.9 | 1.7 | 1.7 |  | 1 | 1990 | NG BLQ: LFG; N Y: N; Y N: Y |  | S |  | N | IPP Non-CHP | 2 |  | N | N | [17 empty] | N
56889 | Rhode Island LFG Genco | 50365 | Ridgewood Providence Power | RI | Providence | GEN2 | IC | OP | 1.9 | 1.7 | 1.7 |  | 1 | 1990 | NG BLQ: LFG; N Y: N; Y N: Y |  | S |  | N | IPP Non-CHP | 2 |  | N | N | [17 empty] | N
56889 | Rhode Island LFG Genco | 50365 | Ridgewood Providence Power | RI | Providence | GEN3 | IC | OP | 1.9 | 1.7 | 1.7 |  | 1 | 1990 | NG BLQ: LFG; N Y: N; Y N: Y |  | S |  | N | IPP Non-CHP | 2 |  | N | N | [17 empty] | N
56889 | Rhode Island LFG Genco | 50365 | Ridgewood Providence Power | RI | Providence | GEN4 | IC | OP | 1.9 | 1.7 | 1.7 |  | 1 | 1990 | NG BLQ: LFG; N Y: N; Y N: Y |  | S |  | N | IPP Non-CHP | 2 |  | N | N | [17 empty] | N
56889 | Rhode Island LFG Genco | 50365 | Ridgewood Providence Power | RI | Providence | GEN5 | IC | OP | 1.9 | 1.7 | 1.7 |  | 1 | 1990 | NG BLQ: LFG; N Y: N; Y N: Y |  | S |  | N | IPP Non-CHP | 2 |  | N | N | [17 empty] | N
56889 | Rhode Island LFG Genco | 50365 | Ridgewood Providence Power | RI | Providence | GEN6 | IC | OP | 1.9 | 1.7 | 1.7 |  | 1 | 1990 | NG BLQ: LFG; N Y: N; Y N: Y |  | S |  | N | IPP Non-CHP | 2 |  | N | N | [17 empty] | N
56889 | Rhode Island LFG Genco | 50365 | Ridgewood Providence Power | RI | Providence | GEN7 | IC | OP | 1.9 | 1.7 | 1.7 |  | 1 | 1990 | NG BLQ: LFG; N Y: N; Y N: Y |  | S |  | N | IPP Non-CHP | 2 |  | N | N | [17 empty] | N
56889 | Rhode Island LFG Genco | 50365 | Ridgewood Providence Power | RI | Providence | GEN8 | IC | OP | 1.9 | 1.7 | 1.7 |  | 1 | 1990 | NG BLQ: LFG; N Y: N; Y N: Y |  | S |  | N | IPP Non-CHP | 2 |  | N | N | [17 empty] | N
56889 | Rhode Island LFG Genco | 50365 | Ridgewood Providence Power | RI | Providence | GEN9 | IC | OP | 1.9 | 1.7 | 1.7 |  | 5 | 1997 | NG BLQ: LFG; N Y: N; Y N: Y |  | S |  | N | IPP Non-CHP | 2 |  | N | N | [17 empty] | N
56889 | Rhode Island LFG Genco | 50365 | Ridgewood Providence Power | RI | Providence | PH21 | IC | OP | 1.6 | 1.5 | 1.5 |  | 8 | 2005 | NG BLQ: LFG; N Y: N; Y N: Y |  | S |  | N | IPP Non-CHP | 2 |  |  | N | [17 empty] | N
56889 | Rhode Island LFG Genco | 50365 | Ridgewood Providence Power | RI | Providence | PH22 | IC | OP | 1.6 | 1.5 | 1.5 |  | 8 | 2005 | NG BLQ: LFG; N Y: N; Y N: Y |  | S |  | N | IPP Non-CHP | 2 |  |  | N | [17 empty] | N
56889 | Rhode Island LFG Genco | 50365 | Ridgewood Providence Power | RI | Providence | PH23 | IC | OP | 1.6 | 1.5 | 1.5 |  | 8 | 2005 | NG BLQ: LFG; N Y: N; Y N: Y |  | S |  | N | IPP Non-CHP | 2 |  |  | N | [17 empty] | N
56889 | Rhode Island LFG Genco | 50365 | Ridgewood Providence Power | RI | Providence | PH24 | IC | OP | 1.6 | 1.5 | 1.5 |  | 8 | 2005 | NG BLQ: LFG; N Y: N; Y N: Y |  | S |  | N | IPP Non-CHP | 2 |  |  | N | [17 empty] | N
56889 | Rhode Island LFG Genco | 50365 | Ridgewood Providence Power | RI | Providence | PHI1 | IC | OS | 1.3 | 1.2 | 1.2 |  | 3 | 2004 | NG BLQ: LFG; N Y: N; Y N: Y |  | S |  | N | IPP Non-CHP | 2 |  |  | N | [17 empty] | N
56889 | Rhode Island LFG Genco | 50365 | Ridgewood Providence Power | RI | Providence | PHI2 | IC | OS | 1.3 | 1.2 | 1.2 |  | 3 | 2004 | NG BLQ: LFG; N Y: N; Y N: Y |  | S |  | N | IPP Non-CHP | 2 |  |  | N | [17 empty] | N
56891 | Shirley Wind LLC | 57553 | Shirley Wind | WI | Brown | 1 | WT | OP | 20 | 20 | 20 |  | 11 | 2010 | NG BLQ: WND; N Y: N; Y N: N |  | S | 8 | N | IPP Non-CHP | 2 |  |  | N
56892 | Solar Star Colorado II LLC | 57554 | AFA Solar Farm | CO | El Paso | AFA1 | PV | OP | 5.5 | 5.5 | 5.5 |  | 3 | 2011 | NG BLQ: SUN; N Y: N; Y N: N |  | S |  | N | IPP Non-CHP | 2 | [20 empty] | N
56894 | Woodstock Hills | 55342 | Woodstock Windfarm | MN | Pipestone | WIND | WT | OP | 10.2 | 10.2 | 10.2 |  | 5 | 1999 | NG BLQ: WND; N Y: N; Y N: Y |  | J | 17 | N | IPP Non-CHP | 2 |  | N | N
56898 | Sunnyvale City of WPCP | 57557 | Sunnyvale City of WPCP | CA | Santa Clara | S-14 | IC | OP | 0.8 | 0.8 | 0.8 |  | 11 | 1997 | LFG | OBG | NG |  |  |  | Y | Y |  | S |  | Y | Electric Utility | 1 | T |  | N | [17 empty] | N
56898 | Sunnyvale City of WPCP | 57557 | Sunnyvale City of WPCP | CA | Santa Clara | S-15 | IC | OP | 0.8 | 0.8 | 0.8 |  | 11 | 1997 | LFG | OBG | NG |  |  |  | Y | Y |  | S |  | Y | Electric Utility | 1 | T |  | N | [17 empty] | N
56899 | Wind Stream Operations LLC | 50532 | Victory Garden (Tehachapi) | CA | Kern | WGNS | WT | OP | 17.6 | 17.6 | 17.6 |  | 12 | 1981 | NG BLQ: WND; N Y: N; Y N: Y |  | S | 261 | N | IPP Non-CHP | 2 |  | N | N
56899 | Wind Stream Operations LLC | 57558 | GE 1 5 SLE Prototype | CA | Kern | 15SLE | WT | OP | 1.5 | 1.5 | 1.5 |  | 5 | 2000 | NG BLQ: WND; N Y: N; Y N: Y |  | S | 1 | N | IPP Non-CHP | 2 |  |  | N | [17 empty] | N
56902 | RE SFCity1, LP | 57559 | Sunset Reservoir North Basin | CA | San Francisco | 1 | PV | OP | 4.5 | 4.5 | 4.5 |  | 9 | 2010 | NG BLQ: SUN; N Y: N; Y N: Y |  | S |  | N | IPP Non-CHP | 2 |  |  | N
56904 | RP-Orlando, LLC | 57565 | RP-Orlando, LLC | FL | Orange | 1 | PV | OP | 5.1 | 5.1 | 5.1 |  | 12 | 2011 | NG BLQ: SUN; N Y: N; Y N: Y |  | S | 11 | N | IPP Non-CHP | 2 | [20 empty] | N
56905 | Algonquin Power Sanger LLC | 57564 | Algonquin Power Sanger LLC | CA | Fresno | CTG | CT | OP | 49 | 49 | 49 |  | 12 | 2007 | NG BLQ: NG; N Y: N; Y N: Y |  | S |  | Y | IPP CHP | 3 | T |  | N | [12 empty] | N |  |  |  |  | N
56905 | Algonquin Power Sanger LLC | 57564 | Algonquin Power Sanger LLC | CA | Fresno | STG2 | CA | OP | 12.5 | 12.5 | 12.5 |  | 5 | 2012 | NG BLQ: NG; N Y: N; Y N: Y |  | S |  | Y | IPP CHP | 3 | T | N | N | [12 empty] | N |  |  |  |  | N
56909 | Record Hill Wind LLC | 57568 | Record Hill Wind | ME | OXFORD | RHW | WT | OP | 50.6 | 50.6 | 50.6 |  | 1 | 2012 | NG BLQ: WND; N Y: N; Y N: Y |  | S | 22 | N | IPP Non-CHP | 2 | [20 empty] | N
56914 | Central Contra Costa Sanitary District | 57573 | CCCSD Wastewater Treatment Plnt | CA | Contra Costa | S188 | GT | OP | 3.5 | 3 | 3.5 |  | 12 | 1995 | [9 empty] | S | 1 | Y | Commercial CHP | 5 | T |  | N | [17 empty] | N | bar: NG BLQ; N Y to Y N
56915 | Solar Star New Jersey IV, LLC | 57574 | ETS Ewing Solar Facility | NJ | Mercer | ETS1 | PV | OP | 1.3 | 1.3 | 1.3 |  | 6 | 2010 | NG BLQ: SUN; N Y: N; Y N: Y |  | S |  | N | IPP Non-CHP | 2 |  |  | N
56916 | PaTu Wind Farm LLC | 57578 | PaTu Wind Farm LLC | OR | Sherman | PATU | WT | OP | 9 | 9 | 9 |  | 12 | 2010 | NG BLQ: WND; N Y: N; Y N: Y |  | S | 6 | N | IPP Non-CHP | 2 |  |  | N
56917 | DST Output | 57580 | DST Cogen | CA | El Dorado | CG1 | IC | OP | 2.1 | 2.1 | 2.1 |  | 5 | 2008 | [9 empty] | S |  | Y | IPP CHP | 3 | T |  | N | [17 empty] | N | bar: NG BLQ; N Y to Y N
56917 | DST Output | 57580 | DST Cogen | CA | El Dorado | CG2 | IC | OP | 2.1 | 2.1 | 2.1 |  | 5 | 2008 | [9 empty] | S |  | Y | IPP CHP | 3 | T |  | N | [17 empty] | N | bar: NG BLQ; N Y to Y N
56918 | University of California San Diego | 57584 | University of California San Diego | CA | San Diego | NT2 | CT | OP | 15 | 13.5 | 13.5 |  | 7 | 2001 | [9 empty] | S |  | N | Commercial Non-CHP | 4 |  |  | N | bar: NG BLQ; N Y to Y N
56918 | University of California San Diego | 57584 | University of California San Diego | CA | San Diego | ST1 | CT | OP | 15 | 13.5 | 13.5 |  | 7 | 2001 | [9 empty] | S |  | N | Commercial Non-CHP | 4 |  |  | N | bar: NG BLQ; N Y to Y N
56918 | University of California San Diego | 57584 | University of California San Diego | CA | San Diego | STG | CA | OP | 3 | 3 | 3 |  | 7 | 2001 | [9 empty] | S |  | N | Commercial Non-CHP | 4 |  | N | N | bar: NG BLQ; N Y to Y N
56918 | University of California San Diego | 57856 | Univ of California San Diego Solar | CA | San Diego | SGU1 | PV | OP | 1.2 | 1.2 | 1.2 |  | 12 | 2008 | NG BLQ: SUN; N Y: N; Y N: N |  | S | 9 | N | Commercial Non-CHP | 4 |  |  | N | [17 empty] | N
56921 | Charleston Clean Energy LLC | 57587 | The Charleston Clean Energy Facility | WV | Kanawha | 1 | IC | OP | 1.1 | 1.1 | 1.1 |  | 2 | 2011 | NG BLQ: LFG; NG NG: NG; N Y: N; Y N: Y |  | S |  | N | IPP Non-CHP | 2
56921 | Charleston Clean Energy LLC | 57587 | The Charleston Clean Energy Facility | WV | Kanawha | 2 | IC | OP | 1.1 | 1.1 | 1.1 |  | 2 | 2011 | NG BLQ: LFG; N Y: N; Y N: Y |  | S |  | N | IPP Non-CHP | 2
56924 | Long Island Solar Farm LLC | 57589 | Long Island Solar Farm LLC | NY | SUFFOLK | 9WUBN | PV | OP | 31.5 | 31.5 | 31.5 |  | 12 | 2011 | NG BLQ: SUN; N Y: N; Y N: Y |  | S | 50 | N | IPP Non-CHP | 2 | [20 empty] | N
56925 | FPLE Wind, LLC | 57590 | Minco Wind I, LLC | OK | Grady | 1 | WT | OP | 99.2 | 99.2 | 99.2 |  | 12 | 2010 | NG BLQ: WND; N Y: N; Y N: Y |  | S | 62 | N | IPP Non-CHP | 2 |  |  | N
56925 | FPLE Wind, LLC | 57956 | Minco Wind II, LLC | OK | Grady | 1 | WT | OP | 100.8 | 100.8 | 100.8 |  | 11 | 2011 | NG BLQ: WND; N Y: N; Y N: Y |  | S | 63 | N | IPP Non-CHP | 2 |  |  | N
56925 | FPLE Wind, LLC | 58203 | Minco Wind III, LLC | OK | Grady | 1 | WT | OP | 100.8 | 100.8 | 100.8 |  | 12 | 2012 | NG BLQ: WND; N Y: N; Y N: Y |  | S | 63 | N | IPP Non-CHP | 2 |  |  | N | [17 empty] | N
56926 | Hatch Solar Energy Center I, LLC | 57591 | Hatch Solar Energy Center I, LLC | NM | Dona Anna | 1 | PV | OP | 5 | 5 | 5 |  | 6 | 2011 | NG BLQ: SUN; N Y: N; Y N: Y |  | S |  | N | IPP Non-CHP | 2
56927 | Wallingford Energy LLC | 55517 | Wallingford Energy | CT | New Haven | CTG1 | GT | OP | 50 | 42.3 | 48.4 |  | 10 | 2001 | NG BLQ: NG; N Y: N; Y N: Y |  | S |  | N | IPP Non-CHP | 2 |  | N | N | [17 empty] | N
56927 | Wallingford Energy LLC | 55517 | Wallingford Energy | CT | New Haven | CTG2 | GT | OP | 50 | 42.3 | 48.2 |  | 9 | 2001 | NG BLQ: NG; N Y: N; Y N: Y |  | S |  | N | IPP Non-CHP | 2 |  | N | N | [17 empty] | N
56927 | Wallingford Energy LLC | 55517 | Wallingford Energy | CT | New Haven | CTG3 | GT | OP | 50 | 42.3 | 47.8 |  | 8 | 2001 | NG BLQ: NG; N Y: N; Y N: Y |  | S |  | N | IPP Non-CHP | 2 |  | N | N | [17 empty] | N
56927 | Wallingford Energy LLC | 55517 | Wallingford Energy | CT | New Haven | CTG4 | GT | OP | 50 | 42.3 | 49 |  | 8 | 2001 | NG BLQ: NG; N Y: N; Y N: Y |  | S |  | N | IPP Non-CHP | 2 |  | N | N | [17 empty] | N
56927 | Wallingford Energy LLC | 55517 | Wallingford Energy | CT | New Haven | CTG5 | GT | OP | 50 | 42.3 | 49 |  | 8 | 2001 | NG BLQ: NG; N Y: N; Y N: Y |  | S |  | N | IPP Non-CHP | 2 |  | N | N | [17 empty] | N
56928 | LSP University Park LLC | 55640 | University Park North | IL | Will | 1 | GT | OP | 45 | 42 | 45 |  | 6 | 2002 | NG BLQ: NG; N Y: N; Y N: Y |  | S |  | N | IPP Non-CHP | 2 |  | N | N | [17 empty] | N
56928 | LSP University Park LLC | 55640 | University Park North | IL | Will | 10 | GT | OP | 45 | 42 | 45 |  | 7 | 2002 | NG BLQ: NG; N Y: N; Y N: Y |  | S |  | N | IPP Non-CHP | 2 |  | N | N | [17 empty] | N
56928 | LSP University Park LLC | 55640 | University Park North | IL | Will | 11 | GT | OP | 45 | 42 | 45 |  | 7 | 2002 | NG BLQ: NG; N Y: N; Y N: Y |  | S |  | N | IPP Non-CHP | 2 |  | N | N | [17 empty] | N
56928 | LSP University Park LLC | 55640 | University Park North | IL | Will | 12 | GT | OP | 45 | 42 | 45 |  | 7 | 2002 | NG BLQ: NG; N Y: N; Y N: Y |  | S |  | N | IPP Non-CHP | 2 |  | N | N | [17 empty] | N
56928 | LSP University Park LLC | 55640 | University Park North | IL | Will | 2 | GT | OP | 45 | 42 | 45 |  | 6 | 2002 | NG BLQ: NG; N Y: N; Y N: Y |  | S |  | N | IPP Non-CHP | 2 |  | N | N | [17 empty] | N
56928 | LSP University Park LLC | 55640 | University Park North | IL | Will | 3 | GT | OP | 45 | 42 | 45 |  | 6 | 2002 | NG BLQ: NG; N Y: N; Y N: Y |  | S |  | N | IPP Non-CHP | 2 |  | N | N | [17 empty] | N
56928 | LSP University Park LLC | 55640 | University Park North | IL | Will | 4 | GT | OP | 45 | 42 | 45 |  | 6 | 2002 | NG BLQ: NG; N Y: N; Y N: Y |  | S |  | N | IPP Non-CHP | 2 |  | N | N | [17 empty] | N
56928 | LSP University Park LLC | 55640 | University Park North | IL | Will | 5 | GT | OP | 45 | 42 | 45 |  | 6 | 2002 | NG BLQ: NG; N Y: N; Y N: Y |  | S |  | N | IPP Non-CHP | 2 |  | N | N | [17 empty] | N
56928 | LSP University Park LLC | 55640 | University Park North | IL | Will | 6 | GT | OP | 45 | 42 | 45 |  | 6 | 2002 | NG BLQ: NG; N Y: N; Y N: Y |  | S |  | N | IPP Non-CHP | 2 |  | N | N | [17 empty] | N
56928 | LSP University Park LLC | 55640 | University Park North | IL | Will | 7 | GT | OP | 45 | 42 | 45 |  | 6 | 2002 | NG BLQ: NG; N Y: N; Y N: Y |  | S |  | N | IPP Non-CHP | 2 |  | N | N
56928 | LSP University Park LLC | 55640 | University Park North | IL | Will | 8 | GT | OP | 45 | 42 | 45 |  | 6 | 2002 | NG BLQ: NG; N Y: N; Y N: Y |  | S |  | N | IPP Non-CHP | 2 |  | N | N
56928 | LSP University Park LLC | 55640 | University Park North | IL | Will | 9 | GT | OP | 45 | 42 | 45 |  | 6 | 2002 | NG BLQ: NG; N Y: N; Y N: Y |  | S |  | N | IPP Non-CHP | 2 |  | N | N
56929 | Alliance Star Energy LLC | 57592 | Sheraton SD East Tower | CA | San Diego | 45 | FC | OP | 0.3 | 0.3 | 0.3 |  | 11 | 2005 | NG BLQ: NG; N Y: N; Y N: Y |  | S |  | Y | Commercial CHP | 5 | T |  | Y | [12 empty] | N |  |  | 11 | 2017 | N
56929 | Alliance Star Energy LLC | 57592 | Sheraton SD East Tower | CA | San Diego | 47 | FC | OP | 0.3 | 0.3 | 0.3 |  | 10 | 2005 | NG BLQ: NG; N Y: N; Y N: Y |  | S |  | Y | Commercial CHP | 5 | T |  | Y | [12 empty] | N |  |  | 11 | 2017 | N
56929 | Alliance Star Energy LLC | 57592 | Sheraton SD East Tower | CA | San Diego | 50 | FC | OP | 0.3 | 0.3 | 0.3 |  | 11 | 2005 | NG BLQ: NG; N Y: N; Y N: Y |  | S |  | Y | Commercial CHP | 5 | T |  | Y | [12 empty] | N |  |  | 11 | 2017 | N
56929 | Alliance Star Energy LLC | 57592 | Sheraton SD East Tower | CA | San Diego | 51 | FC | OP | 0.3 | 0.3 | 0.3 |  | 10 | 2005 | NG BLQ: NG; N Y: N; Y N: Y |  | S |  | Y | Commercial CHP | 5 | T |  | Y | [12 empty] | N |  |  | 11 | 2017 | N
56930 | Energy Alchemy TA Vernalis, LLC | 57594 | Teichert Materials-Teichert Vernalis | CA | San Joaquin | WTG1 | WT | OP | 1.5 | 1.5 | 1.5 |  | 10 | 2010 | NG BLQ: WND; N Y: N; Y N: Y |  | S | 1 | N | IPP Non-CHP | 2 |  |  | N
56934 | Town Of High Point | 57606 | Eastside WWTP | NC | Guilford | 1 | IC | OP | 1.8 | 1.8 | 1.8 |  | 8 | 2004 | NG BLQ: DFO; N Y: N; Y N: N | Y | S |  | N | Electric Utility | 1 |  | N | N | [12 empty] | N |  |  |  |  | N
56934 | Town Of High Point | 57606 | Eastside WWTP | NC | Guilford | 2 | IC | OP | 1.8 | 1.8 | 1.8 |  | 8 | 2004 | NG BLQ: DFO; N Y: N; Y N: N | Y | S |  | N | Electric Utility | 1 |  | N | N | [12 empty] | N |  |  |  |  | N
56934 | Town Of High Point | 57606 | Eastside WWTP | NC | Guilford | 3 | IC | OP | 1.8 | 1.8 | 1.8 |  | 8 | 2004 | NG BLQ: DFO; N Y: N; Y N: N | Y | S |  | N | Electric Utility | 1 |  | N | N | [12 empty] | N |  |  |  |  | N
56934 | Town Of High Point | 57607 | Ward WTP | NC | Guilford | 1 | IC | OP | 1 | 1 | 1 |  | 2 | 1999 | NG BLQ: DFO; N Y: N; Y N: N | Y | S |  | N | Electric Utility | 1 |  | N | N | [12 empty] | N |  |  |  |  | N
56934 | Town Of High Point | 57607 | Ward WTP | NC | Guilford | 2 | IC | OP | 1 | 1 | 1 |  | 2 | 1999 | NG BLQ: DFO; N Y: N; Y N: N | Y | S |  | N | Electric Utility | 1 |  | N | N | [12 empty] | N |  |  |  |  | N
56934 | Town Of High Point | 57608 | Westside WWTP | NC | Davidson | 1 | IC | OP | 1.8 | 1.8 | 1.8 |  | 5 | 2005 | NG BLQ: DFO; N Y: N; Y N: N | Y | S |  | N | Electric Utility | 1 |  | N | N | [12 empty] | N |  |  |  |  | N
56936 | Paulding Wind Farm II LLC | 57620 | Paulding Wind Farm II | OH | Paulding | GEN1 | WT | OP | 150 | 150 | 150 |  | 7 | 2011 | NG BLQ: WND; N Y: N; Y N: Y |  | S | 55 | N | IPP Non-CHP | 2 |  |  | N | [12 empty] | N |  |  |  |  | N
56945 | Blue Canyon Windpower VI LLC | 57616 | Blue Canyon Windpower VI LLC | OK | Caddo | GEN1 | WT | OP | 100 | 100 | 100 |  | 12 | 2011 | NG BLQ: WND; N Y: N; Y N: Y |  | S | 55 | N | IPP Non-CHP | 2 | [20 empty] | N
56951 | Michigan Wind 2 LLC | 56659 | Michigan Wind 2 | MI | Sanilac | 1 | WT | OP | 90 | 90 | 90 |  | 12 | 2011 | NG BLQ: WND; N Y: N; Y N: Y |  | S | 50 | N | IPP Non-CHP | 2 | [20 empty] | N
56952 | Lincoln Electric Company | 57613 | LE Wind Turbine 1 | OH | Cuyahoga | WTG1 | WT | OP | 2.5 | 2.5 | 2.5 |  | 7 | 2011 | NG BLQ: WND; N Y: N; Y N: N |  | S | 1 | N | Industrial Non-CHP | 6 |  |  | N | [17 empty] | N
56953 | Bos Dairy, LLC | 57625 | Bos Dairy, LLC | IN | Jasper | BOS1 | IC | OP | 0.4 | 0.3 | 0.3 |  | 1 | 2005 | NG BLQ: OBG; N Y: N; Y N: Y |  | W |  | N | Industrial Non-CHP | 6 |  |  | N | [17 empty] | Y
56953 | Bos Dairy, LLC | 57625 | Bos Dairy, LLC | IN | Jasper | BOS2 | IC | OP | 0.7 | 0.6 | 0.6 |  | 2 | 2011 | NG BLQ: OBG; N Y: N; Y N: Y |  | W |  | N | Industrial Non-CHP | 6 |  |  | N | [17 empty] | Y
56953 | Bos Dairy, LLC | 57625 | Bos Dairy, LLC | IN | Jasper | BOS3 | IC | OP | 0.4 | 0.3 | 0.3 |  | 12 | 2011 | NG BLQ: OBG; N Y: N; Y N: Y |  | W |  | N | Industrial Non-CHP | 6 |  |  | N | [17 empty] | Y
56958 | Foundation ST Owner, LLC | 57626 | Foundation ST | CA | San Joaquin | WTG1 | WT | OP | 2 | 2 | 2 |  | 6 | 2011 | NG BLQ: WND; N Y: N; Y N: N |  | S | 2 | N | IPP Non-CHP | 2 | [20 empty] | N
56960 | Gastonia City of | 57629 | Gaston Memorial Hospital | NC | Gaston | GMH1 | IC | OP | 1.8 | 1.8 | 1.8 |  | 5 | 2006 | NG BLQ: DFO; NG NG: NG; N Y: Y; Y N: N |  | W |  | N | Commercial Non-CHP | 4 |  |  | N | [17 empty] | N
56960 | Gastonia City of | 57630 | Long Creek Waste Water Plant | NC | Gaston | ES1 | IC | OP | 1.7 | 1.7 | 1.7 |  | 1 | 1995 | NG BLQ: DFO; N Y: N; Y N: N |  | S |  | N | Electric Utility | 1 |  |  | N
56960 | Gastonia City of | 57630 | Long Creek Waste Water Plant | NC | Gaston | ES2 | IC | OP | 1.7 | 1.7 | 1.7 |  | 1 | 1995 | NG BLQ: DFO; N Y: N; Y N: N |  | S |  | N | Electric Utility | 1 |  |  | N
56960 | Gastonia City of | 57630 | Long Creek Waste Water Plant | NC | Gaston | ES3 | IC | OP | 1.7 | 1.7 | 1.7 |  | 1 | 1995 | NG BLQ: DFO; N Y: N; Y N: N |  | S |  | N | Electric Utility | 1 |  |  | N
56961 | Bulldog Wind Energy, LLC | 57632 | Bulldog | IA | Adair | 1 | WT | OP | 1.5 | 1.5 | 1.5 |  | 10 | 2010 | NG BLQ: WND; N Y: N; Y N: Y |  | S | 1 | N | IPP Non-CHP | 2 |  |  | N
56962 | Wolverine Wind Energy, LLC | 57631 | Wolverine | IA | Adair | 1 | WT | OP | 1.5 | 1.5 | 1.5 |  | 10 | 2010 | NG BLQ: WND; N Y: N; Y N: Y |  | S | 1 | N | IPP Non-CHP | 2 |  |  | N
56965 | Auburn Energy, LLC | 57636 | Auburn LFG Energy Facility | NY | Cayuga | 1 | IC | OP | 1.1 | 1.1 | 1.1 |  | 1 | 2010 | NG BLQ: LFG; NG NG: NG; N Y: Y; Y N: N |  | S |  | N | IPP Non-CHP | 2 |  |  | N | [17 empty] | N
56965 | Auburn Energy, LLC | 57636 | Auburn LFG Energy Facility | NY | Cayuga | 2 | IC | OP | 1.1 | 1.1 | 1.1 |  | 1 | 2010 | NG BLQ: LFG; NG NG: NG; N Y: Y; Y N: N |  | S |  | N | IPP Non-CHP | 2 |  |  | N
56965 | Auburn Energy, LLC | 57636 | Auburn LFG Energy Facility | NY | Cayuga | 3 | IC | OP | 1.1 | 1.1 | 1.1 |  | 1 | 2010 | NG BLQ: LFG; NG NG: NG; N Y: Y; Y N: N |  | S |  | N | IPP Non-CHP | 2 |  |  | N
56967 | Ironwood Windpower LLC | 57639 | Ironwood Wind | KS | Ford | 1 | WT | OP | 167.9 | 167.9 | 167.9 |  | 8 | 2012 | NG BLQ: WND; N Y: N; Y N: Y |  | J | 73 | N | IPP Non-CHP | 2 | [20 empty] | N
56968 | Oregon State University | 57653 | Oregon State University Energy Center | OR | Benton | CTG | CT | OP | 5.5 | 5.2 | 5.5 |  | 6 | 2010 | NG BLQ: NG; NG NG: DFO; N Y: Y; Y N: Y |  | S |  | Y | Commercial CHP | 5 | T |  | N | [17 empty] | N
56968 | Oregon State University | 57653 | Oregon State University Energy Center | OR | Benton | STG | CA | OP | 1 | 0.5 | 1 |  | 6 | 2010 | NG BLQ: NG; NG NG: DFO; N Y: N; Y N: N |  | S |  | Y | Commercial CHP | 5 | T | Y | [18 empty] | N
56971 | 500 Virginia Solar, LP | 57640 | 500 Virginia Solar | PA | Montgomery | 1 | PV | OP | 1 | 1 | 1 |  | 7 | 2011 | NG BLQ: SUN; N Y: N; Y N: N |  | S | 2 | N | IPP Non-CHP | 2 | [20 empty] | N
56972 | Vestas Towers America, Inc | 57643 | Vestas Towers America, Inc. | CO | Pueblo | V100 | WT | OP | 1.8 | 1.8 | 1.8 |  | 4 | 2010 | NG BLQ: WND; N Y: N; Y N: Y |  | S | 1 | N | Industrial Non-CHP | 6 |  |  | N
56974 | Denver Airport Solar, LLC | 57645 | City & County of Denver at Denver Int'l | CO | Denver | PV1 | PV | OP | 3.4 | 3.4 | 3.4 |  | 6 | 2011 | NG BLQ: SUN; N Y: N; Y N: Y |  | S | 4 | N | IPP Non-CHP | 2 | [20 empty] | N
56975 | Constellation Solar Maryland, LLC | 57646 | McCormick & Co. Inc. at Belcamp | MD | Hartford | PV1 | PV | OP | 1.4 | 1.4 | 1.4 |  | 12 | 2010 | NG BLQ: SUN; N Y: N; Y N: Y |  | S | 3 | N | IPP Non-CHP | 2 |  |  | N
56976 | Constellation Solar New Jersey II, LLC | 57647 | Toys R Us- DE, Inc. at Mt. Olive, NJ | NJ | Flanders | PV1 | PV | OP | 2.4 | 2.4 | 2.4 |  | 12 | 2011 | NG BLQ: SUN; N Y: N; Y N: Y |  | S | 10 | N | IPP Non-CHP | 2 | [20 empty] | N
56976 | Constellation Solar New Jersey II, LLC | 57723 | Johnson Matthey, Inc. Solar | NJ | Gloucester | PV1 | PV | OP | 4 | 4 | 4 |  | 3 | 2011 | NG BLQ: SUN; N Y: N; Y N: Y |  | S | 13 | N | IPP Non-CHP | 2 |  |  | N
56977 | Zotos International | 57648 | Zotos International WPGF | NY | Ontario | WT1 | WT | OP | 1.7 | 1.7 | 1.7 |  | 1 | 2012 | NG BLQ: WND; N Y: N; Y N: Y |  | S | 1 | N | Industrial Non-CHP | 6 |  |  | N | [17 empty] | N
56977 | Zotos International | 57648 | Zotos International WPGF | NY | Ontario | WT2 | WT | OP | 1.7 | 1.7 | 1.7 |  | 1 | 2012 | NG BLQ: WND; N Y: N; Y N: Y |  | S | 1 | N | Industrial Non-CHP | 6 |  |  | N | [17 empty] | N
56981 | Town of Falmouth | 57654 | Town of Falmouth WWTP | MA | Barnstable | WIND1 | WT | OP | 1.7 | 0.8 | 0.9 |  | 3 | 2010 | NG BLQ: WND; N Y: N; Y N: Y |  | S | 1 | N | Commercial Non-CHP | 4
56981 | Town of Falmouth | 57654 | Town of Falmouth WWTP | MA | Barnstable | WIND2 | WT | OP | 1.7 | 0.8 | 0.9 |  | 2 | 2012 | NG BLQ: WND; N Y: N; Y N: Y |  | S | 1 | N | Commercial Non-CHP | 4
56982 | Kern Community College District | 57655 | Bakersfield College Solar 01 | CA | Kern | BC01 | PV | OP | 1.1 | 1.1 | 1.1 |  | 11 | 2010 | NG BLQ: SUN; N Y: N; Y N: Y |  | S | 2 | N | Commercial Non-CHP | 4 |  |  | N | [17 empty] | N
56984 | Temescal Canyon RV, LLC | 57656 | Temescal Canyon RV, LLC | CA | Riverside | 1 | PV | OP | 1.5 | 1.5 | 1.5 |  | 5 | 2011 | NG BLQ: SUN; N Y: N; Y N: Y |  | W | 4 | N | IPP Non-CHP | 2
56988 | Cimarron Windpower II, LLC | 57663 | Cimarron Windpower II | KS | Gray | 1 | WT | OP | 131 | 131 | 131 |  | 6 | 2012 | NG BLQ: WND; N Y: N; Y N: Y |  | J | 57 | N | IPP Non-CHP | 2
56989 | SAF Hydroelectric LLC | 57665 | SAF Hydroelectric LLC | MN | Hennepin | 1 | HY | OP | 0.6 | 0.6 | 0.6 |  | 12 | 2011 | NG BLQ: WAT; N Y: N; Y N: Y |  | S |  | N | IPP Non-CHP | 2
56989 | SAF Hydroelectric LLC | 57665 | SAF Hydroelectric LLC | MN | Hennepin | 10 | HY | OP | 0.6 | 0.6 | 0.6 |  | 12 | 2011 | NG BLQ: WAT; N Y: N; Y N: Y |  | S |  | N | IPP Non-CHP | 2
56989 | SAF Hydroelectric LLC | 57665 | SAF Hydroelectric LLC | MN | Hennepin | 11 | HY | OP | 0.6 | 0.6 | 0.6 |  | 12 | 2011 | NG BLQ: WAT; N Y: N; Y N: Y |  | S |  | N | IPP Non-CHP | 2
56989 | SAF Hydroelectric LLC | 57665 | SAF Hydroelectric LLC | MN | Hennepin | 12 | HY | OP | 0.6 | 0.6 | 0.6 |  | 12 | 2011 | NG BLQ: WAT; N Y: N; Y N: Y |  | S |  | N | IPP Non-CHP | 2
56989 | SAF Hydroelectric LLC | 57665 | SAF Hydroelectric LLC | MN | Hennepin | 13 | HY | OP | 0.6 | 0.6 | 0.6 |  | 12 | 2011 | NG BLQ: WAT; N Y: N; Y N: Y |  | S |  | N | IPP Non-CHP | 2
56989 | SAF Hydroelectric LLC | 57665 | SAF Hydroelectric LLC | MN | Hennepin | 14 | HY | OP | 0.6 | 0.6 | 0.6 |  | 12 | 2011 | NG BLQ: WAT; N Y: N; Y N: Y |  | S |  | N | IPP Non-CHP | 2
56989 | SAF Hydroelectric LLC | 57665 | SAF Hydroelectric LLC | MN | Hennepin | 15 | HY | OP | 0.6 | 0.6 | 0.6 |  | 12 | 2011 | NG BLQ: WAT; N Y: N; Y N: Y |  | S |  | N | IPP Non-CHP | 2
56989 | SAF Hydroelectric LLC | 57665 | SAF Hydroelectric LLC | MN | Hennepin | 16 | HY | OP | 0.6 | 0.6 | 0.6 |  | 12 | 2011 | NG BLQ: WAT; N Y: N; Y N: Y |  | S |  | N | IPP Non-CHP | 2
56989 | SAF Hydroelectric LLC | 57665 | SAF Hydroelectric LLC | MN | Hennepin | 2 | HY | OP | 0.6 | 0.6 | 0.6 |  | 12 | 2011 | NG BLQ: WAT; N Y: N; Y N: Y |  | S |  | N | IPP Non-CHP | 2
56989 | SAF Hydroelectric LLC | 57665 | SAF Hydroelectric LLC | MN | Hennepin | 3 | HY | OP | 0.6 | 0.6 | 0.6 |  | 12 | 2011 | NG BLQ: WAT; N Y: N; Y N: Y |  | S |  | N | IPP Non-CHP | 2
56989 | SAF Hydroelectric LLC | 57665 | SAF Hydroelectric LLC | MN | Hennepin | 4 | HY | OP | 0.6 | 0.6 | 0.6 |  | 12 | 2011 | NG BLQ: WAT; N Y: N; Y N: Y |  | S |  | N | IPP Non-CHP | 2
56989 | SAF Hydroelectric LLC | 57665 | SAF Hydroelectric LLC | MN | Hennepin | 5 | HY | OP | 0.6 | 0.6 | 0.6 |  | 12 | 2011 | NG BLQ: WAT; N Y: N; Y N: Y |  | S |  | N | IPP Non-CHP | 2
56989 | SAF Hydroelectric LLC | 57665 | SAF Hydroelectric LLC | MN | Hennepin | 6 | HY | OP | 0.6 | 0.6 | 0.6 |  | 12 | 2011 | NG BLQ: WAT; N Y: N; Y N: Y |  | S |  | N | IPP Non-CHP | 2
56989 | SAF Hydroelectric LLC | 57665 | SAF Hydroelectric LLC | MN | Hennepin | 7 | HY | OP | 0.6 | 0.6 | 0.6 |  | 12 | 2011 | NG BLQ: WAT; N Y: N; Y N: Y |  | S |  | N | IPP Non-CHP | 2
56989 | SAF Hydroelectric LLC | 57665 | SAF Hydroelectric LLC | MN | Hennepin | 8 | HY | OP | 0.6 | 0.6 | 0.6 |  | 12 | 2011 | NG BLQ: WAT; N Y: N; Y N: Y |  | S |  | N | IPP Non-CHP | 2
56989 | SAF Hydroelectric LLC | 57665 | SAF Hydroelectric LLC | MN | Hennepin | 9 | HY | OP | 0.6 | 0.6 | 0.6 |  | 12 | 2011 | NG BLQ: WAT; N Y: N; Y N: Y |  | S |  | N | IPP Non-CHP | 2
56990 | NJR Clean Energy Ventures Corporation | 57660 | Vineland Mays Landing Soalr | NJ | Cumberland | VNLND | PV | OP | 4.3 | 5.7 | 2.8 |  | 10 | 2011 | NG BLQ: SUN; N Y: N; Y N: N |  | S | 8 | N | IPP Non-CHP | 2 | [20 empty] | N
56990 | NJR Clean Energy Ventures Corporation | 57661 | Manalapan Village Solar | NJ | Monmouth | MANVL | PV | OP | 3.5 | 4.6 | 2.3 |  | 12 | 2011 | NG BLQ: SUN; N Y: N; Y N: N |  | S | 7 | N | IPP Non-CHP | 2 | [20 empty] | N
56990 | NJR Clean Energy Ventures Corporation | 57662 | McGraw Hill Solar | NJ | Mercer | MCGRH | PV | OP | 12.6 | 16.6 | 8.3 |  | 12 | 2011 | NG BLQ: SUN; N Y: N; Y N: N |  | S | 15 | N | IPP Non-CHP | 2 | [20 empty] | N
56990 | NJR Clean Energy Ventures Corporation | 58030 | Reeves Station Rd East | NJ | Burlington | REEVE | PV | OP | 5.5 | 5.5 | 5.5 |  | 10 | 2012 | NG BLQ: SUN; N Y: N; Y N: N |  | S | 11 | N | IPP Non-CHP | 2 | [20 empty] | N
56990 | NJR Clean Energy Ventures Corporation | 58123 | Wakefern Food Corp | NJ | Middlesex | 1 | PV | OP | 2 | 2 | 2 |  | 12 | 2012 | NG BLQ: SUN; N Y: N; Y N: N |  | S | 4 | N | IPP Non-CHP | 2 | [20 empty] | N
56991 | Astoria Energy II LLC | 57664 | Astoria Energy II | NY | Queens | CT3 | CT | OP | 200 | 156 | 188 |  | 7 | 2011 | NG BLQ: NG; NG NG: DFO; N Y: Y; Y N: Y |  | S |  | N | IPP Non-CHP | 2 | [20 empty] | N
56991 | Astoria Energy II LLC | 57664 | Astoria Energy II | NY | Queens | CT4 | CT | OP | 200 | 156 | 188 |  | 7 | 2011 | NG BLQ: NG; NG NG: DFO; N Y: Y; Y N: Y |  | S |  | N | IPP Non-CHP | 2 | [20 empty] | N
56991 | Astoria Energy II LLC | 57664 | Astoria Energy II | NY | Queens | ST2 | CA | OP | 250 | 228 | 236 |  | 7 | 2011 | NG BLQ: NG; NG NG: DFO; N Y: Y; Y N: Y |  | S |  | N | IPP Non-CHP | 2 |  | Y | [18 empty] | N
56992 | Foxwoods Resort Casino | 57666 | Foxwoods CoGen | CT | New London | CT1 | GT | OP | 6.6 | 6 | 7.3 | 1 | 6 | 2010 | [9 empty] | S |  | Y | Commercial CHP | 5 | B |  | N | bar: NG BLQ; N Y to Y N
56992 | Foxwoods Resort Casino | 57666 | Foxwoods CoGen | CT | New London | CT2 | GT | OP | 6.6 | 6 | 7.3 | 2 | 6 | 2010 | [9 empty] | S |  | Y | Commercial CHP | 5 | B |  | N | bar: NG BLQ; N Y to Y N
56993 | SBS Energy Partners LLC | 57667 | Seabrook Solar Plant | NJ | Cumberland | SBS1 | PV | OP | 3.2 | 3.2 | 3.2 |  | 3 | 2011 | NG BLQ: SUN; N Y: N; Y N: Y |  | J |  | N | IPP Non-CHP | 2 | [20 empty] | N
56994 | Carlisle Area School District | 57668 | CASD Solar | PA | Cumberland | CASDE | PV | OP | 0.9 | 0.9 | 0.9 |  | 10 | 2010 | NG BLQ: SUN; N Y: N; Y N: Y |  | S | 2 | N | Commercial Non-CHP | 4 |  |  | N | [17 empty] | N
56994 | Carlisle Area School District | 57668 | CASD Solar | PA | Cumberland | CASDW | PV | OP | 0.4 | 0.4 | 0.4 |  | 10 | 2010 | NG BLQ: SUN; N Y: N; Y N: N |  | S | 1 | N | Commercial Non-CHP | 4 |  |  | N
56995 | Sacramento PV Energy, LLC | 57669 | SMUD at Grundman | CA | Sacramento | PV1 | PV | OP | 17 | 17 | 17 |  | 12 | 2011 | NG BLQ: SUN; N Y: N; Y N: Y |  | S | 18 | N | IPP Non-CHP | 2
56995 | Sacramento PV Energy, LLC | 57670 | SMUD at Van Conett | CA | Sacramento | PV1 | PV | OP | 2.9 | 2.9 | 2.9 |  | 12 | 2011 | NG BLQ: SUN; N Y: N; Y N: Y |  | S | 3 | N | IPP Non-CHP | 2
56995 | Sacramento PV Energy, LLC | 57671 | SMUD at Fleshman | CA | Sacramento | PV1 | PV | OP | 2.9 | 2.9 | 2.9 |  | 12 | 2011 | NG BLQ: SUN; N Y: N; Y N: Y |  | S | 3 | N | IPP Non-CHP | 2
56995 | Sacramento PV Energy, LLC | 57753 | SMUD at Lawrence | CA | Sacramento | PV1 | PV | OP | 1 | 1 | 1 |  | 12 | 2011 | NG BLQ: SUN; N Y: N; Y N: Y |  | S | 1 | N | IPP Non-CHP | 2 | [20 empty] | N
56997 | Marina Energy LLC | 57863 | McKee City Solar Phase 2 | NJ | Atlantic | UNIT1 | PV | OP | 2.6 | 2.6 | 2.6 |  | 12 | 2011 | NG BLQ: SUN; N Y: N; Y N: Y |  | W |  | N | Electric Utility | 1 |  |  | N
56997 | Marina Energy LLC | 57864 | Stockton Athletic Center | NJ | Atlantic | 2LOT7 | PV | OP | 0.5 | 0.5 | 0.5 |  | 10 | 2009 | NG BLQ: SUN; N Y: N; Y N: Y |  | W |  | N | Commercial Non-CHP | 4 |  |  | N | [17 empty] | N
56997 | Marina Energy LLC | 57864 | Stockton Athletic Center | NJ | Atlantic | LOT7 | PV | OP | 0.2 | 0.2 | 0.2 |  | 4 | 2009 | NG BLQ: SUN; N Y: N; Y N: Y |  | W |  | N | Commercial Non-CHP | 4 |  |  | N | [17 empty] | N
56997 | Marina Energy LLC | 57864 | Stockton Athletic Center | NJ | Atlantic | LOT7B | PV | OP | 0.2 | 0.2 | 0.2 |  | 4 | 2009 | NG BLQ: SUN; N Y: N; Y N: Y |  | W |  | N | Commercial Non-CHP | 4 |  |  | N | [17 empty] | N
56997 | Marina Energy LLC | 57864 | Stockton Athletic Center | NJ | Atlantic | SAC | PV | OP | 0.3 | 0.3 | 0.3 |  | 2 | 2009 | NG BLQ: SUN; N Y: N; Y N: Y |  | W |  | N | Commercial Non-CHP | 4 |  |  | N | [17 empty] | N
56997 | Marina Energy LLC | 57868 | L'Oreal Piscataway | NJ | Middlesex | UNIT1 | PV | OP | 1 | 1 | 1 |  | 12 | 2011 | NG BLQ: SUN; N Y: N; Y N: Y |  | S |  | N | Industrial Non-CHP | 6 |  |  | N
56997 | Marina Energy LLC | 57869 | Heller Industrial Parks | NJ | Middlesex | UNIT1 | PV | OP | 2.7 | 2.7 | 2.7 |  | 12 | 2011 | NG BLQ: SUN; N Y: N; Y N: Y |  | S |  | N | IPP Non-CHP | 2 |  |  | N | [17 empty] | N
56998 | Macys Corporate Services, Inc | 57673 | Macys Goodyear | AZ | Maricopa | 1 | PV | OP | 3.5 | 3.5 | 3.5 |  | 12 | 2010 | NG BLQ: SUN; N Y: N; Y N: Y |  | S | 8 | N | IPP Non-CHP | 2 |  |  | N
56999 | Western Massachusetts Electric Company | 57674 | Indian Orchard PV Facility | MA | Hampden | 1 | PV | OP | 2.3 | 2.3 | 2.3 |  | 12 | 2011 | NG BLQ: SUN; N Y: N; Y N: N |  | S | 4 | N | Electric Utility | 1 | [20 empty] | N
56999 | Western Massachusetts Electric Company | 57676 | Silver Lake Solar Photovoltaic Facility | MA | Berkshire | 1 | PV | OP | 1.8 | 1.8 | 1.8 |  | 12 | 2010 | NG BLQ: SUN; N Y: N; Y N: N |  | S | 3 | N | Electric Utility | 1 |  |  | N
57001 | Murphy Farm Power, LLC | 57677 | Murphy Farm Power, LLC | NC | Cherokee | 1 | PV | OP | 1 | 0.9 | 0.9 |  | 5 | 2011 | NG BLQ: SUN; N Y: N; Y N: Y |  | S | 4 | N | IPP Non-CHP | 2
57002 | Post Rock Wind Power Project, LLC | 57678 | Post Rock Wind Power Project, LLC | KS | Ellsworth | 1 | WT | OP | 201 | 201 | 201 |  | 9 | 2012 | NG BLQ: WND; N Y: N; Y N: Y |  | S | 134 | N | IPP Non-CHP | 2 | [20 empty] | N
57005 | SunE NLB-2, LLC | 57681 | City of Boulder WWTP | CO | Boulder | 1 | PV | OP | 1 | 0.9 | 0.9 |  | 6 | 2010 | NG BLQ: SUN; N Y: N; Y N: Y |  | W | 1 | N | IPP Non-CHP | 2 |  |  | N | [12 empty] | N |  |  |  |  | N
57006 | SunE GIL1, LLC | 57682 | City of Madera WWTP | CA | Madera | 1 | PV | OP | 1.2 | 1 | 1 |  | 9 | 2009 | NG BLQ: SUN; N Y: N; Y N: Y |  | S | 1 | N | IPP Non-CHP | 2 |  |  | N | [12 empty] | N
57007 | SunE WF3-ST Holdings, LLC | 57683 | Staples La Mirada, CA | CA | Los Angeles | 1 | PV | OP | 1.1 | 0.9 | 0.9 |  | 3 | 2009 | NG BLQ: SUN; N Y: N; Y N: Y |  | W | 1 | N | IPP Non-CHP | 2 |  |  | N | [12 empty] | N
57009 | Blue Chip Energy LLC | 57685 | Rinehart | FL | Seminole | 1 | PV | OP | 10 | 10 | 10 |  | 6 | 2011 | NG BLQ: SUN; N Y: N; Y N: N |  | S |  | N | IPP Non-CHP | 2 | [20 empty] | N
57011 | CS Murphy Point, LLC | 57687 | CS Murphy Point, LLC | NC | Cherokee | 1 | PV | OP | 1 | 0.9 | 0.9 |  | 8 | 2011 | NG BLQ: SUN; N Y: N; Y N: Y |  | S | 4 | N | IPP Non-CHP | 2 | [20 empty] | N
57015 | Third Taxing District of Norwalk | 57689 | Norden 1-3 | CT | Fairfield | NORD1 | IC | OP | 2 | 2 | 2 |  | 6 | 2004 | NG BLQ: DFO; N Y: N; Y N: N |  | S |  | N | Electric Utility | 1 |  |  | N
57015 | Third Taxing District of Norwalk | 57689 | Norden 1-3 | CT | Fairfield | NORD2 | IC | OP | 2 | 2 | 2 |  | 6 | 2004 | NG BLQ: DFO; N Y: N; Y N: N |  | S |  | N | Electric Utility | 1 |  |  | N
57015 | Third Taxing District of Norwalk | 57689 | Norden 1-3 | CT | Fairfield | NORD3 | IC | OP | 2 | 2 | 2 |  | 6 | 2004 | NG BLQ: DFO; N Y: N; Y N: N |  | S |  | N | Electric Utility | 1 |  |  | N
57017 | DOE National Renewable Energy Laboratory | 57692 | DOE Golden NWTC Load Side | CO | Jefferson | SEPV | PV | OP | 1 | 1.1 | 1.1 |  | 10 | 2009 | NG BLQ: SUN; N Y: N; Y N: Y |  | W | 1 | N | Commercial Non-CHP | 4 |  |  | N | [17 empty] | N
57017 | DOE National Renewable Energy Laboratory | 57693 | DOE Golden NWTC Turbine Side | CO | Jefferson | ALSTO | WT | OP | 3 | 3 | 3 |  | 9 | 2011 | NG BLQ: WND; N Y: N; Y N: Y |  | W | 1 | N | Commercial Non-CHP | 4 |  |  | Y | [12 empty] | Y | 2 | 2013 |  |  | N
57017 | DOE National Renewable Energy Laboratory | 57693 | DOE Golden NWTC Turbine Side | CO | Jefferson | GAMES | WT | OP | 2 | 2 | 2 |  | 10 | 2011 | NG BLQ: WND; N Y: N; Y N: Y |  | W | 1 | N | Commercial Non-CHP | 4 |  |  | Y | [12 empty] | Y | 2 | 2013 |  |  | N
57017 | DOE National Renewable Energy Laboratory | 57693 | DOE Golden NWTC Turbine Side | CO | Jefferson | GEDOE | WT | OP | 1.5 | 1.5 | 1.5 |  | 1 | 2010 | NG BLQ: WND; N Y: N; Y N: Y |  | S | 1 | N | Commercial Non-CHP | 4 |  |  | N | [17 empty] | N
57017 | DOE National Renewable Energy Laboratory | 57693 | DOE Golden NWTC Turbine Side | CO | Jefferson | SIEM | WT | OP | 2.3 | 2.3 | 2.3 |  | 1 | 2010 | NG BLQ: WND; N Y: N; Y N: Y |  | W | 1 | N | Commercial Non-CHP | 4 |  |  | N | [17 empty] | N
57017 | DOE National Renewable Energy Laboratory | 57694 | DOE Golden NREL Main Campus | CO | Jefferson | MESA | PV | OP | 0.7 | 0.7 | 0.7 |  | 12 | 2008 | NG BLQ: SUN; N Y: N; Y N: Y |  | W | 1 | N | Commercial Non-CHP | 4 |  |  | N | [17 empty] | N
57017 | DOE National Renewable Energy Laboratory | 57694 | DOE Golden NREL Main Campus | CO | Jefferson | PARKL | PV | OP | 0.5 | 0.5 | 0.5 |  | 9 | 2011 | NG BLQ: SUN; N Y: N; Y N: N |  | S | 1 | N | Commercial Non-CHP | 4 |  |  | N | [12 empty] | N |  |  |  |  | N
57017 | DOE National Renewable Energy Laboratory | 57694 | DOE Golden NREL Main Campus | CO | Jefferson | RSF1 | PV | OP | 0.5 | 0.5 | 0.5 |  | 12 | 2010 | NG BLQ: SUN; N Y: N; Y N: Y |  | W | 1 | N | Commercial Non-CHP | 4 |  |  | N | [17 empty] | N
57017 | DOE National Renewable Energy Laboratory | 57694 | DOE Golden NREL Main Campus | CO | Jefferson | RSF2 | PV | OP | 0.4 | 0.4 | 0.4 |  | 2 | 2012 | NG BLQ: SUN; N Y: N; Y N: Y |  | S | 1 | N | Commercial Non-CHP | 4 |  |  | N | [17 empty] | N
57017 | DOE National Renewable Energy Laboratory | 57694 | DOE Golden NREL Main Campus | CO | Jefferson | STF | PV | OP | 0.1 | 0.1 | 0.1 |  | 6 | 2009 | NG BLQ: SUN; N Y: N; Y N: Y |  | W | 1 | N | Commercial Non-CHP | 4 |  |  | N | [17 empty] | N
57018 | Turnbull Hydro LLC | 57690 | Turnbull Hydro | MT | Teton | 1 | HY | OP | 5.3 | 5.3 | 5.3 |  | 7 | 2011 | NG BLQ: WAT; N Y: N; Y N: Y |  | S | 1 | N | IPP Non-CHP | 2
57018 | Turnbull Hydro LLC | 57690 | Turnbull Hydro | MT | Teton | 2 | HY | OP | 7.7 | 7.7 | 7.7 |  | 6 | 2011 | NG BLQ: WAT; N Y: N; Y N: Y |  | S |  | N | IPP Non-CHP | 2 |  |  | N
57021 | FRV AE Solar LLC | 57699 | Webberville Solar Project | TX | Travis | AES1 | PV | OP | 30 | 30 | 30 |  | 12 | 2011 | NG BLQ: SUN; N Y: N; Y N: Y |  | S | 19 | N | IPP Non-CHP | 2 | [20 empty] | N
57022 | Solar Power Inc. | 57697 | Aerojet I | CA | Sacramento | 1 | PV | OP | 3 | 3 | 3 |  | 12 | 2009 | NG BLQ: SUN; N Y: N; Y N: Y |  | W | 6 | N | IPP Non-CHP | 2 |  |  | N | [12 empty] | N |  |  |  |  | N
57022 | Solar Power Inc. | 57698 | Aerojet II | CA | Sacramento | 1 | PV | OP | 2.7 | 2.7 | 2.7 |  | 6 | 2010 | NG BLQ: SUN; N Y: N; Y N: Y |  | W | 5 | N | IPP Non-CHP | 2 |  |  | N | [12 empty] | N |  |  |  |  | N
57022 | Solar Power Inc. | 57722 | North Palm Springs 4A | CA | Riverside | 1 | PV | OP | 4 | 4 | 4 |  | 10 | 2012 | NG BLQ: SUN; N Y: N; Y N: Y |  | W | 8 | N | IPP Non-CHP | 2 | [20 empty] | N
57022 | Solar Power Inc. | 57743 | North Palm Springs 1A | CA | Riverside | 1 | PV | OP | 2.5 | 2.4 | 2.4 |  | 4 | 2012 | NG BLQ: SUN; N Y: N; Y N: Y |  | W | 5 | N | IPP Non-CHP | 2 | [20 empty] | N
57024 | Vasco Winds, LLC | 57700 | Vasco Winds | CA | Contra Costa | 1 | WT | OP | 78.2 | 78.2 | 78.2 |  | 12 | 2011 | NG BLQ: WND; N Y: N; Y N: Y |  | S | 34 | N | IPP Non-CHP | 2 | [20 empty] | N
57026 | NextEra Energy Montezuma Wind II, LLC | 57701 | Montezuma Wind II | CA | Solano | 1 | WT | OP | 78.2 | 78.2 | 78.2 |  | 1 | 2012 | NG BLQ: WND; N Y: N; Y N: Y |  | S | 34 | N | IPP Non-CHP | 2 | [20 empty] | N
57027 | Signal Hill Petroleum, Inc | 57702 | Signal Hill West Unit | CA | Los Angeles | 1 | GT | OP | 5.7 | 5.7 | 5.7 |  | 7 | 2004 | [9 empty] | S | 1 | N | Industrial Non-CHP | 6 |  |  | N | [12 empty] | N |  |  |  |  | N | bar: NG BLQ; N Y to Y N
57029 | Blue Water Renewables Inc | 57706 | Blue Water Renewables Inc | MI | Saint Clair | 1 | IC | OP | 1.6 | 1.6 | 1.6 |  | 12 | 2011 | NG BLQ: LFG; N Y: N; Y N: Y |  | S |  | N | IPP Non-CHP | 2 | [20 empty] | N
57029 | Blue Water Renewables Inc | 57706 | Blue Water Renewables Inc | MI | Saint Clair | 2 | IC | OP | 1.6 | 1.6 | 1.6 |  | 12 | 2011 | NG BLQ: LFG; N Y: N; Y N: Y |  | S |  | N | IPP Non-CHP | 2 | [20 empty] | N
57030 | Mesquite Solar 1, LLC | 57707 | Mesquite Solar 1 | AZ | Maricopa | 1 | PV | OP | 16 | 16 | 16 |  | 11 | 2011 | NG BLQ: SUN; N Y: N; Y N: Y |  | S |  | N | IPP Non-CHP | 2 | [20 empty] | N
57030 | Mesquite Solar 1, LLC | 57707 | Mesquite Solar 1 | AZ | Maricopa | 10 | PV | OP | 12 | 12 | 12 |  | 10 | 2012 | NG BLQ: SUN; N Y: N; Y N: Y |  | S |  | N | IPP Non-CHP | 2 | [20 empty] | N
57030 | Mesquite Solar 1, LLC | 57707 | Mesquite Solar 1 | AZ | Maricopa | 11 | PV | OP | 16 | 16 | 16 |  | 10 | 2012 | NG BLQ: SUN; N Y: N; Y N: Y |  | S |  | N | IPP Non-CHP | 2 | [20 empty] | N
57030 | Mesquite Solar 1, LLC | 57707 | Mesquite Solar 1 | AZ | Maricopa | 12 | PV | OP | 16 | 16 | 16 |  | 12 | 2012 | NG BLQ: SUN; N Y: N; Y N: Y |  | S |  | N | IPP Non-CHP | 2 | [20 empty] | N
57030 | Mesquite Solar 1, LLC | 57707 | Mesquite Solar 1 | AZ | Maricopa | 2 | PV | OP | 16 | 16 | 16 |  | 1 | 2012 | NG BLQ: SUN; N Y: N; Y N: Y |  | S |  | N | IPP Non-CHP | 2 | [20 empty] | N
57030 | Mesquite Solar 1, LLC | 57707 | Mesquite Solar 1 | AZ | Maricopa | 3 | PV | OP | 10 | 10 | 10 |  | 12 | 2011 | NG BLQ: SUN; N Y: N; Y N: Y |  | S |  | N | IPP Non-CHP | 2 | [20 empty] | N
57030 | Mesquite Solar 1, LLC | 57707 | Mesquite Solar 1 | AZ | Maricopa | 4 | PV | OP | 16 | 16 | 16 |  | 5 | 2012 | NG BLQ: SUN; N Y: N; Y N: Y |  | S |  | N | IPP Non-CHP | 2 | [20 empty] | N
57030 | Mesquite Solar 1, LLC | 57707 | Mesquite Solar 1 | AZ | Maricopa | 5 | PV | OP | 16 | 16 | 16 |  | 6 | 2012 | NG BLQ: SUN; N Y: N; Y N: Y |  | S |  | N | IPP Non-CHP | 2 | [20 empty] | N
57030 | Mesquite Solar 1, LLC | 57707 | Mesquite Solar 1 | AZ | Maricopa | 6 | PV | OP | 8 | 8 | 8 |  | 8 | 2012 | NG BLQ: SUN; N Y: N; Y N: Y |  | S |  | N | IPP Non-CHP | 2 | [20 empty] | N
57030 | Mesquite Solar 1, LLC | 57707 | Mesquite Solar 1 | AZ | Maricopa | 7 | PV | OP | 16 | 16 | 16 |  | 9 | 2012 | NG BLQ: SUN; N Y: N; Y N: Y |  | S |  | N | IPP Non-CHP | 2 | [20 empty] | N
57030 | Mesquite Solar 1, LLC | 57707 | Mesquite Solar 1 | AZ | Maricopa | 8 | PV | OP | 12 | 12 | 12 |  | 10 | 2012 | NG BLQ: SUN; N Y: N; Y N: Y |  | S |  | N | IPP Non-CHP | 2 | [20 empty] | N
57030 | Mesquite Solar 1, LLC | 57707 | Mesquite Solar 1 | AZ | Maricopa | 9 | PV | OP | 16 | 16 | 16 |  | 10 | 2012 | NG BLQ: SUN; N Y: N; Y N: Y |  | S |  | N | IPP Non-CHP | 2 | [20 empty] | N
57031 | Beacon Power LLC | 57710 | Stephentown Spindle | NY | Rensselaer | SRS1 | FW | OP | 20 | 20 | 20 |  | 1 | 2011 | NG BLQ: MWH; N Y: N; Y N: Y |  | W |  | N | IPP Non-CHP | 2 | [20 empty] | N
57031 | Beacon Power LLC | 57711 | Beacon Power Flywheel System 1 | MA | Middlesex | TYN1 | FW | OP | 1 | 1 | 1 |  | 11 | 2008 | NG BLQ: MWH; N Y: N; Y N: Y |  | S |  | N | IPP Non-CHP | 2 |  |  | N
57031 | Beacon Power LLC | 57712 | Beacon Power Flywheel System 2 | MA | Middlesex | TYN2 | FW | OA | 2 | 2 | 2 |  | 7 | 2009 | NG BLQ: MWH; N Y: N; Y N: Y |  | S |  | N | IPP Non-CHP | 2 |  |  | N | [17 empty] | N
57032 | UTAS Aerostructures | 57713 | UTAS Cogeneration Plant | CA | San Diego | 151 | IC | OP | 3.2 | 3.2 | 3.2 |  | 4 | 2002 | NG BLQ: NG; NG NG: DFO; N Y: Y; Y N: N |  | S |  | Y | Industrial CHP | 7 | T |  | N | [12 empty] | N |  |  |  |  | N
57032 | UTAS Aerostructures | 57713 | UTAS Cogeneration Plant | CA | San Diego | 152 | IC | OP | 3.2 | 3.2 | 3.2 |  | 4 | 2002 | NG BLQ: NG; NG NG: DFO; N Y: Y; Y N: N |  | S |  | Y | Industrial CHP | 7 | T |  | N | [12 empty] | N |  |  |  |  | N
57032 | UTAS Aerostructures | 57713 | UTAS Cogeneration Plant | CA | San Diego | 153 | IC | OP | 3.2 | 3.2 | 3.2 |  | 4 | 2002 | NG BLQ: NG; NG NG: DFO; N Y: Y; Y N: N |  | S |  | Y | Industrial CHP | 7 | T |  | N | [12 empty] | N |  |  |  |  | N
57033 | City of Palo Alto | 57714 | City of Palo Alto | CA | Santa Clara | GEN1 | IC | SB | 1.1 | 1.1 | 1.1 |  | 3 | 2002 | NG BLQ: NG; N Y: N; Y N: Y | Y | S |  | N | Electric Utility | 1 |  |  | N | [12 empty] | N
57033 | City of Palo Alto | 57714 | City of Palo Alto | CA | Santa Clara | GEN2 | IC | SB | 1.1 | 1.1 | 1.1 |  | 3 | 2002 | NG BLQ: NG; N Y: N; Y N: Y | Y | S |  | N | Electric Utility | 1 |  |  | N | [12 empty] | N
57033 | City of Palo Alto | 57714 | City of Palo Alto | CA | Santa Clara | GEN3 | IC | SB | 1.1 | 1.1 | 1.1 |  | 3 | 2002 | NG BLQ: NG; N Y: N; Y N: Y | Y | S |  | N | Electric Utility | 1 |  |  | N | [12 empty] | N
57033 | City of Palo Alto | 57714 | City of Palo Alto | CA | Santa Clara | GEN4 | IC | SB | 1.1 | 1.1 | 1.1 |  | 3 | 2002 | NG BLQ: NG; N Y: N; Y N: Y | Y | S |  | N | Electric Utility | 1 |  |  | N | [12 empty] | N
57034 | Watkins Manufacturing Corporation | 57715 | Watkins Manufacturing Co. | CA | San Diego | GEN1 | IC | OP | 1 | 1 | 1 |  | 11 | 2001 | [9 empty] | S |  | N | Industrial Non-CHP | 6 |  |  | N | [12 empty] | N |  |  |  |  | N | bar: NG BLQ; N Y to Y N
57034 | Watkins Manufacturing Corporation | 57715 | Watkins Manufacturing Co. | CA | San Diego | GEN2 | IC | OP | 1 | 1 | 1 |  | 11 | 2001 | [9 empty] | S |  | N | Industrial Non-CHP | 6 |  |  | N | [12 empty] | N |  |  |  |  | N | bar: NG BLQ; N Y to Y N
57036 | Copper Mountain 1 LLC | 56944 | CM10 | NV | Clark | PV01 | PV | OP | 10 | 10 | 10 |  | 12 | 2008 | NG BLQ: SUN; N Y: N; Y N: Y |  | S |  | N | IPP Non-CHP | 2 |  |  | N | [17 empty] | N
57036 | Copper Mountain 1 LLC | 57205 | CM48 | NV | Clark | PV02 | PV | OP | 8 | 8 | 8 |  | 6 | 2010 | NG BLQ: SUN; N Y: N; Y N: Y |  | S |  | N | IPP Non-CHP | 2 |  |  | N | [17 empty] | N
57036 | Copper Mountain 1 LLC | 57205 | CM48 | NV | Clark | PV03 | PV | OP | 10 | 10 | 10 |  | 9 | 2010 | NG BLQ: SUN; N Y: N; Y N: Y |  | S |  | N | IPP Non-CHP | 2 |  |  | N | [17 empty] | N
57036 | Copper Mountain 1 LLC | 57205 | CM48 | NV | Clark | PV04 | PV | OP | 10 | 10 | 10 |  | 10 | 2010 | NG BLQ: SUN; N Y: N; Y N: Y |  | S |  | N | IPP Non-CHP | 2 |  |  | N | [17 empty] | N
57036 | Copper Mountain 1 LLC | 57205 | CM48 | NV | Clark | PV05 | PV | OP | 10 | 10 | 10 |  | 11 | 2010 | NG BLQ: SUN; N Y: N; Y N: Y |  | S |  | N | IPP Non-CHP | 2 |  |  | N | [17 empty] | N
57036 | Copper Mountain 1 LLC | 57205 | CM48 | NV | Clark | PV06 | PV | OP | 10 | 10 | 10 |  | 12 | 2010 | NG BLQ: SUN; N Y: N; Y N: Y |  | S |  | N | IPP Non-CHP | 2 |  |  | N | [17 empty] | N
57041 | Idaho Winds LLC | 57749 | Sawtooth Wind Project | ID | Elmore | ST | WT | OP | 22.4 | 22.4 | 22.4 |  | 10 | 2011 | NG BLQ: WND; N Y: N; Y N: Y |  | S | 14 | N | IPP Non-CHP | 2 |  |  | N | [17 empty] | N
57042 | Gordon Butte Wind LLC | 57748 | Gordon Butte Wind LLC | MT | Meagher | GBW | WT | OP | 9.6 | 9.6 | 9.6 |  | 1 | 2012 | NG BLQ: WND; N Y: N; Y N: N |  | S | 6 | N | IPP Non-CHP | 2 | [20 empty] | N
57043 | University Park Energy LLC | 55250 | University Park South | IL | Will | UPG1 | GT | OP | 57 | 50 | 56 |  | 6 | 2001 | NG BLQ: NG; N Y: N; Y N: Y |  | W |  | N | IPP Non-CHP | 2 |  | N | N | [17 empty] | N
57043 | University Park Energy LLC | 55250 | University Park South | IL | Will | UPG2 | GT | OP | 57 | 50 | 56 |  | 6 | 2001 | NG BLQ: NG; N Y: N; Y N: Y |  | W |  | N | IPP Non-CHP | 2 |  | N | N | [17 empty] | N
57043 | University Park Energy LLC | 55250 | University Park South | IL | Will | UPG3 | GT | OP | 57 | 50 | 56 |  | 6 | 2001 | NG BLQ: NG; N Y: N; Y N: Y |  | W |  | N | IPP Non-CHP | 2 |  | N | N | [17 empty] | N
57043 | University Park Energy LLC | 55250 | University Park South | IL | Will | UPG4 | GT | OP | 57 | 50 | 56 |  | 6 | 2001 | NG BLQ: NG; N Y: N; Y N: Y |  | W |  | N | IPP Non-CHP | 2 |  | N | N | [17 empty] | N
57043 | University Park Energy LLC | 55250 | University Park South | IL | Will | UPG5 | GT | OP | 57 | 50 | 56 |  | 6 | 2001 | NG BLQ: NG; N Y: N; Y N: Y |  | W |  | N | IPP Non-CHP | 2 |  | N | N | [17 empty] | N
57043 | University Park Energy LLC | 55250 | University Park South | IL | Will | UPG6 | GT | OP | 57 | 50 | 56 |  | 7 | 2001 | NG BLQ: NG; N Y: N; Y N: Y |  | W |  | N | IPP Non-CHP | 2 |  | N | N | [17 empty] | N
57044 | Constellation Solar New Jersey, LLC | 57733 | Benjamin Moore & Co. Solar | NJ | Flanders | PV1 | PV | OP | 1.4 | 1.4 | 1.4 |  | 12 | 2010 | NG BLQ: SUN; N Y: N; Y N: Y |  | S | 6 | N | Commercial Non-CHP | 4 |  |  | N
57044 | Constellation Solar New Jersey, LLC | 57745 | The City of Vineland at West Vineland | NJ | Cumberland | PV1 | PV | OP | 3.7 | 3.7 | 3.7 |  | 10 | 2011 | NG BLQ: SUN; N Y: N; Y N: Y |  | S | 8 | N | IPP Non-CHP | 2 |  |  | N
57044 | Constellation Solar New Jersey, LLC | 57746 | The City of Vineland at North Vineland | NJ | Cumberland | PV1 | PV | OP | 2.3 | 2.3 | 2.3 |  | 10 | 2011 | NG BLQ: SUN; N Y: N; Y N: Y |  | S | 5 | N | IPP Non-CHP | 2 |  |  | N
57045 | Guadalupe Power Partners LP | 55153 | Guadalupe Generating Station | TX | Guadalupe | CTG1 | CT | OP | 171.1 | 150 | 165.7 |  | 10 | 2000 | NG BLQ: NG; N Y: N; Y N: Y |  | S |  | N | IPP Non-CHP | 2 |  | N | N | [17 empty] | N
57045 | Guadalupe Power Partners LP | 55153 | Guadalupe Generating Station | TX | Guadalupe | CTG2 | CT | OP | 171.1 | 150 | 162 |  | 10 | 2000 | NG BLQ: NG; N Y: N; Y N: Y |  | S |  | N | IPP Non-CHP | 2 |  | N | N | [17 empty] | N
57045 | Guadalupe Power Partners LP | 55153 | Guadalupe Generating Station | TX | Guadalupe | CTG3 | CT | OP | 171.1 | 148 | 163 |  | 12 | 2000 | NG BLQ: NG; N Y: N; Y N: Y |  | S |  | N | IPP Non-CHP | 2 |  | N | N | [17 empty] | N
57045 | Guadalupe Power Partners LP | 55153 | Guadalupe Generating Station | TX | Guadalupe | CTG4 | CT | OP | 171.1 | 150 | 166 |  | 12 | 2000 | NG BLQ: NG; N Y: N; Y N: Y |  | S |  | N | IPP Non-CHP | 2 |  | N | N | [17 empty] | N
57045 | Guadalupe Power Partners LP | 55153 | Guadalupe Generating Station | TX | Guadalupe | STG1 | CA | OP | 201.9 | 199 | 205 |  | 10 | 2000 | NG BLQ: NG; N Y: N; Y N: Y |  | S |  | N | IPP Non-CHP | 2 |  | Y | N | [17 empty] | N
57045 | Guadalupe Power Partners LP | 55153 | Guadalupe Generating Station | TX | Guadalupe | STG2 | CA | OP | 201.9 | 198 | 198 |  | 10 | 2000 | NG BLQ: NG; N Y: N; Y N: Y |  | S |  | N | IPP Non-CHP | 2 |  | Y | N | [17 empty] | N
57046 | University of Minnestoa Morris Campus | 57732 | UMM Wind Turbine | MN | Stevens | UMM1 | WT | OP | 1.7 | 0.6 | 0.9 |  | 6 | 2011 | NG BLQ: WND; N Y: N; Y N: Y |  | S | 1 | N | Commercial Non-CHP | 4 |  |  | N | [12 empty] | N
57047 | BioFuels Point Loma LLC | 57735 | UCSD Fuel Cell Plant | CA | San Diego | UCSD | FC | OP | 3 | 2.8 | 2.8 |  | 11 | 2011 | NG BLQ: OBG; NG NG: NG; N Y: Y; Y N: Y |  | S |  | N | IPP Non-CHP | 2 |  |  | N
57047 | BioFuels Point Loma LLC | 57770 | South Bay Fuel Cell Plant | CA | San Diego | SBFC | FC | OP | 1.5 | 1.4 | 1.4 |  | 1 | 2012 | NG BLQ: OBG; NG NG: NG; N Y: N; Y N: Y |  | S |  | N | IPP Non-CHP | 2 |  |  | N | [17 empty] | N
57049 | NFI Solar LLC | 57734 | Cherry Hill | NJ | Camden | CH | PV | OP | 1.1 | 1.1 | 1.1 |  | 3 | 2010 | NG BLQ: SUN; N Y: N; Y N: Y |  | S | 3 | N | IPP Non-CHP | 2 |  |  | N | [17 empty] | N
57049 | NFI Solar LLC | 57742 | Vineland Headquarters | NJ | Cumberland | VHQ | PV | OP | 1.1 | 1.1 | 1.1 |  | 6 | 2011 | NG BLQ: SUN; N Y: N; Y N: Y |  | S | 3 | N | IPP Non-CHP | 2 |  |  | N | [17 empty] | N
57049 | NFI Solar LLC | 57750 | Maple Solar | NJ | Cumberland | P1 | PV | OP | 1.6 | 1.6 | 1.6 |  | 5 | 2011 | NG BLQ: SUN; N Y: N; Y N: Y |  | S | 4 | N | IPP Non-CHP | 2 |  |  | N | [17 empty] | N
57049 | NFI Solar LLC | 57750 | Maple Solar | NJ | Cumberland | P2 | PV | OP | 0.8 | 0.8 | 0.8 |  | 9 | 2011 | NG BLQ: SUN; N Y: N; Y N: Y |  | S | 2 | N | IPP Non-CHP | 2 |  |  | N | [17 empty] | N
57050 | TPW Petersburg LLC | 57755 | TPW Petersburg | NE | Boone | PETE | WT | OP | 40.5 | 40.5 | 40.5 |  | 11 | 2011 | NG BLQ: WND; N Y: N; Y N: Y |  | S | 27 | N | IPP Non-CHP | 2 |  |  | N | [12 empty] | N |  |  |  |  | N
57051 | Frederick County Virginia | 57754 | Frederick County LFGTE Facility | VA | Frederick | 1 | IC | OP | 1 | 1 | 1 |  | 11 | 2010 | NG BLQ: LFG; N Y: N; Y N: Y |  | S |  | N | Commercial Non-CHP | 4 |  |  | N | [17 empty] | N
57051 | Frederick County Virginia | 57754 | Frederick County LFGTE Facility | VA | Frederick | 2 | IC | OP | 1 | 1 | 1 |  | 11 | 2010 | NG BLQ: LFG; N Y: N; Y N: Y |  | S |  | N | Commercial Non-CHP | 4 |  |  | N | [17 empty] | N
57052 | NRG Solar Arrowhead LLC | 57747 | FedEx Field Solar Facility | MD | Prince George's | 1 | PV | OP | 2 | 2 | 2 |  | 9 | 2011 | NG BLQ: SUN; N Y: N; Y N: Y |  | S |  | N | IPP Non-CHP | 2 |  |  | N
57053 | Laurel Wind Energy LLC | 57744 | Laurel Hill Wind | PA | Lycoming | 1 | WT | OP | 69 | 69 | 69 |  | 9 | 2012 | NG BLQ: WND; N Y: N; Y N: Y |  | S | 30 | N | IPP Non-CHP | 2 | [20 empty] | N
57054 | Suzlon Project VIII LLC | 57741 | Suzlon Project VIII LLC | TX | Hartley | SP95 | WT | OP | 2.1 | 2.1 | 2.1 |  | 10 | 2011 | NG BLQ: WND; N Y: N; Y N: N |  | S | 1 | N | IPP Non-CHP | 2 |  |  | N | [17 empty] | N
57054 | Suzlon Project VIII LLC | 57741 | Suzlon Project VIII LLC | TX | Hartley | SP97 | WT | OP | 2.1 | 2.1 | 2.1 |  | 10 | 2011 | NG BLQ: WND; N Y: N; Y N: N |  | S | 1 | N | IPP Non-CHP | 2 |  |  | N | [17 empty] | N
57055 | SunE SPS1, LLC | 57736 | SPS1 Dollarhide | NM | Lea | 1 | PV | OP | 10 | 10 | 10 |  | 9 | 2011 | NG BLQ: SUN; N Y: N; Y N: Y |  | W |  | N | IPP Non-CHP | 2 | [20 empty] | N
57056 | SunE SPS2, LLC | 57737 | SPS2 Jal | NM | Lea | 1 | PV | OP | 10 | 10 | 10 |  | 9 | 2011 | NG BLQ: SUN; N Y: N; Y N: Y |  | W |  | N | IPP Non-CHP | 2 | [20 empty] | N
57057 | SunE SPS3, LLC | 57738 | SPS3 Lea | NM | Lea | 1 | PV | OP | 10 | 10 | 10 |  | 11 | 2011 | NG BLQ: SUN; N Y: N; Y N: Y |  | W |  | N | IPP Non-CHP | 2 | [20 empty] | N
57058 | SunE SPS5, LLC | 57740 | SPS5 Hopi | NM | Eddy | 1 | PV | OP | 10.1 | 10.1 | 10.1 |  | 12 | 2011 | NG BLQ: SUN; N Y: N; Y N: Y |  | W |  | N | IPP Non-CHP | 2 | [20 empty] | N
57059 | SunE SPS4, LLC | 57739 | SPS4 Monument | NM | Lea | 1 | PV | OP | 10.1 | 10.1 | 10.1 |  | 12 | 2011 | NG BLQ: SUN; N Y: N; Y N: Y |  | W |  | N | IPP Non-CHP | 2 | [20 empty] | N
57063 | Los Vientos Wind 1A, LLC | 57751 | Los Vientos Wind 1A | TX | Cameron | 1 | WT | OP | 200 | 200 | 200 |  | 12 | 2012 | NG BLQ: WND; N Y: N; Y N: Y |  | S | 87 | N | IPP Non-CHP | 2 | [20 empty] | N
57064 | Los Vientos Wind 1B, LLC | 57752 | Los Vientos Wind 1B | TX | Cameron | 1 | WT | OP | 201.6 | 201.6 | 201.6 |  | 12 | 2012 | NG BLQ: WND; N Y: N; Y N: Y |  | S | 84 | N | IPP Non-CHP | 2 | [20 empty] | N
57065 | Constellation Solar Horizons LLC | 57758 | Mount Saint Mary's | MD | Frederick | PV1 | PV | OP | 13.7 | 13.7 | 13.7 |  | 7 | 2012 | NG BLQ: SUN; N Y: N; Y N: Y |  | S | 28 | N | IPP Non-CHP | 2 | [20 empty] | N
57066 | Coastal Community Action Program | 57756 | Coastal Energy Project | WA | Grays Harbor | 1 | WT | OP | 6 | 6 | 6 |  | 6 | 2010 | NG BLQ: WND; N Y: N; Y N: N |  | S | 4 | N | IPP Non-CHP | 2 |  |  | N
57068 | Power County Wind Park South LLC | 57760 | Power County Wind Park South | ID | Power | PCWPS | WT | OP | 22.5 | 22.5 | 22.5 |  | 12 | 2011 | NG BLQ: WND; N Y: N; Y N: Y |  | S | 9 | N | IPP Non-CHP | 2 | [20 empty] | N
57069 | Power County Wind Park North LLC | 57761 | Power County Wind Park North | ID | Power | PCWPN | WT | OP | 22.5 | 22.5 | 22.5 |  | 12 | 2011 | NG BLQ: WND; N Y: N; Y N: Y |  | S | 9 | N | IPP Non-CHP | 2 | [20 empty] | N
57071 | Modern Mallard Energy LLC | 55013 | Mallard Ridge Gas Recovery | WI | Walworth | GEN1 | IC | OP | 0.8 | 0.8 | 0.8 |  | 10 | 1996 | NG BLQ: LFG; N Y: N; Y N: Y |  | S |  | N | IPP Non-CHP | 2 |  | N | N | [12 empty] | N |  |  |  |  | N
57071 | Modern Mallard Energy LLC | 55013 | Mallard Ridge Gas Recovery | WI | Walworth | GEN2 | IC | OP | 0.8 | 0.8 | 0.8 |  | 10 | 1996 | NG BLQ: LFG; N Y: N; Y N: Y |  | S |  | N | IPP Non-CHP | 2 |  | N | N | [12 empty] | N |  |  |  |  | N
57071 | Modern Mallard Energy LLC | 55013 | Mallard Ridge Gas Recovery | WI | Walworth | GEN3 | IC | OP | 0.8 | 0.8 | 0.8 |  | 6 | 1997 | NG BLQ: LFG; N Y: N; Y N: Y |  | S |  | N | IPP Non-CHP | 2 |  | N | N | [12 empty] | N |  |  |  |  | N
57072 | MFP CO III, LLC | 57765 | Arizona Western College PV | AZ | Yuma | GV1 | PV | OP | 0.5 | 0.5 | 0.5 |  | 11 | 2011 | NG BLQ: SUN; N Y: N; Y N: Y |  | S | 32 | N | IPP Non-CHP | 2 |  |  | N
57072 | MFP CO III, LLC | 57765 | Arizona Western College PV | AZ | Yuma | GV2 | PV | OP | 0.5 | 0.5 | 0.5 |  | 11 | 2011 | NG BLQ: SUN; N Y: N; Y N: Y |  | S | 32 | N | IPP Non-CHP | 2 |  |  | N
57072 | MFP CO III, LLC | 57765 | Arizona Western College PV | AZ | Yuma | SFC | PV | OP | 1 | 1 | 1 |  | 11 | 2011 | NG BLQ: SUN; N Y: N; Y N: Y |  | S | 2 | N | IPP Non-CHP | 2 |  |  | N
57072 | MFP CO III, LLC | 57765 | Arizona Western College PV | AZ | Yuma | SHP | PV | OP | 0.9 | 0.9 | 0.9 |  | 11 | 2011 | NG BLQ: SUN; N Y: N; Y N: Y |  | S | 2 | N | IPP Non-CHP | 2 |  |  | N
57072 | MFP CO III, LLC | 57765 | Arizona Western College PV | AZ | Yuma | STE | PV | OP | 0.9 | 0.9 | 0.9 |  | 11 | 2011 | NG BLQ: SUN; N Y: N; Y N: Y |  | S | 2 | N | IPP Non-CHP | 2 |  |  | N
57072 | MFP CO III, LLC | 57765 | Arizona Western College PV | AZ | Yuma | SWD | PV | OP | 0.9 | 0.9 | 0.9 |  | 11 | 2011 | NG BLQ: SUN; N Y: N; Y N: Y |  | S | 2 | N | IPP Non-CHP | 2 |  |  | N
57073 | Solar Star California XV, LLC | 57764 | Naval Air Weapons Station China Lake | CA | Kern | 1 | PV | OP | 11.1 | 11.1 | 11.1 |  | 9 | 2012 | NG BLQ: SUN; N Y: N; Y N: N |  | W | 16 | N | Commercial Non-CHP | 4 | [20 empty] | N
57075 | Ridgeline Energy LLC | 57766 | Rockland Wind Farm | ID | Power | RLWF | WT | OP | 79.2 | 79.2 | 79.2 |  | 12 | 2011 | NG BLQ: WND; N Y: N; Y N: Y | N | S | 44 | N | IPP Non-CHP | 2 | [15 empty] | N
57075 | Ridgeline Energy LLC | 58106 | Meadow Creek Project Company | ID | Bonneville | MCPC | WT | OP | 119.7 | 115.8 | 115.8 |  | 12 | 2012 | NG BLQ: WND; N Y: N; Y N: Y |  | S | 57 | N | IPP Non-CHP | 2 | [20 empty] | N
57077 | Adams Electric Cooperative | 57767 | Brown County Wind Turbine | IL | Brown | 1 | WT | OP | 1.5 | 1.5 | 1.5 |  | 9 | 2011 | NG BLQ: WND; N Y: N; Y N: Y |  | S | 1 | N | Electric Utility | 1 |  |  | N
57078 | Ecogy Pennsylvania Systems LLC | 57768 | Longwood Gardens | PA | Chester | 1 | PV | OP | 1.3 | 1.3 | 1.3 |  | 5 | 2010 | NG BLQ: SUN; N Y: N; Y N: Y |  | S |  | N | IPP Non-CHP | 2 |  |  | N
57081 | Washington Gas Energy Services, Inc. | 57772 | Perdue Bridgeville Photovoltaic | DE | Sussex | BRID | PV | OP | 1.3 | 1.3 | 1.3 |  | 7 | 2011 | NG BLQ: SUN; N Y: N; Y N: Y |  | S | 3 | N | IPP Non-CHP | 2 |  |  | N
57081 | Washington Gas Energy Services, Inc. | 57879 | Perdue Salisbury Photovoltaic | MD | Wicomico | SALI | PV | OP | 1 | 1 | 1 |  | 9 | 2011 | NG BLQ: SUN; N Y: N; Y N: Y |  | S | 2 | N | IPP Non-CHP | 2 |  |  | N | [17 empty] | N
57081 | Washington Gas Energy Services, Inc. | 58239 | Kent County-Kennedyville | MD | Kent | PVKV | PV | OP | 1 | 1 | 1 |  | 8 | 2012 | NG BLQ: SUN; N Y: N; Y N: Y |  | S | 2 | N | IPP Non-CHP | 2 |  |  | N | [17 empty] | N
57081 | Washington Gas Energy Services, Inc. | 58240 | Kit Carson | NM | Taos | PV_KC | PV | OP | 1.3 | 1.3 | 1.3 |  | 6 | 2012 | NG BLQ: SUN; N Y: N; Y N: Y |  | S | 3 | N | IPP Non-CHP | 2
57081 | Washington Gas Energy Services, Inc. | 58241 | Rock Hall | MD | Kent | RCKHL | PV | OP | 1 | 1 | 1 |  | 12 | 2012 | NG BLQ: SUN; N Y: N; Y N: Y |  | S | 2 | N | IPP Non-CHP | 2 |  |  | N | [17 empty] | N
57081 | Washington Gas Energy Services, Inc. | 58243 | Kent County - Worton Complex | MD | Kent | WRTN | PV | OP | 1 | 1 | 1 |  | 7 | 2012 | NG BLQ: SUN; N Y: N; Y N: Y |  | S | 2 | N | IPP Non-CHP | 2 |  |  | N | [17 empty] | N
57082 | Windstar Energy LLC | 57774 | Windstar 1 | CA | Kern | WGNS | WT | OP | 120 | 120 | 120 |  | 2 | 2012 | NG BLQ: WND; N Y: N; Y N: Y |  | W | 60 | N | IPP Non-CHP | 2 |  |  | N | [17 empty] | N
57083 | Kingman Energy Corp | 57775 | Kingman 1 | AZ | Mohave | PV | PV | OP | 0.5 | 0.5 | 0.5 |  | 9 | 2011 | NG BLQ: SUN; N Y: N; Y N: Y |  | W | 1 | N | IPP Non-CHP | 2 |  |  | N | [12 empty] | N |  |  |  |  | N
57083 | Kingman Energy Corp | 57775 | Kingman 1 | AZ | Mohave | WGNS | WT | OP | 10 | 10 | 10 |  | 9 | 2011 | NG BLQ: WND; N Y: N; Y N: Y |  | W | 5 | N | IPP Non-CHP | 2 |  |  | N | [12 empty] | N |  |  |  |  | N
57086 | Jackson Power Company, LLC | 55270 | Jackson Michigan Facility | MI | Jackson | 7EA | CT | OP | 79 | 70 | 90 |  | 7 | 2002 | NG BLQ: NG; N Y: N; Y N: Y |  | W |  | N | IPP Non-CHP | 2 |  | N | N | [17 empty] | N
57086 | Jackson Power Company, LLC | 55270 | Jackson Michigan Facility | MI | Jackson | LM1 | CT | OP | 60 | 49 | 51 |  | 7 | 2002 | NG BLQ: NG; N Y: N; Y N: Y |  | W |  | N | IPP Non-CHP | 2 |  | N | N | [17 empty] | N
57086 | Jackson Power Company, LLC | 55270 | Jackson Michigan Facility | MI | Jackson | LM2 | CT | OP | 60 | 49 | 51 |  | 7 | 2002 | NG BLQ: NG; N Y: N; Y N: Y |  | W |  | N | IPP Non-CHP | 2 |  | N | N | [17 empty] | N
57086 | Jackson Power Company, LLC | 55270 | Jackson Michigan Facility | MI | Jackson | LM3 | CT | OP | 60 | 49 | 51 |  | 7 | 2002 | NG BLQ: NG; N Y: N; Y N: Y |  | W |  | N | IPP Non-CHP | 2 |  | N | N | [17 empty] | N
57086 | Jackson Power Company, LLC | 55270 | Jackson Michigan Facility | MI | Jackson | LM4 | CT | OP | 60 | 49 | 51 |  | 7 | 2002 | NG BLQ: NG; N Y: N; Y N: Y |  | W |  | N | IPP Non-CHP | 2 |  | N | N | [17 empty] | N
57086 | Jackson Power Company, LLC | 55270 | Jackson Michigan Facility | MI | Jackson | LM5 | CT | OP | 60 | 49 | 51 |  | 7 | 2002 | NG BLQ: NG; N Y: N; Y N: Y |  | W |  | N | IPP Non-CHP | 2 |  | N | N | [17 empty] | N
57086 | Jackson Power Company, LLC | 55270 | Jackson Michigan Facility | MI | Jackson | LM6 | CT | OP | 60 | 49 | 51 |  | 7 | 2002 | NG BLQ: NG; N Y: N; Y N: Y |  | W |  | N | IPP Non-CHP | 2 |  | N | N | [17 empty] | N
57086 | Jackson Power Company, LLC | 55270 | Jackson Michigan Facility | MI | Jackson | ST1 | CA | OP | 105 | 100 | 105 |  | 7 | 2002 | NG BLQ: NG; N Y: N; Y N: Y |  | W |  | N | IPP Non-CHP | 2 |  | Y | N | [17 empty] | N
57086 | Jackson Power Company, LLC | 55270 | Jackson Michigan Facility | MI | Jackson | ST2 | CA | OP | 105 | 100 | 105 |  | 7 | 2002 | NG BLQ: NG; N Y: N; Y N: Y |  | W |  | N | IPP Non-CHP | 2 |  | Y | N | [17 empty] | N
57087 | RE Dillard LLC | 57777 | RE Dillard 1 | CA | Sacramento | DL1 | PV | OP | 3 | 3 | 3 |  | 1 | 2012 | NG BLQ: SUN; N Y: N; Y N: Y | Y | S | 6 | N | IPP Non-CHP | 2 | [20 empty] | N
57087 | RE Dillard LLC | 57779 | RE Dillard 2 | CA | Sacramento | DIL2 | PV | OP | 3 | 3 | 3 |  | 1 | 2012 | NG BLQ: SUN; N Y: N; Y N: Y |  | S | 6 | N | IPP Non-CHP | 2 | [20 empty] | N
57087 | RE Dillard LLC | 57781 | RE Dillard 3 | CA | Sacramento | DIL3 | PV | OP | 3 | 3 | 3 |  | 1 | 2012 | NG BLQ: SUN; N Y: N; Y N: Y |  | S | 6 | N | IPP Non-CHP | 2 | [20 empty] | N
57087 | RE Dillard LLC | 57806 | RE Dillard 4 | CA | Sacremento | DIL4 | PV | OP | 0.4 | 0.4 | 0.4 |  | 1 | 2012 | NG BLQ: SUN; N Y: N; Y N: Y |  | S |  | N | IPP Non-CHP | 2 | [20 empty] | N
57090 | RE Kammerer LLC | 57778 | RE Kammerer 1 | CA | Sacramento | KAM1 | PV | OP | 5 | 5 | 5 |  | 1 | 2012 | NG BLQ: SUN; N Y: N; Y N: Y |  | S |  | N | IPP Non-CHP | 2 | [20 empty] | N
57090 | RE Kammerer LLC | 57780 | RE Kammerer 2 | CA | Sacramento | KAM2 | PV | OP | 5 | 5 | 5 |  | 2 | 2012 | NG BLQ: SUN; N Y: N; Y N: Y |  | S | 10 | N | IPP Non-CHP | 2 | [20 empty] | N
57090 | RE Kammerer LLC | 57782 | RE Kammerer 3 | CA | Sacramento | KAM3 | PV | OP | 5 | 5 | 5 |  | 2 | 2012 | NG BLQ: SUN; N Y: N; Y N: Y |  | S | 10 | N | IPP Non-CHP | 2 | [20 empty] | N
57093 | RE Bruceville LLC | 57783 | RE Bruceville 1 | CA | Sacramento | BRU1 | PV | OP | 5 | 5 | 5 |  | 1 | 2012 | NG BLQ: SUN; N Y: N; Y N: Y |  | S | 10 | N | IPP Non-CHP | 2 | [20 empty] | N
57093 | RE Bruceville LLC | 57784 | RE Bruceville 2 | CA | Sacramento | BRU2 | PV | OP | 5 | 5 | 5 |  | 2 | 2012 | NG BLQ: SUN; N Y: N; Y N: Y |  | S | 10 | N | IPP Non-CHP | 2 | [20 empty] | N
57093 | RE Bruceville LLC | 57785 | RE Bruceville 3 | CA | Sacramento | BRU3 | PV | OP | 5 | 5 | 5 |  | 2 | 2012 | NG BLQ: SUN; N Y: N; Y N: Y |  | S | 10 | N | IPP Non-CHP | 2 | [20 empty] | N
57097 | Oak Grove Management Co LLC | 6180 | Oak Grove | TX | Robertson | OG1 | ST | OP | 916.8 | 840 | 840 |  | 4 | 2010 | NG BLQ: LIG; NG NG: NG; N Y: Y; Y N: Y |  | S |  | N | IPP Non-CHP | 2 |  |  | N | [17 empty] | N | Y |  |  | Y
57097 | Oak Grove Management Co LLC | 6180 | Oak Grove | TX | Robertson | OG2 | ST | OP | 878.6 | 825 | 825 |  | 4 | 2011 | NG BLQ: LIG; NG NG: NG; N Y: Y; Y N: Y |  | S |  | N | IPP Non-CHP | 2 | [20 empty] | N | Y |  |  | Y
57098 | Sandow Power Co LLC | 52071 | Sandow No 5 | TX | Milam | 5 | ST | OP | 661.5 | 570 | 570 |  | 1 | 2010 | NG BLQ: LIG; NG NG: DFO; N Y: Y; Y N: Y |  | S |  | N | IPP Non-CHP | 2 |  |  | N | [17 empty] | N | Y | Y
57101 | FC Landfill Energy | 57786 | FC Landfill Energy | MD | Frederick | UNIT1 | IC | OP | 1.1 | 1 | 1 |  | 6 | 2010 | NG BLQ: LFG; N Y: N; Y N: Y |  | J |  | N | IPP Non-CHP | 2 |  |  | N | [12 empty] | N |  |  |  |  | N
57101 | FC Landfill Energy | 57786 | FC Landfill Energy | MD | Frederick | UNIT2 | IC | OP | 1.1 | 1 | 1 |  | 6 | 2010 | NG BLQ: LFG; N Y: N; Y N: Y |  | J |  | N | IPP Non-CHP | 2 |  |  | N | [12 empty] | N
57103 | US GSA Heating and Transmission | 57788 | US GSA Heating and Transmission | DC | Washington | TG1 | GT | OP | 5.4 | 5 | 5 |  | 7 | 2004 | NG BLQ: NG; NG NG: DFO; N Y: Y; Y N: Y |  | S |  | Y | Commercial CHP | 5 | T |  | N
57103 | US GSA Heating and Transmission | 57788 | US GSA Heating and Transmission | DC | Washington | TG2 | GT | OP | 5.4 | 5 | 5 |  | 7 | 2004 | NG BLQ: NG; NG NG: DFO; N Y: Y; Y N: Y |  | S |  | Y | Commercial CHP | 5 | T |  | N
57104 | Golden Springs Development Company LLC | 57796 | Golden Springs Building C-1 | CA | Los Angeles | 1 | PV | OP | 1.2 | 1.2 | 1.2 |  | 2 | 2012 | NG BLQ: SUN; N Y: N; Y N: Y |  | S | 3 | N | IPP Non-CHP | 2
57104 | Golden Springs Development Company LLC | 57797 | Golden Springs Building D | CA | Los Angeles | 1 | PV | OP | 1.3 | 1.3 | 1.3 |  | 3 | 2012 | NG BLQ: SUN; N Y: N; Y N: Y |  | S | 3 | N | IPP Non-CHP | 2
57106 | Peak Power 1, LLC | 57789 | Peak Power 1 Cogen | NY | New York | GEN1 | IC | OP | 2.1 | 2 | 2 |  | 7 | 2010 | [9 empty] | W |  | N | Commercial Non-CHP | 4 |  |  | N | [12 empty] | N |  |  |  |  | N | bar: NG BLQ; N Y to Y N
57106 | Peak Power 1, LLC | 57789 | Peak Power 1 Cogen | NY | New York | GEN2 | IC | OP | 2.1 | 2 | 2 |  | 7 | 2010 | [9 empty] | W |  | N | Commercial Non-CHP | 4 |  |  | N | [12 empty] | N |  |  |  |  | N | bar: NG BLQ; N Y to Y N
57106 | Peak Power 1, LLC | 57789 | Peak Power 1 Cogen | NY | New York | GEN3 | IC | OP | 2.1 | 2 | 2 |  | 7 | 2010 | [9 empty] | W |  | N | Commercial Non-CHP | 4 |  |  | N | [12 empty] | N |  |  |  |  | N | bar: NG BLQ; N Y to Y N
57107 | RE Bagdad Solar 1 LLC | 57790 | RE Bagdad Solar I LLC | AZ | Yavapai | 1 | PV | OP | 16.6 | 16.6 | 16.6 |  | 12 | 2011 | NG BLQ: SUN; N Y: N; Y N: Y |  | S | 30 | N | IPP Non-CHP | 2 |  |  | N | [12 empty] | N
57108 | The County of Sonoma | 57793 | Sonoma County Fuel Cell | CA | Sonoma | FC-1 | FC | OP | 1.4 | 1.4 | 1.4 |  | 12 | 2010 | NG BLQ: NG; N Y: N; Y N: Y |  | S |  | Y | Commercial CHP | 5 | T |  | N | [17 empty] | N
57110 | Foundation AB Owner LLC | 57791 | Foundation AB | CA | Solano | WTG1 | WT | OP | 1.5 | 1.5 | 1.5 |  | 11 | 2011 | NG BLQ: WND; N Y: N; Y N: N |  | S | 1 | N | IPP Non-CHP | 2 |  |  | N
57111 | Foundation IE Owner, LLC | 57792 | Foundation IE | CA | San Bernardino | WTG1 | WT | OP | 1 | 1 | 1 |  | 12 | 2011 | NG BLQ: WND; N Y: N; Y N: N |  | S | 1 | N | IPP Non-CHP | 2 |  |  | N | [12 empty] | N
57112 | RE Ajo 1 LLC | 57795 | RE Ajo 1 LLC | AZ | Pima | 1 | PV | OP | 4.5 | 4.5 | 4.5 |  | 8 | 2011 | NG BLQ: SUN; N Y: N; Y N: Y |  | S | 9 | N | IPP Non-CHP | 2 |  |  | N | [12 empty] | N
57113 | ISH Solar Central, LLC | 57799 | ISH Solar Central, LLC | NJ | Monmouth | 1 | PV | OP | 1.4 | 1.4 | 1.4 |  | 10 | 2011 | NG BLQ: SUN; N Y: N; Y N: Y |  | S | 3 | N | IPP Non-CHP | 2 |  |  | N | [12 empty] | N |  |  |  |  | N
57114 | RE McKenzie LLC | 57816 | RE McKenzie 1 | CA | Sacramento | MCK1 | PV | OP | 5 | 5 | 5 |  | 11 | 2012 | NG BLQ: SUN; N Y: N; Y N: Y |  | S | 10 | N | IPP Non-CHP | 2 | [20 empty] | N
57114 | RE McKenzie LLC | 57817 | RE McKenzie 2 | CA | Sacramento | MCK2 | PV | OP | 5 | 5 | 5 |  | 11 | 2012 | NG BLQ: SUN; N Y: N; Y N: Y |  | S | 10 | N | IPP Non-CHP | 2 | [20 empty] | N
57114 | RE McKenzie LLC | 57818 | RE McKenzie 3 | CA | Sacramento | MCK3 | PV | OP | 5 | 5 | 5 |  | 11 | 2012 | NG BLQ: SUN; N Y: N; Y N: Y |  | S | 10 | N | IPP Non-CHP | 2 | [20 empty] | N
57114 | RE McKenzie LLC | 57819 | RE McKenzie 4 | CA | Sacramento | MCK4 | PV | OP | 5 | 5 | 5 |  | 11 | 2012 | NG BLQ: SUN; N Y: N; Y N: Y |  | S | 10 | N | IPP Non-CHP | 2 | [20 empty] | N
57114 | RE McKenzie LLC | 57820 | RE McKenzie 5 | CA | Sacramento | MCK5 | PV | OP | 5 | 5 | 5 |  | 11 | 2012 | NG BLQ: SUN; N Y: N; Y N: Y |  | S | 10 | N | IPP Non-CHP | 2 | [20 empty] | N
57114 | RE McKenzie LLC | 57821 | RE McKenzie 6 | CA | Sacramento | MCK6 | PV | OP | 5 | 5 | 5 |  | 11 | 2012 | NG BLQ: SUN; N Y: N; Y N: Y |  | S | 10 | N | IPP Non-CHP | 2 | [20 empty] | N
57120 | OBP Cogen LLC | 57798 | OBP Cogen | NY | New York | 1OBP | GT | OP | 4.6 | 4.6 | 4.6 |  | 6 | 2010 | NG BLQ: NG; N Y: N; Y N: Y |  | S | 1 | Y | Commercial CHP | 5 | B |  | N | [12 empty] | N
57122 | Lime Wind LLC | 57803 | Lime Wind | OR | Baker | T1-6 | WT | OP | 3 | 3 | 3 |  | 12 | 2011 | NG BLQ: WND; N Y: N; Y N: Y |  | J | 6 | N | IPP Non-CHP | 2 |  |  | N | [17 empty] | N
57123 | Middlebury College Biomass | 57804 | Middlebury College | VT | Addison | 1 | ST | OP | 0.2 |  | 0.1 |  | 1 | 1980 | NG BLQ: RFO; NG NG: WDS; N Y: Y; Y N: Y |  | S |  | N | Commercial Non-CHP | 4 |  |  | N | [17 empty] | N
57123 | Middlebury College Biomass | 57804 | Middlebury College | VT | Addison | 2 | ST | OP | 0.6 | 0.4 | 0.6 |  | 1 | 1985 | NG BLQ: RFO; NG NG: WDS; N Y: Y; Y N: Y |  | S |  | N | Commercial Non-CHP | 4 |  |  | N | [17 empty] | N
57123 | Middlebury College Biomass | 57804 | Middlebury College | VT | Addison | 3 | ST | OP | 0.8 | 0.3 | 0.8 |  | 1 | 1999 | NG BLQ: RFO; NG NG: WDS; N Y: Y; Y N: Y |  | S |  | N | Commercial Non-CHP | 4 |  |  | N | [17 empty] | N
57124 | Nautilus Solar WPU LLC | 57805 | William Paterson University | NJ | Passaic | WPU1 | PV | OP | 1.4 | 1.4 | 1.4 |  | 10 | 2010 | NG BLQ: SUN; N Y: N; Y N: Y |  | S | 7 | N | Commercial Non-CHP | 4 |  |  | N
57127 | GL Wind LLC | 57813 | GL Wind | MN | Winona | TURB1 | WT | OP | 2.5 | 2.5 | 2.5 |  | 12 | 2011 | NG BLQ: WND; N Y: N; Y N: Y |  | J | 1 | N | IPP Non-CHP | 2 |  |  | N | [12 empty] | N
57127 | GL Wind LLC | 57813 | GL Wind | MN | Winona | TURB2 | WT | OP | 2.5 | 2.5 | 2.5 |  | 12 | 2011 | NG BLQ: WND; N Y: N; Y N: Y |  | J | 1 | N | IPP Non-CHP | 2 |  |  | N | [12 empty] | N
57128 | Bloom Energy | 57808 | Lockheed Martin Sunnyvale | CA | Santa Clara | LOK00 | FC | OP | 1.1 | 1 | 1 |  | 12 | 2011 | NG BLQ: NG; N Y: N; Y N: Y |  | W |  | N | IPP Non-CHP | 2 |  |  | N | [12 empty] | N |  |  |  |  | N
57128 | Bloom Energy | 57809 | Franklin Templeton San Mateo | CA | San Mateo | FRK00 | FC | OP | 1.1 | 1 | 1 |  | 11 | 2011 | NG BLQ: NG; N Y: N; Y N: Y |  | W |  | N | IPP Non-CHP | 2 |  |  | N | [12 empty] | N |  |  |  |  | N
57128 | Bloom Energy | 57811 | Adobe San Jose | CA | Santa Clara | ADB00 | FC | OP | 0.8 | 0.8 | 0.8 |  | 8 | 2010 | NG BLQ: NG; N Y: N; Y N: Y |  | W |  | N | IPP Non-CHP | 2 |  |  | N | [12 empty] | N |  |  |  |  | N
57128 | Bloom Energy | 57811 | Adobe San Jose | CA | Santa Clara | ADB01 | FC | OP | 0.4 | 0.4 | 0.4 |  | 8 | 2010 | NG BLQ: NG; N Y: N; Y N: Y |  | W |  | N | IPP Non-CHP | 2 |  |  | N | [12 empty] | N |  |  |  |  | N
57128 | Bloom Energy | 58296 | Roll Delano 2 | CA | Kern | ROL6 | FC | OP | 1 | 1 | 1 |  | 9 | 2012 | [9 empty] | W |  | N | IPP Non-CHP | 2 |  |  | N | bar: NG BLQ; Y N
57128 | Bloom Energy | 58297 | Roll Delano | CA | Kern | ROL4 | FC | OP | 1.1 | 1 | 1 |  | 9 | 2012 | [9 empty] | W |  | N | IPP Non-CHP | 2 |  |  | N | bar: NG BLQ; Y N
57128 | Bloom Energy | 58298 | Roll Lost Hills | CA | Kern | ROL3 | FC | OP | 1.1 | 1 | 1 |  | 12 | 2012 | [9 empty] | W |  | N | IPP Non-CHP | 2 |  |  | N | bar: NG BLQ; Y N
57128 | Bloom Energy | 58299 | Xilinx San Jose | CA | Santa Clara | XLX | FC | OP | 1.1 | 1 | 1 |  | 2 | 2012 | [9 empty] | W |  | N | IPP Non-CHP | 2 |  |  | N | bar: NG BLQ; Y N
57128 | Bloom Energy | 58300 | Honda Torrance | CA | Los Angeles | HON | FC | OP | 1.1 | 1 | 1 |  | 12 | 2012 | [9 empty] | W |  | N | IPP Non-CHP | 2 |  |  | N | bar: NG BLQ; Y N
57128 | Bloom Energy | 58301 | Juniper Networks Sunnyvale | CA | Santa Clara | JPR | FC | OP | 1.1 | 1 | 1 |  | 12 | 2012 | [9 empty] | W |  | N | IPP Non-CHP | 2 |  |  | N | bar: NG BLQ; Y N
57128 | Bloom Energy | 58302 | Life Technologies Carlsbad | CA | San Diego | LFT | FC | OP | 1.1 | 1 | 1 |  | 8 | 2012 | NG BLQ: NG; N Y: N; Y N: Y |  | W |  | N | IPP Non-CHP | 2 |  |  | N
57128 | Bloom Energy | 58303 | Taylor Farms Salinas | CA | Monterey | TLR | FC | OP | 1.1 | 1 | 1 |  | 9 | 2012 | NG BLQ: NG; N Y: N; Y N: Y |  | W |  | N | IPP Non-CHP | 2 |  |  | N
57130 | Janssen Pharmaceutical Co | 57815 | Titusville Solar | NJ | Mercer | PV1 | PV | OP | 4.1 | 4.1 | 4.1 |  | 9 | 2010 | NG BLQ: SUN; N Y: N; Y N: Y |  | W | 8 | N | Commercial Non-CHP | 4 |  |  | N
57138 | University of Minnesota WCROC | 57823 | WCROC Wind Farm | MN | Stevens | WTG1 | WT | OP | 1.7 | 0.4 | 0.7 |  | 3 | 2005 | NG BLQ: WND; N Y: N; Y N: Y |  | S | 1 | N | IPP Non-CHP | 2
57139 | W&T Offshore Inc | 54730 | Shell Offshore Yellowhammer | AL | MOBILE | 701 | GT | OP | 3.4 | 1.4 | 1.7 |  | 3 | 1992 | NG BLQ: NG; N Y: N; Y N: Y |  | J |  | N | Industrial Non-CHP | 6 |  | N | N | [17 empty] | N
57141 | Dynegy Kendall Energy LLC | 55131 | Kendall County Generation Facility | IL | Kendall | CTG1 | CT | OP | 180 | 160 | 190 |  | 3 | 2002 | NG BLQ: NG; N Y: N; Y N: Y |  | S |  | N | IPP Non-CHP | 2 |  | N | N | [17 empty] | N
57141 | Dynegy Kendall Energy LLC | 55131 | Kendall County Generation Facility | IL | Kendall | CTG2 | CT | OP | 180 | 160 | 190 |  | 4 | 2002 | NG BLQ: NG; N Y: N; Y N: Y |  | S |  | N | IPP Non-CHP | 2 |  | N | N | [17 empty] | N
57141 | Dynegy Kendall Energy LLC | 55131 | Kendall County Generation Facility | IL | Kendall | CTG3 | CT | OP | 180 | 160 | 190 |  | 4 | 2002 | NG BLQ: NG; N Y: N; Y N: Y |  | S |  | N | IPP Non-CHP | 2 |  | N | N | [17 empty] | N
57141 | Dynegy Kendall Energy LLC | 55131 | Kendall County Generation Facility | IL | Kendall | CTG4 | CT | OP | 180 | 160 | 190 |  | 5 | 2002 | NG BLQ: NG; N Y: N; Y N: Y |  | S |  | N | IPP Non-CHP | 2 |  | N | N | [17 empty] | N
57141 | Dynegy Kendall Energy LLC | 55131 | Kendall County Generation Facility | IL | Kendall | STG1 | CA | OP | 134 | 125 | 125 |  | 3 | 2002 | NG BLQ: NG; N Y: N; Y N: Y |  | S |  | N | IPP Non-CHP | 2 |  | Y | N | [17 empty] | N
57141 | Dynegy Kendall Energy LLC | 55131 | Kendall County Generation Facility | IL | Kendall | STG2 | CA | OP | 134 | 125 | 125 |  | 4 | 2002 | NG BLQ: NG; N Y: N; Y N: Y |  | S |  | N | IPP Non-CHP | 2 |  | Y | N | [17 empty] | N
57141 | Dynegy Kendall Energy LLC | 55131 | Kendall County Generation Facility | IL | Kendall | STG3 | CA | OP | 134 | 125 | 125 |  | 4 | 2002 | NG BLQ: NG; N Y: N; Y N: Y |  | S |  | N | IPP Non-CHP | 2 |  | Y | N | [17 empty] | N
57141 | Dynegy Kendall Energy LLC | 55131 | Kendall County Generation Facility | IL | Kendall | STG4 | CA | OP | 134 | 125 | 125 |  | 5 | 2002 | NG BLQ: NG; N Y: N; Y N: Y |  | S |  | N | IPP Non-CHP | 2 |  | Y | N | [17 empty] | N
57142 | Gundersen Lutheran Biogas I LLC | 57824 | Onalaska Campus Landfill Biogas | WI | La Crosse | 416LF | IC | OP | 1.1 | 1.1 | 1.1 |  | 3 | 2012 | NG BLQ: LFG; N Y: N; Y N: Y |  | S |  | N | IPP Non-CHP | 2 | [20 empty] | N
57144 | Northbrook Carthage LLC | 50759 | West End Dam Hydroelectric Project | NY | Jefferson | GEN1 | HY | OP | 2.2 | 2.1 | 2 |  | 10 | 1985 | NG BLQ: WAT; N Y: N; Y N: Y |  | S | 0 | N | IPP Non-CHP | 2 |  | N | N
57144 | Northbrook Carthage LLC | 50759 | West End Dam Hydroelectric Project | NY | Jefferson | GEN2 | HY | OP | 2.2 | 2.1 | 2 |  | 10 | 1985 | NG BLQ: WAT; N Y: N; Y N: Y |  | S | 0 | N | IPP Non-CHP | 2 |  | N | N
57145 | Louisiana Sugar Refining LLC | 10301 | Louisiana Sugar Refining | LA | St James | GEN1 | ST | OP | 0.7 | 0.6 | 0.7 |  | 9 | 1930 | NG BLQ: NG; N Y: N; Y N: Y | Y | S |  | Y | Industrial CHP | 7 | T | N | N | [17 empty] | N | [6 empty] | NG
57145 | Louisiana Sugar Refining LLC | 10301 | Louisiana Sugar Refining | LA | St James | GEN2 | ST | OP | 2.5 | 1.7 | 1.7 |  | 3 | 1977 | NG BLQ: NG; N Y: N; Y N: Y | Y | S |  | Y | Industrial CHP | 7 | T | N | N | [17 empty] | N | [6 empty] | NG
57145 | Louisiana Sugar Refining LLC | 10301 | Louisiana Sugar Refining | LA | St James | GEN3 | ST | OP | 1.7 | 1.5 | 1.5 |  | 2 | 1957 | NG BLQ: NG; N Y: N; Y N: Y | Y | S |  | Y | Industrial CHP | 7 | T | N | N | [17 empty] | N | [6 empty] | NG
57145 | Louisiana Sugar Refining LLC | 10301 | Louisiana Sugar Refining | LA | St James | GEN4 | ST | OP | 2.5 | 2.1 | 2 |  | 9 | 1969 | NG BLQ: NG; N Y: N; Y N: Y | Y | S |  | Y | Industrial CHP | 7 | T | N | N | [17 empty] | N | [6 empty] | NG
57147 | Tioga Solar Dinuba | 57827 | Dinuba Wastewater Treatment Plant | CA | Tulare | DSPV | PV | OP | 1 | 1 | 1 |  | 10 | 2011 | NG BLQ: SUN; N Y: N; Y N: Y |  | W | 2 | N | Commercial Non-CHP | 4 |  |  | N
57148 | Glendale Energy LLC | 57829 | Glendale Energy Power Plant | AZ | Maricopa | GLEN1 | IC | OP | 1.4 | 1.4 | 1.4 |  | 1 | 2010 | NG BLQ: LFG; N Y: N; Y N: Y |  | S |  | N | IPP Non-CHP | 2 |  |  | N | [12 empty] | N |  |  |  |  | N
57148 | Glendale Energy LLC | 57829 | Glendale Energy Power Plant | AZ | Maricopa | GLEN2 | IC | OP | 1.4 | 1.4 | 1.4 |  | 1 | 2010 | NG BLQ: LFG; N Y: N; Y N: Y |  | S |  | N | IPP Non-CHP | 2 |  |  | N | [12 empty] | N |  |  |  |  | N
57149 | Rippey Wind Energy LLC | 57830 | Rippey Wind Farm | IA | Greene | NORD | WT | OP | 50 | 50 | 50 |  | 8 | 2012 | NG BLQ: WND; N Y: N; Y N: Y |  | J | 20 | N | IPP Non-CHP | 2 | [20 empty] | N
57150 | Bethel Wind Energy LLC | 57832 | Hawkeye Wind Farm | IA | Bremer | NORD | WT | OP | 36 | 36 | 36 |  | 10 | 2012 | NG BLQ: WND; N Y: N; Y N: Y |  | S | 15 | N | IPP Non-CHP | 2 | [20 empty] | N
57151 | Celanese Acetate LLC | 52089 | Celanese Acetate LLC | VA | Giles | GEN1 | ST | OP | 6 | 6 | 6 |  | 1 | 1942 | BIT | NG | DFO |  |  |  | N | N |  | S |  | Y | Industrial CHP | 7 | T | N | N | [17 empty] | N | Y |  | Y |  |  |  | DFO
57151 | Celanese Acetate LLC | 52089 | Celanese Acetate LLC | VA | Giles | GEN2 | ST | OP | 6 | 6 | 6 |  | 1 | 1942 | BIT | NG | DFO |  |  |  | N | N |  | S |  | Y | Industrial CHP | 7 | T | N | N | [17 empty] | N | Y |  | Y |  |  |  | DFO
57151 | Celanese Acetate LLC | 52089 | Celanese Acetate LLC | VA | Giles | GEN3 | ST | OP | 6 | 6 | 6 |  | 1 | 1944 | BIT | NG | DFO |  |  |  | N | N |  | S |  | Y | Industrial CHP | 7 | T | N | N | [17 empty] | N | Y |  | Y |  |  |  | DFO
57151 | Celanese Acetate LLC | 52089 | Celanese Acetate LLC | VA | Giles | GEN4 | ST | OP | 9.2 | 9.2 | 9.2 |  | 1 | 1966 | BIT | NG | DFO |  |  |  | N | N |  | S |  | Y | Industrial CHP | 7 | T | N | N | [17 empty] | N | Y |  | Y |  |  |  | DFO
57154 | Heliocentric LLC | 57831 | Heliocentric | CA | Los Angeles | 1 | PV | OP | 1.5 | 1.3 | 1.5 |  | 3 | 2012 | NG BLQ: SUN; N Y: N; Y N: Y |  | S | 3 | N | IPP Non-CHP | 2 | [20 empty] | N
57157 | Wolf Wind Project | 56586 | Sunset Breeze LLC | MN | Nobles | 1 | WT | OP | 1.3 | 1.3 | 1.3 |  | 5 | 2006 | NG BLQ: WND; N Y: N; Y N: Y |  | S | 1 | N | IPP Non-CHP | 2 |  |  | N
57157 | Wolf Wind Project | 56587 | Minnesota Breeze LLC | MN | Nobles | 1 | WT | OP | 1.3 | 1.3 | 1.3 |  | 5 | 2006 | NG BLQ: WND; N Y: N; Y N: Y |  | S | 1 | N | IPP Non-CHP | 2 |  |  | N | [17 empty] | N
57157 | Wolf Wind Project | 56588 | G Flow Wind LLC | MN | Nobles | 1 | WT | OP | 1.3 | 1.3 | 1.3 |  | 5 | 2006 | NG BLQ: WND; N Y: N; Y N: Y |  | S | 1 | N | IPP Non-CHP | 2 |  |  | N | [17 empty] | N
57157 | Wolf Wind Project | 56589 | Wolf Wind Enterprises LLC | MN | Nobles | 1 | WT | OP | 1.3 | 1.3 | 1.3 |  | 5 | 2006 | NG BLQ: WND; N Y: N; Y N: Y |  | S | 1 | N | IPP Non-CHP | 2 |  |  | N | [17 empty] | N
57157 | Wolf Wind Project | 56590 | Green Acres Breeze LLC | MN | Nobles | 1 | WT | OP | 1.3 | 1.3 | 1.3 |  | 5 | 2006 | NG BLQ: WND; N Y: N; Y N: Y |  | S | 1 | N | IPP Non-CHP | 2 |  |  | N | [17 empty] | N
57158 | Ewington Wind Project | 56624 | BC Energy LLC | MN | Jackson | 1 | WT | OP | 4 | 4 | 4 |  | 1 | 2008 | NG BLQ: WND; N Y: N; Y N: Y |  | S | 2 | N | IPP Non-CHP | 2 |  |  | N | [17 empty] | N
57158 | Ewington Wind Project | 56625 | KC Energy LLC | MN | Jackson | 1 | WT | OP | 4 | 4 | 4 |  | 1 | 2008 | NG BLQ: WND; N Y: N; Y N: Y |  | S | 2 | N | IPP Non-CHP | 2 |  |  | N | [17 empty] | N
57158 | Ewington Wind Project | 56626 | K&D Energy LLC | MN | Jackson | 1 | WT | OP | 4 | 4 | 4 |  | 1 | 2008 | NG BLQ: WND; N Y: N; Y N: Y |  | S | 2 | N | IPP Non-CHP | 2 |  |  | N | [17 empty] | N
57158 | Ewington Wind Project | 56627 | KSS Turbines LLC | MN | Jackson | 1 | WT | OP | 4 | 4 | 4 |  | 1 | 2008 | NG BLQ: WND; N Y: N; Y N: Y |  | S | 2 | N | IPP Non-CHP | 2 |  |  | N | [17 empty] | N
57159 | L-8 Solar Project LLC | 57836 | L-8 Solar Project | CA | Los Angeles | TSM | PV | OP | 1.5 | 1.3 | 1.5 |  | 5 | 2012 | NG BLQ: SUN; N Y: N; Y N: Y |  | S | 3 | N | IPP Non-CHP | 2 | [20 empty] | N
57160 | DuPont Sabine River Works | 55120 | SRW Cogen LP | TX | Orange | GT1A | CT | OP | 180 | 160 | 175 |  | 12 | 2001 | NG BLQ: NG; N Y: N; Y N: Y |  | W |  | Y | IPP CHP | 3 | T |  | N | [17 empty] | N
57160 | DuPont Sabine River Works | 55120 | SRW Cogen LP | TX | Orange | GT1B | CT | OP | 180 | 160 | 175 |  | 12 | 2001 | NG BLQ: NG; N Y: N; Y N: Y |  | W |  | Y | IPP CHP | 3 | T |  | N | [17 empty] | N
57160 | DuPont Sabine River Works | 55120 | SRW Cogen LP | TX | Orange | ST1A | CA | OP | 145 | 100 | 100 |  | 12 | 2001 | NG BLQ: NG; NG NG: OG; N Y: N; Y N: Y |  | W |  | Y | IPP CHP | 3 | T | Y | N | [17 empty] | N
57165 | Otay Landfill Gas LLC | 52204 | Otay | CA | SAN DIEGO | OTA1 | IC | OP | 1.8 | 1.7 | 1.7 |  | 12 | 1986 | NG BLQ: LFG; NG NG: LFG; N Y: N; Y N: N |  | S |  | N | IPP Non-CHP | 2 |  |  | N
57165 | Otay Landfill Gas LLC | 52204 | Otay | CA | SAN DIEGO | OTA2 | IC | OP | 1.8 | 1.7 | 1.7 |  | 4 | 1991 | NG BLQ: LFG; NG NG: LFG; N Y: N; Y N: N |  | S |  | N | IPP Non-CHP | 2 |  |  | N
57165 | Otay Landfill Gas LLC | 52204 | Otay | CA | SAN DIEGO | OTA3 | IC | OP | 3.3 | 3.2 | 3.2 |  | 12 | 2006 | NG BLQ: LFG; NG NG: LFG; N Y: N; Y N: N |  | S |  | N | IPP Non-CHP | 2 |  |  | N
57167 | ISH Solar Hospitals LLC | 57840 | ISH Solar Hospital SDMC | CA | San Diego | 1 | PV | OP | 1.1 | 1.1 | 1.1 |  | 12 | 2011 | NG BLQ: SUN; N Y: N; Y N: Y |  | S | 2 | N | IPP Non-CHP | 2 |  |  | N | [17 empty] | N
57167 | ISH Solar Hospitals LLC | 57841 | ISH Solar Hospital Downey | CA | Los Angeles | 1 | PV | OP | 1.1 | 1.1 | 1.1 |  | 9 | 2011 | NG BLQ: SUN; N Y: N; Y N: Y |  | S | 2 | N | IPP Non-CHP | 2 |  |  | N | [17 empty] | N
57170 | enXco Asset Holdings, Inc. | 57268 | Chestnut Flats Wind Farm | PA | BLAIR | 1 | WT | OP | 38 | 38 | 38 |  | 12 | 2011 | NG BLQ: WND; N Y: N; Y N: Y |  | S | 19 | N | IPP Non-CHP | 2
57171 | Franklin County Wind LLC | 57844 | Franklin County Wind Farm | IA | Franklin | 1 | WT | OP | 100 | 99 | 99 |  | 12 | 2012 | NG BLQ: WND; N Y: N; Y N: Y |  | S | 60 | N | IPP Non-CHP | 2 |  |  | N | [17 empty] | N
57172 | SC Landfill Energy LLC | 57843 | SC Landfill Energy LLC | NJ | Salem | GEN1 | IC | OP | 1.9 | 1.7 | 1.7 |  | 12 | 2008 | NG BLQ: LFG; N Y: N; Y N: Y |  | J |  | N | IPP Non-CHP | 2 |  |  | N | [17 empty] | N
57173 | AC Landfill Energy LLC | 57845 | AC Landfill Energy LLC | NJ | Atlantic | UNIT1 | IC | OP | 1.6 | 1.5 | 1.5 |  | 3 | 2005 | NG BLQ: LFG; N Y: N; Y N: Y |  | J |  | N | IPP Non-CHP | 2 |  |  | N
57173 | AC Landfill Energy LLC | 57845 | AC Landfill Energy LLC | NJ | Atlantic | UNIT2 | IC | OP | 1.9 | 1.8 | 1.8 |  | 3 | 2005 | NG BLQ: LFG; N Y: N; Y N: Y |  | J |  | N | IPP Non-CHP | 2 |  |  | N
57173 | AC Landfill Energy LLC | 57845 | AC Landfill Energy LLC | NJ | Atlantic | UNIT3 | IC | OP | 1.9 | 1.8 | 1.8 |  | 3 | 2005 | NG BLQ: LFG; N Y: N; Y N: Y |  | J |  | N | IPP Non-CHP | 2 |  |  | N
57174 | SX Landfill Energy LLC | 57846 | SX Landfill Energy LLC | NJ | Sussex | UNIT1 | IC | OP | 1.6 | 1.5 | 1.5 |  | 6 | 2011 | NG BLQ: LFG; N Y: N; Y N: Y |  | J |  | N | IPP Non-CHP | 2 |  |  | N
57174 | SX Landfill Energy LLC | 57846 | SX Landfill Energy LLC | NJ | Sussex | UNIT2 | IC | OP | 1.6 | 1.5 | 1.5 |  | 6 | 2011 | NG BLQ: LFG; N Y: N; Y N: Y |  | J |  | N | IPP Non-CHP | 2 |  |  | N
57175 | BC Landfill Energy LLC | 57847 | BC Landfill Energy LLC | NJ | Burlington | UNIT1 | IC | OP | 1.5 | 1.4 | 1.4 |  | 8 | 2007 | NG BLQ: LFG; N Y: N; Y N: Y |  | J |  | N | IPP Non-CHP | 2 |  |  | N
57175 | BC Landfill Energy LLC | 57847 | BC Landfill Energy LLC | NJ | Burlington | UNIT2 | IC | OP | 1.5 | 1.4 | 1.4 |  | 8 | 2007 | NG BLQ: LFG; N Y: N; Y N: Y |  | J |  | N | IPP Non-CHP | 2 |  |  | N
57175 | BC Landfill Energy LLC | 57847 | BC Landfill Energy LLC | NJ | Burlington | UNIT3 | IC | OP | 1.5 | 1.4 | 1.4 |  | 8 | 2007 | NG BLQ: LFG; N Y: N; Y N: Y |  | J |  | N | IPP Non-CHP | 2 |  |  | N
57175 | BC Landfill Energy LLC | 57847 | BC Landfill Energy LLC | NJ | Burlington | UNIT4 | IC | OP | 1.5 | 1.4 | 1.4 |  | 8 | 2007 | NG BLQ: LFG; N Y: N; Y N: Y |  | J |  | N | IPP Non-CHP | 2 |  |  | N
57175 | BC Landfill Energy LLC | 57847 | BC Landfill Energy LLC | NJ | Burlington | UNIT5 | IC | OP | 1.5 | 1.4 | 1.4 |  | 8 | 2007 | NG BLQ: LFG; N Y: N; Y N: Y |  | J |  | N | IPP Non-CHP | 2 |  |  | N
57176 | WC Landfill Energy LLC | 57848 | WC Landfill Energy LLC | NJ | Warren | GEN1 | IC | OP | 2 | 1.6 | 1.6 |  | 11 | 2006 | NG BLQ: LFG; N Y: N; Y N: Y |  | J |  | N | IPP Non-CHP | 2 |  |  | N
57177 | SEAI Elk Grove LLC | 57849 | Green Acres Solar Facility 1 | CA | Sacramento | GASF1 | PV | OP | 3 | 3 | 3 |  | 9 | 2012 | NG BLQ: SUN; N Y: N; Y N: Y |  | W | 3 | N | IPP Non-CHP | 2 | [20 empty] | N
57177 | SEAI Elk Grove LLC | 57850 | Green Acres Solar Facility 2 | CA | Sacramento | GASF2 | PV | OP | 1 | 1 | 1 |  | 9 | 2012 | NG BLQ: SUN; N Y: N; Y N: Y |  | W | 1 | N | IPP Non-CHP | 2
57182 | ReEnergy Sterling CT LP | 50736 | Exeter Energy LP | CT | Windham | GEN1 | ST | OP | 31.3 | 26 | 26 |  | 6 | 1991 | TDF | PG | OBS |  |  |  | Y | Y |  | W |  | N | IPP Non-CHP | 2 |  |  | N | [17 empty] | N | [6 empty] | PG
57183 | Kiara Solar Inc | 57857 | Kiara Anderson Plant | CA | Shasta | 1 | ST | OP | 6.8 | 6.8 | 6.8 |  | 12 | 2012 | NG BLQ: WDS; NG NG: NG; N Y: N; Y N: Y |  | W | 1 | Y | IPP CHP | 3 | T | [19 empty] | N | [6 empty] | NG
57184 | Ampersand Mount Ida Hydro LLC | 50031 | Mt Ida Hydroelectric | NY | Rennselear | 3983 | HY | OP | 1.5 | 1.5 | 1.5 |  | 1 | 1992 | NG BLQ: WAT; N Y: N; Y N: Y |  | S | 0 | N | IPP Non-CHP | 2 |  | N | N
57184 | Ampersand Mount Ida Hydro LLC | 50031 | Mt Ida Hydroelectric | NY | Rennselear | 3986 | HY | OP | 1.5 | 1.5 | 1.5 |  | 1 | 1992 | NG BLQ: WAT; N Y: N; Y N: Y |  | S | 0 | N | IPP Non-CHP | 2 |  | N | N
57189 | Hidden Hollow Energy LLC | 57861 | Hidden Hollow Energy | ID | Ada | UNT1 | IC | OP | 1.5 | 1.5 | 1.5 |  | 1 | 2007 | NG BLQ: LFG; N Y: N; Y N: Y |  | S |  | N | IPP Non-CHP | 2 |  |  | N | [12 empty] | N |  |  |  |  | N
57189 | Hidden Hollow Energy LLC | 57861 | Hidden Hollow Energy | ID | Ada | UNT2 | IC | OP | 1.5 | 1.5 | 1.5 |  | 1 | 2007 | NG BLQ: LFG; N Y: N; Y N: Y |  | S |  | N | IPP Non-CHP | 2 |  |  | N | [12 empty] | N |  |  |  |  | N
57190 | River Bounty Inc | 10433 | Oakland Dam Hydroelectric | PA | Susquehanna | 1 | HY | OS | 0.5 | 0.5 | 0.5 |  | 4 | 1985 | NG BLQ: WAT; N Y: N; Y N: N |  | S |  | N | IPP Non-CHP | 2 |  | N | N
57190 | River Bounty Inc | 10433 | Oakland Dam Hydroelectric | PA | Susquehanna | 2 | HY | OS | 0.5 | 0.5 | 0.5 |  | 4 | 1985 | NG BLQ: WAT; N Y: N; Y N: Y |  | S |  | N | IPP Non-CHP | 2 |  | N | N
57190 | River Bounty Inc | 10433 | Oakland Dam Hydroelectric | PA | Susquehanna | 3 | HY | OS | 0.5 | 0.5 | 0.5 |  | 4 | 1985 | NG BLQ: WAT; N Y: N; Y N: Y |  | S |  | N | IPP Non-CHP | 2 |  | N | N
57191 | Caney River Wind Project | 57858 | Caney River Wind Project | KS | Elk | 1 | WT | OP | 200 | 200 | 200 |  | 11 | 2011 | NG BLQ: WND; N Y: N; Y N: Y |  | S | 111 | N | IPP Non-CHP | 2 |  |  | N
57194 | City of Industry | 57860 | Industry MetroLink PV 1 | CA | Los Angeles | 1 | PV | OP | 1.5 | 1.5 | 1.5 |  | 4 | 2012 | NG BLQ: SUN; N Y: N; Y N: Y |  | S |  | N | Electric Utility | 1 | [20 empty] | N
57195 | Fort Worth Methane LLC | 57878 | Fort Worth Methane | TX | Tarrant | UNT1 | IC | OP | 1.6 | 1.5 | 1.5 |  | 12 | 2006 | NG BLQ: LFG; N Y: N; Y N: Y |  | S |  | N | IPP Non-CHP | 2 |  |  | N | [12 empty] | N |  |  |  |  | N
57196 | Trinity Oaks Energy LLC | 57877 | Trinity Oaks Energy | TX | Dallas | UNT1 | IC | OP | 1.6 | 1.5 | 1.5 |  | 2 | 2009 | NG BLQ: LFG; N Y: N; Y N: Y |  | S |  | N | IPP Non-CHP | 2 |  |  | N | [12 empty] | N |  |  |  |  | N
57196 | Trinity Oaks Energy LLC | 57877 | Trinity Oaks Energy | TX | Dallas | UNT2 | IC | OP | 1.6 | 1.5 | 1.5 |  | 2 | 2009 | NG BLQ: LFG; N Y: N; Y N: Y |  | S |  | N | IPP Non-CHP | 2 |  |  | N | [12 empty] | N |  |  |  |  | N
57197 | Santa Cruz Energy LLC | 57876 | Santa Cruz Energy | CA | Santa Cruz | UNT1 | IC | OP | 1.6 | 1.5 | 1.5 |  | 11 | 2009 | NG BLQ: LFG; N Y: N; Y N: Y |  | S |  | N | IPP Non-CHP | 2 |  |  | N | [12 empty] | N |  |  |  |  | N
57198 | Richmond LLC | 55587 | GRS Richmond | VA | Henrico | 1 | IC | OP | 1 | 0.9 | 0.9 |  | 8 | 1993 | NG BLQ: LFG; N Y: N; Y N: Y |  | S |  | N | IPP Non-CHP | 2 |  | N | N
57198 | Richmond LLC | 55587 | GRS Richmond | VA | Henrico | 2 | IC | OS | 1 | 0.9 | 0.9 |  | 8 | 1993 | NG BLQ: LFG; N Y: N; Y N: Y |  | S |  | N | IPP Non-CHP | 2 |  | N | N
57198 | Richmond LLC | 55587 | GRS Richmond | VA | Henrico | 3 | IC | OP | 1 | 0.9 | 0.9 |  | 8 | 1993 | NG BLQ: LFG; N Y: N; Y N: Y |  | S |  | N | IPP Non-CHP | 2 |  | N | N
57202 | Anchor Bank, N.A. | 56215 | Allendorf | IA | Osceola | A1 | WT | OP | 1.2 | 1.2 | 1.2 |  | 10 | 1998 | NG BLQ: WND; N Y: N; Y N: Y | Y | S | 2 | N | IPP Non-CHP | 2 |  | N | N | [17 empty] | N
57204 | Howard Wind LLC | 57867 | Howard Wind Farm | NY | Steuben | 1 | WT | OP | 55.4 | 51.3 | 51.3 |  | 12 | 2011 | NG BLQ: WND; N Y: N; Y N: Y |  | S | 25 | N | IPP Non-CHP | 2 |  |  | N | [17 empty] | N
57204 | Howard Wind LLC | 57867 | Howard Wind Farm | NY | Steuben | 2 | WT | OP | 4.1 | 4.1 | 4.1 |  | 12 | 2012 | NG BLQ: WND; N Y: N; Y N: Y |  | S | 2 | N | IPP Non-CHP | 2 |  |  | N
57207 | Great Northern Paper Company LLC | 55829 | Millinocket Mill | ME | Penobscot | M1S1 | ST | OS | 15.6 | 14.5 | 14.7 |  | 7 | 1957 | NG BLQ: RFO; N Y: N; Y N: Y |  | S |  | Y | Industrial CHP | 7 | T | N | N | [17 empty] | N | [6 empty] | DFO
57207 | Great Northern Paper Company LLC | 55829 | Millinocket Mill | ME | Penobscot | M1S2 | ST | OS | 15.6 | 14.5 | 14.7 |  | 7 | 1957 | NG BLQ: RFO; N Y: N; Y N: Y |  | S |  | Y | Industrial CHP | 7 | T | N | N | [17 empty] | N | [6 empty] | DFO
57207 | Great Northern Paper Company LLC | 55829 | Millinocket Mill | ME | Penobscot | M1S3 | ST | OS | 31.5 | 29.3 | 29.6 |  | 7 | 1968 | NG BLQ: RFO; N Y: N; Y N: Y |  | S |  | Y | Industrial CHP | 7 | T | N | N | [17 empty] | N | [6 empty] | DFO
57207 | Great Northern Paper Company LLC | 55829 | Millinocket Mill | ME | Penobscot | M1S4 | ST | OS | 23.5 | 21.8 | 22 |  | 7 | 1970 | NG BLQ: RFO; N Y: N; Y N: Y |  | S |  | Y | Industrial CHP | 7 | T | N | N | [17 empty] | N | [6 empty] | DFO
57207 | Great Northern Paper Company LLC | 55830 | East Millinocket Mill | ME | Penobscot | M2S1 | ST | OP | 15.6 | 14.5 | 14.7 |  | 7 | 1954 | NG BLQ: WDS; NG NG: RFO; N Y: Y; Y N: Y |  | S |  | Y | Industrial CHP | 7 | T | N | N | [24 empty] | DFO
57207 | Great Northern Paper Company LLC | 55830 | East Millinocket Mill | ME | Penobscot | M2S2 | ST | OP | 15.6 | 14.5 | 14.7 |  | 7 | 1956 | NG BLQ: WDS; NG NG: RFO; N Y: Y; Y N: Y |  | S |  | Y | Industrial CHP | 7 | T | N | N | [24 empty] | DFO
57207 | Great Northern Paper Company LLC | 55830 | East Millinocket Mill | ME | Penobscot | M2S3 | ST | OP | 30.2 | 28.1 | 28.4 |  | 5 | 1990 | NG BLQ: WDS; NG NG: RFO; N Y: Y; Y N: Y |  | S |  | Y | Industrial CHP | 7 | T | N | N | [24 empty] | DFO
57209 | Apogee Technology Inc | 10159 | Apogee Technology Inc | PA | Allegheny | GEN1 | GT | OS | 10.7 |  |  |  | 3 | 1986 | [8 empty] | Y | S |  | N | Industrial Non-CHP | 6 |  | N | Y | [15 empty] | 12 | 2013 | N | bar: NG BLQ; N Y to Y N
57211 | Solano 3 Wind LLC | 58092 | Solano Wind Plant III | CA | Solano | 3 | WT | OP | 128 | 128 | 128 |  | 4 | 2012 | NG BLQ: WND; N Y: N; Y N: Y |  | S | 55 | N | Electric Utility | 1 |  |  | N
57213 | Castle Rock Cooling | 57870 | Castle Rock Vineyards | CA | Tulare | SOLAR | PV | OP | 1 | 1 | 1 |  | 9 | 2010 | NG BLQ: SUN; N Y: N; Y N: Y |  | S | 2 | N | Commercial Non-CHP | 4 |  |  | N | [17 empty] | N
57214 | LCEC Generation LLC | 57872 | LCEC Generation LLVC | NM | Lea | UNIT1 | IC | OP | 9.3 | 8.7 | 9.3 |  | 2 | 2012 | NG BLQ: NG; N Y: N; Y N: Y |  | S |  | N | IPP Non-CHP | 2 | [20 empty] | N
57214 | LCEC Generation LLC | 57872 | LCEC Generation LLVC | NM | Lea | UNIT2 | IC | OP | 9.3 | 8.7 | 9.3 |  | 2 | 2012 | NG BLQ: NG; N Y: N; Y N: Y |  | S |  | N | IPP Non-CHP | 2 | [20 empty] | N
57214 | LCEC Generation LLC | 57872 | LCEC Generation LLVC | NM | Lea | UNIT3 | IC | OP | 9.3 | 8.7 | 9.3 |  | 2 | 2012 | NG BLQ: NG; N Y: N; Y N: Y |  | S |  | N | IPP Non-CHP | 2 | [20 empty] | N
57214 | LCEC Generation LLC | 57872 | LCEC Generation LLVC | NM | Lea | UNIT4 | IC | OP | 9.3 | 8.7 | 9.3 |  | 2 | 2012 | NG BLQ: NG; N Y: N; Y N: Y |  | S |  | N | IPP Non-CHP | 2 | [20 empty] | N
57214 | LCEC Generation LLC | 57872 | LCEC Generation LLVC | NM | Lea | UNIT5 | IC | OP | 9.3 | 8.7 | 9.3 |  | 2 | 2012 | NG BLQ: NG; N Y: N; Y N: Y |  | S |  | N | IPP Non-CHP | 2 | [20 empty] | N
57215 | Regents of the University of Minnesota | 57880 | Eolos Wind Energy Research Field Station | MN | Dakota | 1 | WT | OP | 2.5 | 2.5 | 2.5 |  | 10 | 2011 | NG BLQ: WND; N Y: N; Y N: Y | Y | S | 1 | N | IPP Non-CHP | 2 |  |  | N | [12 empty] | N |  |  |  |  | N
57218 | L'Energia Energy | 54586 | L'Energia Energy Center | MA | Middlesex | TRENT | CT | OP | 57.9 | 58 | 58 |  | 10 | 2008 | NG BLQ: NG; NG NG: DFO; N Y: Y; Y N: Y | N | S |  | N | IPP Non-CHP | 2 |  |  | N | [12 empty] | N |  |  |  |  | N
57218 | L'Energia Energy | 54586 | L'Energia Energy Center | MA | Middlesex | VAX | CA | OP | 27.1 | 14 | 18 |  | 10 | 1992 | NG BLQ: NG; NG NG: DFO; N Y: Y; Y N: Y |  | S |  | N | IPP Non-CHP | 2 |  | Y | N | [12 empty] | N |  |  |  |  | N
57219 | Siete Solar LLC | 57883 | Queen Creek Solar Farm | AZ | Maricopa | GEN1 | PV | OP | 19 | 18.6 | 18.6 |  | 10 | 2012 | NG BLQ: SUN; N Y: N; Y N: Y |  | S |  | N | IPP Non-CHP | 2 | [20 empty] | N
57221 | City of Columbia SC | 3283 | Columbia Canal Hydro | SC | Richland | 1 | HY | OP | 1.6 | 1.3 | 1.3 |  | 6 | 1929 | NG BLQ: WAT; N Y: N; Y N: Y |  | W | 0 | N | Electric Utility | 1 |  | N | N | [17 empty] | N
57221 | City of Columbia SC | 3283 | Columbia Canal Hydro | SC | Richland | 2 | HY | OA | 1.6 | 0.1 | 0.1 |  | 6 | 1929 | NG BLQ: WAT; N Y: N; Y N: Y |  | W | 0 | N | Electric Utility | 1 |  | N | Y | 1.6 | 1.6 | 6 | 2013 | [13 empty] | N
57221 | City of Columbia SC | 3283 | Columbia Canal Hydro | SC | Richland | 3 | HY | OP | 1.6 | 1.3 | 1.3 |  | 6 | 1929 | NG BLQ: WAT; N Y: N; Y N: Y |  | W | 0 | N | Electric Utility | 1 |  | N | N | [17 empty] | N
57221 | City of Columbia SC | 3283 | Columbia Canal Hydro | SC | Richland | 4 | HY | OP | 1.3 | 1.3 | 1.3 |  | 6 | 1953 | NG BLQ: WAT; N Y: N; Y N: Y |  | W | 0 | N | Electric Utility | 1 |  | N | N | [17 empty] | N
57221 | City of Columbia SC | 3283 | Columbia Canal Hydro | SC | Richland | 5 | HY | OA | 1.3 | 0.1 | 0.1 |  | 6 | 1953 | NG BLQ: WAT; N Y: N; Y N: Y |  | W | 0 | N | Electric Utility | 1 |  | N | Y | 1.6 | 1.6 | 12 | 2013 | [13 empty] | N
57221 | City of Columbia SC | 3283 | Columbia Canal Hydro | SC | Richland | 6 | HY | OP | 1.6 | 1.3 | 1.3 |  | 6 | 1928 | NG BLQ: WAT; N Y: N; Y N: Y |  | W | 0 | N | Electric Utility | 1 |  | N | N | [17 empty] | N
57221 | City of Columbia SC | 3283 | Columbia Canal Hydro | SC | Richland | 7 | HY | OP | 1.6 | 1.3 | 1.3 |  | 6 | 1927 | NG BLQ: WAT; N Y: N; Y N: Y |  | W |  | N | Electric Utility | 1 |  | N | N | [17 empty] | N
57222 | California Pacific Electric Company | 6518 | Kings Beach | CA | Placer | KB1 | IC | OP | 2.5 | 2 | 2 |  | 10 | 2008 | NG BLQ: DFO; N Y: N; Y N: Y |  | S |  | N | Electric Utility | 1 |  |  | N | [17 empty] | N
57222 | California Pacific Electric Company | 6518 | Kings Beach | CA | Placer | KB2 | IC | OP | 2.5 | 2 | 2 |  | 10 | 2008 | NG BLQ: DFO; N Y: N; Y N: Y |  | S |  | N | Electric Utility | 1 |  |  | N | [17 empty] | N
57222 | California Pacific Electric Company | 6518 | Kings Beach | CA | Placer | KB3 | IC | OP | 2.5 | 2 | 2 |  | 10 | 2008 | NG BLQ: DFO; N Y: N; Y N: Y |  | S |  | N | Electric Utility | 1 |  |  | N | [17 empty] | N
57222 | California Pacific Electric Company | 6518 | Kings Beach | CA | Placer | KB4 | IC | OP | 2.5 | 2 | 2 |  | 10 | 2008 | NG BLQ: DFO; N Y: N; Y N: Y |  | S |  | N | Electric Utility | 1 |  |  | N
57222 | California Pacific Electric Company | 6518 | Kings Beach | CA | Placer | KB5 | IC | OP | 2.5 | 2 | 2 |  | 10 | 2008 | NG BLQ: DFO; N Y: N; Y N: Y |  | S |  | N | Electric Utility | 1 |  |  | N
57222 | California Pacific Electric Company | 6518 | Kings Beach | CA | Placer | KB6 | IC | OP | 2.5 | 2 | 2 |  | 10 | 2008 | NG BLQ: DFO; N Y: N; Y N: Y |  | S |  | N | Electric Utility | 1 |  |  | N
57223 | Sycamore Energy 1 LLC | 10387 | Sycamore Energy 1 | CA | San Diego | 1A | GT | OP | 1.2 | 1.2 | 1.2 |  | 5 | 2011 | NG BLQ: LFG; N Y: N; Y N: Y |  | S |  | N | IPP Non-CHP | 2 |  |  | N
57223 | Sycamore Energy 1 LLC | 10387 | Sycamore Energy 1 | CA | San Diego | 2A | GT | OP | 1.2 | 1.2 | 1.2 |  | 5 | 2011 | NG BLQ: LFG; N Y: N; Y N: Y |  | S |  | N | IPP Non-CHP | 2 |  |  | N
57223 | Sycamore Energy 1 LLC | 10387 | Sycamore Energy 1 | CA | San Diego | 3 | GT | OP | 3 | 2.8 | 3 |  | 4 | 2004 | NG BLQ: LFG; NG NG: PG; N Y: N; Y N: Y |  | S |  | N | IPP Non-CHP | 2 |  |  | N | [17 empty] | N
57224 | MM West Covina Energy LLC | 54015 | MM West Covina | CA | Los Angeles | GEN2 | ST | OP | 6.8 | 4.4 | 4.4 |  | 6 | 1993 | NG BLQ: LFG; N Y: N; Y N: Y |  | S |  | N | IPP Non-CHP | 2 |  | N | N | [17 empty] | N
57224 | MM West Covina Energy LLC | 54015 | MM West Covina | CA | Los Angeles | GEN3 | GT | OS | 4.9 | 4.4 | 4.4 |  | 4 | 1999 | NG BLQ: LFG; N Y: N; Y N: Y |  | S |  | N | IPP Non-CHP | 2 |  | N | N | [17 empty] | N
57225 | MM Yolo Power LLC | 54567 | MM Yolo Power | CA | Yolo | 1 | IC | OP | 0.6 | 0.5 | 0.5 |  | 10 | 1990 | NG BLQ: LFG; N Y: N; Y N: Y |  | S |  | N | IPP Non-CHP | 2 |  | N | N | [17 empty] | N
57225 | MM Yolo Power LLC | 54567 | MM Yolo Power | CA | Yolo | 2 | IC | OP | 0.6 | 0.5 | 0.5 |  | 10 | 1990 | NG BLQ: LFG; N Y: N; Y N: Y |  | S |  | N | IPP Non-CHP | 2 |  | N | N | [17 empty] | N
57225 | MM Yolo Power LLC | 54567 | MM Yolo Power | CA | Yolo | 3 | IC | OP | 0.6 | 0.5 | 0.5 |  | 10 | 1990 | NG BLQ: LFG; N Y: N; Y N: Y |  | S |  | N | IPP Non-CHP | 2 |  | N | N | [17 empty] | N
57225 | MM Yolo Power LLC | 54567 | MM Yolo Power | CA | Yolo | 4 | IC | OP | 0.6 | 0.6 | 0.6 |  | 3 | 1993 | NG BLQ: LFG; N Y: N; Y N: Y |  | S |  | N | IPP Non-CHP | 2 |  | N | N | [17 empty] | N
57225 | MM Yolo Power LLC | 54567 | MM Yolo Power | CA | Yolo | 5 | IC | OS | 0.4 | 0.4 | 0.4 |  | 12 | 1998 | NG BLQ: LFG; N Y: N; Y N: Y |  | S |  | N | IPP Non-CHP | 2 |  | N | N | [17 empty] | N
57226 | MM Taunton Energy LLC | 55093 | MM Taunton Energy | MA | Bristol | UNT1 | IC | OP | 0.9 | 0.9 | 0.9 |  | 9 | 1997 | NG BLQ: LFG; N Y: N; Y N: Y |  | S |  | N | IPP Non-CHP | 2 |  | N | N | [17 empty] | N
57226 | MM Taunton Energy LLC | 55093 | MM Taunton Energy | MA | Bristol | UNT2 | IC | OP | 0.9 | 0.9 | 0.9 |  | 9 | 1997 | NG BLQ: LFG; N Y: N; Y N: Y |  | S |  | N | IPP Non-CHP | 2 |  | N | N | [17 empty] | N
57226 | MM Taunton Energy LLC | 55093 | MM Taunton Energy | MA | Bristol | UNT3 | IC | OP | 0.9 | 0.9 | 0.9 |  | 5 | 2011 | NG BLQ: LFG; N Y: N; Y N: Y |  | S |  | N | IPP Non-CHP | 2 |  | N | N | [17 empty] | N
57226 | MM Taunton Energy LLC | 55093 | MM Taunton Energy | MA | Bristol | UNT4 | IC | OP | 0.9 | 0.9 | 0.9 |  | 5 | 2011 | NG BLQ: LFG; N Y: N; Y N: Y |  | S |  | N | IPP Non-CHP | 2 |  | N | N | [17 empty] | N
57227 | MM San Diego Energy-Miramar | 55094 | MM San Diego-Miramar | CA | San Diego | UNT1 | IC | OP | 1.6 | 1.6 | 1.6 |  | 7 | 1997 | NG BLQ: LFG; NG NG: OBG; N Y: N; Y N: Y |  | S |  | Y | IPP CHP | 3 | B | N | N | [17 empty] | N
57227 | MM San Diego Energy-Miramar | 55094 | MM San Diego-Miramar | CA | San Diego | UNT2 | IC | OP | 1.6 | 1.6 | 1.6 |  | 7 | 1997 | NG BLQ: LFG; NG NG: OBG; N Y: N; Y N: Y |  | S |  | Y | IPP CHP | 3 | B | N | N | [17 empty] | N
57227 | MM San Diego Energy-Miramar | 55094 | MM San Diego-Miramar | CA | San Diego | UNT3 | IC | OP | 1.6 | 1.6 | 1.6 |  | 7 | 1997 | NG BLQ: LFG; NG NG: OBG; N Y: N; Y N: Y |  | S |  | Y | IPP CHP | 3 | B | N | N | [17 empty] | N
57227 | MM San Diego Energy-Miramar | 55094 | MM San Diego-Miramar | CA | San Diego | UNT4 | IC | OP | 1.6 | 1.6 | 1.6 |  | 7 | 1997 | NG BLQ: LFG; NG NG: OBG; N Y: N; Y N: Y |  | S |  | Y | IPP CHP | 3 | B | N | N | [17 empty] | N
57229 | MM Albany Energy LLC | 55155 | MM Albany Energy | NY | Albany | UNT1 | IC | OP | 0.9 | 0.9 | 0.9 |  | 3 | 1998 | NG BLQ: LFG; N Y: N; Y N: Y |  | S |  | N | IPP Non-CHP | 2 |  | N | N | [17 empty] | N
57229 | MM Albany Energy LLC | 55155 | MM Albany Energy | NY | Albany | UNT2 | IC | OP | 0.9 | 0.9 | 0.9 |  | 3 | 1998 | NG BLQ: LFG; N Y: N; Y N: Y |  | S |  | N | IPP Non-CHP | 2 |  | N | N | [17 empty] | N
57229 | MM Albany Energy LLC | 55155 | MM Albany Energy | NY | Albany | UNT3 | IC | OP | 0.9 | 0.9 | 0.9 |  | 11 | 2008 | NG BLQ: LFG; N Y: N; Y N: Y |  | S |  | N | IPP Non-CHP | 2 |  | N | N
57229 | MM Albany Energy LLC | 55155 | MM Albany Energy | NY | Albany | UNT4 | IC | OP | 1.6 | 1.6 | 1.6 |  | 5 | 2012 | NG BLQ: LFG; N Y: N; Y N: Y |  | S |  | N | IPP Non-CHP | 2 |  | N | N
57229 | MM Albany Energy LLC | 55155 | MM Albany Energy | NY | Albany | UNT5 | IC | OP | 1.6 | 1.6 | 1.6 |  | 5 | 2012 | NG BLQ: LFG; N Y: N; Y N: Y |  | S |  | N | IPP Non-CHP | 2 |  | N | N
57230 | MM Prince William Energy LLC | 55156 | MM Prince William Energy | VA | Prince William | UNT1 | IC | OP | 0.9 | 0.9 | 0.9 |  | 11 | 1998 | NG BLQ: LFG; N Y: N; Y N: Y |  | S |  | N | IPP Non-CHP | 2 |  | N | N | [17 empty] | N
57230 | MM Prince William Energy LLC | 55156 | MM Prince William Energy | VA | Prince William | UNT2 | IC | OP | 0.9 | 0.9 | 0.9 |  | 11 | 1998 | NG BLQ: LFG; N Y: N; Y N: Y |  | S |  | N | IPP Non-CHP | 2 |  | N | N | [17 empty] | N
57232 | MM Lopez Energy LLC | 55161 | MM Lopez Energy | CA | Los Angeles | UNT1 | IC | OP | 3 | 2.7 | 2.7 |  | 12 | 1998 | NG BLQ: LFG; N Y: N; Y N: Y |  | S |  | N | IPP Non-CHP | 2 |  | N | N | [17 empty] | N
57232 | MM Lopez Energy LLC | 55161 | MM Lopez Energy | CA | Los Angeles | UNT2 | IC | OP | 3 | 2.7 | 2.7 |  | 12 | 1998 | NG BLQ: LFG; N Y: N; Y N: Y |  | S |  | N | IPP Non-CHP | 2 |  | N | N | [17 empty] | N
57233 | MM Tomoka Farms Energy LLC | 55162 | MM Tomoka Farms Energy | FL | Volusia | UNT1 | IC | OP | 1.9 | 1.9 | 1.9 |  | 6 | 1998 | NG BLQ: LFG; N Y: N; Y N: Y |  | S |  | N | IPP Non-CHP | 2 |  | N | N | [17 empty] | N
57233 | MM Tomoka Farms Energy LLC | 55162 | MM Tomoka Farms Energy | FL | Volusia | UNT2 | IC | OP | 1.9 | 1.9 | 1.9 |  | 6 | 1998 | NG BLQ: LFG; N Y: N; Y N: Y |  | S |  | N | IPP Non-CHP | 2 |  | N | N | [17 empty] | N
57234 | MM Hartford Energy LLC | 55163 | MM Hartford Energy | CT | Hartford | UNT1 | IC | OS | 0.9 | 0.9 | 0.9 |  | 8 | 1998 | NG BLQ: LFG; N Y: N; Y N: Y |  | S |  | N | IPP Non-CHP | 2 |  | N | N | [17 empty] | N
57234 | MM Hartford Energy LLC | 55163 | MM Hartford Energy | CT | Hartford | UNT2 | IC | OP | 0.9 | 0.9 | 0.9 |  | 8 | 1998 | NG BLQ: LFG; N Y: N; Y N: Y |  | S |  | N | IPP Non-CHP | 2 |  | N | N | [17 empty] | N
57234 | MM Hartford Energy LLC | 55163 | MM Hartford Energy | CT | Hartford | UNT3 | IC | OP | 0.9 | 0.9 | 0.9 |  | 8 | 1998 | NG BLQ: LFG; N Y: N; Y N: Y |  | S |  | N | IPP Non-CHP | 2 |  | N | N | [17 empty] | N
57235 | MM San Diego Energy-North City | 55602 | MM San Diego-North City | CA | San Diego | UNT1 | IC | OP | 0.9 | 0.9 | 0.9 |  | 3 | 1999 | NG BLQ: LFG; N Y: N; Y N: Y |  | S |  | N | IPP Non-CHP | 2 |  | N | N | [17 empty] | N
57235 | MM San Diego Energy-North City | 55602 | MM San Diego-North City | CA | San Diego | UNT2 | IC | OP | 0.9 | 0.9 | 0.9 |  | 3 | 1999 | NG BLQ: LFG; N Y: N; Y N: Y |  | S |  | N | IPP Non-CHP | 2 |  | N | N | [17 empty] | N
57235 | MM San Diego Energy-North City | 55602 | MM San Diego-North City | CA | San Diego | UNT3 | IC | OP | 0.9 | 0.9 | 0.9 |  | 3 | 1999 | NG BLQ: LFG; N Y: N; Y N: Y |  | S |  | N | IPP Non-CHP | 2 |  | N | N | [17 empty] | N
57235 | MM San Diego Energy-North City | 55602 | MM San Diego-North City | CA | San Diego | UNT4 | IC | OP | 0.9 | 0.9 | 0.9 |  | 3 | 1999 | NG BLQ: LFG; N Y: N; Y N: Y |  | S |  | N | IPP Non-CHP | 2 |  | N | N | [17 empty] | N
57236 | MM Cuyahoga Energy LLC | 55605 | MM Cuyahoga Energy | OH | Cuyahoga | UNT1 | IC | OS | 1.9 | 1.8 | 1.8 |  | 2 | 1999 | NG BLQ: LFG; N Y: N; Y N: Y |  | S |  | N | IPP Non-CHP | 2 |  | N | N | [17 empty] | N
57236 | MM Cuyahoga Energy LLC | 55605 | MM Cuyahoga Energy | OH | Cuyahoga | UNT2 | IC | OS | 1.9 | 1.8 | 1.8 |  | 2 | 1999 | NG BLQ: LFG; N Y: N; Y N: Y |  | S |  | N | IPP Non-CHP | 2 |  | N | N | [17 empty] | N
57239 | Guadalupe Power LLC | 10390 | Guadalupe Power Plant | CA | Santa Clara | 1 | IC | OP | 0.5 | 0.5 | 0.5 |  | 10 | 1983 | NG BLQ: LFG; N Y: N; Y N: Y |  | S |  | N | IPP Non-CHP | 2 |  | N | N
57239 | Guadalupe Power LLC | 10390 | Guadalupe Power Plant | CA | Santa Clara | 2 | IC | OP | 0.5 | 0.5 | 0.5 |  | 10 | 1983 | NG BLQ: LFG; N Y: N; Y N: Y |  | S |  | N | IPP Non-CHP | 2 |  | N | N
57239 | Guadalupe Power LLC | 10390 | Guadalupe Power Plant | CA | Santa Clara | 3 | IC | OP | 0.5 | 0.5 | 0.5 |  | 10 | 1983 | NG BLQ: LFG; N Y: N; Y N: Y |  | S |  | N | IPP Non-CHP | 2 |  | N | N
57239 | Guadalupe Power LLC | 10390 | Guadalupe Power Plant | CA | Santa Clara | 4 | IC | OP | 1.1 | 1 | 1 |  | 5 | 1987 | NG BLQ: LFG; N Y: N; Y N: Y |  | S |  | N | IPP Non-CHP | 2 |  | N | N
57240 | Marsh Road Power LLC | 10391 | GRS Menlo Park | CA | San Mateo | 1 | IC | OP | 0.5 | 0.5 | 0.5 |  | 12 | 1982 | NG BLQ: LFG; N Y: N; Y N: Y |  | S |  | N | IPP Non-CHP | 2 |  | N | N
57240 | Marsh Road Power LLC | 10391 | GRS Menlo Park | CA | San Mateo | 2 | IC | OP | 0.5 | 0.5 | 0.5 |  | 12 | 1982 | NG BLQ: LFG; N Y: N; Y N: Y |  | S |  | N | IPP Non-CHP | 2 |  | N | N
57240 | Marsh Road Power LLC | 10391 | GRS Menlo Park | CA | San Mateo | 3 | IC | OS | 0.5 | 0.5 | 0.5 |  | 12 | 1982 | NG BLQ: LFG; N Y: N; Y N: Y |  | S |  | N | IPP Non-CHP | 2 |  | N | N
57240 | Marsh Road Power LLC | 10391 | GRS Menlo Park | CA | San Mateo | 4 | IC | OP | 0.5 | 0.5 | 0.5 |  | 12 | 1982 | NG BLQ: LFG; N Y: N; Y N: Y |  | S |  | N | IPP Non-CHP | 2 |  | N | N
57242 | Coyote Canyon Energy LLC | 10395 | GRS Coyote Canyon | CA | Orange | GEN1 | ST | OP | 20 | 17 | 17 |  | 1 | 1989 | NG BLQ: LFG; NG NG: NG; N Y: N; Y N: Y |  | S |  | N | IPP Non-CHP | 2 |  | N | N
57247 | Pine Bend LLC | 55598 | GRS Pine Bend | MN | Dakota | 1 | CT | OP | 5 | 3.8 | 4.2 |  | 4 | 1996 | NG BLQ: LFG; NG NG: DFO; N Y: N; Y N: Y |  | S |  | N | IPP Non-CHP | 2 |  | N | N | [17 empty] | N
57247 | Pine Bend LLC | 55598 | GRS Pine Bend | MN | Dakota | 2 | CT | OP | 5 | 3.8 | 4.2 |  | 4 | 1996 | NG BLQ: LFG; NG NG: DFO; N Y: N; Y N: Y |  | S |  | N | IPP Non-CHP | 2 |  | N | N | [17 empty] | N
57247 | Pine Bend LLC | 55598 | GRS Pine Bend | MN | Dakota | 3 | CA | OS | 6.6 | 6 | 6.6 |  | 4 | 1996 | NG BLQ: LFG; NG NG: DFO; N Y: N; Y N: Y |  | S |  | N | IPP Non-CHP | 2 |  | Y | N | [17 empty] | N
57249 | Suncook Energy LLC | 55006 | Nashua Plant | NH | Hillsborough | UNT1 | IC | OP | 2.2 | 2 | 2 |  | 4 | 1996 | NG BLQ: LFG; N Y: N; Y N: Y |  | S |  | N | IPP Non-CHP | 2 |  | N | N | [17 empty] | N
57249 | Suncook Energy LLC | 55006 | Nashua Plant | NH | Hillsborough | UNT2 | IC | OP | 0.8 | 0.7 | 0.7 |  | 4 | 1996 | NG BLQ: LFG; N Y: N; Y N: Y |  | S |  | N | IPP Non-CHP | 2 |  | N | N | [17 empty] | N
57250 | MM Prima Deshecha Energy LLC | 55601 | Prima Plant | CA | Orange | UNT1 | IC | OP | 3 | 2.7 | 2.7 |  | 3 | 1999 | NG BLQ: LFG; N Y: N; Y N: Y |  | S |  | N | IPP Non-CHP | 2 |  | N | N | [17 empty] | N
57250 | MM Prima Deshecha Energy LLC | 55601 | Prima Plant | CA | Orange | UNT2 | IC | OP | 3 | 2.7 | 2.7 |  | 3 | 1999 | NG BLQ: LFG; N Y: N; Y N: Y |  | S |  | N | IPP Non-CHP | 2 |  | N | N | [17 empty] | N
57251 | MM Tajiguas Energy LLC | 55603 | Tajiguas Plant | CA | Santa Barbara | UNT1 | IC | OP | 3 | 2.7 | 2.7 |  | 8 | 2000 | NG BLQ: LFG; N Y: N; Y N: Y |  | S |  | N | IPP Non-CHP | 2 |  | N | N
57252 | MM Colton Genco | 56167 | Colton Plant | CA | San Bernardino | UNT1 | IC | OP | 1.3 | 1.3 | 1.3 |  | 4 | 2003 | NG BLQ: LFG; N Y: N; Y N: Y |  | S |  | N | IPP Non-CHP | 2 |  | N | N
57253 | MM Mid Valley Genco LLC | 56170 | Mid Valley Plant | CA | San Bernardino | UNT1 | IC | OP | 1.3 | 1.3 | 1.3 |  | 6 | 2003 | NG BLQ: LFG; N Y: N; Y N: Y |  | S |  | N | IPP Non-CHP | 2 |  | N | N | [17 empty] | N
57253 | MM Mid Valley Genco LLC | 56170 | Mid Valley Plant | CA | San Bernardino | UNT2 | IC | OP | 1.3 | 1.3 | 1.3 |  | 6 | 2003 | NG BLQ: LFG; N Y: N; Y N: Y |  | S |  | N | IPP Non-CHP | 2 |  | N | N | [17 empty] | N
57254 | MM Milliken Genco LLC | 56171 | Milliken Plant | CA | San Bernardino | UNT1 | IC | OP | 1.1 | 1.1 | 1.1 |  | 7 | 2003 | NG BLQ: LFG; N Y: N; Y N: Y |  | S |  | N | IPP Non-CHP | 2 |  | N | N
57254 | MM Milliken Genco LLC | 56171 | Milliken Plant | CA | San Bernardino | UNT2 | IC | OP | 1.1 | 1.1 | 1.1 |  | 7 | 2003 | NG BLQ: LFG; N Y: N; Y N: Y |  | S |  | N | IPP Non-CHP | 2 |  | N | N
57256 | Harvest II Windfarm LLC | 57888 | Harvest II Windfarm | MI | Huron | 1 | WT | OP | 59.4 | 59.4 | 59.4 |  | 11 | 2012 | NG BLQ: WND; N Y: N; Y N: Y |  | S | 33 | N | IPP Non-CHP | 2 | [20 empty] | N
57257 | Wildcat Wind LLC | 57887 | Wildcat Wind | NM | Lea | 1 | WT | OP | 27.3 | 27.3 | 27.3 |  | 7 | 2012 | NG BLQ: WND; N Y: N; Y N: Y |  | S | 13 | N | IPP Non-CHP | 2 | [20 empty] | N
57258 | Concord Energy LLC | 57896 | Concord Energy | NC | Cabarrus | UNT1 | GT | OP | 4.8 | 3.9 | 3.9 |  | 2 | 2012 | NG BLQ: LFG; NG NG: DFO; N Y: N; Y N: Y |  | S |  | N | IPP Non-CHP | 2 | [20 empty] | N
57258 | Concord Energy LLC | 57896 | Concord Energy | NC | Cabarrus | UNT2 | GT | OP | 4.8 | 3.9 | 3.9 |  | 2 | 2012 | NG BLQ: LFG; NG NG: DFO; N Y: N; Y N: Y |  | S |  | N | IPP Non-CHP | 2 | [20 empty] | N
57259 | Richmond Energy LLC | 57897 | Richmond Energy | VA | Henrico | UNT1 | IC | OP | 1.6 | 1.6 | 1.6 |  | 1 | 2012 | NG BLQ: LFG; NG NG: NG; N Y: N; Y N: Y |  | S |  | N | IPP Non-CHP | 2 |  |  | N | [17 empty] | N
57259 | Richmond Energy LLC | 57897 | Richmond Energy | VA | Henrico | UNT2 | IC | OP | 1.6 | 1.6 | 1.6 |  | 1 | 2012 | NG BLQ: LFG; NG NG: NG; N Y: N; Y N: Y |  | S |  | N | IPP Non-CHP | 2 |  |  | N | [17 empty] | N
57259 | Richmond Energy LLC | 57897 | Richmond Energy | VA | Henrico | UNT3 | IC | OP | 1.6 | 1.6 | 1.6 |  | 1 | 2012 | NG BLQ: LFG; NG NG: NG; N Y: N; Y N: Y |  | S |  | N | IPP Non-CHP | 2 |  |  | N | [17 empty] | N
57259 | Richmond Energy LLC | 57897 | Richmond Energy | VA | Henrico | UNT4 | IC | OP | 1.6 | 1.6 | 1.6 |  | 1 | 2012 | NG BLQ: LFG; N Y: N; Y N: Y |  | S |  | N | IPP Non-CHP | 2 |  |  | N | [17 empty] | N
57262 | Kern County Water Agency | 57895 | Improvement Dst No. 4 | CA | Kern | ID4 | PV | OP | 1.1 | 1.1 | 1.1 |  | 1 | 2009 | NG BLQ: SUN; N Y: N; Y N: N |  | S | 5 | N | Commercial Non-CHP | 4 |  |  | N | [17 empty] | N
57264 | Wolf Hills Energy LLC | 55285 | Wolf Hills Energy | VA | Washington | WHG1 | GT | OP | 57 | 50 | 57 |  | 6 | 2001 | NG BLQ: NG; N Y: N; Y N: Y |  | S |  | N | IPP Non-CHP | 2 |  | N | N | [17 empty] | N
57264 | Wolf Hills Energy LLC | 55285 | Wolf Hills Energy | VA | Washington | WHG2 | GT | OP | 57 | 50 | 57 |  | 6 | 2001 | NG BLQ: NG; N Y: N; Y N: Y |  | S |  | N | IPP Non-CHP | 2 |  | N | N | [17 empty] | N
57264 | Wolf Hills Energy LLC | 55285 | Wolf Hills Energy | VA | Washington | WHG3 | GT | OP | 57 | 50 | 57 |  | 6 | 2001 | NG BLQ: NG; N Y: N; Y N: Y |  | S |  | N | IPP Non-CHP | 2 |  | N | N | [17 empty] | N
57264 | Wolf Hills Energy LLC | 55285 | Wolf Hills Energy | VA | Washington | WHG4 | GT | OP | 57 | 50 | 57 |  | 5 | 2001 | NG BLQ: NG; N Y: N; Y N: Y |  | S |  | N | IPP Non-CHP | 2 |  | N | N | [17 empty] | N
57264 | Wolf Hills Energy LLC | 55285 | Wolf Hills Energy | VA | Washington | WHG5 | GT | OP | 57 | 50 | 57 |  | 5 | 2001 | NG BLQ: NG; N Y: N; Y N: Y |  | S |  | N | IPP Non-CHP | 2 |  | N | N | [17 empty] | N
57272 | Kootenai Electric Cooperative Inc | 57902 | Fighting Creek LFGTE Plant | ID | Kootenai | G-123 | IC | OP | 1.6 | 1.6 | 1.6 |  | 3 | 2012 | NG BLQ: LFG; N Y: N; Y N: Y |  | S |  | N | Electric Utility | 1 |  |  | N | [12 empty] | N |  |  |  |  | N
57272 | Kootenai Electric Cooperative Inc | 57902 | Fighting Creek LFGTE Plant | ID | Kootenai | G-162 | IC | OP | 1.6 | 1.6 | 1.6 |  | 3 | 2012 | NG BLQ: LFG; N Y: N; Y N: Y |  | S |  | N | Electric Utility | 1 |  |  | N | [12 empty] | N |  |  |  |  | N
57273 | SS San Antonio West LLC | 57904 | San Antonio West Solar Rooftop | CA | Riverside | CHNO | PV | OP | 1.5 | 1.5 | 1.5 |  | 8 | 2012 | NG BLQ: SUN; N Y: N; Y N: N |  | S | 3 | N | IPP Non-CHP | 2 | [20 empty] | N
57279 | California Portland Cement Co | 57907 | Colton Plant | CA | San Bernardino | 1 | ST | OS | 15 | 14.3 | 14.3 |  | 4 | 1985 | NG BLQ: BIT; NG NG: WH; N Y: N; Y N: Y | Y | S |  | Y | Industrial CHP | 7 | B |  | N | [17 empty] | N |  | Y |  |  |  |  | NG
57279 | California Portland Cement Co | 57907 | Colton Plant | CA | San Bernardino | 2 | ST | OS | 15 | 14.3 | 14.3 |  | 4 | 1985 | NG BLQ: BIT; NG NG: WH; N Y: N; Y N: Y | Y | S |  | Y | Industrial CHP | 7 | B |  | N | [17 empty] | N |  | Y |  |  |  |  | NG
57280 | Eagle Creek RE LLC | 2630 | Mongaup | NY | Sullivan | GEN1 | HY | OP | 4 | 4 | 4 |  | 7 | 1923 | NG BLQ: WAT; N Y: N; Y N: Y | Y | S |  | N | IPP Non-CHP | 2 |  | N | N | [17 empty] | N
57280 | Eagle Creek RE LLC | 2631 | Rio | NY | Sullivan | RIO | HY | OP | 10 | 10 | 10 |  | 12 | 1927 | NG BLQ: WAT; N Y: N; Y N: Y |  | S |  | N | IPP Non-CHP | 2 |  | N | N | 0.8 | 0.8 | 10 | 2013 | [13 empty] | N
57280 | Eagle Creek RE LLC | 2634 | Swinging Bridge 2 | NY | Sullivan | SWI2 | HY | OP | 7 | 7 | 7 |  | 8 | 1939 | NG BLQ: WAT; N Y: N; Y N: Y | Y | S |  | N | IPP Non-CHP | 2 |  | N | N | [17 empty] | N
57281 | University of Cincinnati | 57908 | Central Utility Plant Cincinnati | OH | Hamilton | CTG1 | CT | OP | 11.9 | 11.8 | 12.5 | CUP | 6 | 2004 | NG BLQ: NG; NG NG: DFO; N Y: Y; Y N: Y |  | S |  | Y | Commercial CHP | 5 | T |  | N | [17 empty] | N
57281 | University of Cincinnati | 57908 | Central Utility Plant Cincinnati | OH | Hamilton | CTG2 | CT | OP | 11.9 | 11.8 | 12.5 | CUP | 6 | 2004 | NG BLQ: NG; NG NG: DFO; N Y: Y; Y N: Y |  | S |  | Y | Commercial CHP | 5 | T |  | N | [17 empty] | N
57281 | University of Cincinnati | 57908 | Central Utility Plant Cincinnati | OH | Hamilton | P005 | IC | OP | 1.9 | 1.9 | 1.9 |  | 6 | 2004 | NG BLQ: DFO; N Y: N; Y N: Y |  | S |  | N | Commercial CHP | 5 |  |  | N | [17 empty] | N
57281 | University of Cincinnati | 57908 | Central Utility Plant Cincinnati | OH | Hamilton | STG | CA | OP | 21.5 | 18 | 18 | CUP | 6 | 2004 | NG BLQ: NG; NG NG: DFO; N Y: Y; Y N: Y |  | S |  | Y | Commercial CHP | 5 | T | Y | Y | 3.5 | 3.5 | 5 | 2013 | [8 empty] | N |  |  |  |  | N
57281 | University of Cincinnati | 57929 | East Campus Utility Plant | OH | Hamilton | P007 | IC | OP | 2 | 1.7 | 1.7 | ECUP | 7 | 2006 | NG BLQ: DFO; N Y: N; Y N: Y |  | S |  | N | Commercial Non-CHP | 4 |  |  | N | [17 empty] | N
57281 | University of Cincinnati | 57929 | East Campus Utility Plant | OH | Hamilton | P008 | IC | OP | 1.5 | 1.5 | 1.5 | ECUP | 7 | 2006 | NG BLQ: DFO; NG NG: OBL; N Y: Y; Y N: Y |  | S |  | N | Commercial Non-CHP | 4 |  |  | N | [17 empty] | N
57281 | University of Cincinnati | 57929 | East Campus Utility Plant | OH | Hamilton | STG | ST | OP | 1.3 | 1.2 | 1.2 | ECUP | 11 | 2010 | NG | BIT | DFO |  |  |  | Y | Y |  | S |  | N | Commercial Non-CHP | 4 |  |  | N | [17 empty] | N | [6 empty] | NG
57283 | Northbrook Energy LLC | 50179 | Box Canyon | CA | SISKIYOU | GEN1 | HY | OP | 2.5 | 2.5 | 2.5 |  | 6 | 1986 | NG BLQ: WAT; N Y: N; Y N: Y |  | S | 0 | N | IPP Non-CHP | 2 |  | N | N | [17 empty] | N
57283 | Northbrook Energy LLC | 50179 | Box Canyon | CA | SISKIYOU | GEN2 | HY | OP | 2.5 | 2.5 | 2.5 |  | 6 | 1986 | NG BLQ: WAT; N Y: N; Y N: Y |  | S | 0 | N | IPP Non-CHP | 2 |  | N | N | [17 empty] | N
57284 | Moorhead Public Service | 57910 | Centennial Generating Station | MN | Clay | 1 | IC | OP | 2.3 | 2 | 2 |  | 8 | 2011 | NG BLQ: DFO; N Y: N; Y N: N |  | S |  | N | Electric Utility | 1
57284 | Moorhead Public Service | 57910 | Centennial Generating Station | MN | Clay | 2 | IC | OP | 2.3 | 2 | 2 |  | 8 | 2011 | NG BLQ: DFO; N Y: N; Y N: N |  | S |  | N | Electric Utility | 1
57284 | Moorhead Public Service | 57910 | Centennial Generating Station | MN | Clay | 3 | IC | OP | 2.3 | 2 | 2 |  | 8 | 2011 | NG BLQ: DFO; N Y: N; Y N: N |  | S |  | N | Electric Utility | 1
57284 | Moorhead Public Service | 57910 | Centennial Generating Station | MN | Clay | 4 | IC | OP | 2.3 | 2 | 2 |  | 8 | 2011 | NG BLQ: DFO; N Y: N; Y N: N |  | S |  | N | Electric Utility | 1
57284 | Moorhead Public Service | 57910 | Centennial Generating Station | MN | Clay | 5 | IC | OP | 2.3 | 2 | 2 |  | 8 | 2011 | NG BLQ: DFO; N Y: N; Y N: N |  | S |  | N | Electric Utility | 1
57285 | Roseburg LFG Energy LLC | 57911 | Roseburg LFG | OR | Douglas | 1 | IC | OP | 1.6 | 1.6 | 1.6 |  | 12 | 2011 | NG BLQ: LFG; N Y: N; Y N: Y |  | S |  | N | IPP Non-CHP | 2 |  |  | N | [17 empty] | N
57295 | DTE Calvert City LLC | 55308 | Calvert City | KY | Marshall | GEN1 | GT | OP | 26.7 | 23 | 28.5 |  | 4 | 2000 | NG BLQ: NG; N Y: N; Y N: Y |  | S |  | Y | Industrial CHP | 7 | T | N | N | [12 empty] | N |  |  |  |  | N
57296 | Sidney Sugars Incorporated | 57914 | Sidney MT Plant | MT | Richland | 1 | ST | OP | 2 |  | 2 |  | 9 | 1950 | NG BLQ: LIG; N Y: N; Y N: N |  | S |  | Y | Industrial CHP | 7 | T |  | N | [17 empty] | N | Y | [5 empty] | LIG | WDS | PG
57296 | Sidney Sugars Incorporated | 57914 | Sidney MT Plant | MT | Richland | 2 | ST | OP | 2 |  | 2 |  | 9 | 1950 | NG BLQ: LIG; N Y: N; Y N: N |  | S |  | Y | Industrial CHP | 7 | T |  | N | [17 empty] | N | Y | N |  |  |  |  | LIG | WDS | PG
57297 | FMC Westvaco | 57915 | FMC Westvaco | WY | Sweetwater | 1 | ST | OP | 3.5 | 3.5 | 3.5 |  | 6 | 1953 | NG BLQ: SUB; NG NG: NG; N Y: Y; Y N: N |  | S |  | Y | Industrial CHP | 7 | T |  | N | [17 empty] | N | Y | [5 empty] | NG
57297 | FMC Westvaco | 57915 | FMC Westvaco | WY | Sweetwater | 2 | ST | OP | 3.5 | 3.5 | 3.5 |  | 6 | 1953 | NG BLQ: SUB; NG NG: NG; N Y: Y; Y N: N |  | S |  | Y | Industrial CHP | 7 | T |  | N | [17 empty] | N | Y | [5 empty] | NG
57297 | FMC Westvaco | 57915 | FMC Westvaco | WY | Sweetwater | 3 | ST | OP | 4 | 3.5 | 3.5 |  | 6 | 1964 | NG BLQ: SUB; NG NG: NG; N Y: Y; Y N: N |  | S |  | Y | Industrial CHP | 7 | T |  | N | [17 empty] | N | Y | [5 empty] | NG
57297 | FMC Westvaco | 57915 | FMC Westvaco | WY | Sweetwater | 4 | ST | OP | 10 | 10 | 10 |  | 6 | 1972 | NG BLQ: SUB; NG NG: NG; N Y: Y; Y N: N |  | S |  | Y | Industrial CHP | 7 | T |  | N | [17 empty] | N | Y | [5 empty] | NG
57297 | FMC Westvaco | 57915 | FMC Westvaco | WY | Sweetwater | 5 | ST | OP | 10 | 10 | 10 |  | 6 | 1975 | NG BLQ: SUB; NG NG: NG; N Y: Y; Y N: N |  | S |  | Y | Industrial CHP | 7 | T |  | N | [17 empty] | N | Y | [5 empty] | NG
57297 | FMC Westvaco | 57915 | FMC Westvaco | WY | Sweetwater | 6 | ST | OP | 10 | 10 | 10 |  | 6 | 1975 | NG BLQ: SUB; NG NG: NG; N Y: Y; Y N: N |  | S |  | Y | Industrial CHP | 7 | T |  | N | [17 empty] | N | Y | [5 empty] | NG
57299 | Spreckels Sugar Company | 57916 | Spreckels Sugar Company | CA | Imperial | 1 | ST | OP | 8.9 | 8.9 | 8.9 |  | 4 | 1948 | [9 empty] | S |  | Y | Industrial CHP | 7 | T |  | N | 0 | 0 |  |  | 0 | 0 | [6 empty] | N |  |  |  |  | N | bar: NG BLQ; N Y to Y N
57300 | Bayer CropScience | 57917 | Bayer CropScience Institute Plant | WV | Kanawha | 1 | ST | OP | 6.3 | 6.3 | 6.3 |  | 5 | 1958 | NG BLQ: BIT; NG NG: NG; N Y: Y; Y N: N |  | S |  | N | Industrial Non-CHP | 6 |  |  | N | [17 empty] | N | Y
57300 | Bayer CropScience | 57917 | Bayer CropScience Institute Plant | WV | Kanawha | 2 | ST | OP | 6.3 | 6.3 | 6.3 |  | 4 | 1961 | NG BLQ: BIT; NG NG: NG; N Y: Y; Y N: N |  | S |  | N | Industrial Non-CHP | 6 |  |  | N | [17 empty] | N | Y
57301 | Orchard Mesa Irrigation District | 473 | Grand Valley Project Power Plant | CO | Mesa | 1 | HY | OP | 1.5 | 1.6 | 1.6 |  | 1 | 1932 | NG BLQ: WAT; N Y: N; Y N: Y |  | W |  | N | Electric Utility | 1 |  | N | N
57301 | Orchard Mesa Irrigation District | 473 | Grand Valley Project Power Plant | CO | Mesa | 2 | HY | OP | 1.5 | 1.6 | 1.6 |  | 1 | 1932 | NG BLQ: WAT; N Y: N; Y N: Y |  | W |  | N | Electric Utility | 1 |  | N | N | [17 empty] | N
57302 | Sonoco Products Co | 57919 | Sonoco Products Co | SC | Darlington | 2 | ST | SB | 2.5 | 2.5 | 2.5 |  | 6 | 1950 | NG BLQ: NG; NG NG: BIT; N Y: Y; Y N: N | Y | S |  | Y | Industrial CHP | 7 | B |  | N | [15 empty] | 12 | 2015 | N | [6 empty] | NG
57302 | Sonoco Products Co | 57919 | Sonoco Products Co | SC | Darlington | 3 | ST | OP | 10 | 10 | 10 |  | 2 | 1947 | NG BLQ: NG; NG NG: BIT; N Y: Y; Y N: N |  | S |  | Y | Industrial CHP | 7 | B |  | N | [17 empty] | N | Y | [5 empty] | NG
57302 | Sonoco Products Co | 57919 | Sonoco Products Co | SC | Darlington | 4 | ST | OP | 28 | 28 | 28 |  | 6 | 1957 | NG BLQ: BIT; NG NG: WDS; N Y: Y; Y N: N |  | S |  | Y | Industrial CHP | 7 | B |  | N | [17 empty] | N |  | Y |  |  |  |  | NG
57303 | State of Illinois | 57918 | Jacksonville Developmental Center | IL | Morgan | 1 | ST | OP | 0.7 | 0.7 | 0.7 |  | 6 | 1945 | NG BLQ: BIT; N Y: N; Y N: N |  | S |  | Y | Commercial CHP | 5 | T |  | Y | [15 empty] | 3 | 2013 | N | Y
57303 | State of Illinois | 57918 | Jacksonville Developmental Center | IL | Morgan | 2 | ST | OP | 0.7 | 0.7 | 0.7 |  | 6 | 1945 | NG BLQ: BIT; N Y: N; Y N: N |  | S |  | Y | Commercial CHP | 5 | T |  | Y | [15 empty] | 3 | 2013 | N | Y
57303 | State of Illinois | 57918 | Jacksonville Developmental Center | IL | Morgan | 3 | ST | OP | 2 | 2 | 2 |  | 6 | 1945 | NG BLQ: BIT; N Y: N; Y N: N |  | S |  | Y | Commercial CHP | 5 | T |  | Y | [15 empty] | 3 | 2013 | N | Y
57305 | Wright Patterson AFB | 57926 | Heat Plant 770 | OH | Greene | HP | ST | OA | 1.2 |  | 1.2 |  | 4 | 2003 | NG BLQ: BIT; N Y: N; Y N: Y |  | W |  | Y | Commercial CHP | 5 | B |  | Y | [9 empty] | NG | 4 | 2015 | [5 empty] | N | Y
57305 | Wright Patterson AFB | 57926 | Heat Plant 770 | OH | Greene | LP | ST | OP | 0.8 |  | 0.8 |  | 4 | 2003 | NG BLQ: BIT; N Y: N; Y N: Y |  | W |  | Y | Commercial CHP | 5 | B |  | Y | [9 empty] | NG | 4 | 2015 | [5 empty] | N | Y
57306 | Southern Illinois University Carbondale | 57928 | SIUC | IL | Jackson | EMER | IC | SB | 1.6 | 1.6 | 1.6 |  | 6 | 1998 | NG BLQ: DFO; N Y: N; Y N: N | Y | S |  | N | Commercial CHP | 5 |  |  | N | [12 empty] | N |  |  |  |  | N
57306 | Southern Illinois University Carbondale | 57928 | SIUC | IL | Jackson | GEN5 | ST | OP | 3.5 | 2.8 | 2.8 |  | 6 | 1998 | NG BLQ: BIT; N Y: N; Y N: N |  | S |  | Y | Commercial CHP | 5 | T |  | N | [12 empty] | N |  |  |  |  | N |  | Y |  |  |  |  | NG
57308 | Amonix UASTP Solar Generation 1 LLC | 57930 | Amonix UASTP Solar Power Station | AZ | Pima | UAST | PV | OP | 1.9 | 1.9 | 1.9 |  | 4 | 2011 | NG BLQ: SUN; N Y: N; Y N: Y | Y | S | 36 | N | IPP Non-CHP | 2 |  |  | N
57309 | Holyoke Solar LLC | 57931 | Holyoke Solar Cooperative at Mueller | MA | Hampden | PV1 | PV | OP | 2.7 | 2.7 | 2.7 |  | 12 | 2011 | NG BLQ: SUN; N Y: N; Y N: Y |  | S | 6 | N | IPP Non-CHP | 2 |  |  | N | [12 empty] | N
57310 | General Motors LLC | 57932 | Wentzville Assembly & Contiguous | MO | St Charles | GEN1 | ST | OP | 3 | 3 | 3 |  | 6 | 1981 | NG BLQ: BIT; N Y: N; Y N: N |  | S |  | Y | Industrial CHP | 7 | B |  | N | [17 empty] | N | Y
57311 | Constellation Solar Federal LLC | 58029 | Constellation New Energy Inc | NJ | Burlington | PV1 | PV | OP | 3.9 | 3.9 | 3.9 |  | 12 | 2011 | NG BLQ: SUN; N Y: N; Y N: Y |  | S | 18 | N | IPP Non-CHP | 2 |  |  | N
57312 | ACE - Sacramento Solar LLC | 57933 | Campbell Soup Solar Facility | CA | Sacramento | CSSF | PV | OP | 1.9 | 1.9 | 1.9 |  | 7 | 2012 | NG BLQ: SUN; N Y: N; Y N: N |  | S | 4 | N | Industrial Non-CHP | 6 | [20 empty] | N
57313 | SolarCity Corporation | 57939 | Walmart Casa Grande | AZ | Pinal | 1 | PV | OP | 1.1 | 0.5 | 0.4 |  | 6 | 2011 | NG BLQ: SUN; N Y: N; Y N: N |  | S | 1 | N | Commercial Non-CHP | 4 |  |  | N | [17 empty] | N
57313 | SolarCity Corporation | 57939 | Walmart Casa Grande | AZ | Pinal | 2 | PV | OP | 0.9 | 1 | 0.8 |  | 6 | 2011 | NG BLQ: SUN; N Y: N; Y N: N |  | S | 1 | N | Commercial Non-CHP | 4 |  |  | N | [17 empty] | N
57313 | SolarCity Corporation | 58086 | Intel Folsom | CA | Sacramento | 1 | PV | OP | 0.5 | 0.5 | 0.5 |  | 7 | 2010 | NG BLQ: SUN; N Y: N; Y N: N |  | S | 1 | N | Commercial Non-CHP | 4 | [20 empty] | N
57313 | SolarCity Corporation | 58086 | Intel Folsom | CA | Sacramento | 2 | PV | OP | 0.5 | 0.5 | 0.5 |  | 7 | 2010 | NG BLQ: SUN; N Y: N; Y N: N |  | S | 1 | N | Commercial Non-CHP | 4 | [20 empty] | N
57314 | ADA Carbon Solutions LLC | 57938 | ADA Carbon Solutions Red River | LA | Red River | GEN1 | ST | OP | 20.8 | 20.5 | 20.8 |  | 2 | 2011 | NG BLQ: WH; N Y: N; Y N: Y |  | S |  | Y | Industrial CHP | 7 | B |  | N | [12 empty] | N |  |  |  |  | N | [6 empty] | NG
57315 | Western Sugar Cooperative | 57937 | Western Sugar Coop - Scottsbluff | NE | Scotts Bluff | SCBF | ST | OP | 5 | 5 | 5 |  | 9 | 1987 | NG BLQ: SUB; N Y: N; Y N: N |  | S |  | N | Industrial Non-CHP | 6 |  |  | N | [12 empty] | N | [5 empty] | N |  | Y |  |  |  | SUB
57315 | Western Sugar Cooperative | 57967 | Western Sugar Coop - Torrington | WY | Goshen | GEGEN | ST | OP | 2 | 2 | 2 |  | 10 | 1978 | NG BLQ: SUB; NG NG: NG; N Y: N; Y N: N |  | W |  | Y | Industrial CHP | 7 | T |  | N | [18 empty] | N |  | Y |  |  |  | SUB
57315 | Western Sugar Cooperative | 58081 | Western Sugar Coop- Ft Morgan | CO | Morgan | ATB-2 | ST | OP | 3 | 3 | 3 |  | 9 | 1947 | NG BLQ: SUB; N Y: N; Y N: N |  | S | 5 | Y | Industrial CHP | 7 | B |  | N | [18 empty] | N |  | Y |  |  |  | SUB
57316 | Miller Coors LLC | 57936 | Albany Brewery | GA | Dougherty | GEN1 | ST | SB | 6 | 2.5 | 2.5 |  | 11 | 1979 | NG BLQ: BIT; N Y: N; Y N: Y | Y | S |  | N | Industrial Non-CHP | 6 |  |  | N | [17 empty] | N | Y |  | Y |  |  |  | DFO
57317 | Wausau Paper Middletown | 57940 | Wausau Paper Middletown | OH | Butler | G3 | ST | OP | 7.5 | 1 | 1.5 |  | 4 | 1986 | NG BLQ: BIT; NG NG: DFO; N Y: N; Y N: Y |  | S |  | Y | Industrial CHP | 7 | T |  | N | [17 empty] | N | Y | [5 empty] | DFO
57318 | Constellation Solar Net Metering LLC | 57941 | Town of Uxbridge MA at Commerce Dr | MA | Worcester | PV1 | PV | OP | 1.8 | 1.8 | 1.8 |  | 6 | 2012 | NG BLQ: SUN; N Y: N; Y N: Y |  | S | 4 | N | IPP Non-CHP | 2 | [20 empty] | N
57319 | Constellation Solar Massachusetts LLC | 57942 | Town of Norfolk MA at Medway Branch | MA | Norfolk | PV1 | PV | OP | 1.2 | 1.2 | 1.2 |  | 6 | 2012 | NG BLQ: SUN; N Y: N; Y N: Y |  | S | 3 | N | IPP Non-CHP | 2 | [20 empty] | N
57322 | Naval Facilities Engineering Command | 57944 | Goddard Steam Plant | MD | Charles | 1 | ST | OP | 6.2 | 5 | 3.5 |  | 7 | 1957 | NG BLQ: BIT; NG NG: RFO; N Y: Y; Y N: N |  | S |  | N | Commercial Non-CHP | 4 |  |  | Y | [15 empty] | 8 | 2016 | N | Y | [5 empty] | RFO
57322 | Naval Facilities Engineering Command | 57944 | Goddard Steam Plant | MD | Charles | 2 | ST | OP | 6.2 | 5 | 3.5 |  | 7 | 1957 | NG BLQ: BIT; NG NG: RFO; N Y: Y; Y N: N |  | S |  | N | Commercial Non-CHP | 4 |  |  | Y | [15 empty] | 8 | 2016 | N | Y | [5 empty] | RFO
57324 | Michigan Sugar Company | 57949 | MSC Sebewaing | MI | Huron | 1 | ST | OP | 1.5 |  | 1.4 |  | 10 | 1990 | BIT | NG | NG |  |  |  | N | N | N | S |  | N | Industrial Non-CHP | 6 |  |  | N | [17 empty] | N | N |  | Y |  |  |  | NG
57324 | Michigan Sugar Company | 57949 | MSC Sebewaing | MI | Huron | 2 | ST | OP | 1 |  | 0.9 |  | 10 | 1979 | BIT | NG | NG |  |  |  | N | N | N | S |  | N | Industrial Non-CHP | 6 |  |  | N | [17 empty] | N | N |  | Y |  |  |  | NG
57324 | Michigan Sugar Company | 57950 | MSC Croswell | MI | Sanilac | 1 | ST | OP | 1.3 |  | 2.1 |  | 10 | 1948 | BIT | NG | NG |  |  |  | N | N | N | S |  | N | Industrial Non-CHP | 6 |  |  | N | [17 empty] | N | N |  | Y |  |  |  | NG
57325 | Eagle Rock Field Services LLP | 57952 | Woodall Gas Plant | TX | Hemphill | GEN1 | IC | OP | 1 | 1 | 1 |  | 5 | 2012 | [9 empty] | S |  | N | Industrial Non-CHP | 6 | [20 empty] | N | bar: NG BLQ; N Y to Y N
57325 | Eagle Rock Field Services LLP | 57952 | Woodall Gas Plant | TX | Hemphill | GEN2 | IC | OP | 1 | 1 | 1 |  | 6 | 2012 | [9 empty] | S |  | N | Industrial Non-CHP | 6 | [20 empty] | N | bar: NG BLQ; N Y to Y N
57325 | Eagle Rock Field Services LLP | 57952 | Woodall Gas Plant | TX | Hemphill | GEN3 | IC | OP | 1 | 1 | 1 |  | 6 | 2012 | [9 empty] | S |  | N | Industrial Non-CHP | 6 | [20 empty] | N | bar: NG BLQ; N Y to Y N
57326 | NJ Oak Solar LLC | 57948 | NJ Oak Solar Plant | NJ | Cumberland | OAK | PV | OP | 10 | 10 | 10 |  | 12 | 2011 | NG BLQ: SUN; N Y: N; Y N: Y |  | S | 10 | N | IPP Non-CHP | 2 |  |  | N
57327 | Element Power US LLC | 57947 | Macho Springs Power I | NM | Luna | GEN | WT | OP | 50.4 | 50.4 | 50.4 |  | 11 | 2011 | NG BLQ: WND; N Y: N; Y N: Y |  | S | 28 | N | IPP Non-CHP | 2 |  |  | N
57328 | Shore Point Solar LLC | 57951 | Shore Point Solar | NJ | Monmouth | 1 | PV | OP | 1 | 1 | 1 |  | 9 | 2011 | NG BLQ: SUN; N Y: N; Y N: Y |  | S | 1 | N | IPP Non-CHP | 2 |  |  | N
57329 | DTE Silver Grove LLC | 57955 | Silver Grove | KY | Campbell | 1 | GT | OA | 5.2 | 4.3 | 5 |  | 5 | 2001 | NG BLQ: NG; N Y: N; Y N: Y |  | S |  | Y | Industrial CHP | 7 | T |  | N
57332 | Roquette America | 57953 | Roquette America | IA | Lee | GT | CT | SB | 40 | 38 | 40 |  | 7 | 2004 | [8 empty] | Y | S |  | Y | Industrial CHP | 7 | T |  | N | bar: NG BLQ; N Y to Y N
57332 | Roquette America | 57953 | Roquette America | IA | Lee | HRSG | CA | SB | 10 | 10 | 10 |  | 7 | 2004 | [8 empty] | Y | S |  | Y | Industrial CHP | 7 | T | Y | N | bar: NG BLQ; N Y to Y N
57332 | Roquette America | 57953 | Roquette America | IA | Lee | ST | ST | OP | 34.4 | 32 | 32 |  | 2 | 2007 | NG BLQ: PC; NG NG: BIT; N Y: Y; Y N: N |  | S |  | Y | Industrial CHP | 7 | B |  | N | [17 empty] | N |  | Y
57333 | Musselshell Wind Project LLC | 57963 | Musselshell Wind Project | MT | Wheatland | MWP1 | WT | OP | 10 | 10 | 10 |  | 12 | 2012 | NG BLQ: WND; N Y: N; Y N: Y |  | S | 7 | N | IPP Non-CHP | 2 | [20 empty] | N
57335 | GSG 6 LLC | 57964 | Shady Oaks Wind Farm | IL | Lee | 1 | WT | OP | 109.5 | 109.5 | 109.5 |  | 5 | 2012 | NG BLQ: WND; N Y: N; Y N: Y |  | S | 71 | N | IPP Non-CHP | 2 | [20 empty] | N
57336 | Brookfield Renewable Energy Group | 57835 | Alta Wind VIII | CA | Kern | AW08 | WT | OP | 150 | 150 | 150 |  | 1 | 2012 | NG BLQ: WND; N Y: N; Y N: Y |  | W | 50 | N | IPP Non-CHP | 2 |  |  | N
57336 | Brookfield Renewable Energy Group | 57962 | Brookfield Tehachapi 1 | CA | Kern | BT1 | WT | OP | 102 | 102 | 102 |  | 3 | 2012 | NG BLQ: WND; N Y: N; Y N: Y | N | S | 34 | N | IPP Non-CHP | 2 |  |  | N | [17 empty] | N
57337 | Aegis Renewables LLC | 57427 | Ryegrass Windfarm | ID | Elmore | 1 | WT | OP | 23 | 23 | 23 |  | 12 | 2012 | NG BLQ: WND; N Y: N; Y N: Y |  | S | 10 | N | IPP Non-CHP | 2 | [20 empty] | N
57337 | Aegis Renewables LLC | 57428 | Hammett Hill Windfarm | ID | Elmore | 1 | WT | OP | 23 | 23 | 23 |  | 12 | 2012 | NG BLQ: WND; N Y: N; Y N: Y |  | S | 10 | N | IPP Non-CHP | 2 | [20 empty] | N
57337 | Aegis Renewables LLC | 57429 | Mainline Windfarm | ID | ELMORE | 1 | WT | OP | 23 | 23 | 23 |  | 12 | 2012 | NG BLQ: WND; N Y: N; Y N: Y |  | S | 10 | N | IPP Non-CHP | 2 | [20 empty] | N
57337 | Aegis Renewables LLC | 57430 | Desert Meadow Windfarm | ID | Elmore | 1 | WT | OP | 23 | 23 | 23 |  | 12 | 2012 | NG BLQ: WND; N Y: N; Y N: Y |  | S | 10 | N | IPP Non-CHP | 2 | [20 empty] | N
57337 | Aegis Renewables LLC | 57431 | Cold Springs Windfarm | ID | Elmore | 1 | WT | OP | 23 | 23 | 23 |  | 12 | 2012 | NG BLQ: WND; N Y: N; Y N: Y |  | S | 10 | N | IPP Non-CHP | 2 | [20 empty] | N
57337 | Aegis Renewables LLC | 57444 | Two Ponds Windfarm | ID | Elmore | 1 | WT | OP | 23 | 23 | 23 |  | 12 | 2012 | NG BLQ: WND; N Y: N; Y N: Y |  | S | 10 | N | IPP Non-CHP | 2 | [20 empty] | N
57338 | Musselshell Wind Project Two LLC | 57965 | Musselshell Wind Project Two LLC | MT | Wheatland | MWP2 | WT | OP | 10 | 10 | 10 |  | 12 | 2012 | NG BLQ: WND; N Y: N; Y N: Y |  | S | 7 | N | IPP Non-CHP | 2 | [20 empty] | N
57340 | Cashton Greens Wind Farm LLC | 57968 | Cashton Greens Wind Farm | WI | Monroe | CGWF | WT | OP | 5 | 5 | 5 |  | 5 | 2012 | NG BLQ: WND; N Y: N; Y N: Y |  | J | 2 | N | IPP Non-CHP | 2 | [20 empty] | N
57341 | Foster Wheeler Twin Cities | 57966 | Southeast Steam Plant | MN | Hennepin | SSP | ST | OP | 13 | 0.1 | 9 |  | 1 | 1998 | NG | SUB | DFO |  |  |  | Y | Y |  | S |  | N | Commercial Non-CHP | 4 |  |  | N | [17 empty] | N |  | Y | N
57344 | Hampton Lumber Mills - Washington Inc | 57969 | Darrington | WA | Snohomish | GEN1 | ST | OP | 4.5 | 4.5 | 4.5 |  | 2 | 2007 | NG BLQ: WDS; N Y: N; Y N: N |  | S | 4400 | Y | Industrial CHP | 7 | T |  | N | [24 empty] | WDS
57345 | Butte-Glenn Community College District | 57970 | Butte College Main Campus Solar | CA | Butte | SOL1 | PV | OP | 3.5 | 2.9 | 2.8 |  | 7 | 2011 | NG BLQ: SUN; N Y: N; Y N: Y |  | S | 114 | N | Commercial Non-CHP | 4 |  |  | N | [17 empty] | N
57348 | AES ES Westover LLC | 57972 | AES Johnson City | NY | Broome | JCP1 | BA | OP | 8 | 8 | 8 |  | 12 | 2010 | NG BLQ: MWH; N Y: N; Y N: Y |  | S | 8 | N | IPP Non-CHP | 2 |  |  | N | [17 empty] | N
57353 | Plumas Sierra Rural Electric Coop | 57977 | High Sierra Cogeneration Plant | CA | Lassen | ENG1 | IC | OP | 3 | 2.5 | 2.8 |  | 2 | 2010 | NG BLQ: NG; N Y: N; Y N: Y |  | S |  | Y | Electric Utility | 1 | T |  | N | [17 empty] | N
57353 | Plumas Sierra Rural Electric Coop | 57977 | High Sierra Cogeneration Plant | CA | Lassen | ENG2 | IC | OP | 3 | 2.5 | 2.8 |  | 2 | 2010 | NG BLQ: NG; N Y: N; Y N: Y |  | S |  | Y | Electric Utility | 1 | T |  | N | [17 empty] | N
57354 | Gestamp Asetym Solar North America | 57982 | Meridian Vineyards | CA | San Luis Obispo | PV-1 | PV | OP | 0.5 | 0.5 | 0.5 |  | 12 | 2010 | NG BLQ: SUN; N Y: N; Y N: Y |  | W | 2 | N | IPP Non-CHP | 2 |  |  | N | [17 empty] | N
57354 | Gestamp Asetym Solar North America | 57982 | Meridian Vineyards | CA | San Luis Obispo | PV-2 | PV | OP | 0.6 | 0.6 | 0.6 |  | 12 | 2010 | NG BLQ: SUN; N Y: N; Y N: Y |  | W | 3 | N | IPP Non-CHP | 2 |  |  | N | [17 empty] | N
57354 | Gestamp Asetym Solar North America | 58073 | SEPV 1 | CA | Los Angeles | SEPV | PV | OP | 2 | 2 | 2 |  | 5 | 2012 | NG BLQ: SUN; N Y: N; Y N: N |  | W | 4 | N | IPP Non-CHP | 2 |  |  | N | [17 empty] | N
57354 | Gestamp Asetym Solar North America | 58074 | SEPV 2 | CA | San Bernardino | SEPV | PV | OP | 2 | 2 | 2 |  | 6 | 2012 | NG BLQ: SUN; Y N: N |  | W |  | N | IPP Non-CHP | 2 |  |  | Y | [17 empty] | N
57354 | Gestamp Asetym Solar North America | 58118 | La Joya Del Sol | CA | Fresno | JDS1 | PV | OP | 1.5 | 1.5 | 1.5 |  | 12 | 2012 | NG BLQ: SUN; N Y: N; Y N: N |  | S | 3 | N | IPP Non-CHP | 2 | [20 empty] | N
57354 | Gestamp Asetym Solar North America | 58144 | SVEP Solar Project Company | VT | Bennington | SVEP1 | PV | OP | 2 | 2 | 2 |  | 12 | 2012 | NG BLQ: SUN; N Y: N; Y N: Y |  | S | 4 | N | IPP Non-CHP | 2 | [20 empty] | N
57354 | Gestamp Asetym Solar North America | 58145 | Williamstown Solar | VT | Orange | WTS_1 | PV | OP | 2 | 2 | 2 |  | 12 | 2012 | NG BLQ: SUN; N Y: N; Y N: Y |  | S | 4 | N | IPP Non-CHP | 2 | [20 empty] | N
57356 | Alabama River Cellulose LLC | 10216 | Alabama River Pulp | AL | Monroe | GEN1 | ST | OP | 48 | 44.6 | 45.1 |  | 11 | 1978 | BLQ | WDS | DFO | NG |  |  | Y | Y | N | S |  | Y | Industrial CHP | 7 | B | N | N | [17 empty] | N | [6 empty] | NG
57356 | Alabama River Cellulose LLC | 54429 | Alabama Pine Pulp | AL | Monroe | GEN2 | ST | OP | 69 | 64.2 | 64.9 |  | 11 | 1991 | BLQ | WDS | DFO |  |  |  | Y | Y |  | S |  | Y | Industrial CHP | 7 | B | N | N | [17 empty] | N | [6 empty] | DFO
57359 | Richland-Stryker Generation LLC | 2880 | Richland | OH | Defiance | 1 | GT | OP | 15 | 11 | 14 |  | 12 | 1965 | NG BLQ: DFO; NG NG: NG; N Y: N; Y N: Y |  | S |  | N | IPP Non-CHP | 2 |  | N | N | [17 empty] | N
57359 | Richland-Stryker Generation LLC | 2880 | Richland | OH | Defiance | 2 | GT | OP | 15 | 11 | 14 |  | 2 | 1966 | NG BLQ: NG; NG NG: DFO; N Y: N; Y N: Y |  | S |  | N | IPP Non-CHP | 2 |  | N | N | [17 empty] | N
57359 | Richland-Stryker Generation LLC | 2880 | Richland | OH | Defiance | 3 | GT | OP | 15 | 11 | 14 |  | 2 | 1966 | NG BLQ: NG; NG NG: DFO; N Y: N; Y N: Y |  | S |  | N | IPP Non-CHP | 2 |  | N | N | [17 empty] | N
57359 | Richland-Stryker Generation LLC | 2880 | Richland | OH | Defiance | 4 | GT | OP | 135 | 112 | 130 |  | 3 | 2001 | NG BLQ: NG; N Y: N; Y N: Y |  | S |  | N | IPP Non-CHP | 2 |  | N | N
57359 | Richland-Stryker Generation LLC | 2880 | Richland | OH | Defiance | 5 | GT | OP | 135 | 112 | 130 |  | 3 | 2001 | NG BLQ: NG; N Y: N; Y N: Y |  | S |  | N | IPP Non-CHP | 2 |  | N | N
57359 | Richland-Stryker Generation LLC | 2880 | Richland | OH | Defiance | 6 | GT | OP | 135 | 112 | 130 |  | 3 | 2001 | NG BLQ: NG; N Y: N; Y N: Y |  | S |  | N | IPP Non-CHP | 2 |  | N | N
57359 | Richland-Stryker Generation LLC | 2881 | Stryker | OH | WILLIAMS | 1 | GT | OP | 19 | 17 | 18 |  | 2 | 1968 | NG BLQ: DFO; N Y: N; Y N: Y |  | S |  | N | IPP Non-CHP | 2 |  | N | N | [17 empty] | N
57360 | SunE EPE1 LLC | 57986 | SunE EPE1 LLC | NM | Dona Ana | 1 | PV | OP | 11.3 | 11.3 | 11.3 |  | 6 | 2012 | NG BLQ: SUN; N Y: N; Y N: Y |  | S | 20 | N | IPP Non-CHP | 2 | [20 empty] | N
57361 | SunE EPE2 LLC | 57985 | SunE EPE2 LLC | NM | Dona Ana | 1 | PV | OP | 13.6 | 13.6 | 13.6 |  | 5 | 2012 | NG BLQ: SUN; N Y: N; Y N: Y |  | W | 24 | N | IPP Non-CHP | 2 | [20 empty] | N
57362 | Energy 2001 Inc | 57988 | Lincoln Landfill | CA | Placer | GEN 5 | IC | OP | 0.8 | 0.8 | 0.8 |  | 11 | 2012 | NG BLQ: LFG; N Y: N; Y N: Y |  | S |  | N | IPP Non-CHP | 2 |  |  | N
57362 | Energy 2001 Inc | 57988 | Lincoln Landfill | CA | Placer | GEN 6 | IC | OP | 0.8 | 0.8 | 0.8 |  | 11 | 2012 | NG BLQ: LFG; N Y: N; Y N: Y |  | S |  | N | IPP Non-CHP | 2 |  |  | N
57362 | Energy 2001 Inc | 57988 | Lincoln Landfill | CA | Placer | GEN1 | IC | OP | 0.8 | 0.8 | 0.8 |  | 11 | 2004 | NG BLQ: LFG; N Y: N; Y N: Y |  | S |  | N | IPP Non-CHP | 2 |  |  | N
57362 | Energy 2001 Inc | 57988 | Lincoln Landfill | CA | Placer | GEN2 | IC | OP | 0.8 | 0.8 | 0.8 |  | 11 | 2004 | NG BLQ: LFG; N Y: N; Y N: Y |  | S |  | N | IPP Non-CHP | 2 |  |  | N
57362 | Energy 2001 Inc | 57988 | Lincoln Landfill | CA | Placer | GEN3 | IC | OP | 0.8 | 0.8 | 0.8 |  | 11 | 2004 | NG BLQ: LFG; N Y: N; Y N: Y |  | S |  | N | IPP Non-CHP | 2 |  |  | N
57362 | Energy 2001 Inc | 57988 | Lincoln Landfill | CA | Placer | GEN4 | IC | OP | 0.8 | 0.8 | 0.8 |  | 11 | 2012 | NG BLQ: LFG; N Y: N; Y N: Y |  | S |  | N | IPP Non-CHP | 2 |  |  | N
57363 | Canadian Hills Wind LLC | 57987 | Canadian Hills Wind | OK | Canadian | 1 | WT | OP | 298.5 | 298.5 | 298.5 |  | 12 | 2012 | NG BLQ: WND; N Y: N; Y N: N |  | S | 135 | N | IPP Non-CHP | 2 | [20 empty] | N
57364 | Highland North LLC | 57991 | Highland North Wind Farm | PA | Cambria | 1 | WT | OP | 75 | 75 | 75 |  | 3 | 2012 | NG BLQ: WND; N Y: N; Y N: Y |  | S | 30 | N | IPP Non-CHP | 2
57365 | Consolidated Edison Solutions Inc | 57992 | Boston Scientific Solar | MA | Norfolk | BSMA | PV | OP | 1.1 | 1.1 | 1.1 |  | 12 | 2012 | NG BLQ: SUN; N Y: N; Y N: N |  | S | 3 | N | IPP Non-CHP | 2 | [20 empty] | N
57365 | Consolidated Edison Solutions Inc | 58032 | Padelford Solar | MA | Bristol | PSMA | PV | OP | 2.2 | 2.2 | 2.2 |  | 12 | 2012 | NG BLQ: SUN; N Y: N; Y N: N |  | S | 5 | N | IPP Non-CHP | 2 | [20 empty] | N
57369 | Apple, Inc | 58264 | Apple Data Center - Fuel Cell 1&2 | NC | Catawba | FC1 | FC | OP | 5 | 4.8 | 4.8 |  | 9 | 2012 | NG BLQ: LFG; N Y: N; Y N: Y |  | S |  | N | Commercial Non-CHP | 4 |  |  | N
57370 | NaturEner Rim Rock Energy LLC | 57995 | NaturEner Rim Rock Energy | MT | Toole | RR | WT | OP | 189 | 180 | 180 |  | 12 | 2012 | NG BLQ: WND; N Y: N; Y N: Y |  | S | 126 | N | IPP Non-CHP | 2 | [20 empty] | N
57372 | Auwahi Wind Energy LLC | 57996 | Auwahi Wind Energy | HI | Maui | AWEB | BA | OP | 11 | 11 | 11 |  | 12 | 2012 | NG BLQ: MWH; N Y: N; Y N: Y |  | S |  | N | IPP Non-CHP | 2 | [20 empty] | N
57372 | Auwahi Wind Energy LLC | 57996 | Auwahi Wind Energy | HI | Maui | AWET | WT | OP | 24 | 24 | 24 |  | 12 | 2012 | NG BLQ: WND; N Y: N; Y N: Y |  | S | 8 | N | IPP Non-CHP | 2 | [20 empty] | N
57373 | Big Savage LLC | 57998 | Twin Ridges Wind Farm | PA | Somerset | 1 | WT | OP | 139.4 | 139.4 | 139.4 |  | 12 | 2012 | NG BLQ: WND; N Y: N; Y N: Y |  | S | 68 | N | IPP Non-CHP | 2
57374 | Patton Wind Farm, LLC | 57999 | Patton Wind Farm | PA | Cambria | 1 | WT | OP | 30 | 30 | 30 |  | 12 | 2012 | NG BLQ: WND; N Y: N; Y N: Y |  | S | 15 | N | IPP Non-CHP | 2 | [20 empty] | N
57378 | Granite Reliable Power | 58004 | Granite Reliable Power | NH | Coos | 1 | WT | OP | 99 | 99 | 99 |  | 2 | 2012 | NG BLQ: WND; N Y: N; Y N: Y |  | J | 33 | N | IPP Non-CHP | 2 | [20 empty] | N
57383 | Wasatch View Solar LLC | 58006 | Salt Palace Solar Gen Plant | UT | Salt Lake | 1 | PV | OP | 0.8 | 0.8 | 0.8 |  | 5 | 2012 | NG BLQ: SUN; N Y: N; Y N: Y |  | S | 2 | N | IPP Non-CHP | 2 | [20 empty] | N
57383 | Wasatch View Solar LLC | 58006 | Salt Palace Solar Gen Plant | UT | Salt Lake | 2 | PV | OP | 0.5 | 0.5 | 0.5 |  | 5 | 2012 | NG BLQ: SUN; N Y: N; Y N: Y |  | S | 1 | N | IPP Non-CHP | 2 | [20 empty] | N
57384 | Brea Power II | 58007 | Brea Expansion Plant | CA | Orange | G1 | CT | OP | 6.8 | 6.8 | 6.8 |  | 11 | 2012 | NG BLQ: LFG; N Y: N; Y N: N |  | S |  | N | IPP Non-CHP | 2
57384 | Brea Power II | 58007 | Brea Expansion Plant | CA | Orange | G2 | CT | OP | 6.8 | 6.8 | 6.8 |  | 11 | 2012 | NG BLQ: LFG; N Y: N; Y N: N |  | S |  | N | IPP Non-CHP | 2
57384 | Brea Power II | 58007 | Brea Expansion Plant | CA | Orange | G3 | CT | OP | 6.8 | 6.8 | 6.8 |  | 11 | 2012 | NG BLQ: LFG; N Y: N; Y N: N |  | S |  | N | IPP Non-CHP | 2
57384 | Brea Power II | 58007 | Brea Expansion Plant | CA | Orange | G4 | CT | OP | 6.8 | 6.8 | 6.8 |  | 11 | 2012 | NG BLQ: LFG; N Y: N; Y N: N |  | S |  | N | IPP Non-CHP | 2
57384 | Brea Power II | 58007 | Brea Expansion Plant | CA | Orange | G5 | CA | OP | 10 | 10 | 10 |  | 11 | 2012 | NG BLQ: LFG; N Y: N; Y N: N |  | S |  | N | IPP Non-CHP | 2 |  | N
57386 | SunE CPS3 LLC | 58009 | SunE CPS3 LLC | TX | Bexar | 1 | PV | OP | 5.6 | 5.6 | 5.6 |  | 5 | 2012 | NG BLQ: SUN; N Y: N; Y N: Y |  | S | 17 | N | IPP Non-CHP | 2 | [20 empty] | N
57386 | SunE CPS3 LLC | 58009 | SunE CPS3 LLC | TX | Bexar | 2 | PV | OP | 5 | 5 | 5 |  | 7 | 2012 | NG BLQ: SUN; N Y: N; Y N: Y |  | S | 15 | N | IPP Non-CHP | 2 | [20 empty] | N
57389 | IKEA Property Inc | 58011 | IKEA Savannah 490 | GA | Chatham | PV | PV | OP | 1.2 | 1.2 | 1.2 |  | 9 | 2012 | NG BLQ: SUN; N Y: N; Y N: N |  | S | 3 | N | Commercial Non-CHP | 4
57389 | IKEA Property Inc | 58012 | IKEA Tampa 042 | FL | Hillsborough | PV | PV | OP | 1 | 1 | 1 |  | 8 | 2012 | NG BLQ: SUN; N Y: N; Y N: N |  | S | 2 | N | Commercial Non-CHP | 4
57389 | IKEA Property Inc | 58013 | IKEA Round Rock 027 | TX | Williamson | PV | PV | OP | 1.4 | 1.3 | 1.3 |  | 9 | 2012 | NG BLQ: SUN; N Y: N; Y N: N |  | S | 2 | N | Commercial Non-CHP | 4
57389 | IKEA Property Inc | 58015 | IKEA College Park 411 | MD | Prince George's | PV | PV | OP | 1 | 1 | 1 |  | 2 | 2012 | NG BLQ: SUN; N Y: N; Y N: N |  | S | 2 | N | Commercial Non-CHP | 4
57389 | IKEA Property Inc | 58028 | IKEA Tejon 345 | CA | Kern | PV | PV | OP | 1.5 | 1.5 | 1.5 |  | 4 | 2011 | NG BLQ: SUN; N Y: N; Y N: N |  | S | 3 | N | Commercial Non-CHP | 4 |  |  | N
57390 | Siemens Government Technologies Inc | 58010 | WSMR I | NM | Dona Ana | WSMR1 | PV | OP | 4.2 | 4.2 | 4.2 |  | 12 | 2012 | NG BLQ: SUN; N Y: N; Y N: N |  | S | 6 | N | IPP Non-CHP | 2 |  |  | N | [17 empty] | N
57390 | Siemens Government Technologies Inc | 58010 | WSMR I | NM | Dona Ana | WSMR2 | PV | OP | 0.4 | 0.4 | 0.4 |  | 12 | 2012 | NG BLQ: SUN; N Y: N; Y N: N |  | S | 1 | N | IPP Non-CHP | 2 |  |  | N | [17 empty] | N
57391 | Copper Mountain Solar 2, LLC | 58017 | Copper Mountain Solar 2 | NV | Clark | PV01 | PV | OP | 30 | 30 | 30 |  | 10 | 2012 | NG BLQ: SUN; N Y: N; Y N: Y |  | S | 48 | N | IPP Non-CHP | 2
57391 | Copper Mountain Solar 2, LLC | 58017 | Copper Mountain Solar 2 | NV | Clark | PV02 | PV | OP | 30 | 30 | 30 |  | 8 | 2012 | NG BLQ: SUN; N Y: N; Y N: Y |  | S | 48 | N | IPP Non-CHP | 2
57391 | Copper Mountain Solar 2, LLC | 58017 | Copper Mountain Solar 2 | NV | Clark | PV03 | PV | OP | 34 | 34 | 34 |  | 7 | 2012 | NG BLQ: SUN; N Y: N; Y N: Y |  | S | 54 | N | IPP Non-CHP | 2
57393 | Duke Energy Commercial Asset Management | 2831 | Dicks Creek | OH | Butler | 1 | GT | OP | 100 | 92 | 110 |  | 9 | 1965 | NG BLQ: NG; NG NG: DFO; N Y: N; Y N: Y |  | S |  | N | Electric Utility | 1 |  | N | N
57393 | Duke Energy Commercial Asset Management | 2831 | Dicks Creek | OH | Butler | 3 | GT | OP | 16.5 | 14.2 | 19.5 |  | 6 | 1969 | NG BLQ: NG; NG NG: DFO; N Y: N; Y N: Y |  | S |  | N | Electric Utility | 1 |  | N | N
57393 | Duke Energy Commercial Asset Management | 2831 | Dicks Creek | OH | Butler | 4 | GT | OP | 21.3 | 15 | 21.4 |  | 10 | 1969 | NG BLQ: DFO; N Y: N; Y N: Y |  | S |  | N | Electric Utility | 1 |  | N | N
57393 | Duke Energy Commercial Asset Management | 2831 | Dicks Creek | OH | Butler | 5 | GT | OP | 21.3 | 15 | 21.4 |  | 10 | 1969 | NG BLQ: DFO; N Y: N; Y N: Y |  | S |  | N | Electric Utility | 1 |  | N | N
57393 | Duke Energy Commercial Asset Management | 55236 | Lee Energy Facility | IL | Lee | CT1 | GT | OP | 101.8 | 71 | 89.5 |  | 6 | 2001 | NG BLQ: NG; N Y: N; Y N: Y |  | S |  | N | IPP Non-CHP | 2 |  | N | N | [17 empty] | N
57393 | Duke Energy Commercial Asset Management | 55236 | Lee Energy Facility | IL | Lee | CT2 | GT | OP | 101.8 | 71 | 89.5 |  | 6 | 2001 | NG BLQ: NG; N Y: N; Y N: Y |  | S |  | N | IPP Non-CHP | 2 |  | N | N | [17 empty] | N
57393 | Duke Energy Commercial Asset Management | 55236 | Lee Energy Facility | IL | Lee | CT3 | GT | OP | 101.8 | 71 | 89.5 |  | 6 | 2001 | NG BLQ: NG; N Y: N; Y N: Y |  | S |  | N | IPP Non-CHP | 2 |  | N | N | [17 empty] | N
57393 | Duke Energy Commercial Asset Management | 55236 | Lee Energy Facility | IL | Lee | CT4 | GT | OP | 101.8 | 71 | 89.5 |  | 6 | 2001 | NG BLQ: NG; N Y: N; Y N: Y |  | S |  | N | IPP Non-CHP | 2 |  | N | N | [17 empty] | N
57393 | Duke Energy Commercial Asset Management | 55236 | Lee Energy Facility | IL | Lee | CT5 | GT | OP | 101.8 | 71 | 89.5 |  | 5 | 2001 | NG BLQ: NG; N Y: N; Y N: Y |  | S |  | N | IPP Non-CHP | 2 |  | N | N | [17 empty] | N
57393 | Duke Energy Commercial Asset Management | 55236 | Lee Energy Facility | IL | Lee | CT6 | GT | OP | 101.8 | 71 | 89.5 |  | 5 | 2001 | NG BLQ: NG; N Y: N; Y N: Y |  | S |  | N | IPP Non-CHP | 2 |  | N | N | [17 empty] | N
57393 | Duke Energy Commercial Asset Management | 55236 | Lee Energy Facility | IL | Lee | CT7 | GT | OP | 101.8 | 71 | 89.5 |  | 6 | 2001 | NG BLQ: NG; N Y: N; Y N: Y |  | S |  | N | IPP Non-CHP | 2 |  | N | N | [17 empty] | N
57393 | Duke Energy Commercial Asset Management | 55236 | Lee Energy Facility | IL | Lee | CT8 | GT | OP | 101.8 | 71 | 89.5 |  | 6 | 2001 | NG BLQ: NG; N Y: N; Y N: Y |  | S |  | N | IPP Non-CHP | 2 |  | N | N | [17 empty] | N
57393 | Duke Energy Commercial Asset Management | 55397 | Washington Energy Facility | OH | Washington | CT1 | CT | OP | 198.9 | 169 | 175 |  | 6 | 2002 | NG BLQ: NG; N Y: N; Y N: Y |  | S |  | N | IPP Non-CHP | 2 |  | N | N | [17 empty] | N
57393 | Duke Energy Commercial Asset Management | 55397 | Washington Energy Facility | OH | Washington | CT2 | CT | OP | 198.9 | 169 | 175 |  | 6 | 2002 | NG BLQ: NG; N Y: N; Y N: Y |  | S |  | N | IPP Non-CHP | 2 |  | N | N | [17 empty] | N
57393 | Duke Energy Commercial Asset Management | 55397 | Washington Energy Facility | OH | Washington | ST1 | CA | OP | 317.1 | 288 | 298 |  | 6 | 2002 | NG BLQ: NG; N Y: N; Y N: Y |  | S |  | N | IPP Non-CHP | 2 |  | Y | N | [17 empty] | N
57393 | Duke Energy Commercial Asset Management | 55516 | Fayette Energy Facility | PA | Fayette | CTG1 | CT | OP | 163.5 | 170 | 175 |  | 6 | 2003 | NG BLQ: NG; N Y: N; Y N: Y |  | S |  | N | IPP Non-CHP | 2 |  | N | N | [17 empty] | N
57393 | Duke Energy Commercial Asset Management | 55516 | Fayette Energy Facility | PA | Fayette | CTG2 | CT | OP | 163.5 | 170 | 175 |  | 6 | 2003 | NG BLQ: NG; N Y: N; Y N: Y |  | S |  | N | IPP Non-CHP | 2 |  | N | N | [17 empty] | N
57393 | Duke Energy Commercial Asset Management | 55516 | Fayette Energy Facility | PA | Fayette | STG1 | CA | OP | 317.1 | 288 | 299 |  | 6 | 2003 | NG BLQ: NG; N Y: N; Y N: Y |  | S |  | N | IPP Non-CHP | 2 |  | Y | N | [17 empty] | N
57393 | Duke Energy Commercial Asset Management | 55736 | Hanging Rock Energy Facility | OH | Lawrence | 1GT1 | CT | OP | 163.5 | 169 | 175 |  | 6 | 2003 | NG BLQ: NG; N Y: N; Y N: Y |  | S |  | N | IPP Non-CHP | 2 |  | N | N | [17 empty] | N
57393 | Duke Energy Commercial Asset Management | 55736 | Hanging Rock Energy Facility | OH | Lawrence | 1GT2 | CT | OP | 163.5 | 169 | 175 |  | 6 | 2003 | NG BLQ: NG; N Y: N; Y N: Y |  | S |  | N | IPP Non-CHP | 2 |  | N | N | [17 empty] | N
57393 | Duke Energy Commercial Asset Management | 55736 | Hanging Rock Energy Facility | OH | Lawrence | 1ST | CA | OP | 317.1 | 288 | 298 |  | 6 | 2003 | NG BLQ: NG; N Y: N; Y N: Y |  | S |  | N | IPP Non-CHP | 2 |  | Y | N | [17 empty] | N
57393 | Duke Energy Commercial Asset Management | 55736 | Hanging Rock Energy Facility | OH | Lawrence | 2GT1 | CT | OP | 163.5 | 169 | 175 |  | 7 | 2003 | NG BLQ: NG; N Y: N; Y N: Y |  | S |  | N | IPP Non-CHP | 2 |  | N | N | [17 empty] | N
57393 | Duke Energy Commercial Asset Management | 55736 | Hanging Rock Energy Facility | OH | Lawrence | 2GT2 | CT | OP | 163.5 | 169 | 175 |  | 7 | 2003 | NG BLQ: NG; N Y: N; Y N: Y |  | S |  | N | IPP Non-CHP | 2 |  | N | N | [17 empty] | N
57393 | Duke Energy Commercial Asset Management | 55736 | Hanging Rock Energy Facility | OH | Lawrence | 2ST | CA | OP | 317.1 | 288 | 298 |  | 7 | 2003 | NG BLQ: NG; N Y: N; Y N: Y |  | S |  | N | IPP Non-CHP | 2 |  | Y | N | [17 empty] | N
57395 | Shooting Star Wind Project LLC | 58018 | Shooting Star Wind Project LLC | KS | Kiowa | 1 | WT | OP | 104 | 104 | 104 |  | 9 | 2012 | NG BLQ: WND; N Y: N; Y N: Y |  | S | 65 | N | IPP Non-CHP | 2 | [20 empty] | N
57396 | High Mesa Energy LLC | 58019 | High Mesa Energy LLC | ID | Twin Falls | 1 | WT | OP | 40 | 40 | 40 |  | 12 | 2012 | NG BLQ: WND; N Y: N; Y N: Y |  | S | 19 | N | IPP Non-CHP | 2 | [20 empty] | N
57397 | Beebe Renewable Energy LLC | 58020 | Beebe Renewable Energy LLC | MI | Gratiot | 1 | WT | OP | 81.6 | 81.6 | 81.6 |  | 12 | 2012 | NG BLQ: WND; N Y: N; Y N: Y |  | S | 34 | N | IPP Non-CHP | 2 | [20 empty] | N
57398 | Whitetail Wind Energy LLC | 58021 | Whitetail Wind Energy LLC | TX | Webb | 1 | WT | OP | 92 | 92 | 92 |  | 12 | 2012 | NG BLQ: WND; N Y: N; Y N: Y |  | S | 57 | N | IPP Non-CHP | 2 | [20 empty] | N
57400 | Evergreen Community Power, LLC | 58023 | Evergreen Community Power | PA | Berks | ECP | ST | OP | 33 | 25 | 25 |  | 8 | 2009 | WDS | OBS | NG |  |  |  | N | Y |  | W | 1 | Y | Industrial CHP | 7 | T |  | N
57401 | Mt Wachusett Community College | 58025 | Mt Wachusett Community College | MA | Worcester | WTG1 | WT | OP | 1.7 | 1.7 | 1.7 |  | 3 | 2011 | NG BLQ: WND; N Y: N; Y N: Y |  | S | 1 | N | Commercial Non-CHP | 4 |  |  | N
57401 | Mt Wachusett Community College | 58025 | Mt Wachusett Community College | MA | Worcester | WTG2 | WT | OP | 1.7 | 1.7 | 1.7 |  | 3 | 2011 | NG BLQ: WND; N Y: N; Y N: Y |  | S | 1 | N | Commercial Non-CHP | 4 |  |  | N
57402 | Spruce Mountain Wind LLC | 58026 | Spruce Mountain WInd | ME | Oxford | 1 | WT | OP | 20 | 20 | 20 |  | 12 | 2011 | NG BLQ: WND; N Y: N; Y N: Y |  | S | 10 | N | IPP Non-CHP | 2 |  |  | N | [17 empty] | N
57403 | SunE CPS2 LLC | 58027 | SunE CPS2 LLC | TX | Bexar | 1 | PV | OP | 10 | 9.9 | 9.9 |  | 5 | 2012 | NG BLQ: SUN; N Y: N; Y N: Y |  | S | 30 | N | IPP Non-CHP | 2 |  |  | N | [17 empty] | N
57405 | NLH1 Solar LLC | 58034 | Nickel 1 Solar Facility | CA | Kern County | 1 | PV | OP | 1.5 | 1.5 | 1.5 |  | 11 | 2012 | NG BLQ: SUN; N Y: N; Y N: Y |  | S | 3 | N | IPP Non-CHP | 2
57407 | Riverside Renewable Energy | 58036 | Riverside Renewable Energy LLC | NJ | Camden | 1 | PV | OP | 7.5 | 7.5 | 7.5 |  | 11 | 2011 | NG BLQ: SUN; N Y: N; Y N: N |  | S | 15 | N | IPP Non-CHP | 2 |  |  | N
57408 | Constellation Solar Arizona LLC | 58037 | Buckeye Union HS District 201 | AZ | Maricopa | PV1 | PV | OP | 3.3 | 3.3 | 3.3 |  | 12 | 2011 | NG BLQ: SUN; N Y: N; Y N: Y |  | S | 17 | N | IPP Non-CHP | 2 |  |  | N
57409 | Buffalo Center Wind LLC | 58038 | Buffalo Center Wind LLC | IA | Mitchell | BCW | WT | OP | 1.5 | 1.5 | 1.5 |  | 11 | 2011 | NG BLQ: WND; N Y: N; Y N: N |  | S | 1 | N | IPP Non-CHP | 2 |  |  | N
57410 | K Road Modesto Solar LLC | 58039 | K Road Modesto Solar | CA | Stanislaus | 1 | PV | OP | 25 | 25 | 25 |  | 12 | 2012 | NG BLQ: SUN; N Y: N; Y N: Y |  | S | 34 | N | IPP Non-CHP | 2 | [20 empty] | N
57411 | KDC Solar O&M LLC | 58040 | United Stationers Supply Solar Electric | NJ | Middlesex | SEF-A | PV | OP | 2 | 2 | 2 |  | 12 | 2011 | NG BLQ: SUN; N Y: N; Y N: Y |  | S | 6 | N | Commercial Non-CHP | 4 |  |  | N
57411 | KDC Solar O&M LLC | 58040 | United Stationers Supply Solar Electric | NJ | Middlesex | SEF-B | PV | OP | 0.8 | 0.8 | 0.8 |  | 12 | 2011 | NG BLQ: SUN; N Y: N; Y N: Y |  | S | 2 | N | Commercial Non-CHP | 4 |  |  | N
57411 | KDC Solar O&M LLC | 58356 | The Lawrenceville School Solar Facility | NJ | Mercer | TLS | PV | OP | 5.2 | 5.2 | 5.2 |  | 5 | 2012 | NG BLQ: SUN; N Y: N; Y N: Y |  | W | 11 | N | IPP Non-CHP | 2 |  |  | N
57411 | KDC Solar O&M LLC | 58357 | White Rose Foods Solar Facility | NJ | Middlesex | WR | PV | OP | 4.2 | 4.2 | 4.2 |  | 12 | 2011 | NG BLQ: SUN; N Y: N; Y N: Y |  | W | 8 | N | Commercial Non-CHP | 4 |  |  | N
57411 | KDC Solar O&M LLC | 58359 | Gerresheimer Glass Solar Facility | NJ | Cumberland | GG | PV | OP | 2.3 | 2.3 | 2.3 |  | 9 | 2012 | NG BLQ: SUN; N Y: N; Y N: Y |  | W | 6 | N | Commercial Non-CHP | 4 |  |  | N | [17 empty] | N
57411 | KDC Solar O&M LLC | 58360 | Atlantic Coast Freezers Solar Facility | NJ | Cumberland | ACF | PV | OP | 2.2 | 2.2 | 2.2 |  | 4 | 2012 | NG BLQ: SUN; N Y: N; Y N: Y |  | W | 4 | N | Commercial Non-CHP | 4 |  |  | N | [17 empty] | N
57411 | KDC Solar O&M LLC | 58361 | Williams-Sonoma Solar Facility | NJ | Middlesex | WS | PV | OP | 4.2 | 3.6 | 3.6 |  | 12 | 2011 | NG BLQ: SUN; N Y: N; Y N: Y |  | W | 12 | N | Commercial Non-CHP | 4 |  |  | N | [17 empty] | N
57412 | Chisholm View Wind Project | 58041 | Chisholm View Wind Project | OK | Garfield | 1 | WT | OP | 235.2 | 235.2 | 235.2 |  | 12 | 2012 | NG BLQ: WND; N Y: N; Y N: Y |  | S | 140 | N | IPP Non-CHP | 2 | [20 empty] | N
57413 | Black Mountain Solar LLC | 58042 | Black Mountain Solar LLC | AZ | Mohave | 1 | PV | OP | 9 | 9 | 9 |  | 12 | 2012 | NG BLQ: SUN; N Y: N; Y N: Y |  | S | 18 | N | IPP Non-CHP | 2 | [20 empty] | N
57414 | Eli Lilly and Company | 58043 | Lilly Technical Center | IN | Marion | 1 | IC | SB | 1 | 1 | 1 |  | 3 | 1998 | NG BLQ: DFO; N Y: N; Y N: Y | N | S |  | N | Industrial Non-CHP | 6 |  |  | N | [17 empty] | N
57414 | Eli Lilly and Company | 58043 | Lilly Technical Center | IN | Marion | 2 | IC | SB | 1 | 1 | 1 |  | 7 | 2001 | NG BLQ: DFO; N Y: N; Y N: Y | N | S |  | N | Industrial Non-CHP | 6 |  |  | N | [17 empty] | N
57414 | Eli Lilly and Company | 58043 | Lilly Technical Center | IN | Marion | 3 | IC | SB | 2 | 2 | 2 |  | 4 | 2005 | NG BLQ: DFO; N Y: N; Y N: Y | Y | S |  | N | Industrial Non-CHP | 6 |  |  | N | [17 empty] | N
57414 | Eli Lilly and Company | 58043 | Lilly Technical Center | IN | Marion | 4 | IC | SB | 2 | 2 | 2 |  | 6 | 2010 | NG BLQ: DFO; N Y: N; Y N: Y | Y | S |  | N | Industrial Non-CHP | 6 |  |  | N | [17 empty] | N
57416 | Anchor Wind LLC | 58044 | Pioneer Grove Wind Farm | IA | Cedar | GEN1 | WT | OP | 6 | 4.5 | 4.5 |  | 12 | 2012 | NG BLQ: WND; N Y: N; Y N: Y |  | S | 2 | N | IPP Non-CHP | 2 | [20 empty] | N
57417 | Zephyr Wind LLC | 58045 | Community Wind South | MN | Nobles | GEN1 | WT | OP | 30 | 30 | 30 |  | 12 | 2012 | NG BLQ: WND; N Y: N; Y N: Y | Y | J | 15 | N | IPP Non-CHP | 2 | [20 empty] | N
57419 | SunE CPS1 LLC | 58068 | SunE CPS1 LLC | TX | Bexar | 1 | PV | OP | 10 | 9.9 | 9.9 |  | 5 | 2012 | NG BLQ: SUN; N Y: N; Y N: N |  | S | 30 | N | IPP Non-CHP | 2 |  |  | N | [17 empty] | N
57420 | Jordache Enterprises | 58049 | Jordache Enterprises Solar | NJ | Middlesex | PV | PV | OP | 1 | 1 | 1 |  | 11 | 2011 | NG BLQ: SUN; N Y: N; Y N: Y |  | S | 4 | N | Commercial Non-CHP | 4 |  |  | N
57421 | BayWa r.e Wind LLC | 58048 | BayWa r.e Mozart LLC | TX | Kent & Stonewall | 1 | WT | OP | 30 | 30 | 30 |  | 12 | 2012 | NG BLQ: WND; N Y: N; Y N: Y |  | S | 12 | N | IPP Non-CHP | 2
57421 | BayWa r.e Wind LLC | 58233 | WKN Wagner | CA | Riverside | GEN1 | WT | OP | 6 | 6 | 6 |  | 12 | 2012 | NG BLQ: WND; N Y: N; Y N: Y |  | S | 2 | N | IPP Non-CHP | 2 |  |  | N
57422 | PPG Ind Fiber Glass Prdcts Inc | 58046 | Works 53 | NC | Davidson | 1 | IC | SB | 1 | 1 | 1 |  | 1 | 1967 | NG BLQ: DFO; N Y: N; Y N: Y | N | S |  | N | Industrial Non-CHP | 6 |  |  | N
57422 | PPG Ind Fiber Glass Prdcts Inc | 58046 | Works 53 | NC | Davidson | 2 | IC | SB | 1.2 | 1.2 | 1.2 |  | 1 | 1975 | NG BLQ: DFO; N Y: N; Y N: Y | N | S |  | N | Industrial Non-CHP | 6 |  |  | N
57422 | PPG Ind Fiber Glass Prdcts Inc | 58046 | Works 53 | NC | Davidson | 3 | IC | SB | 1.5 | 1.5 | 1.5 |  | 1 | 1988 | NG BLQ: DFO; N Y: N; Y N: Y | N | S |  | N | Industrial Non-CHP | 6 |  |  | N
57423 | PPG Monroeville Chemicals Center | 58047 | PPG Monroeville Chemicals Center | PA | Allegheny | 2 | IC | SB | 0.3 | 0.3 | 0.3 |  | 9 | 2000 | NG BLQ: DFO; N Y: N; Y N: Y | Y | S |  | N | Commercial Non-CHP | 4 |  |  | N
57423 | PPG Monroeville Chemicals Center | 58047 | PPG Monroeville Chemicals Center | PA | Allegheny | 3 | IC | SB | 0.8 | 0.8 | 0.8 |  | 10 | 1998 | NG BLQ: DFO; N Y: N; Y N: Y | Y | S |  | N | Commercial Non-CHP | 4
57424 | Miller Coors Eden LLC | 58050 | Miller Coors Eden LLC | NC | Rockingham | TRB1 | ST | OS | 5.5 | 5 | 5 |  | 2 | 1978 | NG BLQ: BIT; N Y: N; Y N: Y |  | S | 1 | Y | Industrial CHP | 7 | T |  | N | [17 empty] | N | Y | [5 empty] | DFO
57425 | PPG Industries, Inc. Works 6 | 58051 | PPG Industries, Inc. Works 6 | PA | Cumberland | L1 | IC | SB | 2 | 2 | 2 |  | 7 | 1972 | NG BLQ: DFO; N Y: N; Y N: N | Y | S |  | N | Industrial Non-CHP | 6 |  |  | N | [17 empty] | N
57425 | PPG Industries, Inc. Works 6 | 58051 | PPG Industries, Inc. Works 6 | PA | Cumberland | L2AE | IC | SB | 1.5 | 1.5 | 1.5 | 2 | 5 | 1996 | NG BLQ: DFO; N Y: N; Y N: N | Y | S |  | N | Industrial Non-CHP | 6 |  |  | N | [17 empty] | N
57425 | PPG Industries, Inc. Works 6 | 58051 | PPG Industries, Inc. Works 6 | PA | Cumberland | L2BW | IC | SB | 1.5 | 1.5 | 1.5 | 2 | 5 | 1996 | NG BLQ: DFO; N Y: N; Y N: N | Y | S |  | N | Industrial Non-CHP | 6 |  |  | N | [17 empty] | N
57427 | RockTenn-Battle Creek Mill | 58052 | Battle Creek Mill | MI | Calhoun | #1TG | ST | OP | 2 | 0.8 | 1.2 |  | 12 | 2000 | NG BLQ: NG; NG NG: DFO; N Y: Y; Y N: N |  | S | 1 | Y | Industrial CHP | 7 | T |  | N | [17 empty] | N | [6 empty] | NG
57427 | RockTenn-Battle Creek Mill | 58052 | Battle Creek Mill | MI | Calhoun | #2TG | ST | OS | 2 | 0.8 | 1.2 |  | 1 | 1951 | NG BLQ: NG; NG NG: DFO; N Y: Y; Y N: N |  | S | 1 | Y | Industrial CHP | 7 | T |  | N | [17 empty] | N | [6 empty] | NG
57429 | PPG Industries, Inc. Works 15 | 58053 | PPG Industries, Inc. Works 15 | CA | Fresno | IG#2 | IC | SB | 0.9 | 0.7 | 0.7 |  | 2 | 1992 | NG BLQ: DFO; N Y: N; Y N: N | Y | W |  | N | Industrial Non-CHP | 6 |  |  | N | [17 empty] | N
57429 | PPG Industries, Inc. Works 15 | 58053 | PPG Industries, Inc. Works 15 | CA | Fresno | OG#1 | IC | SB | 1.3 | 1 | 1 |  | 4 | 2000 | NG BLQ: DFO; N Y: N; Y N: N | Y | W |  | N | Industrial Non-CHP | 6 |  |  | N | [17 empty] | N
57429 | PPG Industries, Inc. Works 15 | 58053 | PPG Industries, Inc. Works 15 | CA | Fresno | OG#3 | IC | SB | 1.1 | 0.9 | 0.9 |  | 4 | 1983 | NG BLQ: DFO; N Y: N; Y N: N | Y | W |  | N | Industrial Non-CHP | 6 |  |  | N | [17 empty] | N
57431 | ReEnergy Biomass LLC | 54526 | ReEnergy Biomass LLC | NY | Lewis | STG | ST | OP | 21.1 | 19 | 19 |  | 8 | 1992 | NG BLQ: WDS; N Y: N; Y N: Y |  | S | 1 | Y | IPP CHP | 3 | T | N | N | [17 empty] | N | [6 empty] | WDS
57432 | ReEnergy Livermore Falls | 10354 | ReEnergy Livermore Falls | ME | Androscoggin | GEN1 | ST | OP | 39.6 | 36 | 36 |  | 8 | 1992 | NG BLQ: OBS; NG NG: WDS; N Y: N; Y N: Y |  | S |  | N | IPP Non-CHP | 2 |  | N | N | [24 empty] | OBS
57433 | ReEnergy Chateaugay LLC | 50277 | ReEnergy Chateaugay Power Station | NY | Franklin | GEN1 | ST | OP | 19.7 | 18 | 18 |  | 2 | 1993 | NG BLQ: WDS; N Y: N; Y N: Y |  | S |  | N | IPP Non-CHP | 2 |  | N | N | [17 empty] | N | [6 empty] | DFO
57434 | T&M Limited Partnership | 58055 | Windy Ridge Generating Facility | IN | Jasper | 1 | IC | OP | 0.7 | 0.6 | 0.6 |  | 3 | 2012 | NG BLQ: OBG; N Y: N; Y N: Y |  | W |  | N | Industrial Non-CHP | 6 |  |  | N
57434 | T&M Limited Partnership | 58055 | Windy Ridge Generating Facility | IN | Jasper | 2 | IC | OP | 0.7 | 0.6 | 0.6 |  | 3 | 2012 | NG BLQ: OBG; N Y: N; Y N: Y |  | W |  | N | Industrial Non-CHP | 6 |  |  | N
57435 | MillerCoors Irwindale Brewery | 58056 | MillerCoors Irwindale Brewery | CA | San Bernadino | JEN1 | IC | OP | 0.5 | 0.5 | 0.5 |  | 7 | 2007 | NG BLQ: OBG; N Y: N; Y N: N |  | S |  | N | Industrial Non-CHP | 6 |  |  | N | [17 empty] | N
57435 | MillerCoors Irwindale Brewery | 58056 | MillerCoors Irwindale Brewery | CA | San Bernadino | JEN2 | IC | OP | 0.5 | 0.5 | 0.5 |  | 7 | 2007 | NG BLQ: OBG; N Y: N; Y N: N |  | S |  | N | Industrial Non-CHP | 6 |  |  | N | [17 empty] | N
57435 | MillerCoors Irwindale Brewery | 58056 | MillerCoors Irwindale Brewery | CA | San Bernadino | T100 | GT | OP | 5.2 | 4.1 | 4.7 |  | 2 | 2002 | [9 empty] | S |  | N | Industrial Non-CHP | 6 |  |  | N | [17 empty] | N | bar: NG BLQ; N Y to Y N
57435 | MillerCoors Irwindale Brewery | 58056 | MillerCoors Irwindale Brewery | CA | San Bernadino | T200 | GT | OP | 5.2 | 4.1 | 4.7 |  | 2 | 2002 | [9 empty] | S |  | N | Industrial Non-CHP | 6 |  |  | N | [17 empty] | N | bar: NG BLQ; N Y to Y N
57436 | MillerCoors Shenandoah Brewery | 58057 | MillerCoors Shenandoah Brewery | VA | Rockingham | WWTP | GT | OP | 1.4 | 1.4 | 1.4 |  | 6 | 2012 | NG BLQ: OBG; N Y: N; Y N: N |  | S |  | N | Industrial Non-CHP | 6 |  |  | N | [17 empty] | N
57437 | MillerCoors LLC Trenton Brewery | 58059 | MillerCoors Trenton Brewery | OH | Butler | GE | ST | OP | 13.8 | 8 | 10 |  | 1 | 1992 | NG BLQ: BIT; NG NG: NG; N Y: Y; Y N: Y |  | S |  | Y | Industrial CHP | 7 | T |  | N | [18 empty] | Y
57437 | MillerCoors LLC Trenton Brewery | 58059 | MillerCoors Trenton Brewery | OH | Butler | MURR | ST | OS | 8 | 3 | 6 |  | 1 | 1992 | NG BLQ: BIT; NG NG: NG; N Y: Y; Y N: Y |  | S |  | Y | Industrial CHP | 7 | T |  | N | [18 empty] | Y
57438 | Paramount Petroleum Corporation | 58058 | Paramount Refinery | CA | Los Angeles | 1 | GT | OP | 6.7 | 6.5 | 6.5 |  | 12 | 2002 | [9 empty] | S |  | Y | Industrial CHP | 7 | B |  | N | bar: NG BLQ; N Y to Y N
57439 | Imperial Valley Solar Company 1 LLC | 58062 | Imperial Valley Solar Company 1 LLC | CA | Imperial | 0001 | PV | OP | 23 | 23 | 23 |  | 6 | 2012 | NG BLQ: SUN; N Y: N; Y N: Y |  | S | 46 | N | IPP Non-CHP | 2 |  |  | N
57440 | SABIC IP Mt. Vernon, LLC | 58063 | SABIC Innovative Plastics Mt. Vernon | IN | Posey | 1 | ST | OA | 5.5 | 3 | 3 |  | 6 | 1996 | NG BLQ: BIT; NG NG: NG; N Y: Y; Y N: N |  | S |  | N | Industrial Non-CHP | 6 |  |  | N | [17 empty] | N | Y |  | Y |  |  |  | NG
57441 | MARTA | 58064 | Laredo Bus Facility Solar Canopies | GA | DeKalb | LBFS | PV | OP | 1 | 1 | 1 |  | 1 | 2012 | NG BLQ: SUN; N Y: N; Y N: Y |  | S | 2 | N | Commercial Non-CHP | 4
57442 | PCA, Filer City Mill | 58066 | PCA, Filer City Mill | MI | Manistee | TG2 | ST | OP | 8 | 2 | 2 |  | 1 | 1950 | BIT | NG | PUR |  |  |  | Y | N |  | S | 1 | N | Industrial Non-CHP | 6 | [20 empty] | N | Y | [5 empty] | NG
57442 | PCA, Filer City Mill | 58066 | PCA, Filer City Mill | MI | Manistee | TG3 | ST | OP | 11.5 | 4 | 7 |  | 1 | 1950 | BIT | NG | PUR |  |  |  | Y | N |  | S | 1 | N | Industrial Non-CHP | 6 | [20 empty] | N | Y | [5 empty] | NG
57443 | MWRA Charlestown | 58065 | Charlestown Wind Turbine | MA | Suffolk | CWT1 | WT | OP | 1.5 | 1.5 | 1.5 |  | 10 | 2011 | NG BLQ: WND; N Y: N; Y N: Y |  | S | 1 | N | IPP Non-CHP | 2 |  |  | N
57444 | 5045 Wind Partners LLC | 58071 | Windwalkers LLC | IA | Worths | 1 | WT | OP | 1.6 | 1.6 | 1.6 |  | 9 | 2011 | NG BLQ: WND; N Y: N; Y N: N |  | J | 1 | N | IPP Non-CHP | 2 |  |  | N
57444 | 5045 Wind Partners LLC | 58089 | Roeder Family Wind Farm LLC | IA | Worth | 1 | WT | OP | 1.6 | 1.6 | 1.6 |  | 9 | 2011 | NG BLQ: WND; N Y: N; Y N: N |  | S | 1 | N | IPP Non-CHP | 2 |  |  | N
57445 | Pasadena Refining System Inc | 58069 | PRSI FCC Generator | TX | Harris | 55M1 | ST | OP | 4.7 | 3 | 3 |  | 4 | 1979 | NG BLQ: PC; N Y: N; Y N: Y |  | S | 1 | Y | Industrial CHP | 7 | B |  | N | [19 empty] | Y |  |  |  |  | NG | RFO
57446 | FRIT Solar Inc | 58070 | Mercer Mall | NJ | Mercer | 1 | PV | OP | 1.1 | 1.1 | 1.1 |  | 3 | 2012 | NG BLQ: SUN; N Y: N; Y N: Y |  | S | 9 | N | IPP Non-CHP | 2 |  |  | N
57448 | Frontier El Dorado Refinery LLC | 58075 | El Dorado Refinery | KS | Butler | L3804 | GT | SB | 38.9 | 32 | 38 |  | 1 | 1996 | NG BLQ: NG; N Y: N; Y N: Y | Y | S |  | Y | Industrial CHP | 7 | T |  | N
57449 | Borrego Solar Systems Inc | 58076 | Edwards Air Force Base | CA | Kern | 1 | PV | OP | 0.9 | 0.9 | 0.9 |  | 12 | 2011 | NG BLQ: SUN; N Y: N; Y N: N |  | W | 2 | N | IPP Non-CHP | 2 | [20 empty] | N
57449 | Borrego Solar Systems Inc | 58076 | Edwards Air Force Base | CA | Kern | 2 | PV | OP | 1 | 1 | 1 |  | 12 | 2011 | NG BLQ: SUN; N Y: N; Y N: N |  | W | 2 | N | IPP Non-CHP | 2 | [20 empty] | N
57449 | Borrego Solar Systems Inc | 58076 | Edwards Air Force Base | CA | Kern | 3 | PV | OP | 1 | 1 | 1 |  | 12 | 2011 | NG BLQ: SUN; N Y: N; Y N: N |  | W | 2 | N | IPP Non-CHP | 2 | [20 empty] | N
57449 | Borrego Solar Systems Inc | 58270 | Acushnet AD Makepeace | MA | Plymouth | 1 | PV | OP | 4.7 | 4.7 | 4.7 |  | 7 | 2012 | NG BLQ: SUN; N Y: N; Y N: Y |  | W | 7 | N | IPP Non-CHP | 2 |  |  | N
57449 | Borrego Solar Systems Inc | 58271 | Acushnet Hawes Reed Road | MA | Bristol | 1 | PV | OP | 1 | 1 | 1 |  | 7 | 2012 | NG BLQ: SUN; N Y: N; Y N: Y |  | W | 2 | N | IPP Non-CHP | 2 |  |  | N
57449 | Borrego Solar Systems Inc | 58272 | Easthampton Landfill-City of Easthampton | MA | Hampshire | 1 | PV | OP | 1.9 | 1.9 | 1.9 |  | 6 | 2012 | NG BLQ: SUN; N Y: N; Y N: Y |  | W | 4 | N | IPP Non-CHP | 2 |  |  | N
57449 | Borrego Solar Systems Inc | 58522 | Madera Community Hospital | CA | Madera | 1 | PV | OP | 1 | 1 | 1 |  | 10 | 2011 | NG BLQ: SUN; N Y: N; Y N: Y |  | W | 2 | N | IPP Non-CHP | 2 |  |  | N | [17 empty] | N
57450 | Cross Oil Refining & Marketing Inc | 58077 | Cross Oil Refining & Marketing | AR | Union | CROSS | GT | OP | 3.5 | 3.5 | 3.5 |  | 2 | 1999 | [9 empty] | S |  | Y | Industrial CHP | 7 | T | N | N | [17 empty] | N | bar: NG BLQ; N Y to Y N
57451 | Rocky Ridge Wind Project LLC | 58078 | Rocky Ridge Wind Project | OK | Kiowa | GE 1. | WT | OP | 148.8 | 148.8 | 148.8 |  | 6 | 2012 | NG BLQ: WND; N Y: N; Y N: Y |  | S | 93 | N | IPP Non-CHP | 2 |  |  | N
57460 | NextEra Wolf Ridge LLC | 58080 | Wolf Ridge Wind | TX | Cooke | 1 | WT | OP | 112.5 | 112.5 | 112.5 |  | 8 | 2008 | NG BLQ: WND; N Y: N; Y N: Y |  | S | 75 | N | IPP Non-CHP | 2
57463 | Kimberly-Clark Worldwide Inc | 58083 | Fullerton Mill CHP | CA | Orange | GTG1 | GT | OP | 19 | 12 | 13 |  | 7 | 2002 | [9 empty] | S |  | Y | Industrial CHP | 7 | T | bar: NG BLQ; N Y to Y N
57463 | Kimberly-Clark Worldwide Inc | 58083 | Fullerton Mill CHP | CA | Orange | STG1 | ST | OP | 2 | 1 | 1 |  | 7 | 2002 | [9 empty] | S |  | Y | Industrial CHP | 7 | T | bar: NG BLQ; N Y to Y N
57464 | Kimberly-Clark Corporation | 58084 | Kimberly Clark-Unit 1,2,3 | CT | Litchfield | GT100 | CT | OP | 16.1 | 14.5 | 16.1 | KCNM | 4 | 2008 | NG BLQ: NG; N Y: N; Y N: Y |  | S | 1 | Y | Industrial CHP | 7 | B |  | N | [17 empty] | N
57464 | Kimberly-Clark Corporation | 58084 | Kimberly Clark-Unit 1,2,3 | CT | Litchfield | GT200 | CT | OP | 16.1 | 14.5 | 16.1 | KCNM | 6 | 2008 | NG BLQ: NG; N Y: N; Y N: Y |  | S | 1 | Y | Industrial CHP | 7 | B |  | N | [17 empty] | N
57464 | Kimberly-Clark Corporation | 58084 | Kimberly Clark-Unit 1,2,3 | CT | Litchfield | GT300 | CA | OP | 4.1 | 4.1 | 4.1 | KCNM | 12 | 2008 | NG BLQ: NG; N Y: N; Y N: Y |  | S | 1 | Y | Industrial CHP | 7 | B | Y | N | [17 empty] | N
57465 | Keystone Solar, LLC | 58091 | Keystone Solar | PA | Lancaster | KSTN | PV | OP | 5 | 5 | 5 |  | 9 | 2012 | NG BLQ: SUN; N Y: N; Y N: Y |  | W | 10 | N | IPP Non-CHP | 2
57468 | PRC-Desoto Intl Corp./PPG | 58085 | PRC-Desoto Intl/PPG Aerospace | CA | Kern | CATR1 | IC | SB | 0.5 | 0.5 | 0.5 |  | 9 | 1999 | NG BLQ: DFO; N Y: N; Y N: N | N | S |  | N | Industrial Non-CHP | 6 |  |  | N
57468 | PRC-Desoto Intl Corp./PPG | 58085 | PRC-Desoto Intl/PPG Aerospace | CA | Kern | CATR2 | IC | SB | 1 | 1 | 1 |  | 6 | 2000 | NG BLQ: DFO; N Y: N; Y N: N | N | S |  | N | Industrial Non-CHP | 6 |  |  | N
57474 | Bed Bath & Beyond | 58093 | BBB Corporate Headquarters | NJ | Union | HQNJ | PV | OP | 1 | 1 | 1 |  | 6 | 2010 | NG BLQ: SUN; N Y: N; Y N: N |  | S | 2 | N | IPP Non-CHP | 2
57474 | Bed Bath & Beyond | 58094 | Christmas Tree Shops DC Burlington NJ | NJ | Burlington | FINJ | PV | OP | 2.1 | 2.1 | 2.1 |  | 1 | 2011 | NG BLQ: SUN; N Y: N; Y N: N |  | S | 5 | N | IPP Non-CHP | 2
57474 | Bed Bath & Beyond | 58095 | Harmon DC Totowa NJ | NJ | Passaic | TONJ | PV | OP | 1.5 | 1.5 | 1.5 |  | 1 | 2012 | NG BLQ: SUN; N Y: N; Y N: N |  | S | 3 | N | IPP Non-CHP | 2 |  |  | N
57474 | Bed Bath & Beyond | 58096 | Bed Bath & Beyond DC Port Reading NJ | NJ | Middlesex | PTNJ | PV | OP | 1.8 | 1.8 | 1.8 |  | 12 | 2011 | NG BLQ: SUN; N Y: N; Y N: N |  | S | 4 | N | IPP Non-CHP | 2 |  |  | N
57476 | Foundation CA Fund VI Manager LLC | 58101 | Foundation Cemex River Plant | CA | San Bernardino | WTG1 | WT | OP | 1.6 | 1.6 | 1.6 |  | 12 | 2012 | NG BLQ: WND; N Y: N; Y N: N |  | S | 1 | N | IPP Non-CHP | 2 |  |  | N
57476 | Foundation CA Fund VI Manager LLC | 58101 | Foundation Cemex River Plant | CA | San Bernardino | WTG2 | WT | OP | 1.6 | 1.6 | 1.6 |  | 12 | 2012 | NG BLQ: WND; N Y: N; Y N: N |  | S | 1 | N | IPP Non-CHP | 2 |  |  | N
57476 | Foundation CA Fund VI Manager LLC | 58102 | Foundation Cemex BMQ | CA | San Bernardino | WTG1 | WT | OP | 1.5 | 1.5 | 1.5 |  | 12 | 2012 | NG BLQ: WND; N Y: N; Y N: N |  | S | 1 | N | IPP Non-CHP | 2 |  |  | N
57476 | Foundation CA Fund VI Manager LLC | 58102 | Foundation Cemex BMQ | CA | San Bernardino | WTG2 | WT | OP | 1.5 | 1.5 | 1.5 |  | 12 | 2012 | NG BLQ: WND; N Y: N; Y N: N |  | S | 1 | N | IPP Non-CHP | 2 |  |  | N
57476 | Foundation CA Fund VI Manager LLC | 58104 | Foundation Superior Farms | CA | Solano | WTG1 | WT | OP | 1 | 1 | 1 |  | 12 | 2012 | NG BLQ: WND; N Y: N; Y N: Y |  | S | 1 | N | Industrial Non-CHP | 6 |  |  | N | [17 empty] | N
57476 | Foundation CA Fund VI Manager LLC | 58105 | Foundation Wal-Mart Red Bluff | CA | Tehama | WTG1 | WT | OP | 1 | 1 | 1 |  | 9 | 2012 | NG BLQ: WND; N Y: N; Y N: Y |  | S | 1 | N | Commercial Non-CHP | 4 |  |  | N
57477 | Kern Oil & Refining Co | 58100 | Kern Oil & Refining Co | CA | Kern | 5900 | GT | OP | 4.5 | 3.8 | 3.8 |  | 10 | 2002 | [9 empty] | S |  | N | Industrial Non-CHP | 6 |  |  | N | [17 empty] | N | bar: NG BLQ; N Y to Y N
57478 | CAMS Nevada LLC | 54854 | Sun Peak Project | NV | Clark | 5657 | GT | SB | 74 | 74 | 74 |  | 6 | 1991 | NG BLQ: NG; NG NG: DFO; N Y: Y; Y N: Y | Y | W |  | N | IPP Non-CHP | 2 |  | N | N | [17 empty] | N
57478 | CAMS Nevada LLC | 54854 | Sun Peak Project | NV | Clark | 5658 | GT | SB | 74 | 74 | 74 |  | 6 | 1991 | NG BLQ: NG; NG NG: DFO; N Y: Y; Y N: Y | Y | W |  | N | IPP Non-CHP | 2 |  | N | N | [17 empty] | N
57478 | CAMS Nevada LLC | 54854 | Sun Peak Project | NV | Clark | 5659 | GT | SB | 74 | 74 | 74 |  | 6 | 1991 | NG BLQ: NG; NG NG: DFO; N Y: Y; Y N: Y | Y | W |  | N | IPP Non-CHP | 2 |  | N | N | [17 empty] | N
57480 | Heritage Garden Wind Farm I LLC | 58103 | Heritage Garden Wind Farm I LLC | MI | Delta | 1 | WT | OP | 28 | 28 | 28 |  | 9 | 2012 | NG BLQ: WND; N Y: N; Y N: Y |  | S | 14 | N | IPP Non-CHP | 2 | [20 empty] | N
57481 | Red River Mill Intl Paper Company | 58108 | International Paper Red River Mill | LA | Natchitoches | 3 T-G | ST | OP | 78.8 | 55 | 62 |  | 12 | 2008 | BLQ | WDS | NG | SLW |  |  | Y | Y |  | S | 1 | Y | Industrial CHP | 7 | T |  | N | [17 empty] | N | [6 empty] | NG
57482 | Sandy Ridge Wind Energy LLC | 57285 | Sandy Ridge Wind Farm | PA | Blair | 1 | WT | OP | 50 | 48.2 | 48.2 |  | 2 | 2012 | NG BLQ: WND; N Y: N; Y N: Y |  | J | 25 | N | IPP Non-CHP | 2
57484 | Foundation CA Fund V Manager, LLC | 58112 | Foundation Cemex Madison | CA | Yolo | WTG1 | WT | OP | 1 | 1 | 1 |  | 8 | 2012 | NG BLQ: WND; N Y: N; Y N: Y |  | S | 1 | N | IPP Non-CHP | 2
57484 | Foundation CA Fund V Manager, LLC | 58113 | Foundation RRM | CA | Riverside | WTG1 | WT | OP | 1 | 1 | 1 |  | 12 | 2012 | NG BLQ: WND; N Y: N; Y N: Y |  | S | 1 | N | IPP Non-CHP | 2
57484 | Foundation CA Fund V Manager, LLC | 58113 | Foundation RRM | CA | Riverside | WTG2 | WT | OP | 1 | 1 | 1 |  | 12 | 2012 | NG BLQ: WND; N Y: N; Y N: Y |  | S |  | N | IPP Non-CHP | 2
57484 | Foundation CA Fund V Manager, LLC | 58114 | Foundation NWNA | CA | Riverside | WTG1 | WT | OP | 1.6 | 1.6 | 1.6 |  | 12 | 2012 | NG BLQ: WND; N Y: N; Y N: N |  | S | 1 | N | IPP Non-CHP | 2
57484 | Foundation CA Fund V Manager, LLC | 58114 | Foundation NWNA | CA | Riverside | WTG2 | WT | OP | 1.6 | 1.6 | 1.6 |  | 12 | 2012 | NG BLQ: WND; N Y: N; Y N: N |  | S | 1 | N | IPP Non-CHP | 2
57485 | Diamond State Generation Partners, LLC | 58110 | Brookside Newark | DE | New Castle | BRK | FC | OP | 3.1 | 3 | 3 |  | 6 | 2012 | NG BLQ: NG; N Y: N; Y N: Y |  | S |  | N | IPP Non-CHP | 2 |  |  | N
57485 | Diamond State Generation Partners, LLC | 58433 | Red Lion Energy Center | DE | New Castle | RED1 | FC | OP | 5.8 | 5.8 | 5.8 |  | 12 | 2012 | [9 empty] | S |  | N | IPP Non-CHP | 2 |  |  | N | [17 empty] | N | bar: NG BLQ; Y N
57492 | Georgia-Pacific Toledo LLC | 58109 | Georgia-Pacific Toledo Mill | OR | Lincoln | TG1 | ST | OP | 18.5 | 18.4 | 18.4 |  | 2 | 2007 | NG BLQ: BLQ; NG NG: NG; N Y: N; Y N: Y |  | S |  | Y | Industrial CHP | 7 | T |  | N | [17 empty] | N | [6 empty] | NG
57492 | Georgia-Pacific Toledo LLC | 58109 | Georgia-Pacific Toledo Mill | OR | Lincoln | TG2 | ST | OP | 18.8 | 13.4 | 13.4 |  | 2 | 2007 | NG BLQ: BLQ; NG NG: NG; N Y: N; Y N: Y |  | S |  | Y | Industrial CHP | 7 | T |  | N | [17 empty] | N | [6 empty] | NG
57493 | MidAmerican Renewables LLC | 58111 | Bishop Hill II Wind Farm | IL | Henry | 1 | WT | OP | 81 | 81 | 81 |  | 10 | 2012 | NG BLQ: WND; N Y: N; Y N: Y |  | S | 50 | N | IPP Non-CHP | 2
57494 | TDX North Slope Generating Inc. | 58117 | TNSG South Plant | AK | North Slope | 12 | IC | OP | 0.6 | 0.6 | 0.6 |  | 8 | 2010 | [9 empty] | S |  | N | Electric Utility | 1 |  |  | N | bar: NG BLQ; N Y to Y N
57494 | TDX North Slope Generating Inc. | 58117 | TNSG South Plant | AK | North Slope | 1A | IC | OP | 1.4 | 1.4 | 1.4 |  | 9 | 2006 | NG BLQ: NG; N Y: N; Y N: Y |  | S |  | N | Electric Utility | 1 |  |  | N
57494 | TDX North Slope Generating Inc. | 58117 | TNSG South Plant | AK | North Slope | 2 | IC | OP | 0.8 | 0.8 | 0.8 |  | 1 | 1992 | NG BLQ: NG; N Y: N; Y N: Y |  | S |  | N | Electric Utility | 1 |  |  | N
57494 | TDX North Slope Generating Inc. | 58117 | TNSG South Plant | AK | North Slope | 3 | IC | OP | 0.8 | 0.8 | 0.8 |  | 1 | 1992 | NG BLQ: NG; N Y: N; Y N: Y |  | S |  | N | Electric Utility | 1 |  |  | N
57494 | TDX North Slope Generating Inc. | 58117 | TNSG South Plant | AK | North Slope | 4A | IC | OP | 1.4 | 1.4 | 1.4 |  | 9 | 2006 | NG BLQ: NG; N Y: N; Y N: Y |  | S |  | N | Electric Utility | 1 |  |  | N
57494 | TDX North Slope Generating Inc. | 58117 | TNSG South Plant | AK | North Slope | 6 | IC | OP | 3.4 | 3.4 | 3.4 |  | 10 | 2003 | NG BLQ: NG; N Y: N; Y N: Y |  | S |  | N | Electric Utility | 1 |  |  | N
57494 | TDX North Slope Generating Inc. | 58278 | TNSG North Plant | AK | North Slope | 13 | IC | OP | 0.3 | 0.3 | 0.3 |  | 10 | 2010 | [9 empty] | S |  | N | Electric Utility | 1 |  |  | N | bar: NG BLQ; N Y to Y N
57494 | TDX North Slope Generating Inc. | 58278 | TNSG North Plant | AK | North Slope | CT1 | GT | OP | 5.2 | 5.2 | 5.2 |  | 1 | 2008 | NG BLQ: NG; N Y: N; Y N: Y |  | S |  | N | Electric Utility | 1 |  |  | N
57494 | TDX North Slope Generating Inc. | 58278 | TNSG North Plant | AK | North Slope | CT2 | GT | OP | 5.2 | 5.2 | 5.2 |  | 12 | 2009 | NG BLQ: NG; N Y: N; Y N: Y |  | S |  | N | Electric Utility | 1 |  |  | N
57495 | Cellu Tissue LLC | 58116 | Cellu Tissue | CT | Hartford | GEN1 | IC | OP | 3 | 3 | 3 |  | 5 | 2009 | [8 empty] | N | S |  | N | Industrial Non-CHP | 6 |  | N | N | [17 empty] | N | bar: NG BLQ; N Y to Y N
57497 | Golden State Energy LLC | 58119 | Depot Park Solar System | CA | Sacramento | DPSS | PV | OP | 3 | 3 | 3 |  | 12 | 2010 | NG BLQ: SUN; N Y: N; Y N: N |  | S | 7 | N | IPP Non-CHP | 2
57500 | Lower South Fork LLC | 58120 | Lower South Fork | MT | Carbon | LSF 1 | HY | OP | 0.5 | 0.5 |  |  | 8 | 2012 | NG BLQ: WAT; N Y: N; Y N: Y | Y | S | 1 | N | IPP Non-CHP | 2
57501 | NAES Salem Harbor | 1626 | Salem Harbor | MA | Essex | 1 | ST | OS | 81.9 | 79.7 | 81.4 |  | 1 | 1952 | NG BLQ: BIT; NG NG: RFO; N Y: Y; Y N: Y |  | W |  | N | IPP Non-CHP | 2 |  | N | Y | [12 empty] | N |  |  | 6 | 2014 | N | Y |  | Y |  |  |  | RFO | DFO
57501 | NAES Salem Harbor | 1626 | Salem Harbor | MA | Essex | 2 | ST | OS | 82 | 78 | 78.8 |  | 9 | 1952 | NG BLQ: BIT; NG NG: RFO; N Y: Y; Y N: Y |  | W |  | N | IPP Non-CHP | 2 |  | N | Y | [12 empty] | N |  |  | 6 | 2014 | N | Y |  | Y |  |  |  | RFO | DFO
57501 | NAES Salem Harbor | 1626 | Salem Harbor | MA | Essex | 3 | ST | OP | 165.7 | 149.8 | 149.9 |  | 8 | 1958 | NG BLQ: BIT; NG NG: RFO; N Y: Y; Y N: Y |  | W |  | N | IPP Non-CHP | 2 |  | N | Y | [12 empty] | N |  |  | 6 | 2014 | N | Y |  | Y |  |  |  | RFO | DFO
57501 | NAES Salem Harbor | 1626 | Salem Harbor | MA | Essex | 4 | ST | OP | 475.5 | 436.8 | 437.4 |  | 12 | 1972 | NG BLQ: RFO; N Y: N; Y N: Y |  | W |  | N | IPP Non-CHP | 2 |  | N | Y | [12 empty] | N |  |  | 6 | 2014 | N |  |  | N |  |  |  | RFO | DFO
57503 | Limon | 58126 | Limon Wind I | CO | Lincoln | 1 | WT | OP | 200 | 200 | 200 |  | 11 | 2012 | NG BLQ: WND; N Y: N; Y N: Y |  | S | 125 | N | IPP Non-CHP | 2
57503 | Limon | 58127 | Limon Wind II | CO | Lincoln | 1 | WT | OP | 200 | 200 | 200 |  | 11 | 2012 | NG BLQ: WND; N Y: N; Y N: Y |  | S | 125 | N | IPP Non-CHP | 2 |  |  | N
58081 | Blue Mountain Biogas LLC | 58130 | Blue Mountain Biogas | UT | Beaver | BMB N | IC | OP | 1.6 | 1.5 | 1.5 |  | 10 | 2012 | NG BLQ: OBG; N Y: N; Y N: Y |  | S |  | N | IPP Non-CHP | 2
58081 | Blue Mountain Biogas LLC | 58130 | Blue Mountain Biogas | UT | Beaver | BMB S | IC | OP | 1.6 | 1.5 | 1.5 |  | 10 | 2012 | NG BLQ: OBG; N Y: N; Y N: Y |  | S |  | N | IPP Non-CHP | 2
58082 | Fair Oaks Dairy Farm LLC | 58129 | Fair Oaks Generating Facility | IN | Jasper | GEN1 | IC | OP | 1.1 | 0.8 | 0.8 |  | 12 | 2011 | NG BLQ: OBG; N Y: N; Y N: Y |  | W | 1 | N | Industrial Non-CHP | 6
58083 | Outback Solar, LLC | 58131 | Outback Solar At Christmas Valley | OR | Lake | PV1 | PV | OP | 4.4 | 4.4 | 4.4 |  | 10 | 2012 | NG BLQ: SUN; N Y: N; Y N: Y |  | S | 3 | N | IPP Non-CHP | 2 | [20 empty] | N
58084 | Oberlin Spear Point Solar One, LLC | 58134 | Oberlin Spear Point Solar One | OH | Lorain | OSSO | PV | OP | 2 | 2 | 2 |  | 11 | 2012 | NG BLQ: SUN; N Y: N; Y N: Y |  | S | 4 | N | Commercial Non-CHP | 4 | [20 empty] | N
58088 | Washington White Post Solar LLC | 58135 | Washington White Post Solar LLC | NC | Beaufort | 1 | PV | OP | 12.4 | 12.4 | 12.4 |  | 12 | 2012 | NG BLQ: SUN; N Y: N; Y N: Y |  | S | 25 | N | IPP Non-CHP | 2 | [20 empty] | N
58089 | Adkins Energy LLC | 58136 | Adkins Energy LLC | IL | Stephenson | S5MW | GT | OP | 5 | 5 | 5 |  | 8 | 2002 | NG BLQ: NG; N Y: N; Y N: Y |  | S |  | Y | Industrial CHP | 7 | T |  | N | [17 empty] | N
58090 | NextEra Energy Resources Ensign Wind | 58137 | Ensign Wind LLC | KS | Gray | 1 | WT | OP | 98.9 | 98.9 | 98.9 |  | 11 | 2012 | NG BLQ: WND; N Y: N; Y N: Y |  | S | 43 | N | IPP Non-CHP | 2 | [20 empty] | N
58093 | Otter Creek Ethanol LLC - Poet Ashton | 58138 | Otter Creek Ethanol Poet - Ashton | IA | Osceola | 1 | GT | OP | 7.5 | 5.5 | 9 |  | 3 | 2004 | [9 empty] | W |  | Y | Industrial CHP | 7 | T | bar: NG BLQ; N Y to Y N
58097 | Kent State University | 58140 | Summit Street Power Plant | OH | Portage | GT-1 | GT | OP | 5.7 | 4.9 | 5.6 |  | 1 | 2003 | NG BLQ: NG; NG NG: DFO; N Y: Y; Y N: N |  | S |  | Y | Commercial CHP | 5 | T |  | N | [17 empty] | N
58097 | Kent State University | 58140 | Summit Street Power Plant | OH | Portage | GT-2 | GT | OP | 7.5 | 6.9 | 7.7 |  | 4 | 2004 | [9 empty] | S |  | Y | Commercial CHP | 5 | T |  | N | [17 empty] | N | bar: NG BLQ; N Y to Y N
58098 | New Energy One LLC | 58142 | Rock Creek Dairy | ID | Twin Falls | CHP1 | IC | OP | 1.6 | 1.6 | 1.6 |  | 7 | 2012 | NG BLQ: OBG; N Y: N; Y N: Y |  | S |  | N | Industrial Non-CHP | 6 |  |  | N
58098 | New Energy One LLC | 58142 | Rock Creek Dairy | ID | Twin Falls | CHP2 | IC | OP | 1.6 | 1.6 | 1.6 |  | 7 | 2012 | NG BLQ: OBG; N Y: N; Y N: Y |  | S |  | N | Industrial Non-CHP | 6 |  |  | N
58099 | Emcor Energy Services | 58180 | UNH 7.9 MW Plant | NH | Strafford | 1 | GT | OP | 7.9 | 7 | 7 |  | 9 | 2006 | LFG | NG | DFO |  |  |  | Y | N |  | S |  | Y | Commercial CHP | 5 | T |  | N | [17 empty] | N
58100 | Middle Tennessee State University | 58179 | MTSU Power Co-Gen Plant | TN | Rutherford | GT-01 | GT | OP | 5 | 5 | 5 |  | 7 | 1997 | [9 empty] | S |  | Y | Commercial CHP | 5 | T |  | N | [17 empty] | N | bar: NG BLQ; N Y to Y N
58100 | Middle Tennessee State University | 58179 | MTSU Power Co-Gen Plant | TN | Rutherford | SG-01 | IC | SB | 2 | 2 | 2 |  | 9 | 2004 | NG BLQ: DFO; N Y: N; Y N: N | Y | S |  | N | Commercial CHP | 5 |  |  | N
58100 | Middle Tennessee State University | 58179 | MTSU Power Co-Gen Plant | TN | Rutherford | SG-02 | IC | SB | 2 | 2 | 2 |  | 9 | 2004 | NG BLQ: DFO; N Y: N; Y N: N | N | S |  | N | Commercial CHP | 5 |  |  | N
58100 | Middle Tennessee State University | 58179 | MTSU Power Co-Gen Plant | TN | Rutherford | SG-03 | IC | SB | 2 | 2 | 2 |  | 9 | 2004 | NG BLQ: DFO; N Y: N; Y N: N | N | S |  | N | Commercial CHP | 5 |  |  | N
58100 | Middle Tennessee State University | 58179 | MTSU Power Co-Gen Plant | TN | Rutherford | SG-04 | IC | SB | 2 | 2 | 2 |  | 9 | 2004 | NG BLQ: DFO; N Y: N; Y N: N | N | S |  | N | Commercial CHP | 5 |  |  | N
58100 | Middle Tennessee State University | 58179 | MTSU Power Co-Gen Plant | TN | Rutherford | SG-05 | IC | SB | 2 | 2 | 2 |  | 9 | 2004 | NG BLQ: DFO; N Y: N; Y N: N | N | S |  | N | Commercial CHP | 5 |  |  | N
58101 | Solar Star California II LLC | 58143 | Solar Star California II LLC | CA | Sacramento | 1 | PV | OP | 2 | 2 | 2 |  | 8 | 2012 | NG BLQ: SUN; N Y: N; Y N: Y |  | S | 4 | N | IPP Non-CHP | 2 |  |  | N | [17 empty] | N
58103 | Twin Rivers Paper Co LLC | 58146 | Twin Rivers Paper Co LLC | ME | Aroostook | GEN5 | ST | OP | 22 | 22 | 22 |  | 5 | 1987 | NG BLQ: PUR; N Y: N; Y N: N |  | S |  | Y | Industrial CHP | 7 | T |  | N | [17 empty] | N
58104 | California State University at Fullerton | 58169 | CSUF Trigeneration | CA | Orange | 1 | GT | OP | 4.6 | 4.3 | 4.3 |  | 10 | 2010 | [9 empty] | S |  | Y | Commercial CHP | 5 | T |  | N | [17 empty] | N | bar: NG BLQ; N Y to Y N
58104 | California State University at Fullerton | 58169 | CSUF Trigeneration | CA | Orange | CPAC | PV | OP | 0.3 | 0.3 | 0.3 |  | 1 | 2012 | NG BLQ: SUN; N Y: N; Y N: N | Y | S |  | N | Commercial CHP | 5
58104 | California State University at Fullerton | 58169 | CSUF Trigeneration | CA | Orange | KHS | PV | OP | 0.3 | 0.3 | 0.3 |  | 1 | 2012 | NG BLQ: SUN; N Y: N; Y N: N | Y | S |  | N | Commercial CHP | 5
58104 | California State University at Fullerton | 58169 | CSUF Trigeneration | CA | Orange | PS4 | PV | OP | 0.3 | 0.3 | 0.3 |  | 1 | 2012 | NG BLQ: SUN; N Y: N; Y N: N | Y | S |  | N | Commercial CHP | 5
58105 | University of Redlands | 58168 | Energy Center | CA | San Bernardino | EC01 | IC | OP | 1.5 | 1.5 | 1.5 |  | 2 | 2007 | [9 empty] | S |  | Y | Commercial CHP | 5 | T |  | N | [17 empty] | N | bar: NG BLQ; N Y to Y N
58106 | Western Michigan University | 58161 | Western Michigan University Power Plant | MI | Kalamazoo | EG-1 | IC | OP | 0.8 | 0.8 | 0.8 |  | 3 | 1999 | NG BLQ: NG; N Y: N; Y N: Y |  | S |  | N | Commercial CHP | 5 |  | N | N
58106 | Western Michigan University | 58161 | Western Michigan University Power Plant | MI | Kalamazoo | GTG-7 | CT | OP | 5 | 4.2 | 5.6 |  | 8 | 1997 | NG BLQ: NG; N Y: N; Y N: Y |  | S |  | Y | Commercial CHP | 5 | T |  | N | [17 empty] | N
58106 | Western Michigan University | 58161 | Western Michigan University Power Plant | MI | Kalamazoo | GTG-8 | CT | OP | 5 | 4.2 | 5.6 |  | 8 | 1997 | NG BLQ: NG; N Y: N; Y N: Y |  | S |  | Y | Commercial CHP | 5 | T |  | N | [17 empty] | N
58106 | Western Michigan University | 58161 | Western Michigan University Power Plant | MI | Kalamazoo | STG-1 | CA | OP | 0.9 | 0.9 | 0.9 |  | 3 | 1999 | NG BLQ: NG; N Y: N; Y N: Y |  | S |  | Y | Commercial CHP | 5 | T | Y | N | [17 empty] | N
58107 | University of Rochester | 58157 | University of Rochester | NY | Monroe | HP | ST | OP | 18.2 | 17 | 17 |  | 10 | 2005 | NG BLQ: NG; NG NG: DFO; N Y: Y; Y N: N |  | S |  | Y | Commercial CHP | 5 | T |  | N | [17 empty] | N
58107 | University of Rochester | 58157 | University of Rochester | NY | Monroe | LP | ST | OP | 7.2 | 7.2 | 7.2 |  | 10 | 2005 | NG BLQ: NG; NG NG: DFO; N Y: Y; Y N: N |  | S |  | Y | Commercial CHP | 5 | T |  | N | [17 empty] | N
58108 | SunE AZ1, LLC | 58147 | Prescott Solar Plant | AZ | Yavapai | PV1 | PV | OP | 10.8 | 10.8 | 10.8 |  | 12 | 2011 | NG BLQ: SUN; N Y: N; Y N: N |  | W | 13 | N | IPP Non-CHP | 2 |  |  | N
58109 | President & Trustees of Williams College | 58160 | Williams College - Campus CHP | MA | Berkshire | GEN2 | ST | OP | 3 | 3 | 3 |  | 3 | 2003 | NG BLQ: NG; NG NG: RFO; N Y: Y; Y N: N |  | S |  | Y | Commercial CHP | 5 | T |  | N | [17 empty] | N | [6 empty] | NG | RFO
58110 | SUNY Old Westbury College | 58156 | SUNY Old Westbury College | NY | Nassau | GE | IC | OP | 1.8 | 1.8 | 1.8 |  | 10 | 2007 | NG BLQ: NG; N Y: N; Y N: Y |  | S |  | Y | Commercial CHP | 5 | T |  | N
58113 | Texas A&M, Utilities & Energy Services | 58151 | Central Utility Plant | TX | Brazos | GTG01 | CT | OP | 34.1 | 32.4 | 34.1 |  | 8 | 2011 | NG BLQ: NG; N Y: N; Y N: Y |  | S |  | Y | Commercial CHP | 5 | T |  | N | [17 empty] | N
58113 | Texas A&M, Utilities & Energy Services | 58151 | Central Utility Plant | TX | Brazos | STG02 | CA | OP | 11 | 11 | 11 |  | 8 | 2011 | NG BLQ: NG; NG NG: DFO; N Y: Y; Y N: Y |  | S |  | Y | Commercial CHP | 5 | T | Y | N | [17 empty] | N
58113 | Texas A&M, Utilities & Energy Services | 58151 | Central Utility Plant | TX | Brazos | STG04 | CA | OA | 5 | 5 | 5 |  | 12 | 1956 | NG BLQ: NG; NG NG: DFO; N Y: Y; Y N: Y |  | S |  | Y | Commercial CHP | 5 | T | Y | Y | [12 empty] | Y | 7 | 2013 |  |  | N
58115 | DTE Ashtabula, LLC | 55990 | Ashtabula | OH | Ashtabula | 1 | CT | OP | 4.9 | 4.4 | 5.4 |  | 2 | 2001 | NG BLQ: NG; N Y: N; Y N: Y |  | S |  | Y | IPP CHP | 3 | T |  | N | [12 empty] | N |  |  |  |  | N
58115 | DTE Ashtabula, LLC | 55990 | Ashtabula | OH | Ashtabula | 2 | CT | OP | 4.9 | 4.4 | 5.4 |  | 2 | 2001 | NG BLQ: NG; N Y: N; Y N: Y |  | S |  | Y | IPP CHP | 3 | T |  | N | [12 empty] | N |  |  |  |  | N
58115 | DTE Ashtabula, LLC | 55990 | Ashtabula | OH | Ashtabula | 3 | CT | OP | 4.9 | 4.4 | 5.4 |  | 2 | 2001 | NG BLQ: NG; N Y: N; Y N: Y |  | S |  | Y | IPP CHP | 3 | T |  | N | [12 empty] | N |  |  |  |  | N
58115 | DTE Ashtabula, LLC | 55990 | Ashtabula | OH | Ashtabula | 4 | CT | OP | 4.9 | 4.4 | 5.4 |  | 2 | 2001 | NG BLQ: NG; N Y: N; Y N: Y |  | S |  | Y | IPP CHP | 3 | T |  | N | [12 empty] | N |  |  |  |  | N
58115 | DTE Ashtabula, LLC | 55990 | Ashtabula | OH | Ashtabula | 5 | CT | OP | 4.9 | 4.4 | 5.4 |  | 2 | 2001 | NG BLQ: NG; N Y: N; Y N: Y |  | S |  | Y | IPP CHP | 3 | T |  | N | [12 empty] | N |  |  |  |  | N
58115 | DTE Ashtabula, LLC | 55990 | Ashtabula | OH | Ashtabula | 6 | CA | OP | 0.8 | 0.7 | 0.8 |  | 2 | 2001 | [9 empty] | S |  | Y | IPP CHP | 3 | T | N | N | [17 empty] | N | bar: NG BLQ; N Y to Y N
58115 | DTE Ashtabula, LLC | 55990 | Ashtabula | OH | Ashtabula | 7 | CA | OP | 0.8 | 0.7 | 0.8 |  | 2 | 2001 | [9 empty] | S |  | Y | IPP CHP | 3 | T | N | N | [17 empty] | N | bar: NG BLQ; N Y to Y N
58120 | Danbury Hospital | 58152 | Danbury Hospital Cogen Plant | CT | Fairfield | GEN1 | GT | OP | 4.3 | 3.9 | 5.3 | GEN1 | 11 | 2011 | [9 empty] | S |  | Y | Commercial CHP | 5 | T | N | Y | 0.5 |  | 10 | 2013 | [8 empty] | N |  |  |  |  | N | bar: NG BLQ; N Y to Y N
58121 | North Sky River Energy LLC | 58154 | North Sky River Energy LLC | CA | Kern | GEN1 | WT | OP | 162 | 162 | 162 |  | 12 | 2012 | NG BLQ: WND; N Y: N; Y N: Y |  | S | 100 | N | IPP Non-CHP | 2
58122 | Eastern Maine Medical Center | 58153 | Eastern Maine Medical Center | ME | Winnebago | COGE | GT | OP | 3.8 | 3.8 | 5 |  | 10 | 2006 | NG BLQ: NG; NG NG: DFO; N Y: Y; Y N: N |  | S |  | Y | Commercial CHP | 5 | T |  | N | [17 empty] | N
58129 | Rock River Water Reclamation District | 58177 | Kishwaukee CHP Plant | IL | Winnebago | 1 | IC | OP | 1 | 1 | 1 |  | 1 | 2010 | NG BLQ: OBG; NG NG: NG; N Y: Y; Y N: Y |  | S |  | Y | IPP CHP | 3 | T | N | N | [17 empty] | N
58129 | Rock River Water Reclamation District | 58177 | Kishwaukee CHP Plant | IL | Winnebago | 2 | IC | OP | 1 | 1 | 1 |  | 6 | 2010 | NG BLQ: OBG; NG NG: NG; N Y: Y; Y N: Y |  | S |  | Y | IPP CHP | 3 | T | N | N | [17 empty] | N
58129 | Rock River Water Reclamation District | 58177 | Kishwaukee CHP Plant | IL | Winnebago | 3 | IC | OP | 1 | 1 | 1 |  | 5 | 2010 | NG BLQ: OBG; NG NG: NG; N Y: Y; Y N: Y |  | S |  | Y | IPP CHP | 3 | T | N | N | [17 empty] | N
58130 | University of Connecticut | 58159 | UCONN Cogen Facility | CT | Tolland | CGT1 | CT | OP | 6.9 | 6.4 | 6.4 |  | 3 | 2006 | NG BLQ: NG; NG NG: DFO; N Y: Y; Y N: N |  | S |  | Y | Commercial CHP | 5 | T |  | N | [17 empty] | N
58130 | University of Connecticut | 58159 | UCONN Cogen Facility | CT | Tolland | CGT2 | CT | OP | 6.9 | 6.4 | 6.4 |  | 3 | 2006 | NG BLQ: NG; NG NG: DFO; N Y: Y; Y N: N |  | S |  | Y | Commercial CHP | 5 | T |  | N | [17 empty] | N
58130 | University of Connecticut | 58159 | UCONN Cogen Facility | CT | Tolland | CGT3 | CT | OP | 6.9 | 6.4 | 6.4 |  | 3 | 2006 | NG BLQ: NG; NG NG: DFO; N Y: Y; Y N: N |  | S |  | Y | Commercial CHP | 5 | T |  | N | [17 empty] | N
58130 | University of Connecticut | 58159 | UCONN Cogen Facility | CT | Tolland | STG1 | CA | OP | 5 | 4.9 | 4.9 |  | 3 | 2006 | NG BLQ: NG; NG NG: DFO; N Y: N; Y N: N |  | S |  | Y | Commercial CHP | 5 | T | Y | N | [17 empty] | N
58131 | Wesleyan University | 58158 | Wesleyan University Cogen 1 | CT | Middlesex | 1 | IC | OP | 2.4 | 2.3 | 2.3 |  | 2 | 2009 | [9 empty] | S |  | Y | Commercial CHP | 5 | T |  | N | [17 empty] | N | bar: NG BLQ; N Y to Y N
58132 | Perrin Ranch Wind LLC | 58155 | Perrin Ranch Wind LLC | AZ | Coconino | GEN1 | WT | OP | 99.2 | 99.2 | 99.2 |  | 1 | 2012 | NG BLQ: WND; N Y: N; Y N: Y |  | S | 62 | N | IPP Non-CHP | 2
58133 | Mercy Medical Center | 58163 | Mercy Medical Center | NY | Nassau | 1 | IC | SB | 0.1 | 0.1 | 0.1 |  | 1 | 1959 | NG BLQ: DFO; N Y: N; Y N: N | N | S |  | N | Commercial Non-CHP | 4
58133 | Mercy Medical Center | 58163 | Mercy Medical Center | NY | Nassau | 2 | IC | SB | 0.4 | 0.4 | 0.4 |  | 1 | 1992 | NG BLQ: DFO; N Y: N; Y N: N | N | S |  | N | Commercial Non-CHP | 4
58133 | Mercy Medical Center | 58163 | Mercy Medical Center | NY | Nassau | 3 | IC | SB | 0.4 | 0.4 | 0.4 |  | 1 | 1963 | NG BLQ: DFO; N Y: N; Y N: N | N | S |  | N | Commercial Non-CHP | 4
58133 | Mercy Medical Center | 58163 | Mercy Medical Center | NY | Nassau | 4 | IC | SB | 0.7 | 0.7 | 0.7 |  | 1 | 1985 | NG BLQ: DFO; N Y: N; Y N: N | N | S |  | N | Commercial Non-CHP | 4
58133 | Mercy Medical Center | 58163 | Mercy Medical Center | NY | Nassau | 5 | IC | SB | 0.3 | 0.3 | 0.3 |  | 1 | 1977 | NG BLQ: DFO; N Y: N; Y N: N | N | S |  | N | Commercial Non-CHP | 4
58133 | Mercy Medical Center | 58163 | Mercy Medical Center | NY | Nassau | 6 | IC | SB | 0.2 | 0.2 | 0.2 |  | 1 | 1995 | NG BLQ: DFO; N Y: N; Y N: N | N | S |  | N | Commercial Non-CHP | 4
58133 | Mercy Medical Center | 58163 | Mercy Medical Center | NY | Nassau | 7 | IC | SB | 0.3 | 0.3 | 0.3 |  | 1 | 1999 | NG BLQ: DFO; N Y: N; Y N: N | N | S |  | N | Commercial Non-CHP | 4
58133 | Mercy Medical Center | 58163 | Mercy Medical Center | NY | Nassau | 8 | IC | SB | 0.6 | 0.6 | 0.6 |  | 1 | 2004 | NG BLQ: DFO; N Y: N; Y N: N | N | S |  | N | Commercial Non-CHP | 4
58134 | Cirrus Wind 1 LLC | 58162 | Cirrus Wind 1 LLC | TX | Lynn | CW | WT | OP | 61.2 | 61.2 | 61.2 |  | 12 | 2012 | NG BLQ: WND; N Y: N; Y N: Y |  | S | 17 | N | IPP Non-CHP | 2 | [20 empty] | N
58135 | Ecos Energy LLC | 58496 | Lincoln Solar | IN | Lake | PV2 | PV | OP | 1.5 | 1.5 | 1.5 |  | 12 | 2012 | NG BLQ: SUN; N Y: N; Y N: N |  | S | 3 | N | IPP Non-CHP | 2 |  |  | N | [17 empty] | N
58136 | William Floyd School District | 58167 | William Floyd School District | NY | Suffolk | GEN1 | IC | OP | 1.3 | 1.3 | 1.3 |  | 2 | 2004 | NG BLQ: NG; N Y: N; Y N: Y |  | S |  | Y | Commercial CHP | 5 | T |  | N | [17 empty] | N
58136 | William Floyd School District | 58167 | William Floyd School District | NY | Suffolk | GEN2 | IC | OP | 1.3 | 1.3 | 1.3 |  | 2 | 2004 | NG BLQ: NG; N Y: N; Y N: Y |  | S |  | Y | Commercial CHP | 5 | T |  | N | [17 empty] | N
58136 | William Floyd School District | 58167 | William Floyd School District | NY | Suffolk | GEN3 | IC | SB | 1.3 | 1.3 | 1.3 |  | 2 | 2004 | NG BLQ: DFO; N Y: N; Y N: Y | Y | S |  | N | Commercial CHP | 5
58137 | The College of New Jersey | 58165 | College of New Jersey | NJ | Mercer | COGEN | IC | OP | 6.2 | 4.2 | 5.6 |  | 7 | 1996 | [9 empty] | S |  | Y | Commercial CHP | 5 | T |  | N | [17 empty] | N | bar: NG BLQ; N Y to Y N
58138 | The Trustees of Smith College | 58166 | Smith College Central Heating Plant | MA | Hampshire | GT-1 | GT | OP | 5.3 | 2.7 | 3.5 |  | 10 | 2008 | [9 empty] | S |  | Y | Commercial CHP | 5 | T |  | Y | [12 empty] | Y |  |  |  |  | N | bar: NG BLQ; N Y to Y N
58140 | San Bernardino Comm College Dist | 58170 | Crafton Hills College Solar Farm | CA | San Bernardino | GEN1 | PV | OP | 1.3 | 1.3 | 1.3 |  | 6 | 2012 | NG BLQ: SUN; N Y: N; Y N: Y |  | S | 3 | N | Commercial Non-CHP | 4 | [20 empty] | N
58143 | Cimarron Wind Energy LLC | 57762 | Cimarron Wind Energy LLC | KS | Gray | CPV1 | WT | OP | 165.6 | 165.6 | 165.6 |  | 11 | 2012 | NG BLQ: WND; N Y: N; Y N: Y |  | S | 72 | N | IPP Non-CHP | 2 | [20 empty] | N
58144 | BMW Manufacturing Co LLC | 58173 | BMW Manufacturing Co | SC | Spartanburg | GT601 | GT | OP | 5.5 | 5 | 5 |  | 6 | 2009 | NG BLQ: LFG; N Y: N; Y N: Y |  | S |  | N | Industrial Non-CHP | 6
58144 | BMW Manufacturing Co LLC | 58173 | BMW Manufacturing Co | SC | Spartanburg | GT602 | GT | OP | 5.5 | 5 | 5 |  | 6 | 2009 | NG BLQ: LFG; N Y: N; Y N: Y |  | S |  | N | Industrial Non-CHP | 6
58147 | Connecticut Valley Hospital | 58176 | Connecticut Valley Hospital Plant | CT | Middlesex | ST#1 | CA | OS | 0.7 | 0.7 | 0.7 |  | 1 | 1950 | NG BLQ: NG; N Y: Y; Y N: N | N | S |  | Y | IPP CHP | 3 | B | N | Y | [15 empty] | 3 | 2013 | N | [6 empty] | NG
58147 | Connecticut Valley Hospital | 58176 | Connecticut Valley Hospital Plant | CT | Middlesex | ST#2 | CA | OS | 0.5 | 0.5 | 0.5 |  | 1 | 1950 | NG BLQ: NG; N Y: Y; Y N: N | N | S |  | Y | IPP CHP | 3 | B | N | Y | [15 empty] | 3 | 2013 | N | [6 empty] | NG
58147 | Connecticut Valley Hospital | 58176 | Connecticut Valley Hospital Plant | CT | Middlesex | ST#3 | CA | OS | 0.5 | 0.5 | 0.5 |  | 1 | 1950 | NG BLQ: NG; N Y: Y; Y N: N | N | S |  | Y | IPP CHP | 3 | B | N | Y | [15 empty] | 3 | 2013 | N | [6 empty] | NG
58148 | U.S. General Services Administration | 58178 | M. G. Emmett J. Bean Federal Center | IN | Marion | 1 | PV | OP | 2 | 2 | 2 |  | 4 | 2011 | NG BLQ: SUN; N Y: N; Y N: Y |  | S | 4 | N | IPP Non-CHP | 2 |  |  | N | [17 empty] | N
58149 | Renewable World Energies LLC | 1067 | Iowa Hydro LLC | IA | Jackson | 1 | HY | OP | 0.6 | 0.6 | 0.6 |  | 1 | 1924 | NG BLQ: WAT; N Y: N; Y N: Y |  | S |  | N | IPP Non-CHP | 2 |  | N | N | [17 empty] | N
58149 | Renewable World Energies LLC | 1067 | Iowa Hydro LLC | IA | Jackson | 2 | HY | OP | 0.6 | 0.6 | 0.6 |  | 1 | 1924 | NG BLQ: WAT; N Y: N; Y N: Y |  | S | 0 | N | IPP Non-CHP | 2 |  | N | N | [17 empty] | N
58149 | Renewable World Energies LLC | 3995 | Arpin Dam | WI | Sawyer | 1 | HY | OP | 0.6 | 0.6 | 0.6 |  | 9 | 1971 | NG BLQ: WAT; N Y: N; Y N: Y |  | S |  | N | IPP Non-CHP | 2 |  | N | N | [17 empty] | N
58149 | Renewable World Energies LLC | 3995 | Arpin Dam | WI | Sawyer | 2 | HY | OP | 0.6 | 0.6 | 0.6 |  | 9 | 1971 | NG BLQ: WAT; N Y: N; Y N: Y |  | S |  | N | IPP Non-CHP | 2 |  | N | N | [17 empty] | N
58149 | Renewable World Energies LLC | 3995 | Arpin Dam | WI | Sawyer | 3 | HY | OP | 0.2 | 0.2 | 0.2 |  | 5 | 1973 | NG BLQ: WAT; N Y: N; Y N: Y |  | S |  | N | IPP Non-CHP | 2 |  | N | N | [17 empty] | N
58149 | Renewable World Energies LLC | 4018 | Clam River Dam | WI | Burnett | 1 | HY | OP | 0.4 | 0.4 | 0.4 |  | 12 | 1942 | NG BLQ: WAT; N Y: N; Y N: Y |  | S |  | N | IPP Non-CHP | 2 |  | N | N | [17 empty] | N
58149 | Renewable World Energies LLC | 4018 | Clam River Dam | WI | Burnett | 2 | HY | OP | 0.4 | 0.4 | 0.4 |  | 4 | 1942 | NG BLQ: WAT; N Y: N; Y N: Y |  | S |  | N | IPP Non-CHP | 2 |  | N | N | [17 empty] | N
58149 | Renewable World Energies LLC | 4018 | Clam River Dam | WI | Burnett | 3 | HY | OP | 0.4 | 0.4 | 0.4 |  | 4 | 1967 | NG BLQ: WAT; N Y: N; Y N: Y |  | S |  | N | IPP Non-CHP | 2 |  | N | N | [17 empty] | N
58149 | Renewable World Energies LLC | 4019 | Danbury Dam | WI | Burnett | 1 | HY | OP | 0.1 | 0.1 | 0.1 |  | 1 | 1921 | NG BLQ: WAT; N Y: N; Y N: Y |  | S |  | N | IPP Non-CHP | 2 |  | N | N | [17 empty] | N
58149 | Renewable World Energies LLC | 4019 | Danbury Dam | WI | Burnett | 2 | HY | OP | 0.3 | 0.3 | 0.3 |  | 3 | 1927 | NG BLQ: WAT; N Y: N; Y N: Y |  | S |  | N | IPP Non-CHP | 2 |  | N | N | [17 empty] | N
58149 | Renewable World Energies LLC | 4019 | Danbury Dam | WI | Burnett | HY3 | HY | OP | 0.6 | 0.6 | 0.6 |  | 6 | 1950 | NG BLQ: WAT; N Y: N; Y N: Y |  | S |  | N | IPP Non-CHP | 2 |  | N | N | [17 empty] | N
58149 | Renewable World Energies LLC | 7118 | Cataract | MI | Marquette | 1 | HY | OP | 2 | 0.6 | 0.3 |  | 2 | 1988 | NG BLQ: WAT; N Y: N; Y N: Y |  | S | 0 | N | IPP Non-CHP | 2 |  | N | N | [17 empty] | N
58149 | Renewable World Energies LLC | 10453 | LAC Courte Oreilles Hydroelect | WI | Sawyer | U1 | HY | OA | 0.2 | 0.2 | 0.2 |  | 12 | 1986 | NG BLQ: WAT; N Y: N; Y N: Y |  | S | 0 | N | Commercial Non-CHP | 4 |  | N | N
58149 | Renewable World Energies LLC | 10453 | LAC Courte Oreilles Hydroelect | WI | Sawyer | U2 | HY | OA | 1.6 | 1.5 | 1.5 |  | 12 | 1986 | NG BLQ: WAT; N Y: N; Y N: Y |  | S | 0 | N | Commercial Non-CHP | 4 |  | N | N
58149 | Renewable World Energies LLC | 10453 | LAC Courte Oreilles Hydroelect | WI | Sawyer | U3 | HY | OA | 1.6 | 1.5 | 1.5 |  | 12 | 1986 | NG BLQ: WAT; N Y: N; Y N: Y |  | S | 0 | N | Commercial Non-CHP | 4 |  | N | N
58149 | Renewable World Energies LLC | 55684 | Flambeau Crowley Rapids Project | WI | Price | GEN1 | HY | OP | 1 | 1 | 1 |  | 1 | 1930 | NG BLQ: WAT; N Y: N; Y N: Y |  | S |  | N | IPP Non-CHP | 2 |  | N | N | [17 empty] | N
58149 | Renewable World Energies LLC | 55684 | Flambeau Crowley Rapids Project | WI | Price | GEN2 | HY | OP | 0.5 | 0.5 | 0.5 |  | 1 | 1930 | NG BLQ: WAT; N Y: N; Y N: Y |  | S |  | N | IPP Non-CHP | 2 |  | N | N | [17 empty] | N
58149 | Renewable World Energies LLC | 55685 | Flambeau Lower Project | WI | Price | GEN1 | HY | OP | 0.4 | 0.4 | 0.4 |  | 1 | 1923 | NG BLQ: WAT; N Y: N; Y N: Y |  | S |  | N | IPP Non-CHP | 2 |  | N | N | [17 empty] | N
58149 | Renewable World Energies LLC | 55685 | Flambeau Lower Project | WI | Price | GEN2 | HY | OP | 0.4 | 0.4 | 0.4 |  | 1 | 1923 | NG BLQ: WAT; N Y: N; Y N: Y |  | S |  | N | IPP Non-CHP | 2 |  | N | N | [17 empty] | N
58149 | Renewable World Energies LLC | 55685 | Flambeau Lower Project | WI | Price | GEN3 | HY | OP | 0.4 | 0.4 | 0.4 |  | 1 | 1923 | NG BLQ: WAT; N Y: N; Y N: Y |  | S |  | N | IPP Non-CHP | 2 |  | N | N | [17 empty] | N
58150 | Big Blue Wind Farm LLC | 57289 | Big Blue | MN | Faribault | BBWP | WT | OP | 36 | 36 | 36 |  | 12 | 2012 | NG BLQ: WND; N Y: N; Y N: Y |  | S | 18 | N | IPP Non-CHP | 2
58151 | Loyola University Health System | 58181 | Loyola University Health Plant | IL | Cook | UNIT1 | GT | OP | 5.3 | 3.9 | 5.6 |  | 9 | 2005 | NG BLQ: NG; N Y: N; Y N: Y |  | S |  | N | Commercial Non-CHP | 4
58151 | Loyola University Health System | 58181 | Loyola University Health Plant | IL | Cook | UNIT2 | GT | OP | 5.3 | 3.9 | 5.6 |  | 9 | 2005 | NG BLQ: NG; N Y: N; Y N: Y |  | S |  | N | Commercial Non-CHP | 4
58152 | Amherst College | 58185 | Amherst College Co Gen | MA | Hampshire | CTG | GT | OP | 1.2 | 1.2 | 1.2 |  | 11 | 2006 | NG BLQ: NG; NG NG: DFO; N Y: Y; Y N: N |  | S |  | Y | Commercial CHP | 5 | T |  | N | [17 empty] | N
58152 | Amherst College | 58185 | Amherst College Co Gen | MA | Hampshire | STG | ST | OP | 0.5 | 0.5 | 0.5 |  | 11 | 2006 | NG BLQ: NG; NG NG: RFO; N Y: Y; Y N: N |  | S |  | N | Commercial CHP | 5 |  |  | N | [17 empty] | N | [6 empty] | NG
58153 | US Magnesium | 58191 | US Magnesium | UT | Penobscot | GT1 | GT | OP | 16 | 10 | 13 |  | 1 | 1972 | NG BLQ: NG; NG NG: DFO; N Y: Y; Y N: Y |  | S |  | N | Industrial Non-CHP | 6 |  |  | N
58153 | US Magnesium | 58191 | US Magnesium | UT | Penobscot | GT2 | GT | OP | 16 | 10 | 13 |  | 1 | 1972 | NG BLQ: NG; NG NG: DFO; N Y: Y; Y N: Y |  | S |  | N | Industrial Non-CHP | 6 |  |  | N
58153 | US Magnesium | 58191 | US Magnesium | UT | Penobscot | GT3 | GT | OP | 16 | 10 | 13 |  | 1 | 1972 | NG BLQ: NG; NG NG: DFO; N Y: Y; Y N: Y |  | S |  | N | Industrial Non-CHP | 6 |  |  | N
58154 | Hudson Valley Community College | 58186 | HVCC Cogen Plant | NY | Rensselaer | CG01 | IC | OP | 0.9 | 0.8 | 0.9 |  | 4 | 2004 | NG BLQ: NG; NG NG: LFG; N Y: Y; Y N: N |  | S |  | Y | Commercial CHP | 5 | T |  | Y | [12 empty] | Y | 1 | 2013 |  |  | N
58154 | Hudson Valley Community College | 58186 | HVCC Cogen Plant | NY | Rensselaer | CG02 | IC | OP | 0.9 | 0.8 | 0.9 |  | 4 | 2004 | [9 empty] | S |  | Y | Commercial CHP | 5 | T |  | Y | [12 empty] | Y | 10 | 2013 |  |  | N | bar: NG BLQ; N Y to Y N
58154 | Hudson Valley Community College | 58186 | HVCC Cogen Plant | NY | Rensselaer | CG03 | IC | OP | 1.4 | 1.3 | 1.4 |  | 4 | 2004 | [9 empty] | S |  | Y | Commercial CHP | 5 | T |  | Y | [12 empty] | Y | 10 | 2013 |  |  | N | bar: NG BLQ; N Y to Y N
58154 | Hudson Valley Community College | 58186 | HVCC Cogen Plant | NY | Rensselaer | CG04 | IC | OP | 1.4 | 1.2 | 1.4 |  | 4 | 2004 | [9 empty] | S |  | N | Commercial CHP | 5 |  |  | Y | [12 empty] | Y | 10 | 2013 |  |  | N | bar: NG BLQ; N Y to Y N
58154 | Hudson Valley Community College | 58186 | HVCC Cogen Plant | NY | Rensselaer | CG05 | IC | SB | 2.1 | 2 | 2.1 |  | 4 | 2004 | NG BLQ: DFO; N Y: N; Y N: N | N | S |  | N | Commercial CHP | 5 |  |  | Y | [12 empty] | Y | 10 | 2013 |  |  | N
58154 | Hudson Valley Community College | 58186 | HVCC Cogen Plant | NY | Rensselaer | CG06 | IC | OP | 1.4 | 1.3 | 1.4 |  | 8 | 2005 | [9 empty] | S |  | Y | Commercial CHP | 5 | T |  | Y | [12 empty] | Y | 10 | 2013 |  |  | N | bar: NG BLQ; N Y to Y N
58156 | Rand Whitney Containerboard L.P. | 58184 | Rand Whitney CHP Plant | CT | New London | TG-1 | GT | OP | 14.6 | 14.6 | 14.6 |  | 4 | 2005 | NG BLQ: NG; NG NG: DFO; N Y: Y; Y N: Y |  | S |  | Y | Industrial CHP | 7 | T |  | N | [12 empty] | N |  |  |  |  | N
58157 | Prairie Horizon Agri Energy LLC | 58183 | Prairie Horizon Agri Energy | KS | Phillips | T5687 | ST | OP | 1.8 | 0.3 | 0.3 |  | 10 | 2008 | [9 empty] | S |  | Y | Industrial CHP | 7 | B | bar: NG BLQ; N Y to Y N
58157 | Prairie Horizon Agri Energy LLC | 58183 | Prairie Horizon Agri Energy | KS | Phillips | T5741 | ST | OP | 1.7 | 0.7 | 0.7 |  | 10 | 2006 | [9 empty] | S |  | Y | Industrial CHP | 7 | B | bar: NG BLQ; N Y to Y N
58159 | Penn State University | 58194 | West Campus Steam Plant | PA | Centre | WC 2 | ST | OP | 2.5 | 0.5 | 1 |  | 1 | 1938 | NG BLQ: BIT; NG NG: NG; N Y: Y; Y N: N |  | S |  | Y | Commercial CHP | 5 | T |  | Y | [12 empty] | Y |  |  |  |  | N |  |  | Y |  |  |  | NG
58159 | Penn State University | 58194 | West Campus Steam Plant | PA | Centre | WC 3 | ST | OP | 3.5 | 0.6 | 2.8 |  | 1 | 1949 | NG BLQ: BIT; NG NG: NG; N Y: Y; Y N: N |  | S |  | Y | Commercial CHP | 5 | T |  | Y | [12 empty] | Y |  |  |  |  | N |  |  | Y |  |  |  | NG
58159 | Penn State University | 58195 | East Campus Steam Plant | PA | Centre | CT1 | GT | OP | 7 | 5.5 | 8.4 |  | 6 | 2011 | NG BLQ: NG; NG NG: DFO; N Y: Y; Y N: N |  | S |  | Y | Commercial CHP | 5 | T |  | N | [17 empty] | N
58163 | Poet Biorefining Lake Crystal | 58197 | Poet Biorefining Lake Crystal | MN | Smith | 1 | IC | SB | 6 | 6 | 6 |  | 4 | 2005 | NG BLQ: DFO; N Y: N; Y N: N | N | S |  | N | Industrial Non-CHP | 6 |  |  | N
58163 | Poet Biorefining Lake Crystal | 58197 | Poet Biorefining Lake Crystal | MN | Smith | 2 | ST | SB | 1 | 1 | 1 |  | 4 | 2005 | [8 empty] | N | S | 1 | N | Industrial Non-CHP | 6 |  | N | N | bar: NG BLQ; N Y to Y N
58164 | 180 Raritan Energy Solutions, LLC | 58187 | 180 Raritan Solar | NJ | Middlesex | 1 | PV | OP | 2.3 | 2.3 | 2.3 |  | 6 | 2012 | NG BLQ: SUN; N Y: N; Y N: Y |  | S | 5 | N | IPP Non-CHP | 2 |  |  | N | [17 empty] | N
58166 | Bonanza BioEnergy LLC | 58193 | Bonanza BioEnergy LLC | KS | Finney | ST96 | ST | OP | 2 | 2 | 2 |  | 8 | 2008 | [8 empty] | Y | S |  | Y | Industrial CHP | 7 | T | N | N | [12 empty] | N |  |  |  |  | N | [6 empty] | NG | bar: NG BLQ; N Y to Y N
58167 | Arkalon Ethanol LLC | 58192 | Arkalon Ethanol LLC | KS | Seward | ST961 | ST | OP | 3 | 3 | 3 |  | 12 | 2008 | [8 empty] | Y | S |  | Y | Industrial CHP | 7 | T | N | N | [12 empty] | N | 12 | 2008 |  |  | N | [6 empty] | NG | bar: NG BLQ; N Y to Y N
58170 | Mosaic Potash Hersey LLC | 58196 | Mosaic Potash Hersey | MI | Osceola | ST1 | ST | OA | 2.1 | 2.1 | 2.1 |  | 9 | 1998 | [9 empty] | S |  | Y | Industrial CHP | 7 | T |  | N | [17 empty] | N | [6 empty] | NG | bar: NG BLQ; N Y to Y N
58171 | University of California-San Francisco | 58198 | Parnassus Central Utility Plant | CA | San Francisco | GTG1 | CT | OP | 5 | 5 | 5 |  | 1 | 1996 | NG BLQ: NG; NG NG: DFO; N Y: Y; Y N: Y |  | S |  | Y | Commercial CHP | 5 | T |  | N | [17 empty] | N
58171 | University of California-San Francisco | 58198 | Parnassus Central Utility Plant | CA | San Francisco | GTG2 | CT | OP | 5 | 5 | 5 |  | 1 | 1996 | NG BLQ: NG; NG NG: DFO; N Y: Y; Y N: Y |  | S |  | Y | Commercial CHP | 5 | T |  | N | [17 empty] | N
58171 | University of California-San Francisco | 58198 | Parnassus Central Utility Plant | CA | San Francisco | STG1 | CA | OP | 3.5 | 3.5 | 3.5 |  | 1 | 1996 | NG BLQ: NG; N Y: N; Y N: Y |  | S |  | Y | Commercial CHP | 5 | T | N | N | [17 empty] | N
58172 | NRG Energy Center Phoenix LLC | 58199 | Arizona State University CHP | AZ | Maricopa | G1 | CS | OP | 9.2 | 9.2 | 6.9 |  | 4 | 2006 | NG BLQ: NG; N Y: N; Y N: Y |  | S | 1 | Y | Commercial CHP | 5 | T | Y | N | [17 empty] | N
58173 | Ormet Primary Aluminium Corp-Burnside | 58200 | Burnside Alumina Div | LA | Ascension | GEN1 | ST | OP | 4 | 4 | 4 |  | 12 | 1957 | [8 empty] | N | S |  | N | Industrial Non-CHP | 6 |  | N | N | [17 empty] | N | bar: NG BLQ; N Y to Y N
58173 | Ormet Primary Aluminium Corp-Burnside | 58200 | Burnside Alumina Div | LA | Ascension | GEN2 | ST | OP | 4 | 4 | 4 |  | 12 | 1957 | [8 empty] | N | S |  | N | Industrial Non-CHP | 6 |  |  | N | [17 empty] | N | bar: NG BLQ; N Y to Y N
58173 | Ormet Primary Aluminium Corp-Burnside | 58200 | Burnside Alumina Div | LA | Ascension | GEN3 | ST | OP | 4 | 4 | 4 |  | 12 | 1957 | [8 empty] | N | S |  | N | Industrial Non-CHP | 6 |  | N | N | [17 empty] | N | bar: NG BLQ; N Y to Y N
58174 | Monroe Newpower Corporation | 58201 | Monroe Community College Plant | NY | Monroe | 1 | IC | OP | 1.6 | 1.6 | 1.6 |  | 8 | 2004 | NG BLQ: NG; N Y: N; Y N: Y |  | S |  | Y | Commercial CHP | 5 | T |  | N | [17 empty] | N
58174 | Monroe Newpower Corporation | 58201 | Monroe Community College Plant | NY | Monroe | 2 | IC | OP | 1.6 | 1.6 | 1.6 |  | 8 | 2004 | NG BLQ: NG; N Y: N; Y N: Y |  | S |  | Y | Commercial CHP | 5 | T |  | N | [17 empty] | N
58174 | Monroe Newpower Corporation | 58201 | Monroe Community College Plant | NY | Monroe | 3 | IC | OP | 1.6 | 1.6 | 1.6 |  | 8 | 2004 | NG BLQ: NG; N Y: N; Y N: Y |  | S |  | Y | Commercial CHP | 5 | T |  | N | [17 empty] | N
58174 | Monroe Newpower Corporation | 58201 | Monroe Community College Plant | NY | Monroe | 4 | IC | OP | 1.6 | 1.6 | 1.6 |  | 8 | 2004 | NG BLQ: NG; N Y: N; Y N: Y |  | S |  | Y | Commercial CHP | 5 | T |  | N | [17 empty] | N
58176 | Veolia Energy Kansas City | 58205 | Grand Ave Plant | MO | Jackson | 1 | ST | OP | 5 | 4.8 | 4.8 |  | 7 | 1991 | NG BLQ: BIT; NG NG: NG; N Y: Y; Y N: Y |  | S |  | Y | IPP CHP | 3 | T |  | N | [17 empty] | N | Y |  | Y |  |  |  | NG
58177 | Raven Power Holdings LLC | 602 | Brandon Shores | MD | Anne Arundel | 1 | ST | OP | 685 | 635 | 635 |  | 5 | 1984 | NG BLQ: BIT; N Y: N; Y N: Y |  | S |  | N | IPP Non-CHP | 2 |  | N | N | [17 empty] | N | Y |  | Y |  |  |  | DFO
58177 | Raven Power Holdings LLC | 602 | Brandon Shores | MD | Anne Arundel | 2 | ST | OP | 685 | 638 | 638 |  | 5 | 1991 | NG BLQ: BIT; N Y: N; Y N: Y |  | S |  | N | IPP Non-CHP | 2 |  | N | N | [17 empty] | N | Y |  | Y |  |  |  | DFO
58177 | Raven Power Holdings LLC | 1552 | C P Crane | MD | Baltimore | 1 | ST | OP | 190.4 | 190 | 190 |  | 7 | 1961 | NG BLQ: SUB; NG NG: BIT; N Y: N; Y N: Y |  | S |  | N | IPP Non-CHP | 2 |  | N | N | [17 empty] | N | Y |  | Y |  |  |  | NG
58177 | Raven Power Holdings LLC | 1552 | C P Crane | MD | Baltimore | 2 | ST | OP | 209.4 | 195 | 195 |  | 2 | 1963 | NG BLQ: SUB; NG NG: BIT; N Y: N; Y N: Y |  | S |  | N | IPP Non-CHP | 2 |  | N | N | [17 empty] | N | Y |  | Y |  |  |  | NG
58177 | Raven Power Holdings LLC | 1552 | C P Crane | MD | Baltimore | GT1 | GT | OP | 16 | 14 | 14 |  | 8 | 1967 | NG BLQ: DFO; N Y: N; Y N: Y |  | S |  | N | IPP Non-CHP | 2 |  | N | N | [17 empty] | N
58177 | Raven Power Holdings LLC | 1554 | Herbert A Wagner | MD | Anne Arundel | 1 | ST | OP | 132.8 | 126 | 126 |  | 2 | 1956 | NG BLQ: NG; NG NG: RFO; N Y: Y; Y N: Y |  | S |  | N | IPP Non-CHP | 2 |  | N | N | [17 empty] | N | [6 empty] | NG
58177 | Raven Power Holdings LLC | 1554 | Herbert A Wagner | MD | Anne Arundel | 2 | ST | OP | 136 | 135 | 135 |  | 1 | 1959 | NG BLQ: BIT; N Y: N; Y N: Y |  | S |  | N | IPP Non-CHP | 2 |  | N | N | [17 empty] | N | Y |  | Y |  |  |  | NG
58177 | Raven Power Holdings LLC | 1554 | Herbert A Wagner | MD | Anne Arundel | 3 | ST | OP | 359 | 305 | 305 |  | 8 | 1966 | NG BLQ: BIT; N Y: N; Y N: Y |  | S |  | N | IPP Non-CHP | 2 |  | N | N | [17 empty] | N | Y |  | Y |  |  |  | NG
58177 | Raven Power Holdings LLC | 1554 | Herbert A Wagner | MD | Anne Arundel | 4 | ST | OP | 414.7 | 397 | 397 |  | 8 | 1972 | NG BLQ: RFO; N Y: N; Y N: Y |  | S |  | N | IPP Non-CHP | 2 |  | N | N | [17 empty] | N | [6 empty] | NG
58177 | Raven Power Holdings LLC | 1554 | Herbert A Wagner | MD | Anne Arundel | GT1 | GT | OP | 16 | 12.9 | 12.9 |  | 8 | 1967 | NG BLQ: DFO; N Y: N; Y N: Y |  | S |  | N | IPP Non-CHP | 2 |  | N | N | [17 empty] | N
58178 | GSA Metropolitan Service Center | 58207 | Central Utility Plant at White Oak | MD | Montgomery | G1 | IC | OP | 5.7 | 5.7 | 5.7 |  | 11 | 2003 | NG BLQ: NG; NG NG: DFO; N Y: Y; Y N: Y | Y | S |  | Y | IPP CHP | 3 | T |  | N | [12 empty] | N |  |  |  |  | N
58178 | GSA Metropolitan Service Center | 58207 | Central Utility Plant at White Oak | MD | Montgomery | G3 | GT | OP | 4.3 | 4.3 | 4.6 |  | 11 | 2003 | NG BLQ: NG; N Y: N; Y N: Y |  | S |  | Y | IPP CHP | 3 | T |  | N | [17 empty] | N
58178 | GSA Metropolitan Service Center | 58207 | Central Utility Plant at White Oak | MD | Montgomery | G4 | GT | OP | 4.3 | 4.3 | 4.6 |  | 4 | 2008 | NG BLQ: NG; N Y: N; Y N: Y |  | S |  | Y | IPP CHP | 3 | T |  | N | [17 empty] | N
58178 | GSA Metropolitan Service Center | 58207 | Central Utility Plant at White Oak | MD | Montgomery | G5 | GT | OP | 4.3 | 4.3 | 4.6 |  | 3 | 2009 | NG BLQ: NG; N Y: N; Y N: Y |  | S |  | Y | IPP CHP | 3 | T |  | N | [17 empty] | N
58178 | GSA Metropolitan Service Center | 58207 | Central Utility Plant at White Oak | MD | Montgomery | G6 | GT | OP | 4.3 | 4.3 | 4.6 |  | 5 | 2010 | NG BLQ: NG; N Y: N; Y N: Y | Y | S |  | N | IPP CHP | 3 |  |  | N | [12 empty] | N |  |  |  |  | N
58179 | Cinnamon Bay LLC | 58208 | Cinnamon Bay Edgeboro Landfill | NJ | Middlesex | 1 | IC | OP | 9.6 | 9.1 | 9.1 |  | 8 | 2011 | NG BLQ: LFG; N Y: N; Y N: Y |  | S | 1 | N | IPP Non-CHP | 2
58180 | Blackwell Wind, LLC | 58209 | NextEra-Blackwell Wind, LLC | OK | Kay | WT | WT | OP | 59.8 | 59.8 | 59.8 |  | 12 | 2012 | NG BLQ: WND; N Y: N; Y N: Y |  | S | 26 | N | IPP Non-CHP | 2
58182 | SunE AZ2 LLC | 58213 | Saddle Mountain Solar I | AZ | Maricopa | AZ2 | PV | OP | 15 | 15 | 15 |  | 12 | 2012 | NG BLQ: SUN; N Y: N; Y N: N |  | W | 24 | N | IPP Non-CHP | 2 |  |  | N
58183 | J.R. Simplot Company | 58216 | J.R. Simplot Company | CA | San Joaquin | 1 | ST | OP | 4 | 3.2 | 3.2 |  | 10 | 1993 | NG BLQ: WH; N Y: N; Y N: Y |  | S |  | N | Industrial Non-CHP | 6 |  |  | N
58185 | FirstLight Power Resources, Inc. - MA | 547 | Northfield Mountain | MA | Franklin | 1 | PS | OP | 235 | 270 | 270 |  | 2 | 1973 | NG BLQ: WAT; N Y: N; Y N: Y |  | W | 0 | N | IPP Non-CHP | 2 |  | N | N | [12 empty] | N
58185 | FirstLight Power Resources, Inc. - MA | 547 | Northfield Mountain | MA | Franklin | 2 | PS | OP | 235 | 292 | 292 |  | 10 | 1973 | NG BLQ: WAT; N Y: N; Y N: Y |  | W | 0 | N | IPP Non-CHP | 2 |  | N | Y | 292 | 292 | 5 | 2016 | [8 empty] | N
58185 | FirstLight Power Resources, Inc. - MA | 547 | Northfield Mountain | MA | Franklin | 3 | PS | OP | 235 | 292 | 292 |  | 7 | 1973 | NG BLQ: WAT; N Y: N; Y N: Y |  | W | 0 | N | IPP Non-CHP | 2 |  | N | N | [12 empty] | N
58185 | FirstLight Power Resources, Inc. - MA | 547 | Northfield Mountain | MA | Franklin | 4 | PS | OP | 235 | 270 | 270 |  | 11 | 1972 | NG BLQ: WAT; N Y: N; Y N: Y |  | W | 0 | N | IPP Non-CHP | 2 |  | N | Y | 292 | 292 | 5 | 2014 | [8 empty] | N
58185 | FirstLight Power Resources, Inc. - MA | 1606 | Mount Tom | MA | Hampden | 1 | ST | OP | 136 | 143.6 | 145.7 |  | 11 | 1960 | NG BLQ: BIT; NG NG: DFO; N Y: N; Y N: Y |  | W |  | N | IPP Non-CHP | 2 |  | N | N | [12 empty] | N | [7 empty] | Y |  |  |  | DFO
58185 | FirstLight Power Resources, Inc. - MA | 1629 | Cabot | MA | Franklin | 1 | HY | OP | 10.3 | 10.3 | 10.3 |  | 1 | 1915 | NG BLQ: WAT; N Y: N; Y N: Y |  | W |  | N | IPP Non-CHP | 2 |  | N | N | [12 empty] | N
58185 | FirstLight Power Resources, Inc. - MA | 1629 | Cabot | MA | Franklin | 2 | HY | OP | 10.3 | 10.3 | 10.3 |  | 1 | 1915 | NG BLQ: WAT; N Y: N; Y N: Y |  | W | 0 | N | IPP Non-CHP | 2 |  | N | N | [12 empty] | N
58185 | FirstLight Power Resources, Inc. - MA | 1629 | Cabot | MA | Franklin | 3 | HY | OP | 10.3 | 10.3 | 10.3 |  | 1 | 1916 | NG BLQ: WAT; N Y: N; Y N: Y |  | W | 0 | N | IPP Non-CHP | 2 |  | N | N | [12 empty] | N
58185 | FirstLight Power Resources, Inc. - MA | 1629 | Cabot | MA | Franklin | 4 | HY | OP | 10.3 | 10.3 | 10.3 |  | 1 | 1916 | NG BLQ: WAT; N Y: N; Y N: Y |  | W | 0 | N | IPP Non-CHP | 2 |  | N | N | [12 empty] | N
58185 | FirstLight Power Resources, Inc. - MA | 1629 | Cabot | MA | Franklin | 5 | HY | OP | 10.3 | 10.3 | 10.3 |  | 1 | 1917 | NG BLQ: WAT; N Y: N; Y N: Y |  | W | 0 | N | IPP Non-CHP | 2 |  | N | N | [12 empty] | N
58185 | FirstLight Power Resources, Inc. - MA | 1629 | Cabot | MA | Franklin | 6 | HY | OP | 10.3 | 10.3 | 10.3 |  | 1 | 1917 | NG BLQ: WAT; N Y: N; Y N: Y |  | W | 0 | N | IPP Non-CHP | 2 |  | N | N | [12 empty] | N
58185 | FirstLight Power Resources, Inc. - MA | 6388 | Turners Falls | MA | Franklin | 1 | HY | OP | 1.4 | 1.9 | 1.9 |  | 1 | 1913 | NG BLQ: WAT; N Y: N; Y N: N |  | W | 0 | N | IPP Non-CHP | 2 |  | N | N | [12 empty] | N
58185 | FirstLight Power Resources, Inc. - MA | 6388 | Turners Falls | MA | Franklin | 2 | HY | OP | 0.4 | 0.4 | 0.4 |  | 1 | 1913 | NG BLQ: WAT; N Y: N; Y N: N |  | W | 0 | N | IPP Non-CHP | 2 |  | N | N | [12 empty] | N
58185 | FirstLight Power Resources, Inc. - MA | 6388 | Turners Falls | MA | Franklin | 3 | HY | OP | 1.3 | 1.3 | 1.3 |  | 1 | 1910 | NG BLQ: WAT; N Y: N; Y N: N |  | W | 0 | N | IPP Non-CHP | 2 |  | N | N | [12 empty] | N
58185 | FirstLight Power Resources, Inc. - MA | 6388 | Turners Falls | MA | Franklin | 5 | HY | OP | 1.3 | 1.4 | 1.4 |  | 1 | 1905 | NG BLQ: WAT; N Y: N; Y N: N |  | W | 0 | N | IPP Non-CHP | 2 |  | N | N | [12 empty] | N
58185 | FirstLight Power Resources, Inc. - MA | 6388 | Turners Falls | MA | Franklin | 7 | HY | OP | 1.3 | 1.4 | 1.4 |  | 1 | 1910 | NG BLQ: WAT; N Y: N; Y N: N |  | W | 0 | N | IPP Non-CHP | 2 |  | N | N | [12 empty] | N
58185 | FirstLight Power Resources, Inc. - MA | 58210 | NFM Solar Power LLC | MA | Franklin | 1 | PV | OP | 1.9 | 1.9 | 1.9 |  | 3 | 2012 | NG BLQ: SUN; N Y: N; Y N: N |  | S | 0 | N | IPP Non-CHP | 2 |  |  | N
58188 | Central Connecticut State University | 58224 | CCSU Co-Gen-STBY Gen | CT | Hartford | EC#1 | IC | OP | 1.3 | 1.3 | 1.3 |  | 5 | 2004 | [9 empty] | S |  | Y | Commercial CHP | 5 | T |  | N | bar: NG BLQ; N Y to Y N
58188 | Central Connecticut State University | 58224 | CCSU Co-Gen-STBY Gen | CT | Hartford | EC#2 | IC | OP | 1.3 | 1.3 | 1.3 |  | 5 | 2004 | [9 empty] | S |  | Y | Commercial CHP | 5 | T |  | N | bar: NG BLQ; N Y to Y N
58188 | Central Connecticut State University | 58224 | CCSU Co-Gen-STBY Gen | CT | Hartford | GRND | IC | SB | 0.3 | 0.3 | 0.3 |  | 6 | 2012 | NG BLQ: DFO; N Y: N; Y N: N | N | S |  | N | Commercial CHP | 5 |  |  | N
58188 | Central Connecticut State University | 58224 | CCSU Co-Gen-STBY Gen | CT | Hartford | MEMH | IC | SB | 0.7 | 0.7 | 0.7 |  | 10 | 1993 | NG BLQ: DFO; N Y: N; Y N: N | N | S |  | N | Commercial CHP | 5 |  |  | N
58189 | Oak Tree Farm Dairy, Inc. | 58221 | Oak Tree Farm Dairy Facility | NY | Suffolk | 1 | IC | OP | 0.4 | 0.3 | 0.3 |  | 9 | 1985 | NG BLQ: DFO; N Y: N; Y N: N |  | S |  | Y | Industrial CHP | 7 | T |  | N
58189 | Oak Tree Farm Dairy, Inc. | 58221 | Oak Tree Farm Dairy Facility | NY | Suffolk | 2 | IC | OP | 0.4 | 0.3 | 0.3 |  | 9 | 1985 | NG BLQ: DFO; N Y: N; Y N: N |  | S |  | Y | Industrial CHP | 7 | T |  | N
58189 | Oak Tree Farm Dairy, Inc. | 58221 | Oak Tree Farm Dairy Facility | NY | Suffolk | 3 | IC | OP | 0.4 | 0.3 | 0.3 |  | 9 | 1985 | NG BLQ: DFO; N Y: N; Y N: N |  | S |  | Y | Industrial CHP | 7 | T |  | N
58189 | Oak Tree Farm Dairy, Inc. | 58221 | Oak Tree Farm Dairy Facility | NY | Suffolk | 4 | IC | OP | 0.4 | 0.3 | 0.3 |  | 9 | 1985 | NG BLQ: DFO; N Y: N; Y N: N |  | S |  | Y | Industrial CHP | 7 | T |  | N
58190 | Bluestem LLC | 7771 | Springview | NE | Keya Paha | 3 | WT | OP | 1.5 | 1.5 | 1.5 |  | 6 | 2011 | NG BLQ: WND; Y N: Y |  | S | 1 | N | IPP Non-CHP | 2 |  | N | N | [17 empty] | N
58190 | Bluestem LLC | 7771 | Springview | NE | Keya Paha | 4 | WT | OP | 1.5 | 1.5 | 1.5 |  | 6 | 2011 | NG BLQ: WND; Y N: Y |  | S | 1 | N | IPP Non-CHP | 2 |  | N | N | [17 empty] | N
58192 | Senate Wind Energy LLC | 57981 | Senate Wind LLC | TX | Jack | GEN1 | WT | OP | 150 | 150 | 150 |  | 12 | 2012 | NG BLQ: WND; N Y: N; Y N: Y |  | S | 75 | N | IPP Non-CHP | 2 | [20 empty] | N
58193 | Minonk Wind Energy LLC | 57284 | Minonk Wind Farm | IL | Woodford | 1 | WT | OP | 200 | 192.3 | 192.3 |  | 11 | 2012 | NG BLQ: WND; N Y: N; Y N: Y |  | S | 100 | N | IPP Non-CHP | 2
58194 | E.B. Eddy Paper Inc | 58222 | E.B. Eddy Paper Inc | MI | St Clair | 3TU | ST | OP | 5 | 5 | 5 |  | 8 | 1969 | NG BLQ: BIT; NG NG: NG; N Y: Y; Y N: Y |  | S |  | Y | Industrial CHP | 7 | T |  | N | [17 empty] | N | Y | [5 empty] | NG | DFO
58195 | Hoag Memorial Presbyterian Hospital | 58223 | Hoag Hospital Cogen Plant | CA | Orange | 1 | IC | OP | 1.5 | 1.2 | 1.2 |  | 7 | 2006 | [9 empty] | S |  | Y | Commercial CHP | 5 | T |  | N | [17 empty] | N | bar: NG BLQ; N Y to Y N
58195 | Hoag Memorial Presbyterian Hospital | 58223 | Hoag Hospital Cogen Plant | CA | Orange | 2 | IC | OP | 1.5 | 1.2 | 1.2 |  | 7 | 2006 | [9 empty] | S |  | Y | Commercial CHP | 5 | T |  | N | [17 empty] | N | bar: NG BLQ; N Y to Y N
58195 | Hoag Memorial Presbyterian Hospital | 58223 | Hoag Hospital Cogen Plant | CA | Orange | 3 | IC | OP | 1.5 | 1.2 | 1.2 |  | 7 | 2006 | [9 empty] | S |  | Y | Commercial CHP | 5 | T |  | N | [17 empty] | N | bar: NG BLQ; N Y to Y N
58199 | PPL Ironwood LLC | 55337 | PPL Ironwood LLC | PA | Lebanon | CT1 | CT | OP | 259.2 | 218.7 | 218.7 |  | 12 | 2001 | NG BLQ: NG; N Y: N; Y N: Y |  | S |  | N | IPP Non-CHP | 2 |  | N | N | [17 empty] | N | [6 empty] | NG
58199 | PPL Ironwood LLC | 55337 | PPL Ironwood LLC | PA | Lebanon | CT2 | CT | OP | 259.2 | 221.7 | 221.7 |  | 12 | 2001 | NG BLQ: NG; N Y: N; Y N: Y |  | S |  | N | IPP Non-CHP | 2 |  | N | N | [17 empty] | N | [6 empty] | NG
58199 | PPL Ironwood LLC | 55337 | PPL Ironwood LLC | PA | Lebanon | ST4 | CA | OP | 259.2 | 219.7 | 219.7 |  | 12 | 2001 | NG BLQ: NG; N Y: N; Y N: Y |  | S |  | N | IPP Non-CHP | 2 |  | N | N | [17 empty] | N | [6 empty] | WH
58200 | Prairie Lakes Municipal Solid Waste Auth | 56243 | Perham Incinerator | MN | Otter Tail | 1 | ST | SB | 4.5 | 1.2 | 1.2 |  | 4 | 2003 | NG BLQ: MSW; N Y: N; Y N: Y | Y | S |  | Y | Commercial CHP | 5 | B | N | N | [12 empty] | N |  |  |  |  | N
58201 | Milford Solar LLC | 58228 | Milford Solar Farm | DE | Kent | GEN1 | PV | OP | 11.8 | 11.8 | 11.8 |  | 12 | 2012 | NG BLQ: SUN; N Y: N; Y N: Y |  | S |  | N | IPP Non-CHP | 2 | [20 empty] | N
58202 | Energy Alternatives Wholesale LLC | 58229 | Lake Marion | MN | Dakota | GEN1 | IC | OP | 8.8 | 8.8 | 8.8 |  | 6 | 2000 | NG BLQ: DFO; N Y: N; Y N: Y |  | S |  | N | IPP Non-CHP | 2 |  | N | N | [12 empty] | Y |  |  |  |  | N
58202 | Energy Alternatives Wholesale LLC | 58230 | Hastings | MN | Dakota | GEN1 | IC | OP | 8.8 | 8.8 | 8.8 |  | 6 | 2000 | NG BLQ: DFO; N Y: N; Y N: Y |  | S |  | N | IPP Non-CHP | 2 |  | N | N | [12 empty] | Y |  |  |  |  | N
58206 | Tioga Solar Hemet WF1 LLC | 58232 | Tahquitz High School | CA | Riverside | TAHQ | PV | OP | 1 | 1 | 1 |  | 9 | 2012 | NG BLQ: SUN; N Y: N; Y N: N |  | S | 2 | N | IPP Non-CHP | 2 |  |  | N
58208 | Horse Butte Wind I, LLC | 57890 | Horse Butte Wind I, LLC | ID | Bonneville | 1 | WT | OP | 57.6 | 57.6 | 57.6 |  | 8 | 2012 | NG BLQ: WND; N Y: N; Y N: Y |  | S | 32 | N | Electric Utility | 1 | [20 empty] | N
58209 | CPI USA NC Southport LLC | 10378 | CPI USA NC Southport | NC | BRUNSWICK | GEN1 | ST | OP | 67.5 | 53.5 | 53.5 |  | 8 | 1987 | WDS | TDF | BIT |  |  |  | Y | Y |  | W |  | Y | IPP CHP | 3 | T | N | N | [17 empty] | N |  |  | Y
58209 | CPI USA NC Southport LLC | 10378 | CPI USA NC Southport | NC | BRUNSWICK | GEN2 | ST | OP | 67.5 | 53.5 | 53.5 |  | 9 | 1987 | WDS | TDF | BIT |  |  |  | Y | Y |  | W |  | Y | IPP CHP | 3 | T | N | N | [17 empty] | N |  |  | Y
58210 | CPI USA NC Roxboro LLC | 10379 | CPI USA NC Roxboro | NC | PERSON | GEN1 | ST | OP | 67.5 | 56 | 56 |  | 8 | 1987 | WDS | TDF | WDS | BIT |  |  | Y | Y |  | W |  | Y | IPP CHP | 3 | T | N | N | [20 empty] | Y
58212 | Georgia Mountain Community Wind, LLC | 58238 | Georgia Mountain Community Wind Farm | VT | Chittenden and Franklin | GMCW | WT | OP | 10 | 10 | 10 |  | 12 | 2012 | NG BLQ: WND; N Y: N; Y N: Y |  | S | 4 | N | IPP Non-CHP | 2 |  |  | N
58213 | New Britain Renewable Energy, LLC | 58237 | CCSU Fuel Cell Project | CT | Hartford | CCSU | FC | OP | 1.4 | 1.4 | 1.4 |  | 4 | 2012 | [9 empty] | S | 1 | Y | Commercial CHP | 5 | T |  | N | [17 empty] | N | bar: NG BLQ; N Y to Y N
58219 | Tioga Solar Hemet DLL1 LLC | 58244 | West Valley High School Solar | CA | Riverside | WEST | PV | OP | 1 | 1 | 1 |  | 9 | 2012 | NG BLQ: SUN; N Y: N; Y N: N |  | S | 2 | N | IPP Non-CHP | 2 |  |  | N | [17 empty] | N
58220 | Northeastern Illinois University | 58245 | Northeastern Illinois University Cogen | IL | Cook | GEN1 | IC | SB | 0.8 | 0.8 | 0.8 | MGEN | 8 | 1995 | NG BLQ: NG; N Y: N; Y N: Y | Y | S |  | Y | Commercial CHP | 5 | T |  | N | [17 empty] | N
58220 | Northeastern Illinois University | 58245 | Northeastern Illinois University Cogen | IL | Cook | GEN2 | IC | SB | 0.8 | 0.8 | 0.8 | MGEN | 8 | 1995 | NG BLQ: NG; N Y: N; Y N: Y | Y | S |  | Y | Commercial CHP | 5 | T |  | N | [17 empty] | N
58220 | Northeastern Illinois University | 58245 | Northeastern Illinois University Cogen | IL | Cook | GEN3 | IC | SB | 0.8 | 0.8 | 0.8 | MGEN | 8 | 1995 | NG BLQ: NG; N Y: N; Y N: Y | Y | S |  | Y | Commercial CHP | 5 | T |  | N | [17 empty] | N
58220 | Northeastern Illinois University | 58245 | Northeastern Illinois University Cogen | IL | Cook | GEN4 | IC | SB | 0.8 | 0.8 | 0.8 | MGEN | 8 | 1995 | NG BLQ: NG; N Y: N; Y N: Y | Y | S |  | Y | Commercial CHP | 5 | T |  | N | [17 empty] | N
58221 | LES Operations Services LLC | 58246 | Millersville LFG | MD | Anne Arundel | CAT1 | IC | OP | 1.6 | 1.5 | 1.5 |  | 7 | 2012 | NG BLQ: LFG; N Y: N; Y N: Y |  | S |  | N | IPP Non-CHP | 2 |  |  | N | [12 empty] | N
58221 | LES Operations Services LLC | 58246 | Millersville LFG | MD | Anne Arundel | CAT2 | IC | OP | 1.6 | 1.5 | 1.5 |  | 7 | 2012 | NG BLQ: LFG; N Y: N; Y N: Y |  | S |  | N | IPP Non-CHP | 2 |  |  | N | [12 empty] | N
58223 | C&H Sugar Company Inc | 58251 | C&H Sugar Plant | CA | Contra Costa | TG3 | ST | OP | 5 | 5 | 5 |  | 1 | 1958 | NG BLQ: PUR; N Y: N; Y N: N |  | S |  | Y | Industrial CHP | 7 | T | [19 empty] | N
58223 | C&H Sugar Company Inc | 58251 | C&H Sugar Plant | CA | Contra Costa | TG4 | ST | OP | 5 | 5 | 5 |  | 10 | 1957 | NG BLQ: PUR; N Y: N; Y N: N |  | S |  | Y | Industrial CHP | 7 | T | [19 empty] | N
58224 | Westwood Generation LLC | 50611 | Westwood Generation LLC | PA | Schuylkill | GEN1 | ST | OP | 36 | 30 | 30 |  | 6 | 1987 | NG BLQ: WC; N Y: N; Y N: Y |  | S |  | N | IPP Non-CHP | 2 |  | N | N | [17 empty] | N |  | Y |  |  |  |  | DFO
58229 | Howard County - Maryland | 58252 | Alpha Ridge LFG | MD | Howard | JEN1 | IC | OP | 1 | 1 | 1 |  | 7 | 2012 | NG BLQ: LFG; N Y: N; Y N: Y |  | S |  | N | IPP Non-CHP | 2 |  |  | N
58233 | Kalaeloa Solar Two LLC | 58259 | Kalaeloa Solar Two | HI | Honolulu | KAS2 | PV | OP | 5 | 5 | 5 |  | 12 | 2012 | NG BLQ: SUN; N Y: N; Y N: Y |  | W | 37 | N | IPP Non-CHP | 2 |  |  | N | [17 empty] | N
58238 | Enfinity NorCal 1 FAA LLC | 58261 | FAA NorCal TRACON | CA | Sacramento | 1 | PV | OP | 1 | 1 | 1 |  | 12 | 2012 | NG BLQ: SUN; N Y: N; Y N: N |  | S | 4 | N | IPP Non-CHP | 2 |  |  | N | [12 empty] | N |  |  |  |  | N
58240 | COT/Division of Water Reclamation | 58263 | Bay View Cogeneration Facility | OH | Lucas | GTG | GT | OP | 5.5 | 4.4 | 5 |  | 1 | 2010 | LFG | NG | OBG |  |  |  | Y | Y |  | S |  | Y | Electric Utility | 1 | T |  | N | [12 empty] | N |  |  |  |  | N
58240 | COT/Division of Water Reclamation | 58263 | Bay View Cogeneration Facility | OH | Lucas | STG | ST | OP | 6.5 | 4 | 5 |  | 2 | 2011 | LFG | NG | OBG |  |  |  | Y | Y |  | S |  | Y | Electric Utility | 1 | T | Y | N | [12 empty] | N |  |  |  |  | N
58240 | COT/Division of Water Reclamation | 58269 | Bay View Backup Power Facility | OH | Lucas | G1 | IC | SB | 2 | 2 | 2 |  | 1 | 2007 | NG BLQ: DFO; N Y: N; Y N: N | Y | S |  | N | Electric Utility | 1 |  | N | N | [12 empty] | N |  |  |  |  | N
58240 | COT/Division of Water Reclamation | 58269 | Bay View Backup Power Facility | OH | Lucas | G2 | IC | SB | 2 | 2 | 2 |  | 1 | 2007 | [8 empty] | Y | S |  | N | Electric Utility | 1 |  | N | N | [12 empty] | N |  |  |  |  | N | bar: NG BLQ; N Y to Y N
58240 | COT/Division of Water Reclamation | 58269 | Bay View Backup Power Facility | OH | Lucas | G3 | IC | SB | 2 | 2 | 2 |  | 1 | 2007 | [8 empty] | Y | S |  | N | Electric Utility | 1 |  | N | N | [12 empty] | N |  |  |  |  | N | bar: NG BLQ; N Y to Y N
58240 | COT/Division of Water Reclamation | 58269 | Bay View Backup Power Facility | OH | Lucas | G4 | IC | SB | 2 | 2 | 2 |  | 1 | 2007 | [8 empty] | Y | S |  | N | Electric Utility | 1 |  | N | N | [12 empty] | N |  |  |  |  | N | bar: NG BLQ; N Y to Y N
58240 | COT/Division of Water Reclamation | 58269 | Bay View Backup Power Facility | OH | Lucas | G5 | IC | SB | 2 | 2 | 2 |  | 1 | 2007 | NG BLQ: NG; NG NG: OBG; N Y: N; Y N: N | Y | S |  | N | Electric Utility | 1 |  | N | N | [12 empty] | N |  |  |  |  | N
58240 | COT/Division of Water Reclamation | 58269 | Bay View Backup Power Facility | OH | Lucas | G6 | IC | SB | 2 | 2 | 2 |  | 1 | 2007 | NG BLQ: NG; NG NG: OBG; N Y: N; Y N: N | Y | S |  | N | Electric Utility | 1 |  | N | N | [12 empty] | N |  |  |  |  | N
58246 | Escanaba Operating Services LLC | 1771 | Escanaba | MI | Delta | 1 | ST | OP | 11.5 | 13 | 13 |  | 5 | 1958 | NG BLQ: BIT; N Y: N; Y N: Y |  | W |  | N | Electric Utility | 1 |  |  | N | [17 empty] | N |  |  | Y |  |  |  | WDS | DFO
58246 | Escanaba Operating Services LLC | 1771 | Escanaba | MI | Delta | 2 | ST | OP | 11.5 | 13 | 13 |  | 5 | 1958 | NG BLQ: BIT; N Y: N; Y N: Y |  | W |  | N | Electric Utility | 1 |  |  | N | [17 empty] | N |  |  | Y |  |  |  | WDS | DFO
58246 | Escanaba Operating Services LLC | 1771 | Escanaba | MI | Delta | 3 | GT | OP | 17.9 | 15.5 | 19.5 |  | 3 | 2003 | NG BLQ: DFO; N Y: N; Y N: Y |  | W |  | N | Electric Utility | 1 |  |  | N | [17 empty] | N
58247 | National Centers for Animal Health | 58265 | NCAH Central Utility Plant | IA | Story | C-3 | IC | SB | 0.2 | 0.2 | 0.2 |  | 12 | 2005 | NG BLQ: DFO; N Y: N; Y N: N | Y | W |  | N | Commercial CHP | 5 |  |  | N
58247 | National Centers for Animal Health | 58265 | NCAH Central Utility Plant | IA | Story | EP-2 | IC | SB | 0.6 | 0.6 | 0.6 |  | 6 | 1996 | NG BLQ: DFO; N Y: N; Y N: N | Y | W |  | N | Commercial CHP | 5 |  |  | N
58247 | National Centers for Animal Health | 58265 | NCAH Central Utility Plant | IA | Story | EP-6 | IC | SB | 0.8 | 0.8 | 0.8 |  | 6 | 2003 | NG BLQ: DFO; N Y: N; Y N: N | Y | W |  | N | Commercial CHP | 5 |  |  | N
58247 | National Centers for Animal Health | 58265 | NCAH Central Utility Plant | IA | Story | FRZRF | IC | SB | 0.2 | 0.2 | 0.2 |  | 7 | 2005 | NG BLQ: DFO; N Y: N; Y N: N | Y | W |  | N | Commercial CHP | 5 |  |  | N
58247 | National Centers for Animal Health | 58265 | NCAH Central Utility Plant | IA | Story | MBGEN | IC | SB | 0.5 | 0.5 | 0.5 |  | 11 | 2004 | NG BLQ: DFO; N Y: N; Y N: N | Y | W |  | N | Commercial CHP | 5 |  |  | N
58247 | National Centers for Animal Health | 58265 | NCAH Central Utility Plant | IA | Story | S-13 | IC | SB | 2.1 | 2.1 | 2.1 |  | 6 | 2006 | NG BLQ: DFO; N Y: N; Y N: N | Y | W |  | N | Commercial CHP | 5 |  |  | N
58247 | National Centers for Animal Health | 58265 | NCAH Central Utility Plant | IA | Story | S-14 | IC | SB | 2.1 | 2.1 | 2.1 |  | 6 | 2004 | NG BLQ: DFO; N Y: N; Y N: N | Y | W |  | N | Commercial CHP | 5 |  |  | N
58247 | National Centers for Animal Health | 58265 | NCAH Central Utility Plant | IA | Story | S-16 | GT | OP | 3 | 3 | 3 |  | 6 | 2006 | [9 empty] | W |  | Y | Commercial CHP | 5 | T |  | N | bar: NG BLQ; N Y to Y N
58247 | National Centers for Animal Health | 58265 | NCAH Central Utility Plant | IA | Story | S-17 | IC | SB | 2 | 2 | 2 |  | 6 | 2004 | NG BLQ: DFO; N Y: N; Y N: N | Y | W |  | N | Commercial CHP | 5 |  |  | N
58247 | National Centers for Animal Health | 58265 | NCAH Central Utility Plant | IA | Story | S-18 | IC | SB | 2 | 2 | 2 |  | 5 | 2000 | NG BLQ: DFO; N Y: N; Y N: N | Y | W |  | N | Commercial CHP | 5 |  |  | N
58247 | National Centers for Animal Health | 58265 | NCAH Central Utility Plant | IA | Story | S-19 | IC | SB | 2 | 2 | 2 |  | 12 | 2010 | NG BLQ: DFO; N Y: N; Y N: N | Y | W |  | N | Commercial CHP | 5 |  |  | N
58247 | National Centers for Animal Health | 58265 | NCAH Central Utility Plant | IA | Story | S-7A | GT | OP | 1 | 1 | 1 |  | 5 | 2000 | NG BLQ: NG; NG NG: DFO; N Y: Y; Y N: N |  | W |  | Y | Commercial CHP | 5 | T |  | N
58249 | South Robeson Farm LLC | 58273 | South Robeson Farm | NC | Robeson | SROB | PV | OP | 5 | 4.9 | 4.9 |  | 6 | 2012 | NG BLQ: SUN; N Y: N; Y N: N |  | S | 10 | N | IPP Non-CHP | 2 |  |  | N | [12 empty] | N |  |  |  |  | N
58250 | Raeford Farm LLC | 58274 | Raeford Farm | NC | Hoke | RAEF | PV | OP | 5 | 4.9 | 4.9 |  | 12 | 2012 | NG BLQ: SUN; N Y: N; Y N: N |  | S | 10 | N | IPP Non-CHP | 2 |  |  | N | [12 empty] | N |  |  |  |  | N
58264 | New-Indy, Oxnard LLC | 57585 | Oxnard Paper Mill | CA | Oxnard | 1 | GT | OP | 29 | 29 | 29 |  | 3 | 1986 | [9 empty] | S |  | Y | Industrial CHP | 7 | T |  | N | [12 empty] | N |  |  |  |  | N | bar: NG BLQ; N Y to Y N
58267 | Scottsdale Solar Holdings LLC | 58292 | Jewish Community Center PV | AZ | Maricopa | JCC | PV | OP | 1.1 | 1.1 | 1.1 |  | 9 | 2012 | NG BLQ: SUN; N Y: N; Y N: Y |  | S | 7 | N | IPP Non-CHP | 2 |  |  | N
58270 | GE Wind Energy LLC | 57566 | GE 1 6 100 Prototype | CA | Kern | 1.6PR | WT | OP | 1.6 | 1.6 | 1.6 |  | 3 | 2011 | NG BLQ: WND; N Y: N; Y N: Y |  | S | 1 | N | IPP Non-CHP | 2 | [20 empty] | N
58271 | PCIP Solar LLC | 58305 | PCIP Solar | NC | Person | PCIP | PV | OP | 1 | 1 | 1 |  | 11 | 2011 | NG BLQ: SUN; N Y: N; Y N: N |  | S | 2 | N | IPP Non-CHP | 2 |  |  | N | [17 empty] | N
58279 | Chadbourn Farm LLC | 58311 | Chadbourn Farm | NC | Columbus | 1 | PV | OP | 5 | 5 | 5 |  | 12 | 2012 | NG BLQ: SUN; N Y: N; Y N: N |  | W | 10 | N | IPP Non-CHP | 2 |  |  | N | [17 empty] | N
58280 | Warrenton Farm LLC | 58312 | Warrenton Farm | NC | Warren | 1 | PV | OP | 4 | 4 | 4 |  | 12 | 2012 | NG BLQ: SUN; N Y: N; Y N: N |  | W | 8 | N | IPP Non-CHP | 2 |  |  | N | [17 empty] | N
58281 | Mocksville Lessee LLC | 58313 | Mocksville Farm | NC | Davie | 1 | PV | OP | 5 | 5 | 5 |  | 11 | 2012 | NG BLQ: SUN; N Y: N; Y N: N |  | W | 10 | N | IPP Non-CHP | 2 |  |  | N
58282 | Belwood Farm LLC | 58314 | Belwood Farm | NC | Cleveland | 1 | PV | OP | 4 | 4 | 4 |  | 12 | 2012 | NG BLQ: SUN; N Y: N; Y N: N |  | J | 8 | N | IPP Non-CHP | 2 |  |  | N | [17 empty] | N
58283 | Strata Fund 2 Lessee LLC | 58315 | Arndt Farm | NC | Catawba | 1 | PV | OP | 5 | 5 | 5 |  | 11 | 2012 | NG BLQ: SUN; N Y: N; Y N: N |  | W | 10 | N | IPP Non-CHP | 2 |  |  | N | [17 empty] | N
58283 | Strata Fund 2 Lessee LLC | 58323 | Shannon Farm | NC | Robeson | 1 | PV | OP | 5 | 5 | 5 |  | 10 | 2012 | NG BLQ: SUN; N Y: N; Y N: N |  | W | 10 | N | IPP Non-CHP | 2 |  |  | N | [17 empty] | N
58284 | Railroad Farm LLC | 58316 | Railroad Farm | NC | Robeson | 1 | PV | OP | 5 | 5 | 5 |  | 10 | 2012 | NG BLQ: SUN; N Y: N; Y N: N |  | J | 10 | N | IPP Non-CHP | 2 |  |  | N | [17 empty] | N
58285 | Watts Farm LLC | 58317 | Watts Farm | NC | Robeson | 1 | PV | OP | 5 | 5 | 5 |  | 7 | 2012 | NG BLQ: SUN; N Y: N; Y N: N |  | J | 10 | N | IPP Non-CHP | 2 |  |  | N | [17 empty] | N
58286 | Farrington Solar Farm LLC | 58318 | Farrington Farm | NC | Chatham | 1 | PV | OP | 1 | 1 | 1 |  | 4 | 2012 | NG BLQ: SUN; N Y: N; Y N: N |  | J | 2 | N | IPP Non-CHP | 2 |  |  | N | [17 empty] | N
58287 | Rain CII Carbon LLC | 58310 | Lake Charles Plant | LA | Cacasieu | G-1 | ST | OP | 36.4 | 28 | 28 |  | 12 | 2012 | NG BLQ: PC; NG NG: PC; N Y: N; Y N: Y |  | S |  | Y | Industrial CHP | 7 | T |  | N | [17 empty] | N |  | Y
58298 | FPL Energy Stateline II Inc | 58324 | Vansycle II Wind Energy Center | OR | Umatilla | SIE23 | WT | OP | 98.9 | 98.9 | 98.9 |  | 12 | 2009 | NG BLQ: WND; N Y: N; Y N: Y |  | S | 43 | N | IPP Non-CHP | 2 |  |  | N
58300 | Ameresco Select Inc | 58327 | Bradley Energy Center | CT | Hartford | UNIT1 | IC | OP | 1.5 | 1.5 | 1.5 |  | 11 | 2002 | [9 empty] | W |  | Y | Commercial CHP | 5 | T |  | N | bar: NG BLQ; N Y to Y N
58300 | Ameresco Select Inc | 58327 | Bradley Energy Center | CT | Hartford | UNIT2 | IC | OP | 1.2 | 1.2 | 1.2 |  | 11 | 2002 | [9 empty] | W |  | N | Commercial CHP | 5 |  |  | N | bar: NG BLQ; N Y to Y N
58300 | Ameresco Select Inc | 58327 | Bradley Energy Center | CT | Hartford | UNIT3 | IC | OP | 1.2 | 1.2 | 1.2 |  | 11 | 2002 | [9 empty] | W |  | N | Commercial CHP | 5 |  |  | N | bar: NG BLQ; N Y to Y N
58300 | Ameresco Select Inc | 58327 | Bradley Energy Center | CT | Hartford | UNIT4 | IC | OP | 1.9 | 1.9 | 1.9 |  | 8 | 2010 | [9 empty] | W |  | Y | Commercial CHP | 5 | T |  | N | bar: NG BLQ; N Y to Y N
58300 | Ameresco Select Inc | 58365 | CJTS Energy Center | CT | MIddlesex | UNIT1 | FC | OP | 0.2 | 0.2 | 0.2 |  | 11 | 2001 | [9 empty] | S |  | Y | Commercial CHP | 5 | T |  | N | bar: NG BLQ; N Y to Y N
58300 | Ameresco Select Inc | 58365 | CJTS Energy Center | CT | MIddlesex | UNIT2 | FC | OP | 0.2 | 0.2 | 0.2 |  | 11 | 2001 | [9 empty] | S |  | Y | Commercial CHP | 5 | T |  | N | bar: NG BLQ; N Y to Y N
58300 | Ameresco Select Inc | 58365 | CJTS Energy Center | CT | MIddlesex | UNIT3 | FC | OP | 0.2 | 0.2 | 0.2 |  | 11 | 2001 | [9 empty] | S |  | Y | Commercial CHP | 5 | T |  | N | bar: NG BLQ; N Y to Y N
58300 | Ameresco Select Inc | 58365 | CJTS Energy Center | CT | MIddlesex | UNIT4 | FC | OP | 0.2 | 0.2 | 0.2 |  | 11 | 2001 | [9 empty] | S |  | Y | Commercial CHP | 5 | T |  | N | [15 empty] | 4 | 2013 | bar: NG BLQ; N Y to Y N
58300 | Ameresco Select Inc | 58365 | CJTS Energy Center | CT | MIddlesex | UNIT5 | FC | OP | 0.2 | 0.2 | 0.2 |  | 11 | 2001 | [9 empty] | S |  | Y | Commercial CHP | 5 | T |  | N | bar: NG BLQ; N Y to Y N
58300 | Ameresco Select Inc | 58365 | CJTS Energy Center | CT | MIddlesex | UNIT6 | FC | OP | 0.2 | 0.2 | 0.2 |  | 11 | 2001 | [9 empty] | S |  | Y | Commercial CHP | 5 | T |  | N | [15 empty] | 4 | 2013 | bar: NG BLQ; N Y to Y N
58303 | Energy Systems Group LLC | 58328 | North Chicago Energy Center | IL | Lake | GT1 | GT | OP | 5.2 | 5.2 | 5 |  | 10 | 2003 | NG BLQ: NG; N Y: N; Y N: Y |  | W | 1 | Y | Commercial CHP | 5 | T |  | N
58303 | Energy Systems Group LLC | 58328 | North Chicago Energy Center | IL | Lake | GT2 | GT | OP | 7.2 | 7.1 | 6.5 |  | 8 | 2005 | NG BLQ: NG; N Y: N; Y N: Y |  | W | 1 | Y | Commercial CHP | 5 | T |  | N
58313 | The Andersons Albion Ethanol LLC | 58330 | The Andersons Albion Ethanol LLC | MI | Calhoun | 9611 | ST | OP | 2 | 1 | 0.2 |  | 8 | 2006 | NG BLQ: NG; N Y: N; Y N: Y |  | S | 1 | Y | Industrial CHP | 7 | T |  | N
58315 | SSA Solar of CA 2 LLC | 57773 | Palo Verde College | CA | Riverside | 1 | PV | OP | 1.2 | 1.2 | 1.2 |  | 8 | 2009 | NG BLQ: SUN; N Y: N; Y N: Y |  | S |  | N | Commercial Non-CHP | 4 |  |  | N
58316 | SSA Solar of NJ LLC | 57776 | FedEx Woodbridge | NJ | Middlesex | 1 | PV | OP | 2.4 | 2.4 | 2.4 |  | 12 | 2009 | NG BLQ: SUN; N Y: N; Y N: Y |  | S |  | N | IPP Non-CHP | 2 |  |  | N | [12 empty] | N |  |  |  |  | N
58337 | Lakeside Syracuse LLC | 10621 | CH Resources Syracuse | NY | Onondaga | GEN1 | CT | SB | 65.5 | 59 | 64.7 |  | 1 | 1994 | NG BLQ: NG; NG NG: DFO; N Y: Y; Y N: Y | Y | S |  | N | IPP Non-CHP | 2 |  | N | N | [17 empty] | N
58337 | Lakeside Syracuse LLC | 10621 | CH Resources Syracuse | NY | Onondaga | GEN2 | CA | SB | 37.2 | 33.5 | 36.7 |  | 1 | 1994 | NG BLQ: NG; NG NG: DFO; N Y: Y; Y N: Y | Y | S |  | N | IPP Non-CHP | 2 |  | Y | N | [17 empty] | N
58338 | Lakeside Beaver Falls LLC | 10617 | CH Resources Beaver Falls | NY | Lewis | GEN1 | CT | OP | 65.5 | 52.5 | 57.7 |  | 4 | 1995 | NG BLQ: NG; NG NG: DFO; N Y: Y; Y N: Y | Y | S |  | Y | IPP CHP | 3 | B | N | N
58338 | Lakeside Beaver Falls LLC | 10617 | CH Resources Beaver Falls | NY | Lewis | GEN2 | CA | OP | 42.3 | 34 | 37.2 |  | 4 | 1995 | NG BLQ: NG; NG NG: DFO; N Y: Y; Y N: Y | Y | S |  | Y | IPP CHP | 3 | B | Y | N | [17 empty] | N
58340 | Tuscola Bay Wind LLC | 58351 | Tuscola Bay Wind | MI | Tuscola | GE16 | WT | OP | 120 | 120 | 120 |  | 12 | 2012 | NG BLQ: WND; N Y: N; Y N: Y |  | S | 75 | N | IPP Non-CHP | 2 |  |  | N | [17 empty] | N
58353 | NextEra Energy Majestic Wind II | 58363 | Majestic II Wind | TX | Carson | WND1 | WT | OP | 79.6 | 79.6 | 79.6 |  | 8 | 2012 | NG BLQ: WND; N Y: N; Y N: Y |  | S | 51 | N | IPP Non-CHP | 2 |  |  | N | [17 empty] | N
58360 | Blue Summit Wind LLC | 58372 | Blue Summit Wind LLC | TX | Wilbarger | GEN1 | WT | OP | 135.4 | 135.4 | 135.4 |  | 12 | 2012 | NG BLQ: WND; N Y: N; Y N: Y |  | S | 85 | N | IPP Non-CHP | 2
58361 | Triton College | 58375 | Triton East and West Cogen | IL | Cook | 1 | IC | OP | 0.8 | 0.8 | 0.8 |  | 4 | 1998 | [9 empty] | S |  | N | Commercial Non-CHP | 4 |  |  | N | bar: NG BLQ; N Y to Y N
58361 | Triton College | 58375 | Triton East and West Cogen | IL | Cook | 2 | IC | OP | 0.8 | 0.8 | 0.8 |  | 4 | 1998 | [9 empty] | S |  | N | Commercial Non-CHP | 4 |  |  | N | bar: NG BLQ; N Y to Y N
58361 | Triton College | 58375 | Triton East and West Cogen | IL | Cook | 3 | IC | OP | 0.8 | 0.8 | 0.8 |  | 7 | 2000 | [9 empty] | S |  | N | Commercial Non-CHP | 4 |  |  | N | bar: NG BLQ; N Y to Y N
58361 | Triton College | 58375 | Triton East and West Cogen | IL | Cook | 4 | IC | OP | 0.8 | 0.8 | 0.8 |  | 12 | 2000 | [9 empty] | S |  | N | Commercial Non-CHP | 4 |  |  | N | bar: NG BLQ; N Y to Y N
58362 | Rochelle Energy Center LLC | 58377 | Rochelle Energy Center | IL | Ogle | REC1 | IC | OP | 1.6 | 1.6 | 1.6 |  | 12 | 2011 | NG BLQ: LFG; N Y: N; Y N: Y |  | S |  | N | IPP Non-CHP | 2
58362 | Rochelle Energy Center LLC | 58377 | Rochelle Energy Center | IL | Ogle | REC2 | IC | OP | 1.6 | 1.6 | 1.6 |  | 12 | 2011 | NG BLQ: LFG; N Y: N; Y N: Y |  | S |  | N | IPP Non-CHP | 2
58362 | Rochelle Energy Center LLC | 58377 | Rochelle Energy Center | IL | Ogle | REC3 | IC | OP | 1.6 | 1.6 | 1.6 |  | 12 | 2011 | NG BLQ: LFG; N Y: N; Y N: Y |  | S |  | N | IPP Non-CHP | 2
58368 | Doyon Utilities, LLC | 58380 | JBER Landfill Gas Power Plant | AK | Anchorage | 1 | IC | OP | 2.3 | 1.4 | 1.4 |  | 8 | 2012 | NG BLQ: LFG; NG NG: NG; N Y: Y; Y N: Y |  | S |  | N | Commercial Non-CHP | 4 |  |  | N | [17 empty] | N
58368 | Doyon Utilities, LLC | 58380 | JBER Landfill Gas Power Plant | AK | Anchorage | 2 | IC | OP | 2.3 | 1.4 | 1.4 |  | 8 | 2012 | NG BLQ: LFG; NG NG: NG; N Y: Y; Y N: Y |  | S |  | N | Commercial Non-CHP | 4 |  |  | N | [17 empty] | N
58368 | Doyon Utilities, LLC | 58380 | JBER Landfill Gas Power Plant | AK | Anchorage | 3 | IC | OP | 2.3 | 1.4 | 1.4 |  | 8 | 2012 | NG BLQ: LFG; NG NG: NG; N Y: Y; Y N: Y |  | S |  | N | Commercial Non-CHP | 4 |  |  | N | [17 empty] | N
58368 | Doyon Utilities, LLC | 58380 | JBER Landfill Gas Power Plant | AK | Anchorage | 4 | IC | OP | 2.3 | 1.4 | 1.4 |  | 8 | 2012 | NG BLQ: LFG; NG NG: NG; N Y: Y; Y N: Y |  | S |  | N | Commercial Non-CHP | 4 |  |  | N | [17 empty] | N
58370 | TMF Biofuels, LLC | 58382 | Threemile Digester | OR | Morrow | GEN1 | IC | OP | 1.6 | 1.6 | 1.6 |  | 12 | 2012 | NG BLQ: OBG; N Y: N; Y N: Y |  | S |  | Y | IPP CHP | 3 | T |  | N | [17 empty] | N
58370 | TMF Biofuels, LLC | 58382 | Threemile Digester | OR | Morrow | GEN2 | IC | OP | 1.6 | 1.6 | 1.6 |  | 12 | 2012 | NG BLQ: OBG; N Y: N; Y N: Y |  | S |  | Y | IPP CHP | 3 | T |  | N | [17 empty] | N
58370 | TMF Biofuels, LLC | 58382 | Threemile Digester | OR | Morrow | GEN3 | IC | OP | 1.6 | 1.6 | 1.6 |  | 12 | 2012 | NG BLQ: OBG; N Y: N; Y N: Y |  | S |  | Y | IPP CHP | 3 | T |  | N | [17 empty] | N
58378 | Jordan Hydroelectric LTD PTP | 58390 | Jordan Hydroelectric Project | NC | Chatham | EMOD | HY | OP | 2.2 | 2.2 | 2.2 |  | 1 | 2012 | NG BLQ: WAT; N Y: N; Y N: Y |  | S |  | N | IPP Non-CHP | 2 |  |  | N
58378 | Jordan Hydroelectric LTD PTP | 58390 | Jordan Hydroelectric Project | NC | Chatham | WMOD | HY | OP | 2.2 | 2.2 | 2.2 |  | 8 | 2012 | NG BLQ: WAT; N Y: N; Y N: Y |  | S |  | N | IPP Non-CHP | 2 |  |  | N
58383 | CH4 Biogas LLC | 58399 | Synergy Biogas | NY | Wyoming | 1 | IC | OP | 1.4 | 1.2 | 1.2 |  | 12 | 2011 | NG BLQ: OBG; N Y: N; Y N: Y |  | W |  | N | Commercial Non-CHP | 4
58384 | Clemson University - Main Campus | 58400 | Central Energy Facility | SC | Pickens | GT01 | GT | OP | 5.5 | 4.7 | 5.2 |  | 5 | 2000 | NG BLQ: NG; N Y: N; Y N: Y |  | S |  | N | Commercial Non-CHP | 4
58384 | Clemson University - Main Campus | 58400 | Central Energy Facility | SC | Pickens | GT02 | GT | SB | 4.5 | 2.5 | 2.5 |  | 5 | 2000 | NG BLQ: NG; N Y: N; Y N: Y | Y | S |  | N | Commercial Non-CHP | 4
58385 | SR Enterprise South LLC | 58401 | Volkswagen Solar System | TN | Hamilton | 1 | PV | OP | 9.6 | 7.9 | 5.6 |  | 11 | 2012 | NG BLQ: SUN; N Y: N; Y N: N |  | S | 10 | N | IPP Non-CHP | 2 |  | N
58387 | Solar Star New Jersey VI LLC | 58402 | Solar Star New Jersey NJ LLC | NJ | Somerset | 1 | PV | OP | 1.5 | 1.5 | 1.5 |  | 2 | 2012 | NG BLQ: SUN; N Y: N; Y N: Y |  | S |  | N | IPP Non-CHP | 2 |  |  | N
58389 | Luther College Wind Energy Project LLC | 58407 | Luther College Wind Project | IA | Winneshiek | WTG01 | WT | OP | 1.6 | 1.6 | 1.6 |  | 10 | 2011 | NG BLQ: WND; N Y: N; Y N: Y |  | W | 1 | N | IPP Non-CHP | 2 |  |  | N | [17 empty] | N
58416 | California State University, Northridge | 58422 | CSU Northridge Plant | CA | Los Angeles | 63 | FC | OP | 0.3 | 0.3 | 0.3 |  | 1 | 2007 | NG BLQ: NG; N Y: N; Y N: Y |  | S | 1 | Y | Commercial CHP | 5 | T |  | N
58416 | California State University, Northridge | 58422 | CSU Northridge Plant | CA | Los Angeles | 64 | FC | OP | 0.3 | 0.3 | 0.3 |  | 1 | 2007 | NG BLQ: NG; N Y: N; Y N: Y |  | S | 1 | Y | Commercial CHP | 5 | T |  | N
58416 | California State University, Northridge | 58422 | CSU Northridge Plant | CA | Los Angeles | 65 | FC | OP | 0.3 | 0.3 | 0.3 |  | 1 | 2007 | NG BLQ: NG; N Y: N; Y N: Y |  | S | 1 | Y | Commercial CHP | 5 | T |  | N
58416 | California State University, Northridge | 58422 | CSU Northridge Plant | CA | Los Angeles | 67 | FC | OP | 0.3 | 0.3 | 0.3 |  | 1 | 2007 | NG BLQ: NG; N Y: N; Y N: Y |  | S | 1 | Y | Commercial CHP | 5 | T |  | N
58416 | California State University, Northridge | 58422 | CSU Northridge Plant | CA | Los Angeles | B2PV | PV | OP | 0.3 | 0.2 | 0.2 |  | 4 | 2005 | NG BLQ: SUN; N Y: N; Y N: Y |  | S | 2 | N | Commercial CHP | 5 |  |  | N
58416 | California State University, Northridge | 58422 | CSU Northridge Plant | CA | Los Angeles | CP1 | GT | OS | 0.2 | 0.2 | 0.2 |  | 12 | 2001 | NG BLQ: NG; N Y: N; Y N: Y |  | S | 6 | Y | Commercial CHP | 5 | T |  | N | [17 empty] | N
58416 | California State University, Northridge | 58422 | CSU Northridge Plant | CA | Los Angeles | E6PV | PV | OP | 0.2 | 0.1 | 0.1 |  | 3 | 2003 | NG BLQ: SUN; N Y: N; Y N: Y |  | S | 1 | N | Commercial CHP | 5 |  |  | N | [17 empty] | N
58420 | Harbor Wind LLC | 58424 | Harbor Wind LLC | TX | Nueces | 1 | WT | OP | 9 | 9 | 9 |  | 2 | 2012 | NG BLQ: WND; N Y: N; Y N: N |  | J | 6 | N | IPP Non-CHP | 2 |  |  | N | [17 empty] | N
58422 | Fire Island Wind LLC | 58425 | Fire Island Wind | AK | Anchorage Borough | WT1 | WT | OP | 18 | 18 | 18 |  | 9 | 2012 | NG BLQ: WND; N Y: N; Y N: Y |  | S | 11 | N | IPP Non-CHP | 2 |  |  | N | [17 empty] | N
58425 | LSU and A&M College | 58428 | LSU Cogen | LA | East Baton Rouge | 1-02 | GT | OP | 19.6 | 19.6 | 19.6 |  | 12 | 2004 | [9 empty] | S |  | Y | Commercial CHP | 5 | T |  | N | bar: NG BLQ; N Y to Y N
58428 | UT West Tennessee Solar Farm | 58431 | West Tennessee Solar Farm | TN | Haywood | SNVA | PV | OP | 4.2 | 4.2 | 4.2 |  | 4 | 2012 | NG BLQ: SUN; N Y: N; Y N: Y |  | S |  | N | IPP Non-CHP | 2 |  |  | N
58429 | Houweling's Tomatoes | 58432 | Houweling Nurseries | CA | Ventura | COG1 | IC | OP | 4.4 | 4.4 | 4.4 |  | 8 | 2012 | NG BLQ: NG; N Y: N; Y N: Y |  | S |  | Y | IPP CHP | 3 | T |  | N | [17 empty] | N
58429 | Houweling's Tomatoes | 58432 | Houweling Nurseries | CA | Ventura | COG2 | IC | OP | 4.4 | 4.4 | 4.4 |  | 8 | 2012 | NG BLQ: NG; N Y: N; Y N: Y |  | S |  | Y | IPP CHP | 3 | T |  | N | [17 empty] | N
58430 | Gamesa Wind US LLC | 58441 | Swauk Wind LLC | WA | Kittitas | SW | WT | OP | 4.3 | 4.3 | 4.3 |  | 12 | 2012 | NG BLQ: WND; N Y: N; Y N: Y |  | S | 5 | N | IPP Non-CHP | 2 |  |  | N | [17 empty] | N
58434 | City of Spearfish | 58438 | Spearfish Hydro | SD | Lawrence | TURB1 | HY | OP | 2 | 2 | 1.5 |  | 10 | 1912 | NG BLQ: WAT; N Y: N; Y N: Y |  | S |  | N | Electric Utility | 1 |  |  | N | [17 empty] | N
58434 | City of Spearfish | 58438 | Spearfish Hydro | SD | Lawrence | TURB2 | HY | OP | 2 | 2 | 1.5 |  | 10 | 1912 | NG BLQ: WAT; N Y: N; Y N: Y |  | S |  | N | Electric Utility | 1 |  |  | N
58435 | Collinwood BioEnergy | 58439 | Collinwood BioEnergy Facility | OH | Cuyahoga | CBE01 | IC | OP | 1 | 1 | 1 |  | 5 | 2011 | NG BLQ: OBG; N Y: N; Y N: Y |  | S |  | N | Industrial Non-CHP | 6 |  |  | N
58437 | ACI Energy Partners LLC | 58442 | ACI Energy Partners LLC | NJ | Atlantic | GEN1 | GT | OP | 7.8 | 7.5 | 8.2 |  | 6 | 2012 | [9 empty] | J |  | Y | IPP CHP | 3 | T |  | N | [17 empty] | N | bar: NG BLQ; N Y to Y N
58438 | Sunstream Energy LLC | 58443 | Martin Limestone Solar Array | PA | Lancaster | GEN1 | PV | OP | 1 | 1 | 1 |  | 12 | 2012 | NG BLQ: SUN; N Y: N; Y N: N |  | S |  | N | IPP Non-CHP | 2
58439 | Junction Hilltop Management LLC | 58444 | Junction Hilltop Wind Farm | IA | Greene | JHW | WT | OP | 8 | 8 | 8 |  | 3 | 2012 | NG BLQ: WND; N Y: N; Y N: Y |  | S | 5 | N | IPP Non-CHP | 2 |  |  | N
58442 | Dixon Dairy Road | 58453 | Dixon Dairy Road Solar | NC | Cleveland | 1 | PV | OP | 4 | 4 | 4 |  | 12 | 2011 | NG BLQ: SUN; N Y: N; Y N: N |  | S | 8 | N | IPP Non-CHP | 2 |  |  | N
58444 | Cumberland Rose Wind Energy, LLC | 58456 | Cumberland Rose | IA | Adair | 1 | WT | OP | 1.6 | 1.6 | 1.6 |  | 8 | 2012 | NG BLQ: WND; N Y: N; Y N: Y |  | S | 1 | N | IPP Non-CHP | 2 |  |  | N
58445 | Forward Fontanelle Power, LLC | 58457 | Fontanelle | IA | Adair | 1 | WT | OP | 1.6 | 1.6 | 1.6 |  | 8 | 2012 | NG BLQ: WND; N Y: N; Y N: Y |  | S | 1 | N | IPP Non-CHP | 2 |  |  | N | [17 empty] | N
58446 | Greenfield Wind Power, LLC | 58458 | Greenfield | IA | Adair | 1 | WT | OP | 1.6 | 1.6 | 1.6 |  | 8 | 2012 | NG BLQ: WND; N Y: N; Y N: Y |  | S | 1 | N | Electric Utility | 1 |  |  | N | [17 empty] | N
58447 | Meadow Ridge Wind Energy, LLC | 58459 | Meadow Ridge | IA | Adair | 1 | WT | OP | 1.6 | 1.6 | 1.6 |  | 7 | 2012 | NG BLQ: WND; N Y: N; Y N: Y |  | S | 1 | N | IPP Non-CHP | 2 |  |  | N | [17 empty] | N
58448 | Sky Volt, LLC | 58460 | Sky Volt | IA | Adair | 1 | WT | OP | 1.6 | 1.6 | 1.6 |  | 8 | 2012 | NG BLQ: WND; N Y: N; Y N: Y |  | S | 1 | N | IPP Non-CHP | 2 |  |  | N | [17 empty] | N
58449 | Wiota Wind Energy, LLC #1 | 58461 | Wiota | IA | Cass | 1 | WT | OP | 1.6 | 1.6 | 1.6 |  | 5 | 2012 | NG BLQ: WND; N Y: N; Y N: Y |  | S | 1 | N | IPP Non-CHP | 2 |  |  | N | [17 empty] | N
58452 | SMECO Solar LLC | 58463 | Herbert Farm Solar | MD | Charles | 1 | PV | OP | 5.5 | 5.5 | 5.5 |  | 11 | 2012 | NG BLQ: SUN; N Y: N; Y N: Y |  | S | 1 | N | Electric Utility | 1 |  |  | N | [17 empty] | N
58453 | AltaGas Blythe Operations Inc | 55295 | Blythe Energy Inc | CA | Riverside | CT1 | CT | OP | 182 | 156.5 | 160.5 |  | 12 | 2003 | NG BLQ: NG; N Y: N; Y N: Y |  | S |  | N | IPP Non-CHP | 2 |  | N | N | [17 empty] | N
58453 | AltaGas Blythe Operations Inc | 55295 | Blythe Energy Inc | CA | Riverside | CT2 | CT | OP | 182 | 156.5 | 160.5 |  | 12 | 2003 | NG BLQ: NG; N Y: N; Y N: Y |  | S |  | N | IPP Non-CHP | 2 |  | N | N
58453 | AltaGas Blythe Operations Inc | 55295 | Blythe Energy Inc | CA | Riverside | ST1 | CA | OP | 227 | 201 | 204 |  | 12 | 2003 | NG BLQ: NG; N Y: N; Y N: Y |  | S |  | N | IPP Non-CHP | 2 |  | Y | N
58459 | C-Drop | 58470 | C-Drop Hyrdo | OR | Klamath | GEN1 | HY | OP | 1.1 | 1.1 |  |  | 5 | 2012 | NG BLQ: WAT; N Y: N; Y N: Y |  | S |  | N | IPP Non-CHP | 2 |  |  | N
58460 | Buena Vista Biomass LLC | 58472 | Buena Vista Biomass Power | CA | Amador | 1 | ST | OP | 22.5 | 17.8 | 17.8 |  | 12 | 2012 | NG BLQ: WDS; NG NG: NG; N Y: Y; Y N: Y |  | S |  | N | IPP Non-CHP | 2 |  |  | N | [24 empty] | NG
58463 | Dart Container Corp | 58476 | Dart Container Corp | PA | Lancaster | LFGT1 | GT | OP | 5.6 | 4.6 | 5.2 |  | 12 | 2012 | NG BLQ: LFG; N Y: N; Y N: Y |  | S |  | Y | Industrial CHP | 7 | T |  | N
58463 | Dart Container Corp | 58476 | Dart Container Corp | PA | Lancaster | LFGT2 | GT | OP | 5.6 | 4.6 | 5.2 |  | 12 | 2012 | NG BLQ: LFG; N Y: N; Y N: Y |  | S |  | N | Industrial CHP | 7 |  |  | N
58466 | SunEnergy1 | 58480 | Plymouth Solar LLC | NC | Washington | 1 | PV | OP | 5 | 5 | 3 |  | 9 | 2012 | NG BLQ: SUN; N Y: N; Y N: Y |  | S |  | N | IPP Non-CHP | 2 |  |  | N
58467 | SSA Solar of CO 1, LLC | 58481 | CSU Pueblo | CO | Pueblo | CSU1 | PV | OP | 1 | 1 | 1 |  | 12 | 2008 | NG BLQ: SUN; N Y: N; Y N: Y |  | S |  | N | Commercial Non-CHP | 4
58469 | Tinton Falls Solar | 58483 | Tinton Falls Solar Farm | NJ | Monmouth | UNIT1 | PV | OP | 16 | 16 | 11 |  | 11 | 2012 | NG BLQ: SUN; N Y: N; Y N: Y |  | S | 32 | N | IPP Non-CHP | 2 |  |  | N
58471 | SDD Solar Project 4, LLC | 58485 | Upson Rocky Creek Solar Plant | GA | Upson | PV1 | PV | OP | 1 | 1 | 1 |  | 6 | 2012 | NG BLQ: SUN; N Y: N; Y N: Y |  | S | 2 | N | IPP Non-CHP | 2 |  |  | N
58472 | MAS ASB Cogen LLC | 58484 | MAS ASB Cogen Plant | GA | Fulton | 1 | IC | OP | 2.2 | 2.2 | 2.2 |  | 3 | 2012 | NG BLQ: LFG; NG NG: NG; N Y: N; Y N: Y |  | S |  | N | Industrial Non-CHP | 6
58472 | MAS ASB Cogen LLC | 58484 | MAS ASB Cogen Plant | GA | Fulton | 2 | IC | OP | 2.2 | 2.2 | 2.2 |  | 3 | 2012 | NG BLQ: LFG; NG NG: NG; N Y: N; Y N: Y |  | S |  | N | Industrial Non-CHP | 6
58472 | MAS ASB Cogen LLC | 58484 | MAS ASB Cogen Plant | GA | Fulton | 3 | IC | OP | 2.2 | 2.2 | 2.2 |  | 3 | 2012 | NG BLQ: LFG; NG NG: NG; N Y: N; Y N: Y |  | S |  | N | Industrial Non-CHP | 6
58473 | NVT LICENSES, LLC | 58486 | Picture Rocks Solar, LLC | AZ | Pima | 1 | PV | OP | 20 | 20 | 20 |  | 12 | 2012 | NG BLQ: SUN; N Y: N; Y N: Y |  | W |  | N | IPP Non-CHP | 2 |  |  | N | [17 empty] | N
58473 | NVT LICENSES, LLC | 58487 | Granville Solar PV Power Project | NC | Granville | 1 | PV | OP | 2.5 | 2.5 | 2.5 |  | 10 | 2012 | NG BLQ: SUN; N Y: N; Y N: Y |  | W | 5 | N | IPP Non-CHP | 2 |  |  | N
58473 | NVT LICENSES, LLC | 58489 | Apex Solar PV Power Project | NV | Clark | 1 | PV | OP | 20 | 20 | 20 |  | 7 | 2012 | NG BLQ: SUN; N Y: N; Y N: Y |  | W |  | N | IPP Non-CHP | 2 |  |  | N | [17 empty] | N
58477 | O2energies, Inc. | 58491 | Sandy Cross Solar, LLC | NC | Nash | SANDY | PV | OP | 1.2 | 1.2 | 1.2 |  | 5 | 2012 | NG BLQ: SUN; N Y: N; Y N: Y |  | S |  | N | IPP Non-CHP | 2 |  |  | N
58477 | O2energies, Inc. | 58492 | Ararat Rock Solar, LLC | NC | Surry | ARARR | PV | OP | 3.5 | 3.5 | 3.5 |  | 9 | 2012 | NG BLQ: SUN; Y N: Y |  | S |  | N | IPP Non-CHP | 2 |  |  | N
58477 | O2energies, Inc. | 58493 | Progress Solar 1, LLC | NC | Franklin | PRO1 | PV | OP | 4 | 4 | 4 |  | 10 | 2012 | NG BLQ: SUN; N Y: N; Y N: Y |  | S |  | N | IPP Non-CHP | 2 |  |  | N
58477 | O2energies, Inc. | 58494 | Progress Solar II, LLC | NC | Robeson | PROG2 | PV | OP | 3.5 | 3.5 | 3.5 |  | 11 | 2012 | NG BLQ: SUN; N Y: N; Y N: Y |  | S |  | N | IPP Non-CHP | 2 |  |  | N
58477 | O2energies, Inc. | 58495 | Progress Solar III, LLC | NC | Robeson | PROG3 | PV | OP | 3.5 | 3.5 | 3.5 |  | 11 | 2012 | NG BLQ: SUN; Y N: Y |  | S |  | N | IPP Non-CHP | 2 |  |  | N
58485 | Rutgers, The State University of NJ | 58504 | Livingston Solar Farm | NJ | Middlesex | LVSF | PV | OP | 1.2 | 1.2 | 1 |  | 5 | 2009 | NG BLQ: SUN; N Y: N; Y N: N |  | S | 96 | N | Commercial Non-CHP | 4 |  |  | N | [17 empty] | N
58486 | Chuckawalla Solar LLC | 58506 | Chuckawalla Solar | CA | Riverside | 0937 | PV | OP | 4 | 4 | 4 |  | 6 | 2012 | NG BLQ: SUN; N Y: N; Y N: Y |  | S | 8 | N | IPP Non-CHP | 2 |  |  | N | [17 empty] | N
58487 | Montefiore Medical Center Moses Division | 58507 | Montefieor Medical Center Moses Division | NY | Bronx | ES006 | GT | OP | 3.5 | 3.5 | 3.5 |  | 1 | 2002 | NG BLQ: NG; NG NG: DFO; N Y: N; Y N: Y |  | S |  | N | Commercial CHP | 5 |  |  | N | [17 empty] | N
58487 | Montefiore Medical Center Moses Division | 58507 | Montefieor Medical Center Moses Division | NY | Bronx | S0001 | IC | OP | 1.6 | 1.2 | 1.2 |  | 1 | 1994 | NG BLQ: NG; NG NG: DFO; N Y: N; Y N: Y |  | S |  | Y | Commercial CHP | 5 | T |  | N | [17 empty] | N
58487 | Montefiore Medical Center Moses Division | 58507 | Montefieor Medical Center Moses Division | NY | Bronx | S0002 | IC | OP | 1.6 | 1.2 | 1.2 |  | 1 | 1994 | NG BLQ: NG; N Y: N; Y N: Y |  | S |  | Y | Commercial CHP | 5 | T |  | N | [17 empty] | N
58487 | Montefiore Medical Center Moses Division | 58507 | Montefieor Medical Center Moses Division | NY | Bronx | S0003 | IC | OP | 1.6 | 1.2 | 1.2 |  | 1 | 1994 | NG BLQ: NG; NG NG: DFO; N Y: N; Y N: Y |  | S |  | Y | Commercial CHP | 5 | T |  | N | [17 empty] | N
58488 | Alaska Environmental Power | 58511 | Delta Wind Farm | AK | Delta Junction | EWT1 | WT | OP | 0.9 | 0.9 | 0.9 |  | 10 | 2009 | NG BLQ: WND; N Y: N; Y N: Y |  | S | 1 | N | IPP Non-CHP | 2 |  |  | N
58488 | Alaska Environmental Power | 58511 | Delta Wind Farm | AK | Delta Junction | NW1 | WT | OP | 0.1 | 0.1 | 0.1 |  | 9 | 2008 | NG BLQ: WND; N Y: N; Y N: Y |  | S | 1 | N | IPP Non-CHP | 2 |  |  | N
58489 | OCI Solar Power | 58512 | Cornerstone Power Vineland I LLC | NJ | Cumberland | PV1 | PV | OP | 3.1 | 3.1 | 3.1 |  | 2 | 2012 | NG BLQ: SUN; N Y: N; Y N: Y |  | S | 6 | N | IPP Non-CHP | 2 |  |  | N
58490 | Ironwood Solar LLC | 58513 | Ironwood Solar LLC | CA | Riverside County | 0937 | PV | OP | 4 | 4 | 4 |  | 4 | 2012 | NG BLQ: SUN; N Y: N; Y N: Y |  | S | 8 | N | IPP Non-CHP | 2 |  |  | N
58491 | Constellation NewEnergy, Inc | 58516 | Union HS at Casa Grande | AZ | Pinal | PV1 | PV | OP | 1.6 | 1.6 | 1.6 |  | 12 | 2012 | NG BLQ: SUN; N Y: N; Y N: Y |  | S | 7 | N | IPP Non-CHP | 2 |  |  | N | [17 empty] | N
58491 | Constellation NewEnergy, Inc | 58517 | Vista Grande HS at Casa Grande | AZ | Pinal | PV1 | PV | OP | 1.8 | 1.8 | 1.8 |  | 12 | 2012 | NG BLQ: SUN; N Y: N; Y N: Y |  | S | 6 | N | IPP Non-CHP | 2 |  |  | N | [17 empty] | N
58492 | Chattanooga Metropolitan Airport | 58515 | Chattanooga Metropolitan Airport Solar | TN | Hamilton | GEN1 | PV | OP | 1 | 0.7 | 0.3 |  | 12 | 2011 | NG BLQ: SUN; N Y: N; Y N: Y |  | S |  | N | Commercial Non-CHP | 4 |  |  | N | [17 empty] | N
58495 | Syncarpha Alethea I, LLC | 58519 | Alethea I | NJ | Burlington | 1 | PV | OP | 2.8 | 2.8 | 2.8 |  | 11 | 2011 | NG BLQ: SUN; N Y: N; Y N: Y |  | W |  | N | IPP Non-CHP | 2
58499 | NRSF OPCO LLC | 58524 | Neuse River Solar Farm | NC | Wake | 1 | PV | OP | 1.1 | 1.1 | 1.1 |  | 12 | 2011 | NG BLQ: SUN; N Y: N; Y N: Y |  | S | 3 | N | IPP Non-CHP | 2 |  |  | N
58500 | City of Hayward | 58525 | City of Hayward WWTP | CA | Alameda | 1 | PV | OP | 1 | 1 | 1 |  | 11 | 2010 | NG BLQ: SUN; N Y: N; Y N: Y |  | S | 2 | N | IPP Non-CHP | 2 |  |  | N
58501 | Five Crowns Inc | 58527 | Crown Cooling Facility | CA | Imperial | 1 | PV | OP | 1 | 1 | 1 |  | 12 | 2011 | NG BLQ: SUN; N Y: N; Y N: Y |  | S | 2 | N | Industrial Non-CHP | 6 |  |  | N | [17 empty] | N
58505 | North Carolina Solar I, LLC | 58529 | Progress Manis I | NC | Scotland | P11A | PV | OP | 0.5 | 0.5 | 0.5 |  | 4 | 2012 | NG BLQ: SUN; N Y: N; Y N: Y |  | S | 1 | N | IPP Non-CHP | 2 |  |  | N
58505 | North Carolina Solar I, LLC | 58529 | Progress Manis I | NC | Scotland | P11B | PV | OP | 0.5 | 0.5 | 0.5 |  | 4 | 2012 | NG BLQ: SUN; N Y: N; Y N: Y |  | S | 1 | N | IPP Non-CHP | 2 |  |  | N
58505 | North Carolina Solar I, LLC | 58530 | Progress Jones I | NC | Scotland | P11C | PV | OP | 0.5 | 0.5 | 0.5 |  | 4 | 2012 | NG BLQ: SUN; N Y: N; Y N: Y |  | S | 1 | N | IPP Non-CHP | 2 |  |  | N | [17 empty] | N
58505 | North Carolina Solar I, LLC | 58530 | Progress Jones I | NC | Scotland | P11D | PV | OP | 0.5 | 0.5 | 0.5 |  | 4 | 2012 | NG BLQ: SUN; N Y: N; Y N: Y |  | S | 1 | N | IPP Non-CHP | 2 |  |  | N | [17 empty] | N
58506 | Westford Solar Park | 58534 | Westford Solar Park | MA | Middlesex | 1 | PV | OP | 4 | 4 | 4 |  | 4 | 2012 | NG BLQ: SUN; N Y: N; Y N: N |  | S | 12 | N | IPP Non-CHP | 2 |  |  | N
58507 | Solar Star Arizona III LLC | 58539 | Lake Pleasant WTP | AZ | Maricopa | 1 | PV | OP | 6.5 | 1.6 | 0.9 |  | 12 | 2012 | NG BLQ: SUN; N Y: N; Y N: Y |  | W | 14 | N | Commercial Non-CHP | 4 |  |  | N
58508 | Carolina Solar Energy II LLC | 58538 | PCSP3 Airport | NC | Person | 3 | PV | OP | 2.5 | 2.5 | 2.5 |  | 9 | 2012 | NG BLQ: SUN; N Y: N; Y N: N |  | J |  | N | IPP Non-CHP | 2
58511 | SunGen Sharon 1 LLC | 58541 | SunGen Sharon 1 LLC | VT | Windsor | 1 | PV | OP | 1.8 | 1.8 | 1.8 |  | 8 | 2012 | NG BLQ: SUN; N Y: N; Y N: Y |  | S |  | N | IPP Non-CHP | 2 |  |  | N
58514 | Gilbert Solar Facility I, LLC | 58543 | Gilbert Solar Facility I, LLC | AZ | Maricopa | 1 | PV | OP | 2.5 | 2.5 | 2.5 |  | 10 | 2011 | NG BLQ: SUN; N Y: N; Y N: Y |  | S | 5 | N | IPP Non-CHP | 2 |  |  | N | [17 empty] | N

## Proposed
2012 Form EIA-860 Data - Schedule 3, 'Generator Data' (Proposed Units Only)
Utility ID | Utility Name | Plant Code | Plant Name | State | County | Generator ID | Prime Mover | Status | Nameplate Capacity (MW) | Summer Capacity (MW) | Winter Capacity (MW) | Unit Code | Effective Month | Effective Year | Current Month | Current Year | Energy Source 1 | Energy Source 2 | Energy Source 3 | Energy Source 4 | Energy Source 5 | Energy Source 6 | Multiple Fuels | Ownership | Turbines | Cogenerator | Sector Name | Sector | Solid Fuel Gasification System | Pulverized Coal Technology | Fluidized Bed Technology | Subcritical Technology | Supercritical Technology | Ultrasupercritical Technology | Carbon Capture Technology | Startup Source 1 | Startup Source 2 | Startup Source 3 | Startup Source 4
34 | City of Abbeville - (SC) | 3305 | Rocky River | SC | Anderson | IC2 | IC | V | 1.3 | 1 | 1 |  | 2 | 2013 | 4 | 2013 | DFO | [5 empty] | N | S |  | N | Electric Utility | 1 | N
221 | Alaska Village Elec Coop, Inc | 6348 | Togiak | AK | Dillingham | 5A | IC | T | 0.8 | 0.8 | 0.8 |  | 12 | 2013 | 12 | 2013 | DFO | [5 empty] | N | S |  | N | Electric Utility | 1
221 | Alaska Village Elec Coop, Inc | 57053 | Alakanuk | AK | WADE HAMPTON | UNIT4 | IC | P | 0.8 | 0.8 | 0.8 |  | 12 | 2013 | 12 | 2013 | JF | [5 empty] | N | S |  | N | Electric Utility | 1
221 | Alaska Village Elec Coop, Inc | 57055 | Stebbins | AK | Nome | 1 | IC | L | 0.5 | 0.5 | 0.5 |  | 12 | 2013 | 12 | 2013 | JF | [5 empty] | N | S |  | N | Electric Utility | 1
221 | Alaska Village Elec Coop, Inc | 57055 | Stebbins | AK | Nome | 2 | IC | L | 0.5 | 0.5 | 0.5 |  | 12 | 2013 | 12 | 2013 | JF | [5 empty] | N | S |  | N | Electric Utility | 1
221 | Alaska Village Elec Coop, Inc | 57055 | Stebbins | AK | Nome | 3 | IC | L | 0.5 | 0.5 | 0.5 |  | 12 | 2013 | 12 | 2013 | JF | [5 empty] | N | S |  | N | Electric Utility | 1
221 | Alaska Village Elec Coop, Inc | 57055 | Stebbins | AK | Nome | 4 | IC | L | 0.5 | 0.5 | 0.5 |  | 12 | 2013 | 12 | 2013 | JF | [5 empty] | N | S |  | N | Electric Utility | 1
306 | Brookfield Renewable Power | 54899 | Cheoah | NC | Graham | 3A | HY | V | 27.5 | 27.5 | 27.5 |  | 5 | 2013 | 5 | 2013 | WAT | [5 empty] | N | S |  | N | Industrial Non-CHP | 6 | N
803 | Arizona Public Service Co | 57997 | Foothills Solar Plant | AZ | Yuma | PV1 | PV | TS | 17 | 17 | 17 |  | 3 | 2013 | 3 | 2013 | SUN | [5 empty] | N | S |  | N | Electric Utility | 1 | N
803 | Arizona Public Service Co | 57997 | Foothills Solar Plant | AZ | Yuma | PV2 | PV | U | 18 | 18 | 18 |  | 12 | 2013 | 12 | 2013 | SUN | [5 empty] | N | S |  | N | Electric Utility | 1 | N
803 | Arizona Public Service Co | 58383 | Hyder II | AZ | Yuma | PV1 | PV | L | 18 | 18 | 18 |  | 10 | 2013 | 10 | 2013 | SUN | [5 empty] | N | S | 9 | N | Electric Utility | 1 | N
807 | Arkansas Electric Coop Corp | 56489 | Elkins Generating Center | AR | Washington | C | GT | V | 22 | 20 | 20 |  | 6 | 2007 | 4 | 2013 | NG | [5 empty] | N | S |  | N | Electric Utility | 1 | N
867 | ARCO Products Co-Watson | 50216 | Watson Cogeneration | CA | Los Angeles | GN97 | CT | L | 94.2 | 79.6 | 90.5 |  | 5 | 2014 | 5 | 2016 | NG | [5 empty] | N | J |  | Y | Industrial CHP | 7 | N
918 | City of Aspen- (CO) | 56566 | Castle Creek Hydroplant | CO | Pitkin | 1 | HY | L | 1.2 | 1.2 | 1.2 |  | 11 | 2010 | 6 | 2015 | WAT | [5 empty] | N | S |  | N | Electric Utility | 1 | N
1307 | Basin Electric Power Coop | 57881 | Pioneer Generating Station | ND | Williams | 01 | GT | U | 60.5 | 40 | 45 |  | 5 | 2013 | 4 | 2013 | NG | [5 empty] | N | S |  | N | Electric Utility | 1 | N
1307 | Basin Electric Power Coop | 57881 | Pioneer Generating Station | ND | Williams | 02 | GT | L | 60.5 | 40 | 45 |  | 1 | 2014 | 1 | 2014 | NG | [5 empty] | N | S |  | N | Electric Utility | 1
1307 | Basin Electric Power Coop | 57881 | Pioneer Generating Station | ND | Williams | 03 | GT | L | 60.5 | 40 | 45 |  | 1 | 2014 | 1 | 2014 | NG | [5 empty] | N | S |  | N | Electric Utility | 1
1307 | Basin Electric Power Coop | 57943 | Lonesome Creek Station | ND | McKenzie | 01 | GT | U | 60.5 | 40 | 45 |  | 4 | 2013 | 6 | 2013 | NG | [5 empty] | N | S |  | N | Electric Utility | 1 | N
1307 | Basin Electric Power Coop | 57943 | Lonesome Creek Station | ND | McKenzie | 02 | GT | L | 60.5 | 40 | 45 |  | 1 | 2015 | 1 | 2015 | NG | [5 empty] | N | S |  | N | Electric Utility | 1
1307 | Basin Electric Power Coop | 57943 | Lonesome Creek Station | ND | McKenzie | 03 | GT | L | 60.5 | 40 | 45 |  | 1 | 2015 | 1 | 2015 | NG | [5 empty] | N | S |  | N | Electric Utility | 1
1994 | Boulder City of | 466 | Boulder Canyon Hydro | CO | Boulder | 1A | HY | TS | 5 | 5 | 5 |  | 6 | 2013 | 7 | 2013 | WAT | [5 empty] | N | S |  | N | IPP Non-CHP | 2
2087 | Bowie Power Station LLC | 55780 | Bowie Power Station LLC | AZ | Cochise | CT1 | CT | L | 172 | 172 | 172 |  | 12 | 2011 | 1 | 2017 | NG | [5 empty] | N | W |  | Y | IPP CHP | 3 | N
2087 | Bowie Power Station LLC | 55780 | Bowie Power Station LLC | AZ | Cochise | CT2 | CT | L | 172 | 172 | 172 |  | 12 | 2011 | 1 | 2017 | NG | [5 empty] | N | W |  | Y | IPP CHP | 3 | N
2087 | Bowie Power Station LLC | 55780 | Bowie Power Station LLC | AZ | Cochise | CT3 | CT | L | 172 | 172 | 172 |  | 6 | 2014 | 12 | 2017 | NG | [5 empty] | N | W |  | N | IPP CHP | 3
2087 | Bowie Power Station LLC | 55780 | Bowie Power Station LLC | AZ | Cochise | CT4 | CT | L | 172 | 172 | 172 |  | 6 | 2014 | 12 | 2017 | NG | [5 empty] | N | W |  | N | IPP CHP | 3
2087 | Bowie Power Station LLC | 55780 | Bowie Power Station LLC | AZ | Cochise | ST1 | CA | L | 181 | 181 | 181 |  | 12 | 2014 | 12 | 2017 | NG | [5 empty] | N | W |  | Y | IPP CHP | 3 | N
2087 | Bowie Power Station LLC | 55780 | Bowie Power Station LLC | AZ | Cochise | ST2 | CA | L | 181 | 181 | 181 |  | 6 | 2014 | 12 | 2017 | NG | [5 empty] | N | W |  | Y | IPP CHP | 3 | N
2338 | Calpine Central LP | 56104 | Mankato Energy Center | MN | Blue Earth | CTG1 | CT | P | 210 | 200 | 200 |  | 7 | 2006 | 6 | 2015 | NG | DFO |  |  |  |  | Y | S |  | N | IPP Non-CHP | 2 | N
2518 | U S Bureau of Reclamation | 6396 | Black Canyon | ID | Gem | 3 | HY | P | 12.5 | 12.5 | 12.5 |  | 7 | 2016 | 7 | 2016 | WAT | [5 empty] | N | S | 1 | N | Electric Utility | 1 | N
2719 | CalWind Resources Inc | 54909 | Tehachapi Wind Resource II | CA | Kern | PLAN | WT | P | 15.5 | 15.5 | 15.5 |  | 12 | 2007 | 1 | 2015 | WND | [5 empty] | N | S | 10 | N | IPP Non-CHP | 2 | N
2770 | Terra-Gen Operating Co LLC | 57834 | Pinyon Pine I | CA | Kern | AW07 | WT | TS | 168 | 168 | 168 |  | 11 | 2012 | 1 | 2013 | WND | [5 empty] | N | W | 56 | N | IPP Non-CHP | 2 | N
2770 | Terra-Gen Operating Co LLC | 57837 | Pinyon Pine II | CA | Kern | AW09 | WT | TS | 132 | 132 | 132 |  | 11 | 2012 | 1 | 2013 | WND | [5 empty] | N | W | 44 | N | IPP Non-CHP | 2 | N
2770 | Terra-Gen Operating Co LLC | 58394 | Alta Wind X | CA | Kern | AW10 | WT | L | 138 | 138 | 138 |  | 1 | 2014 | 1 | 2014 | WND | [5 empty] | N | W | 48 | N | IPP Non-CHP | 2 | N
2770 | Terra-Gen Operating Co LLC | 58395 | Alta Wind XI | CA | Kern | AW11 | WT | L | 90 | 90 | 90 |  | 1 | 2014 | 1 | 2014 | WND | [5 empty] | N | W | 48 | N | IPP Non-CHP | 2 | N
2782 | Terra-Gen Operating Company | 10681 | Dixie Valley Power Partnership | NV | Churchill | GEN1 | ST | P | 28 | 25 | 25.5 |  | 1 | 2003 | 12 | 2014 | GEO | [5 empty] | N | S |  | N | IPP Non-CHP | 2 | N
2860 | Los Esteros Critical Energy Facility LLC | 55748 | Los Esteros Critical Energy Center | CA | Santa Clara | CAG5 | CA | U | 126.1 | 126.1 | 126.1 |  | 9 | 2013 | 9 | 2013 | NG | [5 empty] | N | S |  | N | IPP Non-CHP | 2 | N
3046 | Progress Energy Carolinas Inc | 2713 | L V Sutton Steam | NC | New Hanover | CA1 | CA | U | 263 | 263 | 263 | 1 | 12 | 2013 | 12 | 2013 | NG | [5 empty] | N | S |  | N | Electric Utility | 1
3046 | Progress Energy Carolinas Inc | 2713 | L V Sutton Steam | NC | New Hanover | CT1 | CT | U | 181 | 181 | 181 | 1 | 12 | 2013 | 12 | 2013 | NG | [5 empty] | N | S |  | N | Electric Utility | 1 | N
3046 | Progress Energy Carolinas Inc | 2713 | L V Sutton Steam | NC | New Hanover | CT2 | CT | U | 181 | 181 | 181 | 1 | 12 | 2013 | 12 | 2013 | NG | [5 empty] | N | S |  | N | Electric Utility | 1
3179 | Caterpillar Inc | 50935 | Caterpillar | IN | Tippecanoe | ET4 | IC | V | 2.5 | 2.5 | 2.5 |  | 4 | 2013 | 4 | 2013 | NG | [5 empty] | N | S |  | N | Industrial Non-CHP | 6
3370 | Channel Energy Center LLC | 55299 | Channel Energy Center LLC | TX | Harris | CTG3 | CT | P | 208.8 | 183 | 189 |  | 6 | 2014 | 6 | 2014 | NG | OG |  |  |  |  | Y | W |  | N | IPP CHP | 3 | N
3522 | Chugach Electric Assn Inc | 57036 | Southcentral Power Plant | AK | Anchorage | 1 | CT | V | 47.6 | 42 | 48.8 |  | 12 | 2012 | 1 | 2013 | NG | [5 empty] | N | J |  | N | Electric Utility | 1 | N
3522 | Chugach Electric Assn Inc | 57036 | Southcentral Power Plant | AK | Anchorage | 2 | CT | V | 47.6 | 42 | 48.8 |  | 12 | 2012 | 1 | 2013 | NG | [5 empty] | N | J |  | N | Electric Utility | 1 | N
3522 | Chugach Electric Assn Inc | 57036 | Southcentral Power Plant | AK | Anchorage | 3 | CT | V | 47.6 | 42 | 48.8 |  | 12 | 2012 | 1 | 2013 | NG | [5 empty] | N | J |  | N | Electric Utility | 1 | N
3522 | Chugach Electric Assn Inc | 57036 | Southcentral Power Plant | AK | Anchorage | 4 | CA | V | 57.5 | 52.4 | 56.2 |  | 12 | 2012 | 1 | 2013 | NG | [5 empty] | N | J |  | N | Electric Utility | 1 | N
3692 | Clark University | 10408 | Clark University | MA | Wocester | GEN2 | IC | TS | 2 | 2 | 2 |  | 1 | 2013 | 1 | 2013 | NG | [5 empty] | N | S |  | Y | Commercial CHP | 5 | N
4202 | Phillips 66-Ponca City Refinery | 52188 | Ponca City Refinery | OK | Kay | G1A | ST | P | 4 | 3 | 3 |  | 12 | 2013 | 12 | 2016 | OG | NG |  |  |  |  | N | S |  | Y | Industrial CHP | 7 | N
4716 | Dairyland Power Coop | 7863 | Elk Mound | WI | Dunn | 3 | GT | P | 35.5 | 35.5 | 45 |  | 7 | 2010 | 7 | 2017 | NG | DFO |  |  |  |  | Y | S |  | N | Electric Utility | 1 | N
4716 | Dairyland Power Coop | 7863 | Elk Mound | WI | Dunn | 4 | GT | P | 35.5 | 35.5 | 45 |  | 7 | 2010 | 7 | 2017 | NG | DFO |  |  |  |  | Y | S |  | N | Electric Utility | 1 | N
4994 | Deer Park Energy Center | 55464 | Deer Park Energy Center | TX | Harris | CTG6 | CT | U | 180 | 154.8 | 169.2 |  | 6 | 2014 | 6 | 2014 | NG | [5 empty] | N | S | 1 | Y | IPP CHP | 3 | N
5070 | Delaware Electric Cooperative | 58473 | Bruce A Henry Solar Farm | DE | Sussex | BHSF | PV | V | 4 | 4 | 4 |  | 8 | 2013 | 8 | 2013 | SUN | [5 empty] | N | S | 8 | N | Electric Utility | 1 | N
5109 | The DTE Electric Company | 58121 | Echo Wind Park | MI | Huron | GEN1 | WT | T | 112 | 112 | 112 |  | 12 | 2013 | 12 | 2013 | WND | [5 empty] | N | S | 70 | N | Electric Utility | 1
5580 | East Kentucky Power Coop, Inc | 56278 | Green Valley LFGTE | KY | Greenup | 4 | IC | P | 0.8 | 0.8 | 0.8 |  | 6 | 2006 | 6 | 2014 | LFG | [5 empty] | N | S |  | N | Electric Utility | 1
5701 | El Paso Electric Co | 2444 | Rio Grande | NM | Dona Ana | 9 | GT | V | 106 | 88.9 | 104 |  | 5 | 2013 | 5 | 2013 | NG | [5 empty] | N | S |  | N | Electric Utility | 1 | N
5860 | Empire District Electric Co | 1239 | Riverton | KS | Cherokee | 12-2 | CT | L |  |  |  |  | 6 | 2016 | 6 | 2016 | NG | [5 empty] | N | S |  | N | Electric Utility | 1 | N
5860 | Empire District Electric Co | 1239 | Riverton | KS | Cherokee | 12-3 | CA | L |  |  |  |  | 6 | 2016 | 6 | 2016 | NG | [5 empty] | N | S |  | N | Electric Utility | 1 | N
5914 | Erie Boulevard Hydropower LP | 2614 | Stewarts Bridge | NY | Saratoga | 2 | HY | U | 2.5 | 2.5 | 2.5 |  | 12 | 2013 | 12 | 2013 | WAT | [5 empty] | N | S |  | N | IPP Non-CHP | 2
6169 | Fall River Rural Elec Coop Inc | 56893 | Chester Diversion Hydroelectric Project | ID | Fremont | 1 | HY | V | 1.2 | 1.2 | 1.2 |  | 4 | 2010 | 11 | 2013 | WAT | [5 empty] | N | S |  | N | Electric Utility | 1
6169 | Fall River Rural Elec Coop Inc | 56893 | Chester Diversion Hydroelectric Project | ID | Fremont | 2 | HY | V | 1.2 | 1.2 | 1.2 |  | 4 | 2010 | 11 | 2013 | WAT | [5 empty] | N | S |  | N | Electric Utility | 1
6169 | Fall River Rural Elec Coop Inc | 56893 | Chester Diversion Hydroelectric Project | ID | Fremont | 3 | HY | V | 1.2 | 1.2 | 1.2 |  | 4 | 2010 | 11 | 2013 | WAT | [5 empty] | N | S |  | N | Electric Utility | 1
6452 | Florida Power & Light Co | 609 | Cape Canaveral | FL | Brevard | 3A | CT | TS | 265 | 1210 | 1355 | PCC | 12 | 2013 | 4 | 2013 | NG | DFO |  |  |  |  | Y | S |  | N | Electric Utility | 1 | N
6452 | Florida Power & Light Co | 609 | Cape Canaveral | FL | Brevard | 3B | CT | TS | 265 |  |  | PCC | 12 | 2013 | 12 | 2013 | NG | DFO |  |  |  |  | Y | S |  | N | Electric Utility | 1 | N
6452 | Florida Power & Light Co | 609 | Cape Canaveral | FL | Brevard | 3C | CT | TS | 265 |  |  | PCC | 12 | 2013 | 12 | 2013 | NG | DFO |  |  |  |  | Y | S |  | N | Electric Utility | 1 | N
6452 | Florida Power & Light Co | 609 | Cape Canaveral | FL | Brevard | 3ST | CA | TS | 500 |  |  | PCC | 12 | 2013 | 12 | 2013 | NG | DFO |  |  |  |  | Y | S |  | N | Electric Utility | 1 | N
6452 | Florida Power & Light Co | 619 | Riviera | FL | Palm Beach | 5A | CT | U | 265 | 1212 | 1344 | PRV | 6 | 2014 | 6 | 2014 | NG | DFO |  |  |  |  | Y | S |  | N | Electric Utility | 1 | N
6452 | Florida Power & Light Co | 619 | Riviera | FL | Palm Beach | 5B | CT | U | 265 |  |  | PRV | 6 | 2014 | 6 | 2014 | NG | DFO |  |  |  |  | Y | S |  | N | Electric Utility | 1 | N
6452 | Florida Power & Light Co | 619 | Riviera | FL | Palm Beach | 5C | CT | U | 265 |  |  | PRV | 6 | 2014 | 6 | 2014 | NG | DFO |  |  |  |  | Y | S |  | N | Electric Utility | 1 | N
6452 | Florida Power & Light Co | 619 | Riviera | FL | Palm Beach | 5ST | CA | U | 500 |  |  | PRV | 6 | 2014 | 6 | 2014 | NG | DFO |  |  |  |  | Y | S |  | N | Electric Utility | 1 | N
6455 | Duke Energy Florida, Inc | 57894 | Levy Nuclear Plant | FL | Levy | LNP1 | ST | L | 1250 | 1092 | 1120 |  | 6 | 2021 | 6 | 2021 | NUC | [5 empty] | N | S |  | N | Electric Utility | 1 | N
6455 | Duke Energy Florida, Inc | 57894 | Levy Nuclear Plant | FL | Levy | LNP2 | ST | L | 1250 | 1092 | 1120 |  | 12 | 2022 | 12 | 2022 | NUC | [5 empty] | N | S |  | N | Electric Utility | 1 | N
6915 | Galena Electric Utility | 7437 | Galena Electric Utility | AK | Yukon-Koyukuk | 6 | IC | TS | 0.5 | 0.5 | 0.5 |  | 1 | 2013 | 1 | 2013 | DFO | [5 empty] | N | S |  | N | Electric Utility | 1
7140 | Georgia Power Co | 649 | Vogtle | GA | Burke | 3 | ST | U | 1100 | 1100 | 1100 |  | 4 | 2016 | 11 | 2016 | NUC | [5 empty] | N | J |  | N | Electric Utility | 1 | N
7140 | Georgia Power Co | 649 | Vogtle | GA | Burke | 4 | ST | U | 1100 | 1100 | 1100 |  | 4 | 2017 | 11 | 2017 | NUC | [5 empty] | N | J |  | N | Electric Utility | 1 | N
7189 | Gila Bend Power Partners LLC | 55507 | Gila Bend Power Generation Station | AZ | Maricopa | 1 | CT | P | 170 | 156 | 182 |  | 4 | 2003 | 4 | 2015 | NG | [5 empty] | N | S |  | N | IPP Non-CHP | 2 | N
7189 | Gila Bend Power Partners LLC | 55507 | Gila Bend Power Generation Station | AZ | Maricopa | 2 | CT | P | 170 | 156 | 182 |  | 4 | 2003 | 4 | 2017 | NG | [5 empty] | N | S |  | N | IPP Non-CHP | 2 | N
7189 | Gila Bend Power Partners LLC | 55507 | Gila Bend Power Generation Station | AZ | Maricopa | 3 | CT | P | 170 | 156 | 182 |  | 4 | 2003 | 4 | 2017 | NG | [5 empty] | N | S |  | N | IPP Non-CHP | 2 | N
7189 | Gila Bend Power Partners LLC | 55507 | Gila Bend Power Generation Station | AZ | Maricopa | 4 | CA | P | 390 | 390 | 390 |  | 4 | 2003 | 4 | 2017 | NG | [5 empty] | N | S |  | N | IPP Non-CHP | 2 | N
7277 | Calpine Corporation | 55845 | Four Mile Hill | CA | Siskiyou | 1 | ST | P | 55 | 49.9 | 49.9 |  | 10 | 2004 | 12 | 2020 | GEO | [5 empty] | N | S |  | N | IPP Non-CHP | 2 | N
7277 | Calpine Corporation | 55846 | Telephone Flat | CA | Siskiyou | 1 | ST | P | 55 | 49.9 | 49.9 |  | 10 | 2005 | 12 | 2020 | GEO | [5 empty] | N | S |  | N | IPP Non-CHP | 2 | N
7277 | Calpine Corporation | 57180 | Buckeye Geothermal Power Plant | CA | LAKE | 1 | ST | L | 56.9 | 49.9 | 49.9 |  | 9 | 2013 | 9 | 2017 | GEO | [5 empty] | N | S |  | N | IPP Non-CHP | 2 | N
7277 | Calpine Corporation | 57181 | Wild Horse Power Plant | CA | Sonoma | 1 | ST | L | 48 | 40 | 42 |  | 12 | 2013 | 6 | 2017 | GEO | [5 empty] | N | S |  | N | IPP Non-CHP | 2 | N
7349 | Golden Spread Electric Cooperative, Inc | 56326 | Mustang Station Unit 4 | TX | Yoakum | GEN3 | GT | V | 170 | 145 | 168 |  | 3 | 2013 | 3 | 2013 | NG | [5 empty] | N | S |  | N | Electric Utility | 1 | N
7353 | Golden Valley Elec Assn Inc | 57935 | Eva Creek Wind | AK | Denali | EVW | WT | TS | 24.6 | 24 | 24 |  | 10 | 2012 | 1 | 2013 | WND | [5 empty] | N | S | 12 | N | Electric Utility | 1 | N
7424 | Gowrie Municipal Utilities | 1141 | Gowrie | IA | Webster | 3 | IC | V | 2.5 | 2.1 | 2.1 |  | 11 | 2012 | 1 | 2013 | DFO | [5 empty] | N | S |  | N | Electric Utility | 1
7477 | Granger Electric Co | 58497 | L&S Sweetners | PA | Lancaster | GEN1 | IC | P | 1.6 | 1.6 | 1.6 |  | 10 | 2013 | 10 | 2013 | LFG | [5 empty] | N | S |  | N | IPP Non-CHP | 2 | N
7477 | Granger Electric Co | 58497 | L&S Sweetners | PA | Lancaster | GEN2 | IC | P | 1.6 | 1.6 | 1.6 |  | 10 | 2013 | 10 | 2013 | LFG | [5 empty] | N | S |  | N | IPP Non-CHP | 2 | N
7570 | Great River Energy | 56786 | Spiritwood Station | ND | Stutsman | 1 | ST | V | 106.2 | 62 | 62 |  | 4 | 2010 | 6 | 2014 | LIG | SUB |  |  |  |  | N | S |  | Y | Electric Utility | 1 | N |  | Y
7801 | Gulf Power Co | 57502 | Perdido | FL | Escambia | 3 | IC | P | 1.6 | 1.5 | 1.5 |  | 8 | 2014 | 6 | 2015 | LFG | [5 empty] | N | S |  | N | Electric Utility | 1 | N
7977 | City of Hamilton - (OH) | 56872 | Meldahl Hydroelectric Project | KY | Bracken | 1 | HY | U | 35 | 35 | 35 |  | 1 | 2013 | 9 | 2014 | WAT | [5 empty] | N | W | 1 | N | Electric Utility | 1 | N
7977 | City of Hamilton - (OH) | 56872 | Meldahl Hydroelectric Project | KY | Bracken | 2 | HY | U | 35 | 35 | 35 |  | 1 | 2013 | 9 | 2014 | WAT | [5 empty] | N | W | 1 | N | Electric Utility | 1 | N
7977 | City of Hamilton - (OH) | 56872 | Meldahl Hydroelectric Project | KY | Bracken | 3 | HY | U | 35 | 35 | 35 |  | 1 | 2013 | 9 | 2014 | WAT | [5 empty] | N | W | 1 | N | Electric Utility | 1 | N
8153 | Hartford Steam Co | 52061 | Hartford Hospital Cogeneration | CT | HARTFORD | GEN4 | FC | P | 1.8 | 1.8 | 1.8 |  | 12 | 2013 | 12 | 2013 | NG | [5 empty] | N | S | 1 | N | Commercial CHP | 5 | N
9130 | Hutchinson Utilities Comm | 1980 | Hutchinson Plant #1 | MN | McLeod | 10 | IC | V | 8.8 | 8.8 | 8.8 |  | 2 | 2013 | 2 | 2013 | NG | [5 empty] | N | S |  | N | Electric Utility | 1 | N
9370 | Hydrodynamics Inc | 58392 | Flint Creek Hydroelectric LLC | MT | Granite | GEN1 | HY | U | 2 | 2 | 2 |  | 3 | 2013 | 3 | 2013 | WAT | [5 empty] | N | S |  | N | IPP Non-CHP | 2
9417 | Interstate Power and Light Co | 58236 | Marshalltown Generating Station | IA | Marshall | CC1 | CC | P | 870 | 646 | 690 |  | 4 | 2017 | 4 | 2017 | NG | [5 empty] | N | S |  | N | Electric Utility | 1 | N
10379 | Klamath Generation LLC | 56019 | Klamath | OR | Klamath | CT-1 | CT | T | 169.7 | 162 | 162 |  | 6 | 2006 | 6 | 2015 | NG | [5 empty] | N | S |  | Y | IPP CHP | 3 | N
10379 | Klamath Generation LLC | 56019 | Klamath | OR | Klamath | CT-2 | CT | T | 169.7 | 162 | 162 |  | 6 | 2006 | 6 | 2015 | NG | [5 empty] | N | S |  | Y | IPP CHP | 3 | N
10379 | Klamath Generation LLC | 56019 | Klamath | OR | Klamath | ST-1 | CA | T | 244.5 | 220 | 160 |  | 6 | 2006 | 6 | 2015 | NG | [5 empty] | N | S |  | N | IPP CHP | 3 | N
10538 | City of La Plata - (MO) | 2140 | La Plata | MO | Macon | 1 | IC | V | 1.8 | 1.7 | 1.7 |  | 3 | 2013 | 3 | 2013 | DFO | [5 empty] | N | S |  | N | Electric Utility | 1 | N
10538 | City of La Plata - (MO) | 2140 | La Plata | MO | Macon | 2 | IC | V | 1.8 | 1.7 | 1.7 |  | 3 | 2013 | 3 | 2013 | DFO | [5 empty] | N | S |  | N | Electric Utility | 1 | N
10810 | LAX Airport | 58258 | Central Utilities Plant LAX 2 | CA | Los Angeles | GEN1 | GT | U | 4.6 | 4.4 | 4.4 |  | 9 | 2013 | 9 | 2013 | NG | [5 empty] | N | S |  | Y | Commercial CHP | 5 | N
10810 | LAX Airport | 58258 | Central Utilities Plant LAX 2 | CA | Los Angeles | GEN2 | GT | U | 4.6 | 4.4 | 4.4 |  | 9 | 2013 | 9 | 2013 | NG | [5 empty] | N | S |  | Y | Commercial CHP | 5 | N
11018 | Lincoln Electric System | 7887 | Terry Bundy Generating Station | NE | Lancaster | LFG1 | IC | U | 1.6 | 1.6 | 1.6 |  | 8 | 2013 | 8 | 2013 | LFG | [5 empty] | N | S | 1 | N | Electric Utility | 1 | N
11018 | Lincoln Electric System | 7887 | Terry Bundy Generating Station | NE | Lancaster | LFG2 | IC | U | 1.6 | 1.6 | 1.6 |  | 8 | 2013 | 8 | 2013 | LFG | [5 empty] | N | S | 1 | N | Electric Utility | 1 | N
11018 | Lincoln Electric System | 7887 | Terry Bundy Generating Station | NE | Lancaster | LFG3 | IC | U | 1.6 | 1.6 | 1.6 |  | 8 | 2013 | 8 | 2013 | LFG | [5 empty] | N | S | 1 | N | Electric Utility | 1 | N
11118 | Lockhart Power Co | 58257 | Upper Pacolet Hydro | SC | Spartanburg | UP1 | HY | V | 1.1 | 1.1 | 1.1 |  | 2 | 2013 | 2 | 2013 | WAT | [5 empty] | N | S |  | N | Electric Utility | 1
11208 | Los Angeles Department of Water & Power | 400 | Haynes | CA | Los Angeles | 11 | GT | V | 108.2 | 96.3 | 100 |  | 6 | 2013 | 6 | 2013 | NG | OBG |  |  |  |  | Y | S |  | N | Electric Utility | 1 | N
11208 | Los Angeles Department of Water & Power | 400 | Haynes | CA | Los Angeles | 12 | GT | V | 108.2 | 96.3 | 100 |  | 6 | 2013 | 6 | 2013 | NG | OBG |  |  |  |  | Y | S |  | N | Electric Utility | 1 | N
11208 | Los Angeles Department of Water & Power | 400 | Haynes | CA | Los Angeles | 13 | GT | V | 108.2 | 96.3 | 100 |  | 6 | 2013 | 6 | 2013 | NG | OBG |  |  |  |  | Y | S |  | N | Electric Utility | 1 | N
11208 | Los Angeles Department of Water & Power | 400 | Haynes | CA | Los Angeles | 14 | GT | V | 108.2 | 96.3 | 100 |  | 6 | 2013 | 6 | 2013 | NG | OBG |  |  |  |  | Y | S |  | N | Electric Utility | 1 | N
11208 | Los Angeles Department of Water & Power | 400 | Haynes | CA | Los Angeles | 15 | GT | V | 108.2 | 96.3 | 100 |  | 6 | 2013 | 6 | 2013 | NG | OBG |  |  |  |  | Y | S |  | N | Electric Utility | 1 | N
11208 | Los Angeles Department of Water & Power | 400 | Haynes | CA | Los Angeles | 16 | GT | V | 108.2 | 96.3 | 100 |  | 6 | 2013 | 6 | 2013 | NG | OBG |  |  |  |  | Y | S |  | N | Electric Utility | 1 | N
11208 | Los Angeles Department of Water & Power | 404 | Scattergood | CA | Los Angeles | 4 | CC | P | 209.5 |  |  |  | 12 | 2015 | 12 | 2015 | NG | OG |  |  |  |  | Y | S |  | Y | Electric Utility | 1 | N
11208 | Los Angeles Department of Water & Power | 404 | Scattergood | CA | Los Angeles | 5 | CC | P | 108.8 |  |  |  | 12 | 2015 | 12 | 2015 | NG | OG |  |  |  |  | Y | S |  | Y | Electric Utility | 1 | N
11208 | Los Angeles Department of Water & Power | 404 | Scattergood | CA | Los Angeles | 6 | GT | P | 103 | 95 | 95 |  | 12 | 2015 | 12 | 2015 | NG | OBG |  |  |  |  | Y | S |  | N | Electric Utility | 1 | N
11208 | Los Angeles Department of Water & Power | 404 | Scattergood | CA | Los Angeles | 7 | GT | P | 103 | 95 | 95 |  | 12 | 2015 | 12 | 2015 | NG | OBG |  |  |  |  | Y | S |  | N | Electric Utility | 1 | N
11208 | Los Angeles Department of Water & Power | 404 | Scattergood | CA | Los Angeles | 8 | CC | P | 209.5 |  |  |  | 12 | 2020 | 12 | 2020 | NG | OG |  |  |  |  | Y | S |  | Y | Electric Utility | 1 | N
11208 | Los Angeles Department of Water & Power | 404 | Scattergood | CA | Los Angeles | 9 | CC | P | 108.8 |  |  |  | 12 | 2020 | 12 | 2020 | NG | OG |  |  |  |  | Y | S |  | Y | Electric Utility | 1 | N
11208 | Los Angeles Department of Water & Power | 57304 | Southern Owens Valley Solar Ranch | CA | Inyo | 1 | PV | P | 200 | 200 | 200 |  | 12 | 2014 | 12 | 2017 | SUN | [5 empty] | N | S |  | N | Electric Utility | 1 | N
11208 | Los Angeles Department of Water & Power | 57306 | Pine Tree Solar Project | CA | Kern | 1 | PV | V | 8.5 | 8.5 | 8.5 |  | 11 | 2011 | 2 | 2013 | SUN | [5 empty] | N | S | 17 | N | Electric Utility | 1 | N
11208 | Los Angeles Department of Water & Power | 57307 | Van Norman Bypass Solar Project | CA | Los Angeles | 1 | PV | P | 3 | 3 | 3 |  | 1 | 2011 | 5 | 2015 | SUN | [5 empty] | N | S | 6 | N | Electric Utility | 1 | N
11208 | Los Angeles Department of Water & Power | 57308 | Maclay Solar Project | CA | Los Angeles | 1 | PV | P | 1.4 | 1.4 | 1.4 |  | 4 | 2012 | 10 | 2013 | SUN | [5 empty] | N | S | 3 | N | Electric Utility | 1 | N
11208 | Los Angeles Department of Water & Power | 57311 | Occidental College Solar Project | CA | Los Angeles | 1 | PV | P | 1 | 1 | 1 |  | 12 | 2011 | 8 | 2013 | SUN | [5 empty] | N | W |  | N | Commercial Non-CHP | 4 | N
11208 | Los Angeles Department of Water & Power | 58249 | VA Sepulveda Ambulatory Care Center | CA | Los Angeles | GEN1 | PV | P | 3.5 | 3.5 | 3.5 |  | 7 | 2015 | 7 | 2015 | SUN | [5 empty] | N | W |  | N | Commercial Non-CHP | 4
11208 | Los Angeles Department of Water & Power | 58253 | CBS Television City | CA | Los Angeles | GEN1 | PV | V | 1.9 | 1.9 | 1.9 |  | 4 | 2013 | 4 | 2013 | SUN | [5 empty] | N | W |  | N | Commercial Non-CHP | 4
11241 | Entergy Louisiana Inc | 1403 | Nine Mile Point | LA | Jefferson | 6 | CC | U | 627 | 561 | 587 |  | 5 | 2015 | 5 | 2015 | NG | DFO |  |  |  |  | Y | S |  | N | Electric Utility | 1 | N
11249 | Louisville Gas & Electric Co | 1363 | Cane Run | KY | Jefferson | 7 | CC | P | 690 | 640 | 690 |  | 5 | 2015 | 5 | 2015 | NG | [5 empty] | N | J | 2 | N | Electric Utility | 1 | N
11268 | City of Lowell - (MI) | 58254 | Chatham | MI | Kent | CT02R | GT | T | 3.6 | 3.2 | 3.6 |  | 3 | 2014 | 3 | 2014 | NG | DFO |  |  |  |  | Y | S | 1 | N | Electric Utility | 1 | N
11268 | City of Lowell - (MI) | 58254 | Chatham | MI | Kent | CTOIS | GT | T | 3.7 | 3.4 | 3.7 |  | 7 | 2013 | 7 | 2013 | NG | [5 empty] | N | S | 1 | N | Electric Utility | 1 | N
11269 | Lower Colorado River Authority | 4937 | Thomas C Ferguson | TX | Llano | CT-1 | CT | T | 182 | 162 | 186 |  | 3 | 2014 | 6 | 2014 | NG | [5 empty] | N | S |  | Y | Electric Utility | 1 | N
11269 | Lower Colorado River Authority | 4937 | Thomas C Ferguson | TX | Llano | CT-2 | CT | T | 182 | 162 | 186 |  | 3 | 2014 | 6 | 2014 | NG | [5 empty] | N | S |  | Y | Electric Utility | 1 | N
11269 | Lower Colorado River Authority | 4937 | Thomas C Ferguson | TX | Llano | STG | CA | T | 195 | 186 | 194 |  | 3 | 2014 | 6 | 2014 | NG | [5 empty] | N | S |  | N | Electric Utility | 1 | N
11664 | Mark Technologies Corp | 55352 | Alta Mesa Project Phase IV | CA | Riverside | GEN1 | WT | U | 40 | 40 | 40 |  | 10 | 2001 | 12 | 2013 | WND | [5 empty] | N | S | 16 | N | IPP Non-CHP | 2 | N
11806 | Massachusetts Mun Wholes Electric Co | 6081 | Stony Brook | MA | Hampden | 3A | CC | P | 302 | 289 | 293 |  | 6 | 2010 | 6 | 2016 | NG | DFO |  |  |  |  | Y | S |  | N | Electric Utility | 1 | N
12199 | Montana-Dakota Utilities Co | 2790 | R M Heskett | ND | Morton | 3 | GT | L | 88 | 88 | 95 |  | 3 | 2015 | 3 | 2015 | NG | [5 empty] | N | S |  | N | Electric Utility | 1 | N
12411 | Miami Dade Water & Sewer Dept | 54623 | Central District Wastewater Treat Plant | FL | Dade | 3A | IC | TS | 1.2 | 1.2 | 1.2 |  | 2 | 2013 | 3 | 2013 | OBG | [5 empty] | N | S |  | Y | Commercial CHP | 5 | N
12411 | Miami Dade Water & Sewer Dept | 54623 | Central District Wastewater Treat Plant | FL | Dade | 4A | IC | TS | 1.2 | 1.2 | 1.2 |  | 2 | 2013 | 3 | 2013 | OBG | [5 empty] | N | S |  | Y | Commercial CHP | 5 | N
12619 | Milwaukee Metro Sewerage Dist | 54851 | MMSD Jones Island Wastewater | WI | Milwaukee | SOL1 | GT | TS | 4.6 | 4.6 | 4.6 |  | 1 | 2013 | 1 | 2013 | LFG | NG |  |  |  |  | Y | S |  | Y | Commercial CHP | 5 | N
12619 | Milwaukee Metro Sewerage Dist | 54851 | MMSD Jones Island Wastewater | WI | Milwaukee | SOL2 | GT | TS | 4.6 | 4.6 | 4.6 |  | 1 | 2013 | 1 | 2013 | LFG | NG |  |  |  |  | Y | S |  | Y | Commercial CHP | 5 | N
12619 | Milwaukee Metro Sewerage Dist | 54851 | MMSD Jones Island Wastewater | WI | Milwaukee | SOL3 | GT | TS | 4.6 | 4.6 | 4.6 |  | 1 | 2013 | 1 | 2013 | LFG | NG |  |  |  |  | Y | S |  | Y | Commercial CHP | 5 | N
12670 | Missouri Jnt Muni.Pwr Elec. Ut. Comm. | 57946 | Fredericktown Energy Center | MO | Madison | UNIT1 | GT | V | 13.8 | 12 | 13.8 |  | 6 | 2012 | 4 | 2013 | NG | [5 empty] | N | S |  | N | Electric Utility | 1 | N
12670 | Missouri Jnt Muni.Pwr Elec. Ut. Comm. | 57946 | Fredericktown Energy Center | MO | Madison | UNIT2 | GT | V | 13.8 | 12 | 13.8 |  | 6 | 2012 | 4 | 2013 | NG | [5 empty] | N | S |  | N | Electric Utility | 1 | N
12686 | Mississippi Power Co | 57037 | Kemper County IGCC Project | MS | KEMPER | 1A | CT | U | 235.4 | 153.8 | 153.8 |  | 5 | 2014 | 5 | 2014 | SGC | NG |  |  |  |  | Y | S |  | N | Electric Utility | 1 | Y | N |  |  |  |  | Y
12686 | Mississippi Power Co | 57037 | Kemper County IGCC Project | MS | KEMPER | 1B | CT | U | 235.4 | 153.8 | 153.8 |  | 5 | 2014 | 5 | 2014 | SGC | NG |  |  |  |  | Y | S |  | N | Electric Utility | 1 | Y | N |  |  |  |  | Y
12686 | Mississippi Power Co | 57037 | Kemper County IGCC Project | MS | KEMPER | 1C | CA | U | 369 | 285.4 | 288.5 |  | 5 | 2014 | 5 | 2014 | SGC | NG |  |  |  |  | Y | S |  | N | Electric Utility | 1 | Y | N |  | Y |  |  | Y
12944 | City of Morganton - (NC) | 55534 | Water Filter Plant #2 | NC | Burke | 1299 | IC | U | 1.8 | 1.7 | 1.7 |  | 2 | 2013 | 5 | 2013 | DFO | [5 empty] | N | S |  | N | Electric Utility | 1 | N
13584 | NRG El Segundo Operations Inc | 57901 | El Segundo Energy Center LLC | CA | Los Angeles | 5 | CT | V | 198 | 195 | 195 |  | 8 | 2013 | 8 | 2013 | NG | [5 empty] | N | W |  | N | IPP Non-CHP | 2 | N
13584 | NRG El Segundo Operations Inc | 57901 | El Segundo Energy Center LLC | CA | Los Angeles | 6 | CA | V | 70.7 | 60 | 60 |  | 8 | 2013 | 8 | 2013 | NG | [5 empty] | N | W |  | N | IPP Non-CHP | 2 | N
13584 | NRG El Segundo Operations Inc | 57901 | El Segundo Energy Center LLC | CA | Los Angeles | 7 | CT | V | 198 | 195 | 195 |  | 8 | 2013 | 8 | 2013 | NG | [5 empty] | N | W |  | N | IPP Non-CHP | 2 | N
13584 | NRG El Segundo Operations Inc | 57901 | El Segundo Energy Center LLC | CA | Los Angeles | 8 | CA | V | 70.7 | 60 | 60 |  | 8 | 2013 | 8 | 2013 | NG | [5 empty] | N | W |  | N | IPP Non-CHP | 2 | N
13630 | North Carolina Mun Power Agny #1 | 56954 | Gastonia Prime Power Park | NC | Gaston | 5 | IC | OT | 1.8 | 1.8 | 1.8 |  | 1 | 2013 | 1 | 2013 | DFO | [5 empty] | N | S |  | N | Electric Utility | 1 | N
13630 | North Carolina Mun Power Agny #1 | 56954 | Gastonia Prime Power Park | NC | Gaston | 6 | IC | OT | 1.8 | 1.8 | 1.8 |  | 1 | 2013 | 1 | 2013 | DFO | [5 empty] | N | S |  | N | Electric Utility | 1 | N
13683 | North Carolina El Member Corp | 56292 | Hamlet Generating Facility | NC | Richmond | ES6 | GT | U | 57.3 | 56.5 | 61.1 |  | 6 | 2012 | 7 | 2013 | NG | DFO |  |  |  |  | Y | S |  | N | Electric Utility | 1 | N
14077 | Oklahoma Municipal Power Authority | 58325 | Charles D. Lamb Energy Center | OK | Kay | 1 | GT | P | 122 | 122 | 122 |  | 7 | 2015 | 7 | 2015 | NG | [5 empty] | N | S |  | N | Electric Utility | 1
14328 | Pacific Gas & Electric Co | 57891 | Guernsey Solar Station | CA | Kings | 1 | PV | U | 20 | 20 | 20 |  | 10 | 2013 | 10 | 2013 | SUN | [5 empty] | N | S | 40 | N | Electric Utility | 1 | N
14328 | Pacific Gas & Electric Co | 57892 | Gates Solar Station | CA | Fresno | 1 | PV | U | 20 | 20 | 20 |  | 10 | 2013 | 10 | 2013 | SUN | [5 empty] | N | S | 40 | N | Electric Utility | 1 | N
14328 | Pacific Gas & Electric Co | 58206 | West Gates Solar Station | CA | Fresno | 1 | PV | U | 10 | 10 | 10 |  | 10 | 2013 | 10 | 2013 | SUN | [5 empty] | N | S | 20 | N | Electric Utility | 1 | N
14354 | PacifiCorp | 299 | Blundell | UT | Beaver | 3 | ST | P | 30 | 35 | 35 |  | 12 | 2010 | 12 | 2019 | GEO | [5 empty] | N | S |  | N | Electric Utility | 1 | N
14354 | PacifiCorp | 58393 | Lake Side 2 | UT | Utah | CT21 | CT | V | 185.4 | 178 | 183.2 |  | 6 | 2014 | 6 | 2014 | NG | [5 empty] | N | S | 1 | N | Electric Utility | 1 | N
14354 | PacifiCorp | 58393 | Lake Side 2 | UT | Utah | CT22 | CT | V | 185.4 | 178 | 183.2 |  | 6 | 2014 | 6 | 2014 | NG | [5 empty] | N | S | 1 | N | Electric Utility | 1 | N
14354 | PacifiCorp | 58393 | Lake Side 2 | UT | Utah | ST2 | CA | V | 284.4 | 273 | 281 |  | 6 | 2014 | 6 | 2014 | NG | [5 empty] | N | S | 1 | N | Electric Utility | 1 | N
14624 | PUD No 2 of Grant County | 3888 | Wanapum | WA | Grant | 10A | HY | P | 122 | 122 | 122 |  | 6 | 2015 | 6 | 2015 | WAT | [5 empty] | N | S | 1 | N | Electric Utility | 1
14624 | PUD No 2 of Grant County | 3888 | Wanapum | WA | Grant | 1A | HY | P | 122 | 122 | 122 |  | 10 | 2013 | 10 | 2013 | WAT | [5 empty] | N | S |  | N | Electric Utility | 1
14624 | PUD No 2 of Grant County | 3888 | Wanapum | WA | Grant | 3A | HY | P | 122 | 122 | 122 |  | 10 | 2018 | 10 | 2018 | WAT | [5 empty] | N | S | 1 | N | Electric Utility | 1
14624 | PUD No 2 of Grant County | 3888 | Wanapum | WA | Grant | 4A | HY | P | 122 | 122 | 122 |  | 2 | 2017 | 2 | 2017 | WAT | [5 empty] | N | S | 1 | N | Electric Utility | 1
14624 | PUD No 2 of Grant County | 3888 | Wanapum | WA | Grant | 6A | HY | P | 122 | 122 | 122 |  | 12 | 2017 | 12 | 2017 | WAT | [5 empty] | N | S | 1 | N | Electric Utility | 1
14624 | PUD No 2 of Grant County | 3888 | Wanapum | WA | Grant | 8A | HY | P | 122 | 122 | 122 |  | 8 | 2014 | 8 | 2014 | WAT | [5 empty] | N | S | 1 | N | Electric Utility | 1
14624 | PUD No 2 of Grant County | 3888 | Wanapum | WA | Grant | 9A | HY | P | 122 | 122 | 122 |  | 4 | 2016 | 4 | 2016 | WAT | [5 empty] | N | S | 1 | N | Electric Utility | 1
15248 | Portland General Electric Co | 58266 | Port Westward Unit 2 | OR | Columbia | 1 | IC | L | 18.8 | 18.5 | 18.5 |  | 2 | 2015 | 2 | 2015 | NG | [5 empty] | N | S |  | N | Electric Utility | 1
15248 | Portland General Electric Co | 58266 | Port Westward Unit 2 | OR | Columbia | 10 | IC | L | 18.8 | 18.5 | 18.5 |  | 2 | 2015 | 2 | 2015 | NG | [5 empty] | N | S |  | N | Electric Utility | 1
15248 | Portland General Electric Co | 58266 | Port Westward Unit 2 | OR | Columbia | 11 | IC | L | 18.8 | 18.5 | 18.5 |  | 2 | 2015 | 2 | 2015 | NG | [5 empty] | N | S |  | N | Electric Utility | 1
15248 | Portland General Electric Co | 58266 | Port Westward Unit 2 | OR | Columbia | 12 | IC | L | 18.8 | 18.5 | 18.5 |  | 2 | 2015 | 2 | 2015 | NG | [5 empty] | N | S |  | N | Electric Utility | 1
15248 | Portland General Electric Co | 58266 | Port Westward Unit 2 | OR | Columbia | 2 | IC | L | 18.8 | 18.5 | 18.5 |  | 2 | 2015 | 2 | 2015 | NG | [5 empty] | N | S |  | N | Electric Utility | 1
15248 | Portland General Electric Co | 58266 | Port Westward Unit 2 | OR | Columbia | 3 | IC | L | 18.8 | 18.5 | 18.5 |  | 2 | 2015 | 2 | 2015 | NG | [5 empty] | N | S |  | N | Electric Utility | 1
15248 | Portland General Electric Co | 58266 | Port Westward Unit 2 | OR | Columbia | 4 | IC | L | 18.8 | 18.5 | 18.5 |  | 2 | 2015 | 2 | 2015 | NG | [5 empty] | N | S |  | N | Electric Utility | 1
15248 | Portland General Electric Co | 58266 | Port Westward Unit 2 | OR | Columbia | 5 | IC | L | 18.8 | 18.5 | 18.5 |  | 2 | 2015 | 2 | 2015 | NG | [5 empty] | N | S |  | N | Electric Utility | 1
15248 | Portland General Electric Co | 58266 | Port Westward Unit 2 | OR | Columbia | 6 | IC | L | 18.8 | 18.5 | 18.5 |  | 2 | 2015 | 2 | 2015 | NG | [5 empty] | N | S |  | N | Electric Utility | 1
15248 | Portland General Electric Co | 58266 | Port Westward Unit 2 | OR | Columbia | 7 | IC | L | 18.8 | 18.5 | 18.5 |  | 2 | 2015 | 2 | 2015 | NG | [5 empty] | N | S |  | N | Electric Utility | 1
15248 | Portland General Electric Co | 58266 | Port Westward Unit 2 | OR | Columbia | 8 | IC | L | 18.8 | 18.5 | 18.5 |  | 2 | 2015 | 2 | 2015 | NG | [5 empty] | N | S |  | N | Electric Utility | 1
15248 | Portland General Electric Co | 58266 | Port Westward Unit 2 | OR | Columbia | 9 | IC | L | 18.8 | 18.5 | 18.5 |  | 2 | 2015 | 2 | 2015 | NG | [5 empty] | N | S |  | N | Electric Utility | 1
15248 | Portland General Electric Co | 58503 | Carty Generating Station | OR | Morrow | GEN1 | CC | T | 500 | 500 | 500 |  | 5 | 2016 | 5 | 2016 | NG | [5 empty] | N | S |  | N | Electric Utility | 1 | N
15298 | PPL Montana LLC | 2193 | Rainbow | MT | Cascade | RAI9 | HY | V | 70 | 61 | 61 |  | 5 | 2012 | 2 | 2013 | WAT | [5 empty] | N | S |  | N | IPP Non-CHP | 2
15394 | Procter & Gamble Ppr Prdts Co | 50463 | Procter & Gamble Mehoopany Mill | PA | Wyoming | GEN3 | GT | V | 64 | 64 | 67 |  | 2 | 2013 | 2 | 2013 | NG | [5 empty] | N | S |  | N | Industrial CHP | 7
15399 | Iberdrola Renewables Inc | 57913 | Tule Wind LLC | CA | San Diego | 1 | WT | L | 110 | 110 | 110 |  | 12 | 2013 | 12 | 2013 | WND | [5 empty] | N | S | 55 | N | IPP Non-CHP | 2 | N
15399 | Iberdrola Renewables Inc | 57920 | Dolan Springs | AZ | Mojave | 1 | WT | L | 350 | 350 | 350 |  | 12 | 2014 | 12 | 2014 | WND | [5 empty] | N | S | 175 | N | IPP Non-CHP | 2 | N
15399 | Iberdrola Renewables Inc | 57921 | Kettleman Solar | CA | Kings County | 1 | PV | L | 22 | 22 | 22 |  | 12 | 2013 | 12 | 2013 | SUN | [5 empty] | N | S |  | N | IPP Non-CHP | 2 | N
15399 | Iberdrola Renewables Inc | 57927 | Penascal III | TX | Kenedy | 1 | WT | L | 201.6 | 201.6 | 201.6 |  | 12 | 2013 | 12 | 2013 | WND | [5 empty] | N | S | 84 | N | IPP Non-CHP | 2 | N
15399 | Iberdrola Renewables Inc | 58098 | El Cabo Wind | NM | Torrance | 1 | WT | L | 298 | 298 | 298 |  | 12 | 2013 | 12 | 2013 | WND | [5 empty] | N | S | 149 | N | IPP Non-CHP | 2 | N
15399 | Iberdrola Renewables Inc | 58099 | Montague Wind Power Facility LLC | OR | Gilliam | 1 | WT | L | 404 | 404 | 404 |  | 12 | 2013 | 12 | 2013 | WND | [5 empty] | N | S | 202 | N | IPP Non-CHP | 2 | N
15458 | PPL Holtwood LLC | 3145 | PPL Holtwood | PA | Lancaster | HW18 | HY | P | 66 | 62.5 | 62.5 |  | 12 | 2011 | 6 | 2013 | WAT | [5 empty] | N | S |  | N | IPP Non-CHP | 2
15458 | PPL Holtwood LLC | 3145 | PPL Holtwood | PA | Lancaster | HW19 | HY | P | 66 | 62.5 | 62.5 |  | 12 | 2011 | 7 | 2013 | WAT | [5 empty] | N | S |  | N | IPP Non-CHP | 2
15466 | Public Service Co of Colorado | 469 | Cherokee | CO | Adams | 5 | CT | T | 185.3 | 173.4 | 194.8 |  | 12 | 2015 | 12 | 2015 | NG | [5 empty] | N | S |  | N | Electric Utility | 1 | N
15466 | Public Service Co of Colorado | 469 | Cherokee | CO | Adams | 6 | CT | T | 185.3 | 173.4 | 194.8 |  | 12 | 2015 | 12 | 2015 | NG | [5 empty] | N | S |  | N | Electric Utility | 1 | N
15466 | Public Service Co of Colorado | 469 | Cherokee | CO | Adams | 7 | CA | T | 255 | 241.4 | 243.6 |  | 12 | 2015 | 12 | 2015 | NG | NG |  |  |  |  | N | S |  | N | Electric Utility | 1 | N
15470 | Duke Energy Indiana Inc | 1004 | Edwardsport | IN | Knox | CT1 | CT | TS | 236.5 | 570.6 | 629.7 | 1 | 6 | 2013 | 6 | 2013 | SGC | NG |  |  |  |  | N | S |  | N | Electric Utility | 1 | Y | Y
15470 | Duke Energy Indiana Inc | 1004 | Edwardsport | IN | Knox | CT2 | CT | TS | 236.5 |  |  | 1 | 6 | 2013 | 6 | 2013 | SGC | NG |  |  |  |  | N | S |  | N | Electric Utility | 1 | Y | Y
15470 | Duke Energy Indiana Inc | 1004 | Edwardsport | IN | Knox | ST | CA | TS | 331.5 |  |  | 1 | 6 | 2013 | 6 | 2013 | SGC | NG |  |  |  |  | N | S |  | N | Electric Utility | 1 | Y | Y
15473 | Public Service Co of NM | 58284 | La Luz Energy Center | NM | Valencia | 0001 | GT | P | 42.3 | 40.2 | 42.3 |  | 3 | 2016 | 3 | 2016 | NG | [5 empty] | N | S |  | N | Electric Utility | 1
15473 | Public Service Co of NM | 58284 | La Luz Energy Center | NM | Valencia | 0002 | GT | P | 42.3 | 40.2 | 42.3 |  | 4 | 2019 | 4 | 2019 | NG | [5 empty] | N | S |  | N | Electric Utility | 1
15500 | Puget Sound Energy Inc | 3855 | Lower Baker | WA | Skagit | 4 | HY | U | 32.4 | 30.4 | 30.4 |  | 4 | 2013 | 8 | 2013 | WAT | [5 empty] | N | S |  | N | Electric Utility | 1 | N
15793 | Redwood Falls Public Util Comm | 2009 | Redwood Falls | MN | Redwood | 8 | HY | U | 0.5 | 0.5 | 0.5 |  | 6 | 2013 | 8 | 2013 | WAT | [5 empty] | N | S |  | N | Electric Utility | 1
16024 | Riverwood Intl USA Inc | 54464 | Riverwood International Macon Mill | GA | Bibb | 0005 | ST | V | 40 | 39.5 | 39.5 |  | 8 | 2013 | 8 | 2013 | WDS | NG |  |  |  |  | Y | S |  | Y | Industrial CHP | 7 | N
16572 | Salt River Project | 58413 | Copper Crossing Gen Station | AZ | Pinal | CCGS1 | GT | P | 101 | 91 | 101 |  | 1 | 2022 | 1 | 2022 | NG | [5 empty] | N | S |  | N | Electric Utility | 1 | N
16572 | Salt River Project | 58413 | Copper Crossing Gen Station | AZ | Pinal | CCGS2 | GT | P | 101 | 91 | 101 |  | 1 | 2023 | 1 | 2023 | NG | [5 empty] | N | S |  | N | Electric Utility | 1 | N
17283 | Seneca Energy II | 54782 | Seneca Energy | NY | Seneca | GE19 | IC | L | 1.6 | 1.6 | 1.6 |  | 6 | 2003 | 6 | 2014 | LFG | [5 empty] | N | S |  | N | IPP Non-CHP | 2 | N
17283 | Seneca Energy II | 54782 | Seneca Energy | NY | Seneca | GE20 | IC | L | 1.6 | 1.6 | 1.6 |  | 6 | 2003 | 6 | 2014 | LFG | [5 empty] | N | S |  | N | IPP Non-CHP | 2 | N
17283 | Seneca Energy II | 54782 | Seneca Energy | NY | Seneca | GE21 | IC | L | 1.6 | 1.6 | 1.6 |  | 6 | 2003 | 6 | 2014 | LFG | [5 empty] | N | S |  | N | IPP Non-CHP | 2 | N
17283 | Seneca Energy II | 54782 | Seneca Energy | NY | Seneca | GE22 | IC | L | 1.6 | 1.6 | 1.6 |  | 9 | 2011 | 6 | 2014 | LFG | [5 empty] | N | S |  | N | IPP Non-CHP | 2 | N
17283 | Seneca Energy II | 56250 | Ontario LFGTE | NY | Ontario | GEN10 | IC | V | 1.6 | 1.6 | 1.6 |  | 10 | 2010 | 1 | 2013 | LFG | [5 empty] | N | S |  | N | IPP Non-CHP | 2 | N
17283 | Seneca Energy II | 56250 | Ontario LFGTE | NY | Ontario | GEN11 | IC | V | 1.6 | 1.6 | 1.6 |  | 10 | 2010 | 1 | 2013 | LFG | [5 empty] | N | S |  | N | IPP Non-CHP | 2 | N
17283 | Seneca Energy II | 56250 | Ontario LFGTE | NY | Ontario | GEN9 | IC | V | 1.6 | 1.6 | 1.6 |  | 10 | 2010 | 1 | 2013 | LFG | [5 empty] | N | S |  | N | IPP Non-CHP | 2 | N
17445 | Solid Waste Auth of Palm Beach | 57898 | Palm Beach Renewable Energy Facility#2 | FL | Palm Beach | GEN2 | ST | P | 96 | 85 | 90 |  | 5 | 2015 | 5 | 2015 | MSW | [5 empty] | N | S |  | N | Electric Utility | 1 | N
17539 | South Carolina Electric&Gas Co | 6127 | V C Summer | SC | Fairfield | 2 | ST | U | 1100 | 1100 | 1100 |  | 3 | 2017 | 3 | 2017 | NUC | [5 empty] | N | J |  | N | Electric Utility | 1
17539 | South Carolina Electric&Gas Co | 6127 | V C Summer | SC | Fairfield | 3 | ST | U | 1100 | 1100 | 1100 |  | 5 | 2018 | 5 | 2018 | NUC | [5 empty] | N | J |  | N | Electric Utility | 1
17609 | Southern California Edison Co | 57224 | Solar Photovoltaic Project #10 | CA | SAN BERNARDINO | S010A | PV | TS | 0.5 | 0.5 | 0.5 |  | 6 | 2010 | 1 | 2013 | SUN | [5 empty] | N | S | 1 | N | Electric Utility | 1 | N
17609 | Southern California Edison Co | 57224 | Solar Photovoltaic Project #10 | CA | SAN BERNARDINO | S010B | PV | TS | 0.5 | 0.5 | 0.5 |  | 6 | 2010 | 1 | 2013 | SUN | [5 empty] | N | S | 1 | N | Electric Utility | 1 | N
17609 | Southern California Edison Co | 57224 | Solar Photovoltaic Project #10 | CA | SAN BERNARDINO | S010C | PV | TS | 0.5 | 0.5 | 0.5 |  | 6 | 2010 | 1 | 2013 | SUN | [5 empty] | N | S | 1 | N | Electric Utility | 1 | N
17609 | Southern California Edison Co | 57225 | Solar Photovoltaic Project #11 | CA | SAN BERNARDINO | S011A | PV | TS | 0.5 | 0.5 | 0.5 |  | 6 | 2010 | 1 | 2013 | SUN | [5 empty] | N | S | 1 | N | Electric Utility | 1 | N
17609 | Southern California Edison Co | 57225 | Solar Photovoltaic Project #11 | CA | SAN BERNARDINO | S011B | PV | TS | 0.5 | 0.5 | 0.5 |  | 6 | 2010 | 1 | 2013 | SUN | [5 empty] | N | S | 1 | N | Electric Utility | 1 | N
17609 | Southern California Edison Co | 57225 | Solar Photovoltaic Project #11 | CA | SAN BERNARDINO | S011C | PV | TS | 0.5 | 0.5 | 0.5 |  | 6 | 2010 | 1 | 2013 | SUN | [5 empty] | N | S | 1 | N | Electric Utility | 1 | N
17609 | Southern California Edison Co | 57225 | Solar Photovoltaic Project #11 | CA | SAN BERNARDINO | S011D | PV | TS | 0.5 | 0.5 | 0.5 |  | 6 | 2010 | 1 | 2013 | SUN | [5 empty] | N | S | 1 | N | Electric Utility | 1 | N
17609 | Southern California Edison Co | 57225 | Solar Photovoltaic Project #11 | CA | SAN BERNARDINO | S011E | PV | TS | 0.5 | 0.5 | 0.5 |  | 6 | 2010 | 1 | 2013 | SUN | [5 empty] | N | S | 1 | N | Electric Utility | 1 | N
17609 | Southern California Edison Co | 57225 | Solar Photovoltaic Project #11 | CA | SAN BERNARDINO | S011F | PV | TS | 0.5 | 0.5 | 0.5 |  | 6 | 2010 | 12 | 2012 | SUN | [5 empty] | N | S | 1 | N | Electric Utility | 1 | N
17609 | Southern California Edison Co | 57225 | Solar Photovoltaic Project #11 | CA | SAN BERNARDINO | S011G | PV | TS | 0.5 | 0.5 | 0.5 |  | 6 | 2010 | 12 | 2012 | SUN | [5 empty] | N | S | 1 | N | Electric Utility | 1 | N
17609 | Southern California Edison Co | 57227 | Solar Photovoltaic Project #13 | CA | SAN BERNARDINO | S013A | PV | TS | 0.5 | 0.5 | 0.5 |  | 7 | 2010 | 1 | 2013 | SUN | [5 empty] | N | S | 1 | N | Electric Utility | 1 | N
17609 | Southern California Edison Co | 57227 | Solar Photovoltaic Project #13 | CA | SAN BERNARDINO | S013B | PV | TS | 0.5 | 0.5 | 0.5 |  | 7 | 2010 | 1 | 2013 | SUN | [5 empty] | N | S | 1 | N | Electric Utility | 1 | N
17609 | Southern California Edison Co | 57227 | Solar Photovoltaic Project #13 | CA | SAN BERNARDINO | S013C | PV | TS | 0.5 | 0.5 | 0.5 |  | 7 | 2010 | 1 | 2013 | SUN | [5 empty] | N | S | 1 | N | Electric Utility | 1 | N
17609 | Southern California Edison Co | 57227 | Solar Photovoltaic Project #13 | CA | SAN BERNARDINO | S013D | PV | TS | 0.5 | 0.5 | 0.5 |  | 7 | 2010 | 1 | 2013 | SUN | [5 empty] | N | S | 1 | N | Electric Utility | 1 | N
17609 | Southern California Edison Co | 57227 | Solar Photovoltaic Project #13 | CA | SAN BERNARDINO | S013E | PV | TS | 0.5 | 0.5 | 0.5 |  | 7 | 2010 | 1 | 2013 | SUN | [5 empty] | N | S | 1 | N | Electric Utility | 1 | N
17609 | Southern California Edison Co | 57227 | Solar Photovoltaic Project #13 | CA | SAN BERNARDINO | S013F | PV | TS | 0.5 | 0.5 | 0.5 |  | 7 | 2010 | 1 | 2013 | SUN | [5 empty] | N | S | 1 | N | Electric Utility | 1 | N
17609 | Southern California Edison Co | 57227 | Solar Photovoltaic Project #13 | CA | SAN BERNARDINO | S013G | PV | TS | 0.5 | 0.5 | 0.5 |  | 7 | 2010 | 1 | 2013 | SUN | [5 empty] | N | S | 1 | N | Electric Utility | 1 | N
17609 | Southern California Edison Co | 57229 | Solar Photovoltaic Project #15 | CA | SAN BERNARDINO | S015A | PV | TS | 0.5 | 0.5 | 0.5 |  | 12 | 2010 | 1 | 2013 | SUN | [5 empty] | N | S | 1 | N | Electric Utility | 1 | N
17609 | Southern California Edison Co | 57229 | Solar Photovoltaic Project #15 | CA | SAN BERNARDINO | S015B | PV | TS | 0.5 | 0.5 | 0.5 |  | 12 | 2010 | 1 | 2013 | SUN | [5 empty] | N | S | 1 | N | Electric Utility | 1 | N
17609 | Southern California Edison Co | 57229 | Solar Photovoltaic Project #15 | CA | SAN BERNARDINO | S015C | PV | TS | 0.5 | 0.5 | 0.5 |  | 12 | 2010 | 1 | 2013 | SUN | [5 empty] | N | S | 1 | N | Electric Utility | 1 | N
17609 | Southern California Edison Co | 57229 | Solar Photovoltaic Project #15 | CA | SAN BERNARDINO | S015D | PV | TS | 0.5 | 0.5 | 0.5 |  | 12 | 2010 | 1 | 2013 | SUN | [5 empty] | N | S |  | N | Electric Utility | 1
17609 | Southern California Edison Co | 57229 | Solar Photovoltaic Project #15 | CA | SAN BERNARDINO | S015E | PV | TS | 0.5 | 0.5 | 0.5 |  | 12 | 2010 | 1 | 2013 | SUN | [5 empty] | N | S |  | N | Electric Utility | 1
17609 | Southern California Edison Co | 57229 | Solar Photovoltaic Project #15 | CA | SAN BERNARDINO | S015F | PV | TS | 0.5 | 0.5 | 0.5 |  | 12 | 2010 | 1 | 2013 | SUN | [5 empty] | N | S |  | N | Electric Utility | 1
17609 | Southern California Edison Co | 57229 | Solar Photovoltaic Project #15 | CA | SAN BERNARDINO | S015G | PV | TS | 0.5 | 0.5 | 0.5 |  | 12 | 2010 | 1 | 2013 | SUN | [5 empty] | N | S |  | N | Electric Utility | 1
17609 | Southern California Edison Co | 57230 | Solar Photovoltaic Project #16 | CA | SAN BERNARDINO | S016A | PV | TS | 0.5 | 0.5 | 0.5 |  | 1 | 2011 | 1 | 2013 | SUN | [5 empty] | N | S | 1 | N | Electric Utility | 1 | N
17609 | Southern California Edison Co | 57230 | Solar Photovoltaic Project #16 | CA | SAN BERNARDINO | S016B | PV | TS | 0.5 | 0.5 | 0.5 |  | 1 | 2011 | 1 | 2013 | SUN | [5 empty] | N | S | 1 | N | Electric Utility | 1 | N
17609 | Southern California Edison Co | 57230 | Solar Photovoltaic Project #16 | CA | SAN BERNARDINO | S016C | PV | TS | 0.5 | 0.5 | 0.5 |  | 1 | 2011 | 1 | 2013 | SUN | [5 empty] | N | S | 1 | N | Electric Utility | 1 | N
17609 | Southern California Edison Co | 57231 | Solar Photovoltaic Project #17 | CA | SAN BERNARDINO | S017A | PV | TS | 0.5 | 0.5 | 0.5 |  | 1 | 2011 | 1 | 2013 | SUN | [5 empty] | N | S | 1 | N | Electric Utility | 1 | N
17609 | Southern California Edison Co | 57231 | Solar Photovoltaic Project #17 | CA | SAN BERNARDINO | S017B | PV | TS | 0.5 | 0.5 | 0.5 |  | 1 | 2011 | 1 | 2013 | SUN | [5 empty] | N | S | 1 | N | Electric Utility | 1 | N
17609 | Southern California Edison Co | 57231 | Solar Photovoltaic Project #17 | CA | SAN BERNARDINO | S017C | PV | TS | 0.5 | 0.5 | 0.5 |  | 1 | 2011 | 1 | 2013 | SUN | [5 empty] | N | S | 1 | N | Electric Utility | 1 | N
17609 | Southern California Edison Co | 57231 | Solar Photovoltaic Project #17 | CA | SAN BERNARDINO | S017D | PV | TS | 0.5 | 0.5 | 0.5 |  | 1 | 2011 | 1 | 2013 | SUN | [5 empty] | N | S | 1 | N | Electric Utility | 1 | N
17609 | Southern California Edison Co | 57231 | Solar Photovoltaic Project #17 | CA | SAN BERNARDINO | S017E | PV | TS | 0.5 | 0.5 | 0.5 |  | 1 | 2011 | 1 | 2013 | SUN | [5 empty] | N | S | 1 | N | Electric Utility | 1 | N
17609 | Southern California Edison Co | 57231 | Solar Photovoltaic Project #17 | CA | SAN BERNARDINO | S017F | PV | TS | 0.5 | 0.5 | 0.5 |  | 1 | 2011 | 1 | 2013 | SUN | [5 empty] | N | S | 1 | N | Electric Utility | 1 | N
17609 | Southern California Edison Co | 57231 | Solar Photovoltaic Project #17 | CA | SAN BERNARDINO | S017G | PV | TS | 0.5 | 0.5 | 0.5 |  | 1 | 2011 | 1 | 2013 | SUN | [5 empty] | N | S | 1 | N | Electric Utility | 1 | N
17609 | Southern California Edison Co | 57236 | Solar Photovoltaic Project #23 | CA | San Bernardino | S023A | PV | TS | 0.5 | 0.5 | 0.5 |  | 5 | 2010 | 1 | 2013 | SUN | [5 empty] | N | S | 1 | N | Electric Utility | 1 | N
17609 | Southern California Edison Co | 57236 | Solar Photovoltaic Project #23 | CA | San Bernardino | S023B | PV | TS | 0.5 | 0.5 | 0.5 |  | 5 | 2010 | 1 | 2013 | SUN | [5 empty] | N | S | 1 | N | Electric Utility | 1 | N
17609 | Southern California Edison Co | 57236 | Solar Photovoltaic Project #23 | CA | San Bernardino | S023C | PV | TS | 0.5 | 0.5 | 0.5 |  | 5 | 2010 | 1 | 2013 | SUN | [5 empty] | N | S | 1 | N | Electric Utility | 1 | N
17609 | Southern California Edison Co | 57236 | Solar Photovoltaic Project #23 | CA | San Bernardino | S023D | PV | TS | 0.5 | 0.5 | 0.5 |  | 5 | 2010 | 1 | 2013 | SUN | [5 empty] | N | S | 1 | N | Electric Utility | 1 | N
17609 | Southern California Edison Co | 57236 | Solar Photovoltaic Project #23 | CA | San Bernardino | S023E | PV | TS | 0.5 | 0.5 | 0.5 |  | 5 | 2010 | 1 | 2013 | SUN | [5 empty] | N | S | 1 | N | Electric Utility | 1 | N
17609 | Southern California Edison Co | 57245 | Solar Photovoltaic Project #26 | CA | SAN BERNARDINO | S026A | PV | TS | 0.5 | 0.5 | 0.5 |  | 2 | 2011 | 1 | 2013 | SUN | [5 empty] | N | S |  | N | Electric Utility | 1 | N
17609 | Southern California Edison Co | 57245 | Solar Photovoltaic Project #26 | CA | SAN BERNARDINO | S026B | PV | TS | 0.5 | 0.5 | 0.5 |  | 2 | 2011 | 1 | 2013 | SUN | [5 empty] | N | S |  | N | Electric Utility | 1 | N
17609 | Southern California Edison Co | 57245 | Solar Photovoltaic Project #26 | CA | SAN BERNARDINO | S026C | PV | TS | 0.5 | 0.5 | 0.5 |  | 2 | 2011 | 1 | 2013 | SUN | [5 empty] | N | S | 1 | N | Electric Utility | 1 | N
17609 | Southern California Edison Co | 57245 | Solar Photovoltaic Project #26 | CA | SAN BERNARDINO | S026D | PV | TS | 0.5 | 0.5 | 0.5 |  | 2 | 2011 | 1 | 2013 | SUN | [5 empty] | N | S | 1 | N | Electric Utility | 1 | N
17609 | Southern California Edison Co | 57245 | Solar Photovoltaic Project #26 | CA | SAN BERNARDINO | S026E | PV | TS | 0.5 | 0.5 | 0.5 |  | 2 | 2011 | 1 | 2013 | SUN | [5 empty] | N | S | 1 | N | Electric Utility | 1 | N
17609 | Southern California Edison Co | 57245 | Solar Photovoltaic Project #26 | CA | SAN BERNARDINO | S026F | PV | TS | 0.5 | 0.5 | 0.5 |  | 2 | 2011 | 1 | 2013 | SUN | [5 empty] | N | S | 1 | N | Electric Utility | 1 | N
17609 | Southern California Edison Co | 57245 | Solar Photovoltaic Project #26 | CA | SAN BERNARDINO | S026G | PV | TS | 0.5 | 0.5 | 0.5 |  | 2 | 2011 | 1 | 2013 | SUN | [5 empty] | N | S | 1 | N | Electric Utility | 1 | N
17609 | Southern California Edison Co | 57245 | Solar Photovoltaic Project #26 | CA | SAN BERNARDINO | S026H | PV | TS | 0.5 | 0.5 | 0.5 |  | 2 | 2011 | 1 | 2013 | SUN | [5 empty] | N | S | 1 | N | Electric Utility | 1 | N
17609 | Southern California Edison Co | 57245 | Solar Photovoltaic Project #26 | CA | SAN BERNARDINO | S026I | PV | TS | 0.5 | 0.5 | 0.5 |  | 2 | 2011 | 1 | 2013 | SUN | [5 empty] | N | S | 1 | N | Electric Utility | 1 | N
17609 | Southern California Edison Co | 57245 | Solar Photovoltaic Project #26 | CA | SAN BERNARDINO | S026J | PV | TS | 0.5 | 0.5 | 0.5 |  | 2 | 2011 | 1 | 2013 | SUN | [5 empty] | N | S | 1 | N | Electric Utility | 1 | N
17609 | Southern California Edison Co | 57245 | Solar Photovoltaic Project #26 | CA | SAN BERNARDINO | SO26K | PV | TS | 0.5 | 0.5 | 0.5 |  | 2 | 2011 | 1 | 2013 | SUN | [5 empty] | N | S | 1 | N | Electric Utility | 1 | N
17609 | Southern California Edison Co | 57245 | Solar Photovoltaic Project #26 | CA | SAN BERNARDINO | SO26L | PV | TS | 0.5 | 0.5 | 0.5 |  | 2 | 2011 | 1 | 2013 | SUN | [5 empty] | N | S | 1 | N | Electric Utility | 1 | N
17609 | Southern California Edison Co | 57246 | Solar Photovoltaic Project #27 | CA | SAN BERNARDINO | S027A | PV | TS | 0.5 | 0.5 | 0.5 |  | 2 | 2011 | 1 | 2013 | SUN | [5 empty] | N | S | 1 | N | Electric Utility | 1 | N
17609 | Southern California Edison Co | 57246 | Solar Photovoltaic Project #27 | CA | SAN BERNARDINO | S027B | PV | TS | 0.5 | 0.5 | 0.5 |  | 2 | 2011 | 1 | 2013 | SUN | [5 empty] | N | S | 1 | N | Electric Utility | 1 | N
17609 | Southern California Edison Co | 57246 | Solar Photovoltaic Project #27 | CA | SAN BERNARDINO | S027C | PV | TS | 0.5 | 0.5 | 0.5 |  | 2 | 2011 | 1 | 2013 | SUN | [5 empty] | N | S | 1 | N | Electric Utility | 1 | N
17609 | Southern California Edison Co | 57246 | Solar Photovoltaic Project #27 | CA | SAN BERNARDINO | S027D | PV | TS | 0.5 | 0.5 | 0.5 |  | 2 | 2011 | 1 | 2013 | SUN | [5 empty] | N | S | 1 | N | Electric Utility | 1 | N
17609 | Southern California Edison Co | 57247 | Solar Photovoltaic Project #28 | CA | SAN BERNARDINO | S028A | PV | TS | 0.5 | 0.5 | 0.5 |  | 6 | 2011 | 1 | 2013 | SUN | [5 empty] | N | S | 1 | N | Electric Utility | 1 | N
17609 | Southern California Edison Co | 57247 | Solar Photovoltaic Project #28 | CA | SAN BERNARDINO | S028B | PV | TS | 0.5 | 0.5 | 0.5 |  | 6 | 2011 | 1 | 2013 | SUN | [5 empty] | N | S | 1 | N | Electric Utility | 1 | N
17609 | Southern California Edison Co | 57247 | Solar Photovoltaic Project #28 | CA | SAN BERNARDINO | S028C | PV | TS | 0.5 | 0.5 | 0.5 |  | 6 | 2011 | 1 | 2013 | SUN | [5 empty] | N | S | 1 | N | Electric Utility | 1 | N
17609 | Southern California Edison Co | 57247 | Solar Photovoltaic Project #28 | CA | SAN BERNARDINO | S028D | PV | TS | 0.5 | 0.5 | 0.5 |  | 6 | 2011 | 1 | 2013 | SUN | [5 empty] | N | S | 1 | N | Electric Utility | 1 | N
17609 | Southern California Edison Co | 57247 | Solar Photovoltaic Project #28 | CA | SAN BERNARDINO | S028E | PV | TS | 0.5 | 0.5 | 0.5 |  | 6 | 2011 | 1 | 2013 | SUN | [5 empty] | N | S | 1 | N | Electric Utility | 1 | N
17609 | Southern California Edison Co | 57247 | Solar Photovoltaic Project #28 | CA | SAN BERNARDINO | S028F | PV | TS | 0.5 | 0.5 | 0.5 |  | 6 | 2011 | 1 | 2013 | SUN | [5 empty] | N | S | 1 | N | Electric Utility | 1 | N
17609 | Southern California Edison Co | 57247 | Solar Photovoltaic Project #28 | CA | SAN BERNARDINO | S028G | PV | TS | 0.5 | 0.5 | 0.5 |  | 6 | 2011 | 1 | 2013 | SUN | [5 empty] | N | S | 1 | N | Electric Utility | 1 | N
17609 | Southern California Edison Co | 57534 | Solar Photovoltaic Project #32 | CA | San Bernardino | S32A | PV | TS | 0.5 | 0.5 | 0.5 |  | 8 | 2011 | 1 | 2013 | SUN | [5 empty] | N | S | 1 | N | Electric Utility | 1 | N
17609 | Southern California Edison Co | 57534 | Solar Photovoltaic Project #32 | CA | San Bernardino | S32B | PV | TS | 0.5 | 0.5 | 0.5 |  | 8 | 2011 | 1 | 2013 | SUN | [5 empty] | N | S | 1 | N | Electric Utility | 1 | N
17609 | Southern California Edison Co | 57534 | Solar Photovoltaic Project #32 | CA | San Bernardino | S32C | PV | TS | 0.5 | 0.5 | 0.5 |  | 8 | 2011 | 1 | 2013 | SUN | [5 empty] | N | S | 1 | N | Electric Utility | 1 | N
17609 | Southern California Edison Co | 57535 | Solar Photovoltaic Project #33 | CA | San Bernardino | S33A | PV | TS | 0.5 | 0.5 | 0.5 |  | 8 | 2011 | 1 | 2013 | SUN | [5 empty] | N | S | 1 | N | Electric Utility | 1 | N
17609 | Southern California Edison Co | 57535 | Solar Photovoltaic Project #33 | CA | San Bernardino | S33B | PV | TS | 0.5 | 0.5 | 0.5 |  | 8 | 2011 | 1 | 2013 | SUN | [5 empty] | N | S | 1 | N | Electric Utility | 1 | N
17609 | Southern California Edison Co | 57540 | Solar Photovoltaic Project #44 | CA | Riverside | S44A | PV | TS | 0.5 | 0.5 | 0.5 |  | 11 | 2010 | 1 | 2013 | SUN | [5 empty] | N | S | 1 | N | Electric Utility | 1 | N
17609 | Southern California Edison Co | 57540 | Solar Photovoltaic Project #44 | CA | Riverside | S44B | PV | TS | 0.5 | 0.5 | 0.5 |  | 11 | 2010 | 1 | 2013 | SUN | [5 empty] | N | S | 1 | N | Electric Utility | 1 | N
17609 | Southern California Edison Co | 57540 | Solar Photovoltaic Project #44 | CA | Riverside | S44C | PV | TS | 0.5 | 0.5 | 0.5 |  | 11 | 2010 | 1 | 2013 | SUN | [5 empty] | N | S | 1 | N | Electric Utility | 1 | N
17609 | Southern California Edison Co | 57540 | Solar Photovoltaic Project #44 | CA | Riverside | S44D | PV | TS | 0.5 | 0.5 | 0.5 |  | 11 | 2010 | 1 | 2013 | SUN | [5 empty] | N | S | 1 | N | Electric Utility | 1 | N
17609 | Southern California Edison Co | 57540 | Solar Photovoltaic Project #44 | CA | Riverside | S44E | PV | TS | 0.5 | 0.5 | 0.5 |  | 11 | 2010 | 1 | 2013 | SUN | [5 empty] | N | S | 1 | N | Electric Utility | 1 | N
17609 | Southern California Edison Co | 57540 | Solar Photovoltaic Project #44 | CA | Riverside | S44F | PV | TS | 0.5 | 0.5 | 0.5 |  | 11 | 2010 | 1 | 2013 | SUN | [5 empty] | N | S | 1 | N | Electric Utility | 1 | N
17609 | Southern California Edison Co | 57540 | Solar Photovoltaic Project #44 | CA | Riverside | S44G | PV | TS | 0.5 | 0.5 | 0.5 |  | 11 | 2010 | 1 | 2013 | SUN | [5 empty] | N | S | 1 | N | Electric Utility | 1 | N
17609 | Southern California Edison Co | 57540 | Solar Photovoltaic Project #44 | CA | Riverside | S44H | PV | TS | 0.5 | 0.5 | 0.5 |  | 11 | 2010 | 1 | 2013 | SUN | [5 empty] | N | S | 1 | N | Electric Utility | 1 | N
17609 | Southern California Edison Co | 57540 | Solar Photovoltaic Project #44 | CA | Riverside | S44I | PV | TS | 0.5 | 0.5 | 0.5 |  | 11 | 2010 | 1 | 2013 | SUN | [5 empty] | N | S | 1 | N | Electric Utility | 1 | N
17609 | Southern California Edison Co | 57540 | Solar Photovoltaic Project #44 | CA | Riverside | S44J | PV | TS | 0.5 | 0.5 | 0.5 |  | 11 | 2010 | 1 | 2013 | SUN | [5 empty] | N | S | 1 | N | Electric Utility | 1 | N
17609 | Southern California Edison Co | 57540 | Solar Photovoltaic Project #44 | CA | Riverside | S44K | PV | TS | 0.5 | 0.5 | 0.5 |  | 11 | 2010 | 1 | 2013 | SUN | [5 empty] | N | S | 1 | N | Electric Utility | 1 | N
17609 | Southern California Edison Co | 57540 | Solar Photovoltaic Project #44 | CA | Riverside | S44L | PV | TS | 0.5 | 0.5 | 0.5 |  | 11 | 2010 | 1 | 2013 | SUN | [5 empty] | N | S | 1 | N | Electric Utility | 1 | N
17609 | Southern California Edison Co | 57540 | Solar Photovoltaic Project #44 | CA | Riverside | S44M | PV | TS | 0.5 | 0.5 | 0.5 |  | 11 | 2010 | 1 | 2013 | SUN | [5 empty] | N | S | 1 | N | Electric Utility | 1 | N
17609 | Southern California Edison Co | 57540 | Solar Photovoltaic Project #44 | CA | Riverside | S44N | PV | TS | 0.5 | 0.5 | 0.5 |  | 11 | 2010 | 1 | 2013 | SUN | [5 empty] | N | S | 1 | N | Electric Utility | 1 | N
17609 | Southern California Edison Co | 57540 | Solar Photovoltaic Project #44 | CA | Riverside | S44O | PV | TS | 0.5 | 0.5 | 0.5 |  | 11 | 2010 | 1 | 2013 | SUN | [5 empty] | N | S | 1 | N | Electric Utility | 1 | N
17609 | Southern California Edison Co | 57540 | Solar Photovoltaic Project #44 | CA | Riverside | S44P | PV | TS | 0.5 | 0.5 | 0.5 |  | 8 | 2012 | 1 | 2013 | SUN | [5 empty] | N | S | 1 | N | Electric Utility | 1 | N
17609 | Southern California Edison Co | 57544 | California State University San Bernardi | CA | San Bernardino | FC01 | FC | TS | 1.4 | 1.4 | 1.4 |  | 2 | 2012 | 6 | 2013 | NG | [5 empty] | N | S |  | Y | Electric Utility | 1 | N
17609 | Southern California Edison Co | 57900 | Solar Photovoltaic Project #48 | CA | San Bernardino | S48A | PV | U | 0.5 | 0.5 | 0.5 |  | 4 | 2013 | 7 | 2013 | SUN | [5 empty] | N | S | 1 | N | Electric Utility | 1 | N
17609 | Southern California Edison Co | 57900 | Solar Photovoltaic Project #48 | CA | San Bernardino | S48B | PV | U | 0.5 | 0.5 | 0.5 |  | 4 | 2013 | 7 | 2013 | SUN | [5 empty] | N | S | 1 | N | Electric Utility | 1 | N
17609 | Southern California Edison Co | 57900 | Solar Photovoltaic Project #48 | CA | San Bernardino | S48C | PV | U | 0.5 | 0.5 | 0.5 |  | 4 | 2013 | 7 | 2013 | SUN | [5 empty] | N | S | 1 | N | Electric Utility | 1 | N
17609 | Southern California Edison Co | 57900 | Solar Photovoltaic Project #48 | CA | San Bernardino | S48D | PV | U | 0.5 | 0.5 | 0.5 |  | 4 | 2013 | 7 | 2013 | SUN | [5 empty] | N | S | 1 | N | Electric Utility | 1 | N
17609 | Southern California Edison Co | 57900 | Solar Photovoltaic Project #48 | CA | San Bernardino | S48E | PV | U | 0.5 | 0.5 | 0.5 |  | 4 | 2013 | 7 | 2013 | SUN | [5 empty] | N | S | 1 | N | Electric Utility | 1 | N
17609 | Southern California Edison Co | 57900 | Solar Photovoltaic Project #48 | CA | San Bernardino | S48F | PV | U | 0.5 | 0.5 | 0.5 |  | 4 | 2013 | 7 | 2013 | SUN | [5 empty] | N | S | 1 | N | Electric Utility | 1 | N
17609 | Southern California Edison Co | 57900 | Solar Photovoltaic Project #48 | CA | San Bernardino | S48G | PV | U | 0.5 | 0.5 | 0.5 |  | 4 | 2013 | 7 | 2013 | SUN | [5 empty] | N | S | 1 | N | Electric Utility | 1 | N
17609 | Southern California Edison Co | 57900 | Solar Photovoltaic Project #48 | CA | San Bernardino | S48H | PV | U | 0.5 | 0.5 | 0.5 |  | 4 | 2013 | 7 | 2013 | SUN | [5 empty] | N | S | 1 | N | Electric Utility | 1 | N
17609 | Southern California Edison Co | 57900 | Solar Photovoltaic Project #48 | CA | San Bernardino | S48I | PV | U | 0.5 | 0.5 | 0.5 |  | 4 | 2013 | 7 | 2013 | SUN | [5 empty] | N | S | 1 | N | Electric Utility | 1 | N
17609 | Southern California Edison Co | 57900 | Solar Photovoltaic Project #48 | CA | San Bernardino | S48J | PV | U | 0.5 | 0.5 | 0.5 |  | 4 | 2013 | 7 | 2013 | SUN | [5 empty] | N | S | 1 | N | Electric Utility | 1 | N
17718 | Southwestern Public Service Co | 3482 | Jones | TX | Lubbock | 4 | GT | V | 180 | 187 | 200 |  | 5 | 2013 | 6 | 2013 | NG | [5 empty] | N | S |  | N | Electric Utility | 1 | N
17718 | Southwestern Public Service Co | 58125 | Quay County | NM | Quay | 1 | GT | P | 31 | 23 | 23 |  | 6 | 2013 | 6 | 2013 | DFO | [5 empty] | N | S |  | N | Electric Utility | 1
18315 | Sunflower Electric Power Corp | 58255 | Rubart | KS | Grant | 01 | IC | T | 10 | 9 | 9 |  | 4 | 2014 | 4 | 2014 | NG | [5 empty] | N | W |  | N | Electric Utility | 1 | N
18315 | Sunflower Electric Power Corp | 58255 | Rubart | KS | Grant | 02 | IC | T | 10 | 9 | 9 |  | 4 | 2014 | 4 | 2014 | NG | [5 empty] | N | W |  | N | Electric Utility | 1 | N
18315 | Sunflower Electric Power Corp | 58255 | Rubart | KS | Grant | 03 | IC | T | 10 | 9 | 9 |  | 4 | 2014 | 4 | 2014 | NG | [5 empty] | N | W |  | N | Electric Utility | 1 | N
18315 | Sunflower Electric Power Corp | 58255 | Rubart | KS | Grant | 04 | IC | T | 10 | 9 | 9 |  | 4 | 2014 | 4 | 2014 | NG | [5 empty] | N | W |  | N | Electric Utility | 1 | N
18315 | Sunflower Electric Power Corp | 58255 | Rubart | KS | Grant | 05 | IC | T | 10 | 9 | 9 |  | 4 | 2014 | 4 | 2014 | NG | [5 empty] | N | W |  | N | Electric Utility | 1 | N
18315 | Sunflower Electric Power Corp | 58255 | Rubart | KS | Grant | 06 | IC | T | 10 | 9 | 9 |  | 4 | 2014 | 4 | 2014 | NG | [5 empty] | N | W |  | N | Electric Utility | 1 | N
18315 | Sunflower Electric Power Corp | 58255 | Rubart | KS | Grant | 07 | IC | T | 10 | 9 | 9 |  | 4 | 2014 | 4 | 2014 | NG | [5 empty] | N | W |  | N | Electric Utility | 1 | N
18315 | Sunflower Electric Power Corp | 58255 | Rubart | KS | Grant | 08 | IC | T | 10 | 9 | 9 |  | 4 | 2014 | 4 | 2014 | NG | [5 empty] | N | W |  | N | Electric Utility | 1 | N
18315 | Sunflower Electric Power Corp | 58255 | Rubart | KS | Grant | 09 | IC | T | 10 | 9 | 9 |  | 4 | 2014 | 4 | 2014 | NG | [5 empty] | N | W |  | N | Electric Utility | 1 | N
18315 | Sunflower Electric Power Corp | 58255 | Rubart | KS | Grant | 10 | IC | T | 10 | 9 | 9 |  | 4 | 2014 | 4 | 2014 | NG | [5 empty] | N | W |  | N | Electric Utility | 1 | N
18315 | Sunflower Electric Power Corp | 58255 | Rubart | KS | Grant | 11 | IC | T | 10 | 9 | 9 |  | 4 | 2014 | 4 | 2014 | NG | [5 empty] | N | W |  | N | Electric Utility | 1 | N
18315 | Sunflower Electric Power Corp | 58255 | Rubart | KS | Grant | 12 | IC | T | 10 | 9 | 9 |  | 4 | 2014 | 4 | 2014 | NG | [5 empty] | N | W |  | N | Electric Utility | 1 | N
18429 | City of Tacoma - (WA) | 3915 | Cushman 2 | WA | Mason | 34 | HY | V | 1.8 | 1.8 | 1.8 |  | 10 | 2012 | 3 | 2013 | WAT | [5 empty] | N | S | 1 | N | Electric Utility | 1 | N
18429 | City of Tacoma - (WA) | 3915 | Cushman 2 | WA | Mason | 35 | HY | V | 1.8 | 1.8 | 1.8 |  | 12 | 2012 | 3 | 2013 | WAT | [5 empty] | N | S | 1 | N | Electric Utility | 1 | N
18445 | City of Tallahassee - (FL) | 688 | Arvah B Hopkins | FL | Leon | GT5 | GT | P | 60 | 46 | 48 |  | 5 | 2020 | 5 | 2020 | NG | DFO |  |  |  |  | Y | S |  | N | Electric Utility | 1 | N
18454 | Tampa Electric Co | 7242 | Polk | FL | Polk | 9 | CA | P | 463 | 459 | 463 |  | 1 | 2017 | 1 | 2017 | NG | [5 empty] | N | S |  | N | Electric Utility | 1 | N
18454 | Tampa Electric Co | 56352 | Tampa Electric Co NA 2 | FL | HILLSBOROUGH | 1 | GT | P | 180 | 149 | 177 |  | 5 | 2019 | 5 | 2019 | NG | DFO |  |  |  |  | N | S |  | N | Electric Utility | 1 | N
18642 | Tennessee Valley Authority | 7722 | Watts Bar Nuclear Plant | TN | Rhea | 2 | ST | U | 1269.9 | 1122 | 1164 |  | 4 | 1977 | 12 | 2015 | NUC | [5 empty] | N | S |  | N | Electric Utility | 1 | N
19316 | Two Elk Generation Partners LP | 55360 | Two Elk Generating Station | WY | Campbell | GEN1 | ST | U | 320 | 275 | 290 |  | 9 | 2003 | 12 | 2016 | WC | SUB |  |  |  |  | N | S |  | N | IPP Non-CHP | 2 | N | Y |  | Y
19539 | University of Iowa | 54775 | University of Iowa Main Power Plant | IA | Johnson | GEN10 | IC | T | 2 | 2 | 2 |  | 6 | 2014 | 6 | 2014 | NG | [5 empty] | N | S |  | N | Commercial CHP | 5 | N
19539 | University of Iowa | 54775 | University of Iowa Main Power Plant | IA | Johnson | GEN7 | IC | T | 2 | 2 | 2 |  | 6 | 2014 | 6 | 2014 | NG | [5 empty] | N | S |  | N | Commercial CHP | 5 | N
19539 | University of Iowa | 54775 | University of Iowa Main Power Plant | IA | Johnson | GEN8 | IC | T | 2 | 2 | 2 |  | 6 | 2014 | 6 | 2014 | NG | [5 empty] | N | S |  | N | Commercial CHP | 5 | N
19539 | University of Iowa | 54775 | University of Iowa Main Power Plant | IA | Johnson | GEN9 | IC | T | 2 | 2 | 2 |  | 6 | 2014 | 6 | 2014 | NG | [5 empty] | N | S |  | N | Commercial CHP | 5 | N
19541 | University of North Carolina | 58268 | UNC-CH LFG Facility | NC | Orange | LFG1 | IC | TS | 1 | 1 | 1 |  | 12 | 2012 | 1 | 2013 | LFG | [5 empty] | N | S |  | N | Commercial Non-CHP | 4 | N
19547 | Hawaiian Electric Co Inc | 58469 | HNL Emergency Power Facility | HI | Honolulu | AP1 | IC | V | 2.5 | 2.5 | 2.5 |  | 11 | 2013 | 11 | 2013 | OBL | DFO |  |  |  |  | Y | W |  | N | Electric Utility | 1 | N
19547 | Hawaiian Electric Co Inc | 58469 | HNL Emergency Power Facility | HI | Honolulu | AP2 | IC | V | 2.5 | 2.5 | 2.5 |  | 11 | 2013 | 11 | 2013 | OBL | DFO |  |  |  |  | Y | W |  | N | Electric Utility | 1 | N
19547 | Hawaiian Electric Co Inc | 58469 | HNL Emergency Power Facility | HI | Honolulu | AP3 | IC | V | 2.5 | 2.5 | 2.5 |  | 11 | 2013 | 11 | 2013 | OBL | DFO |  |  |  |  | Y | W |  | N | Electric Utility | 1 | N
19547 | Hawaiian Electric Co Inc | 58469 | HNL Emergency Power Facility | HI | Honolulu | AP4 | IC | V | 2.5 | 2.5 | 2.5 |  | 11 | 2013 | 11 | 2013 | OBL | DFO |  |  |  |  | Y | W |  | N | Electric Utility | 1 | N
19558 | Homer Electric Assn Inc | 55966 | Nikiski Co-Generation | AK | Kenai Peninsula | ST1 | CA | V | 40 | 40 | 40 |  | 11 | 2012 | 10 | 2013 | WH | [5 empty] | N | S |  | N | Electric Utility | 1 | N
19558 | Homer Electric Assn Inc | 57206 | Soldotna | AK | Kenai Peninsula | 1 | GT | P | 50 | 44 | 49 |  | 1 | 2014 | 1 | 2014 | NG | [5 empty] | N | S |  | N | Electric Utility | 1 | N
19856 | City of Vineland - (NJ) | 58235 | Clayville | NJ | Cumberland | 1 | GT | P | 73 | 63 | 63 |  | 6 | 2015 | 6 | 2015 | NG | [5 empty] | N | S | 1 | N | Electric Utility | 1 | N
19876 | Virginia Electric & Power Co | 55939 | Warren County VA | VA | Warren | CT01 | CT | T | 256 | 256 | 279 |  | 5 | 2005 | 12 | 2014 | NG | DFO |  |  |  |  | N | S |  | N | Electric Utility | 1 | N
19876 | Virginia Electric & Power Co | 55939 | Warren County VA | VA | Warren | CT02 | CT | T | 256 | 256 | 279 |  | 5 | 2005 | 12 | 2014 | NG | DFO |  |  |  |  | N | S |  | N | Electric Utility | 1 | N
19876 | Virginia Electric & Power Co | 55939 | Warren County VA | VA | Warren | CT03 | CT | T | 256 | 256 | 279 |  | 5 | 2005 | 12 | 2014 | NG | DFO |  |  |  |  | N | S |  | N | Electric Utility | 1 | N
19876 | Virginia Electric & Power Co | 55939 | Warren County VA | VA | Warren | ST01 | CA | T | 561 | 561 | 600 |  | 5 | 2005 | 12 | 2014 | NG | [5 empty] | N | S |  | N | Electric Utility | 1 | N
19876 | Virginia Electric & Power Co | 58260 | Brunswick County Power Station | VA | Brunswick | CT01 | CT | L | 297.5 | 270.8 | 287.4 |  | 5 | 2016 | 5 | 2016 | NG | [5 empty] | N | S |  | N | Electric Utility | 1 | N
19876 | Virginia Electric & Power Co | 58260 | Brunswick County Power Station | VA | Brunswick | CT02 | CT | L | 297.5 | 270.8 | 287.4 |  | 5 | 2016 | 5 | 2016 | NG | [5 empty] | N | S |  | N | Electric Utility | 1 | N
19876 | Virginia Electric & Power Co | 58260 | Brunswick County Power Station | VA | Brunswick | CT03 | CT | L | 297.5 | 270.8 | 287.4 |  | 5 | 2016 | 5 | 2016 | NG | [5 empty] | N | S |  | N | Electric Utility | 1 | N
19876 | Virginia Electric & Power Co | 58260 | Brunswick County Power Station | VA | Brunswick | ST01 | CA | L | 579.7 | 595.3 | 624.6 |  | 5 | 2016 | 5 | 2016 | NG | [5 empty] | N | S |  | N | Electric Utility | 1 | N
20069 | City of Wamego - (KS) | 1328 | Wamego | KS | POTTAWATOMIE | 10 | IC | T | 3.2 | 2.9 | 3.2 |  | 6 | 2013 | 9 | 2013 | NG | DFO |  |  |  |  | Y | S |  | N | Electric Utility | 1 | N
20159 | Washington Parish Engy Ctr LLC | 55486 | Washington Parish Energy Center | LA | Washington | CTG1 | CT | V | 200 | 172 | 188 |  | 6 | 2002 | 6 | 2015 | NG | [5 empty] | N | S |  | N | IPP Non-CHP | 2 | N
20159 | Washington Parish Engy Ctr LLC | 55486 | Washington Parish Energy Center | LA | Washington | CTG2 | CT | V | 200 | 172 | 188 |  | 6 | 2002 | 6 | 2015 | NG | [5 empty] | N | S |  | N | IPP Non-CHP | 2 | N
20159 | Washington Parish Engy Ctr LLC | 55486 | Washington Parish Energy Center | LA | Washington | ST1 | CA | V | 255 | 215 | 235 |  | 6 | 2002 | 6 | 2015 | NG | [5 empty] | N | S |  | N | IPP Non-CHP | 2 | N
20323 | Wellhead Services Inc | 58122 | Wellhead Power Delano LLC | CA | Tulare | GEN1 | GT | TS | 48.5 | 35 | 48.5 |  | 1 | 2013 | 1 | 2013 | NG | [5 empty] | N | W | 1 | N | IPP Non-CHP | 2 | N
20364 | City of West Bend | 1199 | West Bend | IA | Palo Alto | 5 | IC | V | 2.5 | 2.5 | 2.5 |  | 5 | 2013 | 5 | 2013 | DFO | [5 empty] | N | S |  | N | Electric Utility | 1 | N
20421 | Western Minnesota Mun Pwr Agny | 58434 | Red Rock Hydro Plant | IA | Marion | 1 | HY | L | 18.2 | 27.5 | 27.5 |  | 9 | 2016 | 9 | 2016 | WAT | [6 empty] | S |  | N | Electric Utility | 1
20421 | Western Minnesota Mun Pwr Agny | 58434 | Red Rock Hydro Plant | IA | Marion | 2 | HY | L | 18.2 | 27.5 | 27.5 |  | 9 | 2016 | 9 | 2016 | WAT | [6 empty] | S |  | N | Electric Utility | 1
20508 | MeadWestvaco Corp | 50900 | Covington Facility | VA | Covington | GEN7 | ST | U | 82.4 | 81 | 82.4 |  | 10 | 2013 | 10 | 2013 | WDS | BLQ | NG |  |  |  | Y | S |  | Y | Industrial CHP | 7 | Y
20847 | Wisconsin Electric Power Co | 58124 | Rothschild Biomass Cogen Facility | WI | Marathon | 1 | ST | V | 57 | 50 | 50 |  | 9 | 2013 | 9 | 2013 | WDS | NG |  |  |  |  | N | S | 1 | N | IPP Non-CHP | 2 | N
23955 | University of Massachusetts Medical | 50087 | Univ of Massachusetts Medical Center | MA | Worcester | GEN4 | GT | TS | 7.5 | 6 | 6.5 |  | 2 | 2013 | 2 | 2013 | NG | DFO |  |  |  |  | Y | S |  | N | Commercial CHP | 5 | N
25438 | Friant Power Authority | 50393 | Friant Hydro Facility | CA | Fresno | RO2 | HY | T | 6.9 | 9 | 2 |  | 1 | 2014 | 1 | 2015 | WAT | [5 empty] | N | S | 1 | N | IPP Non-CHP | 2 | N
26253 | Louisiana Energy & Power Authority | 58478 | Morgan City CC Youngs Road | LA | Saint Mary Parish | LEPA1 | CC | L | 84 | 79 | 84 |  | 7 | 2015 | 10 | 2015 | NG | [5 empty] | N | S |  | N | Electric Utility | 1 | N
26616 | North Slope Borough Power & Light | 7484 | NSB Nuiqsut Utility | AK | North Slope | PG3B | IC | TS | 0.8 | 0.8 | 0.8 |  | 4 | 2012 | 3 | 2013 | NG | [5 empty] | N | S |  | N | Electric Utility | 1 | N
26616 | North Slope Borough Power & Light | 7485 | NSB Point Hope Utility | AK | North Slope | PG1A | IC | P | 1 | 1 | 1 |  | 12 | 2013 | 12 | 2013 | DFO | [5 empty] | N | S |  | N | Electric Utility | 1
26616 | North Slope Borough Power & Light | 7486 | NSB Point Lay Utility | AK | North Slope | PG10 | IC | V | 0.6 | 0.6 | 0.6 |  | 12 | 2012 | 5 | 2013 | DFO | [5 empty] | N | S |  | N | Electric Utility | 1 | N
26616 | North Slope Borough Power & Light | 7486 | NSB Point Lay Utility | AK | North Slope | PG7 | IC | V | 0.6 | 0.6 | 0.6 |  | 12 | 2012 | 5 | 2013 | DFO | [5 empty] | N | S |  | N | Electric Utility | 1 | N
26616 | North Slope Borough Power & Light | 7486 | NSB Point Lay Utility | AK | North Slope | PG8 | IC | V | 0.6 | 0.6 | 0.6 |  | 12 | 2012 | 5 | 2013 | DFO | [5 empty] | N | S |  | N | Electric Utility | 1 | N
26616 | North Slope Borough Power & Light | 7486 | NSB Point Lay Utility | AK | North Slope | PG9 | IC | V | 0.6 | 0.6 | 0.6 |  | 12 | 2012 | 5 | 2013 | DFO | [5 empty] | N | S |  | N | Electric Utility | 1 | N
28086 | Energy Unlimited Inc | 56926 | Painted Hills IV Wind | CA | RIVERSIDE | 1 | WT | T | 19.5 | 19.5 | 19.5 |  | 6 | 2010 | 12 | 2013 | WND | [5 empty] | N | W | 20 | N | IPP Non-CHP | 2 | N
34505 | Edison Mission Energy | 57515 | Walnut Creek Energy Park | CA | Los Angeles | GT1 | GT | V | 100 | 96 | 99 |  | 9 | 2012 | 1 | 2013 | NG | [5 empty] | N | S |  | N | IPP Non-CHP | 2 | N
34505 | Edison Mission Energy | 57515 | Walnut Creek Energy Park | CA | Los Angeles | GT2 | GT | V | 100 | 96 | 99 |  | 9 | 2012 | 2 | 2013 | NG | [5 empty] | N | S |  | N | IPP Non-CHP | 2 | N
34505 | Edison Mission Energy | 57515 | Walnut Creek Energy Park | CA | Los Angeles | GT3 | GT | V | 100 | 96 | 99 |  | 9 | 2012 | 3 | 2013 | NG | [5 empty] | N | S |  | N | IPP Non-CHP | 2 | N
34505 | Edison Mission Energy | 57515 | Walnut Creek Energy Park | CA | Los Angeles | GT4 | GT | V | 100 | 96 | 99 |  | 9 | 2012 | 4 | 2013 | NG | [5 empty] | N | S |  | N | IPP Non-CHP | 2 | N
34505 | Edison Mission Energy | 57515 | Walnut Creek Energy Park | CA | Los Angeles | GT5 | GT | V | 100 | 96 | 99 |  | 9 | 2012 | 5 | 2013 | NG | [5 empty] | N | S |  | N | IPP Non-CHP | 2 | N
34691 | Ormat Nevada Inc | 58398 | Heber Solar | CA | Imperial | 1 | PV | P | 10.9 | 10 | 8 |  | 11 | 2013 | 11 | 2013 | SUN | [5 empty] | N | S | 16 | N | IPP Non-CHP | 2
34691 | Ormat Nevada Inc | 58533 | Wild Rose Geothermal Power Plant | NV | Mineral | 1 | BT | V | 20 | 8.8 | 21.6 |  | 11 | 2013 | 11 | 2013 | GEO | [5 empty] | N | S |  | N | IPP Non-CHP | 2 | N
40192 | Shady Hills Power Co LLC | 55414 | Shady Hills Generating Station | FL | Pasco | G401 | GT | P | 259 | 200 | 220 |  | 6 | 2015 | 6 | 2015 | NG | DFO |  |  |  |  | Y | W |  | N | IPP Non-CHP | 2 | N
40192 | Shady Hills Power Co LLC | 55414 | Shady Hills Generating Station | FL | Pasco | G501 | GT | P | 259 | 200 | 220 |  | 6 | 2015 | 6 | 2015 | NG | DFO |  |  |  |  | Y | W |  | N | IPP Non-CHP | 2 | N
40215 | Cordova Electric Coop, Inc | 789 | Orca | AK | Valdez-Cordova | 1 | IC | L | 1.5 | 1.5 | 1.5 |  | 6 | 2010 | 6 | 2016 | DFO | [5 empty] | N | S |  | N | Electric Utility | 1 | N
40215 | Cordova Electric Coop, Inc | 789 | Orca | AK | Valdez-Cordova | 2 | IC | L | 1.5 | 1.5 | 1.5 |  | 6 | 2010 | 6 | 2016 | DFO | [5 empty] | N | S |  | N | Electric Utility | 1 | N
40577 | American Mun Power-Ohio, Inc | 57399 | Cannelton Hydroelectric Plant | KY | Hancock | CG1 | HY | U | 29.3 | 29.3 | 29.3 |  | 3 | 2012 | 3 | 2014 | WAT | [5 empty] | N | S |  | N | Electric Utility | 1 | N
40577 | American Mun Power-Ohio, Inc | 57399 | Cannelton Hydroelectric Plant | KY | Hancock | CG2 | HY | U | 29.3 | 29.3 | 29.3 |  | 4 | 2012 | 4 | 2014 | WAT | [5 empty] | N | S |  | N | Electric Utility | 1 | N
40577 | American Mun Power-Ohio, Inc | 57399 | Cannelton Hydroelectric Plant | KY | Hancock | CG3 | HY | U | 29.3 | 29.3 | 29.3 |  | 6 | 2012 | 6 | 2014 | WAT | [5 empty] | N | S |  | N | Electric Utility | 1 | N
40577 | American Mun Power-Ohio, Inc | 57400 | Smithland Hydroelectric Plant | KY | Livingston | SG1 | HY | U | 25.3 | 25.3 | 25.3 |  | 7 | 2012 | 1 | 2015 | WAT | [5 empty] | N | S |  | N | Electric Utility | 1 | N
40577 | American Mun Power-Ohio, Inc | 57400 | Smithland Hydroelectric Plant | KY | Livingston | SG2 | HY | U | 25.3 | 25.3 | 25.3 |  | 9 | 2012 | 3 | 2015 | WAT | [5 empty] | N | S |  | N | Electric Utility | 1 | N
40577 | American Mun Power-Ohio, Inc | 57400 | Smithland Hydroelectric Plant | KY | Livingston | SG3 | HY | U | 25.3 | 25.3 | 25.3 |  | 11 | 2012 | 4 | 2015 | WAT | [5 empty] | N | S |  | N | Electric Utility | 1 | N
40577 | American Mun Power-Ohio, Inc | 57401 | Willow Island Hydroelectric Plant | WV | Pleasants | WIG1 | HY | T | 22 | 22 | 22 |  | 5 | 2012 | 2 | 2015 | WAT | [5 empty] | N | S |  | N | Electric Utility | 1 | N
40577 | American Mun Power-Ohio, Inc | 57401 | Willow Island Hydroelectric Plant | WV | Pleasants | WIG2 | HY | T | 22 | 22 | 22 |  | 7 | 2012 | 3 | 2015 | WAT | [5 empty] | N | S |  | N | Electric Utility | 1 | N
49736 | Loring Holdings, LLC | 56105 | Loring Power Plant | ME | Aroostook | GTG1 | CT | L | 25 | 37 | 47 |  | 9 | 2005 | 12 | 2014 | NG | DFO |  |  |  |  | Y | S |  | Y | IPP CHP | 3 | N
49736 | Loring Holdings, LLC | 56105 | Loring Power Plant | ME | Aroostook | STG1 | CA | L | 30 | 18 | 23 |  | 9 | 2005 | 12 | 2014 | NG | DFO |  |  |  |  | Y | S |  | Y | IPP CHP | 3 | N
49745 | Cash Creek Generating LLC | 56107 | Cash Creek | KY | Henderson | CT1 | CT | P | 319.5 | 301.5 | 327 | G383 | 6 | 2011 | 7 | 2017 | NG | [5 empty] | N | S |  | N | IPP Non-CHP | 2 | N
49745 | Cash Creek Generating LLC | 56107 | Cash Creek | KY | Henderson | CT2 | CT | P | 319.5 | 301.5 | 327 | G383 | 6 | 2011 | 7 | 2017 | NG | [5 empty] | N | S |  | N | IPP Non-CHP | 2 | N
49745 | Cash Creek Generating LLC | 56107 | Cash Creek | KY | Henderson | ST | CA | P | 187 | 187 | 181 | G383 | 6 | 2011 | 7 | 2017 | NG | [5 empty] | N | S |  | N | IPP Non-CHP | 2 | N
49805 | Kennecott Utah Copper | 56163 | Kennecott Power Plant | UT | Salt Lake | MCHP | GT | V | 6.4 | 5.9 | 6.4 |  | 10 | 2012 | 8 | 2013 | NG | [5 empty] | N | S |  | Y | Industrial CHP | 7 | N
49846 | Covanta Honolulu Resource Recovery | 10334 | H Power | HI | Honolulu | GEN2 | ST | TS | 33.6 | 28 | 28 |  | 4 | 2012 | 1 | 2013 | MSW | [5 empty] | N | W |  | N | Commercial Non-CHP | 4 | N
49893 | Invenergy Services LLC | 58321 | Goldthwaite Wind Energy Facility | TX | Mills | 1 | WT | P | 150 | 150 | 150 |  | 12 | 2013 | 12 | 2013 | WND | [5 empty] | N | S | 85 | N | IPP Non-CHP | 2
49893 | Invenergy Services LLC | 58322 | Prairie Breeze | NE | Antelope | 1 | WT | P | 206.5 | 206.5 | 206.5 |  | 1 | 2014 | 1 | 2014 | WND | [5 empty] | N | S | 118 | N | IPP Non-CHP | 2
49893 | Invenergy Services LLC | 58471 | Ector County Energy Center | TX | Ector | CTG1 | GT | L | 173 | 163.3 | 184.2 |  | 8 | 2015 | 8 | 2015 | NG | [5 empty] | N | S |  | N | IPP Non-CHP | 2 | N
49893 | Invenergy Services LLC | 58471 | Ector County Energy Center | TX | Ector | CTG2 | GT | L | 173 | 163.3 | 184.2 |  | 8 | 2015 | 8 | 2015 | NG | [5 empty] | N | S |  | N | IPP Non-CHP | 2 | N
49981 | Diamond Generating Corporation | 57482 | CPV Sentinel Energy Project | CA | Riverside | CTG1 | GT | V | 100 | 100 | 100 |  | 8 | 2013 | 2 | 2013 | NG | [5 empty] | N | J |  | N | IPP Non-CHP | 2 | N
49981 | Diamond Generating Corporation | 57482 | CPV Sentinel Energy Project | CA | Riverside | CTG2 | GT | V | 100 | 100 | 100 |  | 8 | 2013 | 3 | 2013 | NG | [5 empty] | N | J |  | N | IPP Non-CHP | 2 | N
49981 | Diamond Generating Corporation | 57482 | CPV Sentinel Energy Project | CA | Riverside | CTG3 | GT | V | 100 | 100 | 100 |  | 8 | 2013 | 4 | 2013 | NG | [5 empty] | N | J |  | N | IPP Non-CHP | 2 | N
49981 | Diamond Generating Corporation | 57482 | CPV Sentinel Energy Project | CA | Riverside | CTG4 | GT | V | 100 | 100 | 100 |  | 8 | 2013 | 5 | 2013 | NG | [5 empty] | N | J |  | N | IPP Non-CHP | 2 | N
49981 | Diamond Generating Corporation | 57482 | CPV Sentinel Energy Project | CA | Riverside | CTG5 | GT | V | 100 | 100 | 100 |  | 8 | 2013 | 7 | 2013 | NG | [5 empty] | N | J |  | N | IPP Non-CHP | 2 | N
49981 | Diamond Generating Corporation | 57482 | CPV Sentinel Energy Project | CA | Riverside | CTG6 | GT | V | 100 | 100 | 100 |  | 8 | 2013 | 7 | 2013 | NG | [5 empty] | N | J |  | N | IPP Non-CHP | 2 | N
49981 | Diamond Generating Corporation | 57482 | CPV Sentinel Energy Project | CA | Riverside | CTG7 | GT | V | 100 | 100 | 100 |  | 8 | 2013 | 8 | 2013 | NG | [5 empty] | N | J |  | N | IPP Non-CHP | 2 | N
49981 | Diamond Generating Corporation | 57482 | CPV Sentinel Energy Project | CA | Riverside | CTG8 | GT | V | 100 | 100 | 100 |  | 8 | 2013 | 8 | 2013 | NG | [5 empty] | N | J |  | N | IPP Non-CHP | 2 | N
50102 | Rock-Tenn Company | 54763 | Rock-Tenn Mill | AL | Marengo | 4TG | ST | P | 42.5 | 30 | 30 |  | 1 | 2014 | 1 | 2014 | BLQ | BLQ | DFO | NG |  |  | N | S | 1 | N | Industrial CHP | 7 |  | Y | Y
50127 | Exergy Development Group | 56436 | Lava Beds Wind Park LLC | ID | Bingham | LBWP | WT | U | 18 | 18 | 18 |  | 5 | 2007 | 12 | 2014 | WND | [5 empty] | N | S | 12 | N | IPP Non-CHP | 2
50127 | Exergy Development Group | 56438 | Notch Butte Wind Park | ID | Jerome | NBWP | WT | U | 18 | 18 | 18 |  | 5 | 2007 | 12 | 2014 | WND | [5 empty] | N | S | 12 | N | IPP Non-CHP | 2
50127 | Exergy Development Group | 57142 | Chapin Mountain | ID | Cassia | CM | WT | T | 19.5 | 19.5 | 19.5 |  | 6 | 2011 | 12 | 2014 | WND | [5 empty] | N | S | 13 | N | IPP Non-CHP | 2 | N
50127 | Exergy Development Group | 57144 | Cottonwood Wind Park | ID | Twin Falls | JR20 | WT | U | 20 | 20 | 20 |  | 6 | 2011 | 12 | 2014 | WND | [5 empty] | N | S | 10 | N | IPP Non-CHP | 2 | N
50127 | Exergy Development Group | 57145 | Rogerson Flats | ID | Twin Falls | RF | WT | U | 20 | 20 | 20 |  | 6 | 2011 | 12 | 2014 | WND | [5 empty] | N | S | 15 | N | IPP Non-CHP | 2 | N
50127 | Exergy Development Group | 57146 | Deep Creek Wind Park | ID | Twin Falls | JR1 | WT | U | 20 | 20 | 20 |  | 6 | 2011 | 12 | 2014 | WND | [5 empty] | N | S | 15 | N | IPP Non-CHP | 2 | N
50127 | Exergy Development Group | 57147 | Conner Ridge | ID | Cassia | CR | WT | T | 19.5 | 19.5 | 19.5 |  | 6 | 2011 | 12 | 2014 | WND | [5 empty] | N | S | 13 | N | IPP Non-CHP | 2 | N
50127 | Exergy Development Group | 57148 | Badger Peak | ID | Cassia | BP | WT | T | 20 | 20 | 20 |  | 6 | 2011 | 12 | 2014 | WND | [5 empty] | N | S | 10 | N | IPP Non-CHP | 2 | N
50127 | Exergy Development Group | 57149 | Bonanza Bar | ID | Cassia | BBAR | WT | T | 20 | 20 | 20 |  | 6 | 2011 | 12 | 2014 | WND | [5 empty] | N | S | 10 | N | IPP Non-CHP | 2 | N
50127 | Exergy Development Group | 57150 | Salmon Creek | ID | Twin Falls | SC | WT | U | 20 | 20 | 20 |  | 6 | 2011 | 12 | 2014 | WND | [5 empty] | N | S | 15 | N | IPP Non-CHP | 2 | N
50147 | US Geothermal Inc. | 56317 | Raft River Geothermal Power Plant | ID | CASSIA | 2 | BT | P | 18 | 12.5 | 14.5 |  | 1 | 2008 | 1 | 2015 | GEO | [5 empty] | N | S |  | N | IPP Non-CHP | 2 | N
54842 | WM Renewable Energy LLC | 54700 | Metro Methane Recovery Facility | IA | Polk | GEN10 | IC | P | 1.6 | 1.6 | 1.6 |  | 6 | 2013 | 12 | 2013 | LFG | [5 empty] | N | S |  | N | IPP Non-CHP | 2 | N
54842 | WM Renewable Energy LLC | 54700 | Metro Methane Recovery Facility | IA | Polk | GEN11 | IC | P | 1.6 | 1.6 | 1.6 |  | 6 | 2013 | 12 | 2013 | LFG | [5 empty] | N | S |  | N | IPP Non-CHP | 2 | N
54842 | WM Renewable Energy LLC | 54700 | Metro Methane Recovery Facility | IA | Polk | GEN12 | IC | P | 1.6 | 1.6 | 1.6 |  | 6 | 2013 | 12 | 2013 | LFG | [5 empty] | N | S |  | N | IPP Non-CHP | 2 | N
54842 | WM Renewable Energy LLC | 57015 | Waste Management Columbia Ridge LFGTE | OR | GILLIAM | GEN10 | IC | P | 1.6 | 1.6 | 1.6 |  | 12 | 2013 | 12 | 2013 | LFG | [5 empty] | N | S |  | N | IPP Non-CHP | 2 | N
54842 | WM Renewable Energy LLC | 57015 | Waste Management Columbia Ridge LFGTE | OR | GILLIAM | GEN11 | IC | P | 1.6 | 1.6 | 1.6 |  | 12 | 2013 | 12 | 2013 | LFG | [5 empty] | N | S |  | N | IPP Non-CHP | 2 | N
54842 | WM Renewable Energy LLC | 57015 | Waste Management Columbia Ridge LFGTE | OR | GILLIAM | GEN12 | IC | P | 1.6 | 1.6 | 1.6 |  | 12 | 2013 | 12 | 2013 | LFG | [5 empty] | N | S |  | N | IPP Non-CHP | 2 | N
54842 | WM Renewable Energy LLC | 57015 | Waste Management Columbia Ridge LFGTE | OR | GILLIAM | GEN9 | IC | P | 1.6 | 1.6 | 1.6 |  | 12 | 2013 | 12 | 2013 | LFG | [5 empty] | N | S |  | N | IPP Non-CHP | 2 | N
54842 | WM Renewable Energy LLC | 57164 | Waste Management Tri-Cities LFGTE | CA | ALAMEDA | GEN1 | IC | P | 1.6 | 1.6 | 1.6 |  | 12 | 2010 | 12 | 2014 | LFG | [5 empty] | N | S |  | N | IPP Non-CHP | 2 | N
54842 | WM Renewable Energy LLC | 57164 | Waste Management Tri-Cities LFGTE | CA | ALAMEDA | GEN2 | IC | P | 1.6 | 1.6 | 1.6 |  | 12 | 2010 | 12 | 2014 | LFG | [5 empty] | N | S |  | N | IPP Non-CHP | 2 | N
54842 | WM Renewable Energy LLC | 57164 | Waste Management Tri-Cities LFGTE | CA | ALAMEDA | GEN3 | IC | P | 1.6 | 1.6 | 1.6 |  | 12 | 2010 | 12 | 2014 | LFG | [5 empty] | N | S |  | N | IPP Non-CHP | 2 | N
54842 | WM Renewable Energy LLC | 57404 | Oneida Herkimer | NY | Oneida | GEN2 | IC | P | 1.6 | 1.6 | 1.6 |  | 7 | 2013 | 7 | 2013 | LFG | [5 empty] | N | S |  | N | IPP Non-CHP | 2 | N
54842 | WM Renewable Energy LLC | 57410 | Geneva | OH | Ashtabula | GEN1 | IC | V | 0.8 | 0.8 | 0.8 |  | 12 | 2011 | 4 | 2013 | LFG | [5 empty] | N | S |  | N | IPP Non-CHP | 2 | N
54842 | WM Renewable Energy LLC | 57410 | Geneva | OH | Ashtabula | GEN2 | IC | V | 0.8 | 0.8 | 0.8 |  | 12 | 2011 | 4 | 2013 | LFG | [5 empty] | N | S |  | N | IPP Non-CHP | 2 | N
54842 | WM Renewable Energy LLC | 57410 | Geneva | OH | Ashtabula | GEN3 | IC | V | 0.8 | 0.8 | 0.8 |  | 12 | 2011 | 4 | 2013 | LFG | [5 empty] | N | S |  | N | IPP Non-CHP | 2 | N
54842 | WM Renewable Energy LLC | 57410 | Geneva | OH | Ashtabula | GEN4 | IC | V | 0.8 | 0.8 | 0.8 |  | 12 | 2011 | 4 | 2013 | LFG | [5 empty] | N | S |  | N | IPP Non-CHP | 2 | N
54842 | WM Renewable Energy LLC | 57410 | Geneva | OH | Ashtabula | GEN5 | IC | V | 0.8 | 0.8 | 0.8 |  | 12 | 2011 | 4 | 2013 | LFG | [5 empty] | N | S |  | N | IPP Non-CHP | 2 | N
54842 | WM Renewable Energy LLC | 57411 | Mahoning | OH | Mahoning | GEN1 | IC | V | 0.8 | 0.8 | 0.8 |  | 12 | 2011 | 1 | 2013 | LFG | [5 empty] | N | S |  | N | IPP Non-CHP | 2 | N
54842 | WM Renewable Energy LLC | 57411 | Mahoning | OH | Mahoning | GEN2 | IC | V | 0.8 | 0.8 | 0.8 |  | 12 | 2011 | 1 | 2013 | LFG | [5 empty] | N | S |  | N | IPP Non-CHP | 2 | N
54842 | WM Renewable Energy LLC | 57411 | Mahoning | OH | Mahoning | GEN3 | IC | V | 0.8 | 0.8 | 0.8 |  | 12 | 2011 | 1 | 2013 | LFG | [5 empty] | N | S |  | N | IPP Non-CHP | 2 | N
54842 | WM Renewable Energy LLC | 57411 | Mahoning | OH | Mahoning | GEN4 | IC | V | 0.8 | 0.8 | 0.8 |  | 12 | 2011 | 1 | 2013 | LFG | [5 empty] | N | S |  | N | IPP Non-CHP | 2 | N
54842 | WM Renewable Energy LLC | 57411 | Mahoning | OH | Mahoning | GEN5 | IC | V | 0.8 | 0.8 | 0.8 |  | 12 | 2011 | 1 | 2013 | LFG | [5 empty] | N | S |  | N | IPP Non-CHP | 2 | N
54842 | WM Renewable Energy LLC | 58250 | Tullytown | PA | Bucks | GEN1 | IC | V | 1.6 | 1.6 | 1.6 |  | 3 | 2013 | 3 | 2013 | LFG | [5 empty] | N | S |  | N | IPP Non-CHP | 2 | N
54863 | U S Power Generating Company LLC | 2494 | Gowanus Gas Turbines Generating | NY | Kings | SS | GT | T | 93 | 90 | 95 |  | 6 | 2010 | 7 | 2015 | NG | DFO |  |  |  |  | N | S |  | N | IPP Non-CHP | 2 | N
54866 | Robinson Power Company LLC | 56453 | Robinson Power Company LLC | PA | Washington | 1 | ST | P | 165 | 132 | 139 |  | 4 | 2010 | 4 | 2016 | BIT | WC | NG |  |  |  | N | S |  | Y | IPP CHP | 3 | N |  | Y
54867 | Christian County Generation LLC | 56454 | Taylorville Energy Center | IL | Christian | 1 | CC | L | 760 | 533 | 637 |  | 12 | 2010 | 6 | 2018 | SGC | NG |  |  |  |  | Y | S |  | N | IPP Non-CHP | 2 | Y | [5 empty] | Y
54869 | WMPI PTY LLC | 56455 | WMPI Pty LLC | PA | Schuylkill | 1 | CC | P | 41 | 41 | 41 |  | 1 | 2006 | 1 | 2018 | WC | PC |  |  |  |  | N | S |  | N | Industrial Non-CHP | 6 | Y | [5 empty] | Y
54890 | Russell City Energy Company LLC | 56467 | Russell City Energy Center | CA | Alameda | CTG1 | CT | V | 200 | 185 | 200 |  | 6 | 2006 | 7 | 2013 | NG | [5 empty] | N | S |  | N | IPP Non-CHP | 2 | N
54890 | Russell City Energy Company LLC | 56467 | Russell City Energy Center | CA | Alameda | CTG2 | CT | V | 200 | 185 | 200 |  | 6 | 2006 | 7 | 2013 | NG | [5 empty] | N | S |  | N | IPP Non-CHP | 2 | N
54890 | Russell City Energy Company LLC | 56467 | Russell City Energy Center | CA | Alameda | STG1 | CA | V | 255 | 245 | 248 |  | 6 | 2006 | 7 | 2013 | NG | [5 empty] | N | S |  | N | IPP Non-CHP | 2 | N
55510 | Tiverton Power LLC | 55048 | Tiverton Power Plant | RI | Newport | UNT3 | CT | P | 179.3 | 159.4 | 189.7 |  | 12 | 2014 | 5 | 2015 | NG | [5 empty] | N | S |  | N | IPP Non-CHP | 2 | N
55510 | Tiverton Power LLC | 55048 | Tiverton Power Plant | RI | Newport | UNT4 | CA | P | 93.2 | 90.6 | 94.9 |  | 12 | 2014 | 5 | 2015 | NG | [5 empty] | N | S |  | N | IPP Non-CHP | 2 | N
55723 | PPL Renewable Energy LLC | 57466 | Blue Ridge Landfill | PA | Franklin | GEN1 | IC | V | 1.6 | 1.6 | 1.6 |  | 7 | 2012 | 1 | 2013 | LFG | [5 empty] | N | S |  | N | IPP Non-CHP | 2 | N
55723 | PPL Renewable Energy LLC | 57466 | Blue Ridge Landfill | PA | Franklin | GEN2 | IC | V | 1.6 | 1.6 | 1.6 |  | 7 | 2012 | 1 | 2013 | LFG | [5 empty] | N | S |  | N | IPP Non-CHP | 2 | N
55723 | PPL Renewable Energy LLC | 57466 | Blue Ridge Landfill | PA | Franklin | GEN3 | IC | V | 1.6 | 1.6 | 1.6 |  | 7 | 2012 | 1 | 2013 | LFG | [5 empty] | N | S |  | N | IPP Non-CHP | 2 | N
55723 | PPL Renewable Energy LLC | 57466 | Blue Ridge Landfill | PA | Franklin | GEN4 | IC | V | 1.6 | 1.6 | 1.6 |  | 7 | 2012 | 1 | 2013 | LFG | [5 empty] | N | S |  | N | IPP Non-CHP | 2 | N
55816 | Robbins Community Power LLC | 56576 | Robbins Community Power LLC | IL | Cook | 1 | ST | U | 27.5 | 27.5 | 27.5 |  | 3 | 2008 | 12 | 2014 | WDS | [5 empty] | N | J |  | N | IPP Non-CHP | 2 | N
55816 | Robbins Community Power LLC | 56576 | Robbins Community Power LLC | IL | Cook | 2 | ST | U | 27.5 | 27.5 | 27.5 |  | 3 | 2008 | 12 | 2014 | WDS | [5 empty] | N | J |  | N | IPP Non-CHP | 2 | N
55861 | Sandy Creek Energy Associates L P | 56611 | Sandy Creek Energy Station | TX | McLennan | S01 | ST | TS | 957.6 | 911 | 928 |  | 2 | 2012 | 4 | 2013 | SUB | [5 empty] | N | J |  | N | IPP Non-CHP | 2 | N | Y |  |  | Y
55868 | Noble Wind Operations LLC | 56903 | Noble Bellmont Windpark LLC | NY | Franklin | 1 | WT | U | 21 | 21 | 21 |  | 12 | 2008 | 12 | 2013 | WND | [5 empty] | N | S | 14 | N | IPP Non-CHP | 2 | N
55910 | Lanai Sustainability Research LLC | 57242 | Mililani South Solar Farm | HI | Honolulu | 1 | PV | P | 5 | 5 | 5 |  | 4 | 2011 | 10 | 2013 | SUN | [5 empty] | N | S |  | N | IPP Non-CHP | 2
55927 | Power4Georgians LLC | 56675 | Plant Washington | GA | Washington | MAIN | ST | T | 850 | 850 | 850 |  | 4 | 2018 | 4 | 2018 | SUB | BIT | DFO |  |  |  | Y | S |  | N | Electric Utility | 1 | N | Y |  |  | Y
56023 | Arizona Solar One LLC | 56812 | Solana Generating Station | AZ | Maricopa | GEN 1 | CP | V | 140 | 125 | 125 |  | 12 | 2011 | 7 | 2013 | SUN | [5 empty] | N | S | 2 | N | IPP Non-CHP | 2 | N
56023 | Arizona Solar One LLC | 56812 | Solana Generating Station | AZ | Maricopa | GEN2 | CP | V | 140 | 125 | 125 |  | 12 | 2011 | 7 | 2013 | SUN | [5 empty] | N | S | 2 | N | IPP Non-CHP | 2 | N
56029 | Fibrowatt LLC | 56816 | FibroCoast | NC | Sampson | FC1 | ST | P | 60 | 55 | 55 |  | 7 | 2011 | 12 | 2014 | OBS | PG |  |  |  |  | N | S |  | N | IPP Non-CHP | 2 | N
56031 | CPV Maryland LLC | 56846 | CPV St Charles Energy Center | MD | CHARLES | GTG1 | CT | L | 215 | 205 | 232 | G601 | 6 | 2012 | 6 | 2015 | NG | [5 empty] | N | S |  | N | IPP Non-CHP | 2
56031 | CPV Maryland LLC | 56846 | CPV St Charles Energy Center | MD | CHARLES | GTG2 | CT | L | 215 | 205 | 232 | G601 | 6 | 2012 | 6 | 2015 | NG | [5 empty] | N | S |  | N | IPP Non-CHP | 2
56031 | CPV Maryland LLC | 56846 | CPV St Charles Energy Center | MD | CHARLES | STGEN | CA | L | 316 | 316 | 316 | G601 | 6 | 2012 | 6 | 2015 | NG | [5 empty] | N | S |  | N | IPP Non-CHP | 2
56060 | Western GeoPower Inc | 56907 | Western GeoPower Unit 1 | CA | SONOMA | TBD | ST | P | 25 | 22.5 | 22.5 |  | 4 | 2010 | 12 | 2014 | GEO | [5 empty] | N | S |  | N | IPP Non-CHP | 2 | N
56061 | Reedsport OPT Wave Park LLC | 56906 | Reedsport OPT Wave Park | OR | Douglas | 1 | HB | L | 1.5 | 1.5 | 1.5 |  | 12 | 2009 | 12 | 2014 | WAT | [5 empty] | N | S | 10 | N | IPP Non-CHP | 2
56067 | Plainfield Renewable Energy, LLC | 56847 | Plainfield Renewable Energy LLC | CT | Windham | STG | ST | V | 43 | 37.5 | 37.5 |  | 11 | 2010 | 11 | 2013 | WDS | [5 empty] | N | S |  | N | IPP Non-CHP | 2 | Y
56094 | Medicine Bow Fuel & Power LLC | 56452 | Medicine Bow Fuel & Power LLC | WY | Carbon | 1 | CC | P | 350 | 350 | 350 |  | 12 | 2010 | 12 | 2016 | BIT | [5 empty] | N | S |  | N | IPP Non-CHP | 2 | Y | [5 empty] | Y
56155 | Lansing Board of Water and Light | 58427 | Lansing BWL REO Town Plant | MI | Ingham | CTG1 | GT | V | 42 | 44.7 | 36.8 |  | 7 | 2013 | 7 | 2013 | NG | [5 empty] | N | S | 1 | Y | Electric Utility | 1 | N
56155 | Lansing Board of Water and Light | 58427 | Lansing BWL REO Town Plant | MI | Ingham | CTG2 | GT | V | 42 | 44.7 | 36.8 |  | 7 | 2013 | 7 | 2013 | NG | [5 empty] | N | S | 1 | Y | Electric Utility | 1 | N
56155 | Lansing Board of Water and Light | 58427 | Lansing BWL REO Town Plant | MI | Ingham | ST | ST | V | 14 | 13.3 | 13.2 |  | 7 | 2013 | 7 | 2013 | NG | [5 empty] | N | S |  | Y | Electric Utility | 1 | N
56167 | Imperial Valley Solar, LLC | 56917 | Imperial Valley Solar, LLC | CA | IMPERIAL | 1 | PV | T | 200 | 200 | 200 |  | 8 | 2010 | 7 | 2013 | SUN | [5 empty] | N | S |  | N | IPP Non-CHP | 2
56167 | Imperial Valley Solar, LLC | 56917 | Imperial Valley Solar, LLC | CA | IMPERIAL | 2 | PV | P | 400 | 400 | 400 |  | 2 | 2012 | 7 | 2014 | SUN | [5 empty] | N | S |  | N | IPP Non-CHP | 2
56204 | CPV Valley LLC | 56940 | CPV Valley Energy Center | NY | Orange | CTG2 | CT | L | 235 | 186.5 | 220 | G921 | 6 | 2012 | 6 | 2016 | NG | DFO |  |  |  |  | Y | S |  | N | IPP Non-CHP | 2 | N
56204 | CPV Valley LLC | 56940 | CPV Valley Energy Center | NY | Orange | STG | CA | L | 350 | 305 | 344 | G921 | 6 | 2012 | 6 | 2016 | NG | DFO |  |  |  |  | Y | S |  | N | IPP Non-CHP | 2 | N
56205 | Philadelphia Water Department | 58326 | PWD Northeast WPCP Biogas Cogen Plant | PA | Philadelphia | NBG1 | IC | V | 1.4 | 1.4 | 1.4 |  | 12 | 2013 | 12 | 2013 | OBG | NG |  |  |  |  | Y | W | 1 | N | Commercial Non-CHP | 4 | N
56205 | Philadelphia Water Department | 58326 | PWD Northeast WPCP Biogas Cogen Plant | PA | Philadelphia | NBG2 | IC | V | 1.4 | 1.4 | 1.4 |  | 12 | 2013 | 12 | 2013 | OBG | NG |  |  |  |  | Y | W | 1 | N | Commercial Non-CHP | 4 | N
56205 | Philadelphia Water Department | 58326 | PWD Northeast WPCP Biogas Cogen Plant | PA | Philadelphia | NBG3 | IC | V | 1.4 | 1.4 | 1.4 |  | 12 | 2013 | 12 | 2013 | OBG | NG |  |  |  |  | Y | W | 1 | N | Commercial Non-CHP | 4 | N
56205 | Philadelphia Water Department | 58326 | PWD Northeast WPCP Biogas Cogen Plant | PA | Philadelphia | NBG4 | IC | V | 1.4 | 1.4 | 1.4 |  | 12 | 2013 | 12 | 2013 | OBG | NG |  |  |  |  | Y | W | 1 | N | Commercial Non-CHP | 4 | N
56236 | West Deptford Energy LLC | 56963 | West Deptford Energy Station | NJ | Gloucester | E101 | CC | U | 380 | 304 | 293 |  | 6 | 2012 | 6 | 2014 | NG | [5 empty] | N | S |  | N | IPP Non-CHP | 2 | N
56236 | West Deptford Energy LLC | 56963 | West Deptford Energy Station | NJ | Gloucester | E102 | CC | U | 380 | 304 | 293 |  | 6 | 2012 | 6 | 2014 | NG | [5 empty] | N | S |  | N | IPP Non-CHP | 2 | N
56266 | Green Gas-Pioneer Crossing Energy LLC | 56957 | Pioneer Crossing Landfill Gas to Energy | PA | Berks | LFG5 | IC | T | 1.6 | 1.6 | 1.6 |  | 9 | 2010 | 9 | 2015 | LFG | [5 empty] | N | S |  | N | IPP Non-CHP | 2 | N
56266 | Green Gas-Pioneer Crossing Energy LLC | 56957 | Pioneer Crossing Landfill Gas to Energy | PA | Berks | LFG6 | IC | T | 1.6 | 1.6 | 1.6 |  | 9 | 2010 | 9 | 2015 | LFG | [5 empty] | N | S |  | N | IPP Non-CHP | 2 | N
56282 | Evergreen Wind Power II LLC | 57002 | Oakfield Wind Project | ME | Aroostook | 1 | WT | L | 150 | 150 | 150 |  | 12 | 2010 | 3 | 2015 | WND | [5 empty] | N | S | 50 | N | IPP Non-CHP | 2 | N
56290 | CPV Vaca Station LLC | 56999 | CPV Vaca Station LLC | CA | Solano | CTG1 | CT | L | 225 | 189 | 225 |  | 6 | 2013 | 6 | 2016 | NG | [5 empty] | N | S |  | N | IPP Non-CHP | 2 | N
56290 | CPV Vaca Station LLC | 56999 | CPV Vaca Station LLC | CA | Solano | CTG2 | CT | L | 225 | 189 | 225 |  | 6 | 2013 | 6 | 2016 | NG | [5 empty] | N | S |  | N | IPP Non-CHP | 2 | N
56290 | CPV Vaca Station LLC | 56999 | CPV Vaca Station LLC | CA | Solano | STG | CA | L | 220 | 198 | 220 |  | 6 | 2013 | 6 | 2016 | NG | [5 empty] | N | S |  | N | IPP Non-CHP | 2 | N
56334 | WEHRAN Energy Corporation | 55778 | Brookhaven Facility | NY | Suffolk | BH5 | IC | P | 0.5 | 0.5 | 0.5 |  | 6 | 2013 | 9 | 2013 | LFG | [5 empty] | N | S |  | N | IPP Non-CHP | 2 | N
56334 | WEHRAN Energy Corporation | 55778 | Brookhaven Facility | NY | Suffolk | BH6 | IC | P | 0.5 | 0.5 | 0.5 |  | 6 | 2013 | 9 | 2013 | LFG | [5 empty] | N | S |  | N | IPP Non-CHP | 2 | N
56339 | Champlain Wind LLC | 57088 | Bowers Wind Project | ME | Penobscot | 1 | WT | L | 48 | 48 | 48 |  | 12 | 2011 | 3 | 2015 | WND | [5 empty] | N | S | 16 | N | IPP Non-CHP | 2 | N
56424 | Quilt Block Wind Farm LLC | 57116 | Quilt Block Wind Farm LLC | WI | Lafayette | GEN 1 | WT | L | 99 | 99 | 99 |  | 12 | 2013 | 12 | 2016 | WND | [5 empty] | N | S | 49 | N | IPP Non-CHP | 2 | N
56425 | Simpson Ridge Wind Farm LLC | 57117 | Simpson Ridge Wind Farm LLC | WY | Carbon | GEN 1 | WT | P | 200 | 200 | 200 |  | 12 | 2011 | 12 | 2022 | WND | [5 empty] | N | S | 60 | N | IPP Non-CHP | 2 | N
56440 | G2 Energy LLC | 57133 | G2 Energy Ostrom Road LLC | CA | YUBA | 361 | IC | U | 1.6 | 1.5 | 1.5 |  | 6 | 2012 | 6 | 2013 | LFG | [5 empty] | N | S |  | N | IPP Non-CHP | 2
56440 | G2 Energy LLC | 58320 | G2 Energy Hay Rd | CA | Solano | 362 | IC | U | 1.6 | 1.5 | 1.5 |  | 6 | 2012 | 6 | 2013 | LFG | [5 empty] | N | S |  | N | IPP Non-CHP | 2 | N
56523 | Colorado Highlands Wind LLC | 57174 | Colorado Highlands Wind | CO | Logan | CHW2 | WT | P | 23.8 | 23.8 | 23.8 |  | 11 | 2013 | 11 | 2013 | WND | [5 empty] | N | S | 14 | N | IPP Non-CHP | 2
56524 | Baca Energy LLC | 57175 | Baca Renewable Energy LLC | CO | BACA | BACA1 | WT | P | 60 | 60 | 60 |  | 9 | 2012 | 12 | 2014 | WND | [5 empty] | N | S | 38 | N | IPP Non-CHP | 2 | N
56534 | Cricket Valley Energy Center LLC | 57185 | Cricket Valley Energy | NY | Dutchess | U001 | CC | P | 390 | 346 | 375 |  | 1 | 2015 | 1 | 2016 | NG | [5 empty] | N | J |  | N | IPP Non-CHP | 2 | N
56534 | Cricket Valley Energy Center LLC | 57185 | Cricket Valley Energy | NY | Dutchess | U002 | CC | P | 390 | 346 | 375 |  | 1 | 2015 | 1 | 2016 | NG | [5 empty] | N | J |  | N | IPP Non-CHP | 2 | N
56534 | Cricket Valley Energy Center LLC | 57185 | Cricket Valley Energy | NY | Dutchess | U003 | CC | P | 390 | 346 | 375 |  | 1 | 2015 | 1 | 2016 | NG | [5 empty] | N | J |  | N | IPP Non-CHP | 2 | N
56545 | Pattern Operators LP | 56662 | Texas Gulf Wind 2 | TX | Kenedy | 1 | WT | T | 187.2 | 187.2 | 187.2 |  | 12 | 2009 | 12 | 2015 | WND | [5 empty] | N | W | 78 | N | IPP Non-CHP | 2
56545 | Pattern Operators LP | 57193 | Ripley Westfield Wind LLC | NY | Chautauqua | WTG | WT | L | 75 | 75 | 75 |  | 12 | 2009 | 12 | 2015 | WND | [5 empty] | N | W | 52 | N | IPP Non-CHP | 2 | N
56545 | Pattern Operators LP | 58242 | Pattern Panhandle Wind LLC | TX | Carson | 1 | WT | L | 322 | 322 | 322 |  | 4 | 2014 | 4 | 2014 | WND | [5 empty] | N | W | 140 | N | IPP Non-CHP | 2 | N
56591 | Orange County Biomass LLC | 57215 | Orange County Biomass LLC | SC | Orangeburg | G-01 | ST | T | 35 | 35 | 35 |  | 1 | 2010 | 6 | 2013 | WDS | NG |  |  |  |  | N | W |  | N | IPP Non-CHP | 2 | N
56611 | Gainesville Renewable Energy Center LLC | 57241 | Gainesville Renewable Energy Center | FL | Alachua | 1 | ST | V | 116.1 | 100 | 100 |  | 10 | 2013 | 10 | 2013 | WDS | [5 empty] | N | S |  | N | IPP Non-CHP | 2 | N
56615 | First Solar Energy LLC | 57295 | Alpine Solar | CA | Los Angeles | 1 | PV | V | 68 | 66 | 66 |  | 3 | 2012 | 2 | 2013 | SUN | [5 empty] | N | W | 108 | N | IPP Non-CHP | 2 | N
56615 | First Solar Energy LLC | 57373 | Agua Caliente Solar Project | AZ | Yuma | AGU3 | PV | U | 132 | 132 | 132 |  | 6 | 2013 | 6 | 2014 | SUN | [5 empty] | N | W | 192 | N | IPP Non-CHP | 2
56615 | First Solar Energy LLC | 57378 | AV Solar Ranch One | CA | Los Angeles | AVSR | PV | U | 253 | 253 | 253 |  | 12 | 2013 | 8 | 2013 | SUN | [5 empty] | N | W | 279 | N | IPP Non-CHP | 2 | N
56615 | First Solar Energy LLC | 57571 | Los Lunas Solar Energy Center | NM | Valencia | LMS2 | PV | U | 2 | 2 | 2 |  | 10 | 2013 | 10 | 2013 | SUN | [5 empty] | N | W | 4 | N | Electric Utility | 1
56615 | First Solar Energy LLC | 57575 | Deming Solar Energy Center | NM | Luna | HON2 | PV | U | 4 | 4 | 4 |  | 11 | 2013 | 11 | 2013 | SUN | [5 empty] | N | W | 8 | N | Electric Utility | 1
56615 | First Solar Energy LLC | 57695 | Topaz Solar Farm | CA | San Luis Obispo | TPZ1 | PV | V | 37.8 | 35.3 | 35.3 |  | 1 | 2013 | 2 | 2013 | SUN | [5 empty] | N | W | 20 | N | IPP Non-CHP | 2 | N
56615 | First Solar Energy LLC | 57695 | Topaz Solar Farm | CA | San Luis Obispo | TPZ2 | PV | U | 133 | 124.8 | 124.8 |  | 4 | 2013 | 7 | 2013 | SUN | [5 empty] | N | W | 212 | N | IPP Non-CHP | 2 | N
56615 | First Solar Energy LLC | 57695 | Topaz Solar Farm | CA | San Luis Obispo | TPZ3 | PV | U | 162.5 | 151.9 | 151.9 |  | 11 | 2013 | 2 | 2014 | SUN | [5 empty] | N | W | 258 | N | IPP Non-CHP | 2 | N
56615 | First Solar Energy LLC | 57695 | Topaz Solar Farm | CA | San Luis Obispo | TPZ4 | PV | L | 76.9 | 71.8 | 71.8 |  | 4 | 2014 | 6 | 2014 | SUN | [5 empty] | N | W |  | N | IPP Non-CHP | 2 | N
56615 | First Solar Energy LLC | 57695 | Topaz Solar Farm | CA | San Luis Obispo | TPZ5 | PV | L | 177.7 | 166 | 166 |  | 2 | 2015 | 2 | 2015 | SUN | [5 empty] | N | W |  | N | IPP Non-CHP | 2 | N
56615 | First Solar Energy LLC | 57993 | Desert Sunlight 300, LLC | CA | Riverside | DSL1 | PV | U | 40.3 | 40.3 | 40.3 |  | 8 | 2013 | 8 | 2013 | SUN | [5 empty] | N | J | 64 | N | IPP Non-CHP | 2 | N
56615 | First Solar Energy LLC | 57993 | Desert Sunlight 300, LLC | CA | Riverside | DSL10 | PV | T | 30.2 | 30.2 | 30.2 |  | 9 | 2013 | 9 | 2013 | SUN | [5 empty] | N | J | 24 | N | IPP Non-CHP | 2 | N
56615 | First Solar Energy LLC | 57993 | Desert Sunlight 300, LLC | CA | Riverside | DSL11 | PV | T | 20.2 | 20.2 | 20.2 |  | 9 | 2013 | 9 | 2013 | SUN | [5 empty] | N | J | 16 | N | IPP Non-CHP | 2 | N
56615 | First Solar Energy LLC | 57993 | Desert Sunlight 300, LLC | CA | Riverside | DSL2 | PV | U | 40.3 | 40.3 | 40.3 |  | 8 | 2013 | 8 | 2013 | SUN | [5 empty] | N | J | 64 | N | IPP Non-CHP | 2 | N
56615 | First Solar Energy LLC | 57993 | Desert Sunlight 300, LLC | CA | Riverside | DSL3 | PV | T | 40.3 | 40.3 | 40.3 |  | 10 | 2013 | 10 | 2013 | SUN | [5 empty] | N | J | 32 | N | IPP Non-CHP | 2 | N
56615 | First Solar Energy LLC | 57993 | Desert Sunlight 300, LLC | CA | Riverside | DSL4 | PV | T | 30.2 | 30.2 | 30.2 |  | 10 | 2013 | 10 | 2013 | SUN | [5 empty] | N | J | 24 | N | IPP Non-CHP | 2 | N
56615 | First Solar Energy LLC | 57993 | Desert Sunlight 300, LLC | CA | Riverside | DSL5 | PV | T | 25.2 | 25.2 | 25.2 |  | 6 | 2014 | 6 | 2014 | SUN | [5 empty] | N | J | 20 | N | IPP Non-CHP | 2 | N
56615 | First Solar Energy LLC | 57993 | Desert Sunlight 300, LLC | CA | Riverside | DSL6 | PV | T | 25.2 | 25.2 | 25.2 |  | 7 | 2014 | 7 | 2014 | SUN | [5 empty] | N | J | 20 | N | IPP Non-CHP | 2 | N
56615 | First Solar Energy LLC | 57993 | Desert Sunlight 300, LLC | CA | Riverside | DSL7 | PV | T | 20.2 | 20.2 | 20.2 |  | 8 | 2014 | 8 | 2014 | SUN | [5 empty] | N | J | 16 | N | IPP Non-CHP | 2 | N
56615 | First Solar Energy LLC | 57993 | Desert Sunlight 300, LLC | CA | Riverside | DSL8 | PV | T | 18.9 | 18.9 | 18.9 |  | 9 | 2014 | 9 | 2014 | SUN | [5 empty] | N | J | 15 | N | IPP Non-CHP | 2 | N
56615 | First Solar Energy LLC | 57993 | Desert Sunlight 300, LLC | CA | Riverside | DSL9 | PV | T | 22.7 | 22.7 | 22.7 |  | 10 | 2014 | 10 | 2014 | SUN | [5 empty] | N | J | 18 | N | IPP Non-CHP | 2 | N
56615 | First Solar Energy LLC | 58408 | Maryland Solar | MD | Washington | MSH1 | PV | U | 27 | 20 | 20 |  | 12 | 2013 | 12 | 2013 | SUN | [5 empty] | N | S | 27 | N | IPP Non-CHP | 2 | N
56615 | First Solar Energy LLC | 58466 | Mesa Solar Array | AZ | Maricopa | MSA1 | PV | V | 4 | 4 | 4 |  | 3 | 2013 | 3 | 2013 | SUN | [5 empty] | N | S |  | N | IPP Non-CHP | 2 | N
56615 | First Solar Energy LLC | 58467 | Campo Verde Solar | CA | Imperial | CVS1 | PV | U | 147.4 | 139 | 139 |  | 9 | 2013 | 9 | 2013 | SUN | [5 empty] | N | S |  | N | IPP Non-CHP | 2 | N
56615 | First Solar Energy LLC | 58468 | Imperial Solar Energy Center South | CA | Imperial | IVS1 | PV | U | 81.9 | 46.6 | 46.6 |  | 9 | 2013 | 9 | 2013 | SUN | [5 empty] | N | W |  | N | IPP Non-CHP | 2 | N
56615 | First Solar Energy LLC | 58468 | Imperial Solar Energy Center South | CA | Imperial | IVS2 | PV | U | 81.9 | 46.6 | 46.6 |  | 9 | 2013 | 9 | 2013 | SUN | [5 empty] | N | W |  | N | IPP Non-CHP | 2 | N
56615 | First Solar Energy LLC | 58520 | Otero Solar | NM | Otero | OTE1 | PV | T | 7.5 | 7.5 | 7.5 |  | 10 | 2013 | 10 | 2013 | SUN | [5 empty] | N | W | 10 | N | Electric Utility | 1 | N
56615 | First Solar Energy LLC | 58521 | Manzano Solar | NM | Valencia | MAN1 | PV | T | 8 | 8 | 8 |  | 10 | 2013 | 10 | 2013 | SUN | [5 empty] | N | W |  | N | Electric Utility | 1 | N
56615 | First Solar Energy LLC | 58542 | Desert Sunlight 250, LLC | CA | Riverside | DSL12 | PV | T | 39.1 | 39.1 | 39.1 |  | 11 | 2013 | 11 | 2013 | SUN | [5 empty] | N | J | 31 | N | IPP Non-CHP | 2 | N
56615 | First Solar Energy LLC | 58542 | Desert Sunlight 250, LLC | CA | Riverside | DSL13 | PV | T | 39.1 | 39.1 | 39.1 |  | 1 | 2014 | 1 | 2014 | SUN | [5 empty] | N | J | 31 | N | IPP Non-CHP | 2 | N
56615 | First Solar Energy LLC | 58542 | Desert Sunlight 250, LLC | CA | Riverside | DSL14 | PV | T | 26.5 | 26.5 | 26.5 |  | 2 | 2014 | 2 | 2014 | SUN | [5 empty] | N | J | 21 | N | IPP Non-CHP | 2 | N
56615 | First Solar Energy LLC | 58542 | Desert Sunlight 250, LLC | CA | Riverside | DSL15 | PV | T | 13.9 | 13.9 | 13.9 |  | 3 | 2014 | 3 | 2014 | SUN | [5 empty] | N | J | 11 | N | IPP Non-CHP | 2 | N
56615 | First Solar Energy LLC | 58542 | Desert Sunlight 250, LLC | CA | Riverside | DSL16 | PV | T | 22.7 | 22.7 | 22.7 |  | 9 | 2013 | 9 | 2013 | SUN | [5 empty] | N | J | 36 | N | IPP Non-CHP | 2 | N
56615 | First Solar Energy LLC | 58542 | Desert Sunlight 250, LLC | CA | Riverside | DSL17 | PV | T | 29 | 29 | 29 |  | 9 | 2013 | 9 | 2013 | SUN | [5 empty] | N | J | 23 | N | IPP Non-CHP | 2 | N
56615 | First Solar Energy LLC | 58542 | Desert Sunlight 250, LLC | CA | Riverside | DSL18 | PV | T | 29 | 29 | 29 |  | 4 | 2014 | 4 | 2014 | SUN | [5 empty] | N | J | 23 | N | IPP Non-CHP | 2 | N
56615 | First Solar Energy LLC | 58542 | Desert Sunlight 250, LLC | CA | Riverside | DSL19 | PV | T | 25.2 | 25.2 | 25.2 |  | 11 | 2014 | 11 | 2014 | SUN | [5 empty] | N | J | 20 | N | IPP Non-CHP | 2 | N
56615 | First Solar Energy LLC | 58542 | Desert Sunlight 250, LLC | CA | Riverside | DSL20 | PV | T | 25.2 | 25.2 | 25.2 |  | 9 | 2013 | 9 | 2013 | SUN | [5 empty] | N | J | 20 | N | IPP Non-CHP | 2 | N
56625 | Flat Water Wind Farm LLC | 57283 | Flat Water Wind Farm | NE | PAWNEE | WTG2 | WT | P | 10.5 | 10.5 | 10.5 |  | 12 | 2011 | 1 | 2014 | WND | [5 empty] | N | S | 7 | N | IPP Non-CHP | 2 | N
56633 | Lake Country Wind Energy | 57255 | Lake Country Wind Energy | MN | HENNEPIN | 1 | WT | T | 40 | 40 | 40 |  | 12 | 2011 | 6 | 2014 | WND | [5 empty] | N | S | 20 | N | IPP Non-CHP | 2 | N
56635 | NRG Marsh Landing LLC | 57267 | Marsh Landing Generating Station | CA | Contra Costa | 1 | GT | V | 207 | 180 | 180 |  | 5 | 2013 | 5 | 2013 | NG | [5 empty] | N | S |  | N | IPP Non-CHP | 2 | N
56635 | NRG Marsh Landing LLC | 57267 | Marsh Landing Generating Station | CA | Contra Costa | 2 | GT | V | 207 | 180 | 180 |  | 5 | 2013 | 5 | 2013 | NG | [5 empty] | N | S |  | N | IPP Non-CHP | 2 | N
56635 | NRG Marsh Landing LLC | 57267 | Marsh Landing Generating Station | CA | Contra Costa | 3 | GT | V | 207 | 180 | 180 |  | 5 | 2013 | 5 | 2013 | NG | [5 empty] | N | S |  | N | IPP Non-CHP | 2 | N
56635 | NRG Marsh Landing LLC | 57267 | Marsh Landing Generating Station | CA | Contra Costa | 4 | GT | V | 207 | 180 | 180 |  | 5 | 2013 | 5 | 2013 | NG | [5 empty] | N | S |  | N | IPP Non-CHP | 2 | N
56640 | Rice Solar Energy LLC | 57276 | Rice Solar Energy | CA | RIVERSIDE | RSE1 | OT | L | 170 | 150 | 150 |  | 10 | 2013 | 6 | 2016 | SUN | [5 empty] | N | S |  | N | Commercial Non-CHP | 4 | N
56641 | Tonopah Solar Energy LLC | 57275 | Crescent Dunes Solar Energy | NV | Nye | TSE-1 | CP | U | 125 | 110 | 110 |  | 7 | 2013 | 12 | 2013 | SUN | [5 empty] | N | S |  | N | IPP Non-CHP | 2 | N | Y
56660 | Mojave Solar LLC | 57331 | Mojave Solar Project | CA | San Bernardino | MSP1 | ST | U | 140 | 125 | 120 |  | 12 | 2013 | 5 | 2014 | SUN | [5 empty] | N | S |  | N | IPP Non-CHP | 2 | N
56660 | Mojave Solar LLC | 57331 | Mojave Solar Project | CA | San Bernardino | MSP2 | ST | U | 140 | 125 | 120 |  | 12 | 2013 | 5 | 2014 | SUN | [5 empty] | N | S |  | N | IPP Non-CHP | 2 | N
56676 | PV2 Energy, LLC | 57340 | Panoche Valley Solar Farm | CA | San Benito | 1 | PV | L | 399 | 399 | 399 |  | 7 | 2013 | 12 | 2016 | SUN | [5 empty] | N | S |  | N | IPP Non-CHP | 2 | N
56691 | Garrison Energy Center LLC | 57349 | Garrison Energy Center LLC | DE | KENT | CTG1 | CT | P | 235 | 183 | 183 |  | 6 | 2015 | 6 | 2015 | NG | DFO |  |  |  |  | Y | S | 2 | N | IPP Non-CHP | 2 | N
56691 | Garrison Energy Center LLC | 57349 | Garrison Energy Center LLC | DE | KENT | STG2 | CA | P | 126 | 126 | 126 |  | 6 | 2015 | 6 | 2015 | NG | DFO |  |  |  |  | Y | S | 2 | N | IPP Non-CHP | 2 | N
56694 | Thermo No 1 BE 01 LLC | 57353 | Thermo No 1 | UT | BEAVER | 2 | BT | U | 14 | 11 | 11 |  | 4 | 2013 | 4 | 2013 | GEO | [5 empty] | N | S |  | N | IPP Non-CHP | 2
56702 | 510 REPP One LLC | 57363 | 510 REPP One | NC | Northampton | 1 | PV | T | 1.3 | 1.3 | 1.3 |  | 12 | 2011 | 6 | 2013 | SUN | [5 empty] | N | W |  | N | IPP Non-CHP | 2 | N
56708 | MP Wilson LLC | 57370 | MP Wilson LLC | NC | Wilson | 1 | IC | P | 1.1 | 1.1 | 1.1 |  | 12 | 2011 | 10 | 2013 | LFG | [5 empty] | N | S |  | N | IPP Non-CHP | 2 | N
56708 | MP Wilson LLC | 57370 | MP Wilson LLC | NC | Wilson | 2 | IC | P | 1.1 | 1.1 | 1.1 |  | 12 | 2011 | 10 | 2013 | LFG | [5 empty] | N | S |  | N | IPP Non-CHP | 2 | N
56709 | Turning Point Solar LLC | 57371 | Turning Point Solar | OH | Noble | TPS50 | PV | L | 20 | 20 | 20 |  | 12 | 2012 | 4 | 2014 | SUN | [5 empty] | N | S |  | N | IPP Non-CHP | 2 | N
56709 | Turning Point Solar LLC | 57371 | Turning Point Solar | OH | Noble | TPS51 | PV | L | 15 | 15 | 15 |  | 12 | 2013 | 4 | 2015 | SUN | [5 empty] | N | S |  | N | IPP Non-CHP | 2 | N
56709 | Turning Point Solar LLC | 57371 | Turning Point Solar | OH | Noble | TPS52 | PV | L | 14.9 | 14.9 | 14.9 |  | 12 | 2014 | 4 | 2016 | SUN | [5 empty] | N | S |  | N | IPP Non-CHP | 2 | N
56723 | Genesis Solar LLC | 57394 | Genesis Solar Energy Project | CA | Riverside | GEN01 | ST | U | 125 | 125 | 125 |  | 4 | 2014 | 4 | 2014 | SUN | [5 empty] | N | W |  | N | IPP Non-CHP | 2 | N
56723 | Genesis Solar LLC | 57394 | Genesis Solar Energy Project | CA | Riverside | GEN02 | ST | V | 125 | 125 | 125 |  | 5 | 2013 | 11 | 2013 | SUN | [5 empty] | N | W |  | N | IPP Non-CHP | 2 | N
56743 | K Road Calico Solar, LLC | 57416 | K Road Calico Solar | CA | SAN BERNARDINO | 01 | PV | T | 275 | 275 | 275 |  | 12 | 2011 | 12 | 2014 | SUN | [5 empty] | N | S | 663 | N | IPP Non-CHP | 2 | N
56743 | K Road Calico Solar, LLC | 57416 | K Road Calico Solar | CA | SAN BERNARDINO | 02 | PV | T | 388.5 | 388.5 | 388.5 |  | 12 | 2011 | 12 | 2016 | SUN | [5 empty] | N | S |  | N | IPP Non-CHP | 2 | N
56748 | RP1 Fuel Cell LLC | 57419 | RPI Fuel Cell LLC | CA | San Bernardino | 0001 | FC | TS | 3 | 2.8 | 2.8 |  | 12 | 2013 | 1 | 2013 | OBG | NG |  |  |  |  | N | S |  | Y | IPP CHP | 3 | N
56751 | Yolo County of | 58204 | Grassland 3 Solar Project | CA | Yolo | INV3 | PV | P | 1 | 1 | 1 |  | 7 | 2013 | 7 | 2013 | SUN | [5 empty] | N | S |  | N | IPP Non-CHP | 2
56751 | Yolo County of | 58217 | Grassland 4 Solar Project | CA | Yolo | INV4 | PV | P | 1 | 1 | 1 |  | 7 | 2013 | 7 | 2013 | SUN | [5 empty] | N | S | 1 | N | IPP Non-CHP | 2
56762 | High Plains Ranch II, LLC | 57439 | California Valley Solar Ranch | CA | SAN LUIS OBISPO | HPR2 | PV | L | 60 | 60 | 60 |  | 12 | 2013 | 12 | 2013 | SUN | [5 empty] | N | S | 344 | N | IPP Non-CHP | 2
56762 | High Plains Ranch II, LLC | 57439 | California Valley Solar Ranch | CA | SAN LUIS OBISPO | HPR2C | PV | L | 123.5 | 123.5 | 123.5 |  | 10 | 2013 | 10 | 2013 | SUN | [5 empty] | N | S |  | N | IPP Non-CHP | 2 | N
56769 | Consolidated Edison Development Inc. | 58214 | West Greenwich Solar | RI | Kent | WGRI | PV | T | 1.9 | 1.9 | 1.9 |  | 5 | 2013 | 5 | 2013 | SUN | [5 empty] | N | S | 4 | N | IPP Non-CHP | 2
56769 | Consolidated Edison Development Inc. | 58373 | White River Solar | CA | Tulare | WRCA | PV | V | 20 | 20 | 20 |  | 8 | 2013 | 8 | 2013 | SUN | [5 empty] | N | S | 20 | N | IPP Non-CHP | 2
56769 | Consolidated Edison Development Inc. | 58374 | Corcoran Solar | CA | Kings | CSCA | PV | U | 20 | 20 | 20 |  | 11 | 2013 | 11 | 2013 | SUN | [5 empty] | N | S | 20 | N | IPP Non-CHP | 2
56769 | Consolidated Edison Development Inc. | 58385 | Northbridge Solar | MA | Worcester | NSMA | PV | U | 1.9 | 1.9 | 1.9 |  | 8 | 2013 | 8 | 2013 | SUN | [5 empty] | N | S | 4 | N | IPP Non-CHP | 2 | N
56771 | Black Hills Service Company LLC | 56998 | Pueblo Airport Generating Station | CO | Pueblo | GT3 | GT | L | 100 | 90 | 90 |  | 12 | 2016 | 12 | 2014 | NG | [5 empty] | N | W |  | N | IPP Non-CHP | 2
56771 | Black Hills Service Company LLC | 57703 | Cheyenne Prairie Generating Station | WY | Laramie | 01A | CT | P | 40 | 40 | 40 |  | 10 | 2014 | 10 | 2014 | NG | [5 empty] | N | J |  | N | IPP Non-CHP | 2
56771 | Black Hills Service Company LLC | 57703 | Cheyenne Prairie Generating Station | WY | Laramie | 01B | CT | P | 40 | 40 | 40 |  | 10 | 2014 | 10 | 2014 | NG | [5 empty] | N | J |  | N | IPP Non-CHP | 2
56771 | Black Hills Service Company LLC | 57703 | Cheyenne Prairie Generating Station | WY | Laramie | 01C | CA | P | 20 | 20 | 20 |  | 10 | 2014 | 10 | 2014 | WH | [5 empty] | N | J |  | N | IPP Non-CHP | 2
56771 | Black Hills Service Company LLC | 57703 | Cheyenne Prairie Generating Station | WY | Laramie | 02A | GT | P | 40 | 40 | 40 |  | 10 | 2014 | 10 | 2014 | NG | [5 empty] | N | W |  | N | IPP Non-CHP | 2
56771 | Black Hills Service Company LLC | 57703 | Cheyenne Prairie Generating Station | WY | Laramie | 02B | GT | P | 40 | 40 | 40 |  | 12 | 2018 | 12 | 2018 | NG | [5 empty] | N | W |  | N | IPP Non-CHP | 2
56771 | Black Hills Service Company LLC | 57703 | Cheyenne Prairie Generating Station | WY | Laramie | 03A | GT | P | 40 | 40 | 40 |  | 12 | 2018 | 12 | 2018 | NG | [5 empty] | N | W |  | N | IPP Non-CHP | 2
56789 | TBE Montgomery LLC | 57472 | TBE-Montgomery LLC | NY | Orange | CTG | CT | U | 12 | 11.6 | 14.4 | NA | 12 | 2012 | 12 | 2014 | OBG | OTH |  |  |  |  | N | S |  | N | IPP Non-CHP | 2 | Y
56789 | TBE Montgomery LLC | 57472 | TBE-Montgomery LLC | NY | Orange | STG | CA | U | 9 | 7.4 | 8.1 | NA | 12 | 2012 | 12 | 2014 | OBG | OTH |  |  |  |  | N | S |  | N | IPP Non-CHP | 2 | Y
56791 | Hudson Ranch Power I LLC | 58211 | Hudson Ranch Power II LLC | CA | Imperial | HR2 | ST | T | 55 | 49 | 49 |  | 10 | 2015 | 10 | 2015 | GEO | [5 empty] | N | S |  | N | IPP Non-CHP | 2 | N
56794 | CE Obsidian Energy LLC | 57477 | Black Rock I | CA | Imperial | G3201 | ST | L | 70 | 60 | 65 |  | 1 | 2015 | 1 | 2018 | GEO | [5 empty] | N | S |  | N | IPP Non-CHP | 2 | N
56794 | CE Obsidian Energy LLC | 57478 | Black Rock II | CA | Imperial | G3202 | ST | L | 70 | 60 | 65 |  | 3 | 2015 | 3 | 2018 | GEO | [5 empty] | N | S |  | N | IPP Non-CHP | 2 | N
56794 | CE Obsidian Energy LLC | 57479 | Black Rock III | CA | Imperial | G303 | ST | L | 70 | 60 | 65 |  | 5 | 2015 | 5 | 2018 | GEO | [5 empty] | N | S |  | N | IPP Non-CHP | 2 | N
56814 | Black Creek Renewable Energy LLC | 57492 | Sampson County Landfill | NC | Sampson | GEN6 | IC | V | 1.6 | 1.6 | 1.6 |  | 1 | 2013 | 9 | 2014 | LFG | [5 empty] | N | S |  | N | IPP Non-CHP | 2 | N
56814 | Black Creek Renewable Energy LLC | 57492 | Sampson County Landfill | NC | Sampson | GEN7 | IC | V | 1.6 | 1.6 | 1.6 |  | 8 | 2015 | 8 | 2015 | LFG | [5 empty] | N | S |  | N | IPP Non-CHP | 2 | N
56814 | Black Creek Renewable Energy LLC | 57492 | Sampson County Landfill | NC | Sampson | GEN8 | IC | V | 1.6 | 1.6 | 1.6 |  | 8 | 2015 | 8 | 2016 | LFG | [5 empty] | N | S |  | N | IPP Non-CHP | 2 | N
56819 | CSOLAR IV South LLC | 57490 | Imperial Solar Energy Center South | CA | Imperial | 56819 | PV | U | 128.9 | 128.9 | 128.9 |  | 1 | 2014 | 1 | 2014 | SUN | [5 empty] | N | S |  | N | IPP Non-CHP | 2
56825 | Oneida Energy Inc | 57503 | Oneida Energy | WI | Brown | CE1 | GT | T | 1.5 | 1.5 | 1.5 |  | 12 | 2011 | 12 | 2013 | NG | [5 empty] | N | S |  | N | IPP Non-CHP | 2 | Y |  | N
56855 | Performance Services | 57518 | Purdue Energy Park | IN | Tippecanoe | 1 | WT | P | 88 | 88 | 88 |  | 11 | 2012 | 7 | 2014 | WND | [5 empty] | N | S | 55 | N | IPP Non-CHP | 2 | N
56855 | Performance Services | 57518 | Purdue Energy Park | IN | Tippecanoe | 2 | WT | P | 5.5 | 5.5 | 5.5 |  | 11 | 2012 | 7 | 2013 | WND | [5 empty] | N | S | 2 | N | IPP Non-CHP | 2 | N
56867 | Greyback Wind LLC | 57527 | Painted Hills | CA | Riverside | 1 | WT | L | 17.5 | 17.5 | 17.5 |  | 10 | 2012 | 6 | 2014 | WND | [5 empty] | N | S | 13 | N | IPP Non-CHP | 2 | N
56870 | Blue Sky West LLC | 57531 | Bingham Wind | ME | Piscataquis | 1 | WT | P | 186 | 186 | 186 |  | 12 | 2013 | 12 | 2015 | WND | [5 empty] | N | S | 62 | N | IPP Non-CHP | 2 | N
56872 | Contra Costa Generating Station LLC | 57552 | Oakley Generating Station | CA | Contra Costa | CT1 | CT | L | 222.3 | 197.3 | 206.4 |  | 2 | 2014 | 12 | 2015 | NG | [5 empty] | N | S |  | N | IPP Non-CHP | 2 | N
56872 | Contra Costa Generating Station LLC | 57552 | Oakley Generating Station | CA | Contra Costa | CT2 | CT | L | 222.3 | 197.3 | 206.4 |  | 2 | 2014 | 12 | 2015 | NG | [5 empty] | N | S |  | N | IPP Non-CHP | 2 | N
56872 | Contra Costa Generating Station LLC | 57552 | Oakley Generating Station | CA | Contra Costa | ST | CA | L | 227.7 | 191.3 | 211 |  | 2 | 2014 | 12 | 2015 | NG | [5 empty] | N | S |  | N | IPP Non-CHP | 2 | N
56873 | Milford Wind Corridor Phase III LLC | 57546 | Milford Wind Corridor Phase III | UT | Beaver | 1 | WT | P | 100 | 100 | 100 |  | 10 | 2012 | 12 | 2015 | WND | [5 empty] | N | S | 50 | N | IPP Non-CHP | 2 | N
56895 | Pio Pico Energy Center LLC | 57555 | Pio Pico Energy Center | CA | SAN DIEGO | CTG1 | GT | L | 100 | 101 | 104.3 |  | 5 | 2014 | 5 | 2014 | NG | [5 empty] | N | S |  | N | IPP Non-CHP | 2 | N
56895 | Pio Pico Energy Center LLC | 57555 | Pio Pico Energy Center | CA | SAN DIEGO | CTG2 | GT | L | 100 | 101 | 104.3 |  | 5 | 2014 | 5 | 2014 | NG | [5 empty] | N | S |  | N | IPP Non-CHP | 2 | N
56895 | Pio Pico Energy Center LLC | 57555 | Pio Pico Energy Center | CA | SAN DIEGO | CTG3 | GT | L | 100 | 101 | 104.3 |  | 5 | 2014 | 5 | 2014 | NG | [5 empty] | N | S |  | N | IPP Non-CHP | 2 | N
56911 | Kalaeloa Solar One LLC | 57569 | Kalaeloa Solar One | HI | Honolulu | KS1-A | CP | L | 3 | 3.1 | 1.5 |  | 5 | 2012 | 6 | 2013 | SUN | [5 empty] | N | S |  | N | IPP Non-CHP | 2 | N
56911 | Kalaeloa Solar One LLC | 57569 | Kalaeloa Solar One | HI | Honolulu | KS1-B | CP | L | 3 | 3.1 | 1.5 |  | 5 | 2012 | 6 | 2013 | SUN | [5 empty] | N | S |  | N | IPP Non-CHP | 2 | N
56912 | V.H. Cooper & Co., Inc. | 57570 | Cooper Farms VW Project | OH | Van Wert | WTG | WT | U | 3 | 3 | 3 |  | 11 | 2011 | 2 | 2013 | WND | [5 empty] | N | S | 2 | N | Industrial Non-CHP | 6 | N
56935 | Number Nine Wind Farm LLC | 57612 | Number Nine Wind Farm | ME | Aroostook | GEN1 | WT | P | 200 | 200 | 200 |  | 12 | 2013 | 12 | 2020 | WND | [5 empty] | N | S | 121 | N | IPP Non-CHP | 2
56937 | Rising Tree Wind Farm LLC | 57621 | Rising Tree Wind Farm | CA | Kern | GEN1 | WT | P | 150 | 150 | 150 |  | 12 | 2013 | 12 | 2015 | WND | [5 empty] | N | S | 90 | N | IPP Non-CHP | 2 | N
56941 | Meadow Lake Wind Farm V LLC | 57628 | Meadow Lake Wind Farm V LLC | IN | White | GEN1 | WT | L | 100 | 100 | 100 |  | 10 | 2012 | 12 | 2015 | WND | [5 empty] | N | S | 56 | N | IPP Non-CHP | 2 | N
56943 | Blackstone Wind Farm III LLC | 57618 | Blackstone Wind Farm III | IL | Livingston | GEN1 | WT | P | 200 | 200 | 200 |  | 12 | 2011 | 12 | 2022 | WND | [5 empty] | N | S | 121 | N | IPP Non-CHP | 2 | N
56944 | Blackstone Wind Farm IV LLC | 57619 | Blackstone Wind Farm IV | IL | Livingston | GEN1 | WT | P | 100 | 100 | 100 |  | 12 | 2013 | 12 | 2022 | WND | [5 empty] | N | S | 60 | N | IPP Non-CHP | 2 | N
56946 | Hidalgo Wind Farm LLC | 57617 | Hidalgo Wind Farm LLC | TX | Hidalgo & Starr | GEN1 | WT | P | 100 | 100 | 100 |  | 12 | 2013 | 12 | 2014 | WND | [5 empty] | N | S | 56 | N | IPP Non-CHP | 2 | N
56947 | Antelope Ridge Wind Power LLC | 57615 | Antelope Ridge Wind Power | OR | Unioin | GEN1 | WT | T | 300 | 300 | 300 |  | 12 | 2011 | 12 | 2019 | WND | [5 empty] | N | S | 181 | N | IPP Non-CHP | 2 | N
56948 | Waverly Wind Farm LLC | 57614 | Waverly Wind Farm LLC | KS | Coffey | GEN1 | WT | P | 200 | 200 | 200 |  | 12 | 2013 | 12 | 2014 | WND | [5 empty] | N | S | 121 | N | IPP Non-CHP | 2 | N
56949 | Paulding Wind Farm LLC | 57611 | Paulding Wind Farm LLC | OH | Paulding | GEN1 | WT | L | 49 | 49 | 49 |  | 12 | 2012 | 12 | 2022 | WND | [5 empty] | N | S | 29 | N | IPP Non-CHP | 2 | N
56963 | Beaver Wood Energy Fair Haven, LLC | 57634 | Beaver Wood Energy Fair Haven, LLC | VT | Rutland | GEN1 | ST | L | 34 | 29.5 | 30 |  | 10 | 2013 | 10 | 2015 | OBS | DFO |  |  |  |  | N | S |  | Y | IPP CHP | 3 | N
56970 | FRV Mojave Solar 4 LP | 57641 | Antelope Solar Farm | CA | Los Angeles | FRV2 | PV | P | 20 | 20 | 20 |  | 12 | 2013 | 6 | 2014 | SUN | [5 empty] | N | S | 22 | N | IPP Non-CHP | 2 | N
56979 | Adobe Solar LLC | 57651 | FRV Cygnus Solar Project | CA | KERN | FRV3 | PV | P | 20 | 20 | 20 |  | 12 | 2013 | 12 | 2013 | SUN | [5 empty] | N | S | 22 | N | IPP Non-CHP | 2 | N
56980 | Regulus Solar LP | 57650 | FRV Regulus Solar Project | CA | Kern | FRV4 | PV | P | 67.5 | 67.5 | 67.5 |  | 6 | 2014 | 6 | 2014 | SUN | [5 empty] | N | S | 66 | N | IPP Non-CHP | 2 | N
56983 | Gibson County Generation LLC | 57709 | Gibson County Generation Station | TN | Gibson | 1 | CC | P | 432 | 371 | 417 |  | 6 | 2015 | 12 | 2016 | NG | [5 empty] | N | S |  | N | IPP Non-CHP | 2 | N
56987 | RRE Austin Solar LLC | 57659 | Pflugerville Solar Farm | TX | Travis | PSF | PV | T | 60 | 60 | 60 |  | 4 | 2014 | 10 | 2014 | SUN | [5 empty] | N | S |  | N | IPP Non-CHP | 2 | N
57003 | Arlington Valley Solar Energy LLC | 57679 | Arlington Valley Solar Energy I | AZ | Maricopa | AVSE1 | PV | T | 127 | 125 | 125 |  | 12 | 2014 | 12 | 2014 | SUN | [5 empty] | N | S | 127 | N | IPP Non-CHP | 2 | N
57004 | Arlington Valley Solar Energy II LLC | 57680 | Arlington Valley Solar Energy II | AZ | Maricopa | AVSE1 | PV | T | 19 | 18.5 | 18.5 |  | 8 | 2013 | 8 | 2013 | SUN | [5 empty] | N | S |  | N | IPP Non-CHP | 2 | N
57004 | Arlington Valley Solar Energy II LLC | 57680 | Arlington Valley Solar Energy II | AZ | Maricopa | AVSE2 | PV | T | 28 | 27.3 | 27.3 |  | 8 | 2013 | 8 | 2013 | SUN | [5 empty] | N | S | 127 | N | IPP Non-CHP | 2 | N
57004 | Arlington Valley Solar Energy II LLC | 57680 | Arlington Valley Solar Energy II | AZ | Maricopa | AVSE3 | PV | T | 28 | 27.3 | 27.3 |  | 8 | 2013 | 8 | 2013 | SUN | [5 empty] | N | S |  | N | IPP Non-CHP | 2 | N
57004 | Arlington Valley Solar Energy II LLC | 57680 | Arlington Valley Solar Energy II | AZ | Maricopa | AVSE4 | PV | T | 26 | 25 | 25 |  | 8 | 2013 | 8 | 2013 | SUN | [5 empty] | N | S |  | N | IPP Non-CHP | 2 | N
57004 | Arlington Valley Solar Energy II LLC | 57680 | Arlington Valley Solar Energy II | AZ | Maricopa | AVSE5 | PV | T | 28 | 27.3 | 27.3 |  | 8 | 2013 | 8 | 2013 | SUN | [5 empty] | N | S |  | N | IPP Non-CHP | 2 | N
57009 | Blue Chip Energy LLC | 57686 | Sorrento | FL | Lake | 1 | PV | U | 40 | 40 | 40 |  | 8 | 2011 | 12 | 2014 | SUN | [5 empty] | N | S |  | N | IPP Non-CHP | 2 | N
57017 | DOE National Renewable Energy Laboratory | 57694 | DOE Golden NREL Main Campus | CO | Jefferson | PARKG | PV | TS | 1.2 | 1.2 | 1.2 |  | 1 | 2012 | 1 | 2013 | SUN | [5 empty] | N | S | 1 | N | Commercial Non-CHP | 4 | N
57028 | West Butte Wind Power LLC | 57704 | West Butte Wind Power Project | OR | Crook | WB-1 | WT | L | 104 | 104 | 104 |  | 11 | 2013 | 11 | 2013 | WND | [5 empty] | N | S | 45 | N | IPP Non-CHP | 2 | N
57031 | Beacon Power LLC | 57716 | Hazle Spindle | PA | Luzerne | HRS1 | FW | U | 20 | 20 | 20 |  | 1 | 2012 | 9 | 2013 | MWH | [5 empty] | N | W |  | N | IPP Non-CHP | 2 | N
57081 | Washington Gas Energy Services, Inc. | 58403 | Bellingham PV | MA | Worcester | SO032 | PV | L | 3 | 3 | 3 |  | 6 | 2013 | 6 | 2013 | SUN | [5 empty] | N | S | 6 | N | IPP Non-CHP | 2 | N
57081 | Washington Gas Energy Services, Inc. | 58410 | Marshfield PV | MA | Plymouth | SO032 | PV | L | 3 | 3 | 3 |  | 10 | 2013 | 10 | 2013 | SUN | [5 empty] | N | S | 4 | N | IPP Non-CHP | 2 | N
57081 | Washington Gas Energy Services, Inc. | 58411 | Orange PV | MA | Franklin | SO023 | PV | L | 2 | 2 | 2 |  | 7 | 2013 | 7 | 2013 | SUN | [5 empty] | N | S | 4 | N | IPP Non-CHP | 2 | N
57081 | Washington Gas Energy Services, Inc. | 58412 | Maynard PV | MA | Middlesex | SO026 | PV | L | 1 | 1 | 1 |  | 6 | 2013 | 6 | 2013 | SUN | [5 empty] | N | S | 2 | N | IPP Non-CHP | 2 | N
57081 | Washington Gas Energy Services, Inc. | 58423 | Southbridge PV | MA | Worcester | SO022 | PV | U | 3 | 3 | 3 |  | 5 | 2013 | 5 | 2013 | SUN | [5 empty] | N | S | 6 | N | IPP Non-CHP | 2 | N
57109 | St Joseph Energy Center LLC | 57794 | St Joseph Energy Center | IN | St Joseph | 2 | CC | L | 670 | 642 | 670 |  | 6 | 2016 | 6 | 2016 | NG | [5 empty] | N | S |  | N | IPP Non-CHP | 2 | N
57146 | Tulsa LFG LLC | 57828 | Tulsa LFG LLC | OK | Osage | GEN1 | IC | U | 1.6 | 1.6 | 1.6 |  | 8 | 2013 | 3 | 2013 | LFG | [5 empty] | N | S |  | N | IPP Non-CHP | 2 | N
57146 | Tulsa LFG LLC | 57828 | Tulsa LFG LLC | OK | Osage | GEN2 | IC | U | 1.6 | 1.6 | 1.6 |  | 8 | 2013 | 3 | 2013 | LFG | [5 empty] | N | S |  | N | IPP Non-CHP | 2 | N
57165 | Otay Landfill Gas LLC | 52204 | Otay | CA | SAN DIEGO | OTA5 | IC | P | 1.6 | 1.5 | 1.5 |  | 9 | 2013 | 9 | 2013 | LFG | LFG |  |  |  |  | N | S |  | N | IPP Non-CHP | 2
57165 | Otay Landfill Gas LLC | 52204 | Otay | CA | SAN DIEGO | OTA6 | IC | P | 1.6 | 1.5 | 1.5 |  | 9 | 2013 | 9 | 2013 | LFG | LFG |  |  |  |  | N | S |  | N | IPP Non-CHP | 2
57166 | CPV Shore LLC | 57839 | Woodbridge Energy Center | NJ | Middlesex | CT001 | CC | L | 240 | 240 | 240 |  | 6 | 2015 | 6 | 2015 | NG | [5 empty] | N | S |  | N | IPP Non-CHP | 2
57166 | CPV Shore LLC | 57839 | Woodbridge Energy Center | NJ | Middlesex | CT002 | CC | L | 240 | 240 | 240 |  | 6 | 2015 | 6 | 2015 | NG | [5 empty] | N | S |  | N | IPP Non-CHP | 2
57176 | WC Landfill Energy LLC | 57848 | WC Landfill Energy LLC | NJ | Warren | SOLAR | PV | V | 1.2 | 1.2 | 1.2 |  | 12 | 2012 | 5 | 2013 | SUN | [5 empty] | N | W | 2 | N | IPP Non-CHP | 2 | N
57193 | K Road Moapa Solar LLC | 57859 | K Road Moapa Solar | NV | Clark | 1 | PV | L | 250 | 250 | 250 |  | 12 | 2013 | 12 | 2014 | SUN | [5 empty] | N | S | 250 | N | IPP Non-CHP | 2
57260 | CSOLAR IV West LLC | 57491 | Imperial Solar Energy Center West | CA | Imperial | 56819 | PV | P | 148.7 | 148.7 | 148.7 |  | 12 | 2015 | 12 | 2015 | SUN | [5 empty] | N | S |  | N | IPP Non-CHP | 2
57271 | NRG Solar Borrego I | 57455 | NRG Solar Borrego I | CA | San Diego | SB1 | PV | V | 26 | 26 | 26 |  | 12 | 2011 | 1 | 2013 | SUN | [5 empty] | N | S |  | N | IPP Non-CHP | 2 | N
57277 | Hidden Hills Solar I LLC | 57905 | Hidden Hills Solar Plant 1 | CA | Inyo | 1 | ST | L | 250 | 250 | 250 |  | 3 | 2015 | 3 | 2015 | SUN | NG |  |  |  |  | N | S | 1 | N | IPP Non-CHP | 2 | N
57278 | Hidden Hills Solar II LLC | 57906 | Hidden Hills Solar Plant 2 | CA | Inyo | 1 | ST | L | 250 | 250 | 250 |  | 3 | 2015 | 9 | 2015 | SUN | NG |  |  |  |  | N | S | 1 | N | IPP Non-CHP | 2 | N
57282 | Piedmont Green Power | 57909 | Piedmont Green Power | GA | Lamar | GEN1 | ST | TS | 60 | 54.5 | 54.5 |  | 10 | 2012 | 3 | 2013 | WDS |  | OBL |  |  |  | N | W |  | N | IPP Non-CHP | 2 | N
57331 | Soitec Solar Development LLC | 57957 | LanEast Solar Farm LLC | CA | San Diego | 1 | PV | L | 20.2 | 20.2 | 20.2 |  | 5 | 2013 | 10 | 2014 | SUN | [5 empty] | N | S | 32 | N | IPP Non-CHP | 2 | N
57331 | Soitec Solar Development LLC | 57958 | LanWest Solar Farm LLC | CA | San Diego | 1 | PV | L | 5 | 5 | 5 |  | 1 | 2014 | 10 | 2014 | SUN | [5 empty] | N | S | 8 | N | IPP Non-CHP | 2 | N
57331 | Soitec Solar Development LLC | 57959 | Desert Green Solar Farm LLC | CA | San Diego | 1 | PV | L | 6.5 | 6.5 | 6.5 |  | 5 | 2013 | 10 | 2013 | SUN | [5 empty] | N | S | 8 | N | IPP Non-CHP | 2 | N
57331 | Soitec Solar Development LLC | 57960 | Rugged Solar LLC | CA | San Diego | 1 | PV | L | 80 | 80 | 80 |  | 12 | 2014 | 12 | 2014 | SUN | [5 empty] | N | S | 118 | N | IPP Non-CHP | 2 | N
57331 | Soitec Solar Development LLC | 57961 | Tierra Del Sol Solar Farm LLC | CA | San Diego | 1 | PV | L | 45 | 45 | 45 |  | 4 | 2015 | 12 | 2014 | SUN | [5 empty] | N | S | 90 | N | IPP Non-CHP | 2 | N
57355 | Stephens Ranch Wind Energy LLC | 57983 | Stephens Ranch Wind Energy LLC | TX | Borden | 1 | WT | P | 377.5 | 377.5 | 377.5 |  | 12 | 2013 | 4 | 2014 | WND | [5 empty] | N | S | 233 | N | IPP Non-CHP | 2 | N
57365 | Consolidated Edison Solutions Inc | 58174 | Wilson Solar | MA | Worcester | WSMA | PV | U | 2 | 2 | 2 |  | 4 | 2013 | 4 | 2013 | SUN | [5 empty] | N | S | 4 | N | IPP Non-CHP | 2 | N
57365 | Consolidated Edison Solutions Inc | 58362 | Quittacas Pond Solar | MA | Plymouth | QPMA | PV | T | 3.5 | 3.5 | 3.5 |  | 10 | 2013 | 10 | 2013 | SUN | [5 empty] | N | S | 7 | N | IPP Non-CHP | 2 | N
57365 | Consolidated Edison Solutions Inc | 58514 | Desert Hot Springs Solar | CA | Riverside | DHCA | PV | L | 2.3 | 2.2 | 2.2 |  | 12 | 2013 | 12 | 2013 | SUN | [5 empty] | N | S | 3 | N | IPP Non-CHP | 2 | N
57369 | Apple, Inc | 57994 | Apple Data Center PV | NC | Catabwa | PV1 | PV | TS | 21 | 20 | 20 |  | 2 | 2013 | 2 | 2013 | SUN | [5 empty] | N | S | 28 | N | Commercial Non-CHP | 4 | N
57369 | Apple, Inc | 58264 | Apple Data Center - Fuel Cell 1&2 | NC | Catawba | FC2 | FC | V | 5.5 | 5.2 | 5.2 |  | 3 | 2013 | 3 | 2013 | LFG | [5 empty] | N | S |  | N | Commercial Non-CHP | 4 | N
57377 | PPG - O&M Panda Temple Power LLC | 58001 | Panda Temple Power Station | TX | Bell | CTG-1 | CT | U | 232 | 204 | 230 |  | 6 | 2014 | 6 | 2014 | NG | [5 empty] | N | S |  | N | IPP Non-CHP | 2 | N
57377 | PPG - O&M Panda Temple Power LLC | 58001 | Panda Temple Power Station | TX | Bell | CTG-2 | CT | U | 232 | 204 | 230 |  | 6 | 2014 | 6 | 2014 | NG | [5 empty] | N | S |  | N | IPP Non-CHP | 2 | N
57377 | PPG - O&M Panda Temple Power LLC | 58001 | Panda Temple Power Station | TX | Bell | CTG-3 | CT | U | 232 | 204 | 230 |  | 6 | 2015 | 6 | 2015 | NG | [5 empty] | N | S |  | N | IPP Non-CHP | 2 | N
57377 | PPG - O&M Panda Temple Power LLC | 58001 | Panda Temple Power Station | TX | Bell | CTG-4 | CT | U | 232 | 204 | 230 |  | 6 | 2015 | 6 | 2015 | NG | [5 empty] | N | S |  | N | IPP Non-CHP | 2 | N
57377 | PPG - O&M Panda Temple Power LLC | 58001 | Panda Temple Power Station | TX | Bell | STG-1 | CA | U | 339.2 | 309 | 320 |  | 6 | 2014 | 6 | 2014 | NG | [5 empty] | N | S |  | N | IPP Non-CHP | 2 | N
57377 | PPG - O&M Panda Temple Power LLC | 58001 | Panda Temple Power Station | TX | Bell | STG-2 | CA | U | 339.2 | 309 | 320 |  | 6 | 2015 | 6 | 2015 | NG | [5 empty] | N | S |  | N | IPP Non-CHP | 2 | N
57379 | PPG - O&M Panda Sherman Power LLC | 58005 | Panda Sherman Power Station | TX | Grayson | CTG-1 | CT | U | 232 | 204 | 230 |  | 6 | 2014 | 6 | 2014 | NG | [5 empty] | N | S |  | N | IPP Non-CHP | 2 | N
57379 | PPG - O&M Panda Sherman Power LLC | 58005 | Panda Sherman Power Station | TX | Grayson | CTG-2 | CT | U | 232 | 204 | 230 |  | 6 | 2014 | 6 | 2014 | NG | [5 empty] | N | S |  | N | IPP Non-CHP | 2 | N
57379 | PPG - O&M Panda Sherman Power LLC | 58005 | Panda Sherman Power Station | TX | Grayson | STG-1 | CA | U | 339.2 | 309 | 320 |  | 6 | 2014 | 6 | 2014 | NG | [5 empty] | N | S |  | N | IPP Non-CHP | 2 | N
57389 | IKEA Property Inc | 58014 | IKEA Perryville 460 | MD | Cecil | PV | PV | U | 2.1 | 2 | 2 |  | 2 | 2013 | 2 | 2013 | SUN | [5 empty] | N | S | 8 | N | Commercial Non-CHP | 4
57389 | IKEA Property Inc | 58016 | IKEA Westhampton 061 | NJ | Burlington | PV | PV | U | 1.8 | 1.8 | 1.8 |  | 2 | 2013 | 2 | 2013 | SUN | [5 empty] | N | S | 4 | N | Commercial Non-CHP | 4 | N
57391 | Copper Mountain Solar 2, LLC | 58017 | Copper Mountain Solar 2 | NV | Clark | PV04 | PV | T | 30 | 30 | 30 |  | 10 | 2014 | 10 | 2014 | SUN | [5 empty] | N | S | 48 | N | IPP Non-CHP | 2
57391 | Copper Mountain Solar 2, LLC | 58017 | Copper Mountain Solar 2 | NV | Clark | PV05 | PV | T | 30 | 30 | 30 |  | 12 | 2014 | 12 | 2014 | SUN | [5 empty] | N | S | 48 | N | IPP Non-CHP | 2
57406 | Deepwater Wind Block Island LLC | 58035 | Block Island Wind Farm | RI | Washington | BIWF | WS | L | 30 | 29.3 | 29.3 |  | 8 | 2015 | 8 | 2015 | WND | [5 empty] | N | S | 5 | N | IPP Non-CHP | 2 | N
57411 | KDC Solar O&M LLC | 58090 | Middlesex Apple Orchard Solar | NJ | Middlesex | SEF-1 | PV | V | 1.3 | 1.3 | 1.3 |  | 12 | 2012 | 3 | 2013 | SUN | [5 empty] | N | S | 14 | N | Commercial Non-CHP | 4 | N
57411 | KDC Solar O&M LLC | 58090 | Middlesex Apple Orchard Solar | NJ | Middlesex | SEF-2 | PV | V | 3.4 | 3.4 | 3.4 |  | 12 | 2012 | 3 | 2013 | SUN | [5 empty] | N | S | 9 | N | Commercial Non-CHP | 4 | N
57411 | KDC Solar O&M LLC | 58358 | North Jersey Media Group Solar Facility | NJ | Morris | NJMG | PV | V | 4.1 | 4.1 | 4.1 |  | 3 | 2013 | 3 | 2013 | SUN | [5 empty] | N | W | 10 | N | Commercial Non-CHP | 4 | N
57411 | KDC Solar O&M LLC | 58364 | Mountain Creek Solar Facility | NJ | Sussex | MC | PV | U | 4.6 | 4.6 | 4.6 |  | 4 | 2014 | 4 | 2014 | SUN | [5 empty] | N | S | 8 | N | Commercial Non-CHP | 4
57414 | Eli Lilly and Company | 58043 | Lilly Technical Center | IN | Marion | 5 | ST | OT | 1 | 1 | 1 |  | 1 | 2014 | 1 | 2014 | PUR | [5 empty] | N | S | 1 | N | Industrial Non-CHP | 6 | N
57421 | BayWa r.e Wind LLC | 58464 | Broadview Energy Prime LLC | NM | Curry | 0001 | WT | L | 9.9 | 4.3 | 4.3 |  | 12 | 2013 | 12 | 2013 | WND | [5 empty] | N | W | 12 | N | IPP Non-CHP | 2
57421 | BayWa r.e Wind LLC | 58465 | Broadview Energy Prime 2 LLC | NM | Curry | 0002 | WT | L | 9.9 | 4.3 | 4.3 |  | 12 | 2013 | 12 | 2013 | WND | [5 empty] | N | W | 12 | N | IPP Non-CHP | 2
57430 | Berlin Station, LLC | 58054 | Burgess BioPower | NH | Coos | ST01 | ST | V | 75 | 67.5 | 67.5 |  | 10 | 2013 | 10 | 2013 | WDS | [5 empty] | N | S | 1 | N | IPP Non-CHP | 2
57457 | Hess NEC, LLC | 58079 | Newark Energy Center | NJ | Essex | GT-1 | CT | T | 225 | 200 | 225 | CCST | 7 | 2015 | 7 | 2015 | NG | [5 empty] | N | J |  | N | IPP Non-CHP | 2 | N
57457 | Hess NEC, LLC | 58079 | Newark Energy Center | NJ | Essex | GT-2 | CT | T | 225 | 200 | 225 | CCST | 7 | 2015 | 7 | 2015 | NG | [5 empty] | N | J |  | N | IPP Non-CHP | 2 | N
57457 | Hess NEC, LLC | 58079 | Newark Energy Center | NJ | Essex | STG-1 | CA | T | 285 | 285 | 220 | CCST | 7 | 2015 | 7 | 2015 | NG | [5 empty] | N | J |  | N | IPP Non-CHP | 2 | N
57469 | Stony Creek Wind Farm NY | 58088 | Stony Creek Wind Farm NY | NY | Wyoming | 1 | WT | U | 94.4 | 94.4 | 94.4 |  | 12 | 2013 | 12 | 2013 | WND | [5 empty] | N | S | 59 | N | IPP Non-CHP | 2 | N
57470 | Noble Energy Systems, Inc. | 58087 | Pea Patch Wind Farm | MD | Garrett | PEAP | WT | T | 50 | 50 | 50 |  | 3 | 2013 | 6 | 2013 | WND | [5 empty] | N | S | 35 | N | IPP Non-CHP | 2 | N
57475 | HOW GM LLC | 58097 | HOW GM1 | MA | Barnstable | 1 | PV | P | 3.5 | 3.5 | 3.5 |  | 6 | 2013 | 6 | 2013 | SUN | [5 empty] | N | W | 7 | N | IPP Non-CHP | 2
57485 | Diamond State Generation Partners, LLC | 58433 | Red Lion Energy Center | DE | New Castle | RED2 | FC | V | 6.4 | 6.4 | 6.4 |  | 6 | 2013 | 6 | 2013 | NG | [5 empty] | N | S |  | N | IPP Non-CHP | 2 | N
57485 | Diamond State Generation Partners, LLC | 58433 | Red Lion Energy Center | DE | New Castle | RED3 | FC | U | 3.7 | 3.7 | 3.7 |  | 8 | 2013 | 8 | 2013 | NG | [5 empty] | N | S |  | N | IPP Non-CHP | 2 | N
57485 | Diamond State Generation Partners, LLC | 58433 | Red Lion Energy Center | DE | New Castle | RED4 | FC | U | 3.7 | 3.7 | 3.7 |  | 9 | 2013 | 9 | 2013 | NG | [5 empty] | N | S |  | N | IPP Non-CHP | 2 | N
57485 | Diamond State Generation Partners, LLC | 58433 | Red Lion Energy Center | DE | New Castle | RED5 | FC | U | 3.7 | 3.7 | 3.7 |  | 11 | 2013 | 11 | 2013 | NG | [5 empty] | N | S |  | N | IPP Non-CHP | 2 | N
57485 | Diamond State Generation Partners, LLC | 58433 | Red Lion Energy Center | DE | New Castle | RED6 | FC | U | 3.7 | 3.7 | 3.7 |  | 12 | 2013 | 12 | 2013 | NG | [5 empty] | N | S |  | N | IPP Non-CHP | 2 | N
57499 | NRG Energy Services | 57073 | Ivanpah 2 | CA | San Bernardino | ST1 | ST | V | 133 | 133 | 133 |  | 12 | 2011 | 4 | 2013 | SUN | [5 empty] | N | W |  | N | IPP Non-CHP | 2 | N
57499 | NRG Energy Services | 57074 | Ivanpah 1 | CA | San Bernardino | ST1 | ST | V | 125 | 125 | 125 |  | 12 | 2010 | 6 | 2013 | SUN | [5 empty] | N | W |  | N | IPP Non-CHP | 2 | N
57499 | NRG Energy Services | 57075 | Ivanpah 3 | CA | San Bernardino | ST1 | ST | V | 133 | 133 | 133 |  | 12 | 2012 | 12 | 2013 | SUN | [5 empty] | N | W |  | N | IPP Non-CHP | 2 | N
58111 | RE Kansas South LLC | 58148 | RE Kansas South LLC | CA | Kings | KS | PV | V | 20 | 20 | 20 |  | 2 | 2013 | 2 | 2013 | SUN | [5 empty] | N | S | 40 | N | IPP Non-CHP | 2 | N
58112 | TA-High Desert LLC | 58149 | TA-High Desert LLC | CA | Los Angeles | TAHD | PV | V | 20 | 20 | 20 |  | 2 | 2013 | 2 | 2013 | SUN | [5 empty] | N | S | 40 | N | IPP Non-CHP | 2 | N
58135 | Ecos Energy LLC | 58164 | Slayton Solar | MN | Murray | PV1 | PV | TS | 1.7 | 1.7 | 1.7 | PV1 | 1 | 2013 | 1 | 2013 | SUN | [5 empty] | N | J | 4 | N | IPP Non-CHP | 2 | N
58135 | Ecos Energy LLC | 58508 | Bear Creek Solar | CA | San Joaquin | PV3 | PV | L | 1.5 | 1.5 | 1.5 |  | 11 | 2013 | 11 | 2013 | SUN | [5 empty] | N | S | 6668 | N | IPP Non-CHP | 2 | N
58135 | Ecos Energy LLC | 58509 | Vintner Solar | CA | San Luis Obispo | PV4 | PV | L | 1.5 | 1.5 | 1.5 |  | 10 | 2013 | 10 | 2013 | SUN | [5 empty] | N | S | 6668 | N | IPP Non-CHP | 2 | N
58135 | Ecos Energy LLC | 58510 | Kettleman Solar Project | CA | San Joaquin | PV5 | PV | L | 1 | 1 | 1 |  | 10 | 2013 | 10 | 2013 | SUN | [5 empty] | N | S | 4446 | N | IPP Non-CHP | 2 | N
58146 | Gaelectric LLC | 58175 | Jawbone Wind Project | MT | Wheatland | JWPI | WT | P | 131.1 | 131.1 | 131.1 |  | 12 | 2014 | 12 | 2014 | WND | [5 empty] | N | S | 57 | N | IPP Non-CHP | 2 | N
58168 | Rio Mesa Solar I LLC | 58188 | Rio Mesa Solar Facility 1 | CA | Riverside | 1 | ST | L | 250 | 250 | 250 |  | 12 | 2015 | 12 | 2015 | SUN | NG |  |  |  |  | N | S | 1 | N | IPP Non-CHP | 2 | N
58169 | Rio Mesa Solar II LLC | 58189 | Rio Mesa SEGF 2 | CA | Riverside | 1 | ST | L | 250 | 250 | 250 |  | 10 | 2015 | 3 | 2016 | SUN | NG |  |  |  |  | N | S | 1 | N | IPP Non-CHP | 2 | N |  | N |  | N
58175 | RE Victor Phelan Solar One LLC | 58202 | RE Victor Phelan Solar One LLC | CA | San Bernardino | VPS1 | PV | V | 20 | 20 | 20 |  | 8 | 2013 | 8 | 2013 | SUN | [5 empty] | N | S | 40 | N | IPP Non-CHP | 2
58178 | GSA Metropolitan Service Center | 58207 | Central Utility Plant at White Oak | MD | Montgomery | G12 | ST | U | 5 | 5 | 5 |  | 12 | 2013 | 12 | 2013 | NG | DFO |  |  |  |  | Y | S |  | Y | IPP CHP | 3 | N
58178 | GSA Metropolitan Service Center | 58207 | Central Utility Plant at White Oak | MD | Montgomery | G7 | GT | V | 7.5 | 7.5 | 8 |  | 12 | 2013 | 12 | 2013 | NG | DFO |  |  |  |  | Y | S |  | Y | IPP CHP | 3 | N
58178 | GSA Metropolitan Service Center | 58207 | Central Utility Plant at White Oak | MD | Montgomery | G8 | GT | V | 7.5 | 7.5 | 8 |  | 12 | 2013 | 12 | 2013 | NG | DFO |  |  |  |  | Y | S |  | Y | IPP CHP | 3 | N
58178 | GSA Metropolitan Service Center | 58207 | Central Utility Plant at White Oak | MD | Montgomery | G9 | GT | V | 4.3 | 4.3 | 4.6 |  | 12 | 2013 | 12 | 2013 | NG | [5 empty] | N | S |  | Y | IPP CHP | 3 | N
58186 | GL Dairy Biogas LLC | 58219 | GL Dairy Biogas | WI | Dane | 1426 | IC | L | 1.4 | 1.4 | 1.4 |  | 11 | 2013 | 11 | 2013 | OBG | [5 empty] | N | S |  | N | IPP Non-CHP | 2
58186 | GL Dairy Biogas LLC | 58219 | GL Dairy Biogas | WI | Dane | 633 | IC | L | 0.6 | 0.6 | 0.6 |  | 11 | 2013 | 11 | 2013 | OBG | [5 empty] | N | S |  | N | IPP Non-CHP | 2
58187 | Haviland Plastic Products Co | 58220 | Haviland Plastic Products | OH | Paulding | WTGA | WT | U | 1.5 | 1.5 | 1.5 |  | 2 | 2013 | 2 | 2013 | WND | [5 empty] | N | S | 1 | N | Industrial Non-CHP | 6
58187 | Haviland Plastic Products Co | 58220 | Haviland Plastic Products | OH | Paulding | WTGB | WT | U | 1.5 | 1.5 | 1.5 |  | 1 | 2013 | 1 | 2013 | WND | [5 empty] | N | S | 1 | N | Industrial Non-CHP | 6
58187 | Haviland Plastic Products Co | 58220 | Haviland Plastic Products | OH | Paulding | WTGC | WT | U | 1.5 | 1.5 | 1.5 |  | 1 | 2013 | 1 | 2013 | WND | [5 empty] | N | S | 1 | N | Industrial Non-CHP | 6
58197 | Newberry Solar 1 LLC | 58226 | Newberry Solar 1 LLC | CA | San Bernardino | 1 | PV | P | 1.5 | 1.5 | 1.5 |  | 10 | 2011 | 5 | 2013 | SUN | [5 empty] | N | S | 8 | N | IPP Non-CHP | 2 | N
58198 | Highlander Solar 2, LLC | 58227 | SEPV9 Power Plant | CA | San Bernardino | SPV9 | PV | U | 9 | 8.5 | 8.8 |  | 3 | 2013 | 3 | 2013 | SUN | [5 empty] | N | S | 18 | N | IPP Non-CHP | 2 | N
58203 | Eagles Stadium Operator LLC | 58231 | Lincoln Financial Field | PA | Philadelphia | GEN1 | PV | TS | 2.9 | 2.9 | 2.9 |  | 2 | 2013 | 2 | 2013 | SUN | [5 empty] | N | W | 8 | N | IPP Non-CHP | 2
58211 | Highlander Solar 1, LLC | 58234 | SEPV 8 | CA | San Bernardino | SPV8 | PV | V | 12 | 11.8 | 11.8 |  | 12 | 2012 | 3 | 2013 | SUN | [5 empty] | N | S | 24 | N | IPP Non-CHP | 2 | N
58239 | Desert Sky Solar LLC | 58262 | Badger 1 | AZ | Maricopa | 1 | PV | U | 14.8 | 14.8 | 14.8 |  | 9 | 2013 | 9 | 2013 | SUN | [5 empty] | N | S |  | N | IPP Non-CHP | 2
58245 | Patua Project LLC | 58319 | Patua Geothermal Project Phase 1A | NV | Churchill | 1 | BT | U | 16 | 10 | 10 | 1A | 9 | 2013 | 9 | 2013 | GEO | [5 empty] | N | S | 1 | N | IPP Non-CHP | 2 | N
58245 | Patua Project LLC | 58319 | Patua Geothermal Project Phase 1A | NV | Churchill | 3 | BT | U | 16 | 10 | 10 | 1A | 9 | 2013 | 9 | 2013 | GEO | [5 empty] | N | S | 1 | N | IPP Non-CHP | 2 | N
58245 | Patua Project LLC | 58319 | Patua Geothermal Project Phase 1A | NV | Churchill | 5 | BT | U | 16 | 10 | 10 | 1A | 9 | 2013 | 9 | 2013 | GEO | [5 empty] | N | S | 1 | N | IPP Non-CHP | 2 | N
58251 | Mass Midstate Solar 3 LLC | 58275 | Mass Midstate Solar 3 | MA | Worcester | 1 | PV | L | 4 | 4 | 4 |  | 3 | 2014 | 3 | 2014 | SUN | [5 empty] | N | S |  | N | IPP Non-CHP | 2 | N
58252 | Mass Midstate Solar 2 LLC | 58276 | Mass Midstate Solar 2 | MA | Worcester | 1 | PV | L | 5 | 5 | 5 |  | 3 | 2014 | 3 | 2014 | SUN | [5 empty] | N | S |  | N | IPP Non-CHP | 2 | N
58255 | Mass Midstate Solar 1 LLC | 58279 | Mass Midstate Solar 1 | MA | Worcester | 1 | PV | L | 5 | 5 | 5 |  | 3 | 2014 | 3 | 2014 | SUN | [5 empty] | N | S |  | N | IPP Non-CHP | 2 | N
58256 | Millbury Solar LLC | 58280 | Millbury Solar | MA | Worcester | 1 | PV | L | 3 | 3 | 3 |  | 11 | 2013 | 11 | 2013 | SUN | [5 empty] | N | S |  | N | IPP Non-CHP | 2 | N
58257 | Mililani South PV LLC | 58281 | Mililani South PV | HI | Honolulu | 1 | PV | P | 5 | 5 | 5 |  | 12 | 2015 | 12 | 2015 | SUN | [5 empty] | N | S |  | N | IPP Non-CHP | 2 | N
58258 | Leicester Solar LLC | 58282 | Leicester Solar | MA | Worcester | 1 | PV | L | 5 | 5 | 5 |  | 5 | 2014 | 5 | 2014 | SUN | [5 empty] | N | S |  | N | IPP Non-CHP | 2 | N
58259 | Freetown Solar LLC | 58283 | Freetown Solar | MA | Bristol | 1 | PV | L | 5 | 5 | 5 |  | 12 | 2013 | 12 | 2013 | SUN | [5 empty] | N | S |  | N | IPP Non-CHP | 2 | N
58262 | Belectric Inc | 58285 | Zuni Road North Solar Farm | CA | San Bernardino | ZNPV | PV | P | 1.5 | 1.5 | 1.5 |  | 11 | 2013 | 11 | 2013 | SUN | [5 empty] | N | S | 2 | N | IPP Non-CHP | 2 | N
58262 | Belectric Inc | 58286 | Zuni Road South Solar Farm | CA | San Bernardino | ZSPV | PV | P | 1.5 | 1.5 | 1.5 |  | 11 | 2013 | 11 | 2013 | SUN | [5 empty] | N | S | 2 | N | IPP Non-CHP | 2 | N
58262 | Belectric Inc | 58287 | Gales A - West | CA | Kings County | GWPV | PV | P | 1.5 | 1.5 | 1.5 |  | 1 | 2014 | 1 | 2014 | SUN | [5 empty] | N | S | 2 | N | IPP Non-CHP | 2 | N
58262 | Belectric Inc | 58288 | Gales B - East | CA | Kings County | GEPV | PV | P | 1.5 | 1.5 | 1.5 |  | 1 | 2014 | 1 | 2014 | SUN | [5 empty] | N | S | 2 | N | IPP Non-CHP | 2 | N
58262 | Belectric Inc | 58289 | Venable 1 North | CA | Riverside | VNPV | PV | P | 1.5 | 1.5 | 1.5 |  | 11 | 2013 | 11 | 2013 | SUN | [5 empty] | N | S | 2 | N | IPP Non-CHP | 2 | N
58262 | Belectric Inc | 58290 | Venable 2 South | CA | Riverside | VSPV | PV | P | 1.5 | 1.5 | 1.5 |  | 11 | 2013 | 11 | 2013 | SUN | [5 empty] | N | S | 2 | N | IPP Non-CHP | 2 | N
58266 | AZ Solar 1 LLC | 58293 | Paradise Valley H.S. PV | AZ | Maricopa | PVH | PV | TS | 1.3 | 1.3 | 1.3 |  | 1 | 2013 | 1 | 2013 | SUN | [5 empty] | N | S | 8 | N | IPP Non-CHP | 2 | N
58268 | Tulare PV I LLC | 58306 | Exeter Solar | CA | Tulare | 1 | PV | T | 1 | 1 | 1 |  | 11 | 2013 | 11 | 2013 | SUN | [5 empty] | N | S | 2 | N | IPP Non-CHP | 2
58268 | Tulare PV I LLC | 58306 | Exeter Solar | CA | Tulare | 2 | PV | T | 1 | 1 | 1 |  | 11 | 2013 | 11 | 2013 | SUN | [5 empty] | N | S | 2 | N | IPP Non-CHP | 2
58268 | Tulare PV I LLC | 58306 | Exeter Solar | CA | Tulare | 3 | PV | T | 1.5 | 1.5 | 1.5 |  | 11 | 2013 | 11 | 2013 | SUN | [5 empty] | N | S | 3 | N | IPP Non-CHP | 2
58268 | Tulare PV I LLC | 58307 | Ivanhoe Solar | CA | Tulare | 1 | PV | T | 1.5 | 1.5 | 1.5 |  | 8 | 2013 | 8 | 2013 | SUN | [5 empty] | N | S | 3 | N | IPP Non-CHP | 2
58268 | Tulare PV I LLC | 58307 | Ivanhoe Solar | CA | Tulare | 2 | PV | T | 0.5 | 0.5 | 0.5 |  | 8 | 2013 | 8 | 2013 | SUN | [5 empty] | N | S | 1 | N | IPP Non-CHP | 2
58268 | Tulare PV I LLC | 58307 | Ivanhoe Solar | CA | Tulare | 3 | PV | T | 1.5 | 1.5 | 1.5 |  | 8 | 2013 | 8 | 2013 | SUN | [5 empty] | N | S | 3 | N | IPP Non-CHP | 2
58268 | Tulare PV I LLC | 58308 | Lindsay Solar | CA | Tulare | 1 | PV | T | 1.5 | 1.5 | 1.5 |  | 8 | 2013 | 8 | 2013 | SUN | [5 empty] | N | S | 3 | N | IPP Non-CHP | 2
58268 | Tulare PV I LLC | 58308 | Lindsay Solar | CA | Tulare | 3 | PV | T | 1.5 | 1.5 | 1.5 |  | 8 | 2013 | 8 | 2013 | SUN | [5 empty] | N | S | 3 | N | IPP Non-CHP | 2
58268 | Tulare PV I LLC | 58308 | Lindsay Solar | CA | Tulare | 4 | PV | T | 1 | 1 | 1 |  | 8 | 2013 | 8 | 2013 | SUN | [5 empty] | N | S | 2 | N | IPP Non-CHP | 2
58268 | Tulare PV I LLC | 58309 | Porterville Solar | CA | Tulare | 1 | PV | T | 1 | 1 | 1 |  | 8 | 2013 | 8 | 2013 | SUN | [5 empty] | N | S | 2 | N | IPP Non-CHP | 2
58268 | Tulare PV I LLC | 58309 | Porterville Solar | CA | Tulare | 2 | PV | T | 1 | 1 | 1 |  | 8 | 2013 | 8 | 2013 | SUN | [5 empty] | N | S | 2 | N | IPP Non-CHP | 2
58268 | Tulare PV I LLC | 58309 | Porterville Solar | CA | Tulare | 5 | PV | T | 1.5 | 1.5 | 1.5 |  | 8 | 2013 | 8 | 2013 | SUN | [5 empty] | N | S | 3 | N | IPP Non-CHP | 2
58269 | Tulare PV II LLC | 58304 | Kingsburg Solar | CA | Tulare | 1 | PV | T | 1.5 | 1.5 | 1.5 |  | 9 | 2013 | 9 | 2013 | SUN | [5 empty] | N | S | 3 | N | IPP Non-CHP | 2
58269 | Tulare PV II LLC | 58304 | Kingsburg Solar | CA | Tulare | 2 | PV | T | 1.5 | 1.5 | 1.5 |  | 9 | 2013 | 9 | 2013 | SUN | [5 empty] | N | S | 3 | N | IPP Non-CHP | 2
58269 | Tulare PV II LLC | 58304 | Kingsburg Solar | CA | Tulare | 3 | PV | T | 0.7 | 0.7 | 0.7 |  | 9 | 2013 | 9 | 2013 | SUN | [5 empty] | N | S | 2 | N | IPP Non-CHP | 2
58300 | Ameresco Select Inc | 58365 | CJTS Energy Center | CT | MIddlesex | UNIT7 | FC | U | 0.4 | 0.4 | 0.4 |  | 7 | 2013 | 7 | 2013 | NG | [5 empty] | N | S |  | N | Commercial CHP | 5
58304 | Constellation Solar Maryland II LLC | 58329 | UMMS at Pocomoke | MD | Somerset | PV1 | PV | TS | 2.8 | 2.8 | 2.8 |  | 2 | 2013 | 2 | 2013 | SUN | [5 empty] | N | S | 6 | N | IPP Non-CHP | 2
58309 | Radiance Solar LLC | 58354 | Radiance Solar 4 | CA | Los Angeles | 1 | PV | V | 1.5 | 1.5 | 1.5 |  | 4 | 2013 | 4 | 2013 | SUN | [5 empty] | N | S |  | N | IPP Non-CHP | 2 | N
58309 | Radiance Solar LLC | 58355 | Radiance Solar 5 | CA | Los Angeles | 1 | PV | V | 1.5 | 1.5 | 1.5 |  | 4 | 2013 | 4 | 2013 | SUN | [5 empty] | N | S |  | N | IPP Non-CHP | 2 | N
58317 | Fuquay Farm LLC | 58331 | Fuquay Farm | NC | Wake | 1 | PV | V | 5 | 5 | 5 |  | 3 | 2013 | 3 | 2013 | SUN | [5 empty] | N | W | 2 | N | IPP Non-CHP | 2 | N
58318 | Haynes Farm LLC | 58332 | Haynes Farm | NC | Lincoln | 1 | PV | T | 5 | 5 | 5 |  | 11 | 2013 | 11 | 2013 | SUN | [5 empty] | N | J | 10 | N | IPP Non-CHP | 2 | N
58319 | Lenoir Farm LLC | 58333 | Lenoir Farm | NC | Lenoir | 1 | PV | U | 5 | 5 | 5 |  | 7 | 2013 | 7 | 2013 | SUN | [5 empty] | N | W | 10 | N | IPP Non-CHP | 2 | N
58320 | Lenoir Farm 2 LLC | 58334 | Lenoir Farm 2 | NC | Lenoir | 1 | PV | T | 5 | 5 | 5 |  | 6 | 2013 | 6 | 2013 | SUN | [5 empty] | N | J | 10 | N | IPP Non-CHP | 2 | N
58321 | Marshville Farm LLC | 58335 | Marshville Farm | NC | Union | 1 | PV | T | 5 | 5 | 5 |  | 10 | 2013 | 10 | 2013 | SUN | [5 empty] | N | J | 10 | N | IPP Non-CHP | 2 | N
58322 | Mile Farm LLC | 58336 | Mile Farm | NC | Durham | 1 | PV | T | 5 | 5 | 5 |  | 12 | 2013 | 12 | 2013 | SUN | [5 empty] | N | J | 10 | N | IPP Non-CHP | 2 | N
58323 | Moore Solar Farm LLC | 58337 | Moore Solar Farm | NC | Rockingham | 1 | PV | T | 5 | 5 | 5 |  | 11 | 2013 | 11 | 2013 | SUN | [5 empty] | N | J | 10 | N | IPP Non-CHP | 2 | N
58324 | Moorings Farm LLC | 58338 | Moorings Farm | NC | Wayne | 1 | PV | T | 5 | 5 | 5 |  | 11 | 2013 | 11 | 2013 | SUN | [5 empty] | N | J | 10 | N | IPP Non-CHP | 2 | N
58325 | New Bern Farm LLC | 58339 | New Bern Farm | NC | Craven | 1 | PV | T | 5 | 5 | 5 |  | 10 | 2013 | 10 | 2013 | SUN | [5 empty] | N | J | 10 | N | IPP Non-CHP | 2 | N
58326 | Roxboro Farm LLC | 58340 | Roxboro Farm | NC | Person | 1 | PV | T | 5 | 5 | 5 |  | 11 | 2013 | 11 | 2013 | SUN | [5 empty] | N | J | 10 | N | IPP Non-CHP | 2 | N
58327 | White Cross Farm LLC | 58341 | White Cross Farm | NC | Orange | 1 | PV | T | 5 | 5 | 5 |  | 10 | 2013 | 10 | 2013 | SUN | [5 empty] | N | J | 10 | N | IPP Non-CHP | 2 | N
58328 | Wilson Farm 1 LLC | 58342 | Wilson Farm 1 | NC | Wilson | 1 | PV | T | 5 | 5 | 5 |  | 7 | 2013 | 7 | 2013 | SUN | [5 empty] | N | J | 10 | N | IPP Non-CHP | 2 | N
58329 | Yanceyville Farm LLC | 58343 | Yanceyville Farm | NC | Caswell | 1 | PV | T | 5 | 5 | 5 |  | 11 | 2013 | 11 | 2013 | SUN | [5 empty] | N | J | 10 | N | IPP Non-CHP | 2 | N
58330 | AM Best Farm | 58344 | AM Best Farm | NC | Wayne | 1 | PV | T | 5 | 5 | 5 |  | 6 | 2013 | 6 | 2013 | SUN | [5 empty] | N | W | 10 | N | IPP Non-CHP | 2 | N
58331 | Mt Olive Farm 2 LLC | 58345 | Mt Olive Farm 2 | NC | Wayne | 1 | PV | T | 5 | 5 | 5 |  | 4 | 2013 | 4 | 2013 | SUN | [5 empty] | N | W | 10 | N | IPP Non-CHP | 2 | N
58332 | Dibrell Farm LLC | 58346 | Dibrell Farm | NC | Rockingham | 1 | PV | T | 5 | 5 | 5 |  | 4 | 2013 | 4 | 2013 | SUN | [5 empty] | N | W | 10 | N | IPP Non-CHP | 2 | N
58333 | Rock Farm LLC | 58347 | Rock Farm | NC | Richmond | 1 | PV | T | 5 | 5 | 5 |  | 5 | 2013 | 5 | 2013 | SUN | [5 empty] | N | W | 10 | N | IPP Non-CHP | 2 | N
58334 | Two Lines Farm LLC | 58348 | Two Lines Farm | NC | Catawba | 1 | PV | T | 5 | 5 | 5 |  | 3 | 2013 | 3 | 2013 | SUN | [5 empty] | N | W | 10 | N | IPP Non-CHP | 2 | N
58335 | Bolton Farm LLC | 58349 | Bolton Farm | NC | Warren | 1 | PV | T | 5 | 5 | 5 |  | 8 | 2013 | 8 | 2013 | SUN | [5 empty] | N | W | 10 | N | IPP Non-CHP | 2 | N
58336 | McCallum Farm LLC | 58350 | McCallum Farm | NC | Robeson | 1 | PV | T | 5 | 5 | 5 |  | 8 | 2013 | 8 | 2013 | SUN | [5 empty] | N | W | 10 | N | IPP Non-CHP | 2 | N
58341 | Nippon Paper Industries USA | 58352 | NPI USA Cogeneration Plant | WA | Clallam | G-11 | ST | V | 20 | 20 | 20 |  | 10 | 2013 | 10 | 2013 | WDS | DFO |  |  |  |  | N | S |  | Y | Industrial CHP | 7 | N
58355 | SPS Atwell Island LLC | 58366 | Atwell Island | CA | Tulare | 1 | PV | TS | 20.2 | 20.2 | 20.2 |  | 3 | 2013 | 5 | 2013 | SUN | [5 empty] | N | W |  | N | IPP Non-CHP | 2 | N
58358 | Light Beam Power Co LLC | 58370 | Gridley Main | CA | Butte | GEN1 | PV | U | 1 | 1 | 1 |  | 3 | 2013 | 3 | 2013 | SUN | [5 empty] | N | S | 5208 | N | IPP Non-CHP | 2
58358 | Light Beam Power Co LLC | 58371 | Gridley Main Two | CA | Butte | GEN1 | PV | U | 2.5 | 2.5 | 2.5 |  | 4 | 2013 | 4 | 2013 | SUN | [5 empty] | N | S | 12376 | N | IPP Non-CHP | 2
58361 | Triton College | 58375 | Triton East and West Cogen | IL | Cook | 5 | IC | P | 0.4 | 0.4 | 0.3 |  | 12 | 2014 | 12 | 2014 | NG | [5 empty] | N | S | 0 | N | Commercial Non-CHP | 4 | N
58363 | Oakley Solar Project LLC | 58376 | Oakley Solar Project | CA | Contra Costa | 1 | PV | V | 1.5 | 1.5 | 1.5 |  | 5 | 2013 | 5 | 2013 | SUN | [5 empty] | N | S | 3 | N | IPP Non-CHP | 2
58365 | Petra Nova Parish Holdings LLC | 58378 | W.A. Parish Carbon Capture Plant | TX | Fort Bend | GT2 | GT | U | 102.7 | 74 | 88 |  | 6 | 2013 | 6 | 2013 | NG | [5 empty] | N | S |  | N | IPP Non-CHP | 2
58366 | Toro Energy of California SLO | 58379 | Cold Canyon 1 | CA | San Luis Obispo | W3998 | IC | TS | 1.5 | 1.5 | 1.5 |  | 4 | 2013 | 4 | 2013 | LFG | [5 empty] | N | S |  | N | IPP Non-CHP | 2
58368 | Doyon Utilities, LLC | 58380 | JBER Landfill Gas Power Plant | AK | Anchorage | 5 | IC | U | 2.3 | 1.4 | 1.4 |  | 6 | 2013 | 10 | 2013 | LFG | NG |  |  |  |  | Y | S |  | N | Commercial Non-CHP | 4 | N
58371 | NextEra Blythe Solar Energy Center, LLC | 57273 | Blythe Solar Power Project | CA | Riverside | A | PV | L | 125 | 125 | 125 |  | 12 | 2016 | 12 | 2016 | SUN | [5 empty] | N | S | 63 | N | IPP Non-CHP | 2 | N
58371 | NextEra Blythe Solar Energy Center, LLC | 57273 | Blythe Solar Power Project | CA | Riverside | B | PV | L | 125 | 125 | 125 |  | 12 | 2016 | 12 | 2016 | SUN | [5 empty] | N | S | 63 | N | IPP Non-CHP | 2 | N
58371 | NextEra Blythe Solar Energy Center, LLC | 57273 | Blythe Solar Power Project | CA | Riverside | C | PV | L | 125 | 125 | 125 |  | 12 | 2016 | 12 | 2016 | SUN | [5 empty] | N | S | 63 | N | IPP Non-CHP | 2 | N
58371 | NextEra Blythe Solar Energy Center, LLC | 57273 | Blythe Solar Power Project | CA | Riverside | D | PV | L | 110 | 110 | 110 |  | 12 | 2016 | 12 | 2016 | SUN | [5 empty] | N | S | 58 | N | IPP Non-CHP | 2 | N
58372 | Riverside Investments LLC | 58384 | Fargo Drop | ID | Canyon | GEN1 | HY | U | 1.1 | 1.1 |  |  | 4 | 2013 | 4 | 2013 | WAT | [5 empty] | N | S |  | N | IPP Non-CHP | 2
58373 | CU Solar LLC | 58386 | CU Solar Plant | OH | Greene | CU | PV | V | 1.8 | 1.8 | 1.8 |  | 4 | 2013 | 5 | 2013 | SUN | [5 empty] | N | S | 4 | N | IPP Non-CHP | 2 | N
58374 | CES Sterling LLC | 58387 | CES Sterling LLC | MA | Worcester | 1 | PV | TS | 2.4 | 2 | 2 |  | 1 | 2013 | 1 | 2013 | SUN | [5 empty] | N | S | 4 | N | IPP Non-CHP | 2 | N
58376 | IND Solar Farm | 58391 | IND Solar Farm 1st Phase | IN | Marion | 1 | PV | P | 10 | 10 | 10 |  | 8 | 2013 | 8 | 2013 | SUN | [5 empty] | N | S | 20 | N | IPP Non-CHP | 2 | N
58377 | MidAmerican Solar LLC | 58388 | Solar Star 1 | CA | Kern | AVS1 | PV | T | 318 | 310 | 310 |  | 10 | 2015 | 10 | 2015 | SUN | [5 empty] | N | S | 424 | N | IPP Non-CHP | 2 | N
58377 | MidAmerican Solar LLC | 58389 | Solar Star 2 | CA | Kern | AVS2 | PV | T | 279 | 276 | 276 |  | 10 | 2015 | 10 | 2015 | SUN | [5 empty] | N | S | 224 | N | IPP Non-CHP | 2 | N
58381 | Troutdale Energy Center LLC | 58396 | Troutdale Energy Center | OR | Multnomah | PLGEN | CC | P | 652 | 652 | 652 |  | 10 | 2016 | 10 | 2016 | NG | [5 empty] | N | S |  | N | IPP Non-CHP | 2
58382 | Ameresco Johnson Canyon LLC | 58397 | Ameresco Johnson Canyon | CA | Monterey | ENG1 | IC | U | 1.4 | 1.4 | 1.4 |  | 5 | 2013 | 5 | 2013 | LFG | [5 empty] | N | S |  | N | IPP Non-CHP | 2
58388 | Pantex (NNSA) | 58404 | Pantex | TX | Potter | 1 | WT | U | 11.5 | 11.5 | 11.5 |  | 6 | 2014 | 6 | 2014 | WND | [5 empty] | N | W | 5 | N | Commercial Non-CHP | 4
58391 | Chilocco Wind Farm LLC | 58406 | Chilocco Wind Farm | OK | Kay | 1 | WT | U | 76.5 | 35.8 | 35.8 |  | 1 | 2014 | 1 | 2014 | WND | [5 empty] | N | S | 45 | N | IPP Non-CHP | 2
58391 | Chilocco Wind Farm LLC | 58406 | Chilocco Wind Farm | OK | Kay | 2 | WT | U | 76.5 | 35.8 | 35.8 |  | 1 | 2014 | 1 | 2014 | WND | [5 empty] | N | S | 45 | N | IPP Non-CHP | 2
58409 | Future Power PA | 58409 | Good Spring NGCC | PA | Schuylkill | GT1 | CC | P | 225 | 225 | 225 |  | 6 | 2016 | 6 | 2016 | NG | [5 empty] | N | S |  | Y | IPP CHP | 3
58409 | Future Power PA | 58409 | Good Spring NGCC | PA | Schuylkill | HRSG1 | CC | P | 108 | 108 | 108 |  | 6 | 2016 | 6 | 2016 | NG | [5 empty] | N | S |  | Y | IPP CHP | 3
58411 | Agincourt Solar Project | 58415 | Agincourt Solar Project | CA | San Bernardino | 1 | PV | P | 10 | 10 | 10 |  | 12 | 2014 | 12 | 2014 | SUN | [5 empty] | N | S |  | N | IPP Non-CHP | 2 | N
58412 | Headwaters Wind Farm LLC | 58416 | Headwaters Wind Farm LLC | IN | Randolph | 1 | WT | P | 100 | 100 | 100 |  | 12 | 2014 | 12 | 2014 | WND | [5 empty] | N | S | 55 | N | IPP Non-CHP | 2 | N
58413 | Marathon Solar Project | 58417 | Marathon Solar Project | CA | San Bernardino | CP1 | PV | P | 20 | 20 | 20 |  | 12 | 2014 | 12 | 2014 | SUN | [5 empty] | N | S |  | N | IPP Non-CHP | 2 | N
58414 | Victor Dry Farm Ranch | 58418 | Victor Dry Farm Ranch A | CA | San Bernardino | 1 | PV | L | 5 | 5 | 5 |  | 12 | 2013 | 12 | 2013 | SUN | [5 empty] | N | W | 5 | N | IPP Non-CHP | 2 | N
58414 | Victor Dry Farm Ranch | 58419 | Victor Dry Farm Ranch B | CA | San Bernadino | 1 | PV | L | 5 | 5 | 5 |  | 12 | 2013 | 12 | 2013 | SUN | [5 empty] | N | W | 5 | N | IPP Non-CHP | 2 | N
58417 | Moxie Liberty LLC | 58420 | Moxie Liberty Generation Plant | PA | Bradford | GEN1 | CC | T | 435 | 382.5 | 425 |  | 12 | 2015 | 12 | 2015 | NG | [5 empty] | N | S |  | N | IPP Non-CHP | 2 | N
58417 | Moxie Liberty LLC | 58420 | Moxie Liberty Generation Plant | PA | Bradford | GEN2 | CC | T | 435 | 382.5 | 425 |  | 2 | 2016 | 2 | 2016 | NG | [5 empty] | N | S |  | N | IPP Non-CHP | 2 | N
58418 | State Fair Community College | 58421 | Missouri Center for Waste to Energy | MO | Pettis | 320 | IC | U | 1 | 1 | 1 |  | 10 | 2012 | 9 | 2013 | LFG | [5 empty] | N | S |  | N | IPP Non-CHP | 2 | N
58418 | State Fair Community College | 58421 | Missouri Center for Waste to Energy | MO | Pettis | 420 | IC | U | 1.4 | 1.4 | 1.4 |  | 10 | 2012 | 10 | 2013 | LFG | [5 empty] | N | W |  | N | IPP Non-CHP | 2 | N
58421 | Moxie Patriot LLC | 58426 | Moxie Patriot Generation Plant | PA | Lycoming | GEN1 | CC | T | 435 | 382.5 | 425 |  | 3 | 2016 | 3 | 2016 | NG | [5 empty] | N | S |  | N | IPP Non-CHP | 2 | N
58421 | Moxie Patriot LLC | 58426 | Moxie Patriot Generation Plant | PA | Lycoming | GEN2 | CC | T | 435 | 382.5 | 425 |  | 5 | 2016 | 5 | 2016 | NG | [5 empty] | N | S |  | N | IPP Non-CHP | 2 | N
58426 | Sunshine Gas Producers LLC | 58429 | Sunshine Gas Producers | CA | Los Angeles | 1 | GT | T | 4.6 | 4 | 4 |  | 2 | 2014 | 2 | 2014 | LFG | [5 empty] | N | S |  | N | IPP Non-CHP | 2 | N
58426 | Sunshine Gas Producers LLC | 58429 | Sunshine Gas Producers | CA | Los Angeles | 2 | GT | T | 4.6 | 4 | 4 |  | 2 | 2014 | 2 | 2014 | LFG | [5 empty] | N | S |  | N | IPP Non-CHP | 2 | N
58426 | Sunshine Gas Producers LLC | 58429 | Sunshine Gas Producers | CA | Los Angeles | 3 | GT | T | 4.6 | 4 | 4 |  | 2 | 2014 | 2 | 2014 | LFG | [5 empty] | N | S |  | N | IPP Non-CHP | 2 | N
58426 | Sunshine Gas Producers LLC | 58429 | Sunshine Gas Producers | CA | Los Angeles | 4 | GT | T | 4.6 | 4 | 4 |  | 2 | 2014 | 2 | 2014 | LFG | [5 empty] | N | S |  | N | IPP Non-CHP | 2 | N
58426 | Sunshine Gas Producers LLC | 58429 | Sunshine Gas Producers | CA | Los Angeles | 5 | GT | T | 4.6 | 4 | 4 |  | 2 | 2014 | 2 | 2014 | LFG | [5 empty] | N | S |  | N | IPP Non-CHP | 2 | N
58427 | Centinela Solar Energy LLC | 58430 | Centinela Solar Energy | CA | Imerial County | CSE1 | PV | V | 34.2 | 33.4 | 33.4 |  | 7 | 2013 | 7 | 2013 | SUN | [5 empty] | N | S | 68 | N | IPP Non-CHP | 2
58427 | Centinela Solar Energy LLC | 58430 | Centinela Solar Energy | CA | Imerial County | CSE2 | PV | V | 26.6 | 25.6 | 25.6 |  | 9 | 2013 | 9 | 2013 | SUN | [5 empty] | N | S | 24 | N | IPP Non-CHP | 2
58427 | Centinela Solar Energy LLC | 58430 | Centinela Solar Energy | CA | Imerial County | CSE3 | PV | V | 34.2 | 33.4 | 33.4 |  | 10 | 2013 | 10 | 2013 | SUN | [5 empty] | N | S |  | N | IPP Non-CHP | 2
58427 | Centinela Solar Energy LLC | 58430 | Centinela Solar Energy | CA | Imerial County | CSE4 | PV | U | 34.2 | 33.4 | 33.4 |  | 12 | 2013 | 12 | 2013 | SUN | [5 empty] | N | S |  | N | IPP Non-CHP | 2
58427 | Centinela Solar Energy LLC | 58430 | Centinela Solar Energy | CA | Imerial County | CSE5 | PV | U | 19 | 18.6 | 186 |  | 3 | 2014 | 3 | 2014 | SUN | [5 empty] | N | S |  | N | IPP Non-CHP | 2
58427 | Centinela Solar Energy LLC | 58430 | Centinela Solar Energy | CA | Imerial County | CSE6 | PV | U | 26.6 | 25.6 | 25.6 |  | 4 | 2014 | 4 | 2014 | SUN | [5 empty] | N | S |  | N | IPP Non-CHP | 2
58429 | Houweling's Tomatoes | 58432 | Houweling Nurseries | CA | Ventura | COG3 | IC | U | 4.4 | 4.4 | 4.4 |  | 12 | 2012 | 9 | 2013 | NG | [5 empty] | N | S |  | Y | IPP CHP | 3 | N
58431 | Ameresco Vasco Road, LLC | 58435 | Ameresco Vasco Road | CA | Almeda | ENG1 | IC | U | 2.2 | 2.1 | 2.1 |  | 3 | 2014 | 3 | 2014 | LFG | [5 empty] | N | S |  | N | IPP Non-CHP | 2 | N
58431 | Ameresco Vasco Road, LLC | 58435 | Ameresco Vasco Road | CA | Almeda | ENG2 | IC | U | 2.2 | 2.1 | 2.1 |  | 3 | 2014 | 3 | 2014 | LFG | [5 empty] | N | S |  | N | IPP Non-CHP | 2 | N
58432 | Ameresco San Joaquin, LLC | 58436 | Ameresco San Joaquin | CA | San Joaquin | ENG1 | IC | U | 2.2 | 2.1 | 2.1 |  | 3 | 2014 | 3 | 2014 | LFG | [5 empty] | N | S |  | N | IPP Non-CHP | 2 | N
58432 | Ameresco San Joaquin, LLC | 58436 | Ameresco San Joaquin | CA | San Joaquin | ENG2 | IC | U | 2.2 | 2.1 | 2.1 |  | 3 | 2014 | 3 | 2014 | LFG | [5 empty] | N | S |  | N | IPP Non-CHP | 2 | N
58433 | Ameresco Forward, LLC | 58437 | Ameresco Forward | CA | San Joaquin | ENG1 | IC | U | 2.2 | 2.1 | 2.1 |  | 1 | 2014 | 1 | 2014 | LFG | [5 empty] | N | S |  | N | IPP Non-CHP | 2 | N
58433 | Ameresco Forward, LLC | 58437 | Ameresco Forward | CA | San Joaquin | ENG2 | IC | U | 2.2 | 2.1 | 2.1 |  | 1 | 2014 | 1 | 2014 | LFG | [5 empty] | N | S |  | N | IPP Non-CHP | 2 | N
58436 | ClearEdge Power | 58440 | CBS Studio Center | CA | Los Angeles | 9560 | FC | V | 0.4 | 0.4 | 0.4 |  | 7 | 2013 | 7 | 2013 | NG | [5 empty] | N | S |  | N | Commercial Non-CHP | 4
58436 | ClearEdge Power | 58440 | CBS Studio Center | CA | Los Angeles | 9580 | FC | V | 0.4 | 0.4 | 0.4 |  | 7 | 2013 | 7 | 2013 | NG | [5 empty] | N | S |  | N | Commercial Non-CHP | 4
58436 | ClearEdge Power | 58440 | CBS Studio Center | CA | Los Angeles | 9581 | FC | V | 0.4 | 0.4 | 0.4 |  | 7 | 2013 | 7 | 2013 | NG | [5 empty] | N | S |  | N | Commercial Non-CHP | 4
58436 | ClearEdge Power | 58440 | CBS Studio Center | CA | Los Angeles | 9583 | FC | V | 0.4 | 0.4 | 0.4 |  | 7 | 2013 | 7 | 2013 | NG | [5 empty] | N | S |  | N | Commercial Non-CHP | 4
58436 | ClearEdge Power | 58440 | CBS Studio Center | CA | Los Angeles | 9585 | FC | V | 0.4 | 0.4 | 0.4 |  | 7 | 2013 | 7 | 2013 | NG | [5 empty] | N | S |  | N | Commercial Non-CHP | 4
58436 | ClearEdge Power | 58440 | CBS Studio Center | CA | Los Angeles | 9587 | FC | V | 0.4 | 0.4 | 0.4 |  | 7 | 2013 | 7 | 2013 | NG | [5 empty] | N | S |  | N | Commercial Non-CHP | 4
58440 | CD US Solar MT 2 LLC | 58445 | Arrache 4006 | CA | Los Angeles | 1 | PV | V | 1 | 1 | 1 |  | 2 | 2013 | 6 | 2013 | SUN | [5 empty] | N | W | 2 | N | IPP Non-CHP | 2 | N
58440 | CD US Solar MT 2 LLC | 58445 | Arrache 4006 | CA | Los Angeles | 2 | PV | V | 1 | 1 | 1 |  | 2 | 2013 | 6 | 2013 | SUN | [5 empty] | N | W |  | N | IPP Non-CHP | 2 | N
58440 | CD US Solar MT 2 LLC | 58446 | Arrache 4013 | CA | Los Angeles | 1 | PV | V | 1.5 | 1.5 | 1.5 |  | 2 | 2013 | 6 | 2013 | SUN | [5 empty] | N | W |  | N | IPP Non-CHP | 2 | N
58440 | CD US Solar MT 2 LLC | 58447 | Arrache 8083 | CA | Los Angeles | 1 | PV | V | 1.5 | 1.5 | 1.5 |  | 2 | 2013 | 6 | 2013 | SUN | [5 empty] | N | W | 3 | N | IPP Non-CHP | 2 | N
58440 | CD US Solar MT 2 LLC | 58447 | Arrache 8083 | CA | Los Angeles | 2 | PV | V | 1.5 | 1.5 | 1.5 |  | 2 | 2013 | 6 | 2013 | SUN | [5 empty] | N | W |  | N | IPP Non-CHP | 2 | N
58440 | CD US Solar MT 2 LLC | 58447 | Arrache 8083 | CA | Los Angeles | 3 | PV | V | 1 | 1 | 1 |  | 2 | 2013 | 6 | 2013 | SUN | [5 empty] | N | W |  | N | IPP Non-CHP | 2 | N
58440 | CD US Solar MT 2 LLC | 58448 | Nunn | CA | San Bernardino | 1 | PV | V | 1 | 1 | 1 |  | 2 | 2013 | 6 | 2013 | SUN | [5 empty] | N | W |  | N | IPP Non-CHP | 2 | N
58440 | CD US Solar MT 2 LLC | 58449 | Rutan | CA | Los Angeles | 1 | PV | V | 1.5 | 1.5 | 1.5 |  | 2 | 2013 | 6 | 2013 | SUN | [5 empty] | N | W |  | N | IPP Non-CHP | 2 | N
58440 | CD US Solar MT 2 LLC | 58449 | Rutan | CA | Los Angeles | 2 | PV | V | 1.5 | 1.5 | 1.5 |  | 2 | 2013 | 6 | 2013 | SUN | [5 empty] | N | W |  | N | IPP Non-CHP | 2 | N
58440 | CD US Solar MT 2 LLC | 58449 | Rutan | CA | Los Angeles | 3 | PV | V | 1 | 1 | 1 |  | 2 | 2013 | 6 | 2013 | SUN | [5 empty] | N | W |  | N | IPP Non-CHP | 2
58440 | CD US Solar MT 2 LLC | 58450 | Vinam | CA | Los Angeles | 1 | PV | V | 1.5 | 1.5 | 1.5 |  | 2 | 2013 | 6 | 2013 | SUN | [5 empty] | N | W |  | N | IPP Non-CHP | 2 | N
58440 | CD US Solar MT 2 LLC | 58451 | Ma | CA | Los Angeles | 1 | PV | V | 1.5 | 1.5 | 1.5 |  | 2 | 2013 | 6 | 2013 | SUN | [5 empty] | N | W |  | N | IPP Non-CHP | 2 | N
58440 | CD US Solar MT 2 LLC | 58452 | Horn | CA | Los Angeles | 1 | PV | V | 1.5 | 1.5 | 1.5 |  | 2 | 2013 | 6 | 2013 | SUN | [5 empty] | N | W |  | N | IPP Non-CHP | 2 | N
58440 | CD US Solar MT 2 LLC | 58454 | Watts 3115 | CA | San Bernardino | 1 | PV | V | 1.5 | 1.5 | 1.5 |  | 2 | 2013 | 7 | 2013 | SUN | [5 empty] | N | W |  | N | IPP Non-CHP | 2
58440 | CD US Solar MT 2 LLC | 58454 | Watts 3115 | CA | San Bernardino | 2 | PV | V | 0.5 | 0.5 | 0.5 |  | 2 | 2013 | 7 | 2013 | SUN | [5 empty] | N | W |  | N | IPP Non-CHP | 2
58443 | EBD Hydro LLC | 58455 | 45 Mile Hydroelectric Project | OR | Jefferson | 0001 | HY | U | 1 | 1 | 1 |  | 4 | 2014 | 4 | 2014 | WAT | [5 empty] | N | S |  | N | IPP Non-CHP | 2 | N
58443 | EBD Hydro LLC | 58455 | 45 Mile Hydroelectric Project | OR | Jefferson | 0002 | HY | U | 1 | 1 | 1 |  | 4 | 2014 | 4 | 2014 | WAT | [5 empty] | N | S |  | N | IPP Non-CHP | 2 | N
58443 | EBD Hydro LLC | 58455 | 45 Mile Hydroelectric Project | OR | Jefferson | 0003 | HY | U | 1 | 1 | 1 |  | 4 | 2014 | 4 | 2014 | WAT | [5 empty] | N | S |  | N | IPP Non-CHP | 2 | N
58451 | McCoy Solar, LLC | 58462 | McCoy Solar Energy Project | CA | Riverside | 1 | PV | L | 250 | 250 | 250 |  | 11 | 2016 | 11 | 2016 | SUN | [5 empty] | N | S | 438 | N | IPP Non-CHP | 2 | N
58461 | Buffalo Dunes Wind Project LLC | 58474 | Buffalo Dunes Wind Project | KS | Haskell | GE1 | WT | U | 249.8 | 249.8 | 249.8 |  | 12 | 2013 | 12 | 2013 | WND | [5 empty] | N | S | 135 | N | IPP Non-CHP | 2
58462 | Battery Utility of Ohio LLC | 58475 | Battery Utility of Ohio | OH | Delaware | BOU | BA | U | 4 | 4 | 4 |  | 2 | 2014 | 2 | 2014 | MWH | [5 empty] | N | S |  | N | IPP Non-CHP | 2 | N
58464 | City of Las Vegas | 58477 | Las Vegas WPCF Solar Plant | NV | Clark | 1 | PV | V | 3.3 | 3.3 | 3.3 |  | 6 | 2013 | 4 | 2013 | SUN | [5 empty] | N | S |  | N | IPP Non-CHP | 2
58465 | Green States Energy, Inc. | 58479 | SEV NM Phase 2 | NM | Chaves | NMP2 | PV | U | 2.5 | 1.4 | 1.1 |  | 6 | 2013 | 6 | 2013 | SUN | [5 empty] | N | S |  | N | IPP Non-CHP | 2 | N
58468 | Azalea Solar, LLC | 58482 | Azalea Solar Power Facility | GA | Washington | 1 | PV | U | 7.7 | 7.7 | 7.7 |  | 12 | 2013 | 12 | 2013 | SUN | [5 empty] | N | W |  | N | IPP Non-CHP | 2 | N
58473 | NVT LICENSES, LLC | 58488 | Bryan Solar, LLC | TX | Presidio | 1 | PV | U | 10 | 10 | 10 |  | 6 | 2013 | 6 | 2013 | SUN | [5 empty] | N | W |  | N | IPP Non-CHP | 2 | N
58473 | NVT LICENSES, LLC | 58490 | Spectrum Solar PV Power Project | NV | Clark | 1 | PV | U | 30 | 30 | 30 |  | 9 | 2013 | 9 | 2013 | SUN | [5 empty] | N | W |  | N | IPP Non-CHP | 2 | N
58478 | RE Rosamond One LLC | 58498 | Rosamond One | CA | Kern | RONE | PV | T | 20 | 20 | 20 |  | 12 | 2013 | 12 | 2013 | SUN | [5 empty] | N | S | 25 | N | IPP Non-CHP | 2 | N
58479 | RE Rosamond Two LLC | 58499 | Rosamond Two | CA | Kern | RTWO | PV | T | 20 | 20 | 20 |  | 12 | 2013 | 12 | 2013 | SUN | [5 empty] | N | S | 25 | N | IPP Non-CHP | 2 | N
58480 | RE Rio Grande, LLC | 58500 | Rio Grande | CA | Kern | RIO | PV | T | 5 | 5 | 5 |  | 11 | 2013 | 11 | 2013 | SUN | [5 empty] | N | S | 10 | N | IPP Non-CHP | 2 | N
58481 | RE Gillespie 1 LLC | 58501 | Gillespie 1 | AZ | Maricopa | GILL1 | PV | T | 15 | 15 | 15 |  | 10 | 2013 | 10 | 2013 | SUN | [5 empty] | N | S | 16 | N | IPP Non-CHP | 2 | N
58482 | RE Columbia 3 LLC | 58502 | Columbia 3 | CA | Kern | COL3 | PV | T | 10 | 10 | 10 |  | 12 | 2013 | 12 | 2013 | SUN | [5 empty] | N | S | 20 | N | IPP Non-CHP | 2 | N
58485 | Rutgers, The State University of NJ | 58505 | Livingston Solar Canopies | NJ | Middlesex | LVSC | PV | TS | 6.6 | 6.4 | 3.2 |  | 1 | 2013 | 1 | 2013 | SUN | [5 empty] | N | W |  | N | Commercial Non-CHP | 4 | N
58488 | Alaska Environmental Power | 58511 | Delta Wind Farm | AK | Delta Junction | EWT2 | WT | V | 0.9 | 0.9 | 0.9 |  | 9 | 2013 | 9 | 2013 | WND | [5 empty] | N | S | 1 | N | IPP Non-CHP | 2
58489 | OCI Solar Power | 58536 | Cornerstone Power Holmdel LLC | NJ | Monmouth | 1 | PV | V | 3 | 3 | 3 |  | 5 | 2013 | 5 | 2013 | SUN | [5 empty] | N | S |  | N | IPP Non-CHP | 2 | N
58489 | OCI Solar Power | 58537 | OCI Alamo Solar I | TX | Bexar | 1 | PV | U | 40.7 | 40.7 | 40.7 |  | 12 | 2013 | 12 | 2013 | SUN | [5 empty] | N | S | 74 | N | IPP Non-CHP | 2 | N
58492 | Chattanooga Metropolitan Airport | 58515 | Chattanooga Metropolitan Airport Solar | TN | Hamilton | GEN2 | PV | P | 1.1 | 0.8 | 0.4 |  | 5 | 2013 | 5 | 2013 | SUN | [5 empty] | N | S |  | N | Commercial Non-CHP | 4 | N
58494 | WSACC | 58518 | WSACC Power Generation Facility | NC | Cabarrus | 1 | ST | V | 1.9 | 0.8 | 0.8 |  | 6 | 2014 | 6 | 2014 | SLW | [5 empty] | N | S |  | N | IPP Non-CHP | 2 | N
58498 | F H Stoltze Land & Lumber Co | 58523 | Stoltze CoGen1 | MT | Flathead | STL2 | ST | TS | 3.8 | 3.8 | 3.8 |  | 10 | 2013 | 10 | 2013 | WDS | [5 empty] | N | S |  | N | Industrial Non-CHP | 6 | N
58502 | Uwharrie Mountain Renewable Energy, LLC | 58526 | Uwharrie Mountain Renewable | NC | Montgomery | 1 | IC | U | 1.6 | 1.6 | 1.6 |  | 4 | 2014 | 4 | 2014 | LFG | [5 empty] | N | S |  | N |  |  | N
58502 | Uwharrie Mountain Renewable Energy, LLC | 58526 | Uwharrie Mountain Renewable | NC | Montgomery | 2 | IC | U | 1.6 | 1.6 | 1.6 |  | 4 | 2014 | 4 | 2014 | LFG | [5 empty] | N | S |  | N |  |  | N
58502 | Uwharrie Mountain Renewable Energy, LLC | 58526 | Uwharrie Mountain Renewable | NC | Montgomery | 3 | IC | U | 1.6 | 1.6 | 1.6 |  | 4 | 2014 | 4 | 2014 | LFG | [5 empty] | N | S |  | N |  |  | N
58502 | Uwharrie Mountain Renewable Energy, LLC | 58526 | Uwharrie Mountain Renewable | NC | Montgomery | 4 | IC | U | 1.6 | 1.6 | 1.6 |  | 4 | 2014 | 4 | 2014 | LFG | [5 empty] | N | S |  | N |  |  | N
58502 | Uwharrie Mountain Renewable Energy, LLC | 58526 | Uwharrie Mountain Renewable | NC | Montgomery | 5 | IC | U | 1.6 | 1.6 | 1.6 |  | 4 | 2014 | 4 | 2014 | LFG | [5 empty] | N | S |  | N |  |  | N
58502 | Uwharrie Mountain Renewable Energy, LLC | 58526 | Uwharrie Mountain Renewable | NC | Montgomery | 6 | IC | U | 1.6 | 1.6 | 1.6 |  | 4 | 2014 | 4 | 2014 | LFG | [5 empty] | N | S |  | N |  |  | N
58503 | Garnet Solar Power Station 1 LLC | 58528 | Garnet Solar Power Station 1 LLC | CA | Riverside | WDT44 | PV | T | 4 | 4 | 4 |  | 8 | 2014 | 8 | 2014 | SUN | [5 empty] | N | S | 8 | N | IPP Non-CHP | 2
58504 | North Carolina Solar II, LLC | 58531 | North Carolina Solar Bethea I | NC | Scotland | P22A | PV | V | 0.5 | 0.5 | 0.5 |  | 2 | 2013 | 2 | 2013 | SUN | [5 empty] | N | S | 1 | N | IPP Non-CHP | 2 | N
58504 | North Carolina Solar II, LLC | 58531 | North Carolina Solar Bethea I | NC | Scotland | P22B | PV | V | 0.5 | 0.5 | 0.5 |  | 2 | 2013 | 2 | 2013 | SUN | [5 empty] | N | S | 1 | N | IPP Non-CHP | 2 | N
58504 | North Carolina Solar II, LLC | 58532 | North Carolina Solar Bethea II | NC | Scotland | P22C | PV | V | 0.5 | 0.5 | 0.5 |  | 2 | 2013 | 2 | 2013 | SUN | [5 empty] | N | S | 1 | N | IPP Non-CHP | 2 | N
58504 | North Carolina Solar II, LLC | 58532 | North Carolina Solar Bethea II | NC | Scotland | P22D | PV | V | 0.5 | 0.5 | 0.5 |  | 2 | 2013 | 2 | 2013 | SUN | [5 empty] | N | S | 1 | N | IPP Non-CHP | 2 | N
58509 | Affordable Solar Silver City, LLC | 58540 | Silver City WWTP PV Project | NM | Grant | PV-1 | PV | U | 1 | 1 | 1 |  | 6 | 2013 | 6 | 2013 | SUN | [5 empty] | N | S | 2 | N | IPP Non-CHP | 2 | N
58515 | NextEra Energy Mountain View Solar | 58544 | Mountain View Solar | NV | Clark | 1 | PV | V | 20 | 20 | 20 |  | 12 | 2013 | 12 | 2013 | SUN | [5 empty] | N | W | 10 | N | IPP Non-CHP | 2 | N

## Retired and Canceled
2012 Form EIA-860 Data - Schedule 3, 'Generator Data' (Retired & Canceled Units Only)
Utility ID | Utility Name | Plant Code | Plant Name | State | County | Generator ID | Prime Mover | Status | Nameplate Capacity (MW) | Summer Capacity (MW) | Winter Capacity (MW) | Unit Code | Operating Month | Operating Year | Energy Source 1 | Energy Source 2 | Energy Source 3 | Energy Source 4 | Energy Source 5 | Energy Source 6 | Multiple Fuels | Deliver Power to Transmission Grid | Synchronized to Transmission Grid | Ownership | Turbines | Cogenerator | Sector Name | Sector | Topping or Bottoming | Duct Burners | Planned Modifications | Planned Uprates Net Summer Capacity | Planned Uprates Net Winter Capacity | Planned Uprate Month | Planned Uprate Year | Planned Derates Net Summer Capacity | Planned Derates Net Winter Capacity | Planned Derates Month | Planned Derates Year | Planned New Prime Mover | Planned Energy Source 1 | Planned Repower Month | Planned Repower Year | Other Modifications | Other Modifications Month | Other Modifications Year | Retirement Month | Retirement Year | Solid Fuel Gasification System | Pulverized Coal Technology | Fluidized Bed Technology | Subcritical Technology | Supercritical Technology | Ultrasupercritical Technology | Carbon Capture Technology | Startup Source 1 | Startup Source 2 | Startup Source 3 | Startup Source 4
25 | GMM Holdings 1 LLC | 2527 | GMMGreenidge LLC | NY | Yates | 3 | ST | RE | 50 | 52 | 48.9 |  | 4 | 1950 | BIT | NG |  |  |  |  | Y | Y |  | S |  | N | IPP Non-CHP | 2 |  | N | N | [15 empty] | 12 | 2009 | N | Y |  | Y |  |  |  | DFO
42 | AES Thames LLC | 10675 | AES Thames | CT | New London | GEN1 | ST | RE | 213.9 | 181 | 181 |  | 11 | 1989 | BIT | [5 empty] | N | Y |  | S |  | Y | IPP CHP | 3 | T | N | [16 empty] | 12 | 2012 | N |  | Y |  |  |  |  | DFO
135 | Agrilectric Power Partners Ltd | 10593 | Agrilectric Power Partners Ltd | LA | Calcasieu | GEN2 | ST | RE | 1.5 | 1.3 | 1.3 |  | 8 | 1995 | AB | NG |  |  |  |  | N | N | N | S |  | N | IPP Non-CHP | 2 |  | N | [16 empty] | 3 | 2007 | N | [6 empty] | NG
150 | Adrian Public Utilities Comm | 1956 | Adrian | MN | NOBLES | 3 | IC | RE | 0.4 | 0.4 | 0.4 |  | 88 | 1948 | DFO | [5 empty] | N | Y | Y | S |  | N | Electric Utility | 1 |  | N | [16 empty] | 12 | 2001 | N
150 | Adrian Public Utilities Comm | 1956 | Adrian | MN | NOBLES | 4 | IC | RE | 0.6 | 0.5 | 0.6 |  | 88 | 1954 | DFO | [5 empty] | N | Y |  | S |  | N | Electric Utility | 1 |  | N | [16 empty] | 12 | 2001 | N
164 | AERA Energy LLC | 55185 | Aera South Belridge Cogen Facility | CA | Kern | GENA | GT | RE | 3 | 2.7 | 3 |  | 9 | 1989 | NG | [5 empty] | N | N | N | S |  | Y | Industrial CHP | 7 | T | N | [16 empty] | 7 | 2010 | N
164 | AERA Energy LLC | 55185 | Aera South Belridge Cogen Facility | CA | Kern | GENB | GT | RE | 3 | 2.7 | 3 |  | 9 | 1989 | NG | [5 empty] | N | N | N | S |  | Y | Industrial CHP | 7 | T | N | [16 empty] | 7 | 2010 | N
164 | AERA Energy LLC | 55185 | Aera South Belridge Cogen Facility | CA | Kern | GENC | GT | RE | 3 | 2.7 | 3 |  | 9 | 1989 | NG | [5 empty] | N | N | N | S |  | Y | Industrial CHP | 7 | T | N | [16 empty] | 7 | 2010 | N
178 | CES Placerita Inc | 10677 | CES Placerita Power Plant | CA | Los Angeles | UNT1 | CT | RE | 60 | 46 | 50 |  | 6 | 1988 | NG | [5 empty] | N | N | N | S |  | N | IPP Non-CHP | 2 |  | N | [16 empty] | 1 | 2008 | N
179 | Agrium US Inc | 54452 | Agrium Kenai Nitrogen Operations | AK | Kenai Peninsula | 644A | IC | RE | 1.3 | 1.3 | 1.3 |  | 9 | 1968 | NG | [6 empty] | N |  | S |  | N | Industrial CHP | 7 |  | N | [16 empty] | 12 | 2001
179 | Agrium US Inc | 54452 | Agrium Kenai Nitrogen Operations | AK | Kenai Peninsula | 644B | IC | RE | 1.3 | 1.3 | 1.3 |  | 9 | 1968 | NG | [6 empty] | N |  | S |  | N | Industrial CHP | 7 | [18 empty] | 12 | 2001
179 | Agrium US Inc | 54452 | Agrium Kenai Nitrogen Operations | AK | Kenai Peninsula | 644C | IC | RE | 1.3 | 1.3 | 1.3 |  | 9 | 1968 | NG | [6 empty] | N |  | S |  | N | Industrial CHP | 7 |  | N | [16 empty] | 12 | 2001
179 | Agrium US Inc | 54452 | Agrium Kenai Nitrogen Operations | AK | Kenai Peninsula | 644D | IC | RE | 1.3 | 1.3 | 1.3 |  | 9 | 1968 | NG | [6 empty] | N |  | S |  | N | Industrial CHP | 7 |  | N | [16 empty] | 12 | 2001
179 | Agrium US Inc | 54452 | Agrium Kenai Nitrogen Operations | AK | Kenai Peninsula | 644E | IC | RE | 1.3 | 1.3 | 1.3 |  | 9 | 1968 | NG | [6 empty] | N |  | S |  | N | Industrial CHP | 7 |  | N | [16 empty] | 12 | 2001
179 | Agrium US Inc | 54452 | Agrium Kenai Nitrogen Operations | AK | Kenai Peninsula | 644F | IC | RE | 1.3 | 1.3 | 1.3 |  | 9 | 1968 | NG | [6 empty] | N |  | S |  | N | Industrial CHP | 7 |  | N | [16 empty] | 12 | 2001
179 | Agrium US Inc | 54452 | Agrium Kenai Nitrogen Operations | AK | Kenai Peninsula | 644G | IC | RE | 1.3 | 1.3 | 1.3 |  | 9 | 1968 | NG | [6 empty] | N |  | S |  | N | Industrial CHP | 7 |  | N | [16 empty] | 12 | 2001
195 | Alabama Power Co | 7708 | APC1 | AL |  | 2 | CC | IP | 270 | 270 | 270 |  |  |  | NG | [6 empty] | Y |  | S |  | N | Electric Utility | 1 |  | N | [18 empty] | N
195 | Alabama Power Co | 7876 | APC2 | AL |  | 1 | CT | IP | 300 | 300 | 300 |  |  |  | NG | [8 empty] | S |  | N | Electric Utility | 1 |  | N | [18 empty] | N
195 | Alabama Power Co | 7877 | APC3 | AL |  | 1 | CC | IP | 200 | 200 | 200 |  |  |  | NG | [8 empty] | S |  | N | Electric Utility | 1 |  | N | [18 empty] | N
219 | Alaska Power and Telephone Co | 69 | Haines | AK | Haines | 9 | IC | RE | 1.1 | 1.1 | 1.1 |  | 12 | 1989 | DFO | [5 empty] | N | Y |  | S |  | N | Electric Utility | 1 |  | N | [16 empty] | 6 | 2004
219 | Alaska Power and Telephone Co | 7169 | Northway | AK | Southeast Fairbanks | 4 | IC | RE | 0.4 | 0.3 | 0.3 |  | 1 | 1980 | DFO | [8 empty] | S |  | N | Electric Utility | 1 |  | N | [16 empty] | 9 | 2001
219 | Alaska Power and Telephone Co | 56146 | False Island | AK | Prince of Wales | 3 | IC | RE | 0.3 | 0.3 | 0.3 |  | 9 | 1983 | DFO | [5 empty] | N | Y |  | S |  | N | Electric Utility | 1 |  | N | [16 empty] | 9 | 2007 | N
221 | Alaska Village Elec Coop, Inc | 6311 | Chevak | AK | Bethel | 1 | IC | RE | 0.4 | 0.4 | 0.4 |  | 10 | 1977 | DFO | [5 empty] | N | N |  | S |  | N | Electric Utility | 1 |  | N | [16 empty] | 10 | 2009 | N
221 | Alaska Village Elec Coop, Inc | 6311 | Chevak | AK | Bethel | 2 | IC | RE | 0.3 | 0.3 | 0.3 |  | 11 | 1976 | DFO | [5 empty] | N | N |  | S |  | N | Electric Utility | 1 |  | N | [16 empty] | 10 | 2009 | N
221 | Alaska Village Elec Coop, Inc | 6311 | Chevak | AK | Bethel | 3 | IC | RE | 0.3 | 0.3 | 0.3 |  | 12 | 1979 | DFO | [5 empty] | N | N |  | S |  | N | Electric Utility | 1 |  | N | [16 empty] | 10 | 2009 | N
221 | Alaska Village Elec Coop, Inc | 6314 | Emmonak | AK | Bethel | 2 | IC | RE | 0.3 | 0.3 | 0.3 |  | 12 | 1977 | DFO | [5 empty] | N | N |  | S |  | N | Electric Utility | 1 |  | N | [16 empty] | 8 | 2011 | N
221 | Alaska Village Elec Coop, Inc | 6314 | Emmonak | AK | Bethel | 4 | IC | RE | 0.3 | 0.3 | 0.3 |  | 12 | 1980 | DFO | [5 empty] | N | N |  | S |  | N | Electric Utility | 1 |  | N | [16 empty] | 4 | 2005 | N
221 | Alaska Village Elec Coop, Inc | 6314 | Emmonak | AK | Bethel | 5 | IC | RE | 0.5 | 0.5 | 0.5 |  | 3 | 1988 | DFO | [5 empty] | N | N |  | S |  | N | Electric Utility | 1 |  | N | [16 empty] | 4 | 2005 | N
221 | Alaska Village Elec Coop, Inc | 6323 | Kiana | AK | Kobuk | 1A | IC | RE | 0.3 | 0.3 | 0.3 |  | 12 | 1977 | DFO | [5 empty] | N | N |  | S |  | N | Electric Utility | 1 |  | N | [16 empty] | 1 | 2001 | N
221 | Alaska Village Elec Coop, Inc | 6323 | Kiana | AK | Kobuk | 2 | IC | RE | 0.3 | 0.3 | 0.3 |  | 9 | 1990 | DFO | [5 empty] | N | N |  | S |  | N | Electric Utility | 1 |  | N | [16 empty] | 6 | 2000 | N
221 | Alaska Village Elec Coop, Inc | 6333 | Nunapitchuk | AK | Bethel | 2 | IC | RE | 0.3 | 0.3 | 0.3 |  | 1 | 1976 | DFO | [5 empty] | N | N |  | S |  | N | Electric Utility | 1 |  | N | [16 empty] | 2 | 2006 | N
221 | Alaska Village Elec Coop, Inc | 6333 | Nunapitchuk | AK | Bethel | 3 | IC | RE | 0.3 | 0.3 | 0.3 |  | 4 | 1976 | DFO | [5 empty] | N | N |  | S |  | N | Electric Utility | 1 |  | N | [16 empty] | 2 | 2006 | N
221 | Alaska Village Elec Coop, Inc | 6333 | Nunapitchuk | AK | Bethel | 4 | IC | RE | 0.6 | 0.6 | 0.6 |  | 2 | 1986 | DFO | [5 empty] | N | N |  | S |  | N | Electric Utility | 1 |  | N | [16 empty] | 2 | 2006 | N
221 | Alaska Village Elec Coop, Inc | 6333 | Nunapitchuk | AK | Bethel | 5 | IC | RE | 0.5 | 0.5 | 0.5 |  | 12 | 1994 | DFO | [5 empty] | N | N |  | S |  | N | Electric Utility | 1 |  | N | [16 empty] | 6 | 2004 | N
221 | Alaska Village Elec Coop, Inc | 6338 | St Marys | AK | Bethel | 1 | IC | RE | 0.6 | 0.6 | 0.6 |  | 5 | 1977 | DFO | [5 empty] | N | N |  | S |  | N | Electric Utility | 1 |  | N | [16 empty] | 12 | 2006 | N
221 | Alaska Village Elec Coop, Inc | 6341 | Selawik | AK | Kobuk | 1 | IC | RE | 0.3 | 0.3 | 0.3 |  | 12 | 1974 | DFO | [5 empty] | N | N |  | S |  | N | Electric Utility | 1 |  | N | [16 empty] | 6 | 2003 | N
221 | Alaska Village Elec Coop, Inc | 6341 | Selawik | AK | Kobuk | 2 | IC | RE | 0.7 | 0.7 | 0.7 |  | 6 | 2003 | DFO | [5 empty] | N | N |  | S |  | N | Electric Utility | 1 |  | N | [16 empty] | 4 | 2005
221 | Alaska Village Elec Coop, Inc | 6341 | Selawik | AK | Kobuk | 3 | IC | RE | 0.3 | 0.3 | 0.3 |  | 0 | 1978 | DFO | [5 empty] | N | N |  | S |  | N | Electric Utility | 1 |  | N | [16 empty] | 6 | 2003
221 | Alaska Village Elec Coop, Inc | 6348 | Togiak | AK | Dillingham | 2 | IC | RE | 0.3 | 0.3 | 0.3 |  | 3 | 1970 | DFO | [5 empty] | N | N |  | S |  | N | Electric Utility | 1 |  | N | [16 empty] | 8 | 2004 | N
221 | Alaska Village Elec Coop, Inc | 6348 | Togiak | AK | Dillingham | 5 | IC | RE | 0.5 | 0.5 | 0.5 |  | 10 | 1986 | DFO | [5 empty] | N | N |  | S |  | N | Electric Utility | 1 |  | N | [16 empty] | 9 | 2004 | N
221 | Alaska Village Elec Coop, Inc | 57053 | Alakanuk | AK | WADE HAMPTON | G309 | IC | IP | 0.5 | 0.5 | 0.5 |  |  |  | JF | [5 empty] | N | Y |  | S |  | Y | Electric Utility | 1 | [20 empty] | N
298 | City of Alexandria - (LA) | 6558 | D G Hunter | LA | Rapides | 1 | ST | RE | 17.5 | 16 | 16 |  | 0 | 1956 | NG | DFO |  |  |  |  | N | N | N | S |  | N | Electric Utility | 1 |  | N | [16 empty] | 1 | 2005 | N
298 | City of Alexandria - (LA) | 6558 | D G Hunter | LA | Rapides | 2 | ST | RE | 17.5 | 16 | 16 |  | 0 | 1956 | NG | DFO |  |  |  |  | N | N | N | S |  | N | Electric Utility | 1 |  | N | [16 empty] | 1 | 2005 | N
306 | Brookfield Renewable Power | 54899 | Cheoah | NC | Graham | 1 | HY | RE | 20 | 21 | 21 |  | 4 | 1919 | WAT | [5 empty] | N | Y |  | S | 0 | N | Industrial Non-CHP | 6 |  | N | [16 empty] | 5 | 2012 | N
306 | Brookfield Renewable Power | 54899 | Cheoah | NC | Graham | 2 | HY | RE | 20 | 21 | 21 |  | 4 | 1919 | WAT | [5 empty] | N | Y |  | S | 0 | N | Industrial Non-CHP | 6 |  | N | [16 empty] | 5 | 2012 | N
306 | Brookfield Renewable Power | 54899 | Cheoah | NC | Graham | 3 | HY | RE | 20 | 21 | 21 |  | 4 | 1919 | WAT | [5 empty] | N | Y |  | S | 0 | N | Industrial Non-CHP | 6 |  | N | [16 empty] | 5 | 2012 | N
306 | Brookfield Renewable Power | 54899 | Cheoah | NC | Graham | 4 | HY | RE | 20 | 21 | 21 |  | 4 | 1919 | WAT | [5 empty] | N | Y |  | S | 0 | N | Industrial Non-CHP | 6 |  | N | [16 empty] | 10 | 2012 | N
309 | City of Algona - (IA) | 1120 | Algona | IA | Kossuth | 3 | IC | RE | 0.7 | 0.6 | 0.6 |  | 1 | 1938 | DFO | NG | [7 empty] | S |  | N | Electric Utility | 1 |  | N | [16 empty] | 9 | 2003
309 | City of Algona - (IA) | 1120 | Algona | IA | Kossuth | 4 | IC | RE | 1 | 0.8 | 0.8 |  | 1 | 1941 | DFO | NG | [7 empty] | S |  | N | Electric Utility | 1 |  | N | [16 empty] | 4 | 2002
309 | City of Algona - (IA) | 1120 | Algona | IA | Kossuth | 5 | IC | RE | 1.5 | 1.1 | 1.1 |  | 1 | 1947 | DFO | NG | [7 empty] | S |  | N | Electric Utility | 1 |  | N | [16 empty] | 6 | 2002
361 | Industrial Energy Applications Inc | 54713 | Alliant SBD 8603 Donnelley | IA | Story | 1233 | IC | RE | 1 | 1 | 1 |  | 3 | 1996 | DFO | [5 empty] | N | N | N | S |  | N | IPP Non-CHP | 2 |  | N | [16 empty] | 10 | 2000
361 | Industrial Energy Applications Inc | 54929 | Alliant SBD 9403 Aegon DC | IA | Linn | 6110 | IC | RE | 1.6 | 1.6 | 1.6 |  | 1 | 1995 | DFO | [5 empty] | N | N | N | S |  | N | IPP Non-CHP | 2 |  | N | [16 empty] | 11 | 2003 | N
361 | Industrial Energy Applications Inc | 54930 | Alliant SBD 9402 Climax | IA | Lee | 5100 | IC | RE | 1.6 | 1.6 | 1.6 |  | 7 | 1995 | DFO | [5 empty] | N | Y | Y | S |  | N | IPP Non-CHP | 2 |  | N | [16 empty] | 3 | 2011 | N
361 | Industrial Energy Applications Inc | 54930 | Alliant SBD 9402 Climax | IA | Lee | 5200 | IC | RE | 1.6 | 1.6 | 1.6 |  | 7 | 1995 | DFO | [5 empty] | N | Y | Y | S |  | N | IPP Non-CHP | 2 |  | N | [16 empty] | 3 | 2011 | N
361 | Industrial Energy Applications Inc | 54930 | Alliant SBD 9402 Climax | IA | Lee | 5300 | IC | RE | 1.6 | 1.6 | 1.6 |  | 7 | 1995 | DFO | [5 empty] | N | Y | Y | S |  | N | IPP Non-CHP | 2 |  | N | [16 empty] | 3 | 2011 | N
361 | Industrial Energy Applications Inc | 54930 | Alliant SBD 9402 Climax | IA | Lee | 5400 | IC | RE | 1.6 | 1.6 | 1.6 |  | 7 | 1995 | DFO | [5 empty] | N | Y | Y | S |  | N | IPP Non-CHP | 2 |  | N | [16 empty] | 3 | 2011 | N
361 | Industrial Energy Applications Inc | 54930 | Alliant SBD 9402 Climax | IA | Lee | 5500 | IC | RE | 1.6 | 1.6 | 1.6 |  | 7 | 1995 | DFO | [5 empty] | N | Y | Y | S |  | N | IPP Non-CHP | 2 |  | N | [16 empty] | 3 | 2011 | N
361 | Industrial Energy Applications Inc | 55315 | Alliant SBD 9702 Cedar Graphics | IA | Linn | GEN1 | IC | RE | 1 | 1 | 1 |  | 5 | 1997 | DFO | [5 empty] | N | N | N | S |  | N | IPP Non-CHP | 2 |  | N | [16 empty] | 12 | 2007 | N
361 | Industrial Energy Applications Inc | 56072 | Alliant SBD 9801 Aegon Martha's Way | IA | Linn | 01 | IC | RE | 1.1 | 1 | 1 |  | 8 | 1998 | DFO | [5 empty] | N | N | N | S |  | N | IPP Non-CHP | 2 |  | N | [16 empty] | 4 | 2012 | N
520 | Ameren Energy Generating Co | 863 | Hutsonville | IL | Crawford | 3 | ST | RE | 75 | 75 | 76 |  | 2 | 1953 | SUB | BIT | DFO |  |  |  | Y | Y | Y | S |  | N | IPP Non-CHP | 2 |  | N | [16 empty] | 12 | 2011 | N | Y |  | Y |  |  |  | DFO
520 | Ameren Energy Generating Co | 863 | Hutsonville | IL | Crawford | 4 | ST | RE | 75 | 76 | 78 |  | 7 | 1954 | SUB | BIT | DFO |  |  |  | Y | Y | Y | S |  | N | IPP Non-CHP | 2 |  | N | [16 empty] | 12 | 2011 | N | Y |  | Y |  |  |  | DFO
520 | Ameren Energy Generating Co | 863 | Hutsonville | IL | Crawford | D1 | IC | RE | 3 | 3 | 3 |  | 4 | 1968 | DFO | [5 empty] | N | Y | Y | S |  | N | IPP Non-CHP | 2 |  | N | [16 empty] | 12 | 2011 | N | N |  | N
520 | Ameren Energy Generating Co | 864 | Meredosia | IL | Morgan | 1 | ST | RE | 57.5 | 52 | 52 |  | 6 | 1948 | BIT | DFO |  |  |  |  | N | Y |  | S |  | N | IPP Non-CHP | 2 |  | N | [16 empty] | 12 | 2011 | N | Y |  | Y |  |  |  | DFO
520 | Ameren Energy Generating Co | 864 | Meredosia | IL | Morgan | 2 | ST | RE | 57.5 | 53 | 53 |  | 1 | 1949 | BIT | DFO |  |  |  |  | N | Y |  | S |  | N | IPP Non-CHP | 2 |  | N | [16 empty] | 12 | 2011 | N | Y |  | Y |  |  |  | DFO
520 | Ameren Energy Generating Co | 864 | Meredosia | IL | Morgan | 3 | ST | RE | 239.3 | 203 | 215 |  | 7 | 1960 | SUB | BIT | DFO |  |  |  | N | Y |  | S |  | N | IPP Non-CHP | 2 |  | N | [16 empty] | 12 | 2011 | N | Y |  | Y |  |  |  | DFO
520 | Ameren Energy Generating Co | 864 | Meredosia | IL | Morgan | 4 | ST | RE | 209.7 | 166 |  |  | 9 | 1975 | RFO | DFO | NG |  |  |  | N | Y |  | S |  | N | IPP Non-CHP | 2 |  | N | [16 empty] | 12 | 2011 | N | N
599 | Anchorage Municipal Light and Power | 75 | Anchorage 1 | AK | Anchorage | 3 | GT | RE | 16.3 | 17.7 | 19.4 |  | 12 | 1968 | NG | DFO |  |  |  |  | Y | N | N | S |  | N | Electric Utility | 1 |  | N | [16 empty] | 8 | 2004 | N
599 | Anchorage Municipal Light and Power | 75 | Anchorage 1 | AK | Anchorage | D1 | IC | RE | 1.1 | 1.2 | 1.2 |  | 0 | 1956 | DFO | [5 empty] | N | Y | Y | S |  | N | Electric Utility | 1 |  | N | [16 empty] | 1 | 2010 | N
599 | Anchorage Municipal Light and Power | 75 | Anchorage 1 | AK | Anchorage | D2 | IC | RE | 1.1 | 1.4 | 1.4 |  | 0 | 1947 | DFO | [5 empty] | N | Y | Y | S |  | N | Electric Utility | 1 |  | N | [16 empty] | 1 | 2010 | N
623 | Anheuser-Busch Inc | 54913 | Anheuser-Busch Newark Brewery | NJ | ESSEX | GEN1 | GT | RE | 6.5 | 6.5 | 6.5 |  | 6 | 1995 | NG | DFO | OBG |  |  |  | Y | Y |  | S |  | Y | Industrial CHP | 7 | T | N | [16 empty] | 4 | 2004 | N
623 | Anheuser-Busch Inc | 54913 | Anheuser-Busch Newark Brewery | NJ | ESSEX | GEN2 | GT | RE | 6.5 | 6.5 | 6.5 |  | 11 | 1995 | NG | DFO | OBG |  |  |  | Y | Y |  | S |  | Y | Industrial CHP | 7 | T | N | [16 empty] | 4 | 2004 | N
682 | City of Anita - (IA) | 1123 | Anita | IA | Cass | 1 | IC | RE | 0.1 | 0.1 | 0.1 |  | 10 | 1939 | DFO | [5 empty] | N | N | Y | S |  | N | Electric Utility | 1 |  | N | [16 empty] | 1 | 2003 | N
733 | Appalachian Power Co | 3938 | Philip Sporn | WV | Mason | 5 | ST | RE | 495.5 | 440 | 450 |  | 12 | 1960 | BIT | [5 empty] | N | Y |  | W |  | N | Electric Utility | 1 |  | N | [16 empty] | 2 | 2012 | N | Y |  |  | Y |  |  | DFO
772 | Archer Daniels Midland Co | 10857 | Archer Daniels Midland Fredonia | KS | Wilson | GEN1 | GT | RE | 2.7 | 2.5 | 2.7 |  | 1 | 1986 | NG | [8 empty] | S |  | N | Industrial Non-CHP | 6 |  | N | [16 empty] | 3 | 2003
772 | Archer Daniels Midland Co | 10857 | Archer Daniels Midland Fredonia | KS | Wilson | GEN2 | IC | RE | 1 | 1 | 1 |  | 1 | 1987 | DFO | [5 empty] | N | N |  | S |  | N | Industrial Non-CHP | 6 |  | N | [16 empty] | 3 | 2003 | N
772 | Archer Daniels Midland Co | 10857 | Archer Daniels Midland Fredonia | KS | Wilson | GEN3 | IC | RE | 0.4 | 0.4 | 0.4 |  | 10 | 1990 | DFO | [5 empty] | N | N |  | S |  | N | Industrial Non-CHP | 6 |  | N | [16 empty] | 3 | 2003 | N
772 | Archer Daniels Midland Co | 10859 | Valdosta | GA | Lowndes | GEN1 | ST | RE | 2.5 | 2.5 | 2.5 |  | 1 | 1985 | WDS | [5 empty] | N | N |  | S |  | N | Industrial Non-CHP | 6 |  | N | [16 empty] | 1 | 1995 | N
772 | Archer Daniels Midland Co | 10860 | Archer Daniels Midland Clinton | IA | Clinton | GEN1 | ST | RE | 7.5 | 7.5 | 7.5 |  | 1 | 1954 | BIT | NG |  |  |  |  | Y | N |  | S |  | Y | Industrial CHP | 7 | T | N | [16 empty] | 10 | 2008 | N | Y | [5 empty] | NG
772 | Archer Daniels Midland Co | 10860 | Archer Daniels Midland Clinton | IA | Clinton | GEN2 | ST | RE | 3.5 | 3.5 | 3.5 |  | 1 | 1940 | BIT | NG |  |  |  |  | Y | N |  | S |  | Y | Industrial CHP | 7 | T | N | [16 empty] | 10 | 2008 | N | Y | [5 empty] | NG
772 | Archer Daniels Midland Co | 10860 | Archer Daniels Midland Clinton | IA | Clinton | GEN3 | ST | RE | 9.4 | 9.4 | 9.4 |  | 1 | 1965 | BIT | NG |  |  |  |  | Y | N |  | S |  | Y | Industrial CHP | 7 | T | N | [16 empty] | 10 | 2008 | N | Y | [5 empty] | NG
772 | Archer Daniels Midland Co | 10860 | Archer Daniels Midland Clinton | IA | Clinton | GEN4 | ST | RE | 4 | 4 | 4 |  | 1 | 1974 | BIT | NG |  |  |  |  | Y | N |  | S |  | Y | Industrial CHP | 7 | T | N | [16 empty] | 10 | 2008 |  | Y | [5 empty] | NG
772 | Archer Daniels Midland Co | 10860 | Archer Daniels Midland Clinton | IA | Clinton | GEN5 | ST | RE | 7 | 7 | 7 |  | 4 | 1991 | BIT | NG |  |  |  |  | Y | N |  | S |  | Y | Industrial CHP | 7 | T | N | [16 empty] | 10 | 2008 |  | Y | [5 empty] | NG
772 | Archer Daniels Midland Co | 10863 | Archer Daniels Midland Mankato | MN | Blue Earth | GEN2 | ST | RE | 4.4 | 4.4 | 4.4 |  | 1 | 1999 | NG | [5 empty] | N | N |  | S |  | Y | Industrial CHP | 7 | T | N | [16 empty] | 6 | 1999 | N
772 | Archer Daniels Midland Co | 54310 | Galesburg | IL | Knox | GEN1 | IC | RE | 1 | 1 | 1 |  | 8 | 1992 | NG | [5 empty] | N | N | N | S |  | Y | Industrial CHP | 7 | T | N | [16 empty] | 1 | 2012 | N
772 | Archer Daniels Midland Co | 54310 | Galesburg | IL | Knox | GEN2 | IC | RE | 1 | 1 | 1 |  | 8 | 1992 | NG | [5 empty] | N | N | N | S |  | Y | Industrial CHP | 7 | T | N | [16 empty] | 1 | 2012 | N
772 | Archer Daniels Midland Co | 54310 | Galesburg | IL | Knox | GEN3 | IC | RE | 1 | 1 | 1 |  | 8 | 1992 | NG | [5 empty] | N | N | N | S |  | Y | Industrial CHP | 7 | T | N | [16 empty] | 1 | 2012 | N
772 | Archer Daniels Midland Co | 54311 | Archer Daniels Midland Little Rock | AR | Pulaski | GEN1 | IC | RE | 1 | 1 | 1 |  | 2 | 1993 | NG | [5 empty] | N | N |  | S |  | Y | Industrial CHP | 7 | T | N | [16 empty] | 1 | 2001 | N
772 | Archer Daniels Midland Co | 54311 | Archer Daniels Midland Little Rock | AR | Pulaski | GEN2 | IC | RE | 1 | 1 | 1 |  | 2 | 1993 | NG | [5 empty] | N | N |  | S |  | Y | Industrial CHP | 7 | T | N | [16 empty] | 1 | 2001 | N
772 | Archer Daniels Midland Co | 54311 | Archer Daniels Midland Little Rock | AR | Pulaski | GEN3 | IC | RE | 1 | 1 | 1 |  | 2 | 1993 | NG | [5 empty] | N | N |  | S |  | Y | Industrial CHP | 7 | T | N | [16 empty] | 1 | 2001 | N
772 | Archer Daniels Midland Co | 54311 | Archer Daniels Midland Little Rock | AR | Pulaski | GEN4 | IC | RE | 1 | 1 | 1 |  | 2 | 1993 | NG | [5 empty] | N | N |  | S |  | Y | Industrial CHP | 7 | T | N | [16 empty] | 1 | 2001 | N
772 | Archer Daniels Midland Co | 54312 | Archer Daniels Midland Taylorville | IL | Christian | GEN1 | GT | RE | 4.6 | 4 | 4.6 |  | 5 | 1994 | NG | [5 empty] | N | N |  | S |  | Y | Industrial CHP | 7 | T | N | [16 empty] | 1 | 2003 | N
772 | Archer Daniels Midland Co | 55046 | Mansfield | MA | Plymouth | GEN1 | IC | RE | 1 | 1 | 1 |  | 11 | 1993 | NG | [5 empty] | N | N | N | S |  | Y | Industrial CHP | 7 | T | N | [16 empty] | 5 | 2011 | N
772 | Archer Daniels Midland Co | 55046 | Mansfield | MA | Plymouth | GEN2 | IC | RE | 1 | 1 | 1 |  | 11 | 1993 | NG | [5 empty] | N | N | N | S |  | Y | Industrial CHP | 7 | T | N | [16 empty] | 5 | 2011 | N
772 | Archer Daniels Midland Co | 55046 | Mansfield | MA | Plymouth | GEN3 | IC | RE | 1 | 1 | 1 |  | 11 | 1993 | NG | [5 empty] | N | N |  | S |  | Y | Industrial CHP | 7 | T | N | [16 empty] | 5 | 2011 | N
772 | Archer Daniels Midland Co | 55638 | Walhalla | ND | Pembina | GEN1 | ST | RE | 2 | 2 | 2 |  | 12 | 2000 | SUB | [5 empty] | N | N | Y | S |  | Y | Industrial CHP | 7 | T | N | [16 empty] | 4 | 2012 | N |  |  | Y |  |  |  | NG
792 | City of Argyle - (WI) | 7810 | Argyle | WI | LAFAYETTE | 2A | IC | RE | 1.1 | 1.1 | 1.1 |  | 0 | 1973 | DFO | [6 empty] | Y |  | S |  | N | Electric Utility | 1 |  | N | [16 empty] | 9 | 2003
792 | City of Argyle - (WI) | 7810 | Argyle | WI | LAFAYETTE | 4 | IC | RE | 1.1 | 1.1 | 1.1 |  | 10 | 1989 | DFO | [5 empty] | N |  |  | S |  | N | Electric Utility | 1 |  | N | [16 empty] | 9 | 2003
794 | Apollo Energy Corp | 54390 | Kamaoa Wind Farm | HI | Hawaii | GEN1 | WT | RE | 9.2 | 9.2 | 9.2 |  | 7 | 1987 | WND | [5 empty] | N | Y |  | S | 37 | N | IPP Non-CHP | 2 |  | N | [16 empty] | 8 | 2006
803 | Arizona Public Service Co | 112 | Childs | AZ | Yavapai | 1 | HY | RE | 1.8 | 1.4 | 1.4 |  | 6 | 1909 | WAT | [5 empty] | N | Y |  | S |  | N | Electric Utility | 1 |  | N | [16 empty] | 6 | 2005 | N
803 | Arizona Public Service Co | 112 | Childs | AZ | Yavapai | 2 | HY | RE | 1.8 | 1.4 | 1.4 |  | 7 | 1909 | WAT | [5 empty] | N | Y |  | S |  | N | Electric Utility | 1 |  | N | [16 empty] | 6 | 2005 | N
803 | Arizona Public Service Co | 112 | Childs | AZ | Yavapai | 3 | HY | RE | 1.8 | 1.4 | 1.4 |  | 9 | 1909 | WAT | [5 empty] | N | Y |  | S |  | N | Electric Utility | 1 |  | N | [16 empty] | 6 | 2005 | N
803 | Arizona Public Service Co | 115 | Irving | AZ | Yavapai | 1 | HY | RE | 1.6 | 1.4 | 1.4 |  | 4 | 1916 | WAT | [5 empty] | N | Y |  | S |  | N | Electric Utility | 1 |  | N | [16 empty] | 6 | 2005 | N
803 | Arizona Public Service Co | 117 | West Phoenix | AZ | Maricopa | 4 | ST | RE | 34.5 | 33.3 | 33.3 |  | 7 | 1948 | NG | DFO | [7 empty] | S |  | N | Electric Utility | 1 |  | N | [16 empty] | 12 | 2002
803 | Arizona Public Service Co | 117 | West Phoenix | AZ | Maricopa | 5 | ST | RE | 16 | 12 | 12 |  | 6 | 1949 | NG | DFO | [7 empty] | S |  | N | Electric Utility | 1 |  | N | [16 empty] | 12 | 2002
803 | Arizona Public Service Co | 117 | West Phoenix | AZ | Maricopa | 6 | ST | RE | 69 | 63 | 63 |  | 4 | 1950 | NG | DFO | [7 empty] | S |  | N | Electric Utility | 1 |  | N | [16 empty] | 12 | 2002
803 | Arizona Public Service Co | 55522 | Sundance | AZ | Pinal | CT11 | GT | IP | 45 | 38 | 40 |  |  |  | NG | [8 empty] | S |  | N | Electric Utility | 1 |  | N | [18 empty] | N
803 | Arizona Public Service Co | 55522 | Sundance | AZ | Pinal | CT12 | GT | IP | 45 | 38 | 40 |  |  |  | NG | [8 empty] | S |  | N | Electric Utility | 1 |  | N | [18 empty] | N
803 | Arizona Public Service Co | 56228 | Prescott Airport | AZ | Yavapai | PV2 | PV | IP | 7 | 7 | 7 |  |  |  | SUN | [5 empty] | N | Y |  | S |  | N | Electric Utility | 1 | [20 empty] | N
803 | Arizona Public Service Co | 57324 | Luke Solar | AZ | Maricopa | PV1 | PV | IP | 15 | 12.8 | 14 |  |  |  | SUN | [5 empty] | N | Y |  | S |  | N | Electric Utility | 1 | [20 empty] | N
814 | Entergy Arkansas Inc | 169 | Harvey Couch | AR | Lafayette | 1 | ST | RE | 26.5 | 12 | 12 |  | 10 | 1943 | NG | [5 empty] | N | Y | Y | S |  | N | Electric Utility | 1 |  | N | [16 empty] | 3 | 2011 | N | [6 empty] | NG
814 | Entergy Arkansas Inc | 55418 | Hot Spring Generating Facility | AR | Hot Spring | CT3 | CT | IP | 198.9 | 173.8 | 191.5 |  |  |  | NG | [6 empty] | Y |  | W |  | N | Electric Utility | 1 |  | N | [18 empty] | N
814 | Entergy Arkansas Inc | 55418 | Hot Spring Generating Facility | AR | Hot Spring | CT4 | CT | IP | 198.9 | 173.8 | 191.5 |  |  |  | NG | [6 empty] | Y |  | W |  | N | Electric Utility | 1 |  | N | [18 empty] | N
814 | Entergy Arkansas Inc | 55418 | Hot Spring Generating Facility | AR | Hot Spring | ST2 | CA | IP | 317.1 | 304.4 | 301.5 |  |  |  | NG | [8 empty] | S |  | N | Electric Utility | 1 |  | Y | [18 empty] | N
924 | Associated Electric Coop, Inc | 7749 | Essex | MO | Stoddard | 2 | GT | IP | 108 | 104 | 127 |  |  |  | NG | [5 empty] | N | N |  | S |  | N | Electric Utility | 1 | [20 empty] | N
986 | Aurora Energy LLC | 79 | Aurora Energy LLC Chena | AK | Fairbanks North Star | 3 | ST | RE | 1.5 | 1.5 | 1.5 |  | 6 | 1952 | SUB | [5 empty] | N | Y |  | S |  | Y | IPP CHP | 3 | T |  | N | [15 empty] | 8 | 2009 | N |  |  | Y |  |  |  | WDS | DFO
986 | Aurora Energy LLC | 79 | Aurora Energy LLC Chena | AK | Fairbanks North Star | 7 | ST | IP | 2.3 | 2.3 | 2.3 |  |  |  | SUB | [5 empty] | N | N |  | S |  | N | IPP CHP | 3 | [20 empty] | N |  |  | Y
989 | City of Attica | 1260 | Attica | KS | Harper | 4 | IC | RE | 0.3 | 0.2 | 0.3 |  | 88 | 1961 | DFO | NG |  |  |  |  | N | Y | N | S |  | N | Electric Utility | 1 |  | N | [16 empty] | 5 | 2001 | N
989 | City of Attica | 1260 | Attica | KS | Harper | 5 | IC | RE | 0.3 | 0.2 | 0.2 |  | 88 | 1961 | DFO | NG |  |  |  |  | N | N | N | S |  | N | Electric Utility | 1 |  | N | [16 empty] | 5 | 2001
991 | Air Products & Chemicals Inc | 10639 | New Orleans | LA | Orleans | GEN1 | GT | RE | 23.4 | 19 | 23.4 |  | 12 | 1984 | NG | [5 empty] | N | Y |  | S |  | Y | Industrial CHP | 7 | T | N | [16 empty] | 9 | 2005 | N
991 | Air Products & Chemicals Inc | 10639 | New Orleans | LA | Orleans | GEN2 | ST | RE | 7.8 | 4 | 4 |  | 6 | 1995 | NG | [5 empty] | N | Y |  | S |  | Y | Industrial CHP | 7 | T | N | [16 empty] | 6 | 2010 | N | [6 empty] | NG
1015 | Austin Energy | 3548 | Decker Creek | TX | Travis | PV3 | PV | RE | 0.3 | 0.3 | 0.3 |  | 7 | 1987 | SUN | [8 empty] | S | 0 | N | Electric Utility | 1 |  | N | [16 empty] | 6 | 2001
1015 | Austin Energy | 3549 | Holly Street | TX | Travis | 1 | ST | RE | 100 | 100 | 100 |  | 11 | 1960 | NG | DFO |  |  |  |  | N | Y |  | S |  | N | Electric Utility | 1 |  | N | [16 empty] | 12 | 2004
1015 | Austin Energy | 3549 | Holly Street | TX | Travis | 2 | ST | RE | 100 | 100 | 100 |  | 6 | 1964 | NG | DFO |  |  |  |  | N | Y |  | S |  | N | Electric Utility | 1 |  | N | [16 empty] | 12 | 2004 | N
1015 | Austin Energy | 3549 | Holly Street | TX | Travis | 3 | ST | RE | 165 | 195 | 195 |  | 7 | 1967 | NG | [5 empty] | N | Y |  | S |  | N | Electric Utility | 1 |  | N | [16 empty] | 9 | 2007 | N
1015 | Austin Energy | 3549 | Holly Street | TX | Travis | 4 | ST | RE | 193 | 196 | 196 |  | 7 | 1974 | NG | [5 empty] | N | Y |  | S |  | N | Electric Utility | 1 |  | N | [16 empty] | 9 | 2007 | N
1179 | Bangor Hydro-Electric Co | 783 | Basin Mills | ME | Penobscot | 1 | HY | IP | 12 | 12 | 12 |  |  |  | WAT | [5 empty] | N |  |  | S |  | N | Electric Utility | 1 |  | N | [18 empty] | N
1179 | Bangor Hydro-Electric Co | 783 | Basin Mills | ME | Penobscot | 2 | HY | IP | 12 | 12 | 12 |  |  |  | WAT | [5 empty] | N |  |  | S |  | N | Electric Utility | 1 |  | N | [18 empty] | N
1179 | Bangor Hydro-Electric Co | 783 | Basin Mills | ME | Penobscot | 3 | HY | IP | 12 | 12 | 12 |  |  |  | WAT | [5 empty] | N |  |  | S |  | N | Electric Utility | 1 |  | N | [18 empty] | N
1179 | Bangor Hydro-Electric Co | 784 | Veazie C | ME | Penobscot | 1 | HY | IP | 8 | 8 | 8 |  |  |  | WAT | [8 empty] | S |  | N | Electric Utility | 1 |  | N | [18 empty] | N
1182 | BASF Corporation | 10320 | Enka | NC | Buncombe | GE10 | ST | RE | 4 | 3.7 | 3.8 |  | 1 | 1948 | BIT | [5 empty] | N | N | N | S |  | Y | Industrial CHP | 7 | T | N | [16 empty] | 6 | 2001 | N
1182 | BASF Corporation | 10320 | Enka | NC | Buncombe | GE11 | ST | RE | 4 | 3.7 | 3.8 |  | 1 | 1957 | BIT | [5 empty] | N | N | N | S |  | Y | Industrial CHP | 7 | T | N | [16 empty] | 6 | 2001 | N
1182 | BASF Corporation | 10320 | Enka | NC | Buncombe | GE12 | ST | RE | 5 | 4.7 | 4.7 |  | 1 | 1959 | BIT | [5 empty] | N | N | N | S |  | Y | Industrial CHP | 7 | T | N | [16 empty] | 6 | 2001 | N
1182 | BASF Corporation | 10320 | Enka | NC | Buncombe | GEN8 | ST | RE | 0.3 | 0.3 | 0.3 |  | 1 | 1984 | BIT | [5 empty] | N | N | N | S |  | Y | Industrial CHP | 7 | T | N | [16 empty] | 6 | 2001 | N
1182 | BASF Corporation | 10320 | Enka | NC | Buncombe | GEN9 | ST | RE | 3 | 2.8 | 2.8 |  | 1 | 1937 | BIT | [5 empty] | N | N | N | S |  | Y | Industrial CHP | 7 | T | N | [16 empty] | 6 | 2001 | N
1194 | Baptist Memorial Hospital | 10008 | Baptist Medical Center | FL | DUVAL | CG-1 | IC | RE | 0.5 | 0.5 | 0.5 |  | 2 | 1973 | NG | [5 empty] | N | N | Y | S |  | Y | Commercial CHP | 5 |  | N | [16 empty] | 10 | 2005 | N
1194 | Baptist Memorial Hospital | 10008 | Baptist Medical Center | FL | DUVAL | CG-3 | IC | RE | 0.5 | 0.5 | 0.5 |  | 10 | 1972 | NG | [5 empty] | N | N | N | S |  | N | Commercial CHP | 5 |  | N | N | [15 empty] | 5 | 2007 | N
1194 | Baptist Memorial Hospital | 10008 | Baptist Medical Center | FL | DUVAL | CG-4 | IC | RE | 0.5 | 0.5 | 0.5 |  | 10 | 1973 | NG | [5 empty] | N | N | N | S |  | N | Commercial CHP | 5 |  | N | [16 empty] | 12 | 2006 | N
1194 | Baptist Memorial Hospital | 10008 | Baptist Medical Center | FL | DUVAL | TG-1 | GT | RE | 2.6 | 2.3 | 2.6 |  | 1 | 1982 | NG | [5 empty] | N | N |  | S |  | N | Commercial CHP | 5 |  | N | N | [15 empty] | 4 | 2007 | N
1512 | City of Belleville - (KS) | 1263 | Belleville | KS | Republic | 1 | IC | RE | 0.6 | 0.6 | 0.6 |  | 88 | 1946 | DFO | NG |  |  |  |  | Y | Y |  | S |  | N | Electric Utility | 1 |  | N | [16 empty] | 12 | 1998 | N
1512 | City of Belleville - (KS) | 1263 | Belleville | KS | Republic | 2 | IC | RE | 0.6 | 0.6 | 0.6 |  | 88 | 1946 | DFO | NG |  |  |  |  | Y | Y |  | S |  | N | Electric Utility | 1 |  | N | [16 empty] | 12 | 1999 | N
1512 | City of Belleville - (KS) | 1263 | Belleville | KS | Republic | 3 | IC | RE | 0.3 | 0.3 | 0.3 |  | 88 | 1946 | DFO | NG |  |  |  |  | Y | Y |  | S |  | N | Electric Utility | 1 |  | N | [16 empty] | 12 | 2001 | N
1615 | Town of Berlin - (MD) | 6565 | Berlin | MD | Worcester | 6A | IC | IP | 5 | 5 | 5 |  |  |  | DFO | [5 empty] | N | Y |  | S |  | N | Electric Utility | 1 |  | N | [18 empty] | N
1615 | Town of Berlin - (MD) | 6565 | Berlin | MD | Worcester | 7A | IC | IP | 7.5 | 7.5 | 7.5 |  |  |  | DFO | [8 empty] | S |  | N | Electric Utility | 1
1647 | City of Bethany | 2114 | Bethany | MO | Harrison | 2 | IC | RE | 0.8 | 0.8 | 0.8 |  | 8 | 1948 | DFO | [5 empty] | N | Y |  | S |  | N | Electric Utility | 1 |  | N | [16 empty] | 1 | 2008 | N
1647 | City of Bethany | 2114 | Bethany | MO | Harrison | 8 | IC | RE | 1.6 | 1 | 1 |  | 7 | 1993 | DFO | [5 empty] | N | Y |  | S |  | N | Electric Utility | 1 |  | N | [16 empty] | 3 | 2006 | N
1857 | Block Island Power Co | 6567 | Block Island | RI | Washington | 11 | IC | RE | 1 | 0.8 | 0.8 |  | 99 | 1972 | DFO | [5 empty] | N | N |  | S |  | N | Electric Utility | 1 |  | N | [16 empty] | 1 | 2005
1857 | Block Island Power Co | 6567 | Block Island | RI | Washington | 19 | IC | RE | 1.1 | 1 | 1 |  | 8 | 1993 | DFO | [5 empty] | N | N |  | S |  | N | Electric Utility | 1 |  | N | [16 empty] | 6 | 2012 | N
1857 | Block Island Power Co | 6567 | Block Island | RI | Washington | 21 | IC | RE | 1.6 | 1.5 | 1.5 |  | 5 | 1997 | DFO | [5 empty] | N | N |  | S |  | N | Electric Utility | 1 |  | N | [16 empty] | 1 | 2002
1871 | City of Blooming Prairie - (MN) | 1966 | Blooming Prairie | MN | Steele | 3 | IC | RE | 1.4 | 1 | 1 |  | 5 | 1957 | DFO | [5 empty] | N | Y |  | S |  | N | Electric Utility | 1 |  | N | [16 empty] | 12 | 2005 | N
1994 | Boulder City of | 466 | Boulder Canyon Hydro | CO | Boulder | 1 | HY | RE | 10 | 5 | 5 |  | 6 | 1911 | WAT | [5 empty] | N | Y |  | S |  | N | IPP Non-CHP | 2 |  | N | [16 empty] | 9 | 2012 | N
1994 | Boulder City of | 466 | Boulder Canyon Hydro | CO | Boulder | 2 | HY | RE | 10 | 5 | 10 |  | 0 | 1911 | WAT | [8 empty] | S |  | N | IPP Non-CHP | 2 |  | N | [16 empty] | 3 | 2001
2010 | City of Bountiful | 3665 | Bountiful City | UT | Davis | 2 | IC | RE | 1.2 | 1.2 | 1.2 |  | 9 | 1959 | NG | DFO |  |  |  |  | Y | Y | N | S |  | N | Electric Utility | 1 |  | N | [16 empty] | 3 | 2011 | N
2010 | City of Bountiful | 3665 | Bountiful City | UT | Davis | 3 | IC | RE | 1.2 | 1.2 | 1.2 |  | 9 | 1959 | NG | DFO |  |  |  |  | Y | Y | N | S |  | N | Electric Utility | 1 |  | N | [16 empty] | 3 | 2011 | N
2010 | City of Bountiful | 3665 | Bountiful City | UT | Davis | 4 | IC | RE | 1 | 1 | 1 |  | 8 | 1955 | NG | DFO |  |  |  |  | Y | Y | N | S |  | N | Electric Utility | 1 |  | N | [16 empty] | 3 | 2011 | N
2010 | City of Bountiful | 3665 | Bountiful City | UT | Davis | 5 | IC | RE | 1 | 1 | 1 |  | 1 | 1957 | NG | DFO |  |  |  |  | Y | Y | N | S |  | N | Electric Utility | 1 |  | N | [16 empty] | 3 | 2011 | N
2010 | City of Bountiful | 3665 | Bountiful City | UT | Davis | 6 | IC | RE | 2.5 | 2.5 | 2.5 |  | 1 | 1962 | NG | DFO |  |  |  |  | Y | Y | N | S |  | N | Electric Utility | 1 |  | N | [16 empty] | 3 | 2011 | N
2010 | City of Bountiful | 3665 | Bountiful City | UT | Davis | 7 | IC | RE | 0.1 | 0.1 | 0.1 |  | 8 | 1936 | DFO | [5 empty] | N | N | N | S |  | N | Electric Utility | 1 |  | N | [16 empty] | 3 | 2011 | N
2010 | City of Bountiful | 4264 | Joes Valley Dam | UT | Emery | NA1 | HY | IP | 1.2 | 0.7 | 1.1 |  |  |  | WAT | [8 empty] | S |  | N | Electric Utility | 1 |  | N | [18 empty] | N
2010 | City of Bountiful | 4264 | Joes Valley Dam | UT | Emery | NA2 | HY | IP | 1.2 | 0.7 | 1.1 |  |  |  | WAT | [8 empty] | S |  | N | Electric Utility | 1 |  | N | [18 empty] | N
2010 | City of Bountiful | 4264 | Joes Valley Dam | UT | Emery | NA3 | HY | IP | 1 | 1 | 0.9 |  |  |  | WAT | [8 empty] | S |  | N | Electric Utility | 1 |  | N | [18 empty] | N
2053 | Bowater Newport Coosa Pines Op | 54216 | U S Alliance Coosa Pines | AL | Talladega | AOW1 | ST | RE | 5 | 4.7 | 4.7 |  | 1 | 1942 | BIT | [5 empty] | N | N |  | S |  | Y | Industrial CHP | 7 | T | N | [16 empty] | 11 | 2008 | N | Y | [5 empty] | DFO
2053 | Bowater Newport Coosa Pines Op | 54216 | U S Alliance Coosa Pines | AL | Talladega | AOW2 | ST | RE | 5 | 4.7 | 4.7 |  | 1 | 1942 | BIT | [5 empty] | N | N |  | S |  | Y | Industrial CHP | 7 | T | N | [16 empty] | 11 | 2008 | N | Y | [5 empty] | DFO
2053 | Bowater Newport Coosa Pines Op | 54216 | U S Alliance Coosa Pines | AL | Talladega | AOW3 | ST | RE | 5 | 4.7 | 4.7 |  | 1 | 1942 | BIT | [5 empty] | N | N |  | S |  | Y | Industrial CHP | 7 |  | N | [16 empty] | 1 | 2003 | N
2053 | Bowater Newport Coosa Pines Op | 54216 | U S Alliance Coosa Pines | AL | Talladega | AOW4 | ST | RE | 5 | 4.7 | 4.7 |  | 1 | 1942 | BIT | [5 empty] | N | N |  | S |  | Y | Industrial CHP | 7 | T | N | [16 empty] | 11 | 2008 | N | Y | [5 empty] | DFO
2053 | Bowater Newport Coosa Pines Op | 54216 | U S Alliance Coosa Pines | AL | Talladega | AOW5 | ST | RE | 5 | 4.7 | 4.7 |  | 1 | 1942 | BIT | [5 empty] | N | N |  | S |  | Y | Industrial CHP | 7 | T | N | [16 empty] | 11 | 2008 | N | Y | [5 empty] | DFO
2144 | Town of Braintree - (MA) | 1660 | Potter Station 2 | MA | Norfolk | IC2 | IC | RE | 2.7 | 2.3 | 2.3 |  | 7 | 1963 | DFO | [5 empty] | N | N |  | S |  | N | Electric Utility | 1 |  | N | N | [15 empty] | 1 | 2007 | N
2171 | Brazos Valley Energy | 55357 | Brazos Valley Generating Facility | TX | Fort Bend | CTG3 | CT | IP | 200 | 166 | 182 |  |  |  | NG | [6 empty] | Y |  | S |  | N | IPP Non-CHP | 2 |  | N
2171 | Brazos Valley Energy | 55357 | Brazos Valley Generating Facility | TX | Fort Bend | CTG4 | CT | IP | 200 | 166 | 182 |  |  |  | NG | [8 empty] | S |  | N | IPP Non-CHP | 2 |  | N | [18 empty] | N
2172 | Brazos Electric Power Coop Inc | 3627 | North Texas | TX | Parker | 3 | ST | RE | 38 | 38 | 38 |  | 7 | 1963 | NG | DFO |  |  |  |  | Y | Y |  | S |  | N | Electric Utility | 1 |  | N | [16 empty] | 1 | 2009 | [7 empty] | NG
2188 | City of Breese - (IL) | 934 | Breese | IL | Clinton | ST2 | ST | RE | 2 | 2 | 2 |  | 8 | 1960 | DFO | [8 empty] | S |  | N | Electric Utility | 1 |  | N | [16 empty] | 1 | 2003
2287 | City of Brooklyn - (IA) | 1128 | Brooklyn | IA | Poweshiek | 1 | IC | RE | 0.2 | 0.2 | 0.2 |  | 12 | 1940 | DFO | [5 empty] | N | Y |  | S |  | N | Electric Utility | 1 |  | N | [16 empty] | 9 | 2011 | N
2287 | City of Brooklyn - (IA) | 1128 | Brooklyn | IA | Poweshiek | 2 | IC | RE | 0.2 | 0.2 | 0.2 |  | 12 | 1940 | DFO | [5 empty] | N | Y |  | S |  | N | Electric Utility | 1 |  | N | [16 empty] | 9 | 2011 | N
2287 | City of Brooklyn - (IA) | 1128 | Brooklyn | IA | Poweshiek | 3 | IC | RE | 0.3 | 0.2 | 0.2 |  | 10 | 1947 | DFO | [5 empty] | N | Y |  | S |  | N | Electric Utility | 1 |  | N | [16 empty] | 9 | 2011 | N
2287 | City of Brooklyn - (IA) | 1128 | Brooklyn | IA | Poweshiek | 4 | IC | RE | 0.5 | 0.5 | 0.5 |  | 6 | 1955 | NG | DFO |  |  |  |  | Y | Y |  | S |  | N | Electric Utility | 1 |  | N | [16 empty] | 5 | 2010 | N
2287 | City of Brooklyn - (IA) | 1128 | Brooklyn | IA | Poweshiek | 5 | IC | RE | 1.1 | 1 | 1.1 |  | 8 | 1964 | NG | DFO |  |  |  |  | Y | Y |  | S |  | N | Electric Utility | 1 |  | N | [16 empty] | 9 | 2011 | N
2338 | Calpine Central LP | 55465 | Amelia Energy Center | TX | Jefferson | CTG1 | CT | IP | 180 | 180 | 180 |  |  |  | NG | [8 empty] | S |  | N | IPP Non-CHP | 2 |  | N | [18 empty] | N
2338 | Calpine Central LP | 55465 | Amelia Energy Center | TX | Jefferson | CTG2 | CT | IP | 180 | 180 | 180 |  |  |  | NG | [8 empty] | S |  | N | IPP Non-CHP | 2 |  | N | [18 empty] | N
2338 | Calpine Central LP | 55465 | Amelia Energy Center | TX | Jefferson | CTG3 | CT | IP | 180 | 180 | 180 |  |  |  | NG | [8 empty] | S |  | N | IPP Non-CHP | 2 |  | N | [18 empty] | N
2338 | Calpine Central LP | 55465 | Amelia Energy Center | TX | Jefferson | STG1 | CA | IP | 360 | 360 | 360 |  |  |  | NG | [8 empty] | S |  | N | IPP Non-CHP | 2 |  | N | [18 empty] | N
2338 | Calpine Central LP | 55834 | Sherry Energy Center | WI | Wood | CT01 | GT | IP | 176 | 176 | 176 |  |  |  | NG | DFO | [7 empty] | S |  | N | IPP Non-CHP | 2 |  | N | [18 empty] | N
2338 | Calpine Central LP | 55834 | Sherry Energy Center | WI | Wood | CT02 | GT | IP | 176 | 176 | 176 |  |  |  | NG | DFO | [7 empty] | S |  | N | IPP Non-CHP | 2 |  | N | [18 empty] | N
2338 | Calpine Central LP | 55834 | Sherry Energy Center | WI | Wood | CT03 | GT | IP | 176 | 176 | 176 |  |  |  | NG | DFO | [7 empty] | S |  | N | IPP Non-CHP | 2 |  | N | [18 empty] | N
2338 | Calpine Central LP | 55834 | Sherry Energy Center | WI | Wood | CT04 | GT | IP | 176 | 176 | 176 |  |  |  | NG | DFO | [7 empty] | S |  | N | IPP Non-CHP | 2 |  | N | [18 empty] | N
2338 | Calpine Central LP | 55834 | Sherry Energy Center | WI | Wood | CTG1 | CT | IP | 176 | 176 | 176 |  |  |  | NG | DFO | [7 empty] | S |  | N | IPP Non-CHP | 2 |  | N | [18 empty] | N
2338 | Calpine Central LP | 55834 | Sherry Energy Center | WI | Wood | CTG2 | CT | IP | 176 | 176 | 176 |  |  |  | NG | DFO | [7 empty] | S |  | N | IPP Non-CHP | 2 |  | N | [18 empty] | N
2338 | Calpine Central LP | 55834 | Sherry Energy Center | WI | Wood | STG1 | CA | IP | 180 | 180 | 180 |  |  |  | NG | DFO | [7 empty] | S |  | N | IPP Non-CHP | 2 |  | N | [18 empty] | N
2439 | City of Bryan - (OH) | 7657 | Auglaize Hydro | OH | Defiance | 3 | HY | RE | 1.4 | 1.3 | 1.3 |  | 9 | 1992 | WAT | [5 empty] | N | Y |  | S | 0 | N | Electric Utility | 1 |  | N | [16 empty] | 2 | 2003
2507 | City of Burbank Water and Power | 375 | Magnolia | CA | Los Angeles | M2 | CA | RE | 10 | 10 | 10 |  | 11 | 1984 | NG | [8 empty] | S |  | N | Electric Utility | 1 |  | N | [16 empty] | 9 | 2002
2507 | City of Burbank Water and Power | 375 | Magnolia | CA | Los Angeles | M3 | ST | RE | 20 | 20 | 20 |  | 11 | 1949 | NG | [8 empty] | S |  | N | Electric Utility | 1 |  | N | [16 empty] | 2 | 2002
2507 | City of Burbank Water and Power | 375 | Magnolia | CA | Los Angeles | M4 | ST | RE | 34.5 | 30 | 30 |  | 9 | 1953 | NG | [8 empty] | S |  | N | Electric Utility | 1 |  | N | [16 empty] | 2 | 2002
2507 | City of Burbank Water and Power | 375 | Magnolia | CA | Los Angeles | M5 | GT | RE | 23.1 | 21.7 | 21.7 |  | 8 | 1969 | NG | [8 empty] | S |  | N | Electric Utility | 1 |  | N | [16 empty] | 12 | 2003
2507 | City of Burbank Water and Power | 6013 | Olive | CA | Los Angeles | O3 | GT | RE | 24.4 | 23.5 | 23.5 |  | 7 | 1972 | NG | [8 empty] | S |  | N | Electric Utility | 1 |  | N | [16 empty] | 12 | 2003
2507 | City of Burbank Water and Power | 6013 | Olive | CA | Los Angeles | O4 | GT | RE | 37.8 | 32 | 32 |  | 9 | 1978 | NG | [8 empty] | S |  | N | Electric Utility | 1 |  | N | [16 empty] | 12 | 2003
2518 | U S Bureau of Reclamation | 6397 | Boise R Diversion | ID | ADA | 1 | HY | RE | 0.5 | 0.5 | 0.5 |  | 5 | 1912 | WAT | [5 empty] | N | Y |  | S |  | N | Electric Utility | 1 |  | N | [16 empty] | 6 | 2004 | N
2518 | U S Bureau of Reclamation | 6397 | Boise R Diversion | ID | ADA | 2 | HY | RE | 0.5 | 0.5 | 0.5 |  | 5 | 1912 | WAT | [5 empty] | N | Y |  | S |  | N | Electric Utility | 1 |  | N | [16 empty] | 6 | 2004
2518 | U S Bureau of Reclamation | 6397 | Boise R Diversion | ID | ADA | 3 | HY | RE | 0.5 | 0.5 | 0.5 |  | 5 | 1912 | WAT | [5 empty] | N | Y |  | S |  | N | Electric Utility | 1 |  | N | [16 empty] | 6 | 2004 | N
2518 | U S Bureau of Reclamation | 54050 | Glines Hydroelectric Project | WA | Clallam | GEN1 | HY | RE | 16.3 | 6 | 16.3 |  | 1 | 1927 | WAT | [5 empty] | N | Y | Y | S |  | N | Electric Utility | 1 |  | N | [16 empty] | 6 | 2011
2518 | U S Bureau of Reclamation | 54051 | Elwha Hydroelectric Project | WA | Clallam | GEN1 | HY | RE | 3 | 3 | 3 |  | 1 | 1914 | WAT | [5 empty] | N | Y | Y | S | 0 | N | Electric Utility | 1 |  | N | [16 empty] | 6 | 2011 | N
2518 | U S Bureau of Reclamation | 54051 | Elwha Hydroelectric Project | WA | Clallam | GEN2 | HY | RE | 3 | 3 | 3 |  | 1 | 1914 | WAT | [5 empty] | N | Y | Y | S | 0 | N | Electric Utility | 1 |  | N | [16 empty] | 6 | 2011 | N
2518 | U S Bureau of Reclamation | 54051 | Elwha Hydroelectric Project | WA | Clallam | GEN3 | HY | RE | 3.3 | 3.2 | 3.2 |  | 1 | 1922 | WAT | [5 empty] | N | Y | Y | S | 0 | N | Electric Utility | 1 |  | N | [16 empty] | 6 | 2011 | N
2518 | U S Bureau of Reclamation | 54051 | Elwha Hydroelectric Project | WA | Clallam | GEN4 | HY | RE | 3.3 | 3.3 | 3.3 |  | 1 | 1922 | WAT | [5 empty] | N | Y | Y | S | 0 | N | Electric Utility | 1 |  | N | [16 empty] | 6 | 2011 | N
2547 | City of Burlingame - (KS) | 1265 | Burlingame | KS | Osage | 2 | IC | RE | 0.5 | 0.4 | 0.4 |  | 88 | 1951 | DFO | [5 empty] | N | N |  | S |  | N | Electric Utility | 1 |  | N | [16 empty] | 3 | 2002 | N
2551 | City of Burlington - (KS) | 1266 | Burlington | KS | Coffey | 1 | IC | RE | 0.3 | 0.2 | 0.2 |  | 99 | 1935 | DFO | [5 empty] | N |  |  | S |  | N | Electric Utility | 1 |  | N | [16 empty] | 11 | 2002
2551 | City of Burlington - (KS) | 1266 | Burlington | KS | Coffey | 3 | IC | RE | 0.8 | 0.8 | 0.8 |  | 99 | 1954 | NG | DFO | [7 empty] | S |  | N | Electric Utility | 1 |  | N | [16 empty] | 3 | 2003
2551 | City of Burlington - (KS) | 1266 | Burlington | KS | Coffey | 4 | IC | RE | 0.3 | 0.2 | 0.2 |  | 99 | 1946 | DFO | [5 empty] | N |  |  | S |  | N | Electric Utility | 1 |  | N | [16 empty] | 3 | 2003
2719 | CalWind Resources Inc | 10191 | Tehachapi Wind Resource I | CA | Kern | PLAN | WT | IP | 0.6 | 0.6 | 0.6 |  |  |  | WND | [5 empty] | N | Y |  | S | 1 | N | IPP Non-CHP | 2 |  | N | [18 empty] | N
2769 | Cargill Inc | 54965 | Cargill Salt | MI | St Clair | DCT | ST | RE | 1.2 | 1.2 | 1.2 |  | 1 | 1935 | BIT | [8 empty] | S |  | N | Industrial CHP | 7 |  | N | [16 empty] | 1 | 2002
2769 | Cargill Inc | 54965 | Cargill Salt | MI | St Clair | DCTG | ST | RE | 0.7 | 0.7 | 0.7 |  | 1 | 1935 | BIT | [8 empty] | S |  | N | Industrial CHP | 7 |  | N | [16 empty] | 6 | 2001
2799 | Calpine Corp - Metcalf Energy Center | 55642 | Moapa Paiute Energy Center | NV | Clark | CTG1 | CT | IP | 212 | 185 | 192 |  |  |  | NG | [8 empty] | S |  | N | IPP Non-CHP | 2 |  | N | [18 empty] | N
2799 | Calpine Corp - Metcalf Energy Center | 55642 | Moapa Paiute Energy Center | NV | Clark | CTG2 | CT | IP | 212 | 185 | 192 |  |  |  | NG | [8 empty] | S |  | N | IPP Non-CHP | 2 |  | N | [18 empty] | N
2799 | Calpine Corp - Metcalf Energy Center | 55642 | Moapa Paiute Energy Center | NV | Clark | CTG3 | CT | IP | 212 | 185 | 192 |  |  |  | NG | [8 empty] | S |  | N | IPP Non-CHP | 2 |  | N | [18 empty] | N
2799 | Calpine Corp - Metcalf Energy Center | 55642 | Moapa Paiute Energy Center | NV | Clark | STG1 | CA | IP | 574 | 492 | 504 |  |  |  | NG | [8 empty] | S |  | N | IPP Non-CHP | 2 |  | Y | [18 empty] | N
2844 | Department of the Navy | 50963 | Naval Hospital Medical Center | CA | SAN DIEGO | 1TG | GT | RE | 0.8 | 0.7 | 0.8 |  | 9 | 1986 | NG | DFO | [7 empty] | S |  | Y | Commercial CHP | 5 |  | N | [16 empty] | 3 | 2003
2844 | Department of the Navy | 50963 | Naval Hospital Medical Center | CA | SAN DIEGO | 2TG | GT | RE | 0.8 | 0.7 | 0.8 |  | 9 | 1986 | NG | DFO | [7 empty] | S |  | Y | Commercial CHP | 5 |  | N | [16 empty] | 4 | 2003
2844 | Department of the Navy | 50963 | Naval Hospital Medical Center | CA | SAN DIEGO | 3TG | GT | RE | 0.8 | 0.7 | 0.8 |  | 9 | 1986 | NG | DFO | [7 empty] | S |  | Y | Commercial CHP | 5 |  | N | [16 empty] | 4 | 2003
2848 | California Institute-Technolgy | 10262 | California Institute of Technology | CA | Los Angeles | GEN1 | CA | RE | 1 | 1 | 1 |  | 2 | 1982 | NG | [8 empty] | S |  | Y | Commercial CHP | 5 |  | N | [16 empty] | 11 | 2002
2848 | California Institute-Technolgy | 10262 | California Institute of Technology | CA | Los Angeles | GEN2 | CT | RE | 4.3 | 4.3 | 4.3 |  | 5 | 1989 | NG | [8 empty] | S |  | Y | Commercial CHP | 5 |  | N | [16 empty] | 11 | 2002
2848 | California Institute-Technolgy | 10262 | California Institute of Technology | CA | Los Angeles | GEN3 | CT | IP | 2.5 | 2.5 | 2.5 |  |  |  | NG | [8 empty] | S |  | Y | Commercial CHP | 5 |  | N | [18 empty] | N
2848 | California Institute-Technolgy | 10262 | California Institute of Technology | CA | Los Angeles | GEN4 | CA | IP | 2.5 | 2.5 | 2.5 |  |  |  | NG | [8 empty] | S |  | Y | Commercial CHP | 5 |  | N | [18 empty] | N
2848 | California Institute-Technolgy | 10262 | California Institute of Technology | CA | Los Angeles | GEN5 | CT | IP | 1 | 1 | 1 |  |  |  | NG | [8 empty] | S |  | Y | Commercial CHP | 5 |  | N | [18 empty] | N
2888 | City of Cambridge - (NE) | 2223 | Cambridge | NE | Furnas | 1 | IC | RE | 0.7 | 0.7 | 0.7 |  | 7 | 1957 | DFO | [5 empty] | N | N | Y | S |  | N | Electric Utility | 1 |  | N | [16 empty] | 3 | 2005
2888 | City of Cambridge - (NE) | 2223 | Cambridge | NE | Furnas | 2 | IC | RE | 0.9 | 0.8 | 0.8 |  | 12 | 1963 | DFO | [5 empty] | N | N | Y | S |  | N | Electric Utility | 1 |  | N | [16 empty] | 3 | 2005
2888 | City of Cambridge - (NE) | 2223 | Cambridge | NE | Furnas | 3 | IC | RE | 1.3 | 1.2 | 1.2 |  | 8 | 1971 | DFO | [5 empty] | N | N | Y | S |  | N | Electric Utility | 1 |  | N | [16 empty] | 3 | 2005
3046 | Progress Energy Carolinas Inc | 2708 | Cape Fear | NC | Chatham | 2B | CT | RE | 18 | 11 | 14 |  | 6 | 1969 | DFO | [5 empty] | N | Y | Y | S |  | N | Electric Utility | 1 |  | N | [16 empty] | 10 | 2012 | N
3046 | Progress Energy Carolinas Inc | 2708 | Cape Fear | NC | Chatham | 5 | ST | RE | 140.6 | 144 | 148 |  | 12 | 1956 | BIT | [5 empty] | N | Y | Y | S |  | N | Electric Utility | 1 |  | N | [16 empty] | 10 | 2012 | N | Y | [5 empty] | DFO
3046 | Progress Energy Carolinas Inc | 2708 | Cape Fear | NC | Chatham | 6 | ST | RE | 187.9 | 172 | 175 |  | 7 | 1958 | BIT | [5 empty] | N | Y | Y | S |  | N | Electric Utility | 1 |  | N | [16 empty] | 10 | 2012 | N | Y | [5 empty] | DFO
3046 | Progress Energy Carolinas Inc | 2709 | HF Lee Plant | NC | Wayne | 1 | ST | RE | 75 | 74 | 80 |  | 6 | 1952 | BIT | [5 empty] | N | Y | Y | S |  | N | Electric Utility | 1 |  | N | [16 empty] | 9 | 2012 | N | Y | [5 empty] | DFO
3046 | Progress Energy Carolinas Inc | 2709 | HF Lee Plant | NC | Wayne | 2 | ST | RE | 75 | 68 | 80 |  | 5 | 1951 | BIT | [5 empty] | N | Y | Y | S |  | N | Electric Utility | 1 |  | N | [16 empty] | 9 | 2012 | N | Y | [5 empty] | DFO
3046 | Progress Energy Carolinas Inc | 2709 | HF Lee Plant | NC | Wayne | 3 | ST | RE | 252.4 | 240 | 252 |  | 8 | 1962 | BIT | [5 empty] | N | Y | Y | S |  | N | Electric Utility | 1 |  | N | [16 empty] | 9 | 2012 | N | Y | [5 empty] | DFO
3046 | Progress Energy Carolinas Inc | 2709 | HF Lee Plant | NC | Wayne | GT1 | GT | RE | 16.3 | 12 | 15 |  | 3 | 1968 | DFO | [5 empty] | N | Y | Y | S |  | N | Electric Utility | 1 |  | N | [16 empty] | 10 | 2012
3046 | Progress Energy Carolinas Inc | 2709 | HF Lee Plant | NC | Wayne | GT2 | GT | RE | 29.9 | 21 | 27 |  | 5 | 1971 | DFO | [5 empty] | N | Y | Y | S |  | N | Electric Utility | 1 |  | N | [16 empty] | 10 | 2012
3046 | Progress Energy Carolinas Inc | 2709 | HF Lee Plant | NC | Wayne | GT3 | GT | RE | 29.9 | 21 | 27 |  | 8 | 1971 | DFO | [5 empty] | N | Y | Y | S |  | N | Electric Utility | 1 |  | N | [16 empty] | 10 | 2012
3046 | Progress Energy Carolinas Inc | 2709 | HF Lee Plant | NC | Wayne | GT4 | GT | RE | 29.9 | 21 | 27 |  | 8 | 1971 | DFO | [5 empty] | N | Y | Y | S |  | N | Electric Utility | 1 |  | N | [16 empty] | 10 | 2012
3046 | Progress Energy Carolinas Inc | 2711 | Morehead | NC | Carteret | GT1 | GT | RE | 16.3 | 12 | 15 |  | 1 | 1968 | DFO | [5 empty] | N | Y | Y | S |  | N | Electric Utility | 1 |  | N | [16 empty] | 10 | 2012 | N
3046 | Progress Energy Carolinas Inc | 2712 | Roxboro | NC | Person | GT1 | GT | RE | 16.3 | 12 | 18 |  | 2 | 1968 | DFO | [5 empty] | N | N |  | S |  | N | Electric Utility | 1 |  | N | [16 empty] | 12 | 2007
3046 | Progress Energy Carolinas Inc | 2716 | W H Weatherspoon | NC | Robeson | 1 | ST | RE | 46 | 48 | 49 |  | 9 | 1949 | BIT | [5 empty] | N | Y | Y | S |  | N | Electric Utility | 1 |  | N | [16 empty] | 9 | 2011 | N | Y | [5 empty] | DFO
3046 | Progress Energy Carolinas Inc | 2716 | W H Weatherspoon | NC | Robeson | 2 | ST | RE | 46 | 48 | 49 |  | 6 | 1950 | BIT | [5 empty] | N | Y | Y | S |  | N | Electric Utility | 1 |  | N | [16 empty] | 9 | 2011 | N | Y | [5 empty] | DFO
3046 | Progress Energy Carolinas Inc | 2716 | W H Weatherspoon | NC | Robeson | 3 | ST | RE | 73.5 | 74 | 79 |  | 8 | 1952 | BIT | [5 empty] | N | Y | Y | S |  | N | Electric Utility | 1 |  | N | [16 empty] | 9 | 2011 | N | Y | [5 empty] | DFO
3046 | Progress Energy Carolinas Inc | 3251 | H B Robinson | SC | Darlington | 1 | ST | RE | 206.6 | 177 | 179 |  | 5 | 1960 | BIT | [5 empty] | N | Y | Y | S |  | N | Electric Utility | 1 |  | N | [16 empty] | 10 | 2012 | N | Y | [5 empty] | DFO
3046 | Progress Energy Carolinas Inc | 7539 | NA 1 | NC | NOT IN FILE | 10 | CA | IP | 160 | 160 | 160 |  |  |  | NG | [5 empty] | N |  |  | S |  | N | Electric Utility | 1 |  | N | [18 empty] | N
3046 | Progress Energy Carolinas Inc | 7539 | NA 1 | NC | NOT IN FILE | 11 | CT | IP | 195 | 167 | 145 |  |  |  | NG | DFO |  |  |  |  | Y |  |  | S |  | N | Electric Utility | 1 |  | N | [18 empty] | N
3046 | Progress Energy Carolinas Inc | 7539 | NA 1 | NC | NOT IN FILE | 12 | CC | IP | 195 | 183 | 132 |  |  |  | NG | DFO |  |  |  |  | Y |  |  | S |  | N | Electric Utility | 1 |  | N | [18 empty] | N
3046 | Progress Energy Carolinas Inc | 7539 | NA 1 | NC | NOT IN FILE | 4 | CT | IP | 195 | 167 | 145 |  |  |  | NG | [5 empty] | N |  |  | S |  | N | Electric Utility | 1 |  | N | [18 empty] | N
3046 | Progress Energy Carolinas Inc | 7539 | NA 1 | NC | NOT IN FILE | 5 | CA | IP | 160 | 162 | 182 |  |  |  | NG | [5 empty] | N |  |  | S |  | N | Electric Utility | 1 |  | N | [18 empty] | N
3046 | Progress Energy Carolinas Inc | 7539 | NA 1 | NC | NOT IN FILE | 6 | CT | IP | 195 | 167 | 145 |  |  |  | NG | DFO |  |  |  |  | Y |  |  | S |  | N | Electric Utility | 1 |  | N | [18 empty] | N
3046 | Progress Energy Carolinas Inc | 7539 | NA 1 | NC | NOT IN FILE | 7 | CC | IP | 612 | 483 | 432 |  |  |  | NG | [5 empty] | N |  |  | S |  | N | Electric Utility | 1 |  | N | [18 empty] | N
3046 | Progress Energy Carolinas Inc | 7539 | NA 1 | NC | NOT IN FILE | 9 | CT | IP | 195.3 | 155 | 180 |  |  |  | NG | DFO |  |  |  |  | Y |  |  | S |  | N | Electric Utility | 1 |  | N | [18 empty] | N
3046 | Progress Energy Carolinas Inc | 7539 | NA 1 | NC | NOT IN FILE | CCE1 | CC | IP | 557 | 474 | 557 |  |  |  | NG | DFO |  |  |  |  | Y |  |  | S |  | N | Electric Utility | 1 | [20 empty] | N
3046 | Progress Energy Carolinas Inc | 7539 | NA 1 | NC | NOT IN FILE | CCW1 | CC | IP | 278 | 237 | 278 |  |  |  | NG | DFO |  |  |  |  | Y |  |  | S |  | N | Electric Utility | 1 |  | N | [18 empty] | N
3046 | Progress Energy Carolinas Inc | 7539 | NA 1 | NC | NOT IN FILE | CT1 | GT | IP | 195 | 153 | 195 |  |  |  | NG | DFO |  |  |  |  | Y |  |  | S |  | N | Electric Utility | 1
3046 | Progress Energy Carolinas Inc | 7539 | NA 1 | NC | NOT IN FILE | CT2 | GT | IP | 195 | 153 | 195 |  |  |  | NG | DFO |  |  |  |  | Y |  |  | S |  | N | Electric Utility | 1 |  | N | [18 empty] | N
3046 | Progress Energy Carolinas Inc | 7727 | Future Gen Plant | NC |  | 1 | CC | IP | 211.8 | 162 | 180 |  |  |  | NG | [8 empty] | S |  | N | Electric Utility | 1 |  | N | [18 empty] | N
3046 | Progress Energy Carolinas Inc | 7728 | Future Gen Plant | NC |  | 1 | CC | IP | 612 | 480 | 552 |  |  |  | NG | [8 empty] | S |  | N | Electric Utility | 1 |  | N | [18 empty] | N
3046 | Progress Energy Carolinas Inc | 56849 | Woodfin | NC | Buncombe | 1 | GT | IP | 45.5 | 40 | 45.5 |  |  |  | NG | DFO |  |  |  |  | Y | Y |  | S |  | N | Electric Utility | 1 | [20 empty] | N
3082 | Carrollton Board of Public Wks | 2120 | Carrollton | MO | Carroll | 1 | IC | RE | 0.3 | 0.3 | 0.3 |  | 88 | 1941 | DFO | [5 empty] | N | N |  | S |  | N | Electric Utility | 1 |  | N | [16 empty] | 8 | 1950
3082 | Carrollton Board of Public Wks | 2120 | Carrollton | MO | Carroll | 2 | IC | RE | 0.3 | 0.3 | 0.3 |  | 88 | 1941 | DFO | [5 empty] | N |  |  | S |  | N | Electric Utility | 1 |  | N | [16 empty] | 8 | 1950
3082 | Carrollton Board of Public Wks | 2120 | Carrollton | MO | Carroll | 4 | IC | RE | 0.8 | 0.7 | 0.7 |  | 88 | 1963 | NG | DFO |  |  |  |  | Y | Y |  | S |  | N | Electric Utility | 1 |  | N | [16 empty] | 7 | 2005 | N
3082 | Carrollton Board of Public Wks | 2120 | Carrollton | MO | Carroll | 5 | IC | RE | 0.9 | 0.8 | 0.8 |  | 88 | 1951 | NG | DFO |  |  |  |  | Y | Y |  | S |  | N | Electric Utility | 1 |  | N | [16 empty] | 7 | 2005
3082 | Carrollton Board of Public Wks | 2120 | Carrollton | MO | Carroll | 6 | IC | RE | 1.1 | 1 | 1.1 |  | 88 | 1956 | NG | DFO |  |  |  |  | Y | Y |  | S |  | N | Electric Utility | 1 |  | N | [16 empty] | 8 | 2005 | N
3102 | Mosaic Company | 10205 | Mosaic Co Greenbay | FL | Polk | GEN1 | ST | RE | 38.2 | 37.2 | 37.2 |  | 11 | 1990 | OTH | [5 empty] | N | Y |  | S |  | Y | Industrial CHP | 7 |  | N | [16 empty] | 5 | 2006
3102 | Mosaic Company | 50510 | Mosaic Co Mulberry Facility | FL | Polk | CGN1 | ST | RE | 21 | 19.5 | 19.5 |  | 5 | 1985 | OTH | [5 empty] | N | Y |  | S |  | Y | Industrial CHP | 7 | B | N | [16 empty] | 12 | 2008 | N | [6 empty] | OTH
3103 | Cargill Inc | 10729 | Cargill Corn Wet Milling Plant | TN | Shelby | GEN2 | GT | RE | 4.8 | 4.3 | 4.3 |  | 1 | 1991 | NG | [5 empty] | N | Y | N | S |  | Y | Industrial CHP | 7 | T | N | [16 empty] | 4 | 2010 | N
3156 | Village of Cashton | 4107 | Cashton | WI | Monroe | 4 | IC | RE | 0.3 | 0.3 | 0.3 |  | 0 | 1962 | DFO | [5 empty] | N | Y | Y | S |  | N | Electric Utility | 1 |  | N | [16 empty] | 2 | 2001
3179 | Caterpillar Inc | 50935 | Caterpillar | IN | Tippecanoe | 0101 | IC | RE | 2 | 1.8 | 2 |  | 6 | 2001 | DFO | [5 empty] | N | Y |  | S |  | N | Industrial Non-CHP | 6 |  | N | [16 empty] | 9 | 2001 | N
3179 | Caterpillar Inc | 50935 | Caterpillar | IN | Tippecanoe | 0102 | IC | RE | 2 | 1.8 | 2 |  | 6 | 2001 | DFO | [5 empty] | N |  |  | S |  | N | Industrial Non-CHP | 6 |  | N | [16 empty] | 9 | 2001 | N
3179 | Caterpillar Inc | 50935 | Caterpillar | IN | Tippecanoe | 0103 | IC | RE | 2 | 1.8 | 2 |  | 6 | 2001 | DFO | [5 empty] | N |  |  | S |  | N | Industrial Non-CHP | 6 |  | N | [16 empty] | 9 | 2001 | N
3179 | Caterpillar Inc | 50935 | Caterpillar | IN | Tippecanoe | 0104 | IC | RE | 2 | 1.8 | 2 |  | 6 | 2001 | DFO | [5 empty] | N |  |  | S |  | N | Industrial Non-CHP | 6 |  | N | [16 empty] | 9 | 2001 | N
3179 | Caterpillar Inc | 50935 | Caterpillar | IN | Tippecanoe | 0105 | IC | RE | 2 | 1.8 | 2 |  | 6 | 2001 | DFO | [5 empty] | N |  |  | S |  | N | Industrial Non-CHP | 6 |  | N | [16 empty] | 9 | 2001 | N
3179 | Caterpillar Inc | 50935 | Caterpillar | IN | Tippecanoe | 0106 | IC | RE | 2 | 1.8 | 2 |  | 6 | 2001 | DFO | [5 empty] | N |  |  | S |  | N | Industrial Non-CHP | 6 |  | N | [16 empty] | 9 | 2001 | N
3179 | Caterpillar Inc | 50935 | Caterpillar | IN | Tippecanoe | 0107 | IC | RE | 2 | 1.8 | 2 |  | 6 | 2001 | DFO | [5 empty] | N |  |  | S |  | N | Industrial Non-CHP | 6 |  | N | [16 empty] | 9 | 2001 | N
3179 | Caterpillar Inc | 50935 | Caterpillar | IN | Tippecanoe | 0108 | IC | RE | 2 | 1.8 | 2 |  | 6 | 2001 | DFO | [5 empty] | N |  |  | S |  | N | Industrial Non-CHP | 6 |  | N | [16 empty] | 9 | 2001 | N
3252 | Central Illinois Light Co | 7384 | Indian Trails Cogen 1 | IL | Tazewell | 1 | ST | RE | 21 | 10 | 10 |  | 6 | 1995 | NG | [5 empty] | N | Y |  | S |  | Y | Industrial CHP | 7 | B | N | [16 empty] | 1 | 2010 | [7 empty] | NG
3252 | Central Illinois Light Co | 7895 | Hallock | IL | Peoria | 1 | IC | RE | 1.6 | 1.6 | 1.6 |  | 6 | 2000 | DFO | [5 empty] | N | Y |  | S |  | N | Electric Utility | 1 |  | N | [16 empty] | 12 | 2006
3252 | Central Illinois Light Co | 7895 | Hallock | IL | Peoria | 2 | IC | RE | 1.6 | 1.6 | 1.6 |  | 6 | 2000 | DFO | [5 empty] | N | Y |  | S |  | N | Electric Utility | 1 |  | N | [16 empty] | 12 | 2006
3252 | Central Illinois Light Co | 7895 | Hallock | IL | Peoria | 3 | IC | RE | 1.6 | 1.6 | 1.6 |  | 6 | 2000 | DFO | [5 empty] | N | Y |  | S |  | N | Electric Utility | 1 |  | N | [16 empty] | 12 | 2006
3252 | Central Illinois Light Co | 7895 | Hallock | IL | Peoria | 4 | IC | RE | 1.6 | 1.6 | 1.6 |  | 6 | 2000 | DFO | [5 empty] | N | Y |  | S |  | N | Electric Utility | 1 |  | N | [16 empty] | 12 | 2006
3252 | Central Illinois Light Co | 7895 | Hallock | IL | Peoria | 5 | IC | RE | 1.6 | 1.6 | 1.6 |  | 6 | 2000 | DFO | [5 empty] | N | Y |  | S |  | N | Electric Utility | 1 |  | N | [16 empty] | 12 | 2006
3252 | Central Illinois Light Co | 7895 | Hallock | IL | Peoria | 6 | IC | RE | 1.6 | 1.6 | 1.6 |  | 6 | 2000 | DFO | [5 empty] | N | Y |  | S |  | N | Electric Utility | 1 |  | N | [16 empty] | 12 | 2006
3252 | Central Illinois Light Co | 7895 | Hallock | IL | Peoria | 7 | IC | RE | 1.6 | 1.6 | 1.6 |  | 6 | 2000 | DFO | [5 empty] | N | Y |  | S |  | N | Electric Utility | 1 |  | N | [16 empty] | 12 | 2006
3252 | Central Illinois Light Co | 7895 | Hallock | IL | Peoria | 8 | IC | RE | 1.6 | 1.6 | 1.6 |  | 6 | 2000 | DFO | [5 empty] | N | Y |  | S |  | N | Electric Utility | 1 |  | N | [16 empty] | 12 | 2006
3252 | Central Illinois Light Co | 7896 | Kickapoo | IL | Logan | 1 | IC | RE | 1.6 | 1.6 | 1.6 |  | 6 | 2000 | DFO | [5 empty] | N | Y |  | S |  | N | Electric Utility | 1 |  | N | [16 empty] | 9 | 2005
3252 | Central Illinois Light Co | 7896 | Kickapoo | IL | Logan | 2 | IC | RE | 1.6 | 1.6 | 1.6 |  | 6 | 2000 | DFO | [5 empty] | N | Y |  | S |  | N | Electric Utility | 1 |  | N | [16 empty] | 9 | 2005
3252 | Central Illinois Light Co | 7896 | Kickapoo | IL | Logan | 3 | IC | RE | 1.6 | 1.6 | 1.6 |  | 6 | 2000 | DFO | [5 empty] | N | Y |  | S |  | N | Electric Utility | 1 |  | N | [16 empty] | 9 | 2005
3252 | Central Illinois Light Co | 7896 | Kickapoo | IL | Logan | 4 | IC | RE | 1.6 | 1.6 | 1.6 |  | 6 | 2000 | DFO | [5 empty] | N | Y |  | S |  | N | Electric Utility | 1 |  | N | [16 empty] | 9 | 2005
3252 | Central Illinois Light Co | 7896 | Kickapoo | IL | Logan | 5 | IC | RE | 1.6 | 1.6 | 1.6 |  | 6 | 2000 | DFO | [5 empty] | N | Y |  | S |  | N | Electric Utility | 1 |  | N | [16 empty] | 9 | 2005
3252 | Central Illinois Light Co | 7896 | Kickapoo | IL | Logan | 6 | IC | RE | 1.6 | 1.6 | 1.6 |  | 6 | 2000 | DFO | [5 empty] | N | Y |  | S |  | N | Electric Utility | 1 |  | N | [16 empty] | 9 | 2005
3252 | Central Illinois Light Co | 7896 | Kickapoo | IL | Logan | 7 | IC | RE | 1.6 | 1.6 | 1.6 |  | 6 | 2000 | DFO | [5 empty] | N | Y |  | S |  | N | Electric Utility | 1 |  | N | [16 empty] | 9 | 2005
3252 | Central Illinois Light Co | 7896 | Kickapoo | IL | Logan | 8 | IC | RE | 1.6 | 1.6 | 1.6 |  | 6 | 2000 | DFO | [5 empty] | N | Y |  | S |  | N | Electric Utility | 1 |  | N | [16 empty] | 9 | 2005
3258 | Central Iowa Power Cooperative | 1206 | Summit Lake | IA | UNION | IC1 | IC | RE | 1 | 1.1 | 1.1 |  | 11 | 1948 | DFO | [5 empty] | N | Y |  | S |  | N | Electric Utility | 1 |  | N | [16 empty] | 1 | 2007 | N
3258 | Central Iowa Power Cooperative | 1206 | Summit Lake | IA | UNION | IC2 | IC | RE | 1 | 1.1 | 1.1 |  | 11 | 1948 | DFO | [5 empty] | N | N |  | S |  | N | Electric Utility | 1 |  | N | [16 empty] | 1 | 2007 | N
3258 | Central Iowa Power Cooperative | 1206 | Summit Lake | IA | UNION | IC4 | IC | RE | 1 | 1 | 1 |  | 11 | 1948 | DFO | [5 empty] | N | N |  | S |  | N | Electric Utility | 1 |  | N | [16 empty] | 1 | 2007 | N
3258 | Central Iowa Power Cooperative | 1206 | Summit Lake | IA | UNION | IC5 | IC | RE | 1 | 1 | 1 |  | 11 | 1948 | DFO | [5 empty] | N | N |  | S |  | N | Electric Utility | 1 |  | N | [16 empty] | 1 | 2007 | N
3265 | Cleco Power LLC | 1400 | Teche | LA | St Mary | 2 | ST | RE | 54.4 | 33 | 33 |  | 5 | 1956 | NG | [5 empty] | N | Y |  | S |  | N | Electric Utility | 1 |  | N | [16 empty] | 12 | 2011 | N | [6 empty] | NG
3292 | Central Vermont Pub Serv Corp | 3726 | St Albans | VT | Franklin | IC1 | IC | RE | 1.3 | 1.1 | 1.2 |  | 2 | 1950 | DFO | [5 empty] | N | Y |  | S |  | N | Electric Utility | 1 |  | N | [16 empty] | 12 | 2007
3292 | Central Vermont Pub Serv Corp | 3726 | St Albans | VT | Franklin | IC2 | IC | RE | 1.3 | 1.1 | 1.2 |  | 2 | 1950 | DFO | [5 empty] | N | Y |  | S |  | N | Electric Utility | 1 |  | N | [16 empty] | 12 | 2007
3355 | City of Chanute | 1267 | Chanute 1 | KS | Neosho | 4 | ST | RE | 4 | 4 | 4.2 |  | 8 | 1949 | NG | [5 empty] | N | N |  | S |  | N | Electric Utility | 1 |  | N | [16 empty] | 12 | 2004 | N
3355 | City of Chanute | 1267 | Chanute 1 | KS | Neosho | 5 | IC | RE | 1.7 | 1.5 | 1.7 |  | 8 | 1955 | NG | DFO |  |  |  |  | N | N |  | S |  | N | Electric Utility | 1 |  | N | [16 empty] | 12 | 2004 | N
3355 | City of Chanute | 1267 | Chanute 1 | KS | Neosho | 6 | ST | RE | 10 | 9.8 | 10 |  | 8 | 1957 | NG | [5 empty] | N | N |  | S |  | N | Electric Utility | 1 |  | N | [16 empty] | 12 | 2004 | N
3413 | PUD No 1 of Chelan County | 8021 | Diesel Generator Farm | WA | Chelan | E-1 | IC | RE | 1.8 | 1.8 | 1.8 |  | 3 | 2001 | DFO | [8 empty] | S |  | N | Electric Utility | 1 |  | N | [16 empty] | 8 | 2001
3413 | PUD No 1 of Chelan County | 8021 | Diesel Generator Farm | WA | Chelan | E-10 | IC | RE | 1.8 | 1.8 | 1.8 |  | 3 | 2001 | DFO | [8 empty] | S |  | N | Electric Utility | 1 |  | N | [16 empty] | 8 | 2001
3413 | PUD No 1 of Chelan County | 8021 | Diesel Generator Farm | WA | Chelan | E-11 | IC | RE | 1.8 | 1.8 | 1.8 |  | 3 | 2001 | DFO | [8 empty] | S |  | N | Electric Utility | 1 |  | N | [16 empty] | 8 | 2001
3413 | PUD No 1 of Chelan County | 8021 | Diesel Generator Farm | WA | Chelan | E-12 | IC | RE | 1.8 | 1.8 | 1.8 |  | 3 | 2001 | DFO | [8 empty] | S |  | N | Electric Utility | 1 |  | N | [16 empty] | 8 | 2001
3413 | PUD No 1 of Chelan County | 8021 | Diesel Generator Farm | WA | Chelan | E-13 | IC | RE | 1.8 | 1.8 | 1.8 |  | 3 | 2001 | DFO | [8 empty] | S |  | N | Electric Utility | 1 |  | N | [16 empty] | 8 | 2001
3413 | PUD No 1 of Chelan County | 8021 | Diesel Generator Farm | WA | Chelan | E-14 | IC | RE | 1.8 | 1.8 | 1.8 |  | 3 | 2001 | DFO | [8 empty] | S |  | N | Electric Utility | 1 |  | N | [16 empty] | 8 | 2001
3413 | PUD No 1 of Chelan County | 8021 | Diesel Generator Farm | WA | Chelan | E-15 | IC | RE | 1.8 | 1.8 | 1.8 |  | 3 | 2001 | DFO | [8 empty] | S |  | N | Electric Utility | 1 |  | N | [16 empty] | 8 | 2001
3413 | PUD No 1 of Chelan County | 8021 | Diesel Generator Farm | WA | Chelan | E-16 | IC | RE | 1.8 | 1.8 | 1.8 |  | 3 | 2001 | DFO | [8 empty] | S |  | N | Electric Utility | 1 |  | N | [16 empty] | 8 | 2001
3413 | PUD No 1 of Chelan County | 8021 | Diesel Generator Farm | WA | Chelan | E-17 | IC | RE | 1.8 | 1.8 | 1.8 |  | 3 | 2001 | DFO | [8 empty] | S |  | N | Electric Utility | 1 |  | N | [16 empty] | 8 | 2001
3413 | PUD No 1 of Chelan County | 8021 | Diesel Generator Farm | WA | Chelan | E-18 | IC | RE | 1.8 | 1.8 | 1.8 |  | 3 | 2001 | DFO | [8 empty] | S |  | N | Electric Utility | 1 |  | N | [16 empty] | 8 | 2001
3413 | PUD No 1 of Chelan County | 8021 | Diesel Generator Farm | WA | Chelan | E-19 | IC | RE | 1.8 | 1.8 | 1.8 |  | 3 | 2001 | DFO | [8 empty] | S |  | N | Electric Utility | 1 |  | N | [16 empty] | 8 | 2001
3413 | PUD No 1 of Chelan County | 8021 | Diesel Generator Farm | WA | Chelan | E-2 | IC | RE | 1.8 | 1.8 | 1.8 |  | 3 | 2001 | DFO | [8 empty] | S |  | N | Electric Utility | 1 |  | N | [16 empty] | 8 | 2001
3413 | PUD No 1 of Chelan County | 8021 | Diesel Generator Farm | WA | Chelan | E-20 | IC | RE | 1.8 | 1.8 | 1.8 |  | 3 | 2001 | DFO | [8 empty] | S |  | N | Electric Utility | 1 |  | N | [16 empty] | 8 | 2001
3413 | PUD No 1 of Chelan County | 8021 | Diesel Generator Farm | WA | Chelan | E-21 | IC | RE | 1.8 | 1.8 | 1.8 |  | 3 | 2001 | DFO | [8 empty] | S |  | N | Electric Utility | 1 |  | N | [16 empty] | 8 | 2001
3413 | PUD No 1 of Chelan County | 8021 | Diesel Generator Farm | WA | Chelan | E-22 | IC | RE | 2 | 2 | 2 |  | 3 | 2001 | DFO | [8 empty] | S |  | N | Electric Utility | 1 |  | N | [16 empty] | 8 | 2001
3413 | PUD No 1 of Chelan County | 8021 | Diesel Generator Farm | WA | Chelan | E-23 | IC | RE | 2 | 2 | 2 |  | 3 | 2001 | DFO | [8 empty] | S |  | N | Electric Utility | 1 |  | N | [16 empty] | 8 | 2001
3413 | PUD No 1 of Chelan County | 8021 | Diesel Generator Farm | WA | Chelan | E-24 | IC | RE | 2 | 2 | 2 |  | 3 | 2001 | DFO | [8 empty] | S |  | N | Electric Utility | 1 |  | N | [16 empty] | 8 | 2001
3413 | PUD No 1 of Chelan County | 8021 | Diesel Generator Farm | WA | Chelan | E-25 | IC | RE | 2 | 2 | 2 |  | 3 | 2001 | DFO | [8 empty] | S |  | N | Electric Utility | 1 |  | N | [16 empty] | 8 | 2001
3413 | PUD No 1 of Chelan County | 8021 | Diesel Generator Farm | WA | Chelan | E-26 | IC | RE | 2 | 2 | 2 |  | 3 | 2001 | DFO | [8 empty] | S |  | N | Electric Utility | 1 |  | N | [16 empty] | 8 | 2001
3413 | PUD No 1 of Chelan County | 8021 | Diesel Generator Farm | WA | Chelan | E-3 | IC | RE | 1.8 | 1.8 | 1.8 |  | 3 | 2001 | DFO | [8 empty] | S |  | N | Electric Utility | 1 |  | N | [16 empty] | 8 | 2001
3413 | PUD No 1 of Chelan County | 8021 | Diesel Generator Farm | WA | Chelan | E-4 | IC | RE | 1.8 | 1.8 | 1.8 |  | 3 | 2001 | DFO | [8 empty] | S |  | N | Electric Utility | 1 |  | N | [16 empty] | 8 | 2001
3413 | PUD No 1 of Chelan County | 8021 | Diesel Generator Farm | WA | Chelan | E-5 | IC | RE | 1.8 | 1.8 | 1.8 |  | 3 | 2001 | DFO | [8 empty] | S |  | N | Electric Utility | 1 |  | N | [16 empty] | 8 | 2001
3413 | PUD No 1 of Chelan County | 8021 | Diesel Generator Farm | WA | Chelan | E-6 | IC | RE | 1.8 | 1.8 | 1.8 |  | 3 | 2001 | DFO | [8 empty] | S |  | N | Electric Utility | 1 |  | N | [16 empty] | 8 | 2001
3413 | PUD No 1 of Chelan County | 8021 | Diesel Generator Farm | WA | Chelan | E-7 | IC | RE | 1.8 | 1.8 | 1.8 |  | 3 | 2001 | DFO | [8 empty] | S |  | N | Electric Utility | 1 |  | N | [16 empty] | 8 | 2001
3413 | PUD No 1 of Chelan County | 8021 | Diesel Generator Farm | WA | Chelan | E-8 | IC | RE | 1.8 | 1.8 | 1.8 |  | 3 | 2001 | DFO | [8 empty] | S |  | N | Electric Utility | 1 |  | N | [16 empty] | 8 | 2001
3413 | PUD No 1 of Chelan County | 8021 | Diesel Generator Farm | WA | Chelan | E-9 | IC | RE | 1.8 | 1.8 | 1.8 |  | 3 | 2001 | DFO | [8 empty] | S |  | N | Electric Utility | 1 |  | N | [16 empty] | 8 | 2001
3432 | Ticona Polymers Inc | 10243 | Ticona Polymers Inc | TX | Nueces | GEN1 | OT | RE | 1.4 | 1.4 | 1.4 |  | 1 | 1982 | NG | [8 empty] | S |  | N | Industrial CHP | 7 |  | N | [16 empty] | 12 | 2002
3432 | Ticona Polymers Inc | 10243 | Ticona Polymers Inc | TX | Nueces | GEN2 | OT | RE | 1.4 | 1.4 | 1.4 |  | 1 | 1982 | NG | [8 empty] | S |  | N | Industrial CHP | 7 |  | N | [16 empty] | 12 | 2002
3432 | Ticona Polymers Inc | 10243 | Ticona Polymers Inc | TX | Nueces | GEN3 | OT | RE | 1.6 | 1.6 | 1.6 |  | 1 | 1982 | NG | [8 empty] | S |  | N | Industrial CHP | 7 |  | N | [16 empty] | 12 | 2002
3432 | Ticona Polymers Inc | 10243 | Ticona Polymers Inc | TX | Nueces | GEN4 | CA | RE | 8.2 | 5.7 | 7.4 |  | 1 | 1982 | NG | [8 empty] | S |  | N | Industrial CHP | 7 |  | N | [16 empty] | 12 | 2002
3468 | Chemical Lime Co | 54245 | Nelson Plant Generators | AZ | Yavapai | EXI1 | IC | RE | 1.1 | 1.1 | 1.1 |  | 7 | 1990 | DFO | [5 empty] | N | N |  | S |  | N | Industrial Non-CHP | 6 |  | N | [16 empty] | 9 | 2011 | N
3468 | Chemical Lime Co | 54245 | Nelson Plant Generators | AZ | Yavapai | EXI2 | IC | RE | 1.1 | 1.1 | 1.1 |  | 7 | 1990 | DFO | [5 empty] | N | N |  | S |  | N | Industrial Non-CHP | 6 |  | N | [16 empty] | 11 | 2010 | N
3473 | Metro Wtr Recl Dist Grtr Chi | 10903 | Lockport Powerhouse | IL | Will | GEN1 | HY | RE | 8 | 6 | 6 |  | 1 | 1908 | WAT | [5 empty] | N | Y |  | S | 0 | N | IPP Non-CHP | 2 |  | N | [16 empty] | 1 | 1950
3473 | Metro Wtr Recl Dist Grtr Chi | 10903 | Lockport Powerhouse | IL | Will | GEN2 | HY | RE | 8 | 6 | 6 |  | 1 | 1935 | WAT | [5 empty] | N | Y |  | S | 0 | N | IPP Non-CHP | 2 |  | N | [16 empty] | 1 | 1950
3476 | DTE San Diego COGEN Inc. | 10175 | Childrens Hospital | CA | San Diego | 1631 | IC | RE | 0.6 | 0.6 | 0.6 |  | 2 | 1993 | NG | PG |  |  |  |  | Y | Y | N | S |  | N | Commercial CHP | 5 |  | N | [16 empty] | 11 | 2003 | N
3476 | DTE San Diego COGEN Inc. | 10175 | Childrens Hospital | CA | San Diego | 1698 | IC | RE | 0.3 | 0.3 | 0.3 |  | 6 | 1983 | NG | PG |  |  |  |  | Y | Y | N | S |  | N | Commercial CHP | 5 |  | N | [16 empty] | 7 | 2004 | N
3476 | DTE San Diego COGEN Inc. | 10175 | Childrens Hospital | CA | San Diego | 1699 | IC | RE | 0.3 | 0.3 | 0.3 |  | 6 | 1983 | NG | PG |  |  |  |  | Y | Y | N | S |  | N | Commercial CHP | 5 |  | N | [16 empty] | 9 | 2003 | N
3476 | DTE San Diego COGEN Inc. | 10175 | Childrens Hospital | CA | San Diego | 1710 | IC | RE | 0.3 | 0.3 | 0.3 |  | 6 | 1983 | NG | PG |  |  |  |  | Y | Y | N | S |  | N | Commercial CHP | 5 |  | N | [16 empty] | 7 | 2004 | N
3486 | Chillicothe Municipal Utils | 2122 | Chillicothe | MO | Livingston | 4A | ST | RE | 2.5 | 2.5 | 2.5 |  | 6 | 1938 | BIT | [5 empty] | N | Y |  | S |  | N | Electric Utility | 1 |  | N | [16 empty] | 3 | 2004 | N
3486 | Chillicothe Municipal Utils | 2122 | Chillicothe | MO | Livingston | 5 | ST | RE | 5 | 5 | 5 |  | 8 | 1948 | BIT | [5 empty] | N | Y |  | S |  | N | Electric Utility | 1 |  | N | [16 empty] | 3 | 2004 | N
3486 | Chillicothe Municipal Utils | 2122 | Chillicothe | MO | Livingston | 6 | ST | RE | 6 | 6 | 6 |  | 9 | 1958 | BIT | [5 empty] | N | Y |  | S |  | N | Electric Utility | 1 |  | N | [16 empty] | 3 | 2004 | N
3542 | Duke Energy Ohio Inc | 2830 | Walter C Beckjord | OH | Clermont | 1 | ST | RE | 115 | 94 | 94 |  | 6 | 1952 | BIT | [5 empty] | N | Y |  | S |  | N | Electric Utility | 1 |  | N | [16 empty] | 5 | 2012 | N | Y | [5 empty] | DFO
3542 | Duke Energy Ohio Inc | 2832 | Miami Fort | OH | Hamilton | 5 | ST | RE | 100 | 80 | 80 |  | 12 | 1949 | BIT | [5 empty] | N | Y |  | S |  | N | Electric Utility | 1 |  | N | [16 empty] | 1 | 2008 |  | Y | [5 empty] | DFO
3670 | Phelps Dodge Corp-Chino Mines | 54667 | Chino Mines | NM | Grant | 4 | ST | RE | 7.5 | 7 | 7.1 |  | 6 | 1930 | NG | [5 empty] | N | N | N | S |  | N | Industrial Non-CHP | 6 |  | N | [16 empty] | 12 | 2004 | N
3670 | Phelps Dodge Corp-Chino Mines | 54667 | Chino Mines | NM | Grant | 5 | ST | RE | 10 | 9.3 | 9.4 |  | 6 | 1950 | NG | [5 empty] | N | N | N | S |  | N | Industrial Non-CHP | 6 |  | N | [16 empty] | 12 | 2005 | N
3670 | Phelps Dodge Corp-Chino Mines | 54667 | Chino Mines | NM | Grant | 8 | ST | RE | 30 | 27.9 | 28.2 |  | 5 | 1973 | NG | [5 empty] | N | N | N | N |  | N | Industrial Non-CHP | 6 |  | N | [16 empty] | 12 | 2005 | N
3692 | Clark University | 10408 | Clark University | MA | Wocester | GEN1 | IC | RE | 1.8 | 1.8 | 1.8 |  | 6 | 1981 | NG | DFO |  |  |  |  | N | Y | Y | S |  | Y | Commercial CHP | 5 | T | N | [16 empty] | 5 | 2012 | N
3702 | Clarksdale Public Utilities | 2060 | Third Street | MS | Coahoma | 4 | ST | RE | 4 | 4 | 4 |  | 10 | 1951 | NG | [5 empty] | N | Y |  | S |  | N | Electric Utility | 1 |  | N | [16 empty] | 7 | 2007 | N
3702 | Clarksdale Public Utilities | 2060 | Third Street | MS | Coahoma | 5 | ST | RE | 9 | 8 | 8 |  | 10 | 1946 | NG | [5 empty] | N | Y |  | S |  | N | Electric Utility | 1 |  | N | [16 empty] | 7 | 2007 | N
3710 | City of Clay Center | 1270 | Clay Center | KS | Clay | 4 | ST | RE | 1.5 | 1.5 | 1.5 |  | 88 | 1942 | NG | DFO |  |  |  |  | Y | Y | Y | S |  | N | Electric Utility | 1 |  | N | [16 empty] | 1 | 2005 | N
3762 | City of Cleveland - (OH) | 2908 | Lake Road | OH | Cuyahoga | 10 | ST | RE | 25 | 25 | 25 |  | 1 | 1953 | BIT | [5 empty] | N | N | N | S |  | N | Electric Utility | 1 |  | N | [16 empty] | 1 | 1994 |  | Y
3762 | City of Cleveland - (OH) | 2908 | Lake Road | OH | Cuyahoga | 11 | ST | RE | 85 | 85 | 85 |  | 1 | 1967 | BIT | [5 empty] | N | N | N | S |  | N | Electric Utility | 1 |  | N | [16 empty] | 1 | 1994 |  | Y
3762 | City of Cleveland - (OH) | 2908 | Lake Road | OH | Cuyahoga | 8 | ST | RE | 25 | 25 | 25 |  | 1 | 1941 | BIT | [5 empty] | N | N | N | S |  | N | Electric Utility | 1 |  | N | [16 empty] | 1 | 1994 |  | Y
3762 | City of Cleveland - (OH) | 2908 | Lake Road | OH | Cuyahoga | 9 | ST | RE | 25 | 25 | 25 |  | 1 | 1953 | BIT | [5 empty] | N | N | N | S |  | N | Electric Utility | 1 |  | N | [16 empty] | 1 | 1994 |  | Y
3813 | Village of Clinton - (MI) | 1818 | Clinton | MI | LENAWEE | 3 | IC | RE | 0.4 | 0.4 | 0.4 |  | 99 | 1955 | DFO | NG |  |  |  |  | N | N | Y | S |  | N | Electric Utility | 1 |  | N | N | [15 empty] | 8 | 2008 | N
3813 | Village of Clinton - (MI) | 1818 | Clinton | MI | LENAWEE | 4 | IC | RE | 0.4 | 0.4 | 0.4 |  | 99 | 1955 | DFO | NG |  |  |  |  | N | N | Y | S |  | N | Electric Utility | 1 |  | N | N | [15 empty] | 8 | 2008 | N
3813 | Village of Clinton - (MI) | 1818 | Clinton | MI | LENAWEE | 5 | IC | RE | 0.4 | 0.4 | 0.4 |  | 99 | 1955 | DFO | NG |  |  |  |  | N | N | Y | S |  | N | Electric Utility | 1 |  | N | N | [15 empty] | 8 | 2008 | N
3828 | Cloverland Electric Co-op | 1868 | Dafter | MI | Chippewa | 2 | IC | RE | 1 | 0.9 | 0.9 |  | 11 | 1955 | DFO | [5 empty] | N | Y |  | S |  | N | Electric Utility | 1 |  | N | [16 empty] | 2 | 1995 | N
3900 | City of Coggon | 1132 | Coggon | IA | Linn | 3 | IC | RE | 0.2 | 0.2 | 0.2 |  | 1 | 1945 | DFO | [6 empty] | Y |  | S |  | N | Electric Utility | 1 |  | N | [16 empty] | 1 | 2003
3915 | Coldwater Board of Public Util | 1819 | Coldwater | MI | Branch | 1 | IC | RE | 0.7 | 0.7 | 0.7 |  | 8 | 1948 | DFO | [8 empty] | S |  | N | Electric Utility | 1 |  | N | [16 empty] | 12 | 2002
3915 | Coldwater Board of Public Util | 1819 | Coldwater | MI | Branch | 3 | IC | RE | 3.5 | 3.5 | 3.5 |  | 9 | 1969 | NG | DFO |  |  |  |  | Y | Y |  | S |  | N | Electric Utility | 1 |  | N | [16 empty] | 9 | 2012
4065 | City of Columbus - (OH) | 312 | Refuse & Coal | OH | Franklin | 1 | ST | RE | 30 | 30 | 30 |  | 7 | 1983 | MSW | [8 empty] | S |  | N | Electric Utility | 1 |  | N | [16 empty] | 12 | 1995
4065 | City of Columbus - (OH) | 312 | Refuse & Coal | OH | Franklin | 2 | ST | RE | 30 | 30 | 30 |  | 7 | 1983 | MSW | [8 empty] | S |  | N | Electric Utility | 1 |  | N | [16 empty] | 12 | 1995
4065 | City of Columbus - (OH) | 312 | Refuse & Coal | OH | Franklin | 3 | ST | RE | 30 | 30 | 30 |  | 7 | 1983 | MSW | [8 empty] | S |  | N | Electric Utility | 1 |  | N | [16 empty] | 12 | 1995
4180 | Connecticut Mun Elec Engy Coop | 6635 | A L Pierce | CT | New Haven | 1 | ST | RE | 7.5 | 7.5 | 7.5 |  | 8 | 1953 | DFO | [8 empty] | U |  | N | Electric Utility | 1 | [18 empty] | 12 | 1998
4180 | Connecticut Mun Elec Engy Coop | 6635 | A L Pierce | CT | New Haven | 2 | ST | RE | 7.5 | 7.3 | 7.5 |  | 8 | 1953 | DFO | [8 empty] | U |  | N | Electric Utility | 1 | [18 empty] | 7 | 2000
4180 | Connecticut Mun Elec Engy Coop | 6635 | A L Pierce | CT | New Haven | 3 | ST | RE | 7.5 | 7.3 | 7.5 |  | 8 | 1953 | DFO | [8 empty] | U |  | N | Electric Utility | 1 | [18 empty] | 7 | 2000
4180 | Connecticut Mun Elec Engy Coop | 56256 | John Street 1, 3, 4 & 5 | CT | New Haven | JS 1 | IC | RE | 1.8 | 2 | 2 |  | 1 | 2005 | DFO | [5 empty] | N | N |  | W |  | N | Electric Utility | 1 |  |  | N | [15 empty] | 2 | 2011 | N
4202 | Phillips 66-Ponca City Refinery | 52188 | Ponca City Refinery | OK | Kay | G1 | ST | RE | 4 | 3 | 3 |  | 9 | 1947 | OG | NG |  |  |  |  | N | N | N | S |  | Y | Industrial CHP | 7 | T | N | [16 empty] | 8 | 2010 | N | [6 empty] | NG
4202 | Phillips 66-Ponca City Refinery | 52188 | Ponca City Refinery | OK | Kay | G2 | ST | RE | 4 | 3 | 3 |  | 9 | 1947 | OG | NG |  |  |  |  | N | N | N | S |  | Y | Industrial CHP | 7 | T | N | [16 empty] | 8 | 2010 | N | [6 empty] | NG
4202 | Phillips 66-Ponca City Refinery | 52188 | Ponca City Refinery | OK | Kay | G3 | ST | RE | 10 | 9 | 9 |  | 1 | 1954 | NG | OG |  |  |  |  | N | N | N | S |  | Y | Industrial CHP | 7 | T | N | [16 empty] | 1 | 2007 | N
4226 | Consolidated Edison Co-NY Inc | 2496 | Hudson Avenue | NY | Kings | 10 | ST | RE | 60 | 64.3 | 65 |  | 11 | 1951 | RFO | NG |  |  |  |  | Y | Y | N | S |  | N | Electric Utility | 1 |  | N | [16 empty] | 10 | 2004 | N
4226 | Consolidated Edison Co-NY Inc | 2502 | Waterside | NY | New York | 6 | ST | RE | 74.8 | 69 | 68 |  | 7 | 1941 | RFO | NG |  |  |  |  | Y | Y | Y | S |  | Y | Electric Utility | 1 |  | N | [16 empty] | 4 | 2005 | N
4226 | Consolidated Edison Co-NY Inc | 2502 | Waterside | NY | New York | 8 | ST | RE | 62.5 | 49.8 | 49.6 |  | 6 | 1949 | RFO | NG |  |  |  |  | Y | Y | Y | S |  | Y | Electric Utility | 1 |  | N | [16 empty] | 4 | 2005 | N
4226 | Consolidated Edison Co-NY Inc | 2502 | Waterside | NY | New York | 9 | ST | RE | 62.5 | 48.4 | 49.4 |  | 10 | 1949 | RFO | NG |  |  |  |  | Y | Y | Y | S |  | Y | Electric Utility | 1 |  | N | [16 empty] | 4 | 2005 | N
4247 | Consolidated Water Power Co | 3971 | Biron | WI | Wood | 8 | HY | RE | 0.4 | 0.4 | 0.4 |  | 1 | 1896 | WAT | [5 empty] | N | N |  | S |  | N | Electric Utility | 1 |  | N | [16 empty] | 1 | 1999
4254 | Consumers Energy Co | 1706 | Gaylord | MI | Otsego | 5 | GT | RE | 16 | 14 | 17 |  | 4 | 1968 | NG | [5 empty] | N | N |  | S |  | N | Electric Utility | 1 |  | N | [16 empty] | 10 | 2010
4329 | Copper Valley Elec Assn, Inc | 6305 | Glennallen | AK | Valdez-Cordova | 1 | IC | RE | 0.3 | 0.3 | 0.3 |  | 88 | 1959 | DFO | [5 empty] | N | N |  | S |  | N | Electric Utility | 1 |  | N | N | [15 empty] | 7 | 2008
4329 | Copper Valley Elec Assn, Inc | 6305 | Glennallen | AK | Valdez-Cordova | 2 | IC | RE | 0.3 | 0.3 | 0.3 |  | 88 | 1959 | DFO | [5 empty] | N | N |  | S |  | N | Electric Utility | 1 |  | N | N | [15 empty] | 7 | 2008
4362 | Corn Belt Energy Corporation | 8003 | Prairie Energy | IL | Logan | 1 | ST | IP | 91 | 82 | 82 |  |  |  | BIT | [5 empty] | N | N |  | S |  | N | Electric Utility | 1 |  | N | [18 empty] | N | Y
4375 | City of Corning - (IA) | 1134 | Corning | IA | ADAMS | 1 | IC | RE | 0.6 | 0.6 | 0.6 |  | 7 | 1945 | DFO | [5 empty] | N | Y | Y | S |  | N | Electric Utility | 1 |  | N | [16 empty] | 3 | 2006 | N
4375 | City of Corning - (IA) | 1134 | Corning | IA | ADAMS | 2 | IC | RE | 0.9 | 0.9 | 0.9 |  | 7 | 1950 | DFO | [5 empty] | N | Y | Y | S |  | N | Electric Utility | 1 |  | N | [16 empty] | 3 | 2006 | N
4375 | City of Corning - (IA) | 1134 | Corning | IA | ADAMS | 3 | IC | RE | 1.3 | 1.3 | 1.3 |  | 7 | 1955 | DFO | [5 empty] | N | Y | Y | S |  | N | Electric Utility | 1 |  | N | [16 empty] | 3 | 2006 | N
4375 | City of Corning - (IA) | 1134 | Corning | IA | ADAMS | 4 | IC | RE | 0.4 | 0.4 | 0.4 |  | 7 | 1938 | DFO | [5 empty] | N | Y | Y | S |  | N | Electric Utility | 1 |  | N | [16 empty] | 3 | 2006 | N
4468 | Crestwood Corp | 54985 | Crestwood Dothan | AL | Houston | P83 | ST | RE | 5 | 4.2 | 4 |  | 4 | 1986 | NG | [5 empty] | N | N | N | S |  | N | IPP Non-CHP | 2 |  | N | [16 empty] | 1 | 2003 | N
4558 | Cutrale Citrus Juices USA Inc | 10020 | Cutrale Citrus Juices USA I | FL | LAKE | GEN1 | GT | RE | 3.5 | 3.1 | 3.8 |  | 12 | 1987 | NG | [5 empty] | N | N | Y |  |  | Y | Industrial CHP | 7 | T | N | N | [15 empty] | 12 | 2010 | N
4558 | Cutrale Citrus Juices USA Inc | 10188 | Cutrale Citrus Juices USA II | FL | POLK | GEN1 | CT | RE | 3.5 | 3 | 3.7 |  | 12 | 1987 | NG | [5 empty] | N | N |  | S |  | Y | Industrial CHP | 7 | T | N | N | [15 empty] | 12 | 2010 | N
4558 | Cutrale Citrus Juices USA Inc | 10188 | Cutrale Citrus Juices USA II | FL | POLK | GEN2 | CT | RE | 3.5 | 3 | 3.7 |  | 12 | 1987 | NG | [5 empty] | N | N |  | S |  | Y | Industrial CHP | 7 | T | N | N | [15 empty] | 12 | 2010 | N
4579 | Coram Energy, LLC | 54297 | Coram Energy LLC | CA | Kern | SX15 | WT | RE | 1 | 1 | 1 |  | 12 | 1984 | WND | [5 empty] | N | Y |  | S | 27 | N | IPP Non-CHP | 2 |  | N | [16 empty] | 12 | 2004 | N
4579 | Coram Energy, LLC | 54298 | Coram Energy LLC (ECT) | CA | Kern | SX1S | WT | RE | 3.3 | 3.3 | 3.3 |  | 12 | 1985 | WND | [5 empty] | N | Y |  | W | 100 | N | IPP Non-CHP | 2 |  | N | [16 empty] | 12 | 2005 | N
4579 | Coram Energy, LLC | 54299 | Coram Energy LLC | CA | Kern | SX15 | WT | RE | 1.4 | 1.4 | 1.4 |  | 12 | 1985 | WND | [5 empty] | N | Y |  | W | 47 | N | IPP Non-CHP | 2 |  | N | [16 empty] | 12 | 2005 | N
4716 | Dairyland Power Coop | 4140 | Alma | WI | Buffalo | 1 | ST | RE | 15 | 18.9 | 20.6 |  | 9 | 1947 | BIT | SUB |  |  |  |  | N | Y |  | S |  | N | Electric Utility | 1 |  | N | [16 empty] | 3 | 2012 | N | Y |  | Y |  |  |  | DFO
4716 | Dairyland Power Coop | 4140 | Alma | WI | Buffalo | 2 | ST | RE | 15 | 18 | 19.7 |  | 10 | 1947 | BIT | SUB |  |  |  |  | N | Y |  | S |  | N | Electric Utility | 1 |  | N | [16 empty] | 3 | 2012 | N | Y |  | Y |  |  |  | DFO
4716 | Dairyland Power Coop | 4140 | Alma | WI | Buffalo | 3 | ST | RE | 15 | 18.9 | 20.6 |  | 7 | 1951 | BIT | SUB |  |  |  |  | N | Y |  | S |  | N | Electric Utility | 1 |  | N | [16 empty] | 3 | 2012 | N | Y |  | Y |  |  |  | DFO
4716 | Dairyland Power Coop | 56149 | Seven Mile Creek LFG | WI | Eau Claire | 5 | IC | IP | 0.8 | 0.7 | 0.7 |  |  |  | LFG | [5 empty] | N | Y |  | S |  | N | Electric Utility | 1 | [20 empty] | N
4716 | Dairyland Power Coop | 56366 | Lake Area Landfill Gas Recovery | WI | WASHBURN | 1 | IC | IP | 1 | 1 | 1 |  |  |  | LFG | [5 empty] | N | Y |  | S |  | N | Electric Utility | 1
4716 | Dairyland Power Coop | 56366 | Lake Area Landfill Gas Recovery | WI | WASHBURN | 2 | IC | IP | 1 | 1 | 1 |  |  |  | LFG | [5 empty] | N | Y |  | S |  | N | Electric Utility | 1
4716 | Dairyland Power Coop | 56366 | Lake Area Landfill Gas Recovery | WI | WASHBURN | 3 | IC | IP | 1 | 1 | 1 |  |  |  | LFG | [5 empty] | N | Y |  | S |  | N | Electric Utility | 1
4716 | Dairyland Power Coop | 56366 | Lake Area Landfill Gas Recovery | WI | WASHBURN | 4 | IC | IP | 0.8 | 0.7 | 0.7 |  |  |  | LFG | [5 empty] | N | Y |  | S |  | N | Electric Utility | 1
4919 | City of Dayton - (IA) | 1135 | Dayton | IA | WEBSTER | 1 | IC | RE | 0.6 | 0.6 | 0.6 |  | 5 | 1959 | DFO | NG | [7 empty] | S |  | N | Electric Utility | 1 |  | N | [16 empty] | 7 | 2001
4919 | City of Dayton - (IA) | 1135 | Dayton | IA | WEBSTER | 4 | IC | RE | 0.1 | 0.1 | 0.1 |  | 7 | 1939 | DFO | [8 empty] | S |  | N | Electric Utility | 1 |  | N | [16 empty] | 6 | 2002
4959 | Aniak Light & Power Co Inc | 7182 | Aniak | AK | Bethel | 3 | IC | RE | 0.3 | 0.2 | 0.2 |  | 7 | 1980 | DFO | [5 empty] | N | N | N | S |  | N | Electric Utility | 1 |  | N | [16 empty] | 8 | 2005 | N
4959 | Aniak Light & Power Co Inc | 7182 | Aniak | AK | Bethel | 4 | IC | RE | 0.3 | 0.2 | 0.2 |  | 7 | 1980 | DFO | [5 empty] | N | N | N | S |  | N | Electric Utility | 1 |  | N | [16 empty] | 8 | 2005 | N
4959 | Aniak Light & Power Co Inc | 7182 | Aniak | AK | Bethel | 5 | IC | RE | 0.3 | 0.3 | 0.3 |  | 5 | 1991 | DFO | [6 empty] | N |  | S |  | N | Electric Utility | 1 |  | N | [16 empty] | 4 | 1994
5107 | City of Detroit | 1822 | Mistersky | MI | Wayne | 5 | ST | RE | 44 | 44 | 44 |  | 8 | 1950 | NG | [5 empty] | N | Y |  | S |  | Y | Electric Utility | 1 | B | N | N | [15 empty] | 4 | 2010
5109 | The DTE Electric Company | 1732 | Marysville | MI | St Clair | 6 | ST | RE | 50 | 33 | 33 |  | 10 | 1930 | BIT | [5 empty] | N | N | N | S |  | N | Electric Utility | 1 |  | N | [16 empty] | 5 | 1995 |  | Y
5109 | The DTE Electric Company | 1732 | Marysville | MI | St Clair | 7 | ST | RE | 75 | 83 | 83 |  | 4 | 1943 | BIT | [5 empty] | N | Y | Y | S |  | N | Electric Utility | 1 |  | N | [16 empty] | 12 | 2011 | N | Y |  | Y | N |  |  | NG
5109 | The DTE Electric Company | 1732 | Marysville | MI | St Clair | 8 | ST | RE | 75 | 83 | 83 |  | 2 | 1947 | BIT | [5 empty] | N | Y | Y | S |  | N | Electric Utility | 1 |  | N | [16 empty] | 12 | 2011 | N | Y |  | Y | N |  |  | NG
5109 | The DTE Electric Company | 1743 | St Clair | MI | St Clair | 5 | ST | RE | 357.7 | 250 | 250 |  | 4 | 1959 | RFO | [5 empty] | N | Y | Y | S |  | N | Electric Utility | 1 |  | N | [16 empty] | 1 | 1980 | N
5277 | American Sugar Refining, Inc. | 54795 | Domino Sugar Baltimore | MD | Baltimore City | GEN3 | ST | RE | 2.5 | 2.5 | 2.5 |  | 6 | 1959 | NG | RFO | [7 empty] | S |  | Y | Industrial CHP | 7 |  | N | [16 empty] | 9 | 2000
5302 | DPL Energy LLC | 55227 | Hardinsburg Electric Generating Station | KY | Dreckerridge | GT1 | GT | IP | 59 | 45 | 59 |  |  |  | NG | DFO |  |  |  |  | N |  |  | S |  | N | IPP Non-CHP | 2 |  | N | [18 empty] | N
5302 | DPL Energy LLC | 55227 | Hardinsburg Electric Generating Station | KY | Dreckerridge | GT2 | GT | IP | 59 | 45 | 59 |  |  |  | NG | DFO |  |  |  |  | N |  |  | S |  | N | IPP Non-CHP | 2 |  | N | [18 empty] | N
5302 | DPL Energy LLC | 55227 | Hardinsburg Electric Generating Station | KY | Dreckerridge | GT3 | GT | IP | 59 | 45 | 59 |  |  |  | NG | DFO |  |  |  |  | N |  |  | S |  | N | IPP Non-CHP | 2 |  | N | [18 empty] | N
5302 | DPL Energy LLC | 55227 | Hardinsburg Electric Generating Station | KY | Dreckerridge | GT4 | GT | IP | 59 | 45 | 59 |  |  |  | NG | DFO |  |  |  |  | N |  |  | S |  | N | IPP Non-CHP | 2 |  | N | [18 empty] | N
5302 | DPL Energy LLC | 55227 | Hardinsburg Electric Generating Station | KY | Dreckerridge | GT5 | GT | IP | 59 | 45 | 59 |  |  |  | NG | DFO |  |  |  |  | N |  |  | S |  | N | IPP Non-CHP | 2 |  | N | [18 empty] | N
5302 | DPL Energy LLC | 55227 | Hardinsburg Electric Generating Station | KY | Dreckerridge | GT6 | GT | IP | 59 | 45 | 59 |  |  |  | NG | DFO |  |  |  |  | N |  |  | S |  | N | IPP Non-CHP | 2 |  | N | [18 empty] | N
5302 | DPL Energy LLC | 55227 | Hardinsburg Electric Generating Station | KY | Dreckerridge | GT7 | GT | IP | 59 | 45 | 59 |  |  |  | NG | DFO |  |  |  |  | N |  |  | S |  | N | IPP Non-CHP | 2 |  | N | [18 empty] | N
5302 | DPL Energy LLC | 55227 | Hardinsburg Electric Generating Station | KY | Dreckerridge | GT8 | GT | IP | 59 | 45 | 59 |  |  |  | NG | DFO |  |  |  |  | N |  |  | S |  | N | IPP Non-CHP | 2 |  | N | [18 empty] | N
5302 | DPL Energy LLC | 55229 | Montpelier Electric Generating Station | IN | Wells | GT5 | GT | IP | 59 | 45 | 59 |  |  |  | NG | DFO |  |  |  |  | N |  |  | S |  | N | IPP Non-CHP | 2 |  | N | [18 empty] | N
5302 | DPL Energy LLC | 55229 | Montpelier Electric Generating Station | IN | Wells | GT6 | GT | IP | 59 | 45 | 59 |  |  |  | NG | DFO |  |  |  |  | N |  |  | S |  | N | IPP Non-CHP | 2 |  | N | [18 empty] | N
5302 | DPL Energy LLC | 55229 | Montpelier Electric Generating Station | IN | Wells | GT7 | GT | IP | 59 | 45 | 59 |  |  |  | NG | DFO |  |  |  |  | N |  |  | S |  | N | IPP Non-CHP | 2 |  | N | [18 empty] | N
5302 | DPL Energy LLC | 55229 | Montpelier Electric Generating Station | IN | Wells | GT8 | GT | IP | 59 | 45 | 59 |  |  |  | NG | DFO |  |  |  |  | N |  |  | S |  | N | IPP Non-CHP | 2 |  | N | [18 empty] | N
5302 | DPL Energy LLC | 55384 | Harrod Electric Generating Station | OH | Allen | GT1 | GT | IP | 94 | 76 | 94 |  |  |  | NG | DFO |  |  |  |  | N |  |  | S |  | N | IPP Non-CHP | 2 |  | N | [18 empty] | N
5302 | DPL Energy LLC | 55384 | Harrod Electric Generating Station | OH | Allen | GT2 | GT | IP | 94 | 76 | 94 |  |  |  | NG | DFO |  |  |  |  | N |  |  | S |  | N | IPP Non-CHP | 2 |  | N | [18 empty] | N
5302 | DPL Energy LLC | 55384 | Harrod Electric Generating Station | OH | Allen | GT3 | GT | IP | 94 | 76 | 94 |  |  |  | NG | DFO |  |  |  |  | N |  |  | S |  | N | IPP Non-CHP | 2 |  | N | [18 empty] | N
5302 | DPL Energy LLC | 55384 | Harrod Electric Generating Station | OH | Allen | GT4 | GT | IP | 94 | 76 | 94 |  |  |  | NG | DFO |  |  |  |  | N |  |  | S |  | N | IPP Non-CHP | 2 |  | N | [18 empty] | N
5302 | DPL Energy LLC | 55384 | Harrod Electric Generating Station | OH | Allen | GT5 | GT | IP | 94 | 76 | 94 |  |  |  | NG | DFO |  |  |  |  | N |  |  | S |  | N | IPP Non-CHP | 2 |  | N | [18 empty] | N
5302 | DPL Energy LLC | 55384 | Harrod Electric Generating Station | OH | Allen | GT6 | GT | IP | 94 | 76 | 94 |  |  |  | NG | DFO |  |  |  |  | N |  |  | S |  | N | IPP Non-CHP | 2 |  | N | [18 empty] | N
5302 | DPL Energy LLC | 55385 | Fairmount Electric Generating | IN | Grant | GT1 | GT | IP | 58.9 | 58.9 | 58.9 |  |  |  | NG | DFO |  |  |  |  | N |  |  | S |  | N | IPP Non-CHP | 2 |  | N | [18 empty] | N
5302 | DPL Energy LLC | 55385 | Fairmount Electric Generating | IN | Grant | GT2 | GT | IP | 58.9 | 58.9 | 58.9 |  |  |  | NG | DFO |  |  |  |  | N |  |  | S |  | N | IPP Non-CHP | 2 |  | N | [18 empty] | N
5302 | DPL Energy LLC | 55385 | Fairmount Electric Generating | IN | Grant | GT3 | GT | IP | 58.9 | 58.9 | 58.9 |  |  |  | NG | DFO |  |  |  |  | N |  |  | S |  | N | IPP Non-CHP | 2 |  | N | [18 empty] | N
5302 | DPL Energy LLC | 55385 | Fairmount Electric Generating | IN | Grant | GT4 | GT | IP | 58.9 | 58.9 | 58.9 |  |  |  | NG | DFO |  |  |  |  | N |  |  | S |  | N | IPP Non-CHP | 2 |  | N | [18 empty] | N
5302 | DPL Energy LLC | 55385 | Fairmount Electric Generating | IN | Grant | GT5 | GT | IP | 58.9 | 58.9 | 58.9 |  |  |  | NG | DFO |  |  |  |  | N |  |  | S |  | N | IPP Non-CHP | 2 |  | N | [18 empty] | N
5302 | DPL Energy LLC | 55385 | Fairmount Electric Generating | IN | Grant | GT6 | GT | IP | 58.9 | 58.9 | 58.9 |  |  |  | NG | DFO |  |  |  |  | N |  |  | S |  | N | IPP Non-CHP | 2 |  | N | [18 empty] | N
5302 | DPL Energy LLC | 55385 | Fairmount Electric Generating | IN | Grant | GT7 | GT | IP | 58.9 | 58.9 | 58.9 |  |  |  | NG | DFO |  |  |  |  | N |  |  | S |  | N | IPP Non-CHP | 2 |  | N | [18 empty] | N
5302 | DPL Energy LLC | 55385 | Fairmount Electric Generating | IN | Grant | GT8 | GT | IP | 58.9 | 58.9 | 58.9 |  |  |  | NG | DFO |  |  |  |  | N |  |  | S |  | N | IPP Non-CHP | 2 |  | N | [18 empty] | N
5336 | City of Dover - (OH) | 2914 | Dover | OH | Tuscarawas | 2 | ST | RE | 4 | 4 | 4 |  | 1 | 1944 | BIT | [5 empty] | N | Y | Y | S |  | N | Electric Utility | 1 |  | N | [16 empty] | 6 | 2007 | N |  |  | N
5338 | Dow Chemical Co | 52120 | Dow Chemical Texas Operation | TX | Brazoria | G-31 | CA | RE | 50 | 50 | 50 |  | 11 | 1952 | NG | [5 empty] | N | Y |  | S |  | Y | Industrial CHP | 7 |  | N | [16 empty] | 1 | 2003
5338 | Dow Chemical Co | 52120 | Dow Chemical Texas Operation | TX | Brazoria | G-32 | CA | RE | 50 | 50 | 50 |  | 12 | 1952 | NG | [5 empty] | N | Y |  | S |  | Y | Industrial CHP | 7 |  | N | [16 empty] | 1 | 1995
5338 | Dow Chemical Co | 52120 | Dow Chemical Texas Operation | TX | Brazoria | G-33 | CA | RE | 49 | 49 | 47 |  | 12 | 1953 | NG | [5 empty] | N | Y |  | S |  | Y | Industrial CHP | 7 |  | N | [16 empty] | 1 | 2007
5338 | Dow Chemical Co | 52120 | Dow Chemical Texas Operation | TX | Brazoria | G-35 | CT | RE | 119 | 95.6 | 106.5 |  | 2 | 1983 | NG | [5 empty] | N | Y |  | S |  | Y | Industrial CHP | 7 | T | N | [16 empty] | 11 | 2009 | N
5338 | Dow Chemical Co | 52120 | Dow Chemical Texas Operation | TX | Brazoria | G-36 | CT | RE | 119 | 99 | 111 |  | 2 | 1983 | NG | [5 empty] | N | Y |  | S |  | Y | Industrial CHP | 7 | T | N | [16 empty] | 10 | 2009 | N
5338 | Dow Chemical Co | 52120 | Dow Chemical Texas Operation | TX | Brazoria | G-41 | CA | RE | 50 | 50 | 50 |  | 5 | 1958 | NG | [5 empty] | N | Y |  | S |  | Y | Industrial CHP | 7 |  | N | [16 empty] | 6 | 2000
5338 | Dow Chemical Co | 52120 | Dow Chemical Texas Operation | TX | Brazoria | G-42 | CA | RE | 50 | 46 | 44 |  | 3 | 1959 | NG | [5 empty] | N | Y |  | S |  | Y | Industrial CHP | 7 |  | N | [16 empty] | 2 | 2003
5338 | Dow Chemical Co | 52120 | Dow Chemical Texas Operation | TX | Brazoria | G-45 | CT | RE | 119 | 92 | 107 |  | 10 | 1983 | NG | [5 empty] | N | Y |  | S |  | Y | Industrial CHP | 7 |  | N | [16 empty] | 11 | 2003
5338 | Dow Chemical Co | 52120 | Dow Chemical Texas Operation | TX | Brazoria | G-62 | CT | RE | 94.5 | 68.3 | 76.1 |  | 9 | 1982 | NG | [5 empty] | N | Y |  | S |  | Y | Industrial CHP | 7 | T | N | [16 empty] | 8 | 2011 | N
5338 | Dow Chemical Co | 56152 | Freeport Energy Center | TX | Brazoria | CTG2 | CT | IP | 180 | 180 | 180 |  |  |  | NG | [5 empty] | N |  |  | W |  | N | Industrial CHP | 7 |  | N | [18 empty] | N
5347 | Dow Chemical Co | 52005 | Plaquemine Operations | LA | Adjuntas | GEN1 | CS | RE | 53 | 49 | 51 |  | 12 | 1969 | NG | [8 empty] | S |  | Y | Industrial CHP | 7 |  | N | [16 empty] | 11 | 2002
5347 | Dow Chemical Co | 52005 | Plaquemine Operations | LA | Adjuntas | GEN2 | CS | RE | 53 | 49 | 51 |  | 12 | 1969 | NG | [8 empty] | S |  | Y | Industrial CHP | 7 |  | N | [16 empty] | 11 | 2002
5347 | Dow Chemical Co | 52006 | LaO Energy Systems | LA | Iberville | GEN8 | CT | RE | 125 | 95 | 114 |  | 5 | 1983 | NG | OG |  |  |  |  | Y | Y |  | S |  | Y | Industrial CHP | 7 | T | N | [16 empty] | 6 | 2011 | N
5416 | Duke Energy Carolinas, LLC | 2720 | Buck | NC | Rowan | 3 | ST | RE | 80 | 75 | 76 |  | 7 | 1941 | BIT | [5 empty] | N | Y |  | S |  | N | Electric Utility | 1 |  | N | [13 empty] | N |  |  | 5 | 2011 | N | Y | [5 empty] | DFO
5416 | Duke Energy Carolinas, LLC | 2720 | Buck | NC | Rowan | 4 | ST | RE | 40 | 38 | 39 |  | 9 | 1942 | BIT | [5 empty] | N | Y |  | S |  | N | Electric Utility | 1 |  | N | [13 empty] | N |  |  | 5 | 2011 | N | Y | [5 empty] | DFO
5416 | Duke Energy Carolinas, LLC | 2720 | Buck | NC | Rowan | 7 | GT | RE | 34.8 | 25 | 30 |  | 7 | 1970 | NG | DFO |  |  |  |  | Y | Y |  | S |  | N | Electric Utility | 1 |  | N | [16 empty] | 10 | 2012 | N | N
5416 | Duke Energy Carolinas, LLC | 2720 | Buck | NC | Rowan | 8 | GT | RE | 34.8 | 25 | 30 |  | 7 | 1970 | NG | DFO |  |  |  |  | Y | Y |  | S |  | N | Electric Utility | 1 |  | N | [16 empty] | 10 | 2012 | N
5416 | Duke Energy Carolinas, LLC | 2720 | Buck | NC | Rowan | 9 | GT | RE | 34.8 | 12 | 15 |  | 7 | 1970 | NG | DFO |  |  |  |  | Y | Y |  | S |  | N | Electric Utility | 1 |  | N | [16 empty] | 10 | 2012 | N
5416 | Duke Energy Carolinas, LLC | 2721 | Cliffside | NC | Cleveland | 1 | ST | RE | 40 | 38 | 39 |  | 7 | 1940 | BIT | [5 empty] | N | Y |  | S |  | N | Electric Utility | 1 |  | N | [13 empty] | N |  |  | 10 | 2011 | N | Y | [5 empty] | DFO
5416 | Duke Energy Carolinas, LLC | 2721 | Cliffside | NC | Cleveland | 2 | ST | RE | 40 | 38 | 39 |  | 8 | 1940 | BIT | [5 empty] | N | Y |  | S |  | N | Electric Utility | 1 |  | N | [13 empty] | N |  |  | 10 | 2011 | N | Y | [5 empty] | DFO
5416 | Duke Energy Carolinas, LLC | 2721 | Cliffside | NC | Cleveland | 3 | ST | RE | 65 | 61 | 62 |  | 5 | 1948 | BIT | [5 empty] | N | Y |  | S |  | N | Electric Utility | 1 |  | N | [13 empty] | N |  |  | 10 | 2011 | N | Y | [5 empty] | DFO
5416 | Duke Energy Carolinas, LLC | 2721 | Cliffside | NC | Cleveland | 4 | ST | RE | 65 | 61 | 62 |  | 10 | 1948 | BIT | [5 empty] | N | Y |  | S |  | N | Electric Utility | 1 |  | N | [13 empty] | N |  |  | 10 | 2011 | N | Y | [5 empty] | DFO
5416 | Duke Energy Carolinas, LLC | 2721 | Cliffside | NC | Cleveland | 7 | ST | IP | 800 | 800 | 800 |  |  |  | BIT | [5 empty] | N | Y |  | S |  | N | Electric Utility | 1 | [20 empty] | N
5416 | Duke Energy Carolinas, LLC | 2723 | Dan River | NC | Rockingham | 1 | ST | RE | 70 | 67 | 69 |  | 12 | 1949 | BIT | [5 empty] | N | Y |  | S |  | N | Electric Utility | 1 |  | N | [16 empty] | 4 | 2012 | N | Y | [5 empty] | DFO
5416 | Duke Energy Carolinas, LLC | 2723 | Dan River | NC | Rockingham | 2 | ST | RE | 70 | 67 | 69 |  | 3 | 1950 | BIT | [5 empty] | N | Y |  | S |  | N | Electric Utility | 1 |  | N | [16 empty] | 4 | 2012 | N | Y | [5 empty] | DFO
5416 | Duke Energy Carolinas, LLC | 2723 | Dan River | NC | Rockingham | 3 | ST | RE | 150 | 142 | 145 |  | 8 | 1955 | BIT | [5 empty] | N | Y |  | S |  | N | Electric Utility | 1 |  | N | [16 empty] | 4 | 2012 | N | Y | [5 empty] | DFO
5416 | Duke Energy Carolinas, LLC | 2723 | Dan River | NC | Rockingham | 4 | GT | RE | 35.2 | 24 | 31 |  | 5 | 1968 | NG | DFO |  |  |  |  | Y | Y |  | S |  | N | Electric Utility | 1 |  | N | [16 empty] | 10 | 2012 | N
5416 | Duke Energy Carolinas, LLC | 2723 | Dan River | NC | Rockingham | 5 | GT | RE | 35.2 | 24 | 31 |  | 5 | 1968 | NG | DFO |  |  |  |  | Y | Y |  | S |  | N | Electric Utility | 1 |  | N | [16 empty] | 10 | 2012 | N
5416 | Duke Energy Carolinas, LLC | 2723 | Dan River | NC | Rockingham | 6 | GT | RE | 27.4 | 24 | 31 |  | 7 | 1969 | NG | DFO |  |  |  |  | Y | Y |  | S |  | N | Electric Utility | 1 |  | N | [16 empty] | 10 | 2012 | N
5416 | Duke Energy Carolinas, LLC | 2732 | Riverbend | NC | Gaston | 10 | GT | RE | 33.8 | 22 | 30 |  | 7 | 1969 | NG | DFO |  |  |  |  | Y | Y |  | S |  | N | Electric Utility | 1 |  | N | [16 empty] | 10 | 2012 | N
5416 | Duke Energy Carolinas, LLC | 2732 | Riverbend | NC | Gaston | 11 | GT | RE | 33.8 | 20 | 30 |  | 7 | 1969 | NG | DFO |  |  |  |  | Y | Y |  | S |  | N | Electric Utility | 1 |  | N | [16 empty] | 10 | 2012 | N
5416 | Duke Energy Carolinas, LLC | 2732 | Riverbend | NC | Gaston | 8 | GT | RE | 33.8 | 20 | 20 |  | 7 | 1969 | NG | DFO |  |  |  |  | Y | Y |  | S |  | N | Electric Utility | 1 |  | N | [16 empty] | 10 | 2012 | N
5416 | Duke Energy Carolinas, LLC | 2732 | Riverbend | NC | Gaston | 9 | GT | RE | 33.8 | 22 | 30 |  | 7 | 1969 | NG | DFO |  |  |  |  | Y | Y |  | S |  | N | Electric Utility | 1 |  | N | [16 empty] | 10 | 2012 | N
5416 | Duke Energy Carolinas, LLC | 3264 | W S Lee | SC | Anderson | 4 | GT | RE | 35.1 | 30 | 30 |  | 4 | 1978 | NG | DFO |  |  |  |  | Y | Y |  | S |  | N | Electric Utility | 1 |  | N | [16 empty] | 1 | 2007 | N
5416 | Duke Energy Carolinas, LLC | 3264 | W S Lee | SC | Anderson | 5 | GT | RE | 35.1 | 30 | 30 |  | 2 | 1968 | NG | DFO |  |  |  |  | Y | Y |  | S |  | N | Electric Utility | 1 |  | N | [16 empty] | 1 | 2007 | N
5416 | Duke Energy Carolinas, LLC | 3264 | W S Lee | SC | Anderson | 6 | GT | RE | 35.1 | 30 | 30 |  | 4 | 1968 | NG | DFO |  |  |  |  | Y | Y |  | S |  | N | Electric Utility | 1 |  | N | [16 empty] | 1 | 2007 | N
5416 | Duke Energy Carolinas, LLC | 58212 | Buzzard Roost GT | SC | Greenwood | 10 | GT | RE | 17.8 | 16 | 16 |  | 6 | 1971 | NG | DFO |  |  |  |  | Y | Y |  | W |  | N | Electric Utility | 1 |  | N | [16 empty] | 10 | 2012 | N
5416 | Duke Energy Carolinas, LLC | 58212 | Buzzard Roost GT | SC | Greenwood | 11 | GT | RE | 17.8 | 16 | 16 |  | 6 | 1971 | NG | DFO |  |  |  |  | Y | Y |  | W |  | N | Electric Utility | 1 |  | N | [16 empty] | 10 | 2012 | N
5416 | Duke Energy Carolinas, LLC | 58212 | Buzzard Roost GT | SC | Greenwood | 12 | GT | RE | 17.8 | 16 | 16 |  | 6 | 1971 | NG | DFO |  |  |  |  | Y | Y |  | W |  | N | Electric Utility | 1 |  | N | [16 empty] | 10 | 2012 | N
5416 | Duke Energy Carolinas, LLC | 58212 | Buzzard Roost GT | SC | Greenwood | 13 | GT | RE | 17.8 | 16 | 16 |  | 6 | 1971 | NG | DFO |  |  |  |  | Y | Y |  | W |  | N | Electric Utility | 1 |  | N | [16 empty] | 10 | 2012 | N
5416 | Duke Energy Carolinas, LLC | 58212 | Buzzard Roost GT | SC | Greenwood | 14 | GT | RE | 17.8 | 16 | 16 |  | 6 | 1971 | NG | DFO |  |  |  |  | Y | Y |  | W |  | N | Electric Utility | 1 |  | N | [16 empty] | 10 | 2012 | N
5416 | Duke Energy Carolinas, LLC | 58212 | Buzzard Roost GT | SC | Greenwood | 15 | GT | RE | 17.8 | 16 | 16 |  | 7 | 1971 | NG | DFO |  |  |  |  | Y | Y |  | W |  | N | Electric Utility | 1 |  | N | [16 empty] | 10 | 2012 | N
5416 | Duke Energy Carolinas, LLC | 58212 | Buzzard Roost GT | SC | Greenwood | 6 | GT | RE | 22.7 | 20 | 20 |  | 4 | 1971 | NG | DFO |  |  |  |  | Y | Y |  | W |  | N | Electric Utility | 1 |  | N | [16 empty] | 10 | 2012 | N
5416 | Duke Energy Carolinas, LLC | 58212 | Buzzard Roost GT | SC | Greenwood | 7 | GT | RE | 22.7 | 20 | 20 |  | 5 | 1971 | NG | DFO |  |  |  |  | Y | Y |  | W |  | N | Electric Utility | 1 |  | N | [16 empty] | 10 | 2012 | N
5416 | Duke Energy Carolinas, LLC | 58212 | Buzzard Roost GT | SC | Greenwood | 8 | GT | RE | 22.7 | 20 | 20 |  | 8 | 1971 | NG | DFO |  |  |  |  | Y | Y |  | W |  | N | Electric Utility | 1 |  | N | [16 empty] | 10 | 2012 | N
5416 | Duke Energy Carolinas, LLC | 58212 | Buzzard Roost GT | SC | Greenwood | 9 | GT | RE | 22.7 | 20 | 20 |  | 9 | 1971 | NG | DFO |  |  |  |  | Y | Y |  | W |  | N | Electric Utility | 1 |  | N | [16 empty] | 10 | 2012 | N
5517 | Dynegy Midwest Generation Inc | 891 | Havana | IL | Mason | 1 | ST | RE | 46 | 45.6 | 44.8 |  | 9 | 1947 | RFO | [5 empty] | N | Y | N | S |  | N | IPP Non-CHP | 2 |  | N | [16 empty] | 1 | 2012 | N | [6 empty] | DFO
5517 | Dynegy Midwest Generation Inc | 891 | Havana | IL | Mason | 2 | ST | RE | 46 | 45.6 | 44.8 |  | 7 | 1947 | RFO | [5 empty] | N | Y | N | S |  | N | IPP Non-CHP | 2 |  | N | [16 empty] | 1 | 2012 | N | [6 empty] | DFO
5517 | Dynegy Midwest Generation Inc | 891 | Havana | IL | Mason | 3 | ST | RE | 46 | 45.6 | 44.8 |  | 11 | 1948 | RFO | [5 empty] | N | Y | N | S |  | N | IPP Non-CHP | 2 |  | N | [16 empty] | 1 | 2012 | N | [6 empty] | DFO
5517 | Dynegy Midwest Generation Inc | 891 | Havana | IL | Mason | 4 | ST | RE | 46 | 45.6 | 44.8 |  | 3 | 1950 | RFO | [5 empty] | N | Y | N | S |  | N | IPP Non-CHP | 2 |  | N | [16 empty] | 1 | 2012 | N | [6 empty] | DFO
5517 | Dynegy Midwest Generation Inc | 891 | Havana | IL | Mason | 5 | ST | RE | 46 | 45.6 | 44.8 |  | 6 | 1950 | RFO | [5 empty] | N | Y | N | S |  | N | IPP Non-CHP | 2 |  | N | [16 empty] | 1 | 2012 | N | [6 empty] | DFO
5517 | Dynegy Midwest Generation Inc | 897 | Vermilion | IL | Vermilion | 2 | ST | RE | 108.8 | 99 | 99 |  | 11 | 1956 | SUB | NG | BIT |  |  |  | Y | Y |  | S |  | N | IPP Non-CHP | 2 |  | N | [16 empty] | 11 | 2011 | N |  |  | Y | N |  |  | NG
5517 | Dynegy Midwest Generation Inc | 897 | Vermilion | IL | Vermilion | 3 | GT | RE | 15 | 10 | 12 |  | 8 | 1967 | DFO | NG |  |  |  |  | N | Y |  | S |  | N | IPP Non-CHP | 2 |  | N | [16 empty] | 11 | 2011 | N
5517 | Dynegy Midwest Generation Inc | 897 | Vermilion | IL | Vermilion | ST1 | ST | RE | 73.5 | 62 | 63 |  | 5 | 1955 | SUB | NG | BIT |  |  |  | Y | Y |  | S |  | N | IPP Non-CHP | 2 |  | N | [16 empty] | 11 | 2011 | N |  |  | Y |  |  |  | NG
5517 | Dynegy Midwest Generation Inc | 898 | Wood River | IL | Madison | 1 | ST | RE | 50 | 38.7 | 39.7 |  | 11 | 1949 | NG | [5 empty] | N | Y | Y | S |  | N | IPP Non-CHP | 2 |  | N | [16 empty] | 10 | 2011 | N | [6 empty] | NG
5517 | Dynegy Midwest Generation Inc | 898 | Wood River | IL | Madison | 2 | ST | RE | 50 | 38.7 | 39.7 |  | 11 | 1949 | NG | [5 empty] | N | Y | Y | S |  | N | IPP Non-CHP | 2 |  | N | [16 empty] | 10 | 2011 | N | [6 empty] | NG
5517 | Dynegy Midwest Generation Inc | 898 | Wood River | IL | Madison | 3 | ST | RE | 50 | 38.7 | 39.7 |  | 10 | 1950 | NG | [5 empty] | N | Y | Y | S |  | N | IPP Non-CHP | 2 |  | N | [16 empty] | 10 | 2011 | N | [6 empty] | NG
5529 | City of Durant - (IA) | 6220 | Durant | IA | Cedar | 4 | IC | RE | 0.5 | 0.5 | 0.5 |  | 88 | 1954 | DFO | [5 empty] | N | Y | Y | S |  | N | Electric Utility | 1 |  | N | [16 empty] | 12 | 2009
5529 | City of Durant - (IA) | 6220 | Durant | IA | Cedar | 5 | IC | RE | 0.5 | 0.5 | 0.5 |  | 88 | 1958 | DFO | [5 empty] | N | Y | Y | S |  | N | Electric Utility | 1 |  | N | [16 empty] | 12 | 2009
5543 | E I DuPont De Nemours & Co | 10788 | Belle West Virginia Plant | WV | Kanawha | GEN1 | ST | RE | 13.5 | 2 | 7 |  | 1 | 1982 | NG | [5 empty] | N | Y | Y | S |  | Y | Industrial CHP | 7 | T | N | [16 empty] | 9 | 2005 | N
5543 | E I DuPont De Nemours & Co | 10789 | Sabine River Works | TX | Orange | GEN2 | CA | RE | 3.1 | 2.5 | 2.5 |  | 1 | 1948 | NG | [5 empty] | N | Y |  | S |  | Y | Industrial CHP | 7 |  | N | [16 empty] | 1 | 1996 | N
5543 | E I DuPont De Nemours & Co | 10789 | Sabine River Works | TX | Orange | GEN4 | CA | RE | 6.2 | 5 | 5 |  | 1 | 1948 | NG | [5 empty] | N | Y |  | S |  | Y | Industrial CHP | 7 | T | N | [16 empty] | 9 | 2008 | N
5543 | E I DuPont De Nemours & Co | 10792 | Unifi Kinston LLC | NC | Lenoir | GEN1 | ST | RE | 7.5 | 8 | 8 |  | 12 | 1952 | BIT | [5 empty] | N | N |  | S |  | Y | Industrial CHP | 7 | T | N | [16 empty] | 7 | 2008 | N |  |  | Y
5543 | E I DuPont De Nemours & Co | 10792 | Unifi Kinston LLC | NC | Lenoir | GEN2 | ST | RE | 7.5 | 8 | 8 |  | 12 | 1952 | BIT | [5 empty] | N | N |  | S |  | Y | Industrial CHP | 7 | T | N | [16 empty] | 7 | 2008 | N |  |  | Y
5543 | E I DuPont De Nemours & Co | 10797 | Old Hickory Plant | TN | Davison | G10 | ST | RE | 3 | 2.8 | 3 |  | 1 | 1933 | NG | [6 empty] | N |  | S |  | Y | Industrial CHP | 7 | T | N | [16 empty] | 1 | 2002 | N
5543 | E I DuPont De Nemours & Co | 10797 | Old Hickory Plant | TN | Davison | IG | ST | RE | 1 | 1 | 1 |  | 1 | 1993 | NG | DFO |  |  |  |  | Y | N |  | S |  | Y | Industrial CHP | 7 | T | N | [16 empty] | 10 | 2010 | N | N |  | N |  |  |  | NG
5580 | East Kentucky Power Coop, Inc | 54 | J K Smith | KY | Clark | GT11 | GT | IP | 98 | 74 | 98 |  |  |  | NG | [5 empty] | N | Y |  | S |  | N | Electric Utility | 1 |  | N
5580 | East Kentucky Power Coop, Inc | 54 | J K Smith | KY | Clark | GT12 | GT | IP | 98 | 74 | 98 |  |  |  | NG | [5 empty] | N | Y |  | S |  | N | Electric Utility | 1 |  | N
5580 | East Kentucky Power Coop, Inc | 54 | J K Smith | KY | Clark | GT8 | GT | IP | 83 | 74 | 98 |  |  |  | NG | [5 empty] | N | Y |  | S |  | N | Electric Utility | 1 |  | N
5580 | East Kentucky Power Coop, Inc | 54 | J K Smith | KY | Clark | ST1 | ST | IP | 329.4 | 278 | 278 |  |  |  | BIT | [5 empty] | N | Y |  | S |  | N | Electric Utility | 1 |  | N | [18 empty] | N |  | Y | Y
5624 | RED-Rochester, LLC | 10025 | RED-Rochester, LLC | NY | Monroe | 11TG | ST | RE | 6.3 | 6.3 | 6.3 |  | 11 | 1937 | BIT | [5 empty] | N | Y |  | S |  | Y | Industrial CHP | 7 | B | N | N | [15 empty] | 3 | 2007 | N | [5 empty] | Y
5624 | RED-Rochester, LLC | 10025 | RED-Rochester, LLC | NY | Monroe | 12TG | ST | RE | 6.3 | 6.3 | 6.3 |  | 7 | 1941 | BIT | [5 empty] | N | N |  | W |  | Y | Industrial CHP | 7 |  | N | [16 empty] | 12 | 2000 | N
5624 | RED-Rochester, LLC | 10025 | RED-Rochester, LLC | NY | Monroe | 13TG | ST | RE | 10.4 | 10.4 | 10.4 |  | 5 | 1948 | BIT | [5 empty] | N | Y |  | S |  | Y | Industrial CHP | 7 | B | N | N | [15 empty] | 3 | 2007 | N | [5 empty] | Y
5624 | RED-Rochester, LLC | 10025 | RED-Rochester, LLC | NY | Monroe | 14TG | ST | RE | 10.4 | 10.4 | 10.4 |  | 7 | 1948 | BIT | [5 empty] | N | Y |  | S |  | Y | Industrial CHP | 7 | B | N | N | [15 empty] | 3 | 2007 | N | [5 empty] | Y
5624 | RED-Rochester, LLC | 10025 | RED-Rochester, LLC | NY | Monroe | 15TG | ST | RE | 17.5 | 17.5 | 17.5 |  | 10 | 1956 | BIT | RFO |  |  |  |  | Y | Y |  | S |  | Y | Industrial CHP | 7 | B | N | N | [15 empty] | 3 | 2007 | N | [5 empty] | Y
5624 | RED-Rochester, LLC | 10025 | RED-Rochester, LLC | NY | Monroe | 16TG | ST | RE | 25.6 | 25.6 | 25.6 |  | 10 | 1972 | RFO | [5 empty] | N | Y |  | S |  | Y | Industrial CHP | 7 | B | N | N | [15 empty] | 3 | 2007 | N | [5 empty] | N
5701 | El Paso Electric Co | 7732 | Turbine | TX | El Paso | 1 | GT | IP | 121 | 121 | 121 |  |  |  | NG | DFO | [7 empty] | S |  | N | Electric Utility | 1 |  | N | [18 empty] | N
5901 | Encina Joint Powers Authority | 10026 | Encina Water Pollution Control | CA | SAN DIEGO | EG1 | IC | RE | 0.5 | 0.5 | 0.5 |  | 1 | 1984 | NG | [5 empty] | N | N |  | S |  | Y | Commercial CHP | 5 | T | N | [16 empty] | 2 | 2008 | N
5901 | Encina Joint Powers Authority | 10026 | Encina Water Pollution Control | CA | SAN DIEGO | EG2 | IC | RE | 0.5 | 0.5 | 0.5 |  | 1 | 1984 | NG | [5 empty] | N | N |  | S |  | Y | Commercial CHP | 5 | T | N | [16 empty] | 5 | 2008 | N
5901 | Encina Joint Powers Authority | 10026 | Encina Water Pollution Control | CA | SAN DIEGO | EG3 | IC | RE | 0.5 | 0.5 | 0.5 |  | 1 | 1984 | OBG | NG |  |  |  |  | Y | N |  | S |  | Y | Commercial CHP | 5 | T | N | [16 empty] | 5 | 2008 | N
5914 | Erie Boulevard Hydropower LP | 2576 | Higley | NY | St Lawrence | 1 | HY | RE | 2 | 2 | 2 |  | 1 | 1913 | WAT | [5 empty] | N | Y |  | W |  | N | IPP Non-CHP | 2 |  | N | [16 empty] | 9 | 2003
5914 | Erie Boulevard Hydropower LP | 2576 | Higley | NY | St Lawrence | 2 | HY | RE | 2 | 2 | 2 |  | 1 | 1913 | WAT | [5 empty] | N | Y |  | W |  | N | IPP Non-CHP | 2 |  | N | [16 empty] | 9 | 2003
5914 | Erie Boulevard Hydropower LP | 2576 | Higley | NY | St Lawrence | 3 | HY | RE | 2 | 2 | 2 |  | 1 | 1937 | WAT | [5 empty] | N | Y |  | W |  | N | IPP Non-CHP | 2 |  | N | [16 empty] | 9 | 2003
5914 | Erie Boulevard Hydropower LP | 2596 | Oswego Falls West | NY | Oswego | 3 | HY | RE | 1 | 1 | 0.9 |  | 1 | 1914 | WAT | [5 empty] | N | Y |  | S |  | N | IPP Non-CHP | 2 |  | N | [16 empty] | 9 | 2005
5957 | City of Erie (KS) | 1276 | Erie | KS | Neosho | 1 | IC | RE | 0.7 | 0.6 | 0.6 |  | 11 | 1953 | DFO | [6 empty] | N |  | S |  | N | Electric Utility | 1 |  | N | [16 empty] | 2 | 1996
5957 | City of Erie (KS) | 1276 | Erie | KS | Neosho | 2 | IC | RE | 0.7 | 0.6 | 0.6 |  | 11 | 1958 | DFO | [5 empty] | N | N |  | S |  | N | Electric Utility | 1 |  | N | [16 empty] | 11 | 2000
5957 | City of Erie (KS) | 1276 | Erie | KS | Neosho | 4 | IC | RE | 1 | 0.9 | 0.9 |  | 4 | 1964 | DFO | [5 empty] | N | Y |  | S |  | N | Electric Utility | 1 |  | N | [16 empty] | 10 | 2004
5957 | City of Erie (KS) | 1276 | Erie | KS | Neosho | 5 | IC | RE | 1.5 | 1.4 | 1.4 |  | 3 | 1992 | DFO | [5 empty] | N | Y |  | S |  | N | Electric Utility | 1 |  | N | [16 empty] | 4 | 2006
6035 | Exelon Power | 1585 | Exelon Edgar LLC | MA | Sulfolk | GT1 | GT | RE | 14.2 | 9.2 | 13.6 |  | 6 | 1969 | DFO | [8 empty] | S |  | N | IPP Non-CHP | 2 |  | N | [16 empty] | 9 | 2001
6035 | Exelon Power | 1585 | Exelon Edgar LLC | MA | Sulfolk | GT2 | GT | RE | 14.2 | 12 | 14 |  | 6 | 1969 | DFO | [8 empty] | S |  | N | IPP Non-CHP | 2 |  | N | [16 empty] | 9 | 2001
6035 | Exelon Power | 1589 | New Boston Generating Station | MA | Suffolk | 1 | ST | RE | 359 | 350 | 354.9 |  | 8 | 1965 | NG | [5 empty] | N | Y |  | S |  | N | IPP Non-CHP | 2 | [18 empty] | 9 | 2007
6035 | Exelon Power | 1589 | New Boston Generating Station | MA | Suffolk | 2 | ST | RE | 358.7 | 352 | 351 |  | 7 | 1967 | NG | [5 empty] | N | Y |  | S |  | N | IPP Non-CHP | 2 | [18 empty] | 11 | 2002
6035 | Exelon Power | 3159 | Cromby Generating Station | PA | Chester | 1 | ST | RE | 187.5 | 144 | 147 |  | 7 | 1954 | BIT | RFO |  |  |  |  | N | Y |  | S |  | N | IPP Non-CHP | 2 |  | N | [16 empty] | 5 | 2011 | N | Y | [5 empty] | DFO
6035 | Exelon Power | 3159 | Cromby Generating Station | PA | Chester | 2 | ST | RE | 230 | 201 | 211 |  | 9 | 1955 | RFO | NG |  |  |  |  | Y | Y |  | S |  | N | IPP Non-CHP | 2 |  | N | [16 empty] | 12 | 2011 | [7 empty] | NG
6035 | Exelon Power | 3159 | Cromby Generating Station | PA | Chester | ICI | IC | RE | 2.7 | 2.7 | 2.7 |  | 5 | 1967 | DFO | [5 empty] | N | Y |  | S |  | N | IPP Non-CHP | 2 |  | N | [16 empty] | 12 | 2011
6035 | Exelon Power | 3160 | Delaware Generating Station | PA | Philadelphia | 1 | IC | RE | 2.7 | 2.7 | 2.7 |  | 5 | 1967 | DFO | [5 empty] | N | Y |  | S |  | N | IPP Non-CHP | 2 |  | N | N | [15 empty] | 11 | 2006 | N
6035 | Exelon Power | 3160 | Delaware Generating Station | PA | Philadelphia | 7 | ST | RE | 156.2 | 126 | 128 |  | 8 | 1953 | RFO | DFO |  |  |  |  | N | N |  | S |  | N | IPP Non-CHP | 2 |  | N | [16 empty] | 2 | 2004 | N
6035 | Exelon Power | 3160 | Delaware Generating Station | PA | Philadelphia | 8 | ST | RE | 156.2 | 124 | 128 |  | 4 | 1953 | RFO | DFO |  |  |  |  | N | N |  | S |  | N | IPP Non-CHP | 2 |  | N | [16 empty] | 2 | 2004 | N
6035 | Exelon Power | 3161 | Eddystone Generating Station | PA | Delaware | 1 | ST | RE | 353.6 | 279 | 288 |  | 2 | 1960 | BIT | RFO | DFO | NG |  |  | N | Y |  | S |  | N | IPP Non-CHP | 2 |  | N | [16 empty] | 5 | 2011 | N | Y |  |  | Y |  |  | DFO
6035 | Exelon Power | 3161 | Eddystone Generating Station | PA | Delaware | 2 | ST | RE | 353.6 | 309 | 311 |  | 10 | 1960 | BIT | RFO | DFO | NG |  |  | N | Y |  | S |  | N | IPP Non-CHP | 2 |  | N | [16 empty] | 5 | 2012 | N | Y |  |  | Y |  |  | DFO
6035 | Exelon Power | 3169 | Schuylkill Generating Station | PA | Philadelphia | 1 | ST | RE | 190.4 | 166 | 175 |  | 7 | 1958 | RFO | DFO |  |  |  |  | N | Y |  | S |  | N | IPP Non-CHP | 2 |  | N | [16 empty] | 12 | 2012 | N
6035 | Exelon Power | 3169 | Schuylkill Generating Station | PA | Philadelphia | IC1 | IC | RE | 2.7 | 2.7 | 2.7 |  | 7 | 1967 | DFO | [5 empty] | N | Y |  | S |  | N | IPP Non-CHP | 2 |  | N | [16 empty] | 12 | 2012
6035 | Exelon Power | 3453 | Mountain Creek | TX | Dallas | 2 | ST | RE | 31.2 | 24 | 24 |  | 12 | 1945 | NG | RFO |  |  |  |  | N | Y |  | S |  | N | IPP Non-CHP | 2 |  | N | N | [15 empty] | 3 | 2009
6035 | Exelon Power | 3453 | Mountain Creek | TX | Dallas | 3 | ST | RE | 74.9 | 70 | 72 |  | 5 | 1949 | NG | RFO |  |  |  |  | N | Y |  | S |  | N | IPP Non-CHP | 2 |  | N | N | [15 empty] | 3 | 2009
6035 | Exelon Power | 3491 | Handley | TX | Tarrant | 1 | ST | RE | 43.7 | 42 | 43 |  | 4 | 1948 | NG | [5 empty] | N | Y |  | S |  | N | IPP Non-CHP | 2 |  | N | N | [15 empty] | 12 | 2009 | N
6035 | Exelon Power | 3491 | Handley | TX | Tarrant | 2 | ST | RE | 74.8 | 75 | 76 |  | 12 | 1950 | NG | [5 empty] | N | Y |  | S |  | N | IPP Non-CHP | 2 |  | N | N | [15 empty] | 12 | 2009 | N
6090 | ExxonMobil Oil Corp | 50625 | ExxonMobil Beaumont Refinery | TX | Jefferson | TG7 | ST | RE | 10 | 9.5 | 9.5 |  | 2 | 1957 | OG | NG |  |  |  |  | Y | Y | Y | S |  | Y | Industrial CHP | 7 |  | N | [16 empty] | 8 | 2005 | N
6090 | ExxonMobil Oil Corp | 50625 | ExxonMobil Beaumont Refinery | TX | Jefferson | TG9 | ST | RE | 10 | 9.5 | 9.5 |  | 6 | 1959 | OG | NG |  |  |  |  | Y | Y |  | S |  | Y | Industrial CHP | 7 |  | N | [16 empty] | 8 | 2005 | N
6091 | Exxon Mobil Refining and Supply Co. | 10436 | ExxonMobil Baytown Refinery | TX | HARRIS | GT35 | GT | RE | 14.5 | 12.3 | 14.2 |  | 1 | 1970 | NG | [5 empty] | N | Y |  | S |  | Y | Industrial CHP | 7 |  | N | [16 empty] | 5 | 2005
6091 | Exxon Mobil Refining and Supply Co. | 10436 | ExxonMobil Baytown Refinery | TX | HARRIS | GT36 | GT | RE | 15.2 | 12.9 | 14.9 |  | 1 | 1972 | NG | [5 empty] | N | Y |  | S |  | Y | Industrial CHP | 7 |  | N | [16 empty] | 5 | 2005
6091 | Exxon Mobil Refining and Supply Co. | 10436 | ExxonMobil Baytown Refinery | TX | HARRIS | GT37 | GT | RE | 17.2 | 14.6 | 16.9 |  | 1 | 1976 | NG | [5 empty] | N | Y |  | S |  | Y | Industrial CHP | 7 |  | N | [16 empty] | 5 | 2005
6091 | Exxon Mobil Refining and Supply Co. | 10436 | ExxonMobil Baytown Refinery | TX | HARRIS | ST33 | ST | RE | 7.5 | 7 | 7.1 |  | 1 | 1950 | NG | [5 empty] | N | Y |  | S |  | Y | Industrial CHP | 7 |  | N | [16 empty] | 6 | 2003
6138 | City of Fairfax - (MN) | 1972 | Fairfax | MN | Renville | 1 | IC | RE | 0.9 | 0.9 | 0.9 |  | 7 | 1948 | DFO | [5 empty] | N | N | N | S |  | N | Electric Utility | 1 |  | N | [16 empty] | 1 | 2004 | N
6138 | City of Fairfax - (MN) | 1972 | Fairfax | MN | Renville | 4 | IC | RE | 0.6 | 0.6 | 0.6 |  | 1 | 1940 | DFO | [5 empty] | N | N | N | S |  | N | Electric Utility | 1 |  | N | [16 empty] | 1 | 2004 | N
6152 | City of Fairview | 2978 | Fairview | OK | Major | 1 | IC | RE | 0.1 | 0.1 | 0.1 |  | 8 | 1924 | DFO | [5 empty] | N | N |  | S |  | N | Electric Utility | 1 |  | N | [16 empty] | 1 | 2000 | N
6152 | City of Fairview | 2978 | Fairview | OK | Major | 2 | IC | RE | 0.5 | 0.4 | 0.4 |  | 8 | 1926 | DFO | [5 empty] | N | N |  | S |  | N | Electric Utility | 1 |  | N | [16 empty] | 1 | 2000 | N
6152 | City of Fairview | 2978 | Fairview | OK | Major | 4 | IC | RE | 0.8 | 0.8 | 0.8 |  | 8 | 1948 | DFO | [5 empty] | N | Y |  | S |  | N | Electric Utility | 1 |  | N | [16 empty] | 1 | 2012 | N
6152 | City of Fairview | 2978 | Fairview | OK | Major | 5 | IC | RE | 1 | 1 | 1 |  | 8 | 1954 | DFO | [5 empty] | N | Y |  | S |  | N | Electric Utility | 1 |  | N | [16 empty] | 1 | 2012 | N
6204 | City of Farmington - (NM) | 2465 | Animas | NM | San Juan | 3 | ST | RE | 9 | 9 | 9 |  | 9 | 1958 | NG | [5 empty] | N | Y |  | S |  | N | Electric Utility | 1 |  | N | [16 empty] | 11 | 2012 | N
6204 | City of Farmington - (NM) | 2465 | Animas | NM | San Juan | ST4 | ST | RE | 16.5 | 16 | 16 |  | 4 | 1960 | NG | [5 empty] | N | Y |  | S |  | N | Electric Utility | 1 |  | N | [16 empty] | 11 | 2012 | N
6443 | Florida Keys El Coop Assn, Inc | 696 | Marathon Generating Plant | FL | MONROE | 5 | IC | RE | 3 | 3 | 3 |  | 1 | 1959 | DFO | [5 empty] | N | Y |  | S |  | N | Electric Utility | 1 |  |  | N | [15 empty] | 1 | 2007 | N
6452 | Florida Power & Light Co | 609 | Cape Canaveral | FL | Brevard | 1 | ST | RE | 402 | 396 | 398 |  | 4 | 1965 | RFO | NG |  |  |  |  | Y | Y | Y | S |  | N | Electric Utility | 1 |  | N | [16 empty] | 6 | 2010 | N | [6 empty] | NG
6452 | Florida Power & Light Co | 609 | Cape Canaveral | FL | Brevard | 2 | ST | RE | 402 | 396 | 398 |  | 5 | 1969 | RFO | NG |  |  |  |  | Y | Y | Y | S |  | N | Electric Utility | 1 |  | N | [16 empty] | 6 | 2010 | N | [6 empty] | NG
6452 | Florida Power & Light Co | 610 | Cutler | FL | Miami-Dade | 5 | ST | RE | 74.5 | 68 | 69 |  | 11 | 1954 | NG | [5 empty] | N | Y |  | S |  | N | Electric Utility | 1 |  | N | [16 empty] | 11 | 2012 | N | [6 empty] | NG
6452 | Florida Power & Light Co | 610 | Cutler | FL | Miami-Dade | 6 | ST | RE | 162 | 137 | 138 |  | 7 | 1955 | NG | [5 empty] | N | Y |  | S |  | N | Electric Utility | 1 |  | N | [16 empty] | 11 | 2012 | N | [6 empty] | NG
6452 | Florida Power & Light Co | 617 | Port Everglades | FL | Broward | ST1 | ST | RE | 248 | 213 | 214 |  | 6 | 1960 | RFO | NG |  |  |  |  | Y | Y |  | S |  | N | Electric Utility | 1 |  | N | [16 empty] | 11 | 2012 | N | [6 empty] | NG
6452 | Florida Power & Light Co | 617 | Port Everglades | FL | Broward | ST2 | ST | RE | 248 | 213 | 214 |  | 4 | 1961 | RFO | NG |  |  |  |  | Y | Y |  | S |  | N | Electric Utility | 1 |  | N | [16 empty] | 11 | 2012 | N | [6 empty] | NG
6452 | Florida Power & Light Co | 619 | Riviera | FL | Palm Beach | 3 | ST | RE | 310.4 | 277 | 280 |  | 6 | 1962 | RFO | NG |  |  |  |  | Y | Y | Y | S |  | N | Electric Utility | 1 |  | N | [16 empty] | 2 | 2011 | N | [6 empty] | NG
6452 | Florida Power & Light Co | 619 | Riviera | FL | Palm Beach | 4 | ST | RE | 310.4 | 288 | 291 |  | 3 | 1963 | RFO | NG |  |  |  |  | Y | Y | Y | S |  | N | Electric Utility | 1 |  | N | [16 empty] | 2 | 2011 | N | [6 empty] | NG
6452 | Florida Power & Light Co | 620 | Sanford | FL | Volusia | 3 | ST | RE | 156.2 | 138 | 140 |  | 5 | 1959 | RFO | NG |  |  |  |  | Y | Y |  | S |  | N | Electric Utility | 1 |  | N | [16 empty] | 11 | 2012 | N | [6 empty] | NG
6452 | Florida Power & Light Co | 6043 | Martin | FL | Martin | 5CC | CC | IP | 448 | 419 | 448 |  |  |  | NG | DFO | [5 empty] | Y | Y | S |  | N | Electric Utility | 1 |  | N | [18 empty] | N
6452 | Florida Power & Light Co | 6043 | Martin | FL | Martin | 5CW | CA | IP | 429 | 394 | 429 |  |  |  | NG | [8 empty] | S |  | N | Electric Utility | 1 |  | N | [18 empty] | N
6452 | Florida Power & Light Co | 6043 | Martin | FL | Martin | 6CC | CC | IP | 448 | 419 | 448 |  |  |  | NG | DFO | [7 empty] | S |  | N | Electric Utility | 1 |  | N | [18 empty] | N
6452 | Florida Power & Light Co | 6043 | Martin | FL | Martin | 6CW | CA | IP | 429 | 394 | 429 |  |  |  | NG | [8 empty] | S |  | N | Electric Utility | 1 |  | N | [18 empty] | N
6452 | Florida Power & Light Co | 7744 | Unsited | FL |  | 1 | CC | IP | 448 | 448 | 448 |  |  |  | NG | DFO | [7 empty] | S |  | N | Electric Utility | 1 |  | N | [18 empty] | N
6452 | Florida Power & Light Co | 7744 | Unsited | FL |  | 2 | CC | IP | 448 | 448 | 448 |  |  |  | NG | DFO | [7 empty] | S |  | N | Electric Utility | 1 |  | N | [18 empty] | N
6452 | Florida Power & Light Co | 7893 | Midway | FL | Taylor | 1 | CC | IP | 429 | 324 | 362 |  |  |  | NG | DFO | [7 empty] | S |  | N | Electric Utility | 1 |  | N | [18 empty] | N
6452 | Florida Power & Light Co | 7893 | Midway | FL | Taylor | 2 | CC | IP | 429 | 324 | 362 |  |  |  | NG | [8 empty] | S |  | N | Electric Utility | 1 |  | N | [18 empty] | N
6452 | Florida Power & Light Co | 7893 | Midway | FL | Taylor | 3 | CC | IP | 429 | 394 | 429 |  |  |  | NG | [8 empty] | S |  | N | Electric Utility | 1 |  | N | [18 empty] | N
6455 | Duke Energy Florida, Inc | 634 | P L Bartow | FL | Pinellas | ST1 | ST | RE | 127.5 | 122 | 122 |  | 9 | 1958 | RFO | [5 empty] | N | Y |  | S |  | N | Electric Utility | 1 | [18 empty] | 6 | 2009 | N | [6 empty] | PG
6455 | Duke Energy Florida, Inc | 634 | P L Bartow | FL | Pinellas | ST2 | ST | RE | 127.5 | 103 | 107 |  | 8 | 1961 | RFO | [5 empty] | N | Y |  | S |  | N | Electric Utility | 1 | [18 empty] | 6 | 2009 | N | [6 empty] | PG
6455 | Duke Energy Florida, Inc | 634 | P L Bartow | FL | Pinellas | ST3 | ST | RE | 239.3 | 201 | 211 |  | 7 | 1963 | RFO | NG |  |  |  |  | Y | Y |  | S |  | N | Electric Utility | 1 | [18 empty] | 6 | 2009 | N | [6 empty] | DFO
6455 | Duke Energy Florida, Inc | 7302 | Hines Energy Complex | FL | Polk | 5 | CC | IP | 517 | 461 | 517 |  |  |  | NG | [5 empty] | N |  |  | S |  | N | Electric Utility | 1 |  | N | [18 empty] | N
6455 | Duke Energy Florida, Inc | 7302 | Hines Energy Complex | FL | Polk | 6 | CC | IP | 517 | 461 | 517 |  |  |  | NG | [5 empty] | N |  |  | S |  | N | Electric Utility | 1 |  | N | [18 empty] | N
6526 | FirstEnergy Generation Corp | 2835 | FirstEnergy Ashtabula | OH | Ashtabula | 6 | ST | RE | 46 | 44 | 44 |  | 12 | 1972 | BIT | [8 empty] | W |  | N | IPP Non-CHP | 2 |  | N | [16 empty] | 12 | 2002
6526 | FirstEnergy Generation Corp | 2835 | FirstEnergy Ashtabula | OH | Ashtabula | 7 | ST | RE | 46 | 44 | 44 |  | 12 | 1972 | BIT | [8 empty] | W |  | N | IPP Non-CHP | 2 |  | N | [16 empty] | 12 | 2002
6526 | FirstEnergy Generation Corp | 2835 | FirstEnergy Ashtabula | OH | Ashtabula | 8 | ST | RE | 46 | 44 | 44 |  | 12 | 1953 | BIT | [8 empty] | W |  | N | IPP Non-CHP | 2 |  | N | [16 empty] | 12 | 2002
6526 | FirstEnergy Generation Corp | 2835 | FirstEnergy Ashtabula | OH | Ashtabula | 9 | ST | RE | 46 | 44 | 44 |  | 7 | 1953 | BIT | [8 empty] | W |  | N | IPP Non-CHP | 2 |  | N | [16 empty] | 12 | 2002
6526 | FirstEnergy Generation Corp | 2837 | FirstEnergy Eastlake | OH | Lake | 4 | ST | RE | 208 | 240 | 240 |  | 3 | 1956 | SUB | BIT |  |  |  |  | N | Y |  | S |  | N | IPP Non-CHP | 2 |  | N | [16 empty] | 9 | 2012 | N | Y |  | Y |  |  |  | DFO
6526 | FirstEnergy Generation Corp | 2837 | FirstEnergy Eastlake | OH | Lake | 5 | ST | RE | 680 | 597 | 597 |  | 9 | 1972 | BIT | SUB |  |  |  |  | N | Y |  | S |  | N | IPP Non-CHP | 2 |  | N | [16 empty] | 9 | 2012 | N | Y |  |  | Y |  |  | DFO
6526 | FirstEnergy Generation Corp | 2857 | FirstEnergy Edgewater | OH | LORAIN | 4 | ST | RE | 113.6 | 100 | 100 |  | 6 | 1957 | NG | DFO | [5 empty] | N |  | W |  | N | IPP Non-CHP | 2 |  | N | [16 empty] | 10 | 2002 | N
6526 | FirstEnergy Generation Corp | 2857 | FirstEnergy Edgewater | OH | LORAIN | CTA | GT | RE | 28.8 | 19 | 24 |  | 5 | 1973 | DFO | [5 empty] | N | Y |  | S |  | N | IPP Non-CHP | 2 |  | N | [16 empty] | 8 | 2010 | N
6526 | FirstEnergy Generation Corp | 2857 | FirstEnergy Edgewater | OH | LORAIN | CTB | GT | RE | 28.8 | 19 | 24 |  | 5 | 1973 | DFO | [5 empty] | N | Y |  | S |  | N | IPP Non-CHP | 2 |  | N | [16 empty] | 8 | 2010 | N
6526 | FirstEnergy Generation Corp | 2864 | FirstEnergy R E Burger | OH | Belmont | 1 | ST | RE | 62.5 | 56 | 56 |  | 1 | 1944 | BIT | SUB |  |  |  |  | N | Y | Y | W |  | N | IPP Non-CHP | 2 |  | N | [16 empty] | 12 | 1995 | N
6526 | FirstEnergy Generation Corp | 2864 | FirstEnergy R E Burger | OH | Belmont | 2 | ST | RE | 62.5 | 56 | 56 |  | 1 | 1947 | BIT | SUB |  |  |  |  | N | Y | Y | W |  | N | IPP Non-CHP | 2 |  | N | [16 empty] | 12 | 1995 | N
6526 | FirstEnergy Generation Corp | 2864 | FirstEnergy R E Burger | OH | Belmont | 3 | ST | RE | 103.4 | 94 | 94 |  | 3 | 1950 | BIT | [5 empty] | N | Y |  | S |  | N | IPP Non-CHP | 2 |  | N | [16 empty] | 9 | 2012 | N | Y |  | Y |  |  |  | DFO
6526 | FirstEnergy Generation Corp | 2864 | FirstEnergy R E Burger | OH | Belmont | 4 | ST | RE | 156.2 | 156 | 156 |  | 3 | 1955 | BIT | SUB |  |  |  |  | N | Y |  | S |  | N | IPP Non-CHP | 2 |  | N | N | [15 empty] | 12 | 2010 | N | Y |  | Y |  |  |  | DFO
6526 | FirstEnergy Generation Corp | 2864 | FirstEnergy R E Burger | OH | Belmont | 5 | ST | RE | 156.2 | 156 | 156 |  | 6 | 1955 | BIT | SUB |  |  |  |  | N | Y |  | S |  | N | IPP Non-CHP | 2 |  | N | N | [15 empty] | 12 | 2010 | N | Y |  | Y |  |  |  | DFO
6526 | FirstEnergy Generation Corp | 2867 | FirstEnergy Toronto | OH | JEFFERSON | 5 | ST | RE | 35 | 42 | 42 |  | 10 | 1940 | BIT | MSW | [5 empty] | N |  | W |  | N | IPP Non-CHP | 2 |  | N | [16 empty] | 12 | 2003
6526 | FirstEnergy Generation Corp | 2867 | FirstEnergy Toronto | OH | JEFFERSON | 6 | ST | RE | 69 | 65 | 65 |  | 10 | 1949 | BIT | [6 empty] | N |  | W |  | N | IPP Non-CHP | 2 |  | N | [16 empty] | 12 | 2003
6526 | FirstEnergy Generation Corp | 2867 | FirstEnergy Toronto | OH | JEFFERSON | 7 | ST | RE | 69 | 65 | 65 |  | 11 | 1949 | BIT | [6 empty] | N |  | W |  | N | IPP Non-CHP | 2 |  | N | [16 empty] | 12 | 2003
6526 | FirstEnergy Generation Corp | 2877 | FirstEnergy Acme | OH | Lucas | 2 | ST | RE | 72 | 72 | 72 |  | 6 | 1951 | BIT | [6 empty] | N |  | W |  | N | IPP Non-CHP | 2 |  | N | [16 empty] | 12 | 1994
6526 | FirstEnergy Generation Corp | 2878 | FirstEnergy Bay Shore | OH | Lucas | 2 | ST | RE | 140.6 | 138 | 138 |  | 2 | 1959 | SUB | BIT |  |  |  |  | N | Y |  | S |  | N | IPP Non-CHP | 2 |  | N | [16 empty] | 9 | 2012 | N | Y |  | Y |  |  |  | DFO
6526 | FirstEnergy Generation Corp | 2878 | FirstEnergy Bay Shore | OH | Lucas | 3 | ST | RE | 140.6 | 142 | 142 |  | 5 | 1963 | SUB | BIT |  |  |  |  | N | Y |  | S |  | N | IPP Non-CHP | 2 |  | N | [16 empty] | 9 | 2012 | N | Y |  | Y |  |  |  | DFO
6526 | FirstEnergy Generation Corp | 2878 | FirstEnergy Bay Shore | OH | Lucas | 4 | ST | RE | 217.6 | 215 | 215 |  | 6 | 1968 | SUB | BIT |  |  |  |  | N | Y |  | S |  | N | IPP Non-CHP | 2 |  | N | [16 empty] | 9 | 2012 | N | Y |  | Y |  |  |  | DFO
6529 | Exxon Mobil Production Co | 50728 | ExxonMobil Garden City Gas Plant | LA | St Mary | 1 | ST | RE | 0.6 | 0.6 | 0.6 |  | 11 | 1997 | NG | [6 empty] | N |  | S |  | Y | Industrial CHP | 7 |  | N | [16 empty] | 11 | 2002
6529 | Exxon Mobil Production Co | 50728 | ExxonMobil Garden City Gas Plant | LA | St Mary | 2 | ST | RE | 0.6 | 0.6 | 0.6 |  | 1 | 1964 | NG | [6 empty] | N |  | S |  | Y | Industrial CHP | 7 |  | N | [16 empty] | 11 | 2002
6529 | Exxon Mobil Production Co | 50728 | ExxonMobil Garden City Gas Plant | LA | St Mary | 3 | ST | RE | 0.6 | 0.6 | 0.6 |  | 1 | 1964 | NG | [6 empty] | N |  | S |  | Y | Industrial CHP | 7 |  | N | [16 empty] | 11 | 2002
6529 | Exxon Mobil Production Co | 50728 | ExxonMobil Garden City Gas Plant | LA | St Mary | 4 | GT | RE | 0.8 | 0.7 | 0.8 |  | 6 | 1968 | NG | [6 empty] | N | N | S |  | Y | Industrial CHP | 7 |  | N | [16 empty] | 11 | 2002
6529 | Exxon Mobil Production Co | 50728 | ExxonMobil Garden City Gas Plant | LA | St Mary | 5 | IC | RE | 0.1 | 0.1 | 0.1 |  | 6 | 1968 | NG | [6 empty] | N | N | S |  | Y | Industrial CHP | 7 |  | N | [16 empty] | 11 | 2002
6529 | Exxon Mobil Production Co | 54962 | ExxonMobil Hawkins Gas Plant | TX | Wood | UN73 | IC | RE | 3 | 2.9 | 3 |  | 1 | 1973 | NG | [5 empty] | N | N | N | S |  | N | Industrial Non-CHP | 6 |  | N | [16 empty] | 6 | 2007
6529 | Exxon Mobil Production Co | 54962 | ExxonMobil Hawkins Gas Plant | TX | Wood | UN74 | IC | RE | 3.4 | 3.3 | 3.4 |  | 9 | 1987 | NG | [5 empty] | N | N |  | S |  | N | Industrial Non-CHP | 6 |  | N | [16 empty] | 6 | 2007
6529 | Exxon Mobil Production Co | 54962 | ExxonMobil Hawkins Gas Plant | TX | Wood | UN75 | IC | RE | 2.5 | 2.4 | 2.5 |  | 9 | 1987 | NG | [5 empty] | N | N | N | S |  | N | Industrial Non-CHP | 6 |  | N | [16 empty] | 6 | 2007
6529 | Exxon Mobil Production Co | 54962 | ExxonMobil Hawkins Gas Plant | TX | Wood | UN76 | IC | RE | 0.1 | 0.1 | 0.1 |  | 1 | 1955 | NG | [5 empty] | N | N |  | S |  | N | Industrial Non-CHP | 6 |  | N | [16 empty] | 6 | 2007
6529 | Exxon Mobil Production Co | 54962 | ExxonMobil Hawkins Gas Plant | TX | Wood | UN77 | IC | RE | 0.5 | 0.5 | 0.5 |  | 1 | 1968 | NG | [5 empty] | N | N |  | S |  | N | Industrial Non-CHP | 6 |  | N | [16 empty] | 6 | 2007 | N
6529 | Exxon Mobil Production Co | 54962 | ExxonMobil Hawkins Gas Plant | TX | Wood | UN78 | IC | RE | 0.5 | 0.5 | 0.5 |  | 1 | 1968 | NG | [5 empty] | N | N |  | S |  | N | Industrial Non-CHP | 6 |  | N | [16 empty] | 6 | 2007 | N
6529 | Exxon Mobil Production Co | 54962 | ExxonMobil Hawkins Gas Plant | TX | Wood | UN79 | IC | RE | 0.5 | 0.5 | 0.5 |  | 1 | 1968 | NG | [5 empty] | N | N |  | S |  | N | Industrial Non-CHP | 6 |  | N | [16 empty] | 6 | 2007 | N
6538 | Ford Motor Co | 10235 | Ford Motor Co Rawsonville Plant | MI | Washtenaw | GEN1 | GT | RE | 4.5 | 4.5 | 4.5 |  | 12 | 1985 | NG | [5 empty] | N | N | Y | S |  | Y | Industrial CHP | 7 | T | [17 empty] | 2 | 2012 | N
6564 | Formosa Plastics Corp | 54518 | Formosa Plastics | LA | East Baton Rouge | GT1 | GT | RE | 38.2 | 33 | 37 |  | 3 | 1985 | NG | [5 empty] | N | Y | N | S |  | Y | Industrial CHP | 7 | T |  | N | [15 empty] | 1 | 2010 | N
6616 | Fort Pierce Utilities Authority | 658 | Henry D King | FL | St Lucie | 5 | CA | RE | 8.3 | 8 | 8 |  | 1 | 1953 | NG | DFO |  |  |  |  | N | Y | Y | S |  | N | Electric Utility | 1 |  | N | [16 empty] | 5 | 2008 | N
6616 | Fort Pierce Utilities Authority | 658 | Henry D King | FL | St Lucie | 6 | ST | RE | 16.5 | 17 | 17 |  | 12 | 1958 | NG | RFO |  |  |  |  | N | Y | Y | S |  | N | Electric Utility | 1 |  | N | [16 empty] | 5 | 2008 | N
6616 | Fort Pierce Utilities Authority | 658 | Henry D King | FL | St Lucie | 7 | ST | RE | 33 | 32 | 32 |  | 1 | 1964 | NG | DFO |  |  |  |  | Y | Y | Y | S |  | N | Electric Utility | 1 |  | N | [16 empty] | 5 | 2008 | N
6616 | Fort Pierce Utilities Authority | 658 | Henry D King | FL | St Lucie | 8 | ST | RE | 56.1 | 50 | 50 |  | 5 | 1976 | NG | DFO |  |  |  |  | Y | Y |  | S |  | N | Electric Utility | 1 |  | N | [16 empty] | 5 | 2008 | N
6616 | Fort Pierce Utilities Authority | 658 | Henry D King | FL | St Lucie | 9 | CT | RE | 22.5 | 22.4 | 22.4 |  | 5 | 1990 | NG | DFO |  |  |  |  | Y | Y |  | S |  | N | Electric Utility | 1 |  | N | [16 empty] | 5 | 2008 | N
6616 | Fort Pierce Utilities Authority | 658 | Henry D King | FL | St Lucie | D1 | IC | RE | 2.7 | 3 | 3 |  | 4 | 1970 | DFO | [5 empty] | N | Y |  | S |  | N | Electric Utility | 1 |  | N | [16 empty] | 5 | 2008 | N
6616 | Fort Pierce Utilities Authority | 658 | Henry D King | FL | St Lucie | D2 | IC | RE | 2.7 | 3 | 3 |  | 4 | 1970 | DFO | [5 empty] | N | Y |  | S |  | N | Electric Utility | 1 |  | N | [16 empty] | 5 | 2008 | N
6775 | Village of Freeport | 2679 | Plant No 2 | NY | Nassau | 1 | IC | RE | 9.6 | 8 | 9 |  | 3 | 1969 | DFO | [5 empty] | N | N |  | S |  | N | Electric Utility | 1 |  | N | [16 empty] | 2 | 2004
6775 | Village of Freeport | 2679 | Plant No 2 | NY | Nassau | 2 | IC | RE | 9.6 | 8 | 9 |  | 4 | 1969 | DFO | [5 empty] | N | N |  | S |  | N | Electric Utility | 1 |  | N | [16 empty] | 2 | 2004
6831 | Ft Worth City of | 54520 | Village Creek Wastewater Treatment Plant | TX | Tarrant | 3 | IC | RE | 1.1 | 1.1 | 1.1 |  | 9 | 1978 | OBG | NG | DFO |  |  |  | N | N |  | S |  | N | Commercial Non-CHP | 4 |  | N | [16 empty] | 10 | 2003 | N
6909 | Gainesville Regional Utilities | 664 | John R Kelly | FL | Alachua | 6 | ST | RE | 18.7 | 14 | 15 |  | 3 | 1958 | NG | RFO | [5 empty] | N |  | W |  | N | Electric Utility | 1 |  | N | [16 empty] | 1 | 2001
6909 | Gainesville Regional Utilities | 7963 | South West Landfill | FL | Alachua | 1 | IC | RE | 0.8 | 0.7 | 0.7 |  | 11 | 2003 | LFG | [5 empty] | N | Y |  | S |  | N | Electric Utility | 1 |  | N | [13 empty] | N |  |  | 10 | 2008 | N
6909 | Gainesville Regional Utilities | 7963 | South West Landfill | FL | Alachua | 2 | IC | RE | 0.8 | 0.7 | 0.7 |  | 11 | 2003 | LFG | [5 empty] | N | Y |  | S |  | N | Electric Utility | 1 |  | N | [16 empty] | 10 | 2008 | N
6909 | Gainesville Regional Utilities | 7963 | South West Landfill | FL | Alachua | 3 | IC | RE | 0.8 | 0.7 | 0.7 |  | 11 | 2003 | LFG | [5 empty] | N | Y |  | S |  | N | Electric Utility | 1 |  | N | [16 empty] | 10 | 2008 | N
6915 | Galena Electric Utility | 7437 | Galena Electric Utility | AK | Yukon-Koyukuk | 3 | IC | RE | 0.8 | 0.7 | 0.7 |  | 1 | 1990 | DFO | [5 empty] | N | Y |  | S |  | Y | Electric Utility | 1 | T | N | [16 empty] | 1 | 2009 | N
6915 | Galena Electric Utility | 7437 | Galena Electric Utility | AK | Yukon-Koyukuk | 4 | IC | RE | 0.8 | 0.7 | 0.7 |  | 1 | 1990 | DFO | [5 empty] | N | Y |  | S |  | Y | Electric Utility | 1 | T | N | [16 empty] | 3 | 2003 | N
6915 | Galena Electric Utility | 7437 | Galena Electric Utility | AK | Yukon-Koyukuk | 5 | IC | RE | 0.8 | 0.7 | 0.7 |  | 1 | 1990 | DFO | [5 empty] | N | Y |  | S |  | Y | Electric Utility | 1 | T | N | [16 empty] | 6 | 2008 | N
6915 | Galena Electric Utility | 7437 | Galena Electric Utility | AK | Yukon-Koyukuk | 6A | IC | RE | 0.4 | 0.4 | 0.4 |  | 8 | 1997 | DFO | [5 empty] | N | Y |  | S |  | Y | Electric Utility | 1 | T | N | [16 empty] | 10 | 2008 | N
6924 | City of Gallatin - (MO) | 8017 | Gallatin #2 | MO | Daviess | 7 | IC | RE | 1.8 | 1.6 | 1.8 |  | 7 | 2001 | DFO | [5 empty] | N | Y |  | W |  | N | Electric Utility | 1 |  | N | [16 empty] | 8 | 2003
6924 | City of Gallatin - (MO) | 8017 | Gallatin #2 | MO | Daviess | 8 | IC | RE | 1.8 | 1.6 | 1.8 |  | 7 | 2001 | DFO | [5 empty] | N | Y |  | W |  | N | Electric Utility | 1 |  | N | [16 empty] | 9 | 2003
6958 | City of Garland - (TX) | 3574 | C E Newman | TX | Dallas | 1 | ST | RE | 7.5 | 8 | 8 |  | 2 | 1957 | NG | [5 empty] | N | Y |  | S |  | N | Electric Utility | 1 |  | N | [16 empty] | 5 | 2005
6958 | City of Garland - (TX) | 3574 | C E Newman | TX | Dallas | 2 | ST | RE | 7.5 | 8 | 8 |  | 4 | 1957 | NG | [5 empty] | N | Y |  | S |  | N | Electric Utility | 1 |  | N | [16 empty] | 5 | 2005
6958 | City of Garland - (TX) | 3574 | C E Newman | TX | Dallas | 3 | ST | RE | 18.7 | 17 | 17 |  | 5 | 1960 | NG | DFO |  |  |  |  | Y | Y |  | S |  | N | Electric Utility | 1 |  | N | [16 empty] | 5 | 2005
6958 | City of Garland - (TX) | 3574 | C E Newman | TX | Dallas | 4 | ST | RE | 18.7 | 18 | 18 |  | 6 | 1961 | NG | DFO |  |  |  |  | Y | Y |  | S |  | N | Electric Utility | 1 |  | N | [16 empty] | 5 | 2005
6958 | City of Garland - (TX) | 3574 | C E Newman | TX | Dallas | 5 | ST | RE | 44 | 37 | 37 |  | 8 | 1963 | NG | [5 empty] | N | Y | Y | S |  | N | Electric Utility | 1 |  | N | [13 empty] | N |  |  | 2 | 2011
6958 | City of Garland - (TX) | 4266 | Spencer | TX | Denton | 1 | ST | RE | 12.6 | 12 | 12 |  | 6 | 1955 | NG | DFO |  |  |  |  | Y | Y | N | S |  | N | Electric Utility | 1 |  | N | [16 empty] | 12 | 2005
6958 | City of Garland - (TX) | 4266 | Spencer | TX | Denton | 2 | ST | RE | 12.6 | 12 | 12 |  | 7 | 1955 | NG | DFO |  |  |  |  | Y | Y | N | S |  | N | Electric Utility | 1 |  | N | [16 empty] | 12 | 2005
6958 | City of Garland - (TX) | 4266 | Spencer | TX | Denton | 3 | ST | RE | 22 | 22 | 22 |  | 5 | 1962 | NG | DFO |  |  |  |  | Y | Y |  | S |  | N | Electric Utility | 1 |  | N | [16 empty] | 5 | 2005
7011 | Gas Recovery Services-IL Inc | 55591 | Rockford Electric | IL | Ogle | 1 | IC | RE | 1 | 0.9 | 0.9 |  | 1 | 1996 | LFG | [5 empty] | N | Y |  | S |  | N | IPP Non-CHP | 2 |  | N | [16 empty] | 7 | 2009
7011 | Gas Recovery Services-IL Inc | 55591 | Rockford Electric | IL | Ogle | 2 | IC | RE | 1 | 0.9 | 0.9 |  | 1 | 1996 | LFG | [5 empty] | N | Y |  | S |  | N | IPP Non-CHP | 2 |  | N | [16 empty] | 7 | 2009 |  |  | Y
7011 | Gas Recovery Services-IL Inc | 55592 | Mallard Lake Electric | IL | Du Page | 3 | CT | RE | 5 | 3.8 | 4.2 |  | 10 | 1997 | LFG | DFO |  |  |  |  | N | Y |  | S |  | N | IPP Non-CHP | 2 |  | N | [16 empty] | 10 | 2009
7011 | Gas Recovery Services-IL Inc | 55593 | Quad Cities | IL | Rock Island | 1 | IC | RE | 1 | 0.9 | 0.9 |  | 9 | 1998 | LFG | [5 empty] | N | Y |  | S |  | N | IPP Non-CHP | 2 |  | N | [16 empty] | 9 | 2008 | N
7011 | Gas Recovery Services-IL Inc | 55593 | Quad Cities | IL | Rock Island | 2 | IC | RE | 1 | 1 | 1 |  | 6 | 2002 | LFG | [5 empty] | N | Y |  | S |  | N | IPP Non-CHP | 2 |  | N | [16 empty] | 9 | 2008 | N
7011 | Gas Recovery Services-IL Inc | 55594 | South Barrington Electric | IL | Du Page | 1 | IC | RE | 0.8 | 0.8 | 0.8 |  | 6 | 1997 | LFG | [5 empty] | N | Y |  | S |  | N | IPP Non-CHP | 2 |  | N | [16 empty] | 1 | 2012
7011 | Gas Recovery Services-IL Inc | 55594 | South Barrington Electric | IL | Du Page | 2 | IC | RE | 0.8 | 0.8 | 0.8 |  | 6 | 1997 | LFG | [5 empty] | N | Y |  | S |  | N | IPP Non-CHP | 2 |  | N | [16 empty] | 1 | 2012
7019 | Gay & Robinson Inc | 50333 | Gay Robinson | HI | KAUAI | DSL1 | IC | RE | 0.4 | 0.4 | 0.4 |  | 11 | 1972 | DFO | [5 empty] | N | Y | Y | S |  | N | Industrial CHP | 7 |  | N | [16 empty] | 8 | 2009
7019 | Gay & Robinson Inc | 50333 | Gay Robinson | HI | KAUAI | DSL4 | IC | RE | 0.4 | 0.4 | 0.4 |  | 11 | 1972 | DFO | [5 empty] | N | Y | Y | S |  | N | Industrial CHP | 7 |  | N | [16 empty] | 8 | 2009
7096 | City of Geneva- (IL) | 56462 | Geneva Generation Facility | IL | Kane | GEN6 | IC | RE | 2 | 1.4 | 1.6 |  | 12 | 2005 | DFO | [5 empty] | N | Y |  | S |  | N | Electric Utility | 1 | [18 empty] | 11 | 2011 | N
7140 | Georgia Power Co | 699 | Arkwright | GA | Bibb | 3 | ST | RE | 40.2 | 42 | 42 |  | 12 | 1943 | BIT | NG | [7 empty] | S |  | N | Electric Utility | 1 |  | N | [16 empty] | 12 | 2002
7140 | Georgia Power Co | 699 | Arkwright | GA | Bibb | 4 | ST | RE | 49 | 44 | 44 |  | 11 | 1948 | BIT | NG | [7 empty] | S |  | N | Electric Utility | 1 |  | N | [16 empty] | 7 | 2002
7140 | Georgia Power Co | 699 | Arkwright | GA | Bibb | 5A | GT | RE | 16.3 | 13 | 15.5 |  | 8 | 1969 | DFO | NG | [7 empty] | S |  | N | Electric Utility | 1 |  | N | [16 empty] | 12 | 2002
7140 | Georgia Power Co | 699 | Arkwright | GA | Bibb | 5B | GT | RE | 16.3 | 13 | 15.5 |  | 9 | 1969 | DFO | NG | [7 empty] | S |  | N | Electric Utility | 1 |  | N | [16 empty] | 12 | 2002
7140 | Georgia Power Co | 699 | Arkwright | GA | Bibb | ST1 | ST | RE | 46 | 41 | 41 |  | 6 | 1941 | NG | [8 empty] | S |  | N | Electric Utility | 1 |  | N | [16 empty] | 12 | 2002
7140 | Georgia Power Co | 699 | Arkwright | GA | Bibb | ST2 | ST | RE | 46 | 41 | 41 |  | 5 | 1942 | NG | [8 empty] | S |  | N | Electric Utility | 1 |  | N | [16 empty] | 12 | 2002
7140 | Georgia Power Co | 700 | Atkinson | GA | Cobb | 3 | ST | RE | 63 | 65 | 65 |  | 10 | 1945 | NG | DFO | [7 empty] | S |  | N | Electric Utility | 1 |  | N | [16 empty] | 7 | 2002
7140 | Georgia Power Co | 700 | Atkinson | GA | Cobb | 4 | ST | RE | 75 | 62 | 62 |  | 10 | 1945 | NG | DFO | [7 empty] | S |  | N | Electric Utility | 1 |  | N | [16 empty] | 7 | 2002
7140 | Georgia Power Co | 700 | Atkinson | GA | Cobb | 5A | GT | RE | 41.8 | 32 | 39.6 |  | 7 | 1970 | DFO | NG | [7 empty] | S |  | N | Electric Utility | 1 |  | N | [16 empty] | 12 | 2003
7140 | Georgia Power Co | 700 | Atkinson | GA | Cobb | 5B | GT | RE | 41.8 | 32 | 39.6 |  | 7 | 1970 | DFO | NG | [7 empty] | S |  | N | Electric Utility | 1 |  | N | [16 empty] | 12 | 2003
7140 | Georgia Power Co | 700 | Atkinson | GA | Cobb | ST2 | ST | RE | 60 | 55 | 55 |  | 9 | 1941 | NG | DFO | [7 empty] | S |  | N | Electric Utility | 1 |  | N | [16 empty] | 7 | 2002
7140 | Georgia Power Co | 701 | Barnett Shoals | GA | Oconee | 1 | HY | RE | 0.7 | 0.2 | 0.2 |  | 12 | 1910 | WAT | [5 empty] | N | Y |  | S | 0 | N | Electric Utility | 1 |  | N | [16 empty] | 5 | 2010 | N
7140 | Georgia Power Co | 701 | Barnett Shoals | GA | Oconee | 2 | HY | RE | 0.7 | 0.2 | 0.2 |  | 12 | 1910 | WAT | [5 empty] | N | Y |  | S | 0 | N | Electric Utility | 1 |  | N | [16 empty] | 5 | 2010 | N
7140 | Georgia Power Co | 701 | Barnett Shoals | GA | Oconee | 3 | HY | RE | 0.7 | 0.2 | 0.2 |  | 12 | 1910 | WAT | [5 empty] | N | Y |  | S | 0 | N | Electric Utility | 1 |  | N | [16 empty] | 5 | 2010 | N
7140 | Georgia Power Co | 701 | Barnett Shoals | GA | Oconee | 4 | HY | RE | 0.7 | 0.2 | 0.2 |  | 12 | 1910 | WAT | [5 empty] | N | Y |  | S | 0 | N | Electric Utility | 1 |  | N | [16 empty] | 5 | 2010 | N
7140 | Georgia Power Co | 707 | Goat Rock | AL | Lee | 1 | HY | RE | 3 | 3.1 | 3.1 |  | 12 | 1912 | WAT | [5 empty] | N |  | N | S | 0 | N | Electric Utility | 1 |  | N | [16 empty] | 9 | 2001
7140 | Georgia Power Co | 707 | Goat Rock | AL | Lee | 2 | HY | RE | 3 | 3.1 | 3.1 |  | 12 | 1912 | WAT | [5 empty] | N |  |  | S | 0 | N | Electric Utility | 1 |  | N | [16 empty] | 9 | 2001
7140 | Georgia Power Co | 710 | Jack McDonough | GA | Cobb | 1 | ST | RE | 299.2 | 251 | 251 |  | 8 | 1963 | BIT | NG | DFO |  |  |  | Y | Y |  | S |  | N | Electric Utility | 1 |  | N | [13 empty] | N |  |  | 2 | 2012 | N | Y |  | Y |  |  |  | NG | DFO
7140 | Georgia Power Co | 710 | Jack McDonough | GA | Cobb | 2 | ST | RE | 299.2 | 251 | 251 |  | 6 | 1964 | BIT | NG | DFO | NG |  |  | Y | Y |  | S |  | N | Electric Utility | 1 |  | N | [13 empty] | N |  |  | 9 | 2011 | N | Y |  | Y |  |  |  | NG | DFO
7140 | Georgia Power Co | 727 | Mitchell | GA | Dougherty | 1 | ST | RE | 27.5 | 20 | 20 |  | 11 | 1948 | BIT | DFO |  |  |  |  | N | N |  | S |  | N | Electric Utility | 1 |  | N | [16 empty] | 7 | 2002 | N
7140 | Georgia Power Co | 727 | Mitchell | GA | Dougherty | 2 | ST | RE | 27.5 | 20 | 20 |  | 11 | 1948 | BIT | DFO |  |  |  |  | N | N |  | S |  | N | Electric Utility | 1 |  | N | [16 empty] | 12 | 2002 | N
7140 | Georgia Power Co | 727 | Mitchell | GA | Dougherty | 4C | GT | RE | 41.8 | 31 | 40 |  | 5 | 1971 | DFO | [6 empty] | Y |  | S |  | N | Electric Utility | 1 |  | N | [16 empty] | 3 | 2012 | N
7140 | Georgia Power Co | 734 | Riverside | GA | Chatham | 4 | ST | RE | 15 | 20 | 20 |  | 3 | 1926 | NG | [5 empty] | N | Y |  | S |  | N | Electric Utility | 1 |  | N | [16 empty] | 9 | 2004 | N
7140 | Georgia Power Co | 734 | Riverside | GA | Chatham | 5 | ST | RE | 7.5 | 9 | 9 |  | 4 | 1936 | NG | [5 empty] | N | Y |  | S |  | N | Electric Utility | 1 |  | N | [16 empty] | 9 | 2004 | N
7140 | Georgia Power Co | 734 | Riverside | GA | Chatham | 6 | ST | RE | 24.7 | 19 | 19 |  | 5 | 1949 | NG | [5 empty] | N | Y |  | S |  | N | Electric Utility | 1 |  | N | [16 empty] | 5 | 2005 | N
7140 | Georgia Power Co | 734 | Riverside | GA | Chatham | 7 | ST | RE | 21.2 | 20 | 20 |  | 7 | 1954 | NG | [5 empty] | N | Y |  | S |  | N | Electric Utility | 1 |  | N | [16 empty] | 5 | 2005 | N
7140 | Georgia Power Co | 734 | Riverside | GA | Chatham | 8 | ST | RE | 37.5 | 39 | 39 |  | 6 | 1956 | NG | [5 empty] | N | Y |  | S |  | N | Electric Utility | 1 |  | N | [16 empty] | 2 | 2005
7140 | Georgia Power Co | 7711 | GPC3 | GA |  | 1 | CC | IP | 660 | 660 | 660 |  |  |  | NG | [5 empty] | N | N |  | S |  | N | Electric Utility | 1 |  | N | [18 empty] | N
7140 | Georgia Power Co | 7712 | GPC4 | GA |  | 1 | GT | IP | 570 | 570 | 570 |  |  |  | NG | [5 empty] | N | N |  | S |  | N | Electric Utility | 1 |  | N | [18 empty] | N
7140 | Georgia Power Co | 7713 | GPC5 | GA |  | 1 | GT | IP | 930 | 930 | 930 |  |  |  | NG | [5 empty] | N | N |  | S |  | N | Electric Utility | 1 |  | N | [18 empty] | N
7140 | Georgia Power Co | 7714 | GPC6 | GA |  | 1 | CC | IP | 570 | 570 | 570 |  |  |  | NG | [5 empty] | N | N |  | S |  | N | Electric Utility | 1 |  | N | [18 empty] | N
7209 | The Gillette Company | 54225 | Gillette SBMC | MA | Suffolk | TG1 | ST | IP | 7.1 | 6.3 | 7.1 |  |  |  | NG | RFO |  |  |  |  | Y | N |  | S |  | Y | Industrial CHP | 7 |  | N | [18 empty] | N
7294 | City of Glendale | 377 | Grayson | CA | Los Angeles | 6 | GT | RE | 22 | 15 | 18 |  | 4 | 1972 | NG | DFO |  |  |  |  | N | Y |  | S |  | N | Electric Utility | 1 |  | N | [16 empty] | 3 | 2004 | N
7294 | City of Glendale | 377 | Grayson | CA | Los Angeles | 7 | GT | RE | 31 | 20 | 23 |  | 2 | 1974 | NG | DFO | [7 empty] | S |  | N | Electric Utility | 1 |  | N | [16 empty] | 11 | 2002
7353 | Golden Valley Elec Assn Inc | 7785 | Healy Clean Coal Plant | AK | Denali Borough | 2 | ST | IP | 50 | 50 | 50 |  |  |  | SUB | [5 empty] | N | Y |  | W |  | N | Electric Utility | 1 |  | N | [18 empty] | N
7477 | Granger Electric Co | 10532 | Granger Electric Generating Station #2 | MI | Clinton | 2-2 | IC | RE | 0.8 | 0.8 | 0.8 |  | 4 | 1991 | LFG | [5 empty] | N | N |  | S |  | N | IPP Non-CHP | 2 |  | N | N | [15 empty] | 3 | 2006 | N
7486 | City of Grand Junction - (IA) | 1143 | Grand Junction | IA | Greene | 1 | IC | RE | 0.5 | 0.4 | 0.4 |  | 7 | 1952 | DFO | NG |  |  |  |  | N |  |  | S |  | N | Electric Utility | 1 |  | N | [16 empty] | 12 | 1994
7487 | City of Grand Marais - (MN) | 1976 | Grand Marais | MN | COOK | 2 | IC | RE | 0.6 | 0.6 | 0.6 |  | 4 | 1956 | DFO | [6 empty] | N |  | S |  | N | Electric Utility | 1 |  | N | [16 empty] | 12 | 2003
7487 | City of Grand Marais - (MN) | 1976 | Grand Marais | MN | COOK | 4 | IC | RE | 0.1 | 0.1 | 0.1 |  | 10 | 1940 | DFO | [6 empty] | N |  | S |  | N | Electric Utility | 1 |  | N | [16 empty] | 12 | 2003
7487 | City of Grand Marais - (MN) | 1976 | Grand Marais | MN | COOK | 5 | IC | RE | 1.1 | 1.1 | 1.1 |  | 7 | 1962 | DFO | [6 empty] | N |  | S |  | N | Electric Utility | 1 |  | N | [16 empty] | 12 | 2003
7487 | City of Grand Marais - (MN) | 1976 | Grand Marais | MN | COOK | 6 | IC | RE | 1.2 | 1.2 | 1.2 |  | 12 | 1969 | DFO | [6 empty] | N |  | S |  | N | Electric Utility | 1 |  | N | [16 empty] | 12 | 2003
7601 | Green Mountain Power Corp | 3737 | Essex Junction 19 | VT | Chittenden | IC5 | IC | RE | 1 | 1 | 1 |  | 10 | 1947 | DFO | [5 empty] | N | Y |  | S |  | N | Electric Utility | 1 |  | N | [16 empty] | 5 | 2007 | N
7601 | Green Mountain Power Corp | 3737 | Essex Junction 19 | VT | Chittenden | IC6 | IC | RE | 1 | 1 | 1 |  | 10 | 1947 | DFO | [5 empty] | N | Y |  | S |  | N | Electric Utility | 1 |  | N | [16 empty] | 5 | 2007 | N
7601 | Green Mountain Power Corp | 3737 | Essex Junction 19 | VT | Chittenden | IC7 | IC | RE | 1 | 1 | 1 |  | 10 | 1947 | DFO | [5 empty] | N |  |  | S |  | N | Electric Utility | 1 | [18 empty] | 5 | 2007
7601 | Green Mountain Power Corp | 3737 | Essex Junction 19 | VT | Chittenden | IC8 | IC | RE | 1 | 1 | 1 |  | 10 | 1947 | DFO | [5 empty] | N | Y |  | S |  | N | Electric Utility | 1 |  | N | [16 empty] | 5 | 2007 | N
7801 | Gulf Power Co | 641 | Crist | FL | Escambia | 1 | ST | RE | 28.1 | 24 | 24 |  | 1 | 1945 | NG | [5 empty] | N | N |  | S |  | N | Electric Utility | 1 |  | N | [16 empty] | 3 | 2003 | N
7801 | Gulf Power Co | 641 | Crist | FL | Escambia | 2 | ST | RE | 28.1 | 24 | 24 |  | 6 | 1949 | NG | [5 empty] | N | N |  | S |  | N | Electric Utility | 1 |  | N | [16 empty] | 5 | 2006 | N
7801 | Gulf Power Co | 641 | Crist | FL | Escambia | 3 | ST | RE | 37.5 | 35 | 35 |  | 9 | 1952 | NG | [5 empty] | N | N |  | S |  | N | Electric Utility | 1 |  | N | [16 empty] | 5 | 2006 | N
7833 | Gwitchyaa Zhee Utility Co | 7174 | Gwitchyaa Zhee | AK | NOT IN FILE | 5 | IC | RE | 0.5 | 0.4 | 0.5 |  | 12 | 2000 | DFO | [5 empty] | N | N |  | S |  | N | Electric Utility | 1 |  | N | [16 empty] | 11 | 2009 | N
7840 | GWF Power Systems, L.P. | 10367 | East Third Street Power Plant | CA | Contra Costa | GEN1 | ST | RE | 20.5 | 18.7 | 18.6 |  | 12 | 1990 | PC | [5 empty] | N | Y |  | S |  | N | IPP Non-CHP | 2 |  | N | [16 empty] | 3 | 2012 | N |  | Y | Y |  |  |  | DFO | NG
7840 | GWF Power Systems, L.P. | 10368 | Loveridge Road Power Plant | CA | Contra Costa | GEN1 | ST | RE | 20.5 | 18 | 18.2 |  | 12 | 1989 | PC | [5 empty] | N | Y |  | S |  | N | IPP Non-CHP | 2 |  | N | [16 empty] | 3 | 2012 | N |  | Y | Y |  |  |  | DFO | NG
7840 | GWF Power Systems, L.P. | 10369 | Wilbur West Power Plant | CA | Contra Costa | GEN1 | ST | RE | 20.5 | 18.2 | 18 |  | 8 | 1990 | PC | [5 empty] | N | Y |  | S |  | N | IPP Non-CHP | 2 |  | N | [16 empty] | 3 | 2012 | N |  | Y | Y |  |  |  | DFO | NG
7840 | GWF Power Systems, L.P. | 10370 | Wilbur East Power Plant | CA | Contra Costa | GEN1 | ST | RE | 20.5 | 18.1 | 18.4 |  | 10 | 1989 | PC | [5 empty] | N | Y |  | S |  | N | IPP Non-CHP | 2 |  | N | [16 empty] | 3 | 2012 | N |  | Y | Y |  |  |  | DFO | NG
7840 | GWF Power Systems, L.P. | 10371 | Nichols Road Power Plant | CA | Contra Costa | GEN1 | ST | RE | 20.5 | 17.8 | 18.1 |  | 3 | 1990 | PC | [5 empty] | N | Y |  | S |  | N | IPP Non-CHP | 2 |  | N | [16 empty] | 3 | 2012 | N |  | Y | Y |  |  |  | DFO | NG
7969 | City of Halstad - (MN) | 8105 | Halstad | MN | Norman | 1 | IC | RE | 0.6 | 0.6 | 0.6 |  | 1 | 1955 | DFO | [5 empty] | N | Y | Y | S |  | N | Electric Utility | 1 |  | N | [16 empty] | 4 | 2005 | N
7969 | City of Halstad - (MN) | 8105 | Halstad | MN | Norman | 2 | IC | RE | 0.3 | 0.3 | 0.3 |  | 1 | 1940 | DFO | [5 empty] | N | Y | Y | S |  | N | Electric Utility | 1 |  | N | [16 empty] | 4 | 2005 | N
7969 | City of Halstad - (MN) | 8105 | Halstad | MN | Norman | 3 | IC | RE | 0.2 | 0.1 | 0.2 |  | 1 | 1947 | DFO | [5 empty] | N | Y | Y | S |  | N | Electric Utility | 1 |  | N | [16 empty] | 4 | 2005 | N
7977 | City of Hamilton - (OH) | 2917 | Hamilton | OH | Butler | GT1 | GT | RE | 11.2 | 8 | 10 |  | 7 | 1964 | NG | [5 empty] | N | N |  | W |  | N | Electric Utility | 1 |  | N | [16 empty] | 8 | 2011
8032 | Hanford L.P. | 10373 | Hanford | CA | Kings | GEN1 | ST | RE | 27 | 25.3 | 26.7 |  | 9 | 1990 | PC | [5 empty] | N | Y |  | S |  | N | IPP Non-CHP | 2 |  | N | [16 empty] | 3 | 2012 | N |  | Y | Y |  |  |  | DFO | NG
8181 | Harrisburg Authority | 10118 | Harrisburg Facility | PA | Dauphin | GEN1 | ST | RE | 8.2 | 6.7 | 6.5 |  | 10 | 1986 | MSW | [6 empty] | Y |  | S |  | N | IPP CHP | 3 |  | N | N | [15 empty] | 4 | 2003
8205 | City of Hart Hydro - (MI) | 1827 | Hart | MI | OCEANA | 2 | IC | RE | 0.6 | 0.6 | 0.6 |  | 1 | 1938 | DFO | [5 empty] | Y | N |  | S |  | N | Electric Utility | 1 |  | N | [16 empty] | 12 | 1997
8286 | Hawaiian Commercial and Sugar Company | 10604 | Hawaiian Comm & Sugar Puunene Mill | HI | Maui | PAI2 | ST | RE | 4 | 4 | 4 |  | 9 | 1960 | AB | RFO | DFO | WO | [5 empty] | S |  | Y | Industrial CHP | 7 | T | N | [16 empty] | 9 | 2002
8286 | Hawaiian Commercial and Sugar Company | 10604 | Hawaiian Comm & Sugar Puunene Mill | HI | Maui | PAI3 | ST | RE | 12 | 12 | 12 |  | 9 | 1992 | AB | RFO | DFO | WO | [5 empty] | S |  | Y | Industrial CHP | 7 |  | N | [16 empty] | 9 | 2002
8287 | Hawaii Electric Light Co Inc | 768 | Waimea | HI | Hawaii | 10 | IC | RE | 1 | 1 | 1 |  | 10 | 1954 | DFO | [5 empty] | N | N |  | S |  | N | Electric Utility | 1 |  | N | [16 empty] | 1 | 2001 | N
8287 | Hawaii Electric Light Co Inc | 768 | Waimea | HI | Hawaii | 8 | IC | RE | 1 | 1 | 1 |  | 10 | 1954 | DFO | [5 empty] | N |  |  | S |  | N | Electric Utility | 1 |  | N | [16 empty] | 1 | 2001 | N
8287 | Hawaii Electric Light Co Inc | 768 | Waimea | HI | Hawaii | 9 | IC | RE | 1 | 1 | 1 |  | 10 | 1954 | DFO | [5 empty] | N |  |  | S |  | N | Electric Utility | 1 |  | N | [16 empty] | 1 | 2001 | N
8287 | Hawaii Electric Light Co Inc | 771 | Puueo | HI | HAWAII | 2 | HY | RE | 1.5 | 1.7 | 1.7 |  | 9 | 1941 | WAT | [5 empty] | N | N |  | S |  | N | Electric Utility | 1 |  | N | [16 empty] | 12 | 2002
8287 | Hawaii Electric Light Co Inc | 6478 | Shipman | HI | Hawaii | 1 | ST | RE | 3.5 | 3.4 | 3.4 |  | 12 | 1943 | RFO | [5 empty] | N | N |  | S |  | N | Electric Utility | 1 |  | N | N | [15 empty] | 1 | 2001
8287 | Hawaii Electric Light Co Inc | 7769 | Lalamilo Windfarm | HI | Hawaii | 1-81 | WT | RE | 1.6 | 1.6 | 1.6 |  | 7 | 1985 | WND | [5 empty] | N | N |  | W | 81 | N | Electric Utility | 1 |  | N | [13 empty] | N |  |  | 12 | 2010
8287 | Hawaii Electric Light Co Inc | 7769 | Lalamilo Windfarm | HI | Hawaii | 8211 | WT | RE | 0.6 | 0.6 | 0.6 |  | 7 | 1985 | WND | [5 empty] | N | N |  | W | 39 | N | Electric Utility | 1 |  | N | [13 empty] | N |  |  | 12 | 2010
8287 | Hawaii Electric Light Co Inc | 8083 | Keahole | HI | Hawaii | 18 | IC | RE | 2.5 | 2.5 | 2.5 |  | 10 | 1974 | DFO | [5 empty] | N | N |  | S |  | N | Electric Utility | 1 |  | N | [16 empty] | 2 | 2004 | N
8287 | Hawaii Electric Light Co Inc | 8083 | Keahole | HI | Hawaii | 19 | IC | RE | 2.5 | 2.5 | 2.5 |  | 10 | 1974 | DFO | [5 empty] | N | N |  | S |  | N | Electric Utility | 1 |  | N | [16 empty] | 2 | 2004 | N
8287 | Hawaii Electric Light Co Inc | 8083 | Keahole | HI | Hawaii | 20 | IC | RE | 2.5 | 2.5 | 2.5 |  | 11 | 1984 | DFO | [5 empty] | N | N |  | S |  | N | Electric Utility | 1 |  | N | [16 empty] | 5 | 2004 | N
8366 | Heber Light & Power Company | 7111 | Heber City | UT | Wasatch | NA1 | IC | RE | 0.6 | 0.6 | 0.6 |  | 12 | 1987 | NG | [6 empty] | N |  | S |  | N | Electric Utility | 1 |  | N | [16 empty] | 7 | 2003
8366 | Heber Light & Power Company | 7111 | Heber City | UT | Wasatch | NA2 | IC | RE | 0.6 | 0.6 | 0.6 |  | 12 | 1987 | NG | [6 empty] | N |  | S |  | N | Electric Utility | 1 |  | N | [16 empty] | 6 | 2003
8366 | Heber Light & Power Company | 7111 | Heber City | UT | Wasatch | NA3 | IC | RE | 0.6 | 0.6 | 0.6 |  | 12 | 1987 | NG | [6 empty] | Y |  | S |  | N | Electric Utility | 1 |  | N | [16 empty] | 7 | 2012 | N
8366 | Heber Light & Power Company | 7111 | Heber City | UT | Wasatch | NA4 | IC | RE | 0.6 | 0.6 | 0.6 |  | 12 | 1987 | NG | [6 empty] | N |  | S |  | N | Electric Utility | 1 |  | N | [16 empty] | 6 | 2003
8366 | Heber Light & Power Company | 7111 | Heber City | UT | Wasatch | NA7 | IC | RE | 1.5 | 1.5 | 1.5 |  | 4 | 1996 | DFO | [5 empty] | N | Y |  | S |  | N | Electric Utility | 1 |  | N | [16 empty] | 8 | 2005 | N
8366 | Heber Light & Power Company | 7111 | Heber City | UT | Wasatch | NA8 | IC | RE | 1.6 | 1.5 | 1.5 |  | 12 | 1991 | DFO | [5 empty] | N | Y |  | S |  | N | Electric Utility | 1 |  | N | [16 empty] | 8 | 2005 | N
8490 | City of Herington - (KS) | 1283 | Herington | KS | Dickinson | 4 | IC | RE | 0.1 | 0.1 | 0.1 |  | 10 | 1947 | DFO | [6 empty] | N |  | S |  | N | Electric Utility | 1 |  | N | [16 empty] | 1 | 2001 | N
8693 | Aventis Pharmaceuticals Inc | 10122 | Aventis Pharmaceuticals | NJ | Somerset | 01 | GT | RE | 3.7 | 3.5 | 3.5 |  | 9 | 1993 | NG | DFO | [5 empty] | N | N | S |  | Y | Industrial CHP | 7 |  | N | [16 empty] | 11 | 2002 | N
8701 | Hoffman LaRoche Inc | 10123 | Hoffmann LaRoche | NJ | Essex | TG1 | GT | RE | 4 | 3 | 4 |  | 1 | 1987 | NG | KER | [7 empty] | S |  | Y | Industrial CHP | 7 |  | N | [16 empty] | 12 | 2003
8701 | Hoffman LaRoche Inc | 10123 | Hoffmann LaRoche | NJ | Essex | TG2 | GT | RE | 4 | 3 | 3 |  | 1 | 1987 | NG | KER | [7 empty] | S |  | Y | Industrial CHP | 7 |  | N | [16 empty] | 12 | 2003
8701 | Hoffman LaRoche Inc | 10123 | Hoffmann LaRoche | NJ | Essex | TG3 | GT | RE | 4 | 3 | 3 |  | 1 | 1987 | NG | KER | [7 empty] | S |  | Y | Industrial CHP | 7 |  | N | [16 empty] | 12 | 2003
8751 | Town of Holly - (CO) | 502 | Holly | CO | Prowers | 1 | IC | RE | 0.2 | 0.2 | 0.2 |  | 88 | 1950 | NG | [6 empty] | N |  | S |  | N | Electric Utility | 1 |  | N | [16 empty] | 12 | 2002
8751 | Town of Holly - (CO) | 502 | Holly | CO | Prowers | 2 | IC | RE | 0.2 | 0.2 | 0.2 |  | 88 | 1950 | NG | [6 empty] | N |  | S |  | N | Electric Utility | 1 |  | N | [16 empty] | 12 | 2002
8751 | Town of Holly - (CO) | 502 | Holly | CO | Prowers | ARPA | IC | RE | 2.2 | 2 | 2.2 |  | 9 | 2002 | DFO | [5 empty] | N | N | N | W |  | N | Electric Utility | 1 |  | N | [16 empty] | 10 | 2006 | N
8776 | City of Holyoke Gas and Electric Dept. | 1605 | Hadley Falls | MA | Hampden | 3 | HY | IP | 3.5 | 3.4 | 3.4 |  |  |  | WAT | [5 empty] | N | Y |  | S |  | N | Electric Utility | 1 |  | N | [18 empty] | N
8776 | City of Holyoke Gas and Electric Dept. | 1607 | Riverside | MA | Hampden | 6 | HY | IP | 1.1 | 0.9 | 0.9 |  |  |  | WAT | [5 empty] | N | Y |  | S |  | N | Electric Utility | 1
8776 | City of Holyoke Gas and Electric Dept. | 9864 | Cabot Holyoke | MA | Hampden | 9 | ST | RE | 6 | 5.7 | 5.7 |  | 88 | 1941 | NG | RFO | DFO |  |  |  | Y | Y | Y | S |  | N | Electric Utility | 1 |  | N | [16 empty] | 12 | 2009 | N | [6 empty] | NG
8776 | City of Holyoke Gas and Electric Dept. | 54981 | Harris Energy Realty | MA | Hampden | C-AB | HY | RE | 0.3 | 0.3 | 0.3 |  | 1 | 1982 | WAT | [5 empty] | N | Y | Y | S |  | N | Electric Utility | 1 |  | N | [16 empty] | 11 | 2012
8776 | City of Holyoke Gas and Electric Dept. | 54981 | Harris Energy Realty | MA | Hampden | C-C | HY | RE | 0.3 | 0.3 | 0.3 |  | 1 | 1982 | WAT | [5 empty] | N | Y | Y | S |  | N | Electric Utility | 1 |  | N | [16 empty] | 11 | 2012
8776 | City of Holyoke Gas and Electric Dept. | 54981 | Harris Energy Realty | MA | Hampden | GILA | HY | RE | 0.5 | 0.5 | 0.5 |  | 1 | 1982 | WAT | [5 empty] | N | Y | Y | S |  | N | Electric Utility | 1 |  | N | [16 empty] | 11 | 2012
8795 | City of Homestead - (FL) | 665 | G W Ivey | FL | Dade | 22 | IC | IP | 0.4 | 0.4 | 0.4 |  |  |  | NG | DFO | [5 empty] | N |  | S |  | N | Electric Utility | 1 |  | N | [18 empty] | N
8847 | City of Hopkinton | 8108 | Hopkinton | IA | Delaware | IC2 | IC | RE | 1.7 | 1.7 | 1.7 |  | 6 | 1994 | DFO | [5 empty] | N | Y | Y | S |  | N | Electric Utility | 1 |  | N | [13 empty] | Y |  |  | 5 | 2011 | N
8847 | City of Hopkinton | 8108 | Hopkinton | IA | Delaware | IC3 | IC | RE | 1.2 | 1.2 | 1.2 |  | 9 | 1983 | DFO | [5 empty] | N | Y | Y | S |  | N | Electric Utility | 1 |  | N | [13 empty] | Y |  |  | 4 | 2011 | N
8884 | Terrebonne Parish Consol Gov't | 1439 | Houma | LA | Terrebonne | 10 | IC | RE | 4.5 | 3.7 | 3.7 |  | 8 | 1958 | NG | DFO |  |  |  |  | Y | N |  | S |  | N | Electric Utility | 1 |  | N | [13 empty] | N |  |  | 12 | 2010 | N
8884 | Terrebonne Parish Consol Gov't | 1439 | Houma | LA | Terrebonne | 11 | IC | RE | 4.5 | 3.7 | 3.7 |  | 0 | 1958 | NG | DFO |  |  |  |  | Y | N |  | S |  | N | Electric Utility | 1 |  | N | [13 empty] | N |  |  | 12 | 2010 | N
8884 | Terrebonne Parish Consol Gov't | 1439 | Houma | LA | Terrebonne | 12 | IC | RE | 4.5 | 3.3 | 3.3 |  | 8 | 1958 | NG | DFO |  |  |  |  | Y | N |  | S |  | N | Electric Utility | 1 |  | N | [13 empty] | N |  |  | 12 | 2010 | N
8884 | Terrebonne Parish Consol Gov't | 1439 | Houma | LA | Terrebonne | 6 | IC | RE | 1.4 | 1 | 1 |  | 8 | 1948 | NG | DFO |  |  |  |  | N | N |  | S |  | N | Electric Utility | 1 |  | N | [13 empty] | N |  |  | 12 | 2010 | N
8884 | Terrebonne Parish Consol Gov't | 1439 | Houma | LA | Terrebonne | 7 | IC | RE | 1.4 | 1 | 1 |  | 8 | 1948 | NG | DFO |  |  |  |  | N | N |  | S |  | N | Electric Utility | 1 |  | N | [13 empty] | N |  |  | 12 | 2010 | N
8884 | Terrebonne Parish Consol Gov't | 1439 | Houma | LA | Terrebonne | 8 | IC | RE | 1.4 | 1 | 1 |  | 8 | 1948 | NG | DFO |  |  |  |  | N | N |  | S |  | N | Electric Utility | 1 |  | N | [13 empty] | N |  |  | 12 | 2010 | N
8884 | Terrebonne Parish Consol Gov't | 1439 | Houma | LA | Terrebonne | 9 | IC | RE | 2.7 | 2.5 | 2.5 |  | 0 | 1953 | NG | DFO |  |  |  |  | Y | N |  | S |  | N | Electric Utility | 1 |  | N | [13 empty] | N |  |  | 12 | 2010 | N
8973 | Town of Hudson | 9038 | Cherry Street | MA | MIDDLESEX | 9 | IC | RE | 3 | 2.3 | 2.3 |  | 4 | 1960 | DFO | NG | [5 empty] | N |  | S |  | N | Electric Utility | 1 |  | N | [16 empty] | 12 | 2003
9011 | City of Hugoton - (KS) | 1289 | Hugoton 1 | KS | Stevens | 1 | IC | RE | 0.8 | 0.6 | 0.6 |  | 1 | 1949 | DFO | NG |  |  |  |  | N | N |  | S |  | N | Electric Utility | 1 |  | N | [16 empty] | 9 | 2004
9011 | City of Hugoton - (KS) | 1289 | Hugoton 1 | KS | Stevens | 6 | IC | RE | 1.4 | 1.2 | 1.2 |  | 1 | 1959 | DFO | NG |  |  |  |  | Y | Y |  | S |  | N | Electric Utility | 1 |  | N | [13 empty] | N |  |  | 1 | 2011
9130 | Hutchinson Utilities Comm | 1980 | Hutchinson Plant #1 | MN | McLeod | 5 | IC | RE | 2.1 | 1.7 | 1.7 |  | 1 | 1941 | DFO | [5 empty] | N | Y |  | S |  | N | Electric Utility | 1 |  | N | [13 empty] | N |  |  | 2 | 2011 | N
9130 | Hutchinson Utilities Comm | 1980 | Hutchinson Plant #1 | MN | McLeod | 6 | IC | RE | 2.1 | 1.7 | 1.7 |  | 1 | 1947 | DFO | [5 empty] | N | Y |  | S |  | N | Electric Utility | 1 |  | N | [13 empty] | N |  |  | 2 | 2011 | N
9130 | Hutchinson Utilities Comm | 1980 | Hutchinson Plant #1 | MN | McLeod | 7 | IC | RE | 5 | 4.5 | 4.5 |  | 1 | 1964 | NG | DFO |  |  |  |  | Y | Y |  | S |  | N | Electric Utility | 1 |  | N | [13 empty] | N |  |  | 2 | 2011 | N
9130 | Hutchinson Utilities Comm | 6358 | Hutchinson Plant #2 | MN | McLeod | 1 | GT | RE | 25 | 22 | 24.3 |  | 3 | 1977 | NG | [5 empty] | N | Y |  | S |  | N | Electric Utility | 1 |  | N | [16 empty] | 1 | 1999 | N
9188 | I-N-N Electric Coop, Inc | 7183 | Newhalen | AK | Lake & Peninsula Bor | 1 | IC | RE | 0.3 | 0.3 | 0.3 |  | 1 | 1983 | DFO | [5 empty] | N | Y |  | S |  | N | Electric Utility | 1 |  | N | [16 empty] | 9 | 2012
9188 | I-N-N Electric Coop, Inc | 7183 | Newhalen | AK | Lake & Peninsula Bor | 2 | IC | RE | 0.3 | 0.3 | 0.3 |  | 1 | 1983 | DFO | [5 empty] | N | Y |  | S |  | N | Electric Utility | 1 |  | N | [16 empty] | 9 | 2012
9188 | I-N-N Electric Coop, Inc | 7183 | Newhalen | AK | Lake & Peninsula Bor | 3 | IC | RE | 0.3 | 0.3 | 0.3 |  | 1 | 1983 | DFO | [5 empty] | N | Y |  | S |  | N | Electric Utility | 1 |  | N | [16 empty] | 9 | 2012
9188 | I-N-N Electric Coop, Inc | 7183 | Newhalen | AK | Lake & Peninsula Bor | 4 | IC | RE | 0.6 | 0.6 | 0.6 |  | 1 | 1989 | DFO | [5 empty] | N | Y |  | S |  | N | Electric Utility | 1 |  | N | [16 empty] | 9 | 2012
9191 | Idaho Power Co | 55733 | Bennett Mountain | ID | Elmore | FT01 | GT | IP | 170 | 142 | 190 |  |  |  | NG | [8 empty] | S |  | N | Electric Utility | 1 |  | N | [18 empty] | N
9191 | Idaho Power Co | 55733 | Bennett Mountain | ID | Elmore | FT03 | GT | IP | 50 | 50 | 50 |  |  |  | NG | [8 empty] | S |  | N | Electric Utility | 1 |  | N | [18 empty] | N
9205 | Illinois Electricial Gen Partn | 55761 | Devonshire Power Partners LLC | IL | Cook | DO1 | IC | RE | 1.1 | 1 | 1 |  | 12 | 1997 | LFG | [5 empty] | N | N |  | S |  | N | IPP Non-CHP | 2 |  | N | [16 empty] | 12 | 2008 | N
9205 | Illinois Electricial Gen Partn | 55761 | Devonshire Power Partners LLC | IL | Cook | DO2 | IC | RE | 1.1 | 1 | 1 |  | 12 | 1997 | LFG | [5 empty] | N | N |  | S |  | N | IPP Non-CHP | 2 |  | N | [16 empty] | 12 | 2008 | N
9205 | Illinois Electricial Gen Partn | 55761 | Devonshire Power Partners LLC | IL | Cook | DO3 | IC | RE | 1.1 | 1 | 1 |  | 12 | 1997 | LFG | [5 empty] | N | N |  | S |  | N | IPP Non-CHP | 2 |  | N | [16 empty] | 9 | 2009 | N
9205 | Illinois Electricial Gen Partn | 55761 | Devonshire Power Partners LLC | IL | Cook | DO4 | IC | RE | 1.1 | 1 | 1 |  | 12 | 1997 | LFG | [5 empty] | N | N |  | S |  | N | IPP Non-CHP | 2 |  | N | [16 empty] | 9 | 2009 | N
9205 | Illinois Electricial Gen Partn | 55761 | Devonshire Power Partners LLC | IL | Cook | DO5 | IC | RE | 1.1 | 1 | 1 |  | 12 | 1997 | LFG | [5 empty] | N | N |  | S |  | N | IPP Non-CHP | 2 |  | N | [16 empty] | 9 | 2009 | N
9205 | Illinois Electricial Gen Partn | 55762 | Brickyard Energy Partners LLC | IL | Vermilion | BR5 | IC | IP | 1.1 | 0.9 | 0.9 |  |  |  | LFG | [5 empty] | N | Y |  | S |  | N | IPP Non-CHP | 2 | [20 empty] | N
9205 | Illinois Electricial Gen Partn | 55767 | Riveside Resource Recovery LLC | IL | Will | RO1 | IC | RE | 1.1 | 0.9 | 0.9 |  | 2 | 1997 | LFG | [5 empty] | N | N |  | S |  | N | IPP Non-CHP | 2 |  | N | [16 empty] | 12 | 2012 | N
9205 | Illinois Electricial Gen Partn | 55768 | Avon Energy Partners LLC | IL | Cook | CH1 | IC | RE | 1.1 | 0.9 | 0.9 |  | 2 | 1997 | LFG | [5 empty] | N | N |  | S |  | N | IPP Non-CHP | 2 |  | N | [16 empty] | 7 | 2008 | N
9205 | Illinois Electricial Gen Partn | 55768 | Avon Energy Partners LLC | IL | Cook | CH2 | IC | RE | 1.1 | 0.9 | 0.9 |  | 2 | 1997 | LFG | [5 empty] | N | N |  | S |  | N | IPP Non-CHP | 2 |  | N | [16 empty] | 8 | 2008 | N
9205 | Illinois Electricial Gen Partn | 55768 | Avon Energy Partners LLC | IL | Cook | CH3 | IC | RE | 1.1 | 0.9 | 0.9 |  | 2 | 1997 | LFG | [5 empty] | N | N |  | S |  | N | IPP Non-CHP | 2 |  | N | [16 empty] | 2 | 2003 | N
9205 | Illinois Electricial Gen Partn | 55773 | Countyside Genco LLC | IL | Lake | CS1 | IC | RE | 1.4 | 1.3 | 1.3 |  | 1 | 2000 | LFG | [5 empty] | N | Y |  | W |  | N | IPP Non-CHP | 2 |  | N | [16 empty] | 1 | 2012 | N
9205 | Illinois Electricial Gen Partn | 55773 | Countyside Genco LLC | IL | Lake | CS2 | IC | RE | 1.4 | 1.3 | 1.3 |  | 1 | 2000 | LFG | [5 empty] | N | Y |  | W |  | N | IPP Non-CHP | 2 |  | N | [16 empty] | 1 | 2012 | N
9205 | Illinois Electricial Gen Partn | 55773 | Countyside Genco LLC | IL | Lake | CS3 | IC | RE | 1.4 | 1.3 | 1.3 |  | 1 | 2000 | LFG | [5 empty] | N | Y |  | W |  | N | IPP Non-CHP | 2 |  | N | [16 empty] | 1 | 2012 | N
9205 | Illinois Electricial Gen Partn | 55773 | Countyside Genco LLC | IL | Lake | CS4 | IC | RE | 1.4 | 1.3 | 1.3 |  | 1 | 2000 | LFG | [5 empty] | N | Y |  | W |  | N | IPP Non-CHP | 2 |  | N | [16 empty] | 1 | 2012 | N
9205 | Illinois Electricial Gen Partn | 55773 | Countyside Genco LLC | IL | Lake | CS5 | IC | RE | 1.4 | 1.3 | 1.3 |  | 1 | 2000 | LFG | [5 empty] | N | Y |  | W |  | N | IPP Non-CHP | 2 |  | N | [16 empty] | 1 | 2012 | N
9205 | Illinois Electricial Gen Partn | 55773 | Countyside Genco LLC | IL | Lake | CS6 | IC | RE | 1.4 | 1.3 | 1.3 |  | 1 | 2000 | LFG | [5 empty] | N | Y |  | W |  | N | IPP Non-CHP | 2 |  | N | [16 empty] | 1 | 2012 | N
9205 | Illinois Electricial Gen Partn | 55774 | Morris Genco LLC | IL | Grundy | MO1 | IC | RE | 1.4 | 1.3 | 1.3 |  | 2 | 2001 | LFG | [5 empty] | N | Y |  | W |  | N | IPP Non-CHP | 2 |  | N | [16 empty] | 9 | 2011 | N
9205 | Illinois Electricial Gen Partn | 55774 | Morris Genco LLC | IL | Grundy | MO2 | IC | RE | 1.4 | 1.3 | 1.3 |  | 2 | 2001 | LFG | [5 empty] | N | Y |  | W |  | N | IPP Non-CHP | 2 |  | N | [16 empty] | 9 | 2011 | N
9205 | Illinois Electricial Gen Partn | 55774 | Morris Genco LLC | IL | Grundy | MO3 | IC | RE | 1.4 | 1.3 | 1.3 |  | 2 | 2001 | LFG | [5 empty] | N | Y |  | W |  | N | IPP Non-CHP | 2 |  | N | [16 empty] | 9 | 2011 | N
9216 | Imperial Irrigation District | 383 | Brawley | CA | Imperial | GT1 | GT | RE | 11.5 | 9 | 11 |  | 7 | 1962 | DFO | [5 empty] | N | Y | Y | S |  | N | Electric Utility | 1 |  | N | [16 empty] | 12 | 2009 | N
9216 | Imperial Irrigation District | 383 | Brawley | CA | Imperial | GT2 | GT | RE | 11.5 | 9 | 11 |  | 8 | 1962 | DFO | [5 empty] | N | Y | Y | S |  | N | Electric Utility | 1 |  | N | [16 empty] | 12 | 2009 | N
9216 | Imperial Irrigation District | 389 | El Centro | CA | Imperial | 3 | ST | RE | 50 | 42 | 42 |  | 11 | 1957 | NG | RFO |  |  |  |  | N | Y |  | S |  | N | Electric Utility | 1 |  | N | N | [15 empty] | 9 | 2010 | N
9230 | City of Independence - (IA) | 1149 | Independence | IA | Buchanan | 2 | IC | RE | 1 | 0.8 | 0.8 |  | 8 | 1949 | DFO | [5 empty] | N | N |  | S |  | N | Electric Utility | 1 |  | N | [16 empty] | 4 | 2007 | N
9275 | Indianola Municipal Utilities | 1150 | Indianola | IA | Warren | 3 | IC | RE | 1.1 | 1 | 1 |  | 1 | 1953 | DFO | NG |  |  |  |  | Y | N |  | S |  | N | Electric Utility | 1 |  | N | [16 empty] | 2 | 2006 | N
9417 | Interstate Power and Light Co | 1046 | Dubuque | IA | Dubuque | ST2 | ST | RE | 15 | 11.8 | 13.2 |  | 1 | 1929 | SUB | NG | DFO |  |  |  | Y | N |  | S |  | N | Electric Utility | 1 |  | N | [16 empty] | 11 | 2010 | N | Y |  | Y |  |  |  | NG
9417 | Interstate Power and Light Co | 1047 | Lansing | IA | Allamakee | 1 | ST | RE | 15 | 14.1 | 14.1 |  | 1 | 1948 | SUB | BIT |  |  |  |  | N | N |  | S |  | N | Electric Utility | 1 |  | N | N | [15 empty] | 2 | 2006 | N | Y |  | Y
9417 | Interstate Power and Light Co | 1047 | Lansing | IA | Allamakee | 2 | ST | RE | 11.5 | 11 | 11.2 |  | 1 | 1949 | SUB | BIT |  |  |  |  | Y | N |  | S |  | N | Electric Utility | 1 |  | N | N | [15 empty] | 11 | 2010 | N | Y |  | Y |  |  |  | DFO
9417 | Interstate Power and Light Co | 1048 | Milton L Kapp | IA | Clinton | 1 | ST | RE | 18.8 | 8.8 | 8.8 |  | 1 | 1947 | NG | [5 empty] | N | N |  | S |  | N | Electric Utility | 1 |  | N | N | [15 empty] | 11 | 2010 | N | N |  | N |  |  |  | NG
9417 | Interstate Power and Light Co | 1052 | Ames Diesel Generating Station | IA | Story | 1 | IC | RE | 1 | 1 | 1 |  | 1 | 1960 | DFO | [5 empty] | N | N | Y | S |  | N | Electric Utility | 1 |  | N | [16 empty] | 7 | 2008 | N
9417 | Interstate Power and Light Co | 1052 | Ames Diesel Generating Station | IA | Story | 2 | IC | RE | 1 | 1 | 1 |  | 1 | 1960 | DFO | [5 empty] | N | N | Y | S |  | N | Electric Utility | 1 |  | N | [16 empty] | 7 | 2008 | N
9417 | Interstate Power and Light Co | 1058 | Sixth Street | IA | Linn | 1 | ST | RE | 10 | 9.4 | 9.4 |  | 5 | 1921 | BIT | [5 empty] | N | N |  | S |  | N | Electric Utility | 1 |  | N | [16 empty] | 11 | 2010 | N | Y |  | Y
9417 | Interstate Power and Light Co | 1058 | Sixth Street | IA | Linn | 2 | ST | RE | 6 | 2.8 | 3.9 |  | 11 | 1930 | SUB | BIT | NG |  |  |  | Y | N | Y | S |  | Y | Electric Utility | 1 | T | N | [16 empty] | 11 | 2010 | N | Y |  | Y
9417 | Interstate Power and Light Co | 1058 | Sixth Street | IA | Linn | 4 | ST | RE | 15 | 12.6 | 12.5 |  | 6 | 1942 | SUB | NG |  |  |  |  | Y | N | Y | S |  | Y | Electric Utility | 1 | T | N | [16 empty] | 11 | 2010 | N | Y |  | Y
9417 | Interstate Power and Light Co | 1058 | Sixth Street | IA | Linn | 6 | ST | RE | 10 | 8 | 3 |  | 1 | 1925 | BIT | [5 empty] | N | N |  | S |  | N | Electric Utility | 1 |  | N | [16 empty] | 11 | 2010 | N | Y |  | Y
9417 | Interstate Power and Light Co | 1058 | Sixth Street | IA | Linn | 7 | ST | RE | 15 | 14.7 | 7.8 |  | 3 | 1945 | SUB | NG |  |  |  |  | Y | N |  | S |  | Y | Electric Utility | 1 | T | N | [16 empty] | 11 | 2010 | N | Y |  | Y
9417 | Interstate Power and Light Co | 1058 | Sixth Street | IA | Linn | 8 | ST | RE | 28.7 | 29.2 | 26.8 |  | 10 | 1950 | SUB | NG |  |  |  |  | Y | N |  | S |  | Y | Electric Utility | 1 | T | N | [16 empty] | 11 | 2010 | N | Y |  | Y
9417 | Interstate Power and Light Co | 1073 | Prairie Creek | IA | Linn | 2 | ST | RE | 23 | 18.4 | 20.7 |  | 5 | 1951 | SUB | NG |  |  |  |  | Y | N |  | S |  | Y | Electric Utility | 1 | T | N | N | [15 empty] | 11 | 2010 | N |  |  | Y
9417 | Interstate Power and Light Co | 1077 | Sutherland | IA | Marshall | 2 | ST | RE | 37.5 | 29.5 | 29.7 |  | 5 | 1955 | SUB | NG | PC |  |  |  | Y | N |  | S |  | N | Electric Utility | 1 |  | N | N | [15 empty] | 11 | 2010 | N | Y |  | Y
9417 | Interstate Power and Light Co | 1888 | Fox Lake | MN | Martin | 2 | ST | RE | 11.5 | 11.6 | 10.8 |  | 1 | 1951 | NG | RFO |  |  |  |  | Y | N |  | S |  | N | Electric Utility | 1 |  | N | [16 empty] | 11 | 2010 | N | [6 empty] | DFO
9417 | Interstate Power and Light Co | 1888 | Fox Lake | MN | Martin | 4 | GT | RE | 28.8 | 18.8 | 22.6 |  | 5 | 1974 | DFO | [5 empty] | N | N |  | S |  | N | Electric Utility | 1 |  | N | [16 empty] | 11 | 2010 | N
9417 | Interstate Power and Light Co | 7706 | Agency GT | IA | DES MOINES | 1 | GT | RE | 19.7 | 15.8 | 18.7 |  | 1 | 1992 | NG | DFO |  |  |  |  | Y | N |  | S |  | N | Electric Utility | 1 |  | N | [16 empty] | 11 | 2010 | N
9417 | Interstate Power and Light Co | 7706 | Agency GT | IA | DES MOINES | 2 | GT | RE | 19.7 | 15.5 | 18.4 |  | 1 | 1990 | NG | DFO |  |  |  |  | Y | N |  | S |  | N | Electric Utility | 1 |  | N | [16 empty] | 11 | 2010 | N
9417 | Interstate Power and Light Co | 7706 | Agency GT | IA | DES MOINES | 3 | GT | RE | 19.7 | 12.2 | 14.5 |  | 1 | 1990 | NG | DFO |  |  |  |  | Y | N |  | S |  | N | Electric Utility | 1 |  | N | [16 empty] | 11 | 2010 | N
9417 | Interstate Power and Light Co | 7706 | Agency GT | IA | DES MOINES | 4 | GT | RE | 19.7 | 16.6 | 19.6 |  | 1 | 1990 | NG | DFO |  |  |  |  | Y | N |  | S |  | N | Electric Utility | 1 |  | N | [16 empty] | 11 | 2010
9417 | Interstate Power and Light Co | 8025 | Montgomery | MN | Le Sueur | 1 | GT | RE | 28.8 |  |  |  | 3 | 1974 | DFO | [5 empty] | N | Y |  | S |  | N | Electric Utility | 1 |  | N | [16 empty] | 12 | 2012 | N
9418 | City of Iola - (KS) | 1291 | Iola | KS | Allen | 4 | ST | RE | 3.5 | 4.3 | 4.3 |  | 88 | 1949 | NG | RFO |  |  |  |  | N | Y | N | S |  | N | Electric Utility | 1 |  | N | N | [15 empty] | 10 | 2010 | N
9418 | City of Iola - (KS) | 1291 | Iola | KS | Allen | 5 | ST | RE | 5 | 5.3 | 5.3 |  | 88 | 1957 | NG | RFO |  |  |  |  | N | Y | N | S |  | N | Electric Utility | 1 |  | N | N | [15 empty] | 10 | 2010 | N
9434 | Iowa State University | 54201 | Iowa State University | IA | Story | 1 | ST | RE | 3 | 3 | 3 |  | 6 | 1949 | BIT | NG |  |  |  |  | N | Y |  | S |  | Y | Commercial CHP | 5 |  | N | [16 empty] | 6 | 2004
9603 | City of Jackson - (MO) | 2137 | Jackson | MO | Cape Girardeau | 1 | IC | RE | 1 | 0.9 | 0.9 |  | 6 | 1954 | DFO | NG |  |  |  |  | N | Y |  | S |  | N | Electric Utility | 1 |  | N | [16 empty] | 1 | 2006
9603 | City of Jackson - (MO) | 2137 | Jackson | MO | Cape Girardeau | 2 | IC | RE | 1 | 0.9 | 0.9 |  | 6 | 1954 | DFO | NG |  |  |  |  | N | Y |  | S |  | N | Electric Utility | 1 |  | N | [16 empty] | 1 | 2006
9617 | JEA | 666 | J D Kennedy | FL | Duval | GT3 | GT | RE | 56.2 | 54 | 62.7 |  | 8 | 1973 | DFO | [5 empty] | N | Y |  | S |  | N | Electric Utility | 1 |  | N | [16 empty] | 4 | 2009 | N
9617 | JEA | 666 | J D Kennedy | FL | Duval | GT4 | GT | RE | 56.2 | 54 | 62.7 |  | 7 | 1973 | DFO | [5 empty] | N | Y |  | S |  | N | Electric Utility | 1 |  | N | [16 empty] | 4 | 2008 | N
9617 | JEA | 666 | J D Kennedy | FL | Duval | GT5 | GT | RE | 56.2 | 54 | 62.7 |  | 11 | 1973 | DFO | [5 empty] | N | Y |  | S |  | N | Electric Utility | 1 |  | N | [16 empty] | 4 | 2008 | N
9617 | JEA | 668 | Southside Generating Station | FL | Duval | 4 | ST | RE | 75 | 67 | 67 |  | 11 | 1958 | RFO | NG | [5 empty] | N |  | S |  | N | Electric Utility | 1 |  | N | [16 empty] | 10 | 2001
9617 | JEA | 668 | Southside Generating Station | FL | Duval | 5 | ST | RE | 156.6 | 142 | 142 |  | 9 | 1964 | RFO | NG | [5 empty] | N |  | S |  | N | Electric Utility | 1 |  | N | [16 empty] | 10 | 2001
9617 | JEA | 56799 | Greenland Energy Center | FL | Duval | 3 | CA | IP | 230 | 166.6 | 176.8 |  |  |  | NG | [5 empty] | N | Y |  | S |  | N | Electric Utility | 1 |  | Y
9686 | RockTenn-Jackson Fenandina | 10202 | Fernandina Beach Mill | FL | Nassau | GEN4 | ST | RE | 9.3 | 7 | 7 |  | 3 | 1963 | BIT | RFO | WDS | BLQ |  |  | N | N |  | S |  | Y | Industrial CHP | 7 |  | N | [16 empty] | 12 | 2003 | N
9686 | RockTenn-Jackson Fenandina | 54430 | Jackson Mill | FL | Duval | GEN1 | ST | RE | 43.5 | 40.5 | 40.9 |  | 3 | 1983 | NG | [8 empty] | S |  | N | Industrial Non-CHP | 6 |  | N | [16 empty] | 12 | 1998
9732 | City of Jetmore | 1292 | Jetmore | KS | HODGEMAN | 3 | IC | RE | 0.2 | 0.2 | 0.2 |  | 1 | 1946 | DFO | [5 empty] | N | Y | N | S |  | N | Electric Utility | 1 |  | N | [16 empty] | 1 | 2010
9732 | City of Jetmore | 1292 | Jetmore | KS | HODGEMAN | 4 | IC | RE | 0.8 | 0.8 | 0.8 |  | 1 | 1964 | DFO | [5 empty] | N | Y | N | S |  | N | Electric Utility | 1 |  | N | [16 empty] | 1 | 2010
9765 | John Deere Dubuque Works | 54414 | John Deere Dubuque Works | IA | Dubuque | GEN2 | ST | RE | 3.5 | 3.5 | 3.5 |  | 6 | 1949 | BIT | NG |  |  |  |  | Y | Y |  | S |  | Y | Industrial CHP | 7 | T | N | N | [15 empty] | 11 | 2010 | N | Y | [5 empty] | DFO
9765 | John Deere Dubuque Works | 54414 | John Deere Dubuque Works | IA | Dubuque | GEN3 | ST | RE | 3 | 1.5 | 1.5 |  | 11 | 1989 | BIT | NG |  |  |  |  | Y | Y |  | S |  | Y | Industrial CHP | 7 | T | N | N | [15 empty] | 10 | 2009 | N | Y | [5 empty] | DFO
9765 | John Deere Dubuque Works | 54414 | John Deere Dubuque Works | IA | Dubuque | GEN4 | ST | RE | 7.5 | 7.5 | 7.5 |  | 2 | 1964 | BIT | NG |  |  |  |  | Y | Y |  | S |  | Y | Industrial CHP | 7 | T | N | N | [15 empty] | 11 | 2010 | N | Y | [5 empty] | DFO
9996 | City of Kansas City - (KS) | 6064 | Nearman Creek | KS | Wyandotte | 2 | ST | IP | 261 | 235 | 235 |  |  |  | SUB | [6 empty] | N |  | S |  | N | Electric Utility | 1 |  | N | [18 empty] | N | Y |  | Y
9996 | City of Kansas City - (KS) | 6064 | Nearman Creek | KS | Wyandotte | CT5 | GT | IP | 55 | 45 | 45 |  |  |  | NG | DFO |  |  |  |  | Y | N |  | S |  | N | Electric Utility | 1 |  |  | N | [17 empty] | N
10000 | Kansas City Power & Light Co | 2078 | Grand Avenue | MO | Jackson | 7 | ST | RE | 43 | 33 | 33 |  | 11 | 1929 | NG | [5 empty] | N |  |  | S |  | N | Electric Utility | 1 |  | N | [16 empty] | 12 | 2003
10000 | Kansas City Power & Light Co | 2078 | Grand Avenue | MO | Jackson | 9 | ST | RE | 40.2 | 32 | 32 |  | 2 | 1948 | NG | [8 empty] | S |  | N | Electric Utility | 1 |  | N | [16 empty] | 12 | 2003
10000 | Kansas City Power & Light Co | 7928 | Osawatomie | KS | Miami | 2 | GT | IP | 91.3 | 69.6 | 100.5 |  |  |  | NG | DFO | [7 empty] | S |  | N | Electric Utility | 1 |  | N | [18 empty] | N
10000 | Kansas City Power & Light Co | 7928 | Osawatomie | KS | Miami | 3 | GT | IP | 91.3 | 69.6 | 100.5 |  |  |  | NG | DFO | [7 empty] | S |  | N | Electric Utility | 1 |  | N | [18 empty] | N
10000 | Kansas City Power & Light Co | 7928 | Osawatomie | KS | Miami | 4 | GT | IP | 91.3 | 69.6 | 100.5 |  |  |  | NG | DFO | [7 empty] | S |  | N | Electric Utility | 1 |  | N | [18 empty] | N
10000 | Kansas City Power & Light Co | 7928 | Osawatomie | KS | Miami | 5 | GT | IP | 91.3 | 69.6 | 100.5 |  |  |  | NG | DFO | [7 empty] | S |  | N | Electric Utility | 1 |  | N | [18 empty] | N
10000 | Kansas City Power & Light Co | 7928 | Osawatomie | KS | Miami | 6 | GT | IP | 91.3 | 69.6 | 100.5 |  |  |  | NG | DFO | [7 empty] | S |  | N | Electric Utility | 1 |  | N | [18 empty] | N
10000 | Kansas City Power & Light Co | 7928 | Osawatomie | KS | Miami | 7 | GT | IP | 91.3 | 69.6 | 100.5 |  |  |  | NG | DFO | [7 empty] | S |  | N | Electric Utility | 1 |  | N | [18 empty] | N
10000 | Kansas City Power & Light Co | 7928 | Osawatomie | KS | Miami | 8 | GT | IP | 91.3 | 69.6 | 100.5 |  |  |  | NG | DFO | [7 empty] | S |  | N | Electric Utility | 1 |  | N | [18 empty] | N
10005 | Kansas Gas & Electric Co | 1243 | Neosho | KS | Labette | 3 | ST | RE | 69 | 62 | 62 |  | 11 | 1954 | NG | RFO |  |  |  |  | N | N |  | S |  | N | Electric Utility | 1 |  | N | [16 empty] | 6 | 2012 | N
10056 | City of Kaukauna | 4120 | New Badger | WI | Outagamie | 1 | HY | RE | 1.8 | 1.8 | 1.8 |  | 1 | 1928 | WAT | [5 empty] | N | Y |  | S | 0 | N | Electric Utility | 1 |  | N | [16 empty] | 5 | 2012
10056 | City of Kaukauna | 4120 | New Badger | WI | Outagamie | 2 | HY | RE | 1.8 | 1.8 | 1.8 |  | 1 | 1928 | WAT | [5 empty] | N | Y |  | S | 0 | N | Electric Utility | 1 |  | N | [16 empty] | 5 | 2012
10056 | City of Kaukauna | 4121 | Old Badger | WI | Outagamie | 3 | HY | RE | 1 | 1 | 1 |  | 1 | 1907 | WAT | [5 empty] | N | Y |  | S | 0 | N | Electric Utility | 1 |  | N | [16 empty] | 5 | 2012
10056 | City of Kaukauna | 4121 | Old Badger | WI | Outagamie | 4 | HY | RE | 1 | 1 | 1 |  | 1 | 1907 | WAT | [5 empty] | N | Y |  | S | 0 | N | Electric Utility | 1 |  | N | [16 empty] | 5 | 2012
10056 | City of Kaukauna | 54885 | Kimberly Mill | WI | Outagamie | 1H | HY | RE | 0.7 | 0.7 | 0.7 |  | 1 | 1926 | WAT | [5 empty] | N | N |  | S | 0 | N | Industrial CHP | 7 |  | N | [16 empty] | 10 | 2008 | N
10056 | City of Kaukauna | 54885 | Kimberly Mill | WI | Outagamie | 2H | HY | RE | 0.7 | 0.7 | 0.7 |  | 1 | 1927 | WAT | [5 empty] | N | N |  | S | 0 | N | Industrial CHP | 7 |  | N | [16 empty] | 10 | 2008 | N
10056 | City of Kaukauna | 54885 | Kimberly Mill | WI | Outagamie | 3H | HY | RE | 0.7 | 0.7 | 0.7 |  | 1 | 1927 | WAT | [5 empty] | N | N |  | S | 0 | N | Industrial CHP | 7 |  | N | [16 empty] | 10 | 2008 | N
10056 | City of Kaukauna | 54885 | Kimberly Mill | WI | Outagamie | 3TB | ST | RE | 15.9 | 15.9 | 15.9 |  | 1 | 1980 | NG | BIT |  |  |  |  | N | N |  | S |  | Y | Industrial CHP | 7 | T | N | [16 empty] | 1 | 2009 | N
10056 | City of Kaukauna | 54885 | Kimberly Mill | WI | Outagamie | 4TB | ST | RE | 19.3 | 19.3 | 19.3 |  | 1 | 1968 | NG | BIT |  |  |  |  | N | N |  | S |  | Y | Industrial CHP | 7 | T | N | [16 empty] | 1 | 2009 | N |  |  | Y
10077 | Kaweah Delta Hospital | 10042 | Kaweah Delta District Hospital | CA | Tulare | KDH1 | IC | RE | 0.5 | 0.5 | 0.5 |  | 8 | 1984 | NG | [5 empty] | N | Y |  | S |  | Y | Commercial CHP | 5 |  | N | [16 empty] | 11 | 2006
10077 | Kaweah Delta Hospital | 10042 | Kaweah Delta District Hospital | CA | Tulare | KDH2 | IC | RE | 0.5 | 0.5 | 0.5 |  | 8 | 1984 | NG | [5 empty] | N | Y |  | S |  | Y | Commercial CHP | 5 |  | N | [16 empty] | 12 | 2006
10077 | Kaweah Delta Hospital | 10042 | Kaweah Delta District Hospital | CA | Tulare | KDH3 | IC | RE | 0.7 | 0.7 | 0.7 |  | 10 | 2001 | NG | [5 empty] | N | Y |  | S |  | Y | Commercial CHP | 5 |  | N | [16 empty] | 5 | 2006
10171 | Kentucky Utilities Co | 1357 | Green River | KY | Muhlenberg | 1 | ST | RE | 37.5 | 22 | 22 |  | 1 | 1950 | BIT | DFO |  |  |  |  | N | N |  | S |  | N | Electric Utility | 1 |  | N | [16 empty] | 12 | 2003 | N
10171 | Kentucky Utilities Co | 1357 | Green River | KY | Muhlenberg | 2 | ST | RE | 37.5 | 22 | 22 |  | 3 | 1950 | BIT | DFO |  |  |  |  | N | N |  | S |  | N | Electric Utility | 1 |  | N | [16 empty] | 12 | 2003 | N
10171 | Kentucky Utilities Co | 1360 | Pineville | KY | Bell | 3 | ST | RE | 37.5 | 32 | 33 |  | 7 | 1951 | BIT | [6 empty] | N |  | S |  | N | Electric Utility | 1 |  | N | [16 empty] | 1 | 2002
10171 | Kentucky Utilities Co | 1361 | Tyrone | KY | Woodford | 1 | ST | RE | 31.2 | 27 | 30 |  | 10 | 1947 | DFO | [5 empty] | N | Y |  | S |  | N | Electric Utility | 1 |  | N | [16 empty] | 2 | 2007 | N |  |  | Y |  |  |  | DFO
10171 | Kentucky Utilities Co | 1361 | Tyrone | KY | Woodford | 2 | ST | RE | 31.2 | 31 | 33 |  | 6 | 1948 | DFO | [5 empty] | N | Y |  | S |  | N | Electric Utility | 1 |  | N | [16 empty] | 2 | 2007 | N |  |  | Y |  |  |  | DFO
10273 | Kimberly-Clark Corp | 7627 | Everett Cogen | WA | Snohomish | 1 | ST | RE | 42 | 36 | 26 |  | 1 | 1996 | WDS | NG | DFO |  |  |  | Y | Y |  | S |  | Y | Electric Utility | 1 | T | N | [16 empty] | 10 | 2011 | N
10321 | City of Kingman - (KS) | 1296 | Kingman Municipal Power and Light Plant | KS | KINGMAN | 1 | IC | RE | 1.4 | 1.2 | 1.2 |  | 9 | 1955 | NG | DFO |  |  |  |  | N | N |  | S |  | N | Electric Utility | 1 |  | N | [16 empty] | 6 | 2008 | N
10321 | City of Kingman - (KS) | 1296 | Kingman Municipal Power and Light Plant | KS | KINGMAN | 5 | IC | RE | 1 | 0.8 | 0.9 |  | 5 | 1953 | NG | DFO |  |  |  |  | Y | N |  | S |  | N | Electric Utility | 1 |  | N | [16 empty] | 6 | 2008 | N
10349 | KIAC Partners | 54114 | Kennedy International Airport Cogen | NY | Queens | CT-3 | GT | IP | 50 | 47 | 49 |  |  |  | NG | [5 empty] | N | Y |  | W |  | N | IPP CHP | 3 |  | N | [18 empty] | N
10376 | Kissimmee Utility Authority | 672 | Hansel | FL | Osceola | 14 | IC | RE | 2 | 2 | 2 |  | 2 | 1972 | NG | DFO |  |  |  |  | Y | Y |  | S |  | N | Electric Utility | 1 |  | N | [16 empty] | 10 | 2005
10376 | Kissimmee Utility Authority | 672 | Hansel | FL | Osceola | 15 | IC | RE | 2 | 2 | 2 |  | 2 | 1972 | NG | DFO |  |  |  |  | Y | Y |  | S |  | N | Electric Utility | 1 |  | N | [16 empty] | 10 | 2005
10376 | Kissimmee Utility Authority | 672 | Hansel | FL | Osceola | 16 | IC | RE | 2 | 2 | 2 |  | 2 | 1972 | NG | DFO |  |  |  |  | Y | Y |  | S |  | N | Electric Utility | 1 |  | N | [16 empty] | 10 | 2005
10376 | Kissimmee Utility Authority | 672 | Hansel | FL | Osceola | 17 | IC | RE | 2 | 2 | 2 |  | 2 | 1972 | NG | DFO |  |  |  |  | Y | Y |  | S |  | N | Electric Utility | 1 |  | N | [16 empty] | 10 | 2005
10376 | Kissimmee Utility Authority | 672 | Hansel | FL | Osceola | 18 | IC | RE | 2 | 2 | 2 |  | 2 | 1972 | NG | DFO |  |  |  |  | Y | Y |  | S |  | N | Electric Utility | 1 |  | N | [16 empty] | 10 | 2005
10376 | Kissimmee Utility Authority | 672 | Hansel | FL | Osceola | 19 | IC | RE | 2.5 | 2 | 2 |  | 2 | 1983 | DFO | [5 empty] | N | Y |  | S |  | N | Electric Utility | 1 |  | N | [16 empty] | 10 | 2005
10376 | Kissimmee Utility Authority | 672 | Hansel | FL | Osceola | 20 | IC | RE | 2.5 | 2 | 3 |  | 2 | 1983 | DFO | [5 empty] | N | Y |  | S |  | N | Electric Utility | 1 |  | N | [16 empty] | 10 | 2005
10376 | Kissimmee Utility Authority | 672 | Hansel | FL | Osceola | 21 | CT | RE | 35 | 30 | 38 |  | 2 | 1983 | NG | DFO |  |  |  |  | Y | Y |  | S |  | N | Electric Utility | 1 |  | N | [16 empty] | 10 | 2012 | N
10376 | Kissimmee Utility Authority | 672 | Hansel | FL | Osceola | 22 | CA | RE | 10 | 8 | 6 |  | 11 | 1983 | NG | DFO |  |  |  |  | N | Y |  | S |  | N | Electric Utility | 1 |  | N | [16 empty] | 10 | 2012 | N
10376 | Kissimmee Utility Authority | 672 | Hansel | FL | Osceola | 23 | CA | RE | 10 | 8 | 6 |  | 11 | 1983 | NG | DFO |  |  |  |  | N | Y |  | S |  | N | Electric Utility | 1 |  | N | [16 empty] | 10 | 2012 | N
10376 | Kissimmee Utility Authority | 672 | Hansel | FL | Osceola | 8 | IC | RE | 3 | 2 | 2 |  | 2 | 1959 | NG | DFO |  |  |  |  | Y | Y |  | S |  | N | Electric Utility | 1 |  | N | [16 empty] | 10 | 2005
10384 | Klein Tools Inc | 10498 | Klein Tools Chicago | IL | Cook | 17 | IC | RE | 1.5 | 1.5 | 1.5 |  | 12 | 1986 | DFO | [5 empty] | N | N | N | S |  | N | Industrial Non-CHP | 6 |  | N | [16 empty] | 12 | 2012 | N
10384 | Klein Tools Inc | 10499 | Klein Tools Moran | KS | Allen | 696 | IC | RE | 1.5 | 1.5 | 1.5 |  | 12 | 1985 | DFO | [5 empty] | N |  |  | S |  | N | Industrial Non-CHP | 6 |  | N | [16 empty] | 12 | 2003
10384 | Klein Tools Inc | 10499 | Klein Tools Moran | KS | Allen | 697 | IC | RE | 1.5 | 1.5 | 1.5 |  | 2 | 1986 | DFO | [8 empty] | S |  | N | Industrial Non-CHP | 6 |  | N | [16 empty] | 12 | 2003
10393 | PUD No 1 of Klickitat County | 7832 | Roosevelt Biogas 1 | WA | Klickitat | 6 | IC | IP | 2.1 | 2.1 | 2.1 |  |  |  | LFG | [8 empty] | S |  | N | Electric Utility | 1 |  | N | [18 empty] | N
10402 | KMS Crossroads Inc | 50693 | KMS Crossroads | NJ | Bergen | DG-1 | IC | RE | 1.1 | 0.1 | 0.1 |  | 1 | 1988 | NG | DFO |  |  |  |  | N | Y |  | S |  | Y | IPP CHP | 3 | T | N | [16 empty] | 12 | 2011 | N
10402 | KMS Crossroads Inc | 50693 | KMS Crossroads | NJ | Bergen | DG-3 | IC | RE | 1.1 | 0.1 | 0.1 |  | 1 | 1988 | NG | DFO |  |  |  |  | N | Y |  | S |  | Y | IPP CHP | 3 | T | N | [16 empty] | 12 | 2011 | N
10402 | KMS Crossroads Inc | 50693 | KMS Crossroads | NJ | Bergen | TG-4 | GT | RE | 7 | 0.1 | 0.1 |  | 6 | 1996 | NG | [5 empty] | N | Y |  | S |  | Y | IPP CHP | 3 | T | N | [16 empty] | 12 | 2011 | N
10433 | Kodiak Electric Assn Inc | 6281 | Kodiak | AK | Kodiak Island | 2 | IC | RE | 5.2 | 5.2 | 5.2 |  | 88 | 1976 | DFO | [5 empty] | N |  | N | S |  | N | Electric Utility | 1 |  | N | [16 empty] | 7 | 2003 | N
10433 | Kodiak Electric Assn Inc | 6281 | Kodiak | AK | Kodiak Island | 3 | IC | RE | 5.2 | 5.2 | 5.2 |  | 88 | 1976 | DFO | [5 empty] | N |  | N | S |  | N | Electric Utility | 1 |  | N | [16 empty] | 4 | 2004 | N
10433 | Kodiak Electric Assn Inc | 6281 | Kodiak | AK | Kodiak Island | 6 | IC | RE | 2 | 2 | 2 |  | 2 | 1968 | DFO | [5 empty] | N | N | N | S |  | N | Electric Utility | 1 |  | N | [16 empty] | 4 | 2004 | N
10433 | Kodiak Electric Assn Inc | 6281 | Kodiak | AK | Kodiak Island | 7 | IC | RE | 2 | 2 | 2 |  | 2 | 1968 | DFO | [5 empty] | N | N | N | S |  | N | Electric Utility | 1 |  | N | [16 empty] | 4 | 2002 | N
10433 | Kodiak Electric Assn Inc | 6281 | Kodiak | AK | Kodiak Island | 8 | IC | RE | 2.6 | 2 | 2 |  | 88 | 1968 | DFO | [5 empty] | N | Y | Y | S |  | N | Electric Utility | 1 |  | N | [16 empty] | 4 | 2002 | N
10433 | Kodiak Electric Assn Inc | 6281 | Kodiak | AK | Kodiak Island | 9 | IC | RE | 2 | 2 | 2 |  | 88 | 1968 | DFO | [5 empty] | N | Y | Y | S |  | N | Electric Utility | 1 |  | N | [16 empty] | 4 | 2002 | N
10451 | Kotzebue Electric Assn Inc | 6304 | Kotzebue | AK | NORTHWEST ARCTIC | 12 | IC | RE | 1 | 1 | 1 |  | 7 | 1994 | DFO | [5 empty] | N | N |  | S |  | N | Electric Utility | 1 |  | N | [16 empty] | 7 | 2012 | N
10451 | Kotzebue Electric Assn Inc | 6304 | Kotzebue | AK | NORTHWEST ARCTIC | 9 | IC | RE | 2.1 | 2.1 | 2.1 |  | 12 | 1983 | DFO | [5 empty] | N | N |  | S |  | N | Electric Utility | 1 |  | N | [16 empty] | 10 | 2004 | N
10536 | City of La Junta - (CO) | 506 | La Junta | CO | Otero | 1 | IC | RE | 0.6 | 0.5 | 0.5 |  | 88 | 1939 | DFO | [5 empty] | N | N | N | S |  | N | Electric Utility | 1 |  | N | [16 empty] | 1 | 2003 | N
10536 | City of La Junta - (CO) | 506 | La Junta | CO | Otero | 5 | IC | RE | 1.2 | 1.1 | 1.1 |  | 88 | 1950 | DFO | [5 empty] | N | N | N | S |  | N | Electric Utility | 1 |  | N | [16 empty] | 1 | 2003
10538 | City of La Plata - (MO) | 2140 | La Plata | MO | Macon | 5 | IC | RE | 0.9 | 0.8 | 0.9 |  | 88 | 1960 | DFO | [5 empty] | N | N | Y | S |  | N | Electric Utility | 1 |  | N | [16 empty] | 12 | 2002 | N
10538 | City of La Plata - (MO) | 2140 | La Plata | MO | Macon | 6 | IC | RE | 1 | 0.9 | 0.9 |  | 4 | 1990 | DFO | [5 empty] | N | Y | Y | S |  | N | Electric Utility | 1 |  | N | [16 empty] | 2 | 2009 | N
10538 | City of La Plata - (MO) | 2140 | La Plata | MO | Macon | 7 | IC | RE | 1 | 0.9 | 0.9 |  | 4 | 1990 | DFO | [5 empty] | N | N |  | S |  | N | Electric Utility | 1 |  | N | [16 empty] | 2 | 2009 | N
10538 | City of La Plata - (MO) | 2140 | La Plata | MO | Macon | 8 | IC | RE | 1 | 0.9 | 0.9 |  | 12 | 1998 | DFO | [5 empty] | N | Y | Y | S |  | N | Electric Utility | 1 |  | N | [16 empty] | 3 | 2012 | N
10538 | City of La Plata - (MO) | 2140 | La Plata | MO | Macon | 9 | IC | RE | 1 | 0.9 | 0.9 |  | 12 | 1998 | DFO | [5 empty] | N | Y | Y | S |  | N | Electric Utility | 1 |  | N | [16 empty] | 3 | 2012 | N
10559 | City of La Crosse - (KS) | 1297 | La Crosse | KS | Rush | 3 | IC | RE | 0.6 | 0.6 | 0.6 |  | 9 | 1950 | DFO | NG | [7 empty] | S |  | N | Electric Utility | 1 |  | N | [16 empty] | 12 | 1992
10608 | City of Lake Park - (IA) | 1153 | Lake Park | IA | Dickinson | 1 | IC | RE | 0.7 | 0.5 | 0.5 |  | 88 | 1950 | DFO | [8 empty] | S |  | N | Electric Utility | 1 |  | N | [16 empty] | 3 | 2002
10608 | City of Lake Park - (IA) | 1153 | Lake Park | IA | Dickinson | 2 | IC | RE | 1 | 0.8 | 0.8 |  | 88 | 1958 | DFO | [8 empty] | S |  | N | Electric Utility | 1 |  | N | [16 empty] | 3 | 2002
10620 | City of Lake Worth - (FL) | 673 | Tom G Smith | FL | Palm Beach | S1 | ST | RE | 7.5 | 7 | 8 |  | 1 | 1961 | NG | RFO | [5 empty] | N |  | S |  | N | Electric Utility | 1 |  | N | [16 empty] | 7 | 2000
10620 | City of Lake Worth - (FL) | 673 | Tom G Smith | FL | Palm Beach | S2 | ST | RE | 7.5 | 7 | 8 |  | 11 | 1967 | NG | RFO | [5 empty] | N |  | S |  | N | Electric Utility | 1 |  | N | [16 empty] | 8 | 1986
10620 | City of Lake Worth - (FL) | 673 | Tom G Smith | FL | Palm Beach | S4 | ST | RE | 32.5 | 32 | 33 |  | 8 | 1971 | NG | RFO | [5 empty] | N |  | S |  | N | Electric Utility | 1 |  | N | [16 empty] | 12 | 1990
10622 | City of Lakefield - (MN) | 7415 | Lakefield Utilities | MN | Jackson | 1 | IC | RE | 0.1 | 0.2 | 0.2 |  | 3 | 1936 | DFO | [8 empty] | S |  | N | Electric Utility | 1 |  | N | [16 empty] | 12 | 2002
10622 | City of Lakefield - (MN) | 7415 | Lakefield Utilities | MN | Jackson | 2 | IC | RE | 0.3 | 0.3 | 0.3 |  | 3 | 1936 | DFO | [8 empty] | S |  | N | Electric Utility | 1 |  | N | [16 empty] | 12 | 2002
10622 | City of Lakefield - (MN) | 7415 | Lakefield Utilities | MN | Jackson | 3 | IC | RE | 0.6 | 0.5 | 0.5 |  | 3 | 1939 | DFO | [8 empty] | S |  | N | Electric Utility | 1 |  | N | [16 empty] | 12 | 2002
10622 | City of Lakefield - (MN) | 7415 | Lakefield Utilities | MN | Jackson | 4 | IC | RE | 1 | 0.8 | 0.8 |  | 2 | 1948 | DFO | [8 empty] | S |  | N | Electric Utility | 1 |  | N | [16 empty] | 12 | 2002
10623 | City of Lakeland - (FL) | 675 | Larsen Memorial | FL | Polk | 6 | ST | RE | 25 | 24 | 24 |  | 12 | 1959 | NG | RFO | [7 empty] | S |  | N | Electric Utility | 1 |  | N | [16 empty] | 1 | 2003
10623 | City of Lakeland - (FL) | 676 | C D McIntosh Jr | FL | Polk | 4 | ST | IP | 288 | 288 | 288 |  |  |  | PC | BIT | [7 empty] | S |  | N | Electric Utility | 1 |  | N | [18 empty] | N
10633 | City of Lamar - (CO) | 508 | Lamar Plant | CO | Prowers | 2 | ST | RE | 3 | 3 | 3 |  | 88 | 1939 | NG | DFO |  |  |  |  | N | Y |  | S |  | N | Electric Utility | 1 |  | N | [16 empty] | 7 | 1989 | N
10633 | City of Lamar - (CO) | 508 | Lamar Plant | CO | Prowers | 3 | ST | RE | 5 | 6 | 6 |  | 88 | 1952 | NG | DFO |  |  |  |  | N | Y |  | S |  | N | Electric Utility | 1 |  | N | [16 empty] | 7 | 1989 | N
10713 | City of Larned - (KS) | 1298 | Gas Turbine | KS | Pawnee | GT1 | GT | RE | 1.3 | 1 | 1 |  | 88 | 1955 | NG | [5 empty] | N | Y |  | S |  | N | Electric Utility | 1 |  | N | [16 empty] | 12 | 2010
10713 | City of Larned - (KS) | 1299 | Larned | KS | Pawnee | 1 | ST | RE | 1.5 | 1.5 | 1.5 |  | 88 | 1939 | NG | RFO |  |  |  |  | N | Y |  | S |  | N | Electric Utility | 1 |  | N | [16 empty] | 12 | 2010
10713 | City of Larned - (KS) | 1299 | Larned | KS | Pawnee | 2 | ST | RE | 3 | 3 | 3 |  | 88 | 1948 | NG | RFO |  |  |  |  | N | Y |  | S |  | N | Electric Utility | 1 |  | N | [16 empty] | 12 | 2010
10713 | City of Larned - (KS) | 1299 | Larned | KS | Pawnee | 3 | ST | RE | 8.3 | 9 | 9 |  | 12 | 1966 | NG | [5 empty] | N | Y |  | S |  | N | Electric Utility | 1 |  | N | [16 empty] | 12 | 2010
10830 | City of Lebanon - (OH) | 2921 | Lebanon | OH | Warren | 3 | IC | RE | 1.2 | 1.3 | 1.3 |  | 1 | 1949 | DFO | [5 empty] | N | N | Y | S |  | N | Electric Utility | 1 |  | N | [16 empty] | 12 | 2008 | N
10830 | City of Lebanon - (OH) | 2921 | Lebanon | OH | Warren | 4 | IC | RE | 1.2 | 1.3 | 1.3 |  | 1 | 1950 | DFO | [5 empty] | N | N | Y | S |  | N | Electric Utility | 1 |  | N | [16 empty] | 12 | 2008 | N
11068 | Little Co of Mary Hospital | 10400 | Little Company of Mary Hospital | IL | Cook | GEN1 | GT | RE | 3.8 | 3.2 | 3.8 |  | 7 | 1989 | NG | [5 empty] | N | Y |  | S |  | Y | Commercial CHP | 5 | B | N | N | [15 empty] | 7 | 2012 | N
11079 | Little Rock Wastewater Utility | 10050 | Fourche Creek Wastewater | AR | Pulaski | 1 | IC | RE | 0.5 | 0.5 | 0.5 |  | 7 | 1983 | OBG | NG |  |  |  |  | Y | Y | N | S |  | N | Commercial CHP | 5 |  | N | N | [15 empty] | 2 | 2010 | N
11079 | Little Rock Wastewater Utility | 10050 | Fourche Creek Wastewater | AR | Pulaski | 2 | IC | RE | 0.5 | 0.5 | 0.5 |  | 7 | 1983 | OBG | NG |  |  |  |  | Y | Y |  | S |  | N | Commercial CHP | 5 |  | N | [16 empty] | 4 | 2008 | N
11079 | Little Rock Wastewater Utility | 10050 | Fourche Creek Wastewater | AR | Pulaski | 3 | IC | RE | 0.5 | 0.5 | 0.5 |  | 7 | 1983 | OBG | NG |  |  |  |  | Y | Y | N | S |  | N | Commercial CHP | 5 |  | N | [16 empty] | 1 | 2011 | N
11089 | Live Oaks Company LLC | 55800 | Live Oaks Power Plant | GA | Glynn | CTG1 | CT | IP | 175 | 170 | 160 |  |  |  | NG | [5 empty] | N | Y |  | S |  | N | IPP Non-CHP | 2 |  | N | [18 empty] | N
11089 | Live Oaks Company LLC | 55800 | Live Oaks Power Plant | GA | Glynn | CTG2 | CT | IP | 175 | 170 | 160 |  |  |  | NG | [5 empty] | N | Y |  | S |  | N | IPP Non-CHP | 2 |  | N | [18 empty] | N
11089 | Live Oaks Company LLC | 55800 | Live Oaks Power Plant | GA | Glynn | STG | CA | IP | 250 | 245 | 230 |  |  |  | NG | [5 empty] | N | Y |  | S |  | N | IPP Non-CHP | 2 |  | Y | [18 empty] | N
11135 | City of Logan - (UT) | 3675 | Hydro III | UT | Cache | 1 | HY | RE | 0.7 | 0.7 | 0.6 |  | 1 | 1923 | WAT | [5 empty] | N | Y | Y | S |  | N | Electric Utility | 1 |  | N | [16 empty] | 1 | 1970 | N
11135 | City of Logan - (UT) | 3675 | Hydro III | UT | Cache | IC1 | IC | RE | 0.6 | 0.6 | 0.6 |  | 12 | 1927 | DFO | [5 empty] | N | Y |  | S |  | N | Electric Utility | 1 |  | N | [16 empty] | 12 | 2002
11135 | City of Logan - (UT) | 4251 | Logan City | UT | Cache | IC2 | IC | RE | 0.1 | 0.1 | 0.1 |  | 12 | 1927 | DFO | [5 empty] | N | N |  | S |  | N | Electric Utility | 1 |  | N | [16 empty] | 12 | 2002 | N
11135 | City of Logan - (UT) | 4251 | Logan City | UT | Cache | IC3 | IC | RE | 0.1 | 0.1 | 0.1 |  | 12 | 1927 | DFO | [5 empty] | N | N |  | S |  | N | Electric Utility | 1 |  | N | [16 empty] | 12 | 2002 | N
11135 | City of Logan - (UT) | 4251 | Logan City | UT | Cache | IC4 | IC | RE | 1.2 | 0.1 | 0.1 |  | 12 | 1935 | DFO | [5 empty] | N | N |  | S |  | N | Electric Utility | 1 |  | N | [16 empty] | 12 | 2002 | N
11135 | City of Logan - (UT) | 4251 | Logan City | UT | Cache | IC5A | IC | RE | 1 | 1.1 | 1.1 |  | 7 | 1990 | DFO | [5 empty] | N | N |  | S |  | N | Electric Utility | 1 |  | N | [16 empty] | 12 | 2002 | N
11135 | City of Logan - (UT) | 4251 | Logan City | UT | Cache | IC5B | IC | RE | 1 | 1.1 | 1.1 |  | 8 | 1990 | DFO | [5 empty] | N | N |  | S |  | N | Electric Utility | 1 |  | N | [16 empty] | 12 | 2002 | N
11135 | City of Logan - (UT) | 4251 | Logan City | UT | Cache | IC6 | IC | RE | 2.2 | 2.2 | 2.2 |  | 12 | 1947 | DFO | [5 empty] | N | N |  | S |  | N | Electric Utility | 1 |  | N | [16 empty] | 12 | 2002 | N
11169 | Longview Fibre Co | 54562 | Longview Fibre | WA | Cowlitz | 2 | ST | RE | 2.5 | 2.5 | 2.5 |  | 1 | 1936 | BLQ | NG | WDS | WO | OBL |  | Y | Y |  | S |  | Y | Industrial CHP | 7 |  | N | [16 empty] | 4 | 2007 | N
11169 | Longview Fibre Co | 54562 | Longview Fibre | WA | Cowlitz | 3 | ST | RE | 3.5 | 3.5 | 3.5 |  | 1 | 1941 | BLQ | NG | WDS | WO | OBL |  | Y | Y |  | S |  | Y | Industrial CHP | 7 |  | N | [16 empty] | 4 | 2007 | N
11169 | Longview Fibre Co | 54562 | Longview Fibre | WA | Cowlitz | 5 | ST | RE | 6 | 5.7 | 5.7 |  | 1 | 1950 | BLQ | NG | WDS | WO | OBS |  | Y | Y |  | S |  | Y | Industrial CHP | 7 |  | N | [16 empty] | 4 | 2007 | N
11208 | Los Angeles Department of Water & Power | 399 | Harbor | CA | Los Angeles | GT6 | GT | RE | 23.5 | 19 | 19 |  | 7 | 1972 | NG | DFO |  |  |  |  | N | Y |  | S |  | N | Electric Utility | 1 |  | N | [16 empty] | 10 | 2002
11208 | Los Angeles Department of Water & Power | 399 | Harbor | CA | Los Angeles | GT7 | GT | RE | 23.5 | 19 | 19 |  | 6 | 1972 | NG | DFO |  |  |  |  | N | Y |  | S |  | N | Electric Utility | 1 |  | N | [16 empty] | 10 | 2002
11208 | Los Angeles Department of Water & Power | 400 | Haynes | CA | Los Angeles | 3 | ST | RE | 230 | 222 | 222 |  | 7 | 1964 | NG | RFO |  |  |  |  | N | Y |  | S |  | N | Electric Utility | 1 |  | N | [16 empty] | 9 | 2004
11208 | Los Angeles Department of Water & Power | 400 | Haynes | CA | Los Angeles | 4 | ST | RE | 230 | 222 | 222 |  | 2 | 1965 | NG | RFO |  |  |  |  | N | Y |  | S |  | N | Electric Utility | 1 |  | N | [16 empty] | 12 | 2003
11208 | Los Angeles Department of Water & Power | 408 | Valley | CA | Los Angeles | 1 | ST | RE | 100 | 95 | 95 |  | 9 | 1954 | NG | RFO | [5 empty] | Y |  | S |  | N | Electric Utility | 1 |  | N | [16 empty] | 12 | 1992
11208 | Los Angeles Department of Water & Power | 408 | Valley | CA | Los Angeles | 2 | ST | RE | 100 | 99 | 99 |  | 12 | 1954 | NG | RFO | [5 empty] | Y |  | S |  | N | Electric Utility | 1 |  | N | [16 empty] | 12 | 1992
11208 | Los Angeles Department of Water & Power | 408 | Valley | CA | Los Angeles | 3 | ST | RE | 172.8 | 163 | 163 |  | 11 | 1955 | NG | RFO | [5 empty] | Y |  | S |  | N | Electric Utility | 1 |  | N | [16 empty] | 12 | 2003
11208 | Los Angeles Department of Water & Power | 408 | Valley | CA | Los Angeles | 4 | ST | RE | 172.8 | 160 | 160 |  | 5 | 1956 | NG | RFO | [5 empty] | Y |  | S |  | N | Electric Utility | 1 |  | N | [16 empty] | 12 | 2003
11208 | Los Angeles Department of Water & Power | 57312 | LATTC South Campus Solar | CA | Los Angeles | 1 | PV | IP | 1.1 | 1.1 | 1.1 |  |  |  | SUN | [5 empty] | N | Y |  | S |  | N | Electric Utility | 1
11217 | Los Angeles County Sanitation | 10091 | Total Energy Facilities | CA | Los Angeles | GEN2 | CT | RE | 9.9 | 8 | 9 |  | 1 | 1986 | OBG | NG |  |  |  |  | Y | Y |  | S |  | N | Commercial CHP | 5 |  | N | [16 empty] | 12 | 2002 | N
11217 | Los Angeles County Sanitation | 10091 | Total Energy Facilities | CA | Los Angeles | GEN3 | CT | RE | 9.9 | 8 | 9 |  | 1 | 1986 | OBG | NG |  |  |  |  | Y | Y |  | S |  | N | Commercial CHP | 5 |  | N | [16 empty] | 10 | 2000 | N
11217 | Los Angeles County Sanitation | 10473 | Palos Verdes Gas to Energy | CA | Los Angeles | GEN1 | ST | RE | 13 | 2.5 | 2.5 |  | 5 | 1988 | LFG | NG |  |  |  |  | Y | Y |  | J |  | N | Commercial Non-CHP | 4 |  | N | [16 empty] | 10 | 2011 | N | [6 empty] | NG
11233 | Louisiana Tech University | 54240 | Louisiana Tech University Power Plant | LA | LINCOLN | TG1 | ST | RE | 2.5 | 2.5 | 2.5 |  | 1 | 1963 | NG | [5 empty] | N | Y | N | S |  | Y | Commercial CHP | 5 |  | N | [16 empty] | 12 | 2002 | N
11233 | Louisiana Tech University | 54240 | Louisiana Tech University Power Plant | LA | LINCOLN | TG2 | ST | RE | 5 | 4.6 | 4.8 |  | 4 | 1983 | NG | [5 empty] | N | Y | N | S |  | Y | Commercial CHP | 5 | T | N | [16 empty] | 2 | 2008 | N
11241 | Entergy Louisiana Inc | 1403 | Nine Mile Point | LA | Jefferson | 1 | ST | RE | 69 | 50 | 50 |  | 5 | 1951 | NG | RFO |  |  |  |  | N | Y |  | S |  | N | Electric Utility | 1 |  | N | [16 empty] | 9 | 2011 | N
11241 | Entergy Louisiana Inc | 1403 | Nine Mile Point | LA | Jefferson | 2 | ST | RE | 112.5 | 107 | 107 |  | 7 | 1953 | NG | DFO |  |  |  |  | Y | Y |  | S |  | N | Electric Utility | 1 |  | N | [16 empty] | 9 | 2011 | N
11241 | Entergy Louisiana Inc | 1404 | Sterlington | LA | Ouachita | 6 | ST | RE | 247.7 | 212 | 223 |  | 6 | 1958 | NG | DFO |  |  |  |  | N | Y | Y | S |  | N | Electric Utility | 1 |  | N | [16 empty] | 8 | 2012 | N
11241 | Entergy Louisiana Inc | 1448 | Monroe | LA | Ouachita | 10 | ST | RE | 25 | 22 | 23 |  | 1 | 1961 | NG | DFO |  |  |  |  | N | Y | Y | S |  | N | Electric Utility | 1 |  | N | [16 empty] | 10 | 2011 | N
11241 | Entergy Louisiana Inc | 1448 | Monroe | LA | Ouachita | 11 | ST | RE | 37.5 | 33 | 41 |  | 1 | 1965 | NG | DFO |  |  |  |  | N | Y | Y | S |  | N | Electric Utility | 1 |  | N | [16 empty] | 10 | 2011 | N
11241 | Entergy Louisiana Inc | 1448 | Monroe | LA | Ouachita | 12 | ST | RE | 75 | 71 | 74 |  | 1 | 1968 | NG | DFO |  |  |  |  | N | Y | Y | S |  | N | Electric Utility | 1 |  | N | [16 empty] | 10 | 2011 | N
11241 | Entergy Louisiana Inc | 6706 | Thibodaux | LA | Lafourche | 9 | ST | RE | 21 | 19 | 19 |  | 0 | 1968 | NG | RFO |  |  |  |  | N | N |  | S |  | N | Electric Utility | 1 |  | N | [16 empty] | 1 | 2002
11249 | Louisville Gas & Electric Co | 1367 | Waterside | KY | Jefferson | 7 | GT | RE | 20 | 11 | 13 |  | 6 | 1964 | NG | [5 empty] | N | Y |  | S |  | N | Electric Utility | 1 |  | N | [16 empty] | 8 | 2006 | N
11249 | Louisville Gas & Electric Co | 1367 | Waterside | KY | Jefferson | 8 | GT | RE | 25 | 11 | 13 |  | 2 | 1964 | NG | [5 empty] | N | Y |  | S |  | N | Electric Utility | 1 |  | N | [16 empty] | 8 | 2006 | N
11249 | Louisville Gas & Electric Co | 7894 | Unknown | KY |  | 1 | GT | IP | 181 | 148 | 181 |  |  |  | NG | [5 empty] | N |  |  | S |  | N | Electric Utility | 1 |  | N | [18 empty] | N
11249 | Louisville Gas & Electric Co | 7894 | Unknown | KY |  | 2 | GT | IP | 181 | 148 | 181 |  |  |  | NG | [5 empty] | N |  |  | S |  | N | Electric Utility | 1 |  | N | [18 empty] | N
11249 | Louisville Gas & Electric Co | 7894 | Unknown | KY |  | 3 | GT | IP | 181 | 148 | 181 |  |  |  | NG | [8 empty] | S |  | N | Electric Utility | 1 |  | N | [18 empty] | N
11249 | Louisville Gas & Electric Co | 7894 | Unknown | KY |  | 4 | GT | IP | 185 | 160 | 185 |  |  |  | NG | [8 empty] | S |  | N | Electric Utility | 1 |  | N | [18 empty] | N
11249 | Louisville Gas & Electric Co | 7894 | Unknown | KY |  | 5 | GT | IP | 185 | 160 | 185 |  |  |  | NG | [8 empty] | S |  | N | Electric Utility | 1 |  | N | [18 empty] | N
11249 | Louisville Gas & Electric Co | 7894 | Unknown | KY |  | 6 | GT | IP | 185 | 150 | 185 |  |  |  | NG | DFO | [7 empty] | S |  | N | Electric Utility | 1 |  | N | [18 empty] | N
11249 | Louisville Gas & Electric Co | 7894 | Unknown | KY |  | 7 | GT | IP | 185 | 150 | 185 |  |  |  | NG | DFO | [7 empty] | S |  | N | Electric Utility | 1 |  | N | [18 empty] | N
11249 | Louisville Gas & Electric Co | 7894 | Unknown | KY |  | 8 | GT | IP | 185 | 160 | 185 |  |  |  | NG | DFO | [7 empty] | S |  | N | Electric Utility | 1 |  | N | [18 empty] | N
11252 | Louisiana Generating LLC | 6055 | Big Cajun 2 | LA | Pointe Coupee | BC24 | ST | IP | 730 | 705 | 705 |  |  |  | SUB | DFO |  |  |  |  | N | Y |  | S |  | N | IPP Non-CHP | 2 |  | N | [18 empty] | N | Y |  |  | Y
11268 | City of Lowell - (MI) | 1837 | Lowell | MI | Kent | 5 | IC | RE | 1.1 | 1.1 | 1.1 |  | 1 | 1965 | NG | DFO |  |  |  |  | Y | Y |  | S |  | N | Electric Utility | 1 | [18 empty] | 11 | 2012 | N
11268 | City of Lowell - (MI) | 1837 | Lowell | MI | Kent | 6 | IC | RE | 1.1 | 1.1 | 1.1 |  | 1 | 1956 | NG | DFO |  |  |  |  | Y | Y |  | S |  | N | Electric Utility | 1 | [18 empty] | 11 | 2012 | N
11268 | City of Lowell - (MI) | 1837 | Lowell | MI | Kent | 7 | IC | RE | 1.4 | 1.4 | 1.4 |  | 1 | 1973 | NG | DFO |  |  |  |  | Y | Y |  | S |  | N | Electric Utility | 1 | [18 empty] | 11 | 2012 | N
11273 | Lower Valley Energy Inc | 6394 | Swift Creek | WY | LINCOLN | 1 | HY | RE | 0.4 | 0.4 | 0.4 |  | 88 | 1940 | WAT | [8 empty] | S |  | N | Electric Utility | 1 |  | N | [16 empty] | 1 | 1988
11273 | Lower Valley Energy Inc | 6394 | Swift Creek | WY | LINCOLN | 2 | HY | RE | 0.4 | 0.4 | 0.4 |  | 88 | 1940 | WAT | [8 empty] | S |  | N | Electric Utility | 1 |  | N | [16 empty] | 1 | 1988
11292 | City of Lubbock - (TX) | 3602 | Ty Cooke | TX | Lubbock | GT1 | GT | RE | 12.5 | 11 | 12.5 |  | 4 | 1964 | NG | [6 empty] | Y |  | S |  | N | Electric Utility | 1 |  | N | [16 empty] | 8 | 2012
11332 | City of Luverne - (MN) | 1990 | Luverne | MN | ROCK | 3 | ST | RE | 3 | 3 | 3 |  | 88 | 1951 | NG | DFO |  |  |  |  | N |  |  | S |  | N | Electric Utility | 1 |  | N | [16 empty] | 1 | 2002
11332 | City of Luverne - (MN) | 1990 | Luverne | MN | ROCK | 4A | IC | RE | 0.3 | 0.3 | 0.3 |  | 88 | 1936 | DFO | [5 empty] | N |  |  | S |  | N | Electric Utility | 1 |  | N | [16 empty] | 1 | 2002
11332 | City of Luverne - (MN) | 1990 | Luverne | MN | ROCK | 4B | IC | RE | 0.6 | 0.6 | 0.6 |  | 3 | 1941 | DFO | [5 empty] | N | Y | Y | S |  | N | Electric Utility | 1 |  | N | [16 empty] | 9 | 2004
11372 | City of Lyons - (NE) | 2253 | Lyons | NE | Burt | 5 | IC | RE | 0.3 | 0.2 | 0.2 |  | 1 | 1930 | DFO | [8 empty] | S |  | N | Electric Utility | 1 |  | N | [16 empty] | 7 | 2001
11426 | Massachusetts Water Res Auth | 10826 | Winsor Dam Power Station | MA | Hampshire | WINS | HY | RE | 1.2 | 0.6 | 0.6 |  | 9 | 1950 | WAT | [5 empty] | N | N | N | S | 0 | N | IPP Non-CHP | 2 |  | N | [16 empty] | 12 | 1991 | N
11427 | Massachusetts Wtr RAuth-Deer I | 10823 | Deer Island Treatment Plant | MA | Suffolk | 6ENT | IC | RE | 6 | 6 | 6 |  | 12 | 1989 | OBG | DFO |  |  |  |  | Y | Y |  | S |  | N | Commercial CHP | 5 |  | N | [16 empty] | 3 | 2004
11427 | Massachusetts Wtr RAuth-Deer I | 10823 | Deer Island Treatment Plant | MA | Suffolk | 7ENT | IC | RE | 6 | 6 | 6 |  | 12 | 1989 | OBG | DFO |  |  |  |  | Y | Y |  | S |  | N | Commercial CHP | 5 |  | N | [16 empty] | 3 | 2004
11427 | Massachusetts Wtr RAuth-Deer I | 10823 | Deer Island Treatment Plant | MA | Suffolk | F101 | FC | RE | 0.2 | 0.2 | 0.2 |  | 8 | 1997 | OBG | [5 empty] | N |  |  | S |  | N | Commercial CHP | 5 |  | N | [16 empty] | 12 | 2001
11460 | City of Macon - (MO) | 2141 | Macon | MO | Macon | 1 | IC | RE | 5.2 | 4.8 | 4.8 |  | 8 | 1968 | DFO | NG |  |  |  |  | Y | Y | Y | S |  | N | Electric Utility | 1 | [18 empty] | 7 | 2012 | N
11479 | Madison Gas & Electric Co | 3992 | Blount Street | WI | Dane | 1 | ST | RE | 10 | 6.8 | 7.2 |  | 0 | 1925 | BIT | NG | DFO |  |  |  | Y | Y |  | S |  | N | Electric Utility | 1 |  | N | [16 empty] | 1 | 2006
11479 | Madison Gas & Electric Co | 3992 | Blount Street | WI | Dane | 3 | ST | RE | 34.5 | 30.1 | 30.1 |  | 9 | 1953 | BIT | NG | DFO |  |  |  | Y | Y |  | S |  | N | Electric Utility | 1 |  | N | [16 empty] | 12 | 2011 |  | Y
11479 | Madison Gas & Electric Co | 3992 | Blount Street | WI | Dane | 4 | ST | RE | 20 | 12 | 12 |  | 10 | 1938 | BIT | NG | DFO |  |  |  | Y | Y |  | S |  | N | Electric Utility | 1 |  | N | [16 empty] | 12 | 2011 |  | Y
11479 | Madison Gas & Electric Co | 3992 | Blount Street | WI | Dane | 5 | ST | RE | 23 | 22.9 | 22.9 |  | 11 | 1948 | BIT | NG | DFO |  |  |  | Y | Y |  | S |  | N | Electric Utility | 1 |  | N | [16 empty] | 12 | 2011 |  | Y
11481 | City of Madison - (NE) | 7469 | Madison Utilities | NE | Madison | FM4 | IC | RE | 0.6 | 0.5 | 0.5 |  | 3 | 1948 | DFO | NG |  |  |  |  | N | N |  | S |  | N | Electric Utility | 1 |  | N | [16 empty] | 8 | 2005
11517 | Maine Energy Recovery Co | 10338 | Maine Energy Recovery | ME | York | MERC | ST | RE | 22 | 18 | 18 |  | 6 | 1987 | MSW | [5 empty] | N | Y |  | J |  | N | IPP Non-CHP | 2 |  | N | [16 empty] | 12 | 2012 | N | [6 empty] | NG
11560 | City of Manassas - (VA) | 7440 | VMEA 1 Credit Gen | VA | Prince William | V9 | IC | RE | 1.6 | 1.5 | 1.5 |  | 5 | 1990 | DFO | [5 empty] | N | Y |  | J |  | N | Electric Utility | 1 |  | N | [16 empty] | 12 | 2007 | N
11560 | City of Manassas - (VA) | 7797 | Dominion/Lo Mar | VA | Prince William | DOM3 | IC | IP | 1.8 | 1.6 | 1.7 |  |  |  | DFO | [5 empty] | N |  |  | S |  | N | Electric Utility | 1 |  | N | [18 empty] | N
11560 | City of Manassas - (VA) | 7797 | Dominion/Lo Mar | VA | Prince William | DOM4 | IC | IP | 1.8 | 1.6 | 1.7 |  |  |  | DFO | [5 empty] | N |  |  | S |  | N | Electric Utility | 1 |  | N | [18 empty] | N
11560 | City of Manassas - (VA) | 7797 | Dominion/Lo Mar | VA | Prince William | LOM4 | IC | IP | 1.8 | 1.6 | 1.7 |  |  |  | DFO | [5 empty] | N |  |  | S |  | N | Electric Utility | 1 |  | N | [18 empty] | N
11566 | City of Mangum - (OK) | 2991 | Mangum | OK | GREER | 2 | IC | RE | 0.6 | 0.5 | 0.5 |  | 0 | 1939 | NG | DFO |  |  |  |  | N | Y |  | S |  | N | Electric Utility | 1 |  | N | [16 empty] | 12 | 2007 | N
11566 | City of Mangum - (OK) | 2991 | Mangum | OK | GREER | 3 | IC | RE | 0.4 | 0.2 | 0.2 |  | 0 | 1929 | NG | DFO |  |  |  |  | N | Y |  | S |  | N | Electric Utility | 1 |  | N | [16 empty] | 9 | 2007 | N
11571 | Manitowoc Public Utilities | 4125 | Manitowoc | WI | Manitowoc | 2 | ST | RE | 5 | 5 | 5 |  | 0 | 1935 | BIT | SUB | WDS |  |  |  |  | N |  | S |  | Y | Electric Utility | 1 |  | N | [16 empty] | 12 | 2003
11571 | Manitowoc Public Utilities | 4125 | Manitowoc | WI | Manitowoc | 3 | ST | RE | 10 | 10 | 10 |  | 0 | 1941 | BIT | SUB | WDS |  |  |  |  | N |  | S |  | N | Electric Utility | 1 |  | N | [16 empty] | 12 | 2003
11571 | Manitowoc Public Utilities | 4125 | Manitowoc | WI | Manitowoc | 4 | ST | RE | 10 | 9.5 | 9.5 |  | 5 | 1950 | PC | SUB | WDS | BIT | NG |  |  | Y |  | S |  | Y | Electric Utility | 1 | T | N | [16 empty] | 9 | 2011 | N |  | Y | Y |  |  |  | NG
11571 | Manitowoc Public Utilities | 4125 | Manitowoc | WI | Manitowoc | 8 | ST | IP | 60 | 60 | 60 |  |  |  | PC | BIT | WDS |  |  |  |  | N |  | S |  | N | Electric Utility | 1 |  | N | [18 empty] | N
11571 | Manitowoc Public Utilities | 4125 | Manitowoc | WI | Manitowoc | IC1 | IC | RE | 5.5 | 5 | 5 |  | 9 | 1985 | NG | DFO |  |  |  |  | Y | Y |  | S |  | N | Electric Utility | 1 |  | N | N | [12 empty] | N |  |  | 10 | 2009 | N |  |  | N
11611 | City of Maquoketa - (IA) | 1162 | Maquoketa 1 | IA | Jackson | 1 | IC | RE | 1.4 | 1 | 1 |  | 3 | 1947 | NG | DFO | [5 empty] | N |  | S |  | N | Electric Utility | 1 |  | N | [16 empty] | 8 | 2002 | N
11611 | City of Maquoketa - (IA) | 1162 | Maquoketa 1 | IA | Jackson | 2 | IC | RE | 0.8 | 0.6 | 0.6 |  | 11 | 1938 | DFO | [5 empty] | N |  |  | S |  | N | Electric Utility | 1 |  | N | [16 empty] | 5 | 2002 | N
11624 | City of Marblehead - (MA) | 6585 | Commercial Street | MA | Essex | 2 | IC | RE | 1.1 | 1 | 1 |  | 11 | 1975 | DFO | [5 empty] | N | Y |  | S |  | N | Electric Utility | 1 |  | N | [13 empty] | Y |  |  | 6 | 2010 | N
11626 | City of Marceline | 7470 | Marceline | MO | Linn | 3 | IC | RE | 1.2 | 1.2 | 1.2 |  | 3 | 1959 | DFO | NG |  |  |  |  | Y | Y | Y | S |  | N | Electric Utility | 1 |  | N | [16 empty] | 12 | 2006 | N
11626 | City of Marceline | 7470 | Marceline | MO | Linn | 4 | IC | RE | 0.4 | 0.4 | 0.4 |  | 11 | 1995 | DFO | NG |  |  |  |  | Y | Y | Y | S |  | N | Electric Utility | 1 |  | N | [16 empty] | 12 | 2006 | N
11637 | Marathon Electric Mfg Corp | 50990 | Marathon Electric | WI | Marathon | P3-5 | IC | RE | 0.7 | 0.7 | 0.7 |  | 4 | 1997 | DFO | [5 empty] | N | Y | Y | S |  | N | Industrial Non-CHP | 6 |  | N | [16 empty] | 12 | 2009 | N
11731 | City of Marshall - (MN) | 8014 | Co Rd 33 | MN | Lyon | 7 | IC | IP | 2.5 | 2.5 | 2.5 |  |  |  | DFO | NG |  |  |  |  | N |  |  | S |  | N | Electric Utility | 1 |  | N | [18 empty] | N
11731 | City of Marshall - (MN) | 8014 | Co Rd 33 | MN | Lyon | 8 | IC | IP | 2.5 | 2.5 | 2.5 |  |  |  | DFO | NG |  |  |  |  | N |  |  | S |  | N | Electric Utility | 1 |  | N | [18 empty] | N
11736 | City of Marshall - (IL) | 949 | Marshall | IL | Clark | 1 | IC | RE | 0.9 | 0.8 | 0.8 |  | 99 | 1948 | DFO | [5 empty] | N | N |  | S |  | N | Electric Utility | 1 |  | N | [16 empty] | 2 | 2006 | N
11736 | City of Marshall - (IL) | 949 | Marshall | IL | Clark | 2 | IC | RE | 0.9 | 0.8 | 0.8 |  | 99 | 1948 | DFO | [5 empty] | N | N |  | S |  | N | Electric Utility | 1 |  | N | [16 empty] | 2 | 2006 | N
11736 | City of Marshall - (IL) | 949 | Marshall | IL | Clark | 3 | IC | RE | 1.2 | 1.1 | 1.1 |  | 99 | 1953 | DFO | [5 empty] | N | N |  | S |  | N | Electric Utility | 1 |  | N | [16 empty] | 2 | 2006 | N
11806 | Massachusetts Mun Wholes Electric Co | 6081 | Stony Brook | MA | Hampden | CT4 | CT | IP | 120 | 100 | 120 |  |  |  | DFO | [8 empty] | S |  | N | Electric Utility | 1 |  | N | [18 empty] | N
12119 | McGrath Light & Power Co | 6555 | McGrath | AK | Yukon-Koyukuk | 3 | IC | RE | 0.2 | 0.2 | 0.2 |  | 8 | 1979 | DFO | [5 empty] | N | N | N | S |  | N | Electric Utility | 1 |  | N | [16 empty] | 10 | 2010 | N
12119 | McGrath Light & Power Co | 6555 | McGrath | AK | Yukon-Koyukuk | 4 | IC | RE | 0.2 | 0.1 | 0.2 |  | 8 | 1979 | DFO | [5 empty] | N | N | N | S |  | N | Electric Utility | 1 |  | N | [16 empty] | 10 | 2010 | N
12119 | McGrath Light & Power Co | 6555 | McGrath | AK | Yukon-Koyukuk | 5 | IC | RE | 0.6 | 0.6 | 0.6 |  | 8 | 1979 | DFO | [5 empty] | N | N | N | S |  | N | Electric Utility | 1 |  | N | [16 empty] | 10 | 2010 | N
12199 | Montana-Dakota Utilities Co | 2791 | Williston | ND | Williams | 2 | GT | RE | 5 | 4.7 | 5.2 |  | 11 | 1953 | NG | [6 empty] | Y |  | S |  | N | Electric Utility | 1 |  | N | [16 empty] | 1 | 2012 | N
12199 | Montana-Dakota Utilities Co | 2791 | Williston | ND | Williams | 3 | GT | RE | 5 | 4.9 | 5.4 |  | 12 | 1953 | NG | [6 empty] | Y |  | S |  | N | Electric Utility | 1 |  | N | [16 empty] | 1 | 2012 | N
12208 | City of McPherson - (KS) | 1305 | McPherson 2 | KS | McPherson | 1 | ST | RE | 32 | 26.6 | 26.6 |  | 6 | 1963 | NG | RFO |  |  |  |  | Y | Y |  | S |  | N | Electric Utility | 1 |  | N | [16 empty] | 12 | 2006 | N
12298 | City of Menasha - (WI) | 4127 | Menasha | WI | WINNEBAGO | IC1 | IC | RE | 1 | 1 | 1 |  | 0 | 1949 | DFO | [8 empty] | S |  | N | IPP CHP | 3 |  | N | [16 empty] | 8 | 1997
12311 | Merck & Co Inc | 10224 | Merck Rahway Power Plant | NJ | UNION | GEN7 | ST | RE | 4 | 3.8 | 3.8 |  | 1 | 1968 | DFO | NG |  |  |  |  | Y | N | N | S |  | Y | Industrial CHP | 7 | T | N | [16 empty] | 11 | 2007
12384 | Midwest Generations EME LLC | 865 | Bloom | IL | Cook | 331 | GT | RE | 19 | 11.2 | 14.2 |  | 4 | 1971 | DFO | [6 empty] | Y |  | S |  | N | IPP Non-CHP | 2 |  | N | [16 empty] | 1 | 2003
12384 | Midwest Generations EME LLC | 865 | Bloom | IL | Cook | 332 | GT | RE | 19 | 13.5 | 16.8 |  | 4 | 1971 | DFO | [6 empty] | Y |  | S |  | N | IPP Non-CHP | 2 |  | N | [16 empty] | 1 | 2003
12384 | Midwest Generations EME LLC | 865 | Bloom | IL | Cook | 333 | GT | RE | 19 | 12.7 | 15.7 |  | 4 | 1971 | DFO | [6 empty] | Y |  | S |  | N | IPP Non-CHP | 2 |  | N | [16 empty] | 1 | 2003
12384 | Midwest Generations EME LLC | 865 | Bloom | IL | Cook | 334 | GT | RE | 19 | 11.4 | 16.9 |  | 4 | 1971 | DFO | [6 empty] | Y |  | S |  | N | IPP Non-CHP | 2 |  | N | [16 empty] | 1 | 2003
12384 | Midwest Generations EME LLC | 865 | Bloom | IL | Cook | 341 | GT | RE | 19 | 13.7 | 16.9 |  | 5 | 1971 | DFO | [6 empty] | Y |  | S |  | N | IPP Non-CHP | 2 |  | N | [16 empty] | 1 | 2003
12384 | Midwest Generations EME LLC | 865 | Bloom | IL | Cook | 342 | GT | RE | 19 | 13.7 | 14.1 |  | 5 | 1971 | DFO | [6 empty] | Y |  | S |  | N | IPP Non-CHP | 2 |  | N | [16 empty] | 1 | 2003
12384 | Midwest Generations EME LLC | 865 | Bloom | IL | Cook | 343 | GT | RE | 19 | 11.9 | 15 |  | 5 | 1971 | DFO | [6 empty] | Y |  | S |  | N | IPP Non-CHP | 2 |  | N | [16 empty] | 1 | 2003
12384 | Midwest Generations EME LLC | 865 | Bloom | IL | Cook | 344 | GT | RE | 19 | 12.3 | 15.2 |  | 5 | 1971 | DFO | [6 empty] | Y |  | S |  | N | IPP Non-CHP | 2 |  | N | [16 empty] | 1 | 2003
12384 | Midwest Generations EME LLC | 866 | Calumet | IL | Cook | 311 | GT | RE | 18.4 | 14.7 | 17.9 |  | 6 | 1969 | NG | DFO |  |  |  |  | N | Y |  | S |  | N | IPP Non-CHP | 2 |  | N | [16 empty] | 12 | 2004
12384 | Midwest Generations EME LLC | 866 | Calumet | IL | Cook | 312 | GT | RE | 18.4 | 14.1 | 17.4 |  | 6 | 1969 | NG | DFO |  |  |  |  | N | Y |  | S |  | N | IPP Non-CHP | 2 |  | N | [16 empty] | 12 | 2004
12384 | Midwest Generations EME LLC | 866 | Calumet | IL | Cook | 313 | GT | RE | 18.4 | 12.3 | 15.9 |  | 6 | 1969 | NG | DFO |  |  |  |  | N | Y |  | S |  | N | IPP Non-CHP | 2 |  | N | [16 empty] | 12 | 2004
12384 | Midwest Generations EME LLC | 866 | Calumet | IL | Cook | 314 | GT | RE | 18.4 | 14.8 | 18.4 |  | 6 | 1969 | NG | DFO |  |  |  |  | N | Y |  | S |  | N | IPP Non-CHP | 2 |  | N | [16 empty] | 12 | 2004
12384 | Midwest Generations EME LLC | 866 | Calumet | IL | Cook | 321 | GT | RE | 18.4 | 14.1 | 17.4 |  | 6 | 1996 | NG | DFO |  |  |  |  | N | Y |  | S |  | N | IPP Non-CHP | 2 |  | N | [16 empty] | 12 | 2004
12384 | Midwest Generations EME LLC | 866 | Calumet | IL | Cook | 322 | GT | RE | 18.4 | 14.2 | 18 |  | 6 | 1996 | NG | DFO |  |  |  |  | N | Y |  | S |  | N | IPP Non-CHP | 2 |  | N | [16 empty] | 12 | 2004
12384 | Midwest Generations EME LLC | 866 | Calumet | IL | Cook | 323 | GT | RE | 18.4 | 14.2 | 17.5 |  | 6 | 1969 | NG | DFO |  |  |  |  | N | Y |  | S |  | N | IPP Non-CHP | 2 |  | N | [16 empty] | 12 | 2004
12384 | Midwest Generations EME LLC | 866 | Calumet | IL | Cook | 324 | GT | RE | 18.4 | 14.2 | 17.5 |  | 6 | 1969 | NG | DFO |  |  |  |  | N | Y |  | S |  | N | IPP Non-CHP | 2 |  | N | [16 empty] | 12 | 2004
12384 | Midwest Generations EME LLC | 866 | Calumet | IL | Cook | 331 | GT | RE | 18.4 | 15.1 | 18.4 |  | 6 | 1969 | NG | DFO |  |  |  |  | N | Y |  | S |  | N | IPP Non-CHP | 2 |  | N | [16 empty] | 12 | 2004
12384 | Midwest Generations EME LLC | 866 | Calumet | IL | Cook | 332 | GT | RE | 18.4 | 13 | 17.3 |  | 6 | 1969 | NG | DFO |  |  |  |  | N | Y |  | S |  | N | IPP Non-CHP | 2 |  | N | [16 empty] | 12 | 2004
12384 | Midwest Generations EME LLC | 866 | Calumet | IL | Cook | 333 | GT | RE | 18.4 | 13.6 | 17.2 |  | 6 | 1969 | NG | DFO |  |  |  |  | N | Y |  | S |  | N | IPP Non-CHP | 2 |  | N | [16 empty] | 12 | 2004
12384 | Midwest Generations EME LLC | 866 | Calumet | IL | Cook | 341 | GT | RE | 19 | 13.7 | 17.9 |  | 6 | 1970 | NG | DFO |  |  |  |  | N | Y |  | S |  | N | IPP Non-CHP | 2 |  | N | [16 empty] | 12 | 2004
12384 | Midwest Generations EME LLC | 866 | Calumet | IL | Cook | 342 | GT | RE | 19 | 14 | 17.2 |  | 6 | 1970 | NG | DFO |  |  |  |  | N | Y |  | S |  | N | IPP Non-CHP | 2 |  | N | [16 empty] | 12 | 2004
12384 | Midwest Generations EME LLC | 866 | Calumet | IL | Cook | 343 | GT | RE | 19 | 13.6 | 16.8 |  | 6 | 1970 | NG | DFO |  |  |  |  | N | Y |  | S |  | N | IPP Non-CHP | 2 |  | N | [16 empty] | 12 | 2004
12384 | Midwest Generations EME LLC | 866 | Calumet | IL | Cook | 344 | GT | RE | 19 | 8.3 | 11.5 |  | 6 | 1970 | NG | DFO |  |  |  |  | N | Y |  | S |  | N | IPP Non-CHP | 2 |  | N | [16 empty] | 12 | 2004
12384 | Midwest Generations EME LLC | 867 | Crawford | IL | Cook | 311 | GT | RE | 17.3 | 17.3 | 13.9 |  | 7 | 1968 | NG | [5 empty] | N | Y |  | S |  | N | IPP Non-CHP | 2 |  | N | [16 empty] | 3 | 2005 | N
12384 | Midwest Generations EME LLC | 867 | Crawford | IL | Cook | 312 | GT | RE | 17.3 | 13.7 | 17 |  | 6 | 1968 | NG | [5 empty] | N | Y |  | S |  | N | IPP Non-CHP | 2 |  | N | [16 empty] | 3 | 2005 | N
12384 | Midwest Generations EME LLC | 867 | Crawford | IL | Cook | 313 | GT | RE | 17.3 | 14.4 | 17.9 |  | 7 | 1968 | NG | [5 empty] | N | Y |  | S |  | N | IPP Non-CHP | 2 |  | N | [16 empty] | 3 | 2005 | N
12384 | Midwest Generations EME LLC | 867 | Crawford | IL | Cook | 314 | GT | RE | 17.3 | 13.9 | 17.3 |  | 7 | 1968 | NG | [5 empty] | N | Y |  | S |  | N | IPP Non-CHP | 2 |  | N | [16 empty] | 3 | 2005
12384 | Midwest Generations EME LLC | 867 | Crawford | IL | Cook | 321 | GT | RE | 17.3 | 14.7 | 18.3 |  | 7 | 1968 | NG | [5 empty] | N | Y |  | S |  | N | IPP Non-CHP | 2 |  | N | [16 empty] | 3 | 2005
12384 | Midwest Generations EME LLC | 867 | Crawford | IL | Cook | 322 | GT | RE | 17.3 | 14.7 | 18.3 |  | 7 | 1968 | NG | [5 empty] | N | Y |  | S |  | N | IPP Non-CHP | 2 |  | N | [16 empty] | 3 | 2005
12384 | Midwest Generations EME LLC | 867 | Crawford | IL | Cook | 323 | GT | RE | 17.3 | 13.9 | 17.3 |  | 7 | 1968 | NG | [5 empty] | N | Y |  | S |  | N | IPP Non-CHP | 2 |  | N | [16 empty] | 3 | 2005 | N
12384 | Midwest Generations EME LLC | 867 | Crawford | IL | Cook | 324 | GT | RE | 17.3 | 14.2 | 17.7 |  | 6 | 1968 | NG | [5 empty] | N | Y |  | S |  | N | IPP Non-CHP | 2 |  | N | [16 empty] | 3 | 2005 | N
12384 | Midwest Generations EME LLC | 867 | Crawford | IL | Cook | 331 | GT | RE | 17.3 | 14.2 | 17.7 |  | 7 | 1968 | NG | [5 empty] | N | Y |  | S |  | N | IPP Non-CHP | 2 |  | N | [16 empty] | 3 | 2005 | N
12384 | Midwest Generations EME LLC | 867 | Crawford | IL | Cook | 332 | GT | RE | 17.3 | 13.8 | 17.1 |  | 7 | 1968 | NG | [5 empty] | N | Y |  | S |  | N | IPP Non-CHP | 2 |  | N | [16 empty] | 3 | 2005 | N
12384 | Midwest Generations EME LLC | 867 | Crawford | IL | Cook | 333 | GT | RE | 17.3 | 14.3 | 17.8 |  | 7 | 1968 | NG | [5 empty] | N | Y |  | S |  | N | IPP Non-CHP | 2 |  | N | [16 empty] | 3 | 2005 | N
12384 | Midwest Generations EME LLC | 867 | Crawford | IL | Cook | 334 | GT | RE | 17.3 | 13.7 | 17 |  | 6 | 1968 | NG | [5 empty] | N | Y |  | S |  | N | IPP Non-CHP | 2 |  | N | [16 empty] | 3 | 2005 | N
12384 | Midwest Generations EME LLC | 867 | Crawford | IL | Cook | 7 | ST | RE | 239.3 | 213 | 216 |  | 5 | 1958 | SUB | [5 empty] | N | Y |  | S |  | N | IPP Non-CHP | 2 |  | N | [16 empty] | 8 | 2012 | N | Y |  | Y
12384 | Midwest Generations EME LLC | 867 | Crawford | IL | Cook | 8 | ST | RE | 358.1 | 319 | 326 |  | 4 | 1961 | SUB | [5 empty] | N | Y |  | S |  | N | IPP Non-CHP | 2 |  | N | [16 empty] | 8 | 2012 | N | Y |  | Y
12384 | Midwest Generations EME LLC | 870 | Electric Junction | IL | Du Page | 311 | GT | RE | 19 | 14.6 | 17.7 |  | 6 | 1970 | NG | [5 empty] | N | Y |  | S |  | N | IPP Non-CHP | 2 |  | N | [16 empty] | 12 | 2004
12384 | Midwest Generations EME LLC | 870 | Electric Junction | IL | Du Page | 312 | GT | RE | 19 | 15 | 18.3 |  | 6 | 1970 | NG | [5 empty] | N | Y |  | S |  | N | IPP Non-CHP | 2 |  | N | [16 empty] | 12 | 2004
12384 | Midwest Generations EME LLC | 870 | Electric Junction | IL | Du Page | 313 | GT | RE | 19 | 15.1 | 18.3 |  | 6 | 1970 | NG | [5 empty] | N | Y |  | S |  | N | IPP Non-CHP | 2 |  | N | [16 empty] | 12 | 2004
12384 | Midwest Generations EME LLC | 870 | Electric Junction | IL | Du Page | 314 | GT | RE | 19 | 14.7 | 17.9 |  | 6 | 1970 | NG | [5 empty] | N | Y |  | S |  | N | IPP Non-CHP | 2 |  | N | [16 empty] | 12 | 2004
12384 | Midwest Generations EME LLC | 870 | Electric Junction | IL | Du Page | 321 | GT | RE | 19 | 14.9 | 18.8 |  | 6 | 1970 | NG | [5 empty] | N | Y |  | S |  | N | IPP Non-CHP | 2 |  | N | [16 empty] | 12 | 2004
12384 | Midwest Generations EME LLC | 870 | Electric Junction | IL | Du Page | 322 | GT | RE | 19 | 14.6 | 17.7 |  | 6 | 1970 | NG | [5 empty] | N | Y |  | S |  | N | IPP Non-CHP | 2 |  | N | [16 empty] | 12 | 2004
12384 | Midwest Generations EME LLC | 870 | Electric Junction | IL | Du Page | 323 | GT | RE | 19 | 14.4 | 17.5 |  | 6 | 1970 | NG | [5 empty] | N | Y |  | S |  | N | IPP Non-CHP | 2 |  | N | [16 empty] | 12 | 2004
12384 | Midwest Generations EME LLC | 870 | Electric Junction | IL | Du Page | 324 | GT | RE | 19 | 15.3 | 18.7 |  | 6 | 1970 | NG | [5 empty] | N | Y |  | S |  | N | IPP Non-CHP | 2 |  | N | [16 empty] | 12 | 2004
12384 | Midwest Generations EME LLC | 870 | Electric Junction | IL | Du Page | 331 | GT | RE | 19 | 14.7 | 17.9 |  | 8 | 1970 | NG | [5 empty] | N | Y |  | S |  | N | IPP Non-CHP | 2 |  | N | [16 empty] | 12 | 2004
12384 | Midwest Generations EME LLC | 870 | Electric Junction | IL | Du Page | 332 | GT | RE | 19 | 15.1 | 18.5 |  | 8 | 1970 | NG | [5 empty] | N | Y |  | S |  | N | IPP Non-CHP | 2 |  | N | [16 empty] | 12 | 2004
12384 | Midwest Generations EME LLC | 870 | Electric Junction | IL | Du Page | 333 | GT | RE | 19 | 14.7 | 17.8 |  | 6 | 1970 | NG | [5 empty] | N | Y |  | S |  | N | IPP Non-CHP | 2 |  | N | [16 empty] | 12 | 2004
12384 | Midwest Generations EME LLC | 870 | Electric Junction | IL | Du Page | 334 | GT | RE | 19 | 14.7 | 17.9 |  | 4 | 1971 | NG | [5 empty] | N | Y |  | S |  | N | IPP Non-CHP | 2 |  | N | [16 empty] | 12 | 2004
12384 | Midwest Generations EME LLC | 870 | Electric Junction | IL | Du Page | 341 | GT | RE | 19 | 9.5 | 12.8 |  | 4 | 1971 | NG | DFO |  |  |  |  | N | Y |  | S |  | N | IPP Non-CHP | 2 |  | N | [16 empty] | 12 | 2004
12384 | Midwest Generations EME LLC | 870 | Electric Junction | IL | Du Page | 342 | GT | RE | 19 | 9.8 | 12.8 |  | 4 | 1971 | NG | DFO |  |  |  |  | N | Y |  | S |  | N | IPP Non-CHP | 2 |  | N | [16 empty] | 12 | 2004
12384 | Midwest Generations EME LLC | 870 | Electric Junction | IL | Du Page | 343 | GT | RE | 19 | 10.4 | 13.2 |  | 4 | 1971 | NG | DFO |  |  |  |  | N | Y |  | S |  | N | IPP Non-CHP | 2 |  | N | [16 empty] | 12 | 2004
12384 | Midwest Generations EME LLC | 870 | Electric Junction | IL | Du Page | 344 | GT | RE | 19 | 9.9 | 12.8 |  | 4 | 1971 | NG | DFO |  |  |  |  | N | Y |  | S |  | N | IPP Non-CHP | 2 |  | N | [16 empty] | 12 | 2004
12384 | Midwest Generations EME LLC | 874 | Joliet 9 | IL | Will | 311 | GT | RE | 18.4 | 15.8 | 19.3 |  | 5 | 1969 | NG | [5 empty] | N | Y |  | S |  | N | IPP Non-CHP | 2 |  | N | [16 empty] | 12 | 2004
12384 | Midwest Generations EME LLC | 874 | Joliet 9 | IL | Will | 312 | GT | RE | 18.4 | 14.5 | 17.7 |  | 5 | 1969 | NG | [5 empty] | N | Y |  | S |  | N | IPP Non-CHP | 2 |  | N | [16 empty] | 12 | 2004
12384 | Midwest Generations EME LLC | 874 | Joliet 9 | IL | Will | 313 | GT | RE | 18.4 | 14.6 | 17.8 |  | 5 | 1969 | NG | [5 empty] | N | Y |  | S |  | N | IPP Non-CHP | 2 |  | N | [16 empty] | 12 | 2004
12384 | Midwest Generations EME LLC | 874 | Joliet 9 | IL | Will | 314 | GT | RE | 18.4 | 14 | 17.2 |  | 5 | 1969 | NG | [5 empty] | N | Y |  | S |  | N | IPP Non-CHP | 2 |  | N | [16 empty] | 12 | 2004
12384 | Midwest Generations EME LLC | 874 | Joliet 9 | IL | Will | 321 | GT | RE | 18.4 | 14.1 | 17.3 |  | 5 | 1969 | NG | [5 empty] | N | Y |  | S |  | N | IPP Non-CHP | 2 |  | N | [16 empty] | 12 | 2004
12384 | Midwest Generations EME LLC | 874 | Joliet 9 | IL | Will | 322 | GT | RE | 18.4 | 14.1 | 17.3 |  | 5 | 1969 | NG | [5 empty] | N | Y |  | S |  | N | IPP Non-CHP | 2 |  | N | [16 empty] | 12 | 2004
12384 | Midwest Generations EME LLC | 874 | Joliet 9 | IL | Will | 323 | GT | RE | 18.4 | 14.1 | 17.3 |  | 5 | 1969 | NG | [5 empty] | N | Y |  | S |  | N | IPP Non-CHP | 2 |  | N | [16 empty] | 12 | 2004
12384 | Midwest Generations EME LLC | 874 | Joliet 9 | IL | Will | 324 | GT | RE | 18.4 | 13.9 | 17.8 |  | 5 | 1969 | NG | [5 empty] | N | Y |  | S |  | N | IPP Non-CHP | 2 |  | N | [16 empty] | 12 | 2004
12384 | Midwest Generations EME LLC | 877 | Lombard | IL | Du Page | 311 | GT | RE | 22.1 | 16.2 | 21.2 |  | 6 | 1969 | KER | [5 empty] | N | Y |  | S |  | N | IPP Non-CHP | 2 |  | N | [16 empty] | 12 | 2004
12384 | Midwest Generations EME LLC | 877 | Lombard | IL | Du Page | 312 | GT | RE | 22.1 | 18.4 | 23 |  | 6 | 1969 | NG | [5 empty] | N | Y |  | S |  | N | IPP Non-CHP | 2 |  | N | [16 empty] | 12 | 2004
12384 | Midwest Generations EME LLC | 877 | Lombard | IL | Du Page | 321 | GT | RE | 22.1 | 15.5 | 20.2 |  | 6 | 1969 | KER | [5 empty] | N | Y |  | S |  | N | IPP Non-CHP | 2 |  | N | [16 empty] | 12 | 2004
12384 | Midwest Generations EME LLC | 877 | Lombard | IL | Du Page | 322 | GT | RE | 22.1 | 18.8 | 21.7 |  | 6 | 1969 | KER | [5 empty] | N | Y |  | S |  | N | IPP Non-CHP | 2 |  | N | [16 empty] | 12 | 2004
12384 | Midwest Generations EME LLC | 877 | Lombard | IL | Du Page | 331 | GT | RE | 22.1 | 16.2 | 21.2 |  | 6 | 1969 | KER | [5 empty] | N | Y |  | S |  | N | IPP Non-CHP | 2 |  | N | [16 empty] | 12 | 2004
12384 | Midwest Generations EME LLC | 877 | Lombard | IL | Du Page | 332 | GT | RE | 22.1 | 18.3 | 22.9 |  | 6 | 1969 | NG | [5 empty] | N | Y |  | S |  | N | IPP Non-CHP | 2 |  | N | [16 empty] | 12 | 2004
12384 | Midwest Generations EME LLC | 882 | Sabrooke | IL | Winnebago | 311 | GT | RE | 18.4 | 12.8 | 16.1 |  | 5 | 1969 | DFO | NG |  |  |  |  | N | Y |  | S |  | N | IPP Non-CHP | 2 |  | N | [16 empty] | 12 | 2004
12384 | Midwest Generations EME LLC | 882 | Sabrooke | IL | Winnebago | 312 | GT | RE | 18.4 | 12.4 | 15.6 |  | 5 | 1969 | DFO | NG |  |  |  |  | N | Y |  | S |  | N | IPP Non-CHP | 2 |  | N | [16 empty] | 12 | 2004
12384 | Midwest Generations EME LLC | 882 | Sabrooke | IL | Winnebago | 321 | GT | RE | 18.4 | 11.4 | 15.2 |  | 5 | 1969 | DFO | NG |  |  |  |  | N | Y |  | S |  | N | IPP Non-CHP | 2 |  | N | [16 empty] | 12 | 2004
12384 | Midwest Generations EME LLC | 882 | Sabrooke | IL | Winnebago | 322 | GT | RE | 18.4 | 13.5 | 16.9 |  | 5 | 1969 | DFO | NG |  |  |  |  | N | Y |  | S |  | N | IPP Non-CHP | 2 |  | N | [16 empty] | 12 | 2004
12384 | Midwest Generations EME LLC | 882 | Sabrooke | IL | Winnebago | 331 | GT | RE | 19 | 11 | 13.8 |  | 5 | 1970 | DFO | NG |  |  |  |  | N | Y |  | S |  | N | IPP Non-CHP | 2 |  | N | [16 empty] | 12 | 2004
12384 | Midwest Generations EME LLC | 882 | Sabrooke | IL | Winnebago | 332 | GT | RE | 19 | 12.8 | 16.4 |  | 5 | 1970 | DFO | NG |  |  |  |  | N | Y |  | S |  | N | IPP Non-CHP | 2 |  | N | [16 empty] | 12 | 2004
12384 | Midwest Generations EME LLC | 882 | Sabrooke | IL | Winnebago | 341 | GT | RE | 19 | 12.5 | 14 |  | 5 | 1970 | DFO | NG |  |  |  |  | N | Y |  | S |  | N | IPP Non-CHP | 2 |  | N | [16 empty] | 12 | 2004
12384 | Midwest Generations EME LLC | 882 | Sabrooke | IL | Winnebago | 342 | GT | RE | 19 | 13.1 | 16.6 |  | 5 | 1970 | DFO | NG |  |  |  |  | N | Y |  | S |  | N | IPP Non-CHP | 2 |  | N | [16 empty] | 12 | 2004
12384 | Midwest Generations EME LLC | 883 | Waukegan | IL | Lake | 6 | ST | RE | 121 | 100 | 100 |  | 1 | 1952 | SUB | NG |  |  |  |  | N | Y |  | S |  | N | IPP Non-CHP | 2 |  | N | [16 empty] | 12 | 2007 | N
12384 | Midwest Generations EME LLC | 884 | Will County | IL | Will | 1 | ST | RE | 187.5 | 151 | 156 |  | 7 | 1955 | SUB | DFO |  |  |  |  | N | Y |  | S |  | N | IPP Non-CHP | 2 |  | N | [16 empty] | 12 | 2010 | N | Y |  | Y
12384 | Midwest Generations EME LLC | 884 | Will County | IL | Will | 2 | ST | RE | 183.7 | 148 | 154 |  | 3 | 1955 | SUB | DFO |  |  |  |  | N | Y |  | S |  | N | IPP Non-CHP | 2 |  | N | [16 empty] | 12 | 2010 | N | Y |  | Y
12384 | Midwest Generations EME LLC | 886 | Fisk Street | IL | Cook | 19 | ST | RE | 374 | 326 | 326 |  | 7 | 1968 | SUB | NG |  |  |  |  | N | Y |  | S |  | N | IPP Non-CHP | 2 |  | N | [16 empty] | 8 | 2012 | N | Y |  | Y
12384 | Midwest Generations EME LLC | 6025 | Collins | IL | Grundy | 1 | ST | RE | 544.9 | 554 | 554 |  | 5 | 1978 | NG | RFO |  |  |  |  | N | Y |  | S |  | N | IPP Non-CHP | 2 |  | N | [16 empty] | 10 | 2004
12384 | Midwest Generations EME LLC | 6025 | Collins | IL | Grundy | 2 | ST | RE | 544.9 | 554 | 554 |  | 10 | 1977 | NG | RFO |  |  |  |  | N | Y |  | S |  | N | IPP Non-CHP | 2 |  | N | [16 empty] | 10 | 2004
12384 | Midwest Generations EME LLC | 6025 | Collins | IL | Grundy | 3 | ST | RE | 518.9 | 530 | 530 |  | 5 | 1977 | NG | RFO |  |  |  |  | N | Y |  | S |  | N | IPP Non-CHP | 2 |  | N | [16 empty] | 10 | 2004
12384 | Midwest Generations EME LLC | 6025 | Collins | IL | Grundy | 4 | ST | RE | 520.7 | 530 | 530 |  | 12 | 1978 | NG | RFO |  |  |  |  | N | Y |  | S |  | N | IPP Non-CHP | 2 |  | N | [16 empty] | 10 | 2004
12384 | Midwest Generations EME LLC | 6025 | Collins | IL | Grundy | 5 | ST | RE | 520.7 | 503 | 530 |  | 6 | 1979 | NG | RFO |  |  |  |  | N | Y |  | S |  | N | IPP Non-CHP | 2 |  | N | [16 empty] | 10 | 2004
12397 | Metropolitan Water District of S CA | 7942 | Diamond Valley Lake | CA | Riverside | 1 | HY | RE | 3.3 |  |  | G281 | 5 | 2001 | WAT | [5 empty] | N | Y |  | S |  | N | Electric Utility | 1 |  | N | [16 empty] | 10 | 2009
12397 | Metropolitan Water District of S CA | 7942 | Diamond Valley Lake | CA | Riverside | 5 | HY | RE | 3.3 |  |  | G281 | 12 | 2001 | WAT | [5 empty] | N | Y |  | S |  | N | Electric Utility | 1 |  | N | N | [15 empty] | 10 | 2009
12397 | Metropolitan Water District of S CA | 7942 | Diamond Valley Lake | CA | Riverside | 9 | HY | RE | 3.3 |  |  | G281 | 12 | 2001 | WAT | [5 empty] | N | Y |  | S |  | N | Electric Utility | 1 |  | N | [16 empty] | 10 | 2009
12411 | Miami Dade Water & Sewer Dept | 54623 | Central District Wastewater Treat Plant | FL | Dade | 3 | IC | RE | 1.2 | 1.2 | 1.2 |  | 10 | 1989 | OBG | [5 empty] | N | N | Y | S |  | Y | Commercial CHP | 5 | T | N | [16 empty] | 5 | 2012 | N
12411 | Miami Dade Water & Sewer Dept | 54623 | Central District Wastewater Treat Plant | FL | Dade | 4 | IC | RE | 1.2 | 1.2 | 1.2 |  | 10 | 1989 | OBG | [5 empty] | N | N | Y | S |  | Y | Commercial CHP | 5 | T | N | [16 empty] | 5 | 2012 | N
12490 | Middletown Power LLC | 562 | Middletown | CT | Middlesex | 1 | ST | RE | 69 | 66.3 | 70 |  | 8 | 1954 | RFO | [5 empty] | N | Y | N | S |  | N | IPP Non-CHP | 2 |  | N | [16 empty] | 10 | 1998 | N
12524 | Midwest Energy Inc | 1275 | Ellis | KS | Ellis | 1 | IC | RE | 1 | 1 | 1 |  | 7 | 1960 | NG | DFO |  |  |  |  | N | Y | Y | S |  | N | Electric Utility | 1 |  | N | [16 empty] | 12 | 2007 | N
12524 | Midwest Energy Inc | 1275 | Ellis | KS | Ellis | 2 | IC | RE | 2 | 2 | 2 |  | 7 | 1965 | NG | DFO |  |  |  |  | N | Y | Y | S |  | N | Electric Utility | 1 |  | N | [16 empty] | 12 | 2007 | N
12524 | Midwest Energy Inc | 1275 | Ellis | KS | Ellis | 3 | IC | RE | 0.5 | 0.5 | 0.5 |  | 6 | 1947 | NG | DFO |  |  |  |  | N | Y | Y | S |  | N | Electric Utility | 1 |  | N | [16 empty] | 12 | 2007 | N
12524 | Midwest Energy Inc | 1275 | Ellis | KS | Ellis | 4 | IC | RE | 0.5 | 0.5 | 0.5 |  | 7 | 1954 | NG | DFO |  |  |  |  | N | Y | Y | S |  | N | Electric Utility | 1 |  | N | [16 empty] | 12 | 2007 | N
12524 | Midwest Energy Inc | 1275 | Ellis | KS | Ellis | 5 | IC | RE | 1.5 | 1 | 1 |  | 5 | 1973 | NG | DFO |  |  |  |  | N | Y | Y | S |  | N | Electric Utility | 1 |  | N | [16 empty] | 12 | 2007 | N
12524 | Midwest Energy Inc | 1334 | Great Bend | KS | Barton | 6 | IC | RE | 3 | 3 | 3 |  | 1 | 1954 | NG | DFO | [5 empty] | Y |  | S |  | N | Electric Utility | 1 |  | N | [16 empty] | 12 | 2012 | N
12541 | City of Milford - (IA) | 1164 | Milford | IA | DICKINSON | 3 | IC | RE | 0.3 | 0.3 | 0.3 |  | 1 | 1938 | DFO | [6 empty] | Y | N | S |  | N | Electric Utility | 1 |  | N | [16 empty] | 12 | 2003
12588 | NRG Potomac River LLC | 3788 | Potomac River | VA | Alexandria | 1 | ST | RE | 92 | 88 | 88 |  | 9 | 1949 | BIT | DFO |  |  |  |  | N | Y |  | S |  | N | IPP Non-CHP | 2 |  | N | Y | [15 empty] | 10 | 2012 | N | Y |  | Y |  |  |  | DFO
12588 | NRG Potomac River LLC | 3788 | Potomac River | VA | Alexandria | 2 | ST | RE | 92 | 88 | 88 |  | 6 | 1950 | BIT | DFO |  |  |  |  | N | Y |  | S |  | N | IPP Non-CHP | 2 |  | N | Y | [15 empty] | 10 | 2012 | N | Y |  | Y |  |  |  | DFO
12588 | NRG Potomac River LLC | 3788 | Potomac River | VA | Alexandria | 3 | ST | RE | 110 | 102 | 102 |  | 6 | 1954 | BIT | DFO |  |  |  |  | N | Y |  | S |  | N | IPP Non-CHP | 2 |  | N | Y | [15 empty] | 10 | 2012 | N | Y |  | Y |  |  |  | DFO
12588 | NRG Potomac River LLC | 3788 | Potomac River | VA | Alexandria | 4 | ST | RE | 110 | 102 | 102 |  | 2 | 1956 | BIT | DFO |  |  |  |  | N | Y |  | S |  | N | IPP Non-CHP | 2 |  | N | Y | [15 empty] | 10 | 2012 | N | Y |  | Y |  |  |  | DFO
12588 | NRG Potomac River LLC | 3788 | Potomac River | VA | Alexandria | 5 | ST | RE | 110 | 102 | 102 |  | 5 | 1957 | BIT | DFO |  |  |  |  | N | Y |  | S |  | N | IPP Non-CHP | 2 |  | N | Y | [15 empty] | 10 | 2012 | N | Y |  | Y |  |  |  | DFO
12631 | NRG Delta LLC | 271 | Pittsburg Power | CA | Contra Costa | 1 | ST | RE | 213.4 | 150 | 150 |  | 9 | 1954 | NG | [8 empty] | S |  | N | IPP Non-CHP | 2 |  | N | [16 empty] | 10 | 2003
12631 | NRG Delta LLC | 271 | Pittsburg Power | CA | Contra Costa | 2 | ST | RE | 213.4 | 150 | 150 |  | 8 | 1954 | NG | [8 empty] | S |  | N | IPP Non-CHP | 2 |  | N | [16 empty] | 10 | 2003
12631 | NRG Delta LLC | 271 | Pittsburg Power | CA | Contra Costa | 3 | ST | RE | 213.4 | 150 | 150 |  | 12 | 1954 | NG | [8 empty] | S |  | N | IPP Non-CHP | 2 |  | N | [16 empty] | 10 | 2003
12631 | NRG Delta LLC | 271 | Pittsburg Power | CA | Contra Costa | 4 | ST | RE | 213.4 | 145 | 145 |  | 12 | 1954 | NG | [8 empty] | S |  | N | IPP Non-CHP | 2 |  | N | [16 empty] | 10 | 2003
12647 | Minnesota Power Inc | 1897 | M L Hibbard | MN | St Louis | 1 | ST | RE | 25 | 25 | 25 |  | 9 | 1931 | RFO | [8 empty] | S |  | Y | Electric Utility | 1 |  | N | [16 empty] | 12 | 2003
12647 | Minnesota Power Inc | 1897 | M L Hibbard | MN | St Louis | 2 | ST | RE | 25 | 25 | 25 |  | 8 | 1943 | RFO | [8 empty] | S |  | Y | Electric Utility | 1 |  | N | [16 empty] | 12 | 2003
12647 | Minnesota Power Inc | 8057 | Superior Generation Energy Center | WI | Douglas | GEN1 | GT | IP | 170 | 145 | 167 |  |  |  | NG | [8 empty] | W |  | N | Electric Utility | 1 |  | N | [18 empty] | N
12658 | Minnkota Power Coop, Inc | 2821 | Grand Forks | ND | Grand Forks | 1 | IC | RE | 0.7 | 0.7 | 0.7 |  | 8 | 1941 | DFO | [5 empty] | N | Y |  | S |  | N | Electric Utility | 1 |  | N | [16 empty] | 12 | 2012 | N
12658 | Minnkota Power Coop, Inc | 2821 | Grand Forks | ND | Grand Forks | 10 | IC | RE | 1.1 | 1.1 | 1.1 |  | 8 | 1949 | DFO | [5 empty] | N | Y |  | S |  | N | Electric Utility | 1 |  | N | [16 empty] | 12 | 2012 | N
12658 | Minnkota Power Coop, Inc | 2821 | Grand Forks | ND | Grand Forks | 11 | IC | RE | 1.1 | 1.1 | 1.1 |  | 8 | 1949 | DFO | [5 empty] | N | Y |  | S |  | N | Electric Utility | 1 |  | N | [16 empty] | 12 | 2012 | N
12658 | Minnkota Power Coop, Inc | 2821 | Grand Forks | ND | Grand Forks | 2 | IC | RE | 0.7 | 0.7 | 0.7 |  | 8 | 1941 | DFO | [5 empty] | N | Y |  | S |  | N | Electric Utility | 1 |  | N | [16 empty] | 12 | 2012 | N
12658 | Minnkota Power Coop, Inc | 2821 | Grand Forks | ND | Grand Forks | 3 | IC | RE | 0.7 | 0.7 | 0.7 |  | 8 | 1941 | DFO | [5 empty] | N | Y |  | S |  | N | Electric Utility | 1 |  | N | [16 empty] | 12 | 2012 | N
12658 | Minnkota Power Coop, Inc | 2821 | Grand Forks | ND | Grand Forks | 4 | IC | RE | 1 | 1 | 1 |  | 8 | 1946 | DFO | [5 empty] | N | Y |  | S |  | N | Electric Utility | 1 |  | N | [16 empty] | 12 | 2012
12658 | Minnkota Power Coop, Inc | 2821 | Grand Forks | ND | Grand Forks | 5 | IC | RE | 1 | 1 | 1 |  | 8 | 1946 | DFO | [5 empty] | N | Y |  | S |  | N | Electric Utility | 1 |  | N | [16 empty] | 12 | 2012
12658 | Minnkota Power Coop, Inc | 2821 | Grand Forks | ND | Grand Forks | 6 | IC | RE | 1 | 1 | 1 |  | 8 | 1946 | DFO | [5 empty] | N | Y |  | S |  | N | Electric Utility | 1 |  | N | [16 empty] | 12 | 2012
12658 | Minnkota Power Coop, Inc | 2821 | Grand Forks | ND | Grand Forks | 7 | IC | RE | 1.1 | 1.1 | 1.1 |  | 8 | 1949 | DFO | [5 empty] | N | Y |  | S |  | N | Electric Utility | 1 |  | N | [16 empty] | 12 | 2012 | N
12658 | Minnkota Power Coop, Inc | 2821 | Grand Forks | ND | Grand Forks | 8 | IC | RE | 1.1 | 1.1 | 1.1 |  | 8 | 1949 | DFO | [5 empty] | N | Y |  | S |  | N | Electric Utility | 1 |  | N | [16 empty] | 12 | 2012 | N
12658 | Minnkota Power Coop, Inc | 2821 | Grand Forks | ND | Grand Forks | 9 | IC | RE | 1.1 | 1.1 | 1.1 |  | 8 | 1949 | DFO | [5 empty] | N | Y |  | S |  | N | Electric Utility | 1 |  | N | [16 empty] | 12 | 2012 | N
12658 | Minnkota Power Coop, Inc | 2822 | Harwood | ND | Cass | 1 | IC | RE | 1.6 | 1.6 | 1.6 |  | 10 | 1947 | DFO | [5 empty] | N | N |  | S |  | N | Electric Utility | 1 |  |  | N | [15 empty] | 9 | 2007 | N
12658 | Minnkota Power Coop, Inc | 2822 | Harwood | ND | Cass | 2 | IC | RE | 1.6 | 1.6 | 1.6 |  | 10 | 1947 | DFO | [5 empty] | N | Y |  | S |  | N | Electric Utility | 1 | [18 empty] | 12 | 2012 | N
12658 | Minnkota Power Coop, Inc | 2822 | Harwood | ND | Cass | 3 | IC | RE | 1.6 | 1.6 | 1.6 |  | 10 | 1947 | DFO | [5 empty] | N | Y |  | S |  | N | Electric Utility | 1 | [18 empty] | 12 | 2012 | N
12685 | Entergy Mississippi Inc | 2051 | Delta | MS | Bolivar | 1 | ST | RE | 112.5 | 90 | 93 |  | 12 | 1953 | NG | RFO |  |  |  |  | Y | Y | Y | S |  | N | Electric Utility | 1 |  | N | [16 empty] | 12 | 2012 | N
12685 | Entergy Mississippi Inc | 2051 | Delta | MS | Bolivar | 2 | ST | RE | 112.5 | 87 | 89 |  | 12 | 1953 | NG | RFO |  |  |  |  | Y | Y | Y | S |  | N | Electric Utility | 1 |  | N | [16 empty] | 12 | 2012 | N
12685 | Entergy Mississippi Inc | 2052 | Natchez | MS | Adams | 1 | ST | RE | 66 | 73 | 73 |  | 2 | 1951 | NG | RFO |  |  |  |  | N | Y |  | S |  | N | Electric Utility | 1 |  | N | [16 empty] | 6 | 2011 | N
12685 | Entergy Mississippi Inc | 2053 | Rex Brown | MS | Hinds | 1 | ST | RE | 34.5 | 15 | 15 |  | 7 | 1948 | NG | RFO |  |  |  |  | N | Y |  | S |  | N | Electric Utility | 1 |  | N | [16 empty] | 6 | 2011 | N
12686 | Mississippi Power Co | 2046 | Eaton | MS | Forrest | 1 | ST | RE | 25.9 | 24.5 | 24.5 |  | 3 | 1945 | NG | [5 empty] | N | Y |  | S |  | N | Electric Utility | 1 |  | N | [16 empty] | 12 | 2012 | N | [6 empty] | NG
12686 | Mississippi Power Co | 2046 | Eaton | MS | Forrest | 2 | ST | RE | 25.9 | 24.5 | 24.5 |  | 7 | 1947 | NG | [5 empty] | N | Y |  | S |  | N | Electric Utility | 1 |  | N | [16 empty] | 12 | 2012 | N | [6 empty] | NG
12686 | Mississippi Power Co | 2046 | Eaton | MS | Forrest | 3 | ST | RE | 25.9 | 24.6 | 24.6 |  | 8 | 1949 | NG | [5 empty] | N | Y |  | S |  | N | Electric Utility | 1 |  | N | [16 empty] | 12 | 2012 | N | [6 empty] | NG
12686 | Mississippi Power Co | 7875 | MPC1 | MS |  | 1 | GT | IP | 360 | 360 | 360 |  |  |  | NG | [8 empty] | S |  | N | Electric Utility | 1 |  | N | [18 empty] | N
12792 | NRG New York LLC | 2625 | Bowline Point | NY | Rockland | BOW3 | CT | IP | 750 | 750 | 750 |  |  |  | NG | DFO | [7 empty] | S |  | N | IPP Non-CHP | 2 |  | N | [18 empty] | N
12792 | NRG New York LLC | 2629 | Lovett | NY | Rockland | 3 | ST | RE | 69 | 69 | 67 |  | 3 | 1955 | NG | RFO |  |  |  |  | Y | Y | Y | S |  | N | IPP Non-CHP | 2 |  | N | [16 empty] | 5 | 2007 | N
12792 | NRG New York LLC | 2629 | Lovett | NY | Rockland | 4 | ST | RE | 179.5 | 172 | 165.3 |  | 4 | 1966 | BIT | NG | RFO |  |  |  | Y | Y |  | S |  | N | IPP Non-CHP | 2 |  | N | [16 empty] | 5 | 2007 | N
12792 | NRG New York LLC | 2629 | Lovett | NY | Rockland | 5 | ST | RE | 200.6 | 191 | 185.5 |  | 4 | 1969 | BIT | NG | RFO |  |  |  | Y | Y |  | S |  | N | IPP Non-CHP | 2 |  | N | [16 empty] | 4 | 2008 | N | Y
12796 | Monongahela Power Co | 3942 | FirstEnergy Albright | WV | Preston | 1 | ST | RE | 69 | 73 | 76 |  | 12 | 1952 | BIT | WDS |  |  |  |  | N | Y |  | S |  | N | Electric Utility | 1 |  | N | N | [12 empty] | N |  |  | 9 | 2012 | N | Y |  | Y |  |  |  | DFO
12796 | Monongahela Power Co | 3942 | FirstEnergy Albright | WV | Preston | 2 | ST | RE | 69 | 73 | 76 |  | 10 | 1952 | BIT | WDS |  |  |  |  | N | Y |  | S |  | N | Electric Utility | 1 |  | N | N | [12 empty] | N |  |  | 9 | 2012 | N | Y |  | Y |  |  |  | DFO
12796 | Monongahela Power Co | 3942 | FirstEnergy Albright | WV | Preston | 3 | ST | RE | 140.2 | 137 | 140 |  | 10 | 1954 | BIT | WDS |  |  |  |  | Y | Y |  | S |  | N | Electric Utility | 1 |  | N | N | [12 empty] | N |  |  | 9 | 2012 | N | Y |  | Y |  |  |  | DFO
12796 | Monongahela Power Co | 3945 | FirstEnergy Rivesville | WV | MARION | 5 | ST | RE | 35 | 37 | 39 |  | 6 | 1943 | BIT | [5 empty] | N | Y |  | S |  | N | Electric Utility | 1 |  | N | N | [15 empty] | 9 | 2012 | N | Y |  | Y |  |  |  | DFO
12796 | Monongahela Power Co | 3945 | FirstEnergy Rivesville | WV | MARION | 6 | ST | RE | 74.7 | 88 | 91 |  | 9 | 1951 | BIT | [5 empty] | N | Y |  | S |  | N | Electric Utility | 1 |  | N | N | [15 empty] | 9 | 2012 | N | Y |  | Y |  |  |  | DFO
12796 | Monongahela Power Co | 3946 | FirstEnergy Willow Island | WV | Pleasants | 1 | ST | RE | 50 | 54 | 55 |  | 2 | 1949 | BIT | SUB |  |  |  |  | N | Y |  | S |  | N | Electric Utility | 1 |  | N | N | [15 empty] | 9 | 2012 | N | Y |  | Y | N |  |  | NG
12796 | Monongahela Power Co | 3946 | FirstEnergy Willow Island | WV | Pleasants | 2 | ST | RE | 163.2 | 181 | 186 |  | 10 | 1960 | BIT | TDF | SUB |  |  |  | N | Y |  | S |  | N | Electric Utility | 1 |  | N | N | [15 empty] | 9 | 2012 | N | Y |  | Y | N |  |  | NG
12802 | City of Monroe City - (MO) | 2146 | Monroe | MO | MONROE | 1 | IC | RE | 0.7 | 0.7 | 0.7 |  | 8 | 1940 | DFO | [5 empty] | N | Y | Y | S |  | N | Electric Utility | 1 |  | N | [16 empty] | 12 | 2001 | N
12807 | Michigan South Central Pwr Agy | 4259 | Endicott Station | MI | HILLSDALE | 2 | IC | RE | 1.6 | 1.6 | 1.6 |  | 10 | 2006 | DFO | [5 empty] | N | Y | Y | S |  | N | Electric Utility | 1 | [18 empty] | 5 | 2012 | N
12807 | Michigan South Central Pwr Agy | 4259 | Endicott Station | MI | HILLSDALE | 3 | IC | RE | 1.6 | 1.6 | 1.6 |  | 10 | 2006 | DFO | [5 empty] | N | Y | Y | S |  | N | Electric Utility | 1 | [18 empty] | 5 | 2012 | N
12807 | Michigan South Central Pwr Agy | 7970 | State St Generating | MI | BRANCH | 1 | IC | RE | 1.8 | 1.8 | 1.8 |  | 4 | 2001 | DFO | [5 empty] | N | Y | Y | S |  | N | Electric Utility | 1 |  | N | [16 empty] | 5 | 2012 | N
12807 | Michigan South Central Pwr Agy | 7970 | State St Generating | MI | BRANCH | 2 | IC | RE | 1.8 | 1.8 | 1.8 |  | 4 | 2001 | DFO | [5 empty] | N | Y | Y | S |  | N | Electric Utility | 1 |  | N | [16 empty] | 5 | 2012 | N
12807 | Michigan South Central Pwr Agy | 7970 | State St Generating | MI | BRANCH | 3 | IC | RE | 1.8 | 1.8 | 1.8 |  | 4 | 2001 | DFO | [5 empty] | N | Y | Y | S |  | N | Electric Utility | 1 |  | N | [16 empty] | 5 | 2012 | N
12807 | Michigan South Central Pwr Agy | 7970 | State St Generating | MI | BRANCH | 4 | IC | RE | 1.8 | 1.8 | 1.8 |  | 4 | 2001 | DFO | [5 empty] | N | Y | Y | S |  | N | Electric Utility | 1 |  | N | [16 empty] | 5 | 2012 | N
12807 | Michigan South Central Pwr Agy | 7970 | State St Generating | MI | BRANCH | 5 | IC | RE | 1.8 | 1.8 | 1.8 |  | 4 | 2001 | DFO | [5 empty] | N | Y | Y | S |  | N | Electric Utility | 1 |  | N | [16 empty] | 5 | 2012 | N
12807 | Michigan South Central Pwr Agy | 7970 | State St Generating | MI | BRANCH | 6 | IC | RE | 1.8 | 1.8 | 1.8 |  | 4 | 2001 | DFO | [5 empty] | N | Y | Y | S |  | N | Electric Utility | 1 |  | N | [16 empty] | 5 | 2012 | N
12807 | Michigan South Central Pwr Agy | 7970 | State St Generating | MI | BRANCH | 7 | IC | RE | 1.8 | 1.8 | 1.8 |  | 4 | 2001 | DFO | [5 empty] | N | Y | Y | S |  | N | Electric Utility | 1 |  | N | [16 empty] | 5 | 2012 | N
12807 | Michigan South Central Pwr Agy | 7970 | State St Generating | MI | BRANCH | 8 | IC | RE | 1.8 | 1.8 | 1.8 |  | 4 | 2001 | DFO | [5 empty] | N | Y | Y | S |  | N | Electric Utility | 1 |  | N | [16 empty] | 5 | 2012 | N
12807 | Michigan South Central Pwr Agy | 7970 | State St Generating | MI | BRANCH | 9 | IC | RE | 1.8 | 1.8 | 1.8 |  | 4 | 2001 | DFO | [5 empty] | N | Y | Y | S |  | N | Electric Utility | 1 |  | N | [16 empty] | 5 | 2012 | N
12807 | Michigan South Central Pwr Agy | 56183 | Modular Power LLC | MI | Branch | 1 | IC | RE | 1.6 | 1.6 | 1.6 |  | 6 | 1999 | DFO | [5 empty] | N | Y | Y | S |  | N | Electric Utility | 1 |  | N | [16 empty] | 10 | 2006 | N
12807 | Michigan South Central Pwr Agy | 56183 | Modular Power LLC | MI | Branch | 2 | IC | RE | 1.8 | 1.8 | 1.8 |  | 6 | 1999 | DFO | [5 empty] | N | Y | Y | S |  | N | Electric Utility | 1 |  | N | [16 empty] | 10 | 2006 | N
12807 | Michigan South Central Pwr Agy | 56183 | Modular Power LLC | MI | Branch | 3 | IC | RE | 1.6 | 1.6 | 1.6 |  | 6 | 1999 | DFO | [5 empty] | N | Y | Y | S |  | N | Electric Utility | 1 |  | N | [16 empty] | 10 | 2006 | N
12807 | Michigan South Central Pwr Agy | 56183 | Modular Power LLC | MI | Branch | 4 | IC | RE | 1.6 | 1.6 | 1.6 |  | 6 | 1999 | DFO | [5 empty] | N | Y | Y | S |  | N | Electric Utility | 1 |  | N | [16 empty] | 10 | 2006 | N
12807 | Michigan South Central Pwr Agy | 56183 | Modular Power LLC | MI | Branch | 5 | IC | RE | 1.8 | 1.8 | 1.8 |  | 6 | 1999 | DFO | [5 empty] | N | Y | Y | S |  | N | Electric Utility | 1 |  | N | [16 empty] | 10 | 2006
12807 | Michigan South Central Pwr Agy | 56183 | Modular Power LLC | MI | Branch | 6 | IC | RE | 1.6 | 1.6 | 1.6 |  | 6 | 1999 | DFO | [5 empty] | N | Y | Y | S |  | N | Electric Utility | 1 |  | N | [16 empty] | 10 | 2006 | N
12807 | Michigan South Central Pwr Agy | 56183 | Modular Power LLC | MI | Branch | 7 | IC | RE | 1.6 | 1.6 | 1.6 |  | 6 | 1999 | DFO | [5 empty] | N | Y | Y | S |  | N | Electric Utility | 1 |  | N | [16 empty] | 10 | 2006 | N
12807 | Michigan South Central Pwr Agy | 56183 | Modular Power LLC | MI | Branch | 8 | IC | RE | 1.6 | 1.6 | 1.6 |  | 6 | 1999 | DFO | [5 empty] | N | Y | Y | S |  | N | Electric Utility | 1 |  | N | [16 empty] | 10 | 2006 | N
12807 | Michigan South Central Pwr Agy | 56183 | Modular Power LLC | MI | Branch | 9 | IC | RE | 1.6 | 1.6 | 1.6 |  | 6 | 1999 | DFO | [5 empty] | N | Y | Y | S |  | N | Electric Utility | 1 |  | N | [16 empty] | 10 | 2006 | N
12869 | Monterey Regional Waste Mgmt | 10748 | Marina Landfill Gas | CA | Monterey | G4 | IC | RE | 0.9 | 0.9 | 0.9 |  | 3 | 1997 | LFG | [5 empty] | N | Y |  | S |  | N | Commercial Non-CHP | 4 |  | N | [16 empty] | 10 | 2008 | N
12869 | Monterey Regional Waste Mgmt | 10748 | Marina Landfill Gas | CA | Monterey | LL1 | IC | RE | 0.8 | 0.7 | 0.7 |  | 4 | 1994 | LFG | [5 empty] | N | Y |  | S |  | N | Commercial Non-CHP | 4 |  | N | [16 empty] | 8 | 2006 | N
12894 | City of Moorhead - (MN) | 1995 | Moorhead | MN | Clay | 6 | GT | RE | 10 | 5.9 | 7.9 |  | 1 | 1961 | DFO | [5 empty] | N | N |  | S |  | N | Electric Utility | 1 |  | N | [16 empty] | 7 | 2011 | N
12981 | Motiva Enterprises LLC | 50973 | Motiva Enterprises Port Arthur Refinery | TX | Jefferson | GN26 | CS | RE | 18.8 | 9.7 | 11.7 |  | 6 | 1970 | NG | [5 empty] | N | Y |  | S |  | Y | Industrial CHP | 7 | T | N | N | [12 empty] | N |  |  | 2 | 2012 | N
12981 | Motiva Enterprises LLC | 50973 | Motiva Enterprises Port Arthur Refinery | TX | Jefferson | GN27 | CA | RE | 21.3 | 4.3 | 12 |  | 5 | 1984 | NG | OG |  |  |  |  | N | Y | Y | S |  | Y | Industrial CHP | 7 | T | N | N | [15 empty] | 2 | 2011 | N
13038 | City of Mt Pleasant - (IA) | 1166 | Mt Pleasant | IA | Henry | 5 | ST | RE | 7.5 | 7.5 | 7.5 |  | 10 | 1966 | NG | DFO |  |  |  |  | N | N | N | S |  | N | Electric Utility | 1 |  | N | [16 empty] | 6 | 2001
13038 | City of Mt Pleasant - (IA) | 1166 | Mt Pleasant | IA | Henry | D | IC | RE | 1 | 1 | 1 |  | 88 | 1966 | DFO | [5 empty] | N | N | N | S |  | N | Electric Utility | 1 |  | N | [16 empty] | 1 | 2002
13090 | Village of Mullen | 2280 | Mullen | NE | Hooker | 3 | IC | RE | 0.4 | 0.3 | 0.3 |  | 1 | 1958 | DFO | [5 empty] | N | Y |  | S |  | N | Electric Utility | 1 |  | N | [16 empty] | 1 | 2011 | N
13090 | Village of Mullen | 2280 | Mullen | NE | Hooker | 4 | IC | RE | 0.6 | 0.6 | 0.6 |  | 1 | 1966 | DFO | [5 empty] | N | Y |  | S |  | N | Electric Utility | 1 |  | N | [16 empty] | 1 | 2012 | N
13090 | Village of Mullen | 2280 | Mullen | NE | Hooker | 5 | IC | IP | 1.2 | 1.2 | 1 |  |  |  | DFO | [5 empty] | N | Y |  | S |  | N | Electric Utility | 1 |  | N
13100 | Municipal Electric Authority | 7879 | MEAG1 | GA |  | 1 | CT | IP | 170.9 | 162 | 162 |  |  |  | NG | DFO | [7 empty] | S |  | N | Electric Utility | 1 |  | N | [18 empty] | N
13100 | Municipal Electric Authority | 7880 | MEAG2 | GA |  | 1 | CT | IP | 170.9 | 162 | 162 |  |  |  | NG | DFO | [7 empty] | S |  | N | Electric Utility | 1 |  | N | [18 empty] | N
13100 | Municipal Electric Authority | 7881 | MEAG3 | GA |  | 1 | CT | IP | 170.9 | 162 | 162 |  |  |  | NG | DFO | [7 empty] | S |  | N | Electric Utility | 1 |  | N | [18 empty] | N
13100 | Municipal Electric Authority | 7968 | W R Clayton Plant | GA | Walton | 1 | GT | IP | 180 | 155 | 180 |  |  |  | NG | DFO | [7 empty] | S |  | N | Electric Utility | 1 |  | N | [18 empty] | N
13100 | Municipal Electric Authority | 7968 | W R Clayton Plant | GA | Walton | 2 | GT | IP | 180 | 155 | 180 |  |  |  | NG | DFO | [7 empty] | S |  | N | Electric Utility | 1 |  | N | [18 empty] | N
13100 | Municipal Electric Authority | 7968 | W R Clayton Plant | GA | Walton | 3 | GT | IP | 153 | 155 | 180 |  |  |  | NG | DFO | [7 empty] | S |  | N | Electric Utility | 1 |  | N | [18 empty] | N
13137 | City of Murray - (UT) | 3683 | Murray City | UT | Salt Lake | 3 | IC | RE | 2.2 | 2 | 2 |  | 88 | 1952 | NG | DFO | [7 empty] | S |  | N | Electric Utility | 1 |  | N | [16 empty] | 1 | 2002
13137 | City of Murray - (UT) | 3683 | Murray City | UT | Salt Lake | 4 | IC | RE | 1 | 0.9 | 1 |  | 88 | 1948 | NG | DFO | [7 empty] | S |  | N | Electric Utility | 1 |  | N | [16 empty] | 1 | 2002
13137 | City of Murray - (UT) | 3683 | Murray City | UT | Salt Lake | 5 | IC | RE | 1 | 0.9 | 1 |  | 88 | 1948 | NG | DFO | [7 empty] | S |  | N | Electric Utility | 1 |  | N | [16 empty] | 1 | 2002
13137 | City of Murray - (UT) | 3683 | Murray City | UT | Salt Lake | 6 | IC | RE | 3 | 2.3 | 2.5 |  | 88 | 1958 | NG | DFO | [7 empty] | S |  | N | Electric Utility | 1 |  | N | [16 empty] | 1 | 2002
13168 | NRG Huntley Operations Inc | 2549 | C R Huntley Generating Station | NY | Erie | 63 | ST | RE | 80 | 80 | 80 |  | 8 | 1942 | BIT | DFO |  |  |  |  | N | Y | Y | W |  | N | IPP Non-CHP | 2 |  | N | N | [15 empty] | 4 | 2006 | N
13168 | NRG Huntley Operations Inc | 2549 | C R Huntley Generating Station | NY | Erie | 64 | ST | RE | 100 | 100 | 100 |  | 10 | 1948 | BIT | DFO |  |  |  |  | N | Y | Y | S |  | N | IPP Non-CHP | 2 |  | N | N | [15 empty] | 4 | 2006 | N
13168 | NRG Huntley Operations Inc | 2549 | C R Huntley Generating Station | NY | Erie | 65 | ST | RE | 100 | 100 | 100 |  | 11 | 1953 | BIT | [6 empty] | Y | Y | S |  | N | IPP Non-CHP | 2 |  | N | N | [15 empty] | 6 | 2007 |  | Y
13168 | NRG Huntley Operations Inc | 2549 | C R Huntley Generating Station | NY | Erie | 66 | ST | RE | 100 | 100 | 100 |  | 1 | 1954 | BIT | DFO |  |  |  |  | N | Y | Y | S |  | N | IPP Non-CHP | 2 |  | N | N | [15 empty] | 6 | 2007 | N | Y
13193 | Naniwa Energy LLC | 55494 | Tri Center Naniwa Energy | NV | Storey | CT1 | GT | RE | 64 | 50 | 60 |  | 7 | 2001 | NG | [5 empty] | N | Y |  | S |  | N | IPP Non-CHP | 2 |  | N | [16 empty] | 3 | 2008
13193 | Naniwa Energy LLC | 55494 | Tri Center Naniwa Energy | NV | Storey | CT2 | GT | RE | 64 | 50 | 60 |  | 7 | 2001 | NG | [5 empty] | N | Y |  | S |  | N | IPP Non-CHP | 2 |  | N | [16 empty] | 3 | 2008
13201 | Naknek Electric Assn, Inc | 6301 | Naknek | AK | Bristol Bay | 5 | IC | RE | 0.4 | 0.4 | 0.4 |  | 12 | 1977 | DFO | [5 empty] | N | N |  | S |  | Y | Electric Utility | 1 |  | N | [16 empty] | 8 | 2004 | N
13201 | Naknek Electric Assn, Inc | 6301 | Naknek | AK | Bristol Bay | 6 | IC | RE | 0.4 | 0.4 | 0.4 |  | 12 | 1977 | DFO | [5 empty] | N | N |  | S |  | Y | Electric Utility | 1 |  | N | [16 empty] | 8 | 2004 | N
13201 | Naknek Electric Assn, Inc | 6301 | Naknek | AK | Bristol Bay | 7 | IC | RE | 0.4 | 0.4 | 0.4 |  | 12 | 1977 | DFO | [5 empty] | N | N |  | S |  | Y | Electric Utility | 1 |  | N | [16 empty] | 8 | 2004 | N
13206 | Nantucket Electric Co | 1615 | Nantucket | MA | Nantucket | 10 | IC | RE | 1.2 | 1 | 1 |  | 7 | 1987 | DFO | [5 empty] | N | Y |  | W |  | N | Electric Utility | 1 |  | N | [16 empty] | 6 | 2006
13206 | Nantucket Electric Co | 1615 | Nantucket | MA | Nantucket | 11 | IC | RE | 1.2 | 1 | 1 |  | 7 | 1987 | DFO | [5 empty] | N | Y | Y | W |  | N | Electric Utility | 1 |  | N | [16 empty] | 6 | 2006
13206 | Nantucket Electric Co | 1615 | Nantucket | MA | Nantucket | 14 | IC | RE | 2.5 | 2.5 | 2.5 |  | 4 | 1995 | DFO | [5 empty] | N | Y | Y | W |  | N | Electric Utility | 1 |  | N | [16 empty] | 8 | 2007
13206 | Nantucket Electric Co | 1615 | Nantucket | MA | Nantucket | 15 | IC | RE | 2.5 | 2.5 | 2.5 |  | 4 | 1995 | DFO | [5 empty] | N | Y | Y | W |  | N | Electric Utility | 1 |  | N | [16 empty] | 8 | 2007
13206 | Nantucket Electric Co | 1615 | Nantucket | MA | Nantucket | 16 | IC | RE | 2.5 | 2.5 | 2.5 |  | 2 | 1998 | DFO | [5 empty] | N | Y | Y | W |  | N | Electric Utility | 1 |  | N | [16 empty] | 8 | 2007
13206 | Nantucket Electric Co | 1615 | Nantucket | MA | Nantucket | 17 | IC | RE | 2.5 | 2.5 | 2.5 |  | 2 | 1998 | DFO | [5 empty] | N | Y | Y | W |  | N | Electric Utility | 1 |  | N | [16 empty] | 8 | 2007
13337 | Nebraska Public Power District | 6229 | Mobile | NE | York | 3 | IC | RE | 1 | 0.8 | 0.8 |  | 1 | 1980 | DFO | [5 empty] | N | Y |  | S |  | N | Electric Utility | 1 |  | N | [16 empty] | 12 | 2003 | N
13407 | Nevada Power Co | 2322 | Clark | NV | Clark | 1 | ST | RE | 50 | 42 | 42 |  | 12 | 1955 | NG | RFO |  |  |  |  | Y | Y |  | S |  | N | Electric Utility | 1 |  | N | [16 empty] | 9 | 2005
13407 | Nevada Power Co | 2322 | Clark | NV | Clark | 2 | ST | RE | 65 | 66 | 69 |  | 7 | 1957 | NG | RFO |  |  |  |  | Y | Y |  | S |  | N | Electric Utility | 1 |  | N | [16 empty] | 9 | 2005
13407 | Nevada Power Co | 2322 | Clark | NV | Clark | 3 | ST | RE | 75 | 73 | 81 |  | 7 | 1961 | NG | RFO |  |  |  |  | Y | Y |  | S |  | N | Electric Utility | 1 |  | N | [16 empty] | 9 | 2005
13407 | Nevada Power Co | 2326 | Sunrise | NV | Clark | 1 | ST | RE | 81.6 | 80 | 80 |  | 5 | 1964 | NG | [5 empty] | N | Y |  | S |  | N | Electric Utility | 1 |  | N | [16 empty] | 12 | 2011
13407 | Nevada Power Co | 2326 | Sunrise | NV | Clark | 2 | GT | RE | 85 | 69 | 76 |  | 10 | 1974 | NG | [5 empty] | N | Y |  | S |  | N | Electric Utility | 1 |  | N | [16 empty] | 12 | 2011
13407 | Nevada Power Co | 56642 | Ely Energy Center | NV | White Pine | 1 | ST | IP | 750 | 750 | 750 |  |  |  | SUB | [5 empty] | N | Y |  | S |  | N | Electric Utility | 1 | [20 empty] | N | Y
13407 | Nevada Power Co | 56642 | Ely Energy Center | NV | White Pine | 2 | ST | IP | 750 | 750 | 750 |  |  |  | SUB | [5 empty] | N | Y |  | S |  | N | Electric Utility | 1 | [20 empty] | N | Y
13466 | City of New Lisbon | 4130 | New Lisbon | WI | Juneau | 1 | IC | RE | 0.1 | 0.1 | 0.1 |  | 1 | 1930 | DFO | [6 empty] | Y |  | S |  | N | Electric Utility | 1 |  | N | [16 empty] | 12 | 2003
13466 | City of New Lisbon | 4130 | New Lisbon | WI | Juneau | 3 | IC | RE | 0.2 | 0.2 | 0.2 |  | 1 | 1936 | DFO | [6 empty] | Y |  | S |  | N | Electric Utility | 1 |  | N | [16 empty] | 12 | 2003
13466 | City of New Lisbon | 4130 | New Lisbon | WI | Juneau | 4 | IC | RE | 0.3 | 0.3 | 0.3 |  | 1 | 1948 | DFO | [6 empty] | Y |  | S |  | N | Electric Utility | 1 |  | N | [16 empty] | 12 | 2003
13478 | Entergy New Orleans Inc | 1407 | A B Paterson | LA | Orleans | 3 | ST | RE | 51.7 | 40 | 56 |  | 4 | 1950 | NG | RFO |  |  |  |  | N | Y |  | S |  | N | Electric Utility | 1 |  | N | [16 empty] | 9 | 2010 | N
13478 | Entergy New Orleans Inc | 1407 | A B Paterson | LA | Orleans | 4 | ST | RE | 81.2 | 72 | 72 |  | 12 | 1954 | NG | RFO |  |  |  |  | N | Y |  | S |  | N | Electric Utility | 1 |  | N | [16 empty] | 9 | 2010 | N
13478 | Entergy New Orleans Inc | 1407 | A B Paterson | LA | Orleans | 5 | GT | RE | 16 | 11 | 16 |  | 9 | 1967 | DFO | [5 empty] | N | Y |  | S |  | N | Electric Utility | 1 |  | N | [16 empty] | 9 | 2010 | N
13478 | Entergy New Orleans Inc | 1409 | Michoud | LA | Orleans | 1 | ST | RE | 115.2 | 65 | 65 |  | 5 | 1957 | NG | RFO |  |  |  |  | N | Y |  | S |  | N | Electric Utility | 1 |  | N | [16 empty] | 9 | 2011 | N
13480 | New Prague Utilities Comm | 1999 | New Prague | MN | Le Sueur | 1 | IC | RE | 1.4 | 1 | 1 |  | 8 | 1948 | NG | DFO |  |  |  |  | Y | Y |  | S |  | N | Electric Utility | 1 |  | N | N | [15 empty] | 1 | 2009 | N
13504 | New Hanover County | 50271 | New Hanover County WASTEC | NC | New Hanover | 1TG | ST | RE | 3.9 | 2.2 | 2.2 |  | 6 | 1984 | MSW | NG |  |  |  |  | N |  |  | S |  | N | IPP Non-CHP | 2 |  | N | [16 empty] | 12 | 2001
13504 | New Hanover County | 50271 | New Hanover County WASTEC | NC | New Hanover | 1TGA | ST | RE | 4.2 | 1.9 | 2.8 |  | 3 | 2002 | MSW | [5 empty] | N | Y |  | S |  | N | IPP Non-CHP | 2 |  | N | [16 empty] | 12 | 2010 | [7 empty] | NG
13504 | New Hanover County | 50271 | New Hanover County WASTEC | NC | New Hanover | 2BP | ST | RE | 0.1 | 0.1 | 0.1 |  | 6 | 1984 | MSW | NG |  |  |  |  | N |  |  | S |  | N | IPP Non-CHP | 2 |  | N | [16 empty] | 12 | 2002
13511 | New York State Elec & Gas Corp | 2533 | Keuka | NY | Steuben | 1 | HY | RE | 2 | 1.9 | 1.8 |  | 88 | 1928 | WAT | [5 empty] | N | Y | Y | S |  | N | Electric Utility | 1 |  | N | [16 empty] | 11 | 2006 | N
13582 | NRG Astoria Gas Turbine Operations Inc | 55243 | Astoria Gas Turbines | NY | Queens | 9 | GT | RE | 19.2 | 16.3 | 18.8 |  | 1 | 1970 | KER | [6 empty] | N |  | W |  | N | IPP Non-CHP | 2 |  | N | [16 empty] | 12 | 2002
13584 | NRG El Segundo Operations Inc | 330 | El Segundo Power | CA | Los Angeles | 1 | ST | RE | 156.2 | 145.3 | 146.8 |  | 5 | 1955 | NG | OG |  |  |  |  | N | N |  | W |  | N | IPP Non-CHP | 2 |  | N | [16 empty] | 12 | 2002
13584 | NRG El Segundo Operations Inc | 330 | El Segundo Power | CA | Los Angeles | 2 | ST | RE | 156.2 | 145.3 | 146.8 |  | 8 | 1956 | NG | OG |  |  |  |  | N | N |  | J |  | N | IPP Non-CHP | 2 |  | N | [16 empty] | 12 | 2002
13584 | NRG El Segundo Operations Inc | 341 | Long Beach Generation LLC | CA | Los Angeles | CT5 | CT | RE | 63 | 63 | 63 |  | 4 | 1977 | NG | [6 empty] | N |  | J |  | N | IPP Non-CHP | 2 |  | N | [16 empty] | 12 | 2004
13584 | NRG El Segundo Operations Inc | 341 | Long Beach Generation LLC | CA | Los Angeles | CT6 | CT | RE | 63 | 63 | 63 |  | 4 | 1977 | NG | [6 empty] | N |  | J |  | N | IPP Non-CHP | 2 |  | N | [16 empty] | 12 | 2004
13584 | NRG El Segundo Operations Inc | 341 | Long Beach Generation LLC | CA | Los Angeles | CT7 | CT | RE | 63 | 63 | 63 |  | 4 | 1977 | NG | [6 empty] | N |  | J |  | N | IPP Non-CHP | 2 |  | N | [16 empty] | 12 | 2004 | N
13584 | NRG El Segundo Operations Inc | 341 | Long Beach Generation LLC | CA | Los Angeles | ST8 | CA | RE | 80 | 80 | 80 |  | 12 | 1976 | NG | [6 empty] | N |  | J |  | N | IPP Non-CHP | 2 |  | N | [16 empty] | 12 | 2004 | N
13584 | NRG El Segundo Operations Inc | 341 | Long Beach Generation LLC | CA | Los Angeles | ST9 | CA | RE | 66.4 | 63 | 63 |  | 4 | 1977 | NG | [6 empty] | N | N | J |  | N | IPP Non-CHP | 2 |  | N | [16 empty] | 12 | 2004 | N
13630 | North Carolina Mun Power Agny #1 | 56058 | High Point, Jackson Lake | NC | Guilford | 1 | IC | RE | 1.8 | 1.8 | 1.8 |  | 6 | 2002 | DFO | [5 empty] | N | N |  | S |  | N | Electric Utility | 1 |  | N | [16 empty] | 11 | 2007 | N
13630 | North Carolina Mun Power Agny #1 | 56060 | Gastonia Rankin Lake | NC | Gaston | 1 | IC | RE | 1.8 | 1.8 | 1.8 |  | 6 | 2002 | DFO | [5 empty] | N | N |  | S |  | N | Electric Utility | 1 |  | N | [16 empty] | 9 | 2012 | N
13630 | North Carolina Mun Power Agny #1 | 56061 | Gastonia Duke Street | NC | Gaston | 1 | IC | RE | 1.8 | 1.8 | 1.8 |  | 6 | 2002 | DFO | [5 empty] | N | N |  | S |  | N | Electric Utility | 1 |  | N | [16 empty] | 9 | 2012
13630 | North Carolina Mun Power Agny #1 | 56065 | Maiden Finger Street | NC | Catawba | 1 | IC | RE | 1.8 | 1.8 | 1.8 |  | 6 | 2002 | DFO | [5 empty] | N | N |  | S |  | N | Electric Utility | 1 |  | N | [16 empty] | 10 | 2012 | N
13630 | North Carolina Mun Power Agny #1 | 56066 | Lexington Hickory Street | NC | Davidson | 1 | IC | RE | 1.8 | 1.8 | 1.8 |  | 6 | 2002 | DFO | [5 empty] | N | N |  | S |  | N | Electric Utility | 1 |  | N | [16 empty] | 9 | 2012 | N
13642 | Nome Joint Utility Systems | 90 | Snake River | AK | Nome | 5 | IC | RE | 1.2 | 1.2 | 1.2 |  | 1 | 1974 | DFO | [5 empty] | N | N |  | S |  | N | Electric Utility | 1 | [18 empty] | 1 | 2001 | N
13642 | Nome Joint Utility Systems | 90 | Snake River | AK | Nome | 6 | IC | RE | 1 | 1 | 1 |  | 1 | 1972 | DFO | [5 empty] | N | Y | N | S |  | N | Electric Utility | 1 | [18 empty] | 1 | 2008 | N
13681 | North Branch Water & Light Comm | 2002 | North Branch | MN | Chisago | 1 | IC | RE | 0.9 | 0.8 | 0.8 |  | 10 | 1960 | DFO | NG |  |  |  |  | Y | Y |  | S |  | N | Electric Utility | 1 |  | N | N | [15 empty] | 12 | 2010 | N
13681 | North Branch Water & Light Comm | 2002 | North Branch | MN | Chisago | 2 | IC | RE | 1.4 | 1.2 | 1.2 |  | 1 | 1971 | DFO | NG |  |  |  |  | Y | Y |  | S |  | N | Electric Utility | 1 |  | N | N | [15 empty] | 12 | 2010 | N
13697 | North Central Power Co Inc | 3996 | Grimh | WI | Sawyer | 1 | HY | RE | 0.1 | 0.1 | 0.1 |  | 4 | 1928 | WAT | [5 empty] | N | N | Y | S |  | N | Electric Utility | 1 |  | N | [16 empty] | 12 | 2006 | N
13697 | North Central Power Co Inc | 3996 | Grimh | WI | Sawyer | 3 | HY | RE | 0.2 | 0.2 | 0.2 |  | 4 | 1965 | WAT | [5 empty] | N | N | Y | S |  | N | Electric Utility | 1 |  | N | [16 empty] | 12 | 2006 | N
13697 | North Central Power Co Inc | 3996 | Grimh | WI | Sawyer | IC1 | IC | RE | 0.8 | 0.6 | 0.6 |  | 12 | 1951 | DFO | [5 empty] | N | N | Y | S |  | N | Electric Utility | 1 |  | N | [16 empty] | 12 | 2006 | N
13756 | Northern Indiana Pub Serv Co | 996 | Dean H Mitchell | IN | Lake | 11 | ST | RE | 127.5 | 110 | 110 |  | 5 | 1970 | SUB | NG |  |  |  |  | Y | Y |  | S |  | N | Electric Utility | 1 |  |  | N | [12 empty] | N |  |  | 9 | 2010 | N | Y |  | Y |  |  |  | NG
13756 | Northern Indiana Pub Serv Co | 996 | Dean H Mitchell | IN | Lake | 4 | ST | RE | 138.1 | 125 | 125 |  | 12 | 1956 | NG | SUB |  |  |  |  | Y | Y |  | S |  | N | Electric Utility | 1 |  |  | N | [12 empty] | N |  |  | 9 | 2010 | N | Y |  | Y |  |  |  | NG
13756 | Northern Indiana Pub Serv Co | 996 | Dean H Mitchell | IN | Lake | 5 | ST | RE | 128 | 125 | 125 |  | 5 | 1959 | SUB | NG |  |  |  |  | Y | Y |  | S |  | N | Electric Utility | 1 |  |  | N | [12 empty] | N |  |  | 9 | 2010 | N | Y |  | Y |  |  |  | NG
13756 | Northern Indiana Pub Serv Co | 996 | Dean H Mitchell | IN | Lake | 6 | ST | RE | 128 | 125 | 125 |  | 9 | 1959 | SUB | NG |  |  |  |  | Y | Y |  | S |  | N | Electric Utility | 1 |  |  | N | [12 empty] | N |  |  | 9 | 2010 | N | Y |  | Y |  |  |  | NG
13756 | Northern Indiana Pub Serv Co | 997 | Michigan City | IN | La Porte | 2 | ST | RE | 70 | 60 | 60 |  | 11 | 1950 | NG | [5 empty] | N | Y |  | S |  | N | Electric Utility | 1 | [15 empty] | N |  |  | 9 | 2010 | N |  |  | N
13756 | Northern Indiana Pub Serv Co | 997 | Michigan City | IN | La Porte | 3 | ST | RE | 70 | 60 | 60 |  | 10 | 1951 | NG | [5 empty] | N | Y |  | S |  | N | Electric Utility | 1 | [15 empty] | N |  |  | 9 | 2010 | N |  |  | N
13756 | Northern Indiana Pub Serv Co | 55364 | Sugar Creek Power | IN | Vigo | CT21 | CT | IP | 159 | 159 | 159 |  |  |  | NG | [6 empty] | Y |  | S |  | N | Electric Utility | 1
13756 | Northern Indiana Pub Serv Co | 55364 | Sugar Creek Power | IN | Vigo | CT22 | CT | IP | 154.3 | 154.3 | 154.3 |  |  |  | NG | [8 empty] | S |  | N | Electric Utility | 1 | [20 empty] | N
13756 | Northern Indiana Pub Serv Co | 55364 | Sugar Creek Power | IN | Vigo | ST2 | CA | IP | 195.4 | 195.4 | 195.4 |  |  |  | NG | [8 empty] | S |  | N | Electric Utility | 1 |  | Y | [18 empty] | N
13781 | Northern States Power Co - Minnesota | 1904 | Black Dog | MN | Dakota | 1 | ST | RE | 81 | 71.7 | 50 |  | 8 | 1952 | SUB | NG |  |  |  |  | N | N |  | S |  | N | Electric Utility | 1 | [18 empty] | 6 | 2002
13781 | Northern States Power Co - Minnesota | 1904 | Black Dog | MN | Dakota | 6 | CA | IP | 360 | 360 | 360 |  |  |  | NG | NG |  |  |  |  | N | Y |  | S |  | N | Electric Utility | 1 |  | Y | [18 empty] | N
13781 | Northern States Power Co - Minnesota | 1904 | Black Dog | MN | Dakota | 7 | CT | IP | 200 | 200 | 200 |  |  |  | NG | [5 empty] | N | Y |  | S |  | N | Electric Utility | 1 | [20 empty] | N
13781 | Northern States Power Co - Minnesota | 1904 | Black Dog | MN | Dakota | 8 | CT | IP | 200 | 200 | 200 |  |  |  | NG | [5 empty] | N | Y |  | S |  | N | Electric Utility | 1 | [20 empty] | N
13781 | Northern States Power Co - Minnesota | 1912 | High Bridge | MN | Ramsey | 5 | ST | RE | 113.6 | 99 | 99 |  | 8 | 1956 | SUB | NG |  |  |  |  | Y | Y |  | S |  | N | Electric Utility | 1 | [18 empty] | 12 | 2007 | N
13781 | Northern States Power Co - Minnesota | 1912 | High Bridge | MN | Ramsey | 6 | ST | RE | 163.2 | 172.1 | 172.1 |  | 4 | 1959 | SUB | NG |  |  |  |  | Y | Y |  | S |  | N | Electric Utility | 1 | [18 empty] | 12 | 2007 | N
13781 | Northern States Power Co - Minnesota | 1918 | Minnesota Valley | MN | Chippewa | 3 | ST | RE | 46 | 46.9 | 46.9 |  | 9 | 1953 | NG | [5 empty] | N | Y |  | S |  | N | Electric Utility | 1 |  | N | [16 empty] | 12 | 2006 | N
13781 | Northern States Power Co - Minnesota | 1927 | Riverside | MN | Hennepin | 8 | ST | RE | 238.8 | 227 | 227 |  | 4 | 1964 | SUB | PC |  |  |  |  | N | Y |  | S |  | N | Electric Utility | 1 | [18 empty] | 4 | 2009 | N | Y | [5 empty] | DFO
13781 | Northern States Power Co - Minnesota | 1932 | West Fairbault | MN | Rice | 1 | GT | RE | 16.2 | 17 | 13 |  | 9 | 1965 | NG | [5 empty] | N | Y |  | S |  | N | Electric Utility | 1 |  | N | [16 empty] | 9 | 1981
13781 | Northern States Power Co - Minnesota | 1932 | West Fairbault | MN | Rice | 2 | GT | RE | 16.2 | 15.9 | 19.9 |  | 5 | 1965 | NG | [5 empty] | N | Y |  | S |  | N | Electric Utility | 1 |  | N | [16 empty] | 12 | 2006 | N
13781 | Northern States Power Co - Minnesota | 1932 | West Fairbault | MN | Rice | 3 | GT | RE | 16.2 | 13.5 | 17.9 |  | 5 | 1965 | NG | [5 empty] | N | Y |  | S |  | N | Electric Utility | 1 |  | N | [16 empty] | 12 | 2006 | N
13781 | Northern States Power Co - Minnesota | 3334 | Pathfinder | SD | Minnehaha | 1 | ST | RE | 75 | 61 | 70.5 |  | 0 | 1962 | NG | [5 empty] | N | N |  | S |  | N | Electric Utility | 1 |  | N | [16 empty] | 6 | 2001 | N
13781 | Northern States Power Co - Minnesota | 4002 | Dells | WI | Eau Claire | 6 | HY | RE | 0.5 | 0.7 | 0.7 |  | 0 | 1916 | WAT | [5 empty] | N | N |  | S |  | N | Electric Utility | 1 |  | N | [16 empty] | 12 | 2007 | N
13781 | Northern States Power Co - Minnesota | 4002 | Dells | WI | Eau Claire | 7 | HY | RE | 0.7 | 0.7 | 0.7 |  | 0 | 1907 | WAT | [5 empty] | N | N |  | S |  | N | Electric Utility | 1 |  | N | [16 empty] | 12 | 2007 | N
13781 | Northern States Power Co - Minnesota | 6231 | Apple River | WI | St Croix | 2 | HY | RE | 0.8 | 1 | 1 |  | 0 | 1901 | WAT | [5 empty] | N | Y |  | S |  | N | Electric Utility | 1 |  | N | [16 empty] | 12 | 2006 | N
13781 | Northern States Power Co - Minnesota | 7377 | United Health Care | MN | Hennepin | 1 | GT | RE | 1.8 | 1.8 | 1.8 |  | 7 | 1993 | DFO | [5 empty] | N | N | Y | W |  | N | Electric Utility | 1 |  | N | [13 empty] | N |  |  | 2 | 2008 | N
13781 | Northern States Power Co - Minnesota | 7377 | United Health Care | MN | Hennepin | 2 | GT | RE | 1.8 | 1.8 | 1.8 |  | 7 | 1993 | DFO | [5 empty] | N | N | Y | W |  | N | Electric Utility | 1 |  | N | [13 empty] | N |  |  | 2 | 2008 | N
13781 | Northern States Power Co - Minnesota | 57048 | Merricourt Wind Project | ND | LAMOURE | 1 | WT | IP | 150 | 150 | 150 |  |  |  | WND | [5 empty] | N | Y |  | S | 100 | N | Electric Utility | 1 | [20 empty] | N
13809 | NorthWestern Energy - (SD) | 3346 | Mobile Unit | SD | Beadle | 1 | IC | RE | 0.5 | 0.5 | 0.5 |  | 0 | 1955 | DFO | [5 empty] | N | Y | Y | S |  | N | Electric Utility | 1 | [18 empty] | 9 | 2008 | N
13809 | NorthWestern Energy - (SD) | 3348 | Webster | SD | Day | 1 | IC | RE | 0.7 | 0.8 | 0.8 |  | 0 | 1932 | DFO | [6 empty] | N |  | S |  | N | Electric Utility | 1 | [18 empty] | 3 | 2002 | N
13809 | NorthWestern Energy - (SD) | 3348 | Webster | SD | Day | 2 | IC | RE | 1.9 | 1.9 | 1.9 |  | 6 | 1950 | DFO | [6 empty] | Y |  | S |  | N | Electric Utility | 1 | [18 empty] | 4 | 2004 | N
13809 | NorthWestern Energy - (SD) | 7956 | Future CT | SD | Hyde | 1 | GT | IP | 28 | 24 | 28 |  |  |  | NG | DFO | [7 empty] | S |  | N | Electric Utility | 1 | [20 empty] | N
13809 | NorthWestern Energy - (SD) | 7956 | Future CT | SD | Hyde | 2 | GT | IP | 28 | 24 | 28 |  |  |  | NG | DFO | [7 empty] | S |  | N | Electric Utility | 1 | [20 empty] | N
13842 | Northwind Energy Inc | 10738 | Northwind Energy | CA | Contra Costa | GEN1 | WT | RE | 13 | 12.1 | 12.1 |  | 1 | 1986 | WND | [5 empty] | N | Y |  | S | 189 | N | IPP Non-CHP | 2 |  | N | [16 empty] | 12 | 2012
13870 | Nushagak Electric Coop, Inc | 109 | Dillingham | AK | Dillingham | 3 | IC | RE | 0.3 | 0.3 | 0.3 |  | 1 | 1961 | DFO | [5 empty] | N | N |  | S |  | N | Electric Utility | 1 |  |  | N | [15 empty] | 2 | 2009
13870 | Nushagak Electric Coop, Inc | 109 | Dillingham | AK | Dillingham | 4 | IC | RE | 0.5 | 0.5 | 0.5 |  | 9 | 1967 | DFO | [5 empty] | N | N |  | S |  | N | Electric Utility | 1 | [18 empty] | 5 | 2001
13870 | Nushagak Electric Coop, Inc | 109 | Dillingham | AK | Dillingham | 5 | IC | RE | 0.7 | 0.7 | 0.7 |  | 12 | 1973 | DFO | [5 empty] | N | N |  | S |  | N | Electric Utility | 1 | [18 empty] | 3 | 2007
13870 | Nushagak Electric Coop, Inc | 109 | Dillingham | AK | Dillingham | 6 | IC | RE | 1 | 1 | 1 |  | 12 | 1976 | DFO | [5 empty] | N | N |  | S |  | N | Electric Utility | 1 |  |  | N | [15 empty] | 10 | 2007
13870 | Nushagak Electric Coop, Inc | 109 | Dillingham | AK | Dillingham | 8 | IC | RE | 0.8 | 0.8 | 0.8 |  | 3 | 1985 | DFO | [5 empty] | N | N |  | S |  | N | Electric Utility | 1 | [18 empty] | 4 | 2006
13870 | Nushagak Electric Coop, Inc | 109 | Dillingham | AK | Dillingham | IC9 | IC | RE | 0.8 | 0.8 | 0.8 |  | 3 | 1985 | DFO | [5 empty] | N | N |  | S |  | N | Electric Utility | 1 | [18 empty] | 3 | 2006
13902 | NorthWestern Energy | 2190 | Milltown | MT | Missoula | 1 | HY | RE | 0.6 | 2.6 | 2.3 | A031 | 8 | 1908 | WAT | [5 empty] | N | N |  | S |  | N | Electric Utility | 1 |  | N | [16 empty] | 12 | 2007
13902 | NorthWestern Energy | 2190 | Milltown | MT | Missoula | 2 | HY | RE | 0.6 |  |  | A031 | 8 | 1908 | WAT | [5 empty] | N | N |  | S |  | N | Electric Utility | 1 |  | N | [16 empty] | 12 | 2007
13902 | NorthWestern Energy | 2190 | Milltown | MT | Missoula | 3 | HY | RE | 0.6 |  |  | A031 | 8 | 1908 | WAT | [5 empty] | N | N |  | S |  | N | Electric Utility | 1 |  | N | [16 empty] | 12 | 2007
13902 | NorthWestern Energy | 2190 | Milltown | MT | Missoula | 4 | HY | RE | 0.6 |  |  | A031 | 8 | 1909 | WAT | [5 empty] | N | N |  | S |  | N | Electric Utility | 1 |  | N | [16 empty] | 12 | 2007
13902 | NorthWestern Energy | 2190 | Milltown | MT | Missoula | 5 | HY | RE | 0.6 |  |  | A031 | 8 | 1927 | WAT | [5 empty] | N | N |  | S |  | N | Electric Utility | 1 |  | N | [16 empty] | 12 | 2007
13923 | NRG Oswego Harbor Power Operations Inc | 2594 | Oswego Harbor Power | NY | Oswego | 3 | ST | RE | 92 | 85.6 | 86.5 |  | 12 | 1948 | NG | [5 empty] | N | N |  | S |  | N | IPP Non-CHP | 2 |  | N | [16 empty] | 12 | 2003 | N
13941 | City of Oakley | 1311 | Oakely | KS | LOGAN | 1 | IC | RE | 1.4 | 1.2 | 1.3 |  | 2 | 1961 | NG | DFO |  |  |  |  | Y | Y | Y | S |  | N | Electric Utility | 1 |  | N | N | [15 empty] | 4 | 2011 | N
13941 | City of Oakley | 1311 | Oakely | KS | LOGAN | 2 | IC | RE | 0.4 | 0.3 | 0.3 |  | 5 | 1948 | DFO | [5 empty] | N | Y | Y | S |  | N | Electric Utility | 1 |  | N | N | [15 empty] | 4 | 2011 | N
13941 | City of Oakley | 1311 | Oakely | KS | LOGAN | 3 | IC | RE | 0.5 | 0.5 | 0.5 |  | 5 | 1951 | NG | DFO |  |  |  |  | Y | Y | Y | S |  | N | Electric Utility | 1 |  | N | N | [15 empty] | 1 | 2009 | N
13941 | City of Oakley | 1311 | Oakely | KS | LOGAN | 4 | IC | RE | 0.9 | 0.8 | 0.8 |  | 4 | 1956 | NG | DFO |  |  |  |  | Y | Y | Y | S |  | N | Electric Utility | 1 |  | N | N | [15 empty] | 4 | 2011
13941 | City of Oakley | 1311 | Oakely | KS | LOGAN | 5 | IC | RE | 1.5 | 1.3 | 1.4 |  | 7 | 1965 | NG | DFO |  |  |  |  | Y | Y |  | S |  | N | Electric Utility | 1 |  | N | [16 empty] | 1 | 2009
13941 | City of Oakley | 1311 | Oakely | KS | LOGAN | 6 | IC | RE | 3.3 | 3.2 | 3.2 |  | 6 | 1973 | NG | DFO |  |  |  |  | Y | Y | Y | S |  | N | Electric Utility | 1 |  | N | [16 empty] | 4 | 2011
13943 | Ocean County Utilities Auth | 54569 | Bayville Central Facility | NJ | Ocean | SBG1 | IC | RE | 0.6 | 0.6 | 0.6 |  | 9 | 1988 | DFO | [5 empty] | N | N |  | S |  | N | Commercial CHP | 5 |  | N | [16 empty] | 12 | 2002 | N
13945 | Oakwood Hospital Med Center | 50260 | Oakwood Hospital & Medical Center | MI | Wayne | 300KW | IC | RE | 0.3 | 0.3 | 0.3 |  | 1 | 1972 | DFO | [5 empty] | N | N |  | S |  | N | Commercial CHP | 5 |  | N | [16 empty] | 8 | 2005 | N
13945 | Oakwood Hospital Med Center | 50260 | Oakwood Hospital & Medical Center | MI | Wayne | EG#1 | IC | RE | 0.5 | 0.5 | 0.5 |  | 4 | 1989 | NG | [5 empty] | N | Y |  | S |  | Y | Commercial CHP | 5 |  | N | [16 empty] | 10 | 2004 | N
13945 | Oakwood Hospital Med Center | 50260 | Oakwood Hospital & Medical Center | MI | Wayne | EG#2 | IC | RE | 0.5 | 0.5 | 0.5 |  | 4 | 1989 | NG | [5 empty] | N | Y |  | S |  | Y | Commercial CHP | 5 |  | N | [16 empty] | 10 | 2004 | N
13945 | Oakwood Hospital Med Center | 50260 | Oakwood Hospital & Medical Center | MI | Wayne | EG#3 | IC | RE | 0.5 | 0.5 | 0.5 |  | 4 | 1989 | NG | [5 empty] | N | Y |  | S |  | Y | Commercial CHP | 5 |  | N | [16 empty] | 10 | 2004 | N
13949 | City of Oberlin - (OH) | 2933 | Oberlin | OH | Lorain | 2 | IC | RE | 0.9 | 1 | 1 |  | 1 | 1951 | DFO | [5 empty] | N | N |  | S |  | N | Electric Utility | 1 |  | N | [16 empty] | 12 | 2000 | N
13949 | City of Oberlin - (OH) | 2933 | Oberlin | OH | Lorain | 3 | IC | RE | 0.6 | 0.6 | 0.6 |  | 1 | 1934 | DFO | [8 empty] | S |  | N | Electric Utility | 1 |  | N | [16 empty] | 12 | 2000
13960 | NRG Cabrillo Power Ops Inc | 300 | Division | CA | San Diego | DIGT | GT | RE | 16 | 13 | 14 |  | 11 | 1968 | DFO | [5 empty] | N | N | N | W |  | N | IPP Non-CHP | 2 | [18 empty] | 12 | 2003 | N
13960 | NRG Cabrillo Power Ops Inc | 306 | Naval Station | CA | San Diego | NSGT | GT | RE | 26 | 20 | 22 |  | 9 | 1976 | NG | DFO |  |  |  |  | N | N |  | W |  | N | IPP Non-CHP | 2 | [18 empty] | 11 | 2002 | N
13960 | NRG Cabrillo Power Ops Inc | 307 | North Island | CA | San Diego | NIG1 | GT | RE | 19 | 17 | 14 |  | 6 | 1972 | DFO | [5 empty] | N | N | N | W |  | N | IPP Non-CHP | 2 | [18 empty] | 11 | 2002 | N
13960 | NRG Cabrillo Power Ops Inc | 307 | North Island | CA | San Diego | NIG2 | GT | RE | 18 | 17 | 18 |  | 6 | 1972 | NG | DFO |  |  |  |  | N | N | N | W |  | N | IPP Non-CHP | 2 | [18 empty] | 11 | 2002 | N
13960 | NRG Cabrillo Power Ops Inc | 6707 | Naval Training Center | CA | San Diego | NTCG | GT | RE | 16 | 13 | 15 |  | 11 | 1968 | NG | DFO |  |  |  |  | N | N | N | W |  | N | IPP Non-CHP | 2 | [18 empty] | 11 | 2002 | N
13971 | City of Odessa - (MO) | 2148 | Odessa | MO | Lafayette | 2 | IC | RE | 0.2 | 0.2 | 0.2 |  | 6 | 1939 | DFO | [5 empty] | N | Y | Y | S |  | N | Electric Utility | 1 |  | N | [16 empty] | 3 | 2011 | N
13971 | City of Odessa - (MO) | 2148 | Odessa | MO | Lafayette | 5 | IC | RE | 1.2 | 1 | 1 |  | 6 | 1957 | DFO | NG |  |  |  |  | N | Y | Y | S |  | N | Electric Utility | 1 |  | N | [16 empty] | 1 | 2008 | N
13994 | Oglethorpe Power Corporation | 57209 | Rumble Road Energy Center | GA | Monroe | 3 | CA | IP | 220 | 200 | 200 |  |  |  | NG | [5 empty] | N | Y |  | S |  | N | Electric Utility | 1 |  | Y | [18 empty] | N
13994 | Oglethorpe Power Corporation | 57209 | Rumble Road Energy Center | GA | Monroe | 3A | CT | IP | 220 | 200 | 200 |  |  |  | NG | [5 empty] | N | Y |  | S |  | N | Electric Utility | 1 | [20 empty] | N
13994 | Oglethorpe Power Corporation | 57209 | Rumble Road Energy Center | GA | Monroe | 3B | CT | IP | 220 | 200 | 200 |  |  |  | NG | [5 empty] | N | Y |  | S |  | N | Electric Utility | 1 | [20 empty] | N
14006 | Ohio Power Co | 2840 | Conesville | OH | Coshocton | 1 | ST | RE | 148 | 115 | 125 |  | 2 | 1959 | BIT | [5 empty] | Y | Y |  | S |  | N | Electric Utility | 1 |  | N | [16 empty] | 12 | 2005 | N
14006 | Ohio Power Co | 2840 | Conesville | OH | Coshocton | 2 | ST | RE | 136 | 115 | 125 |  | 12 | 1957 | BIT | [5 empty] | Y | Y |  | S |  | N | Electric Utility | 1 |  | N | [16 empty] | 12 | 2005 | N
14006 | Ohio Power Co | 2840 | Conesville | OH | Coshocton | 3 | ST | RE | 161.5 | 165 | 165 |  | 10 | 1962 | BIT | NG |  |  |  |  | Y | Y |  | S |  | N | Electric Utility | 1 |  | N | [16 empty] | 12 | 2012 | N | Y |  | Y |  |  |  | DFO
14030 | Oklahoma State University | 54779 | Oklahoma State University | OK | Payne | GEN3 | ST | RE | 1.5 | 1.6 | 1.7 |  | 6 | 1950 | NG | DFO |  |  |  |  | Y | Y |  | S |  | Y | Commercial CHP | 5 | T | N | N | [15 empty] | 1 | 2010 | N | [6 empty] | NG | DFO
14063 | Oklahoma Gas & Electric Co | 2947 | Arbuckle | OK | Murray | 1 | ST | RE | 73 | 74 | 74 |  | 3 | 1953 | NG | [6 empty] | N |  | S |  | N | Electric Utility | 1 |  | N | [16 empty] | 9 | 2002
14063 | Oklahoma Gas & Electric Co | 2950 | Enid | OK | Garfield | 1 | GT | RE | 15 | 11.1 | 11.1 |  | 11 | 1965 | NG | [5 empty] | N | Y | Y | S |  | N | Electric Utility | 1 | [18 empty] | 12 | 2012 | N
14063 | Oklahoma Gas & Electric Co | 2950 | Enid | OK | Garfield | 2 | GT | RE | 15 | 10.5 | 10.5 |  | 11 | 1965 | NG | [5 empty] | N | Y | Y | S |  | N | Electric Utility | 1 | [18 empty] | 12 | 2012 | N
14063 | Oklahoma Gas & Electric Co | 2950 | Enid | OK | Garfield | 3 | GT | RE | 15 | 11.5 | 11.5 |  | 11 | 1965 | NG | [5 empty] | N | Y |  | S |  | N | Electric Utility | 1 | [18 empty] | 12 | 2012 | N
14063 | Oklahoma Gas & Electric Co | 2950 | Enid | OK | Garfield | 4 | GT | RE | 15 | 10.5 | 10.5 |  | 11 | 1965 | NG | [5 empty] | N | Y | Y | S |  | N | Electric Utility | 1 | [18 empty] | 12 | 2012 | N
14063 | Oklahoma Gas & Electric Co | 2952 | Muskogee | OK | Muskogee | 3 | ST | RE | 173 | 171 | 171 |  | 5 | 1956 | NG | RFO |  |  |  |  | N | Y | Y | S |  | N | Electric Utility | 1 |  |  | N | [15 empty] | 12 | 2010
14063 | Oklahoma Gas & Electric Co | 2958 | Woodward | OK | Woodward | GT1 | GT | RE | 11 | 9.5 | 9.5 |  | 6 | 1963 | NG | [5 empty] | N | Y | Y | S |  | N | Electric Utility | 1 | [18 empty] | 12 | 2012
14063 | Oklahoma Gas & Electric Co | 6095 | Sooner | OK | Noble | RR1 | ST | IP | 950 | 885 | 885 |  |  |  | SUB | [5 empty] | N | Y |  | J |  | N | Electric Utility | 1
14063 | Oklahoma Gas & Electric Co | 7185 | Conoco | OK | Kay | 1 | GT | RE | 33 | 31.5 | 31.5 |  | 6 | 1991 | NG | [5 empty] | N | Y |  | S |  | N | Electric Utility | 1 |  | N | [16 empty] | 6 | 2006 | N
14063 | Oklahoma Gas & Electric Co | 7185 | Conoco | OK | Kay | 2 | GT | RE | 33 | 28.3 | 28.3 |  | 6 | 1991 | NG | [5 empty] | N | Y |  | S |  | N | Electric Utility | 1 |  | N | [16 empty] | 6 | 2006 | N
14164 | City of Orangeburg - (SC) | 7480 | Rowesville Rd Plant | SC | Orangeburg | 3 | GT | IP | 4.8 | 4.2 | 4.8 |  |  |  | NG | [6 empty] | N |  | S |  | N | Electric Utility | 1 |  | N | [18 empty] | N
14164 | City of Orangeburg - (SC) | 7480 | Rowesville Rd Plant | SC | Orangeburg | 4 | GT | IP | 4.8 | 4.2 | 4.8 |  |  |  | NG | [6 empty] | N |  | S |  | N | Electric Utility | 1 |  | N | [18 empty] | N
14165 | NRG Power Midwest LP | 2836 | Avon Lake | OH | Lorain | 6 | ST | RE | 75 | 10 | 18 |  | 1 | 1949 | NG | [5 empty] | N | Y |  | S |  | N | IPP Non-CHP | 2 | [18 empty] | 1 | 2002 | N
14165 | NRG Power Midwest LP | 2861 | Niles | OH | Trumbull | 1 | ST | RE | 132.8 | 108 | 108 |  | 1 | 1954 | BIT | [5 empty] | N | Y |  | S |  | N | IPP Non-CHP | 2 |  |  | N | [15 empty] | 10 | 2012 | N | N |  | Y | N |  |  | DFO
14165 | NRG Power Midwest LP | 2861 | Niles | OH | Trumbull | 2 | ST | RE | 132.8 | 108 | 108 |  | 1 | 1954 | BIT | [5 empty] | N | Y |  | S |  | N | IPP Non-CHP | 2 |  |  | N | [15 empty] | 6 | 2012 | N | N |  | Y | N |  |  | DFO
14165 | NRG Power Midwest LP | 3099 | F R Phillips | PA | Allegheny | 1 | ST | RE | 69 | 58 | 58 |  | 1 | 1943 | BIT | [8 empty] | S |  | N | IPP Non-CHP | 2 | [18 empty] | 12 | 2002
14165 | NRG Power Midwest LP | 3099 | F R Phillips | PA | Allegheny | 2 | ST | RE | 81 | 59 | 59 |  | 11 | 1949 | BIT | [8 empty] | S |  | N | IPP Non-CHP | 2 | [18 empty] | 12 | 2002
14165 | NRG Power Midwest LP | 3099 | F R Phillips | PA | Allegheny | 3 | ST | RE | 81 | 59 | 59 |  | 9 | 1950 | BIT | [8 empty] | S |  | N | IPP Non-CHP | 2 | [18 empty] | 12 | 2002
14165 | NRG Power Midwest LP | 3099 | F R Phillips | PA | Allegheny | 4 | ST | RE | 179 | 134 | 134 |  | 2 | 1956 | BIT | [8 empty] | S |  | N | IPP Non-CHP | 2 | [18 empty] | 12 | 2002
14165 | NRG Power Midwest LP | 3138 | New Castle Plant | PA | Lawrence | 1 | ST | RE | 35 | 40 | 40 |  | 11 | 1939 | BIT | [5 empty] | N | Y |  | S |  | N | IPP Non-CHP | 2 | [18 empty] | 12 | 1993 | N
14165 | NRG Power Midwest LP | 3138 | New Castle Plant | PA | Lawrence | 2 | ST | RE | 35 | 40 | 40 |  | 11 | 1947 | BIT | [5 empty] | N | Y |  | S |  | N | IPP Non-CHP | 2 | [18 empty] | 12 | 1993 | N
14199 | City of Osage City - (KS) | 1313 | Osage City | KS | OSAGE | 9 | IC | RE | 0.8 | 0.7 | 0.7 |  | 6 | 2001 | DFO | [6 empty] | Y | Y | S |  | N | Electric Utility | 1 |  | N | [16 empty] | 1 | 2009 | N
14203 | City of Osawatomie - (KS) | 1314 | Osawatomie City of | KS | MIAMI | 3 | IC | RE | 0.4 | 0.3 | 0.3 |  | 88 | 1934 | DFO | [8 empty] | S |  | N | Electric Utility | 1 |  | N | [16 empty] | 4 | 1990
14216 | City of Osceola - (AR) | 172 | Osceola | AR | Mississippi | 10 | IC | RE | 1.6 | 1.6 | 1.6 |  | 5 | 1992 | DFO | [5 empty] | N | N | N | S |  | N | Electric Utility | 1 |  | N | [16 empty] | 7 | 2012 | N
14216 | City of Osceola - (AR) | 172 | Osceola | AR | Mississippi | 11 | IC | RE | 1.6 | 1.6 | 1.6 |  | 5 | 1993 | DFO | [5 empty] | N | N | N | S |  | N | Electric Utility | 1 |  | N | [16 empty] | 7 | 2012 | N
14216 | City of Osceola - (AR) | 172 | Osceola | AR | Mississippi | 12 | IC | RE | 1.6 | 1.6 | 1.6 |  | 5 | 1999 | DFO | [5 empty] | N | N | N | S |  | N | Electric Utility | 1 |  | N | [16 empty] | 7 | 2012 | N
14232 | Otter Tail Power Co | 1943 | Hoot Lake | MN | Otter Tail | 1 | ST | RE | 7.5 | 7.7 | 7.7 |  | 8 | 1948 | SUB | [5 empty] | N | Y |  | S |  | N | Electric Utility | 1 | [18 empty] | 12 | 2005 | N
14232 | Otter Tail Power Co | 3352 | Lake Preston | SD | Kingsbury | 1 | GT | RE | 24.1 | 21.2 | 28.8 |  | 0 | 1948 | DFO | [5 empty] | N | Y |  | S |  | N | Electric Utility | 1 | [18 empty] | 1 | 1978
14246 | City of Owatonna | 2003 | Owatonna | MN | Steele | 5 | ST | RE | 6 | 5 | 5 |  | 5 | 1957 | NG | [5 empty] | N | Y |  | S |  | N | Electric Utility | 1 |  | N | N | [15 empty] | 1 | 2009 | N
14246 | City of Owatonna | 2003 | Owatonna | MN | Steele | 6 | ST | RE | 20 | 20.6 | 20.6 |  | 7 | 1969 | NG | [5 empty] | N | Y |  | S |  | N | Electric Utility | 1 |  | N | [16 empty] | 10 | 2011 | N
14254 | Oxy Vinyls LP | 50471 | Deer Park Plant | TX | Harris | GEN1 | CA | RE | 10 | 8.6 | 9.4 |  | 4 | 1948 | NG | [5 empty] | N | Y |  | S |  | Y | Industrial CHP | 7 |  | N | [16 empty] | 2 | 2004
14254 | Oxy Vinyls LP | 50471 | Deer Park Plant | TX | Harris | GEN2 | CA | RE | 10 | 8.6 | 9.4 |  | 4 | 1948 | NG | [5 empty] | N | Y |  | S |  | Y | Industrial CHP | 7 |  | N | [16 empty] | 2 | 2004
14254 | Oxy Vinyls LP | 50471 | Deer Park Plant | TX | Harris | GEN3 | CA | RE | 10 | 8.6 | 9.4 |  | 4 | 1948 | NG | [5 empty] | N | Y |  | S |  | Y | Industrial CHP | 7 |  | N | [16 empty] | 2 | 2004
14254 | Oxy Vinyls LP | 50471 | Deer Park Plant | TX | Harris | GEN4 | CT | RE | 81 | 69.7 | 76.1 |  | 12 | 1985 | NG | [5 empty] | N | Y |  | S |  | Y | Industrial CHP | 7 |  | N | [16 empty] | 2 | 2004
14272 | City of Owensville - (MO) | 2149 | Owensville | MO | Gasconade | 3A | IC | RE | 1.8 | 1.8 | 1.8 |  | 5 | 1998 | DFO | [5 empty] | N | Y |  | S |  | N | Electric Utility | 1 |  | N | [16 empty] | 8 | 2011 | N
14272 | City of Owensville - (MO) | 2149 | Owensville | MO | Gasconade | 4A | IC | RE | 1.3 | 1.3 | 1.3 |  | 6 | 1989 | DFO | [5 empty] | N | Y |  | S |  | N | Electric Utility | 1 |  | N | [16 empty] | 8 | 2011 | N
14272 | City of Owensville - (MO) | 2149 | Owensville | MO | Gasconade | 4B | IC | RE | 1.8 | 1.8 | 1.8 |  | 9 | 1998 | DFO | [5 empty] | N | Y |  | S |  | N | Electric Utility | 1 |  | N | [16 empty] | 8 | 2011 | N
14272 | City of Owensville - (MO) | 2149 | Owensville | MO | Gasconade | 5 | IC | RE | 1.3 | 1.3 | 1.3 |  | 7 | 1966 | DFO | [5 empty] | N | Y |  | S |  | N | Electric Utility | 1 |  | N | [16 empty] | 8 | 2011 | N
14272 | City of Owensville - (MO) | 2149 | Owensville | MO | Gasconade | 6 | IC | RE | 1.8 | 1.8 | 1.8 |  | 10 | 1999 | DFO | [5 empty] | N | Y |  | S |  | N | Electric Utility | 1 |  | N | [16 empty] | 8 | 2011 | N
14272 | City of Owensville - (MO) | 2149 | Owensville | MO | Gasconade | 6A | IC | RE | 1.8 | 1.8 | 1.8 |  | 10 | 1999 | DFO | [5 empty] | N | Y |  | S |  | N | Electric Utility | 1 |  | N | [16 empty] | 8 | 2011 | N
14276 | City of Oxford - (KS) | 7432 | Oxford | KS | Sumner | 1 | IC | RE | 1.1 | 0.6 | 0.6 |  | 5 | 1986 | DFO | [5 empty] | N | N | Y | S |  | N | Electric Utility | 1 |  | N | [16 empty] | 12 | 2005 | N
14276 | City of Oxford - (KS) | 7432 | Oxford | KS | Sumner | 2 | IC | RE | 1.1 | 0.6 | 0.6 |  | 5 | 1986 | DFO | [5 empty] | N | N | Y | S |  | N | Electric Utility | 1 |  | N | [16 empty] | 12 | 2005 | N
14276 | City of Oxford - (KS) | 7432 | Oxford | KS | Sumner | 3 | IC | RE | 1.1 | 0.6 | 0.6 |  | 5 | 1986 | DFO | [5 empty] | N | N | Y | S |  | N | Electric Utility | 1 |  | N | [16 empty] | 12 | 2005 | N
14294 | PSEG Power New York Inc | 2539 | Bethlehem Energy Center | NY | Albany | 1 | ST | RE | 100 | 90 | 95 |  | 10 | 1952 | NG | RFO |  |  |  |  | Y | Y |  | S |  | N | IPP Non-CHP | 2 | [18 empty] | 12 | 2005 | N
14294 | PSEG Power New York Inc | 2539 | Bethlehem Energy Center | NY | Albany | 2 | ST | RE | 100 | 90 | 94 |  | 11 | 1952 | NG | RFO |  |  |  |  | Y | Y |  | S |  | N | IPP Non-CHP | 2 | [18 empty] | 12 | 2005 | N
14294 | PSEG Power New York Inc | 2539 | Bethlehem Energy Center | NY | Albany | 3 | ST | RE | 100 | 91 | 96 |  | 9 | 1953 | NG | RFO |  |  |  |  | Y | Y |  | S |  | N | IPP Non-CHP | 2 | [18 empty] | 12 | 2005 | N
14294 | PSEG Power New York Inc | 2539 | Bethlehem Energy Center | NY | Albany | 4 | ST | RE | 100 | 94 | 91 |  | 8 | 1954 | NG | RFO |  |  |  |  | Y | Y |  | S |  | N | IPP Non-CHP | 2 | [18 empty] | 12 | 2005
14328 | Pacific Gas & Electric Co | 246 | Humboldt Bay | CA | Humboldt | ST1 | ST | RE | 51.2 | 52 | 52 |  | 12 | 1956 | NG | RFO |  |  |  |  | Y | Y |  | S |  | N | Electric Utility | 1 | [15 empty] | N |  |  | 9 | 2010 | N | [6 empty] | NG
14328 | Pacific Gas & Electric Co | 246 | Humboldt Bay | CA | Humboldt | ST2 | ST | RE | 51.2 | 53 | 53 |  | 12 | 1958 | NG | RFO |  |  |  |  | Y | Y |  | S |  | N | Electric Utility | 1 | [15 empty] | N |  |  | 9 | 2010 | N | [6 empty] | NG
14328 | Pacific Gas & Electric Co | 247 | Hunters Point | CA | San Francisco | 2 | ST | RE | 107.5 | 107 | 107 |  | 12 | 1948 | NG | RFO |  |  |  |  | N | Y |  | S |  | N | Electric Utility | 1 |  | N | [16 empty] | 5 | 2006
14328 | Pacific Gas & Electric Co | 247 | Hunters Point | CA | San Francisco | 3 | ST | RE | 107.5 | 107 | 107 |  | 1 | 1949 | NG | RFO |  |  |  |  | N | Y |  | S |  | N | Electric Utility | 1 |  | N | [16 empty] | 5 | 2006
14328 | Pacific Gas & Electric Co | 247 | Hunters Point | CA | San Francisco | 4 | ST | RE | 156.2 | 163 | 163 |  | 11 | 1958 | NG | RFO |  |  |  |  | N | Y |  | S |  | N | Electric Utility | 1 |  | N | [16 empty] | 5 | 2006
14328 | Pacific Gas & Electric Co | 247 | Hunters Point | CA | San Francisco | GT1 | GT | RE | 56.2 | 52 | 52 |  | 6 | 1976 | DFO | [5 empty] | N | Y |  | S |  | N | Electric Utility | 1 |  | N | [16 empty] | 5 | 2006
14328 | Pacific Gas & Electric Co | 6212 | Mobile GT | CA | Mendocino | 1 | GT | RE | 13.3 | 15 | 15 |  | 8 | 1975 | DFO | [5 empty] | N | Y |  | S |  | N | Electric Utility | 1 |  | N | [13 empty] | N |  |  | 3 | 2007 | N
14328 | Pacific Gas & Electric Co | 6212 | Mobile GT | CA | Mendocino | 2 | GT | RE | 13.3 | 15 | 15 |  | 8 | 1975 | DFO | [5 empty] | N | Y |  | S |  | N | Electric Utility | 1 |  | N | [13 empty] | N |  |  | 9 | 2010 | N
14328 | Pacific Gas & Electric Co | 6212 | Mobile GT | CA | Mendocino | 3 | GT | RE | 13.3 | 15 | 15 |  | 6 | 1976 | DFO | [5 empty] | N | Y |  | S |  | N | Electric Utility | 1 |  | N | [13 empty] | N |  |  | 9 | 2010 | N
14328 | Pacific Gas & Electric Co | 55937 | TESLA Power Project | CA | Alameda | GTG1 | CT | IP | 188 | 162 | 188 |  |  |  | NG | [5 empty] | N | Y |  | S |  | N | Electric Utility | 1 | [20 empty] | N
14328 | Pacific Gas & Electric Co | 55937 | TESLA Power Project | CA | Alameda | GTG2 | CT | IP | 188 | 162 | 188 |  |  |  | NG | [5 empty] | N | Y |  | S |  | N | Electric Utility | 1 | [20 empty] | N
14328 | Pacific Gas & Electric Co | 55937 | TESLA Power Project | CA | Alameda | GTG3 | CT | IP | 188 | 162 | 188 |  |  |  | NG | [5 empty] | N | Y |  | S |  | N | Electric Utility | 1 | [20 empty] | N
14328 | Pacific Gas & Electric Co | 55937 | TESLA Power Project | CA | Alameda | GTG4 | CT | IP | 188 | 162 | 188 |  |  |  | NG | [5 empty] | N | Y |  | S |  | N | Electric Utility | 1 | [20 empty] | N
14328 | Pacific Gas & Electric Co | 55937 | TESLA Power Project | CA | Alameda | STG1 | CA | IP | 285 | 246 | 248 |  |  |  | NG | [5 empty] | N | Y |  | S |  | N | Electric Utility | 1 |  | Y | [18 empty] | N
14328 | Pacific Gas & Electric Co | 55937 | TESLA Power Project | CA | Alameda | STG2 | CA | IP | 285 | 246 | 248 |  |  |  | NG | [5 empty] | N | Y |  | S |  | N | Electric Utility | 1 |  | Y | [18 empty] | N
14328 | Pacific Gas & Electric Co | 56820 | Britton Powerhouse | CA | SHASTA | 1 | HY | IP | 2.8 | 2.8 | 2.8 |  |  |  | WAT | [5 empty] | N | Y |  | S |  | N | Electric Utility | 1 | [20 empty] | N
14328 | Pacific Gas & Electric Co | 56821 | Chalk Mountain Powerhouse | CA | SHASTA | 1 | HY | IP | 2.2 | 2.2 | 2.2 |  |  |  | WAT | [5 empty] | N | Y |  | S |  | N | Electric Utility | 1 | [20 empty] | N
14328 | Pacific Gas & Electric Co | 56822 | Rock Creek Dam | CA | Plumas | 01 | HY | IP | 3.6 | 3.6 | 3.6 |  |  |  | WAT | [5 empty] | N | Y |  | S |  | N | Electric Utility | 1 | [20 empty] | N
14328 | Pacific Gas & Electric Co | 57521 | Giffen | CA | Fresno | 2 | PV | IP | 10 | 10 | 10 |  |  |  | SUN | [5 empty] | N | Y |  | S | 18 | N | Electric Utility | 1 | [20 empty] | N
14354 | PacifiCorp | 826 | Cove | ID | Caribou | 1 | HY | RE | 7.5 | 7 | 7 |  | 88 | 1917 | WAT | [5 empty] | N | Y |  | S |  | N | Electric Utility | 1 |  | N | [16 empty] | 12 | 2006 | N
14354 | PacifiCorp | 3031 | Powerdale | OR | Hood River | 1 | HY | RE | 6 | 6 | 6 |  | 5 | 1923 | WAT | [5 empty] | N | Y |  | S |  | N | Electric Utility | 1 |  | N | [16 empty] | 2 | 2007 | N
14354 | PacifiCorp | 3846 | Condit | WA | Klickitat | 1 | HY | RE | 7 | 7.7 | 7.7 |  | 4 | 1913 | WAT | [5 empty] | N | Y |  | S |  | N | Electric Utility | 1 |  | N | [16 empty] | 10 | 2011 | N
14354 | PacifiCorp | 3846 | Condit | WA | Klickitat | 2 | HY | RE | 6.7 | 7.4 | 7.4 |  | 4 | 1913 | WAT | [5 empty] | N | Y |  | S |  | N | Electric Utility | 1 |  | N | [16 empty] | 10 | 2011 | N
14354 | PacifiCorp | 6553 | Little Mountain | UT | Weber | 1 | GT | RE | 16 | 14 | 14 |  | 3 | 1971 | NG | DFO |  |  |  |  | N | Y |  | S |  | N | Electric Utility | 1 |  | N | [16 empty] | 12 | 2011 | N
14446 | Paragould Light & Water Comm | 192 | Paragould | AR | Greene | 1 | IC | RE | 0.4 | 0.4 | 0.4 |  | 1 | 1939 | DFO | NG | [5 empty] | N |  | S |  | N | Electric Utility | 1 |  | N | [16 empty] | 1 | 2002
14446 | Paragould Light & Water Comm | 192 | Paragould | AR | Greene | 2 | IC | RE | 1.1 | 1.1 | 1.1 |  | 2 | 1961 | DFO | NG | [5 empty] | N |  | S |  | N | Electric Utility | 1 |  | N | [16 empty] | 1 | 2002
14446 | Paragould Light & Water Comm | 192 | Paragould | AR | Greene | 4 | IC | RE | 0.8 | 0.8 | 0.8 |  | 5 | 1946 | DFO | NG | [5 empty] | N |  | S |  | N | Electric Utility | 1 |  | N | [16 empty] | 1 | 2002
14446 | Paragould Light & Water Comm | 192 | Paragould | AR | Greene | 5 | IC | RE | 0.8 | 0.8 | 0.8 |  | 7 | 1946 | DFO | NG | [5 empty] | N |  | S |  | N | Electric Utility | 1 |  | N | [16 empty] | 9 | 2002
14446 | Paragould Light & Water Comm | 192 | Paragould | AR | Greene | 6 | IC | RE | 1 | 1 | 1 |  | 10 | 1949 | DFO | NG | [5 empty] | N |  | S |  | N | Electric Utility | 1 |  | N | [16 empty] | 1 | 2002
14534 | City of Pasadena - (CA) | 420 | Broadway | CA | Los Angeles | B1 | ST | RE | 46 | 45 | 45 |  | 3 | 1955 | NG | [5 empty] | N | N |  | S |  | N | Electric Utility | 1 |  | N | [16 empty] | 12 | 2002 | N
14534 | City of Pasadena - (CA) | 420 | Broadway | CA | Los Angeles | B2 | ST | RE | 46 | 45 | 45 |  | 7 | 1957 | NG | [6 empty] | N |  | S |  | N | Electric Utility | 1 |  | N | [16 empty] | 12 | 2002 | N
14624 | PUD No 2 of Grant County | 3888 | Wanapum | WA | Grant | 1 | HY | RE | 103.8 | 103.8 | 103.8 |  | 9 | 1963 | WAT | [5 empty] | N | Y |  | S |  | N | Electric Utility | 1 |  | N | [16 empty] | 12 | 2012
14624 | PUD No 2 of Grant County | 3888 | Wanapum | WA | Grant | 2 | HY | RE | 103.8 | 103.8 | 103.8 |  | 9 | 1963 | WAT | [5 empty] | N | Y |  | S |  | N | Electric Utility | 1 |  | N | [16 empty] | 2 | 2012
14624 | PUD No 2 of Grant County | 3888 | Wanapum | WA | Grant | 5 | HY | RE | 103.8 | 103.8 | 103.8 |  | 9 | 1963 | WAT | [5 empty] | N | Y |  | S |  | N | Electric Utility | 1 |  | N | [16 empty] | 4 | 2011
14624 | PUD No 2 of Grant County | 3888 | Wanapum | WA | Grant | 7 | HY | RE | 103.8 | 103.8 | 122.2 |  | 11 | 1963 | WAT | [5 empty] | N | Y |  | S |  | N | Electric Utility | 1 |  | N | [16 empty] | 6 | 2010
14624 | PUD No 2 of Grant County | 7994 | Randolph Road | WA | Grant | 1 | IC | RE | 1.6 | 1.8 | 1.8 |  | 8 | 2001 | DFO | [5 empty] | N | Y |  | S |  | N | Electric Utility | 1 |  | N | [16 empty] | 10 | 2007
14624 | PUD No 2 of Grant County | 7994 | Randolph Road | WA | Grant | 10 | IC | RE | 1.6 | 1.8 | 1.8 |  | 8 | 2001 | DFO | [5 empty] | N | Y |  | S |  | N | Electric Utility | 1 |  | N | [16 empty] | 10 | 2007
14624 | PUD No 2 of Grant County | 7994 | Randolph Road | WA | Grant | 11 | IC | RE | 1.6 | 1.8 | 1.8 |  | 8 | 2001 | DFO | [5 empty] | N | Y |  | S |  | N | Electric Utility | 1 |  | N | [16 empty] | 10 | 2007
14624 | PUD No 2 of Grant County | 7994 | Randolph Road | WA | Grant | 12 | IC | RE | 1.6 | 1.8 | 1.8 |  | 8 | 2001 | DFO | [5 empty] | N | Y |  | S |  | N | Electric Utility | 1 |  | N | [16 empty] | 10 | 2007
14624 | PUD No 2 of Grant County | 7994 | Randolph Road | WA | Grant | 13 | IC | RE | 1.6 | 1.8 | 1.8 |  | 8 | 2001 | DFO | [5 empty] | N | Y |  | S |  | N | Electric Utility | 1 |  | N | [16 empty] | 10 | 2007
14624 | PUD No 2 of Grant County | 7994 | Randolph Road | WA | Grant | 14 | IC | RE | 1.6 | 1.8 | 1.8 |  | 8 | 2001 | DFO | [5 empty] | N | Y |  | S |  | N | Electric Utility | 1 |  | N | [16 empty] | 10 | 2007
14624 | PUD No 2 of Grant County | 7994 | Randolph Road | WA | Grant | 15 | IC | RE | 1.6 | 1.8 | 1.8 |  | 8 | 2001 | DFO | [5 empty] | N | Y |  | S |  | N | Electric Utility | 1 |  | N | [16 empty] | 10 | 2007
14624 | PUD No 2 of Grant County | 7994 | Randolph Road | WA | Grant | 16 | IC | RE | 1.6 | 1.8 | 1.8 |  | 8 | 2001 | DFO | [5 empty] | N | Y |  | S |  | N | Electric Utility | 1 |  | N | [16 empty] | 10 | 2007
14624 | PUD No 2 of Grant County | 7994 | Randolph Road | WA | Grant | 17 | IC | RE | 1.6 | 1.8 | 1.8 |  | 8 | 2001 | DFO | [5 empty] | N | Y |  | S |  | N | Electric Utility | 1 |  | N | [16 empty] | 10 | 2007
14624 | PUD No 2 of Grant County | 7994 | Randolph Road | WA | Grant | 18 | IC | RE | 1.6 | 1.8 | 1.8 |  | 8 | 2001 | DFO | [5 empty] | N | Y |  | S |  | N | Electric Utility | 1 |  | N | [16 empty] | 10 | 2007
14624 | PUD No 2 of Grant County | 7994 | Randolph Road | WA | Grant | 19 | IC | RE | 1.6 | 1.8 | 1.8 |  | 8 | 2001 | DFO | [5 empty] | N | Y |  | S |  | N | Electric Utility | 1 |  | N | [16 empty] | 10 | 2007
14624 | PUD No 2 of Grant County | 7994 | Randolph Road | WA | Grant | 2 | IC | RE | 1.6 | 1.8 | 1.8 |  | 8 | 2001 | DFO | [5 empty] | N | N |  | S |  | N | Electric Utility | 1 |  | N | [16 empty] | 10 | 2007
14624 | PUD No 2 of Grant County | 7994 | Randolph Road | WA | Grant | 20 | IC | RE | 1.6 | 1.8 | 1.8 |  | 8 | 2001 | DFO | [5 empty] | N | Y |  | S |  | N | Electric Utility | 1 |  | N | [16 empty] | 10 | 2007
14624 | PUD No 2 of Grant County | 7994 | Randolph Road | WA | Grant | 3 | IC | RE | 1.6 | 1.8 | 1.8 |  | 8 | 2001 | DFO | [5 empty] | N | Y |  | S |  | N | Electric Utility | 1 |  | N | [16 empty] | 10 | 2007
14624 | PUD No 2 of Grant County | 7994 | Randolph Road | WA | Grant | 4 | IC | RE | 1.6 | 1.8 | 1.8 |  | 8 | 2001 | DFO | [5 empty] | N | N |  | S |  | N | Electric Utility | 1 |  | N | [16 empty] | 10 | 2007
14624 | PUD No 2 of Grant County | 7994 | Randolph Road | WA | Grant | 5 | IC | RE | 1.6 | 1.8 | 1.8 |  | 8 | 2001 | DFO | [5 empty] | N | Y |  | S |  | N | Electric Utility | 1 |  | N | [16 empty] | 10 | 2007
14624 | PUD No 2 of Grant County | 7994 | Randolph Road | WA | Grant | 6 | IC | RE | 1.6 | 1.8 | 1.8 |  | 8 | 2001 | DFO | [5 empty] | N | Y |  | S |  | N | Electric Utility | 1 |  | N | [16 empty] | 10 | 2007
14624 | PUD No 2 of Grant County | 7994 | Randolph Road | WA | Grant | 7 | IC | RE | 1.6 | 1.8 | 1.8 |  | 8 | 2001 | DFO | [5 empty] | N | Y |  | S |  | N | Electric Utility | 1 |  | N | [16 empty] | 10 | 2007
14624 | PUD No 2 of Grant County | 7994 | Randolph Road | WA | Grant | 8 | IC | RE | 1.6 | 1.8 | 1.8 |  | 8 | 2001 | DFO | [5 empty] | N | Y |  | S |  | N | Electric Utility | 1 |  | N | [16 empty] | 10 | 2007
14624 | PUD No 2 of Grant County | 7994 | Randolph Road | WA | Grant | 9 | IC | RE | 1.6 | 1.8 | 1.8 |  | 8 | 2001 | DFO | [5 empty] | N | Y |  | S |  | N | Electric Utility | 1 |  | N | [16 empty] | 10 | 2007
14645 | City of Pella - (IA) | 1175 | Pella | IA | Marion | 5 | ST | RE | 11.5 | 11 | 11 |  | 5 | 1964 | SUB | NG |  |  |  |  | N | Y |  | S |  | N | Electric Utility | 1 |  | N | N | [15 empty] | 6 | 2012 | N |  |  | Y |  |  |  | SUB | NG
14645 | City of Pella - (IA) | 1175 | Pella | IA | Marion | 6 | ST | RE | 26.5 | 22.4 | 22.4 |  | 7 | 1972 | SUB | NG |  |  |  |  | N | Y |  | S |  | N | Electric Utility | 1 |  | N | N | [15 empty] | 6 | 2012 | N |  |  | Y |  |  |  | SUB | NG
14645 | City of Pella - (IA) | 7971 | Pella Peaking | IA | Marion | 1 | IC | RE | 2 | 1.8 | 1.8 |  | 6 | 2001 | DFO | [5 empty] | N | Y |  | S |  | N | Electric Utility | 1 |  | N | [16 empty] | 9 | 2001 | N
14645 | City of Pella - (IA) | 7971 | Pella Peaking | IA | Marion | 2 | IC | RE | 2 | 1.8 | 1.8 |  | 6 | 2001 | DFO | [5 empty] | N | Y |  | S |  | N | Electric Utility | 1 |  | N | [16 empty] | 9 | 2001 | N
14653 | PUD No 1 of Pend Oreille County | 773 | Sullivan CR | WA | Pend Oreille | 1 | HY | IP | 4.5 | 4.5 | 4.5 |  |  |  | WAT | [6 empty] | N |  | S |  | N | Electric Utility | 1 |  | N | [18 empty] | N
14653 | PUD No 1 of Pend Oreille County | 773 | Sullivan CR | WA | Pend Oreille | 2 | HY | IP | 4.5 | 4.5 | 4.5 |  |  |  | WAT | [6 empty] | N |  | S |  | N | Electric Utility | 1 |  | N | [18 empty] | N
14840 | City of Peru - (IL) | 955 | Peru | IL | La Salle | 10 | IC | RE | 2 | 2 | 2 |  | 2 | 2003 | DFO | [5 empty] | N | N |  | S |  | N | Electric Utility | 1 |  | N | [16 empty] | 4 | 2011 | N
14840 | City of Peru - (IL) | 955 | Peru | IL | La Salle | 3 | IC | RE | 1.8 | 1.8 | 1.8 |  | 5 | 2002 | DFO | [5 empty] | N | N |  | S |  | N | Electric Utility | 1 |  | N | N | [15 empty] | 11 | 2010
14840 | City of Peru - (IL) | 955 | Peru | IL | La Salle | 4 | ST | RE | 7.5 | 8.6 | 8.6 |  | 88 | 1960 | NG | [5 empty] | N | N |  | S |  | N | Electric Utility | 1 |  | N | [16 empty] | 5 | 2002
14840 | City of Peru - (IL) | 955 | Peru | IL | La Salle | 7 | IC | RE | 1.8 | 1.8 | 1.8 |  | 5 | 2002 | DFO | [5 empty] | N | N |  | S |  | N | Electric Utility | 1 |  | N | N | [15 empty] | 11 | 2010
14840 | City of Peru - (IL) | 955 | Peru | IL | La Salle | 8 | IC | RE | 2 | 2 | 2 |  | 2 | 2003 | DFO | [5 empty] | N | N |  | S |  | N | Electric Utility | 1 |  | N | N | [15 empty] | 11 | 2010
14840 | City of Peru - (IL) | 955 | Peru | IL | La Salle | 9 | IC | RE | 2 | 2 | 2 |  | 2 | 2003 | DFO | [5 empty] | N | N |  | S |  | N | Electric Utility | 1 |  | N | N | [15 empty] | 11 | 2010
14840 | City of Peru - (IL) | 955 | Peru | IL | La Salle | IC1 | IC | RE | 6.3 | 6 | 6 |  | 9 | 1973 | DFO | [5 empty] | N | N |  | S |  | N | Electric Utility | 1 |  | N | [16 empty] | 12 | 2011
14840 | City of Peru - (IL) | 955 | Peru | IL | La Salle | IC2 | IC | RE | 1.8 | 1.8 | 1.8 |  | 6 | 2000 | DFO | [5 empty] | N | N |  | S |  | N | Electric Utility | 1 |  | N | N | [15 empty] | 11 | 2010
14840 | City of Peru - (IL) | 955 | Peru | IL | La Salle | IC3 | IC | RE | 1.8 | 1.8 | 1.8 |  | 6 | 2000 | DFO | [5 empty] | N | N |  | S |  | N | Electric Utility | 1 |  | N | [16 empty] | 4 | 2011
14928 | Pfizer Inc | 54236 | Pfizer Groton Plant | CT | New London | TG 1 | ST | RE | 2.5 | 2.5 | 2.5 |  | 1 | 1948 | NG | RFO |  |  |  |  | Y | N |  | S |  | Y | Industrial CHP | 7 | T | N | N | [15 empty] | 1 | 2005 | N | [6 empty] | NG | PG
15095 | City of Piqua - (OH) | 2937 | Piqua Power Plant | OH | Miami | 10 | ST | RE | 0.8 | 0.8 | 0.8 |  | 12 | 1987 | BIT | DFO |  |  |  |  | N | N |  | S |  | N | Electric Utility | 1 |  | N | [16 empty] | 12 | 2007
15095 | City of Piqua - (OH) | 2937 | Piqua Power Plant | OH | Miami | 3 | ST | RE | 4 | 4 | 4 |  | 1 | 1940 | BIT | DFO |  |  |  |  | N | N |  | S |  | N | Electric Utility | 1 |  | N | [16 empty] | 12 | 2007
15095 | City of Piqua - (OH) | 2937 | Piqua Power Plant | OH | Miami | 4 | ST | RE | 7.5 | 7.5 | 7.5 |  | 1 | 1947 | BIT | DFO |  |  |  |  | N | N |  | S |  | N | Electric Utility | 1 |  | N | [16 empty] | 12 | 2007
15095 | City of Piqua - (OH) | 2937 | Piqua Power Plant | OH | Miami | 6 | ST | RE | 12.5 | 12.5 | 12.5 |  | 1 | 1951 | BIT | DFO |  |  |  |  | N | N |  | S |  | N | Electric Utility | 1 |  | N | [16 empty] | 12 | 2007
15095 | City of Piqua - (OH) | 2937 | Piqua Power Plant | OH | Miami | 7 | ST | RE | 20 | 20 | 20 |  | 1 | 1961 | BIT | DFO |  |  |  |  | N | N |  | S |  | N | Electric Utility | 1 |  | N | [16 empty] | 12 | 2007
15143 | Platte River Power Authority | 692 | Medicine Bow | WY | Carbon | 12 | WT | IP | 0.7 | 0.7 | 0.7 |  |  |  | WND | [8 empty] | S | 1 | N | Electric Utility | 1 |  | N | [18 empty] | N
15143 | Platte River Power Authority | 692 | Medicine Bow | WY | Carbon | 13 | WT | IP | 0.7 | 0.7 | 0.7 |  |  |  | WND | [8 empty] | S | 1 | N | Electric Utility | 1 |  | N | [18 empty] | N
15143 | Platte River Power Authority | 692 | Medicine Bow | WY | Carbon | 3 | WT | RE | 0.1 | 0.1 | 0.1 |  | 4 | 1998 | WND | [5 empty] | N | Y |  | S | 1 | N | Electric Utility | 1 |  | N | [16 empty] | 4 | 2005 | N
15143 | Platte River Power Authority | 692 | Medicine Bow | WY | Carbon | CLIP | WT | RE | 2.5 | 2.5 | 2.5 |  | 3 | 2005 | WND | [5 empty] | N | Y |  | W | 1 | N | Electric Utility | 1 |  | N | [16 empty] | 12 | 2011
15147 | PSEG Fossil LLC | 2397 | PSEG Bayonne Generating Station | NJ | Hudson | 1 | GT | RE | 21.2 | 20 | 24 |  | 6 | 1970 | KER | [5 empty] | N | Y |  | S |  | N | IPP Non-CHP | 2 |  | N | [16 empty] | 5 | 2006 | N
15147 | PSEG Fossil LLC | 2397 | PSEG Bayonne Generating Station | NJ | Hudson | 2 | GT | RE | 21 | 20 | 25 |  | 6 | 1970 | KER | [5 empty] | N | Y |  | S |  | N | IPP Non-CHP | 2 |  | N | [16 empty] | 5 | 2006 | N
15147 | PSEG Fossil LLC | 2399 | PSEG Burlington Generating Station | NJ | Burlington | 101 | CT | RE | 44.8 | 49 | 52 |  | 6 | 1993 | NG | KER |  |  |  |  | Y | Y |  | S |  | N | IPP Non-CHP | 2 | [18 empty] | 4 | 2004 | N
15147 | PSEG Fossil LLC | 2399 | PSEG Burlington Generating Station | NJ | Burlington | 102 | CT | RE | 44.8 | 49 | 52 |  | 6 | 1993 | NG | KER |  |  |  |  | Y | Y |  | S |  | N | IPP Non-CHP | 2 | [18 empty] | 4 | 2004 | N
15147 | PSEG Fossil LLC | 2399 | PSEG Burlington Generating Station | NJ | Burlington | 103 | CT | RE | 44.8 | 49 | 52 |  | 6 | 1993 | NG | KER |  |  |  |  | Y | Y |  | S |  | N | IPP Non-CHP | 2 | [18 empty] | 4 | 2004 | N
15147 | PSEG Fossil LLC | 2399 | PSEG Burlington Generating Station | NJ | Burlington | 104 | CT | RE | 44.8 | 49 | 52 |  | 6 | 1993 | NG | KER |  |  |  |  | Y | Y |  | S |  | N | IPP Non-CHP | 2 | [18 empty] | 4 | 2004 | N
15147 | PSEG Fossil LLC | 2399 | PSEG Burlington Generating Station | NJ | Burlington | 105 | CA | RE | 44.9 | 49 | 52 |  | 6 | 1972 | NG | KER |  |  |  |  | Y | Y |  | S |  | N | IPP Non-CHP | 2 |  | N | [16 empty] | 4 | 2004 | N
15147 | PSEG Fossil LLC | 2403 | PSEG Hudson Generating Station | NJ | Hudson | 1 | ST | RE | 454.7 | 182.8 |  |  | 12 | 1964 | NG | RFO |  |  |  |  | Y | Y |  | S |  | N | IPP Non-CHP | 2 | [18 empty] | 12 | 2011 | N
15147 | PSEG Fossil LLC | 2403 | PSEG Hudson Generating Station | NJ | Hudson | 3 | GT | RE | 115.2 | 129 | 140 |  | 12 | 1967 | KER | [6 empty] | Y |  | S |  | N | IPP Non-CHP | 2 | [18 empty] | 10 | 2003 | N
15147 | PSEG Fossil LLC | 2404 | PSEG Kearny Generating Station | NJ | Hudson | 10 | GT | RE | 146.2 | 122 |  |  | 5 | 1970 | NG | DFO |  |  |  |  | Y | Y |  | S |  | N | IPP Non-CHP | 2 | [18 empty] | 6 | 2012 | N
15147 | PSEG Fossil LLC | 2404 | PSEG Kearny Generating Station | NJ | Hudson | 11 | GT | RE | 146.2 | 128 |  |  | 12 | 1969 | NG | DFO |  |  |  |  | Y | Y |  | S |  | N | IPP Non-CHP | 2 | [18 empty] | 6 | 2012 | N
15147 | PSEG Fossil LLC | 2404 | PSEG Kearny Generating Station | NJ | Hudson | 121 | GT | RE | 54 | 44 |  |  | 5 | 1973 | NG | [5 empty] | N | Y |  | S |  | N | IPP Non-CHP | 2 | [18 empty] | 6 | 2001 | N
15147 | PSEG Fossil LLC | 2404 | PSEG Kearny Generating Station | NJ | Hudson | 122 | GT | RE | 54 | 44 | 50.3 |  | 5 | 1973 | NG | [5 empty] | N |  |  | S |  | N | IPP Non-CHP | 2 | [18 empty] | 6 | 2001
15147 | PSEG Fossil LLC | 2404 | PSEG Kearny Generating Station | NJ | Hudson | 123 | GT | RE | 54 | 44 | 50.3 |  | 5 | 1973 | NG | [5 empty] | N |  |  | S |  | N | IPP Non-CHP | 2 | [18 empty] | 6 | 2001
15147 | PSEG Fossil LLC | 2404 | PSEG Kearny Generating Station | NJ | Hudson | 124 | GT | RE | 54 | 44 | 50.3 |  | 5 | 1973 | NG | [5 empty] | N |  |  | S |  | N | IPP Non-CHP | 2 | [18 empty] | 6 | 2001
15147 | PSEG Fossil LLC | 2404 | PSEG Kearny Generating Station | NJ | Hudson | 7 | ST | RE | 147 | 150 | 150 |  | 3 | 1953 | RFO | [5 empty] | N | Y |  | S |  | N | IPP Non-CHP | 2 | [18 empty] | 6 | 2005 | N
15147 | PSEG Fossil LLC | 2404 | PSEG Kearny Generating Station | NJ | Hudson | 8 | ST | RE | 147 | 150 | 150 |  | 1 | 1953 | RFO | [5 empty] | N | Y |  | S |  | N | IPP Non-CHP | 2 | [18 empty] | 6 | 2005 | N
15147 | PSEG Fossil LLC | 2406 | PSEG Linden Generating Station | NJ | Union | 1 | ST | RE | 181.4 | 180 | 180 |  | 5 | 1957 | RFO | [5 empty] | N | Y |  | S |  | N | IPP Non-CHP | 2 | [18 empty] | 4 | 2006 | N
15147 | PSEG Fossil LLC | 2406 | PSEG Linden Generating Station | NJ | Union | 2 | ST | RE | 181.4 | 250 | 250 |  | 12 | 1957 | RFO | [5 empty] | N | Y |  | S |  | N | IPP Non-CHP | 2 | [18 empty] | 4 | 2006 | N
15237 | PCS Nitrogen LP | 50341 | PCS Nitrogen Fertilizer LP | LA | Iberville | GEN1 | GT | RE | 26 | 19 | 23 |  | 11 | 1986 | NG | [5 empty] | N | Y |  | S |  | Y | Industrial CHP | 7 |  | N | [16 empty] | 12 | 2005 | N
15246 | City of Portland - (MI) | 1851 | Frank Jenkins | MI | IONIA | 3 | IC | RE | 0.3 | 0.3 | 0.3 |  | 6 | 1935 | DFO | [5 empty] | N | N |  | S |  | N | Electric Utility | 1 | [18 empty] | 8 | 2002
15248 | Portland General Electric Co | 3044 | Bull Run | OR | Clackamas | 1 | HY | RE | 5.2 | 5.5 | 3.7 |  | 12 | 1922 | WAT | [5 empty] | N | Y |  | S |  | N | Electric Utility | 1 |  | N | [16 empty] | 5 | 2008 | N
15248 | Portland General Electric Co | 3044 | Bull Run | OR | Clackamas | 2 | HY | RE | 5.2 | 5.5 | 3.8 |  | 10 | 1912 | WAT | [5 empty] | N | Y |  | S |  | N | Electric Utility | 1 |  | N | [16 empty] | 5 | 2008 | N
15248 | Portland General Electric Co | 3044 | Bull Run | OR | Clackamas | 3 | HY | RE | 5.2 | 5.5 | 3.7 |  | 10 | 1912 | WAT | [5 empty] | N | Y |  | S |  | N | Electric Utility | 1 |  | N | [16 empty] | 5 | 2008 | N
15248 | Portland General Electric Co | 3044 | Bull Run | OR | Clackamas | 4 | HY | RE | 5.2 | 5.5 | 3.8 |  | 10 | 1912 | WAT | [5 empty] | N | Y |  | S |  | N | Electric Utility | 1 |  | N | [16 empty] | 5 | 2008 | N
15274 | Potomac Power Resources | 603 | Benning | DC | District of Columbia | 15 | ST | RE | 290 | 275 | 275 |  | 6 | 1968 | DFO | [5 empty] | N | Y | Y | S |  | N | IPP Non-CHP | 2 |  | N | N | [12 empty] | N |  |  | 5 | 2012 | N |  |  |  |  | N |  | DFO | DFO
15274 | Potomac Power Resources | 603 | Benning | DC | District of Columbia | 16 | ST | RE | 290 | 275 | 275 |  | 5 | 1972 | DFO | [5 empty] | N | Y | Y | S |  | N | IPP Non-CHP | 2 |  | N | N | [12 empty] | N |  |  | 5 | 2012 | N | [6 empty] | DFO | DFO
15274 | Potomac Power Resources | 604 | Buzzard Point | DC | District of Columbia | E1 | GT | RE | 18 | 16 | 16 |  | 5 | 1968 | DFO | [5 empty] | N | Y | Y | S |  | N | IPP Non-CHP | 2 |  | N | N | [12 empty] | N |  |  | 5 | 2012
15274 | Potomac Power Resources | 604 | Buzzard Point | DC | District of Columbia | E2 | GT | RE | 18 | 16 | 16 |  | 5 | 1968 | DFO | [5 empty] | N | Y | Y | S |  | N | IPP Non-CHP | 2 |  | N | N | [12 empty] | N |  |  | 5 | 2012
15274 | Potomac Power Resources | 604 | Buzzard Point | DC | District of Columbia | E3 | GT | RE | 18 | 16 | 16 |  | 5 | 1968 | DFO | [5 empty] | N | Y |  | S |  | N | IPP Non-CHP | 2 |  | N | N | [15 empty] | 5 | 2008
15274 | Potomac Power Resources | 604 | Buzzard Point | DC | District of Columbia | E4 | GT | RE | 18 | 16 | 16 |  | 5 | 1968 | DFO | [5 empty] | N | Y | Y | S |  | N | IPP Non-CHP | 2 |  | N | N | [12 empty] | N |  |  | 5 | 2012
15274 | Potomac Power Resources | 604 | Buzzard Point | DC | District of Columbia | E5 | GT | RE | 18 | 16 | 16 |  | 5 | 1968 | DFO | [5 empty] | N | Y | Y | S |  | N | IPP Non-CHP | 2 |  | N | N | [12 empty] | N |  |  | 5 | 2012
15274 | Potomac Power Resources | 604 | Buzzard Point | DC | District of Columbia | E6 | GT | RE | 18 | 16 | 16 |  | 5 | 1968 | DFO | [5 empty] | N | Y | Y | S |  | N | IPP Non-CHP | 2 |  | N | N | [12 empty] | N |  |  | 5 | 2012
15274 | Potomac Power Resources | 604 | Buzzard Point | DC | District of Columbia | E7 | GT | RE | 18 | 16 | 16 |  | 5 | 1968 | DFO | [5 empty] | N | Y | Y | S |  | N | IPP Non-CHP | 2 |  | N | N | [12 empty] | N |  |  | 5 | 2012
15274 | Potomac Power Resources | 604 | Buzzard Point | DC | District of Columbia | E8 | GT | RE | 18 | 16 | 16 |  | 5 | 1968 | DFO | [5 empty] | N | Y | Y | S |  | N | IPP Non-CHP | 2 |  | N | N | [12 empty] | N |  |  | 5 | 2012
15274 | Potomac Power Resources | 604 | Buzzard Point | DC | District of Columbia | W10 | GT | RE | 18 | 16 | 16 |  | 6 | 1968 | DFO | [5 empty] | N | Y | Y | S |  | N | IPP Non-CHP | 2 |  | N | N | [12 empty] | N |  |  | 5 | 2012
15274 | Potomac Power Resources | 604 | Buzzard Point | DC | District of Columbia | W11 | GT | RE | 18 | 16 | 16 |  | 6 | 1968 | DFO | [5 empty] | N | Y | Y | S |  | N | IPP Non-CHP | 2 |  | N | N | [12 empty] | N |  |  | 5 | 2012
15274 | Potomac Power Resources | 604 | Buzzard Point | DC | District of Columbia | W12 | GT | RE | 18 | 16 | 16 |  | 6 | 1968 | DFO | [5 empty] | N | Y | Y | S |  | N | IPP Non-CHP | 2 |  | N | N | [12 empty] | N |  |  | 5 | 2012
15274 | Potomac Power Resources | 604 | Buzzard Point | DC | District of Columbia | W13 | GT | RE | 18 | 16 | 16 |  | 6 | 1968 | DFO | [5 empty] | N | Y | Y | S |  | N | IPP Non-CHP | 2 |  | N | N | [12 empty] | N |  |  | 5 | 2012
15274 | Potomac Power Resources | 604 | Buzzard Point | DC | District of Columbia | W14 | GT | RE | 18 | 16 | 16 |  | 6 | 1968 | DFO | [5 empty] | N | Y | Y | S |  | N | IPP Non-CHP | 2 |  | N | N | [12 empty] | N |  |  | 5 | 2012
15274 | Potomac Power Resources | 604 | Buzzard Point | DC | District of Columbia | W15 | GT | RE | 18 | 16 | 16 |  | 6 | 1968 | DFO | [5 empty] | N | Y | Y | S |  | N | IPP Non-CHP | 2 |  | N | N | [12 empty] | N |  |  | 5 | 2012
15274 | Potomac Power Resources | 604 | Buzzard Point | DC | District of Columbia | W16 | GT | RE | 18 | 16 | 16 |  | 6 | 1968 | DFO | [5 empty] | N | Y | Y | S |  | N | IPP Non-CHP | 2 |  | N | N | [12 empty] | N |  |  | 5 | 2012
15274 | Potomac Power Resources | 604 | Buzzard Point | DC | District of Columbia | W9 | GT | RE | 18 | 16 | 16 |  | 6 | 1968 | DFO | [5 empty] | N | Y | Y | S |  | N | IPP Non-CHP | 2 |  | N | N | [12 empty] | N |  |  | 5 | 2012
15276 | PPL Martins Creek LLC | 3148 | PPL Martins Creek | PA | Northampton | 1 | ST | RE | 156.2 | 140 | 150 |  | 9 | 1954 | BIT | [5 empty] | N | Y |  | S |  | N | IPP Non-CHP | 2 | [18 empty] | 9 | 2007
15276 | PPL Martins Creek LLC | 3148 | PPL Martins Creek | PA | Northampton | 2 | ST | RE | 156.2 | 140 | 150 |  | 6 | 1956 | BIT | [5 empty] | N | Y |  | S |  | N | IPP Non-CHP | 2 | [18 empty] | 9 | 2007
15276 | PPL Martins Creek LLC | 3148 | PPL Martins Creek | PA | Northampton | MCD1 | IC | RE | 2.7 | 2.5 | 2.5 |  | 2 | 1967 | DFO | [5 empty] | N | Y |  | S |  | N | IPP Non-CHP | 2 | [18 empty] | 9 | 2007
15276 | PPL Martins Creek LLC | 3148 | PPL Martins Creek | PA | Northampton | MCD2 | IC | RE | 2.7 | 2.5 | 2.5 |  | 2 | 1967 | DFO | [5 empty] | N | Y |  | S |  | N | IPP Non-CHP | 2 | [18 empty] | 9 | 2007
15296 | New York Power Authority | 650 | Kensico | NY | Westchester | 1 | HY | RE | 1 | 0.8 | 0.6 |  | 7 | 1983 | WAT | [5 empty] | N | Y |  | S |  | N | Electric Utility | 1 |  | N | [16 empty] | 9 | 2012
15296 | New York Power Authority | 650 | Kensico | NY | Westchester | 2 | HY | RE | 1 | 0.8 | 0.6 |  | 7 | 1983 | WAT | [5 empty] | N | Y |  | S |  | N | Electric Utility | 1 |  | N | [16 empty] | 9 | 2012
15296 | New York Power Authority | 650 | Kensico | NY | Westchester | 3 | HY | RE | 1 | 0.8 | 0.6 |  | 7 | 1983 | WAT | [5 empty] | N | Y |  | S |  | N | Electric Utility | 1 |  | N | [16 empty] | 9 | 2012
15296 | New York Power Authority | 2491 | Charles Poletti | NY | Queens | 6 | ST | RE | 883 | 847 | 831 |  | 3 | 1977 | RFO | NG |  |  |  |  | Y | Y |  | S |  | N | Electric Utility | 1 |  | N | [13 empty] | N |  |  | 2 | 2010 | N
15321 | City of Pratt- (KS) | 1317 | Pratt | KS | Pratt | 1 | ST | RE | 3 | 3 | 3 |  | 99 | 1938 | NG | DFO |  |  |  |  | N | N |  | S |  | N | Electric Utility | 1 |  | N | [16 empty] | 5 | 2004 | N
15321 | City of Pratt- (KS) | 1317 | Pratt | KS | Pratt | 3 | ST | RE | 5 | 5.8 | 5.8 |  | 3 | 1953 | NG | DFO |  |  |  |  | N | Y |  | S |  | N | Electric Utility | 1 |  | N | [16 empty] | 12 | 2012 | N | [6 empty] | NG
15348 | Preston Public Utilities Comm | 2004 | Preston | MN | Fillmore | 1 | IC | RE | 0.1 | 0.1 | 0.1 |  | 88 | 1935 | DFO | [8 empty] | S |  | N | Electric Utility | 1 |  | N | [16 empty] | 9 | 2001
15348 | Preston Public Utilities Comm | 2004 | Preston | MN | Fillmore | 2 | IC | RE | 0.2 | 0.1 | 0.1 |  | 88 | 1935 | DFO | [8 empty] | S |  | N | Electric Utility | 1 |  | N | [16 empty] | 9 | 2001
15348 | Preston Public Utilities Comm | 2004 | Preston | MN | Fillmore | 3 | IC | RE | 0.3 | 0.2 | 0.2 |  | 88 | 1939 | DFO | [8 empty] | S |  | N | Electric Utility | 1 |  | N | [16 empty] | 9 | 2001
15371 | Town of Princeton - (MA) | 7501 | Princeton Wind Farm | MA | Worcester | 1 | WT | RE | 0.3 | 0.3 | 0.3 |  | 10 | 1984 | WND | [5 empty] | N | Y |  | S | 8 | N | Electric Utility | 1 |  | N | [16 empty] | 10 | 2003
15377 | City of Primghar - (IA) | 1177 | Primghar | IA | O Brien | 2 | IC | RE | 0.1 | 0.1 | 0.1 |  | 88 | 1938 | DFO | [6 empty] | N |  | S |  | N | Electric Utility | 1 | [18 empty] | 7 | 2004 | N
15387 | Princeton Public Utils Comm | 2005 | Princeton | MN | MILLE LACS | 1 | IC | RE | 0.1 | 0.1 | 0.1 |  | 9 | 1938 | DFO | [6 empty] | Y |  | S |  | N | Electric Utility | 1 | [18 empty] | 12 | 2002
15387 | Princeton Public Utils Comm | 2005 | Princeton | MN | MILLE LACS | 2 | IC | RE | 0.1 | 0.1 | 0.1 |  | 9 | 1938 | DFO | [6 empty] | Y |  | S |  | N | Electric Utility | 1 | [18 empty] | 12 | 2002
15399 | Iberdrola Renewables Inc | 55339 | Phoenix Wind Power LLC | CA | Riverside | GEN1 | WT | RE | 2.1 | 1.5 | 1.5 |  | 6 | 1999 | WND | [5 empty] | N | Y |  | S | 3 | N | IPP Non-CHP | 2 |  | N | [16 empty] | 12 | 2009 | N
15399 | Iberdrola Renewables Inc | 56398 | Jordanville Wind Farm | NY | Herkimer | 1 | WT | IP | 80 | 80 | 80 |  |  |  | WND | [5 empty] | N | Y |  | S | 65 | N | IPP Non-CHP | 2 | [20 empty] | N
15399 | Iberdrola Renewables Inc | 57398 | Lakeview Cogeneration LLC | OR | Lake | 1 | ST | IP | 26.8 | 24 | 24 |  |  |  | OBS | DFO |  |  |  |  | N | Y |  | S |  | Y | IPP CHP | 3 | [20 empty] | N
15399 | Iberdrola Renewables Inc | 57922 | Dry Lake Solar | AZ | Navajo | 1 | PV | IP | 50 | 50 | 50 |  |  |  | SUN | [5 empty] | N | Y |  | S |  | N | IPP Non-CHP | 2 | [20 empty] | N
15399 | Iberdrola Renewables Inc | 57923 | Tierra Bonita Solar | CA | Los Angeles | 1 | PV | IP | 22 | 22 | 22 |  |  |  | SUN | [5 empty] | N | Y |  | S |  | N | IPP Non-CHP | 2 | [20 empty] | N
15399 | Iberdrola Renewables Inc | 57924 | Klamath Solar | OR | Klamath | 1 | PV | IP | 5 | 5 | 5 |  |  |  | SUN | [5 empty] | N | Y |  | S |  | N | IPP Non-CHP | 2 | [20 empty] | N
15466 | Public Service Co of Colorado | 465 | Arapahoe | CO | Denver | 1 | ST | RE | 44 | 45 | 45 |  | 0 | 1950 | SUB | NG |  |  |  |  | N | N |  | S |  | N | Electric Utility | 1 | [18 empty] | 12 | 2002 | N
15466 | Public Service Co of Colorado | 465 | Arapahoe | CO | Denver | 2 | ST | RE | 44 | 45 | 45 |  | 0 | 1951 | SUB | NG |  |  |  |  | N | N |  | S |  | N | Electric Utility | 1 | [18 empty] | 12 | 2002 | N
15466 | Public Service Co of Colorado | 468 | Cameo | CO | Mesa | 1 | ST | RE | 25 | 23.7 | 23.7 |  | 0 | 1957 | BIT | NG |  |  |  |  | Y | Y |  | S |  | N | Electric Utility | 1 | [15 empty] | N |  |  | 12 | 2010 | N | Y | N |  |  |  |  | NG
15466 | Public Service Co of Colorado | 468 | Cameo | CO | Mesa | 2 | ST | RE | 50 | 49 | 49 |  | 0 | 1960 | BIT | NG |  |  |  |  | Y | Y |  | S |  | N | Electric Utility | 1 | [15 empty] | N |  |  | 12 | 2010 | N | Y | N |  |  |  |  | NG
15466 | Public Service Co of Colorado | 469 | Cherokee | CO | Adams | 1 | ST | RE | 125 | 107 | 107 |  | 6 | 1957 | BIT | NG |  |  |  |  | Y | Y |  | S |  | N | Electric Utility | 1 | [18 empty] | 4 | 2012 | N | Y | [5 empty] | NG
15466 | Public Service Co of Colorado | 469 | Cherokee | CO | Adams | 2 | ST | RE | 125 | 106 | 106 |  | 6 | 1959 | BIT | NG |  |  |  |  | Y | Y |  | S |  | N | Electric Utility | 1 | [15 empty] | N |  |  | 10 | 2011 | N | Y | [5 empty] | NG
15466 | Public Service Co of Colorado | 478 | Zuni | CO | Denver | 1 | ST | RE | 40.2 | 26 | 26 |  | 0 | 1948 | NG | RFO |  |  |  |  | Y | Y |  | S |  | N | Electric Utility | 1 | [15 empty] | N |  |  | 1 | 2010 | N | N | [5 empty] | NG
15466 | Public Service Co of Colorado | 6206 | Tacoma | CO | La Plata | 3 | HY | RE | 3.5 | 4 | 4 |  | 6 | 1949 | WAT | [5 empty] | N | Y |  | S |  | N | Electric Utility | 1 |  | N | [16 empty] | 12 | 2007 | N
15470 | Duke Energy Indiana Inc | 1004 | Edwardsport | IN | Knox | 6 | ST | RE | 35 | 40 | 40 |  | 7 | 1944 | DFO | [5 empty] | N | Y |  | S |  | N | Electric Utility | 1 | [15 empty] | N |  |  | 3 | 2011 | N | [6 empty] | DFO
15470 | Duke Energy Indiana Inc | 1004 | Edwardsport | IN | Knox | 7 | ST | RE | 40.2 | 45 | 45 |  | 1 | 1949 | BIT | [5 empty] | N | Y |  | S |  | N | Electric Utility | 1 | [15 empty] | N |  |  | 3 | 2011 | N | Y
15470 | Duke Energy Indiana Inc | 1004 | Edwardsport | IN | Knox | 8 | ST | RE | 69 | 75 | 75 |  | 12 | 1951 | BIT | [5 empty] | N | Y |  | S |  | N | Electric Utility | 1 | [15 empty] | N |  |  | 3 | 2011 | N | Y
15470 | Duke Energy Indiana Inc | 1006 | Miami Wabash | IN | Wabash | 4 | GT | RE | 18 | 16 | 17 |  | 6 | 1968 | DFO | [5 empty] | N | Y |  | S |  | N | Electric Utility | 1 | [18 empty] | 6 | 2011
15470 | Duke Energy Indiana Inc | 1008 | R Gallagher | IN | Floyd | 1 | ST | RE | 150 | 140 | 140 |  | 6 | 1959 | BIT | [5 empty] | N | Y |  | S |  | N | Electric Utility | 1 | [18 empty] | 2 | 2012 | N | Y
15470 | Duke Energy Indiana Inc | 1008 | R Gallagher | IN | Floyd | 3 | ST | RE | 150 | 140 | 140 |  | 4 | 1960 | BIT | [5 empty] | N | Y |  | S |  | N | Electric Utility | 1 | [18 empty] | 2 | 2012 | N | Y
15470 | Duke Energy Indiana Inc | 7228 | NA 1 | IN | NOT IN FILE | 1 | GT | IP | 318 | 286 | 318 |  |  |  | NG | [8 empty] | S |  | N | Electric Utility | 1 | [20 empty] | N
15470 | Duke Energy Indiana Inc | 7228 | NA 1 | IN | NOT IN FILE | 10 | GT | IP | 259 | 191 | 259 |  |  |  | NG | DFO | [7 empty] | S |  | N | Electric Utility | 1 | [20 empty] | N
15470 | Duke Energy Indiana Inc | 7228 | NA 1 | IN | NOT IN FILE | 11 | GT | IP | 259 | 252.2 | 259 |  |  |  | NG | DFO | [7 empty] | S |  | N | Electric Utility | 1 | [20 empty] | N
15470 | Duke Energy Indiana Inc | 7228 | NA 1 | IN | NOT IN FILE | 12 | GT | IP | 239 | 214 | 239 |  |  |  | NG | DFO | [7 empty] | S |  | N | Electric Utility | 1 | [20 empty] | N
15470 | Duke Energy Indiana Inc | 7228 | NA 1 | IN | NOT IN FILE | 13 | GT | IP | 239 | 214 | 239 |  |  |  | NG | DFO | [7 empty] | S |  | N | Electric Utility | 1 | [20 empty] | N
15470 | Duke Energy Indiana Inc | 7228 | NA 1 | IN | NOT IN FILE | 14 | GT | IP | 239 | 214 | 239 |  |  |  | NG | DFO | [7 empty] | S |  | N | Electric Utility | 1 | [20 empty] | N
15470 | Duke Energy Indiana Inc | 7228 | NA 1 | IN | NOT IN FILE | 15 | GT | IP | 239 | 214 | 239 |  |  |  | NG | DFO | [7 empty] | S |  | N | Electric Utility | 1 | [20 empty] | N
15470 | Duke Energy Indiana Inc | 7228 | NA 1 | IN | NOT IN FILE | 16 | GT | IP | 239 | 214 | 239 |  |  |  | NG | DFO | [7 empty] | S |  | N | Electric Utility | 1 | [20 empty] | N
15470 | Duke Energy Indiana Inc | 7228 | NA 1 | IN | NOT IN FILE | 2 | GT | IP | 96 | 72.5 | 96 |  |  |  | NG | DFO | [7 empty] | S |  | N | Electric Utility | 1 | [20 empty] | N
15470 | Duke Energy Indiana Inc | 7228 | NA 1 | IN | NOT IN FILE | 3 | GT | IP | 96 | 72.5 | 96 |  |  |  | NG | DFO | [7 empty] | S |  | N | Electric Utility | 1 | [20 empty] | N
15470 | Duke Energy Indiana Inc | 7228 | NA 1 | IN | NOT IN FILE | 4 | GT | IP | 96 | 96 | 96 |  |  |  | NG | DFO | [7 empty] | S |  | N | Electric Utility | 1 | [20 empty] | N
15470 | Duke Energy Indiana Inc | 7228 | NA 1 | IN | NOT IN FILE | 5 | GT | IP | 185 | 156 | 185 |  |  |  | NG | DFO | [7 empty] | S |  | N | Electric Utility | 1 | [20 empty] | N
15470 | Duke Energy Indiana Inc | 7228 | NA 1 | IN | NOT IN FILE | 6 | GT | IP | 185 | 156 | 185 |  |  |  | NG | DFO | [7 empty] | S |  | N | Electric Utility | 1 | [20 empty] | N
15470 | Duke Energy Indiana Inc | 7228 | NA 1 | IN | NOT IN FILE | 7 | GT | IP | 185 | 156 | 185 |  |  |  | NG | DFO | [7 empty] | S |  | N | Electric Utility | 1 | [20 empty] | N
15470 | Duke Energy Indiana Inc | 7228 | NA 1 | IN | NOT IN FILE | 8 | GT | IP | 552 | 552 | 552 |  |  |  | NG | DFO | [7 empty] | S |  | N | Electric Utility | 1 | [20 empty] | N
15470 | Duke Energy Indiana Inc | 7228 | NA 1 | IN | NOT IN FILE | 9 | GT | IP | 259 | 191 | 259 |  |  |  | NG | DFO | [7 empty] | S |  | N | Electric Utility | 1 | [20 empty] | N
15473 | Public Service Co of NM | 2447 | Las Vegas | NM | San Miguel | 1 | GT | RE | 20 | 20 | 20 |  | 1 | 1973 | DFO | [5 empty] | N | Y | Y | S |  | N | Electric Utility | 1 | [15 empty] | N |  |  | 4 | 2011
15473 | Public Service Co of NM | 55210 | Afton Generating Station | NM | Dona Ana | 0003 | CT | IP | 177 | 141 | 149 |  |  |  | NG | [5 empty] | N | N |  | S |  | N | Electric Utility | 1 | [20 empty] | N
15473 | Public Service Co of NM | 55252 | Eddy County Generating Station | NM | Eddy | 0001 | GT | IP | 44 | 37 | 43 |  |  |  | NG | [8 empty] | S |  | N | Electric Utility | 1 |  | N | [18 empty] | N
15474 | Public Service Co of Oklahoma | 2965 | Tulsa | OK | Tulsa | 3 | ST | RE | 95 | 65 | 65 |  | 1 | 1948 | NG | DFO |  |  |  |  | N | Y |  | S |  | N | Electric Utility | 1 | [18 empty] | 2 | 2012 | [7 empty] | NG
15500 | Puget Sound Energy Inc | 3862 | White River | WA | Pierce | 1 | HY | RE | 15 | 15 | 15 |  | 88 | 1912 | WAT | [5 empty] | N | N |  | S |  | N | Electric Utility | 1 |  | N | [16 empty] | 1 | 2004 | N
15500 | Puget Sound Energy Inc | 3862 | White River | WA | Pierce | 2 | HY | RE | 15 | 15 | 15 |  | 88 | 1912 | WAT | [5 empty] | N | N |  | S |  | N | Electric Utility | 1 |  | N | [16 empty] | 1 | 2004 | N
15500 | Puget Sound Energy Inc | 3862 | White River | WA | Pierce | 3 | HY | RE | 20 | 20 | 20 |  | 88 | 1918 | WAT | [5 empty] | N | N |  | S |  | N | Electric Utility | 1 |  | N | [16 empty] | 1 | 2004 | N
15500 | Puget Sound Energy Inc | 3862 | White River | WA | Pierce | 4 | HY | RE | 20 | 20 | 20 |  | 88 | 1924 | WAT | [5 empty] | N | N |  | S |  | N | Electric Utility | 1 |  | N | [16 empty] | 1 | 2004 | N
15686 | Village of Rantoul - (IL) | 958 | Rantoul | IL | Champaign | 5 | IC | RE | 1.5 | 0.7 | 0.8 |  | 7 | 1964 | DFO | NG |  |  |  |  | N | Y |  | S |  | N | Electric Utility | 1 |  | N | N | [15 empty] | 10 | 2012
15698 | Raton Public Service Company | 2468 | Raton | NM | Colfax | 3 | ST | RE | 1.5 | 1.8 | 1.8 |  | 9 | 1937 | BIT | [8 empty] | S |  | Y | Electric Utility | 1 |  | N | [16 empty] | 12 | 1970
15698 | Raton Public Service Company | 2468 | Raton | NM | Colfax | 4 | ST | RE | 3.7 | 3.2 | 3.2 |  | 10 | 1951 | BIT | [5 empty] | N |  |  | J |  | Y | Electric Utility | 1 |  | N | [16 empty] | 12 | 1996
15698 | Raton Public Service Company | 2468 | Raton | NM | Colfax | 5 | ST | RE | 7.5 | 6.9 | 6.9 |  | 3 | 1961 | BIT | [5 empty] | N | Y |  | S |  | Y | Electric Utility | 1 | T | N | N | [15 empty] | 1 | 2010 |  |  |  | Y
15726 | Rayonier Performance Fibers, LLC | 10560 | Rayonier Jesup Mill | GA | Wayne | GEN1 | ST | RE | 5 | 4.7 | 4.7 |  | 6 | 1954 | WDS | RFO | NG | BLQ | WO | DFO | Y | Y | N | S |  | Y | Industrial CHP | 7 | T | [17 empty] | 6 | 2000 | N
15726 | Rayonier Performance Fibers, LLC | 10562 | Rayonier Fernandina Mill | FL | Nassau | GEN2 | ST | RE | 5 | 5 | 5 |  | 12 | 1939 | BIT WDS: RFO; BIT RFO: WDS; N Y: Y; Y Y: N; S S: S |  | Y | Industrial CHP | 7 | [18 empty] | 12 | 2005 | N
15772 | City of Red Bud - (IL) | 959 | Red Bud | IL | RANDOLPH | 5 | IC | RE | 0.5 | 0.4 | 0.4 |  | 3 | 1948 | BIT WDS: DFO; S S: S |  | N | Electric Utility | 1 |  | N | [16 empty] | 10 | 2001 | N
15772 | City of Red Bud - (IL) | 959 | Red Bud | IL | RANDOLPH | 6 | IC | RE | 1 | 0.9 | 0.9 |  | 9 | 1953 | BIT WDS: DFO; S S: S |  | N | Electric Utility | 1 |  | N | [16 empty] | 10 | 2001 | N
15793 | Redwood Falls Public Util Comm | 2009 | Redwood Falls | MN | Redwood | 1 | HY | RE | 0.5 | 0.3 | 0.3 |  | 1 | 1930 | BIT WDS: WAT; N Y: N; Y Y: Y; S S: S |  | N | Electric Utility | 1 |  | N | [16 empty] | 12 | 2010 | N
15860 | City of Rensselaer - (IN) | 1038 | Rensselaer City Light Plant | IN | JASPER | 7 | IC | RE | 3 | 2.5 | 2.5 |  | 1 | 1964 | BIT WDS: DFO; N Y: N; S S: S |  | N | Electric Utility | 1 |  | N | [16 empty] | 9 | 2003
15908 | NRG California South LP | 331 | Etiwanda Generating Station | CA | San Bernardino | 1 | ST | RE | 123 | 132 | 132 |  | 7 | 1953 | BIT WDS: NG; N Y: N; Y Y: N; S S: S |  | N | IPP Non-CHP | 2 |  | N | [16 empty] | 10 | 2003 | N
15908 | NRG California South LP | 331 | Etiwanda Generating Station | CA | San Bernardino | 2 | ST | RE | 123 | 132 | 132 |  | 11 | 1953 | BIT WDS: NG; N Y: N; Y Y: N; S S: S |  | N | IPP Non-CHP | 2 |  | N | [16 empty] | 10 | 2003 | N
15908 | NRG California South LP | 331 | Etiwanda Generating Station | CA | San Bernardino | 5 | GT | RE | 138.1 | 115 | 115 |  | 1 | 1969 | BIT WDS: NG; N Y: N; Y Y: N; S S: S |  | N | IPP Non-CHP | 2 |  | N | [16 empty] | 12 | 2003 | N
15912 | Resource Technology Corp | 55056 | Biodyne Congress | IL | Cook | 1 | GT | RE | 5 | 4.2 | 5 |  | 9 | 2001 | BIT WDS: LFG; N Y: N; Y Y: Y; Y N: Y; S S: S |  | N | IPP Non-CHP | 2 | [18 empty] | 12 | 2006
15912 | Resource Technology Corp | 55056 | Biodyne Congress | IL | Cook | 2 | GT | RE | 5 | 4.2 | 5 |  | 9 | 2001 | BIT WDS: LFG; N Y: N; Y Y: Y; Y N: Y; S S: S |  | N | IPP Non-CHP | 2 | [18 empty] | 12 | 2006
15912 | Resource Technology Corp | 55056 | Biodyne Congress | IL | Cook | 3 | GT | RE | 5 | 4.2 | 5 |  | 12 | 2001 | BIT WDS: LFG; N Y: N; Y Y: Y; Y N: Y; S S: S |  | N | IPP Non-CHP | 2 | [18 empty] | 12 | 2006
15912 | Resource Technology Corp | 55058 | Biodyne Lansing | IL | Cook | 001 | IC | RE | 0.6 | 0.6 | 0.6 |  | 7 | 1997 | BIT WDS: LFG; N Y: N; Y Y: N; S S: S |  | N | IPP Non-CHP | 2 | [18 empty] | 9 | 2006
15912 | Resource Technology Corp | 55058 | Biodyne Lansing | IL | Cook | 002 | IC | RE | 0.7 | 0.7 | 0.7 |  | 7 | 1997 | BIT WDS: NG; N Y: N; Y Y: N; S S: S |  | N | IPP Non-CHP | 2 | [18 empty] | 9 | 2006
15912 | Resource Technology Corp | 55058 | Biodyne Lansing | IL | Cook | 003 | IC | RE | 0.7 | 0.7 | 0.7 |  | 7 | 1997 | BIT WDS: NG; N Y: N; Y Y: N; S S: S |  | N | IPP Non-CHP | 2 | [18 empty] | 9 | 2006
15912 | Resource Technology Corp | 55059 | Biodyne Springfield | IL | Sangamon | 001 | IC | RE | 0.6 | 0.6 | 0.6 |  | 2 | 1997 | BIT WDS: LFG; N Y: N; Y Y: N; Y N: Y; S S: S |  | N | IPP CHP | 3 |  | N | [16 empty] | 9 | 2006
15912 | Resource Technology Corp | 55059 | Biodyne Springfield | IL | Sangamon | 002 | IC | RE | 0.6 | 0.6 | 0.6 |  | 2 | 1997 | BIT WDS: LFG; N Y: N; Y Y: N; Y N: Y; S S: S |  | N | IPP CHP | 3 |  | N | [16 empty] | 9 | 2006
15912 | Resource Technology Corp | 55059 | Biodyne Springfield | IL | Sangamon | 003 | IC | RE | 0.6 | 0.6 | 0.6 |  | 2 | 1997 | BIT WDS: LFG; N Y: N; Y Y: N; Y N: Y; S S: S |  | N | IPP CHP | 3 |  | N | [16 empty] | 9 | 2006
15912 | Resource Technology Corp | 55059 | Biodyne Springfield | IL | Sangamon | 004 | IC | RE | 0.6 | 0.6 | 0.6 |  | 2 | 1997 | BIT WDS: LFG; N Y: N; Y Y: N; Y N: Y; S S: S |  | N | IPP CHP | 3 |  | N | [16 empty] | 9 | 2006
15912 | Resource Technology Corp | 55059 | Biodyne Springfield | IL | Sangamon | 005 | IC | RE | 0.6 | 0.6 | 0.6 |  | 2 | 1997 | BIT WDS: LFG; N Y: N; Y Y: N; S S: S |  | Y | IPP CHP | 3 |  | N | [16 empty] | 9 | 2006
16045 | Riverside County Waste Management Dept | 55820 | RCWMD Badlands Landfill Gas Project | CA | Riverside | GEN2 | IC | IP | 1.2 | 1 | 1 |  |  |  | BIT WDS: LFG; N Y: N; Y Y: Y; S S: S |  | N | Commercial Non-CHP | 4 |  | N | [18 empty] | N
16064 | Graphic Packaging International | 50028 | Plant 31 Paper Mill | LA | Ouachita | GEN2 | ST | RE | 6 | 6 | 6 |  | 1 | 1928 | NG | WDS | BLQ |  |  |  | Y | N |  | S |  | Y | Industrial CHP | 7 | T | [17 empty] | 1 | 2011 | [7 empty] | NG
16064 | Graphic Packaging International | 50028 | Plant 31 Paper Mill | LA | Ouachita | GEN3 | ST | RE | 6 | 6 | 6 |  | 1 | 1930 | NG | WDS | BLQ |  |  |  | Y | N |  | S |  | Y | Industrial CHP | 7 | T | [17 empty] | 1 | 2011 | [7 empty] | NG
16064 | Graphic Packaging International | 50028 | Plant 31 Paper Mill | LA | Ouachita | GEN4 | ST | RE | 6 | 6 | 6 |  | 1 | 1948 | NG | WDS | BLQ |  |  |  | Y | N |  | S |  | Y | Industrial CHP | 7 | T | [17 empty] | 1 | 2011 | [7 empty] | NG
16179 | Rochelle Municipal Utilities | 960 | North Ninth Street | IL | Ogle | 5 | IC | RE | 1 | 0.8 | 0.8 |  | 6 | 1949 | BIT WDS: NG; BIT RFO: DFO; Y Y: Y; S S: S |  | N | Electric Utility | 1 |  | N | [16 empty] | 10 | 2002
16179 | Rochelle Municipal Utilities | 961 | South Main Street | IL | Ogle | S1 | ST | RE | 11.5 | 11.5 | 11.5 |  | 2 | 1962 | BIT WDS: NG; BIT RFO: BIT; Y Y: Y; S S: S |  | Y | Electric Utility | 1 | T | N | [16 empty] | 8 | 2003
16183 | Rochester Gas & Electric Corp | 2640 | Rochester 3 | NY | Monroe | 13 | GT | RE | 19 | 14.4 | 17.4 |  | 6 | 1969 | BIT WDS: DFO; N Y: N; Y Y: Y; S S: S |  | N | Electric Utility | 1 |  | N | [13 empty] | Y |  |  | 12 | 2011 | N
16183 | Rochester Gas & Electric Corp | 2642 | Rochester 7 | NY | Monroe | 1 | ST | RE | 46 | 46 | 47 |  | 11 | 1948 | BIT WDS: BIT; N Y: N; Y Y: Y; S S: S |  | N | Electric Utility | 1 |  | N | [16 empty] | 2 | 2008 | N | Y | N |  |  |  |  | DFO
16183 | Rochester Gas & Electric Corp | 2642 | Rochester 7 | NY | Monroe | 2 | ST | RE | 62.5 | 64 | 65 |  | 11 | 1950 | BIT WDS: BIT; N Y: N; Y Y: Y; S S: S |  | N | Electric Utility | 1 |  | N | [16 empty] | 3 | 2008 | N | Y |  | N |  |  |  | DFO
16183 | Rochester Gas & Electric Corp | 2642 | Rochester 7 | NY | Monroe | 3 | ST | RE | 62.5 | 64 | 65 |  | 9 | 1953 | BIT WDS: BIT; N Y: N; Y Y: Y; S S: S |  | N | Electric Utility | 1 |  | N | [16 empty] | 4 | 2008 | N | Y | N |  |  |  |  | DFO
16183 | Rochester Gas & Electric Corp | 2642 | Rochester 7 | NY | Monroe | 4 | ST | RE | 81.6 | 78 | 80 |  | 2 | 1957 | BIT WDS: BIT; N Y: N; Y Y: Y; S S: S |  | N | Electric Utility | 1 |  | N | [16 empty] | 3 | 2008 | N | Y | N |  |  |  |  | DFO
16578 | Saint Agnes Medical Center | 54800 | Saint Agnes Medical Center | CA | Fresno | 9930 | IC | RE | 0.7 | 0.7 | 0.7 |  | 5 | 1983 | [11 empty] | N | Commercial CHP | 5 |  | N | [16 empty] | 6 | 2000 | bar: BIT WDS; S S
16604 | City of San Antonio - (TX) | 3610 | Mission Road | TX | Bexar | 3 | ST | RE | 113.6 | 100 | 102 |  | 6 | 1958 | [11 empty] | N | Electric Utility | 1 |  | N | [16 empty] | 10 | 2003 | bar: BIT WDS; S S
16604 | City of San Antonio - (TX) | 3613 | W B Tuttle | TX | Bexar | 1 | ST | RE | 75 | 60 | 65 |  | 6 | 1954 | BIT WDS: NG; N Y: N; Y Y: Y; S S: S |  | N | Electric Utility | 1 | [15 empty] | N |  |  | 3 | 2011 | N
16604 | City of San Antonio - (TX) | 3613 | W B Tuttle | TX | Bexar | 2 | ST | RE | 113.6 | 100 | 102 |  | 12 | 1956 | BIT WDS: NG; N Y: N; Y Y: Y; S S: S |  | N | Electric Utility | 1 | [18 empty] | 10 | 2007 | N
16604 | City of San Antonio - (TX) | 3613 | W B Tuttle | TX | Bexar | 3 | ST | RE | 113.6 | 100 | 102 |  | 3 | 1961 | BIT WDS: NG; N Y: N; Y Y: Y; S S: S |  | N | Electric Utility | 1 | [18 empty] | 3 | 2011 | N
16604 | City of San Antonio - (TX) | 3613 | W B Tuttle | TX | Bexar | 4 | ST | RE | 191.7 | 154 | 157 |  | 3 | 1963 | BIT WDS: NG; N Y: N; Y Y: Y; S S: S |  | N | Electric Utility | 1 | [18 empty] | 3 | 2011 | N
16609 | San Diego Gas & Electric Co | 309 | Silver Gate | CA | San Diego | 1 | ST | RE | 40 | 40 | 40 |  | 1 | 1943 | BIT WDS: DFO; BIT RFO: NG; S S: S |  | N | Electric Utility | 1 |  | N | [16 empty] | 1 | 1985 | N
16609 | San Diego Gas & Electric Co | 309 | Silver Gate | CA | San Diego | 2 | ST | RE | 69 | 62 | 62 |  | 5 | 1948 | BIT WDS: DFO; BIT RFO: NG; S S: S |  | N | Electric Utility | 1 |  | N | [16 empty] | 1 | 1985 | N
16609 | San Diego Gas & Electric Co | 309 | Silver Gate | CA | San Diego | 3 | ST | RE | 69 | 62 | 64 |  | 8 | 1950 | BIT WDS: DFO; BIT RFO: NG; S S: S |  | N | Electric Utility | 1 |  | N | [16 empty] | 1 | 1985 | N
16609 | San Diego Gas & Electric Co | 309 | Silver Gate | CA | San Diego | 4 | ST | RE | 69 | 64 | 64 |  | 9 | 1952 | BIT WDS: DFO; BIT RFO: NG; S S: S |  | N | Electric Utility | 1 |  | N | [16 empty] | 1 | 1985 | N
16612 | City & County of San Francisco | 56305 | San Francisco Electric Reliability Proj | CA | San Francisco | 1 | GT | IP | 50.5 | 48.3 | 50.5 |  |  |  | BIT WDS: NG; N Y: N; Y Y: Y; S S: S |  | N | Electric Utility | 1 |  | N
16612 | City & County of San Francisco | 56305 | San Francisco Electric Reliability Proj | CA | San Francisco | 2 | GT | IP | 50.5 | 48.3 | 50.5 |  |  |  | BIT WDS: NG; N Y: N; Y Y: Y; S S: S |  | N | Electric Utility | 1 |  | N
16612 | City & County of San Francisco | 56305 | San Francisco Electric Reliability Proj | CA | San Francisco | 3 | GT | IP | 50.5 | 48.3 | 50.5 |  |  |  | BIT WDS: NG; N Y: N; Y Y: Y; S S: S |  | N | Electric Utility | 1 |  | N
16612 | City & County of San Francisco | 56306 | San Francisco Intl Airport Ct Project | CA | San Francisco | 1 | GT | IP | 48 | 48 | 48 |  |  |  | BIT WDS: NG; N Y: N; Y Y: N; S S: S |  | N | Electric Utility | 1 |  | N
16625 | San Diego State University | 50061 | San Diego State University | CA | San Diego | GEN1 | CT | RE | 2.5 | 2.9 | 2.9 |  | 1 | 1986 | BIT WDS: NG; N Y: N; S S: S |  | Y | Commercial CHP | 5 |  | N | [16 empty] | 12 | 2002
16653 | Sappi Cloquet LLC | 50639 | Sappi Cloquet Mill | MN | Carlton | GEN1 | ST | RE | 2 | 2 | 2 |  | 1 | 1925 | BLQ | NG | WDS | DFO | SLW |  |  |  |  | S |  | Y | Industrial CHP | 7 |  | N | [16 empty] | 1 | 1988
16657 | San Jose/Santa Clara Water P C | 56080 | SJ/SC WPCP | CA | Santa Clara | E1 | IC | RE | 0.8 | 0.8 | 0.8 |  | 2 | 1953 | OBG | LFG | NG | DFO |  |  | Y | Y |  | S |  | Y | Commercial CHP | 5 | T |  | N | [15 empty] | 2 | 2008 | N
16657 | San Jose/Santa Clara Water P C | 56080 | SJ/SC WPCP | CA | Santa Clara | E6 | IC | RE | 1.8 | 1.8 | 1.8 |  | 3 | 1963 | OBG | LFG | NG | DFO |  |  | Y | Y |  | S |  | Y | Commercial CHP | 5 | T |  | N | [15 empty] | 3 | 2008
16721 | S D Warren Co.- Westbrook | 50447 | S D Warren Westbrook | ME | Cumberland | GEN8 | ST | RE | 10 | 10 | 10 |  | 3 | 1965 | WDS | BIT | RFO |  |  |  | N | N |  | S |  | N | Industrial CHP | 7 | [18 empty] | 6 | 1999 | N
16852 | City of Seaford- (DE) | 601 | Seaford | DE | SUSSEX | 1 | IC | RE | 1.4 | 1.3 | 1.3 |  | 1 | 1958 | BIT WDS: DFO; N Y: N; Y Y: Y; Y N: Y; S S: S |  | N | Electric Utility | 1 |  | N | [16 empty] | 11 | 2011
16852 | City of Seaford- (DE) | 601 | Seaford | DE | SUSSEX | 2 | IC | RE | 1.4 | 1.3 | 1.3 |  | 1 | 1954 | BIT WDS: DFO; N Y: N; Y Y: Y; Y N: Y; S S: S |  | N | Electric Utility | 1 |  | N | [16 empty] | 11 | 2011
16852 | City of Seaford- (DE) | 601 | Seaford | DE | SUSSEX | 3 | IC | RE | 1.1 | 1.1 | 1.1 |  | 1 | 1950 | BIT WDS: DFO; N Y: N; Y Y: Y; Y N: Y; S S: S |  | N | Electric Utility | 1 |  | N | [16 empty] | 11 | 2011
16852 | City of Seaford- (DE) | 601 | Seaford | DE | SUSSEX | 5 | IC | RE | 0.8 | 0.8 | 0.8 |  | 88 | 1947 | BIT WDS: DFO; N Y: N; Y Y: N; S S: S |  | N | Electric Utility | 1 |  | N | [16 empty] | 12 | 2001
16852 | City of Seaford- (DE) | 601 | Seaford | DE | SUSSEX | 6 | IC | RE | 2 | 2 | 2 |  | 1 | 1962 | BIT WDS: DFO; N Y: N; Y Y: Y; Y N: Y; S S: S |  | N | Electric Utility | 1 |  | N | [16 empty] | 11 | 2011
16852 | City of Seaford- (DE) | 601 | Seaford | DE | SUSSEX | 7 | IC | RE | 1.1 | 1.1 | 1.1 |  | 2 | 1989 | BIT WDS: DFO; N Y: N; Y Y: Y; Y N: Y; S S: S |  | N | Electric Utility | 1 |  | N | [16 empty] | 11 | 2011
16955 | City of Seward - (AK) | 92 | Seward | AK | Kenai Peninsula | 1 | IC | RE | 1.5 | 1 | 1.2 |  | 4 | 1965 | BIT WDS: DFO; N Y: N; Y Y: Y; Y N: Y; S S: S |  | N | Electric Utility | 1 |  | N | N | [15 empty] | 9 | 2009 | N
16955 | City of Seward - (AK) | 92 | Seward | AK | Kenai Peninsula | 2 | IC | RE | 1.5 | 1 | 1.2 |  | 4 | 1965 | BIT WDS: DFO; N Y: N; Y Y: Y; Y N: Y; S S: S |  | N | Electric Utility | 1 |  | N | N | [15 empty] | 9 | 2009
17043 | City of Shelby - (OH) | 2943 | Shelby Municipal Light Plant | OH | Richland | 3 | ST | RE | 5 | 5 | 5 |  | 4 | 1948 | BIT WDS: BIT; BIT RFO: NG; N Y: N; Y Y: Y; S S: S |  | N | Electric Utility | 1 | [18 empty] | 4 | 2012 | N | Y | [5 empty] | NG
17105 | Sherman Hospital | 50909 | Sherman Hospital | IL | Kane | 1 | IC | RE | 0.8 | 0.8 | 0.8 |  | 11 | 1989 | BIT WDS: NG; N Y: N; Y Y: Y; Y N: Y; S S: S |  | N | Commercial Non-CHP | 4 |  |  | N | [12 empty] | N |  |  | 4 | 2012 | N
17105 | Sherman Hospital | 50909 | Sherman Hospital | IL | Kane | 2 | IC | RE | 0.8 | 0.8 | 0.8 |  | 11 | 1989 | BIT WDS: NG; N Y: N; Y Y: Y; Y N: Y; S S: S |  | N | Commercial Non-CHP | 4 |  |  | N | [12 empty] | N |  |  | 4 | 2012 | N
17139 | Shell Oil Co-Deer Park | 50304 | Shell Deer Park | TX | Harris | GEN3 | ST | RE | 5 | 4.7 | 4.7 |  | 6 | 1943 | BIT WDS: PUR; BIT RFO: OG; N Y: N; Y Y: N; S S: S |  | Y | Industrial CHP | 7 |  | N | [16 empty] | 12 | 1986
17164 | Sierra Pacific Industries Inc | 10144 | Sierra Pacific Lincoln Facility | CA | Placer | GEN2 | ST | RE | 11.5 | 10 | 8 |  | 6 | 1997 | BIT WDS: WDS; N Y: N; Y Y: N; Y N: N; S S: S |  | Y | Industrial CHP | 7 | [18 empty] | 3 | 2004 | N
17164 | Sierra Pacific Industries Inc | 10144 | Sierra Pacific Lincoln Facility | CA | Placer | GEN3 | ST | RE | 1.5 | 1.2 | 1.2 |  | 2 | 1999 | BIT WDS: WDS; N Y: N; Y Y: N; Y N: N; S S: S |  | Y | Industrial CHP | 7 | [18 empty] | 5 | 2004 | N
17164 | Sierra Pacific Industries Inc | 50111 | Sierra Pacific Loyalton Facility | CA | Sierra | GEN1 | ST | RE | 20 | 11.8 | 16.5 |  | 9 | 1989 | BIT WDS: WDS; N Y: N; Y Y: Y; S S: S |  | N | IPP Non-CHP | 2 | [18 empty] | 8 | 2010 | N
17164 | Sierra Pacific Industries Inc | 56281 | SPI - Everett | WA | Snohomish | GEN1 | ST | IP | 28 | 17 | 15 |  |  |  | BIT WDS: WDS; N Y: N; Y Y: Y; S S: S |  | Y | Industrial CHP | 7
17166 | Sierra Pacific Power Co | 2336 | Tracy | NV | Storey | GT1 | GT | RE | 12.5 | 10 | 10 |  | 8 | 1961 | BIT WDS: DFO; N Y: N; Y Y: Y; S S: S |  | N | Electric Utility | 1 | [18 empty] | 12 | 2010
17166 | Sierra Pacific Power Co | 2336 | Tracy | NV | Storey | GT2 | GT | RE | 12.5 | 10 | 10 |  | 1 | 1962 | BIT WDS: DFO; N Y: N; Y Y: Y; S S: S |  | N | Electric Utility | 1 | [18 empty] | 12 | 2010
17166 | Sierra Pacific Power Co | 6509 | Battle Mountain | NV | Lander | 1 | IC | RE | 2 | 1.8 | 2 |  | 1 | 1967 | BIT WDS: DFO; N Y: N; Y Y: Y; S S: S |  | N | Electric Utility | 1 | [18 empty] | 1 | 2011
17166 | Sierra Pacific Power Co | 6509 | Battle Mountain | NV | Lander | 2 | IC | RE | 2 | 1.8 | 2 |  | 1 | 1967 | BIT WDS: DFO; N Y: N; Y Y: Y; S S: S |  | N | Electric Utility | 1 | [18 empty] | 1 | 2011
17166 | Sierra Pacific Power Co | 6509 | Battle Mountain | NV | Lander | 3 | IC | RE | 2 | 1.8 | 2 |  | 1 | 1967 | BIT WDS: DFO; N Y: N; Y Y: Y; S S: S |  | N | Electric Utility | 1 | [18 empty] | 1 | 2011
17166 | Sierra Pacific Power Co | 6509 | Battle Mountain | NV | Lander | 4 | IC | RE | 2 | 1.8 | 2 |  | 1 | 1967 | BIT WDS: DFO; N Y: N; Y Y: Y; S S: S |  | N | Electric Utility | 1 | [18 empty] | 1 | 2011
17166 | Sierra Pacific Power Co | 6511 | Fallon | NV | Churchill | 1 | IC | RE | 2 | 1.7 | 1.8 |  | 1 | 1966 | BIT WDS: DFO; BIT RFO: NG; Y Y: Y; S S: S |  | N | Electric Utility | 1 |  | N | [16 empty] | 12 | 1998
17166 | Sierra Pacific Power Co | 6512 | Farad | CA | Nevada | 1 | HY | RE | 1.4 | 1.4 | 1.2 |  | 1 | 1933 | BIT WDS: WAT; N Y: N; Y Y: Y; S S: S |  | N | Electric Utility | 1 |  | N | [16 empty] | 5 | 2006
17166 | Sierra Pacific Power Co | 6512 | Farad | CA | Nevada | 2 | HY | RE | 1.4 | 1.4 | 1.2 |  | 1 | 1933 | BIT WDS: WAT; N Y: N; Y Y: Y; S S: S |  | N | Electric Utility | 1 |  | N | [16 empty] | 5 | 2006
17166 | Sierra Pacific Power Co | 6524 | Portola | CA | Plumas | 1 | IC | RE | 2 | 2 | 2 |  | 1 | 1965 | BIT WDS: DFO; N Y: N; Y Y: Y; S S: S |  | N | Electric Utility | 1 |  | N | [16 empty] | 1 | 2007
17166 | Sierra Pacific Power Co | 6524 | Portola | CA | Plumas | 2 | IC | RE | 2 | 2 | 2 |  | 1 | 1965 | BIT WDS: DFO; N Y: N; Y Y: Y; S S: S |  | N | Electric Utility | 1 |  | N | [16 empty] | 1 | 2007
17166 | Sierra Pacific Power Co | 6524 | Portola | CA | Plumas | 3 | IC | RE | 2 | 2 | 2 |  | 1 | 1965 | BIT WDS: DFO; N Y: N; Y Y: Y; S S: S |  | N | Electric Utility | 1 |  | N | [16 empty] | 1 | 2007
17166 | Sierra Pacific Power Co | 6530 | Valley Road | NV | Washoe | 1 | IC | RE | 2 | 2 | 2 |  | 1 | 1960 | BIT WDS: DFO; N Y: N; Y Y: Y; S S: S |  | N | Electric Utility | 1 | [18 empty] | 1 | 2011
17166 | Sierra Pacific Power Co | 6530 | Valley Road | NV | Washoe | 2 | IC | RE | 2 | 2 | 2 |  | 1 | 1960 | BIT WDS: DFO; N Y: N; Y Y: Y; S S: S |  | N | Electric Utility | 1 |  |  | Y | [15 empty] | 1 | 2011
17166 | Sierra Pacific Power Co | 6530 | Valley Road | NV | Washoe | 3 | IC | RE | 2 | 2 | 2 |  | 1 | 1960 | BIT WDS: DFO; N Y: N; Y Y: Y; S S: S |  | N | Electric Utility | 1 | [18 empty] | 1 | 2011
17166 | Sierra Pacific Power Co | 6533 | Winnemucca | NV | Humboldt | 1 | GT | RE | 14.9 | 15 | 17 |  | 1 | 1970 | BIT WDS: NG; BIT RFO: PG; N Y: N; Y Y: Y; S S: S |  | N | Electric Utility | 1 | [18 empty] | 1 | 2011
17177 | City of Sikeston - (MO) | 2158 | Coleman | MO | SCOTT | IC1 | IC | RE | 2 | 2 | 2 |  | 6 | 1965 | BIT WDS: DFO; N Y: N; Y Y: Y; S S: S |  | N | Electric Utility | 1 |  | N | [16 empty] | 6 | 2011 | N
17177 | City of Sikeston - (MO) | 2158 | Coleman | MO | SCOTT | IC2 | IC | RE | 2.3 | 2.3 | 2.3 |  | 6 | 1967 | BIT WDS: DFO; N Y: N; Y Y: Y; S S: S |  | N | Electric Utility | 1 |  | N | [16 empty] | 6 | 2011 | N
17235 | NRG REMA LLC | 2390 | Sayreville | NJ | Middlesex | 4 | ST | RE | 125 | 114 | 117 |  | 4 | 1955 | BIT WDS: DFO; BIT RFO: NG; N Y: N; Y Y: Y; S S: S |  | N | IPP Non-CHP | 2 | [18 empty] | 2 | 2004 | N
17235 | NRG REMA LLC | 2390 | Sayreville | NJ | Middlesex | 5 | ST | RE | 125 | 115 | 117 |  | 10 | 1958 | BIT WDS: NG; BIT RFO: DFO; N Y: N; Y Y: Y; S S: S |  | N | IPP Non-CHP | 2 | [18 empty] | 2 | 2004 | N
17235 | NRG REMA LLC | 3132 | Warren | PA | Warren | 1 | ST | RE | 42 | 41 | 41 |  | 9 | 1948 | BIT WDS: BIT; Y Y: N; S S: S |  | N | IPP Non-CHP | 2 | [18 empty] | 9 | 2002
17235 | NRG REMA LLC | 3132 | Warren | PA | Warren | 2 | ST | RE | 42 | 41 | 41 |  | 3 | 1949 | BIT WDS: BIT; Y Y: N; S S: S |  | N | IPP Non-CHP | 2 | [18 empty] | 9 | 2002
17235 | NRG REMA LLC | 3134 | Wayne | PA | Crawford | A | GT | RE | 53 | 56 | 76 |  | 8 | 1972 | BIT WDS: DFO; N Y: N; Y Y: Y; S S: S |  | N | IPP Non-CHP | 2 |  | N | [16 empty] | 2 | 2004 | N
17320 | Sleepy Eye Public Utility Comm | 2011 | Sleepy Eye | MN | Brown | 3 | IC | RE | 1.5 | 1.5 | 1.5 |  | 7 | 1961 | BIT WDS: DFO; N Y: N; Y Y: Y; Y N: Y; S S: S |  | N | Electric Utility | 1 |  | N | [13 empty] | N |  |  | 6 | 2010 | N
17460 | South Oak Hospital | 50136 | South Oaks Hospital | NY | Suffolk | GEN1 | IC | RE | 0.6 | 0.1 | 0.5 |  | 6 | 1990 | BIT WDS: NG; BIT RFO: DFO; N Y: Y; Y Y: Y; S S: S |  | Y | Commercial CHP | 5 |  | N | [16 empty] | 12 | 2005
17460 | South Oak Hospital | 50136 | South Oaks Hospital | NY | Suffolk | GEN2 | IC | RE | 0.6 | 0.1 | 0.5 |  | 6 | 1990 | BIT WDS: NG; BIT RFO: DFO; N Y: Y; Y Y: Y; S S: S |  | Y | Commercial CHP | 5 | T | N | [16 empty] | 10 | 2006
17539 | South Carolina Electric&Gas Co | 3277 | Burton | SC | Beaufort | 1 | GT | RE | 11.5 | 9 | 10 |  | 10 | 1961 | BIT WDS: NG; BIT RFO: DFO; N Y: Y; Y Y: Y; S S: S |  | N | Electric Utility | 1 | [18 empty] | 1 | 2008 | N
17539 | South Carolina Electric&Gas Co | 3277 | Burton | SC | Beaufort | 2 | GT | RE | 11.5 | 9 | 10 |  | 8 | 1963 | BIT WDS: NG; BIT RFO: DFO; N Y: Y; Y Y: Y; S S: S |  | N | Electric Utility | 1 | [18 empty] | 1 | 2008 | N
17539 | South Carolina Electric&Gas Co | 3277 | Burton | SC | Beaufort | 3 | GT | RE | 11.5 | 9 | 10 |  | 8 | 1963 | BIT WDS: NG; BIT RFO: DFO; N Y: Y; Y Y: Y; S S: S |  | N | Electric Utility | 1 | [18 empty] | 1 | 2008 | N
17539 | South Carolina Electric&Gas Co | 3280 | Canadys Steam | SC | Colleton | 1 | ST | RE | 136 | 105 | 90 |  | 4 | 1962 | BIT WDS: BIT; N Y: N; Y Y: Y; S S: S |  | N | Electric Utility | 1 | [18 empty] | 12 | 2012 | N | Y |  | Y |  |  |  | NG | DFO
17539 | South Carolina Electric&Gas Co | 3284 | Faber Place | SC | Charleston | 1 | GT | RE | 11.5 | 8 | 9 |  | 10 | 1961 | BIT WDS: NG; N Y: N; Y Y: Y; S S: S |  | N | Electric Utility | 1 | [18 empty] | 1 | 2008 | N
17539 | South Carolina Electric&Gas Co | 7106 | NA 1 | SC | NOT IN FILE | GT1 | GT | IP | 170 | 150 | 150 |  |  |  | BIT WDS: NG; BIT RFO: DFO; N Y: N; Y Y: Y; S S: S |  | N | Electric Utility | 1 |  | N | [18 empty] | N
17539 | South Carolina Electric&Gas Co | 7253 | NA 5 | SC | NOT IN FILE | NA5 | GT | IP | 170 | 150 | 150 |  |  |  | BIT WDS: NG; BIT RFO: DFO; N Y: N; Y Y: Y; S S: S |  | N | Electric Utility | 1 |  | N | [18 empty] | N
17539 | South Carolina Electric&Gas Co | 7300 | NA 8 | SC | NOT IN FILE | GT8 | GT | IP | 170 | 150 | 150 |  |  |  | BIT WDS: NG; BIT RFO: DFO; N Y: N; Y Y: Y; S S: S |  | N | Electric Utility | 1 |  | N | [18 empty] | N
17543 | South Carolina Public Service Authority | 3317 | Dolphus M Grainger | SC | Horry | 1 | ST | RE | 81.6 | 83 | 85 |  | 6 | 1966 | BIT WDS: BIT; N Y: N; Y Y: Y; S S: S |  | N | Electric Utility | 1 | [18 empty] | 12 | 2012 | N | Y |  | Y |  |  |  | DFO
17543 | South Carolina Public Service Authority | 3317 | Dolphus M Grainger | SC | Horry | 2 | ST | RE | 81.6 | 83 | 85 |  | 6 | 1966 | BIT WDS: BIT; N Y: N; Y Y: Y; S S: S |  | N | Electric Utility | 1 | [18 empty] | 12 | 2012 | N | Y |  | Y |  |  |  | DFO
17543 | South Carolina Public Service Authority | 3319 | Jefferies | SC | Berkeley | 3 | ST | RE | 172.8 | 152 | 152 |  | 1 | 1970 | BIT WDS: BIT; N Y: N; Y Y: Y; S S: S |  | N | Electric Utility | 1 | [18 empty] | 12 | 2012 | N | Y |  | Y |  |  |  | DFO
17543 | South Carolina Public Service Authority | 3319 | Jefferies | SC | Berkeley | 4 | ST | RE | 172.8 | 150 | 155 |  | 1 | 1970 | BIT WDS: BIT; N Y: N; Y Y: Y; S S: S |  | N | Electric Utility | 1 | [18 empty] | 12 | 2012 | N | Y |  | Y |  |  |  | DFO
17543 | South Carolina Public Service Authority | 7834 | John S Rainey | SC | Anderson | CT4B | GT | IP | 170 | 146 | 168 |  |  |  | BIT WDS: NG; BIT RFO: DFO; S S: S |  | N | Electric Utility | 1 | [20 empty] | N
17543 | South Carolina Public Service Authority | 7834 | John S Rainey | SC | Anderson | CT5A | CT | IP | 170 | 146 | 168 |  |  |  | BIT WDS: NG; BIT RFO: DFO; S S: S |  | N | Electric Utility | 1 | [20 empty] | N
17543 | South Carolina Public Service Authority | 7834 | John S Rainey | SC | Anderson | CT5B | CT | IP | 170 | 146 | 168 |  |  |  | BIT WDS: NG; BIT RFO: DFO; S S: S |  | N | Electric Utility | 1 | [20 empty] | N
17543 | South Carolina Public Service Authority | 7834 | John S Rainey | SC | Anderson | ST5S | CA | IP | 190 | 160 | 179 | [14 empty] | N | Electric Utility | 1 |  | N | [18 empty] | N | bar: BIT WDS; S S
17543 | South Carolina Public Service Authority | 7957 | Sediver | SC | York | CT2A | CT | IP | 165 | 146 | 168 |  |  |  | BIT WDS: NG; BIT RFO: DFO; Y Y: Y; S S: S |  | N | Electric Utility | 1 | [20 empty] | N
17543 | South Carolina Public Service Authority | 7957 | Sediver | SC | York | CT2B | CT | IP | 165 | 146 | 168 |  |  |  | BIT WDS: NG; BIT RFO: DFO; S S: S |  | N | Electric Utility | 1 | [20 empty] | N
17543 | South Carolina Public Service Authority | 7957 | Sediver | SC | York | ST1S | CA | IP | 190 | 160 | 179 | [14 empty] | N | Electric Utility | 1 |  | N | [18 empty] | N | bar: BIT WDS; S S
17543 | South Carolina Public Service Authority | 7958 | Horry Land Fill Gas Site | SC | Horry | HG4 | IC | IP | 1.1 | 1.1 | 1.1 |  |  |  | BIT WDS: LFG; N Y: N; Y Y: Y; S S: S |  | N | Electric Utility | 1 | [20 empty] | N
17543 | South Carolina Public Service Authority | 56130 | Cornell Dubilier | SC | Pickens | 1 | IC | RE | 2.9 | 2.4 | 2.4 |  | 7 | 2003 | BIT WDS: DFO; N Y: N; Y Y: Y; S S: S |  | N | Electric Utility | 1 | [18 empty] | 5 | 2009 | N
17566 | South Houston Green Power LP | 52131 | Power Station 3 | TX | Galveston | 307A | CA | RE | 22 | 20 | 20 |  | 1 | 1964 | BIT WDS: NG; N Y: N; Y Y: N; S S: W |  | Y | Industrial CHP | 7 |  | N | [16 empty] | 12 | 2004 | N
17566 | South Houston Green Power LP | 52131 | Power Station 3 | TX | Galveston | 307B | CA | RE | 22 | 20 | 20 |  | 1 | 1964 | BIT WDS: NG; N Y: N; Y Y: N; S S: W |  | Y | Industrial CHP | 7 |  | N | [16 empty] | 12 | 2004 | N
17566 | South Houston Green Power LP | 52131 | Power Station 3 | TX | Galveston | 307C | CT | RE | 15.6 | 10 | 12 |  | 1 | 1964 | BIT WDS: NG; N Y: N; Y Y: N; S S: W |  | Y | Industrial CHP | 7 |  | N | [16 empty] | 12 | 2004 | N
17566 | South Houston Green Power LP | 52131 | Power Station 3 | TX | Galveston | 307D | CA | RE | 22 | 20 | 20 |  | 1 | 1966 | BIT WDS: NG; N Y: N; Y Y: N; S S: W |  | Y | Industrial CHP | 7 |  | N | [16 empty] | 12 | 2004 | N
17566 | South Houston Green Power LP | 52131 | Power Station 3 | TX | Galveston | 307E | CT | RE | 15.6 | 13.5 | 15 |  | 1 | 1966 | BIT WDS: NG; N Y: N; Y Y: N; S S: W |  | Y | Industrial CHP | 7 |  | N | [16 empty] | 12 | 2004
17566 | South Houston Green Power LP | 52131 | Power Station 3 | TX | Galveston | 307F | CT | RE | 20.7 | 14 | 16 |  | 1 | 1978 | BIT WDS: NG; N Y: N; Y Y: N; S S: W |  | Y | Industrial CHP | 7 |  | N | [16 empty] | 12 | 2004
17568 | South Mississippi El Pwr Assn | 55063 | Batesville Generation Facility | MS | Panola | CTG4 | CT | IP | 292 | 292 | 292 |  |  |  | BIT WDS: NG; Y N: Y; S S: S |  | N | Electric Utility | 1 |  | N | [18 empty] | N
17569 | City of South Norwalk - (CT) | 6598 | South Norwalk Electric | CT | FAIRFIELD | 1 | IC | RE | 5 | 5 | 5.1 |  | 11 | 1972 | BIT WDS: DFO; N Y: N; Y Y: N; S S: S |  | N | Electric Utility | 1 |  | N | [16 empty] | 12 | 2004
17569 | City of South Norwalk - (CT) | 6598 | South Norwalk Electric | CT | FAIRFIELD | 2 | IC | RE | 2 | 2 | 2 |  | 11 | 1940 | BIT WDS: DFO; N Y: N; Y Y: N; S S: S |  | N | Electric Utility | 1 |  | N | [16 empty] | 12 | 2004
17569 | City of South Norwalk - (CT) | 6598 | South Norwalk Electric | CT | FAIRFIELD | 3 | IC | RE | 2 | 2 | 2 |  | 3 | 1942 | BIT WDS: DFO; N Y: N; Y Y: N; S S: S |  | N | Electric Utility | 1 |  | N | [16 empty] | 12 | 2004
17569 | City of South Norwalk - (CT) | 6598 | South Norwalk Electric | CT | FAIRFIELD | 4 | IC | RE | 3.3 | 3.1 | 3.2 |  | 11 | 1951 | BIT WDS: DFO; N Y: N; Y Y: N; S S: S |  | N | Electric Utility | 1 |  | N | [16 empty] | 12 | 2004 | N
17569 | City of South Norwalk - (CT) | 6598 | South Norwalk Electric | CT | FAIRFIELD | 5 | IC | RE | 4 | 3.2 | 3.3 |  | 3 | 1960 | BIT WDS: DFO; N Y: N; Y Y: N; S S: S |  | N | Electric Utility | 1 |  | N | [16 empty] | 12 | 2004 | N
17569 | City of South Norwalk - (CT) | 6598 | South Norwalk Electric | CT | FAIRFIELD | 7 | GT | RE | 22.8 | 22 | 22.8 |  | 6 | 2003 | BIT WDS: DFO; BIT RFO: NG; N Y: Y; Y Y: N; S S: W |  | N | Electric Utility | 1 |  | N | [16 empty] | 10 | 2003
17609 | Southern California Edison Co | 358 | Mountainview Generating Station | CA | San Bernardino | 1 | ST | RE | 65.3 | 60 | 60 |  | 8 | 1957 | BIT WDS: NG; Y Y: N; S S: S |  | N | Electric Utility | 1 |  | N | [16 empty] | 12 | 2002
17609 | Southern California Edison Co | 358 | Mountainview Generating Station | CA | San Bernardino | 2 | ST | RE | 65.3 | 60 | 60 |  | 7 | 1958 | BIT WDS: NG; Y Y: N; S S: S |  | N | Electric Utility | 1 |  | N | [16 empty] | 12 | 2002
17609 | Southern California Edison Co | 2341 | Mohave | NV | Clark | 1 | ST | RE | 818.1 | 790 | 790 |  | 4 | 1971 | BIT WDS: SUB; BIT RFO: NG; N Y: N; Y Y: Y; S S: J |  | N | Electric Utility | 1 |  | N | [16 empty] | 7 | 2012 | N | Y |  |  | Y |  |  | NG
17609 | Southern California Edison Co | 2341 | Mohave | NV | Clark | 2 | ST | RE | 818.1 | 790 | 790 |  | 10 | 1971 | BIT WDS: SUB; BIT RFO: NG; N Y: N; Y Y: Y; S S: J |  | N | Electric Utility | 1 |  | N | [16 empty] | 7 | 2012 | N | Y |  |  | Y |  |  | NG
17609 | Southern California Edison Co | 6704 | Pebbly Beach | CA | Los Angeles | MT12 | GT | IP | 0.1 | 0.1 | 0.1 |  | 12 | 2011 | BIT WDS: PG; N Y: N; Y Y: N; S S: S | 1 | N | Electric Utility | 1 | [20 empty] | N
17609 | Southern California Edison Co | 6704 | Pebbly Beach | CA | Los Angeles | MT13 | GT | IP | 0.1 | 0.1 | 0.1 |  | 12 | 2011 | BIT WDS: PG; N Y: N; Y Y: N; S S: S | 1 | N | Electric Utility | 1 | [20 empty] | N
17609 | Southern California Edison Co | 56976 | Solar Photovoltaic Project #01 | CA | SAN BERNARDINO | S1A | PV | RE | 0.5 | 0.5 | 0.5 |  | 11 | 2008 | BIT WDS: SUN; N Y: N; Y Y: Y; S S: S | 1 | N | Electric Utility | 1 |  |  | N | [15 empty] | 11 | 2011 | N
17609 | Southern California Edison Co | 56976 | Solar Photovoltaic Project #01 | CA | SAN BERNARDINO | S1B | PV | RE | 0.5 | 0.5 | 0.5 |  | 11 | 2008 | BIT WDS: SUN; N Y: N; Y Y: Y; S S: S | 1 | N | Electric Utility | 1 |  |  | N | [15 empty] | 11 | 2011 | N
17609 | Southern California Edison Co | 56976 | Solar Photovoltaic Project #01 | CA | SAN BERNARDINO | S1C | PV | RE | 0.5 | 0.5 | 0.5 |  | 11 | 2008 | BIT WDS: SUN; N Y: N; Y Y: Y; S S: S | 1 | N | Electric Utility | 1 |  |  | N | [15 empty] | 11 | 2011 | N
17609 | Southern California Edison Co | 56976 | Solar Photovoltaic Project #01 | CA | SAN BERNARDINO | S1D | PV | RE | 0.5 | 0.5 | 0.5 |  | 11 | 2008 | BIT WDS: SUN; N Y: N; Y Y: Y; S S: S | 1 | N | Electric Utility | 1 | [18 empty] | 11 | 2011 | N
17609 | Southern California Edison Co | 57127 | Solar Photovoltaic Project #24 | CA | SAN BERNARDINO | SO24A | PV | IP | 0.5 | 0.5 | 0.5 |  |  |  | BIT WDS: SUN; N Y: N; Y Y: Y; S S: S |  | N | Electric Utility | 1 | [20 empty] | N
17609 | Southern California Edison Co | 57127 | Solar Photovoltaic Project #24 | CA | SAN BERNARDINO | SO24B | PV | IP | 0.5 | 0.5 | 0.5 |  |  |  | BIT WDS: SUN; N Y: N; Y Y: Y; S S: S |  | N | Electric Utility | 1 | [20 empty] | N
17609 | Southern California Edison Co | 57127 | Solar Photovoltaic Project #24 | CA | SAN BERNARDINO | SO24C | PV | IP | 0.5 | 0.5 | 0.5 |  |  |  | BIT WDS: SUN; N Y: N; Y Y: Y; S S: S |  | N | Electric Utility | 1 | [20 empty] | N
17609 | Southern California Edison Co | 57127 | Solar Photovoltaic Project #24 | CA | SAN BERNARDINO | SO24D | PV | IP | 0.5 | 0.5 | 0.5 |  |  |  | BIT WDS: SUN; N Y: N; Y Y: Y; S S: S |  | N | Electric Utility | 1 | [20 empty] | N
17609 | Southern California Edison Co | 57127 | Solar Photovoltaic Project #24 | CA | SAN BERNARDINO | SO24E | PV | IP | 0.5 | 0.5 | 0.5 |  |  |  | BIT WDS: SUN; N Y: N; Y Y: Y; S S: S |  | N | Electric Utility | 1 | [20 empty] | N
17609 | Southern California Edison Co | 57127 | Solar Photovoltaic Project #24 | CA | SAN BERNARDINO | SO24F | PV | IP | 0.5 | 0.5 | 0.5 |  |  |  | BIT WDS: SUN; N Y: N; Y Y: Y; S S: S |  | N | Electric Utility | 1 | [20 empty] | N
17609 | Southern California Edison Co | 57127 | Solar Photovoltaic Project #24 | CA | SAN BERNARDINO | SO24G | PV | IP | 0.5 | 0.5 | 0.5 |  |  |  | BIT WDS: SUN; N Y: N; Y Y: Y; S S: S |  | N | Electric Utility | 1 | [20 empty] | N
17609 | Southern California Edison Co | 57127 | Solar Photovoltaic Project #24 | CA | SAN BERNARDINO | SO24H | PV | IP | 0.5 | 0.5 | 0.5 |  |  |  | BIT WDS: SUN; N Y: N; Y Y: Y; S S: S |  | N | Electric Utility | 1 | [20 empty] | N
17609 | Southern California Edison Co | 57218 | Solar Photovoltaic Project #04 | CA | SAN BERNARDINO | S004A | PV | IP | 0.5 | 0.5 | 0.5 |  |  |  | BIT WDS: SUN; N Y: N; Y Y: Y; S S: S | 1 | N | Electric Utility | 1 | [20 empty] | N
17609 | Southern California Edison Co | 57218 | Solar Photovoltaic Project #04 | CA | SAN BERNARDINO | S004B | PV | IP | 0.5 | 0.5 | 0.5 |  |  |  | BIT WDS: SUN; N Y: N; Y Y: Y; S S: S | 1 | N | Electric Utility | 1 | [20 empty] | N
17609 | Southern California Edison Co | 57218 | Solar Photovoltaic Project #04 | CA | SAN BERNARDINO | S004C | PV | IP | 0.5 | 0.5 | 0.5 |  |  |  | BIT WDS: SUN; N Y: N; Y Y: Y; S S: S | 1 | N | Electric Utility | 1 | [20 empty] | N
17609 | Southern California Edison Co | 57222 | Solar Photovoltaic Project #08 | CA | SAN BERNARDINO | S008E | PV | IP | 0.5 | 0.5 | 0.5 |  |  |  | BIT WDS: SUN; N Y: N; Y Y: Y; S S: S | 1 | N | Electric Utility | 1 | [20 empty] | N
17609 | Southern California Edison Co | 57223 | Solar Photovoltaic Project #09 | CA | SAN BERNARDINO | S009C | PV | IP | 0.5 | 0.5 | 0.5 |  |  |  | BIT WDS: SUN; N Y: N; Y Y: Y; S S: S |  | N | Electric Utility | 1 | [20 empty] | N
17609 | Southern California Edison Co | 57224 | Solar Photovoltaic Project #10 | CA | SAN BERNARDINO | S010D | PV | IP | 0.5 | 0.5 | 0.5 |  |  |  | BIT WDS: SUN; N Y: N; Y Y: Y; S S: S |  | N | Electric Utility | 1 | [20 empty] | N
17609 | Southern California Edison Co | 57226 | Solar Photovoltaic Project #12 | CA | SAN BERNARDINO | S012B | PV | IP | 0.5 | 0.5 | 0.5 |  |  |  | BIT WDS: SUN; N Y: N; Y Y: Y; S S: S |  | N | Electric Utility | 1 | [20 empty] | N
17609 | Southern California Edison Co | 57228 | Solar Photovoltaic Project #14 | CA | SAN BERNARDINO | S014A | PV | IP | 0.5 | 0.5 | 0.5 |  |  |  | BIT WDS: SUN; N Y: N; Y Y: Y; S S: S | 1 | N | Electric Utility | 1 | [20 empty] | N
17609 | Southern California Edison Co | 57228 | Solar Photovoltaic Project #14 | CA | SAN BERNARDINO | S014B | PV | IP | 0.5 | 0.5 | 0.5 |  |  |  | BIT WDS: SUN; N Y: N; Y Y: Y; S S: S | 1 | N | Electric Utility | 1 | [20 empty] | N
17609 | Southern California Edison Co | 57228 | Solar Photovoltaic Project #14 | CA | SAN BERNARDINO | S014C | PV | IP | 0.5 | 0.5 | 0.5 |  |  |  | BIT WDS: SUN; N Y: N; Y Y: Y; S S: S | 1 | N | Electric Utility | 1 | [20 empty] | N
17609 | Southern California Edison Co | 57231 | Solar Photovoltaic Project #17 | CA | SAN BERNARDINO | S017H | PV | IP | 0.5 | 0.5 | 0.5 |  |  |  | BIT WDS: SUN; N Y: N; Y Y: Y; S S: S | 1 | N | Electric Utility | 1 | [20 empty] | N
17609 | Southern California Edison Co | 57232 | Solar Photovoltaic Project #18 | CA | SAN BERNARDINO | S018D | PV | IP | 0.5 | 0.5 | 0.5 |  |  |  | BIT WDS: SUN; N Y: N; Y Y: Y; S S: S |  | N | Electric Utility | 1 | [20 empty] | N
17609 | Southern California Edison Co | 57233 | Solar Photovoltaic Project #19 | CA | SAN BERNARDINO | S019A | PV | IP | 1 | 0.5 | 0.5 |  |  |  | BIT WDS: SUN; N Y: N; Y Y: Y; S S: S | 1 | N | Electric Utility | 1 | [20 empty] | N
17609 | Southern California Edison Co | 57233 | Solar Photovoltaic Project #19 | CA | SAN BERNARDINO | S019B | PV | IP | 0.5 | 0.5 | 0.5 |  |  |  | BIT WDS: SUN; N Y: N; Y Y: Y; S S: S | 1 | N | Electric Utility | 1 | [20 empty] | N
17609 | Southern California Edison Co | 57233 | Solar Photovoltaic Project #19 | CA | SAN BERNARDINO | S019C | PV | IP | 0.5 | 0.5 | 0.5 |  |  |  | BIT WDS: SUN; N Y: N; Y Y: Y; S S: S | 1 | N | Electric Utility | 1 | [20 empty] | N
17609 | Southern California Edison Co | 57233 | Solar Photovoltaic Project #19 | CA | SAN BERNARDINO | S019D | PV | IP | 0.5 | 0.5 | 0.5 |  |  |  | BIT WDS: SUN; N Y: N; Y Y: Y; S S: S | 1 | N | Electric Utility | 1 | [20 empty] | N
17609 | Southern California Edison Co | 57233 | Solar Photovoltaic Project #19 | CA | SAN BERNARDINO | S019E | PV | IP | 0.5 | 0.5 | 0.5 |  |  |  | BIT WDS: SUN; N Y: N; Y Y: Y; S S: S | 1 | N | Electric Utility | 1 | [20 empty] | N
17609 | Southern California Edison Co | 57233 | Solar Photovoltaic Project #19 | CA | SAN BERNARDINO | S019F | PV | IP | 0.5 | 0.5 | 0.5 |  |  |  | BIT WDS: SUN; N Y: N; Y Y: Y; S S: S | 1 | N | Electric Utility | 1 | [20 empty] | N
17609 | Southern California Edison Co | 57233 | Solar Photovoltaic Project #19 | CA | SAN BERNARDINO | S019G | PV | IP | 0.5 | 0.5 | 0.5 |  |  |  | BIT WDS: SUN; N Y: N; Y Y: Y; S S: S | 1 | N | Electric Utility | 1 | [20 empty] | N
17609 | Southern California Edison Co | 57233 | Solar Photovoltaic Project #19 | CA | SAN BERNARDINO | S019H | PV | IP | 0.5 | 0.5 | 0.5 |  |  |  | BIT WDS: SUN; N Y: N; Y Y: Y; S S: S | 1 | N | Electric Utility | 1 | [20 empty] | N
17609 | Southern California Edison Co | 57233 | Solar Photovoltaic Project #19 | CA | SAN BERNARDINO | S019I | PV | IP | 0.5 | 0.5 | 0.5 |  |  |  | BIT WDS: SUN; N Y: N; Y Y: Y; S S: S | 1 | N | Electric Utility | 1 | [20 empty] | N
17609 | Southern California Edison Co | 57234 | Solar Photovoltaic Project #20 | CA | SAN BERNARDINO | S020A | PV | IP | 0.5 | 0.5 | 0.5 |  |  |  | BIT WDS: SUN; N Y: N; Y Y: Y; S S: S | 1 | N | Electric Utility | 1 | [20 empty] | N
17609 | Southern California Edison Co | 57234 | Solar Photovoltaic Project #20 | CA | SAN BERNARDINO | S020B | PV | IP | 0.5 | 0.5 | 0.5 |  |  |  | BIT WDS: SUN; N Y: N; Y Y: Y; S S: S | 1 | N | Electric Utility | 1 | [20 empty] | N
17609 | Southern California Edison Co | 57234 | Solar Photovoltaic Project #20 | CA | SAN BERNARDINO | S020C | PV | IP | 0.5 | 0.5 | 0.5 |  |  |  | BIT WDS: SUN; N Y: N; Y Y: Y; S S: S | 1 | N | Electric Utility | 1 | [20 empty] | N
17609 | Southern California Edison Co | 57234 | Solar Photovoltaic Project #20 | CA | SAN BERNARDINO | S020D | PV | IP | 0.5 | 0.5 | 0.5 |  |  |  | BIT WDS: SUN; N Y: N; Y Y: Y; S S: S | 1 | N | Electric Utility | 1 | [20 empty] | N
17609 | Southern California Edison Co | 57234 | Solar Photovoltaic Project #20 | CA | SAN BERNARDINO | S020E | PV | IP | 0.5 | 0.5 | 0.5 |  |  |  | BIT WDS: SUN; N Y: N; Y Y: Y; S S: S | 1 | N | Electric Utility | 1 | [20 empty] | N
17609 | Southern California Edison Co | 57234 | Solar Photovoltaic Project #20 | CA | SAN BERNARDINO | S020F | PV | IP | 0.5 | 0.5 | 0.5 |  |  |  | BIT WDS: SUN; N Y: N; Y Y: Y; S S: S | 1 | N | Electric Utility | 1 | [20 empty] | N
17609 | Southern California Edison Co | 57234 | Solar Photovoltaic Project #20 | CA | SAN BERNARDINO | S020G | PV | IP | 0.5 | 0.5 | 0.5 |  |  |  | BIT WDS: SUN; N Y: N; Y Y: Y; S S: S | 1 | N | Electric Utility | 1 | [20 empty] | N
17609 | Southern California Edison Co | 57235 | Solar Photovoltaic Project #21 | CA | San Bernardino | S021A | PV | IP | 0.5 | 0.5 | 0.5 |  |  |  | BIT WDS: SUN; N Y: N; Y Y: Y; S S: S |  | N | Electric Utility | 1 | [20 empty] | N
17609 | Southern California Edison Co | 57235 | Solar Photovoltaic Project #21 | CA | San Bernardino | S021B | PV | IP | 0.5 | 0.5 | 0.5 |  |  |  | BIT WDS: SUN; N Y: N; Y Y: Y; S S: S |  | N | Electric Utility | 1 | [20 empty] | N
17609 | Southern California Edison Co | 57235 | Solar Photovoltaic Project #21 | CA | San Bernardino | S021C | PV | IP | 0.5 | 0.5 | 0.5 |  |  |  | BIT WDS: SUN; N Y: N; Y Y: Y; S S: S |  | N | Electric Utility | 1 | [20 empty] | N
17609 | Southern California Edison Co | 57235 | Solar Photovoltaic Project #21 | CA | San Bernardino | S021D | PV | IP | 0.5 | 0.5 | 0.5 |  |  |  | BIT WDS: SUN; N Y: N; Y Y: Y; S S: S |  | N | Electric Utility | 1 | [20 empty] | N
17609 | Southern California Edison Co | 57235 | Solar Photovoltaic Project #21 | CA | San Bernardino | S021E | PV | IP | 0.5 | 0.5 | 0.5 |  |  |  | BIT WDS: SUN; N Y: N; Y Y: Y; S S: S |  | N | Electric Utility | 1 | [20 empty] | N
17609 | Southern California Edison Co | 57236 | Solar Photovoltaic Project #23 | CA | San Bernardino | S023F | PV | IP | 0.5 | 0.5 | 0.5 |  |  |  | BIT WDS: SUN; N Y: N; Y Y: Y; S S: S | 1 | N | Electric Utility | 1 | [20 empty] | N
17609 | Southern California Edison Co | 57246 | Solar Photovoltaic Project #27 | CA | SAN BERNARDINO | S027E | PV | IP | 0.5 | 0.5 | 0.5 |  |  |  | BIT WDS: SUN; N Y: N; Y Y: Y; S S: S | 1 | N | Electric Utility | 1 | [20 empty] | N
17609 | Southern California Edison Co | 57246 | Solar Photovoltaic Project #27 | CA | SAN BERNARDINO | S027F | PV | IP | 0.5 | 0.5 | 0.5 |  |  |  | BIT WDS: SUN; N Y: N; Y Y: Y; S S: S | 1 | N | Electric Utility | 1 | [20 empty] | N
17609 | Southern California Edison Co | 57247 | Solar Photovoltaic Project #28 | CA | SAN BERNARDINO | S028H | PV | IP | 0.5 | 0.5 | 0.5 |  |  |  | BIT WDS: SUN; N Y: N; Y Y: Y; S S: S | 1 | N | Electric Utility | 1 | [20 empty] | N
17609 | Southern California Edison Co | 57528 | Solar Photovoltaic Project #25 | CA | San Bernardino | S25A | PV | IP | 0.5 | 0.5 | 0.5 |  |  |  | BIT WDS: SUN; N Y: N; Y Y: Y; S S: S | 1 | N | Electric Utility | 1 | [20 empty] | N
17609 | Southern California Edison Co | 57528 | Solar Photovoltaic Project #25 | CA | San Bernardino | S25B | PV | IP | 0.5 | 0.5 | 0.5 |  |  |  | BIT WDS: SUN; N Y: N; Y Y: Y; S S: S | 1 | N | Electric Utility | 1 | [20 empty] | N
17609 | Southern California Edison Co | 57528 | Solar Photovoltaic Project #25 | CA | San Bernardino | S25C | PV | IP | 0.5 | 0.5 | 0.5 |  |  |  | BIT WDS: SUN; N Y: N; Y Y: Y; S S: S | 1 | N | Electric Utility | 1 | [20 empty] | N
17609 | Southern California Edison Co | 57528 | Solar Photovoltaic Project #25 | CA | San Bernardino | S25D | PV | IP | 0.5 | 0.5 | 0.5 |  |  |  | BIT WDS: SUN; N Y: N; Y Y: Y; S S: S | 1 | N | Electric Utility | 1 | [20 empty] | N
17609 | Southern California Edison Co | 57528 | Solar Photovoltaic Project #25 | CA | San Bernardino | S25E | PV | IP | 0.5 | 0.5 | 0.5 |  |  |  | BIT WDS: SUN; N Y: N; Y Y: Y; S S: S | 1 | N | Electric Utility | 1 | [20 empty] | N
17609 | Southern California Edison Co | 57528 | Solar Photovoltaic Project #25 | CA | San Bernardino | S25F | PV | IP | 0.5 | 0.5 | 0.5 |  |  |  | BIT WDS: SUN; N Y: N; Y Y: Y; S S: S | 1 | N | Electric Utility | 1 | [20 empty] | N
17609 | Southern California Edison Co | 57528 | Solar Photovoltaic Project #25 | CA | San Bernardino | S25G | PV | IP | 0.5 | 0.5 | 0.5 |  |  |  | BIT WDS: SUN; N Y: N; Y Y: Y; S S: S | 1 | N | Electric Utility | 1 | [20 empty] | N
17609 | Southern California Edison Co | 57528 | Solar Photovoltaic Project #25 | CA | San Bernardino | S25H | PV | IP | 0.5 | 0.5 | 0.5 | S25 |  |  | BIT WDS: SUN; N Y: N; Y Y: Y; S S: S | 1 | N | Electric Utility | 1 | [20 empty] | N
17609 | Southern California Edison Co | 57528 | Solar Photovoltaic Project #25 | CA | San Bernardino | S25I | PV | IP | 0.5 | 0.5 | 0.5 | S25 |  |  | BIT WDS: SUN; N Y: N; Y Y: Y; S S: S | 1 | N | Electric Utility | 1 | [20 empty] | N
17609 | Southern California Edison Co | 57532 | Solar Photovoltaic Project #30 | CA | San Bernardino | S30A | PV | IP | 0.5 | 0.5 | 0.5 | S30 |  |  | BIT WDS: SUN; N Y: N; Y Y: Y; S S: S |  | N | Electric Utility | 1 | [20 empty] | N
17609 | Southern California Edison Co | 57532 | Solar Photovoltaic Project #30 | CA | San Bernardino | S30B | PV | IP | 0.5 | 0.5 | 0.5 | S30 |  |  | BIT WDS: SUN; N Y: N; Y Y: Y; S S: S |  | N | Electric Utility | 1 | [20 empty] | N
17609 | Southern California Edison Co | 57532 | Solar Photovoltaic Project #30 | CA | San Bernardino | S30C | PV | IP | 0.5 | 0.5 | 0.5 | S30 |  |  | BIT WDS: SUN; N Y: N; Y Y: Y; S S: S |  | N | Electric Utility | 1 | [20 empty] | N
17609 | Southern California Edison Co | 57533 | Solar Photovoltaic Project #31 | CA | San Bernardino | S31A | PV | IP | 0.5 | 0.5 | 0.5 | S31 |  |  | BIT WDS: SUN; N Y: N; Y Y: Y; S S: S |  | N | Electric Utility | 1 | [20 empty] | N
17609 | Southern California Edison Co | 57533 | Solar Photovoltaic Project #31 | CA | San Bernardino | S31B | PV | IP | 0.5 | 0.5 | 0.5 | S31 |  |  | BIT WDS: SUN; N Y: N; Y Y: Y; S S: S |  | N | Electric Utility | 1 | [20 empty] | N
17609 | Southern California Edison Co | 57537 | SPVP #35 | CA | Kern | 35H | PV | IP | 0.5 | 0.5 | 0.5 | S35 |  |  | BIT WDS: SUN; N Y: N; Y Y: Y; S S: S | 1 | N | Electric Utility | 1 | [20 empty] | N
17609 | Southern California Edison Co | 57537 | SPVP #35 | CA | Kern | 35I | PV | IP | 0.5 | 0.5 | 0.5 | S35 |  |  | BIT WDS: SUN; N Y: N; Y Y: Y; S S: S | 1 | N | Electric Utility | 1 | [20 empty] | N
17609 | Southern California Edison Co | 57537 | SPVP #35 | CA | Kern | 35J | PV | IP | 0.5 | 0.5 | 0.5 | S35 |  |  | BIT WDS: SUN; N Y: N; Y Y: Y; S S: S | 1 | N | Electric Utility | 1 | [20 empty] | N
17609 | Southern California Edison Co | 57537 | SPVP #35 | CA | Kern | 35K | PV | IP | 0.5 | 0.5 | 0.5 | S35 |  |  | BIT WDS: SUN; N Y: N; Y Y: Y; S S: S | 1 | N | Electric Utility | 1 | [20 empty] | N
17609 | Southern California Edison Co | 57537 | SPVP #35 | CA | Kern | 35L | PV | IP | 0.5 | 0.5 | 0.5 | S35 |  |  | BIT WDS: SUN; N Y: N; Y Y: Y; S S: S | 1 | N | Electric Utility | 1 | [20 empty] | N
17609 | Southern California Edison Co | 57537 | SPVP #35 | CA | Kern | 35M | PV | IP | 0.5 | 0.5 | 0.5 | S35 |  |  | BIT WDS: SUN; N Y: N; Y Y: Y; S S: S | 1 | N | Electric Utility | 1 | [20 empty] | N
17609 | Southern California Edison Co | 57537 | SPVP #35 | CA | Kern | 35N | PV | IP | 0.5 | 0.5 | 0.5 | S35 |  |  | BIT WDS: SUN; N Y: N; Y Y: Y; S S: S | 1 | N | Electric Utility | 1 | [20 empty] | N
17609 | Southern California Edison Co | 57537 | SPVP #35 | CA | Kern | S35A | PV | IP | 0.5 | 0.5 | 0.5 | S35 |  |  | BIT WDS: SUN; N Y: N; Y Y: Y; S S: S | 1 | N | Electric Utility | 1 | [20 empty] | N
17609 | Southern California Edison Co | 57537 | SPVP #35 | CA | Kern | S35B | PV | IP | 0.5 | 0.5 | 0.5 | S35 |  |  | BIT WDS: SUN; N Y: N; Y Y: Y; S S: S | 1 | N | Electric Utility | 1 | [20 empty] | N
17609 | Southern California Edison Co | 57537 | SPVP #35 | CA | Kern | S35C | PV | IP | 0.5 | 0.5 | 0.5 | S35 |  |  | BIT WDS: SUN; N Y: N; Y Y: Y; S S: S | 1 | N | Electric Utility | 1 | [20 empty] | N
17609 | Southern California Edison Co | 57537 | SPVP #35 | CA | Kern | S35D | PV | IP | 0.5 | 0.5 | 0.5 | S35 |  |  | BIT WDS: SUN; N Y: N; Y Y: Y; S S: S | 1 | N | Electric Utility | 1 | [20 empty] | N
17609 | Southern California Edison Co | 57537 | SPVP #35 | CA | Kern | S35E | PV | IP | 0.5 | 0.5 | 0.5 | S35 |  |  | BIT WDS: SUN; N Y: N; Y Y: Y; S S: S | 1 | N | Electric Utility | 1 | [20 empty] | N
17609 | Southern California Edison Co | 57537 | SPVP #35 | CA | Kern | S35F | PV | IP | 0.5 | 0.5 | 0.5 | S35 |  |  | BIT WDS: SUN; N Y: N; Y Y: Y; S S: S | 1 | N | Electric Utility | 1 | [20 empty] | N
17609 | Southern California Edison Co | 57537 | SPVP #35 | CA | Kern | S35G | PV | IP | 0.5 | 0.5 | 0.5 | S35 |  |  | BIT WDS: SUN; N Y: N; Y Y: Y; S S: S | 1 | N | Electric Utility | 1 | [20 empty] | N
17609 | Southern California Edison Co | 57538 | Solar Photovoltaic Project #40 | CA | San Bernardino | S40A | PV | IP | 0.5 | 0.5 | 0.5 | S40 |  |  | BIT WDS: SUN; N Y: N; Y Y: Y; S S: S |  | N | Electric Utility | 1 | [20 empty] | N
17609 | Southern California Edison Co | 57538 | Solar Photovoltaic Project #40 | CA | San Bernardino | S40B | PV | IP | 0.5 | 0.5 | 0.5 | S40 |  |  | BIT WDS: SUN; N Y: N; Y Y: Y; S S: S |  | N | Electric Utility | 1 | [20 empty] | N
17609 | Southern California Edison Co | 57538 | Solar Photovoltaic Project #40 | CA | San Bernardino | S40C | PV | IP | 0.5 | 0.5 | 0.5 | S40 |  |  | BIT WDS: SUN; N Y: N; Y Y: Y; S S: S |  | N | Electric Utility | 1 | [20 empty] | N
17609 | Southern California Edison Co | 57538 | Solar Photovoltaic Project #40 | CA | San Bernardino | S40D | PV | IP | 0.5 | 0.5 | 0.5 | S40 |  |  | BIT WDS: SUN; N Y: N; Y Y: Y; S S: S |  | N | Electric Utility | 1 | [20 empty] | N
17609 | Southern California Edison Co | 57538 | Solar Photovoltaic Project #40 | CA | San Bernardino | S40E | PV | IP | 0.5 | 0.5 | 0.5 | S40 |  |  | BIT WDS: SUN; N Y: N; Y Y: Y; S S: S |  | N | Electric Utility | 1 | [20 empty] | N
17609 | Southern California Edison Co | 57538 | Solar Photovoltaic Project #40 | CA | San Bernardino | S40F | PV | IP | 0.5 | 0.5 | 0.5 | S40 |  |  | BIT WDS: SUN; N Y: N; Y Y: Y; S S: S |  | N | Electric Utility | 1 | [20 empty] | N
17609 | Southern California Edison Co | 57538 | Solar Photovoltaic Project #40 | CA | San Bernardino | S40G | PV | IP | 0.5 | 0.5 | 0.5 | S40 |  |  | BIT WDS: SUN; N Y: N; Y Y: Y; S S: S |  | N | Electric Utility | 1 | [20 empty] | N
17609 | Southern California Edison Co | 57538 | Solar Photovoltaic Project #40 | CA | San Bernardino | S40H | PV | IP | 0.5 | 0.5 | 0.5 | S40 |  |  | BIT WDS: SUN; N Y: N; Y Y: Y; S S: S |  | N | Electric Utility | 1 | [20 empty] | N
17609 | Southern California Edison Co | 57538 | Solar Photovoltaic Project #40 | CA | San Bernardino | S40I | PV | IP | 0.5 | 0.5 | 0.5 | S40 |  |  | BIT WDS: SUN; N Y: N; Y Y: Y; S S: S |  | N | Electric Utility | 1 | [20 empty] | N
17609 | Southern California Edison Co | 57538 | Solar Photovoltaic Project #40 | CA | San Bernardino | S40J | PV | IP | 0.5 | 0.5 | 0.5 | S40 |  |  | BIT WDS: SUN; N Y: N; Y Y: Y; S S: S |  | N | Electric Utility | 1 | [20 empty] | N
17609 | Southern California Edison Co | 57538 | Solar Photovoltaic Project #40 | CA | San Bernardino | S40K | PV | IP | 0.5 | 0.5 | 0.5 | S40 |  |  | BIT WDS: SUN; N Y: N; Y Y: Y; S S: S |  | N | Electric Utility | 1 | [20 empty] | N
17609 | Southern California Edison Co | 57538 | Solar Photovoltaic Project #40 | CA | San Bernardino | S40L | PV | IP | 0.5 | 0.5 | 0.5 | S40 |  |  | BIT WDS: SUN; N Y: N; Y Y: Y; S S: S |  | N | Electric Utility | 1 | [20 empty] | N
17609 | Southern California Edison Co | 57538 | Solar Photovoltaic Project #40 | CA | San Bernardino | S40M | PV | IP | 0.5 | 0.5 | 0.5 | S40 |  |  | BIT WDS: SUN; N Y: N; Y Y: Y; S S: S |  | N | Electric Utility | 1 | [20 empty] | N
17609 | Southern California Edison Co | 57538 | Solar Photovoltaic Project #40 | CA | San Bernardino | S40N | PV | IP | 0.5 | 0.5 | 0.5 | S40 |  |  | BIT WDS: SUN; N Y: N; Y Y: Y; S S: S |  | N | Electric Utility | 1 | [20 empty] | N
17609 | Southern California Edison Co | 57538 | Solar Photovoltaic Project #40 | CA | San Bernardino | S40O | PV | IP | 0.5 | 0.5 | 0.5 | S40 |  |  | BIT WDS: SUN; N Y: N; Y Y: Y; S S: S |  | N | Electric Utility | 1 | [20 empty] | N
17609 | Southern California Edison Co | 57538 | Solar Photovoltaic Project #40 | CA | San Bernardino | S40P | PV | IP | 0.5 | 0.5 | 0.5 | S40 |  |  | BIT WDS: SUN; N Y: N; Y Y: Y; S S: S |  | N | Electric Utility | 1 | [20 empty] | N
17609 | Southern California Edison Co | 57538 | Solar Photovoltaic Project #40 | CA | San Bernardino | S40Q | PV | IP | 0.5 | 0.5 | 0.5 | S40 |  |  | BIT WDS: SUN; N Y: N; Y Y: Y; S S: S |  | N | Electric Utility | 1 | [20 empty] | N
17609 | Southern California Edison Co | 57538 | Solar Photovoltaic Project #40 | CA | San Bernardino | S40R | PV | IP | 0.5 | 0.5 | 0.5 | S40 |  |  | BIT WDS: SUN; N Y: N; Y Y: Y; S S: S |  | N | Electric Utility | 1 | [20 empty] | N
17609 | Southern California Edison Co | 57538 | Solar Photovoltaic Project #40 | CA | San Bernardino | S40S | PV | IP | 0.5 | 0.5 | 0.5 | S40 |  |  | BIT WDS: SUN; N Y: N; Y Y: Y; S S: S |  | N | Electric Utility | 1 | [20 empty] | N
17609 | Southern California Edison Co | 57538 | Solar Photovoltaic Project #40 | CA | San Bernardino | S40T | PV | IP | 0.5 | 0.5 | 0.5 | S40 |  |  | BIT WDS: SUN; N Y: N; Y Y: Y; S S: S |  | N | Electric Utility | 1 | [20 empty] | N
17609 | Southern California Edison Co | 57539 | Solar Photovoltaic Project #41 | CA | San Bernardino | S41A | PV | IP | 0.5 | 0.5 | 0.5 | S41 |  |  | BIT WDS: SUN; N Y: N; Y Y: Y; S S: S |  | N | Electric Utility | 1 | [20 empty] | N
17609 | Southern California Edison Co | 57539 | Solar Photovoltaic Project #41 | CA | San Bernardino | S41B | PV | IP | 0.5 | 0.5 | 0.5 | S41 |  |  | BIT WDS: SUN; N Y: N; Y Y: Y; S S: S |  | N | Electric Utility | 1 | [20 empty] | N
17609 | Southern California Edison Co | 57539 | Solar Photovoltaic Project #41 | CA | San Bernardino | S41C | PV | IP | 0.5 | 0.5 | 0.5 | S41 |  |  | BIT WDS: SUN; N Y: N; Y Y: Y; S S: S |  | N | Electric Utility | 1 | [20 empty] | N
17609 | Southern California Edison Co | 57539 | Solar Photovoltaic Project #41 | CA | San Bernardino | S41D | PV | IP | 0.5 | 0.5 | 0.5 | S41 |  |  | BIT WDS: SUN; N Y: N; Y Y: Y; S S: S |  | N | Electric Utility | 1 | [20 empty] | N
17609 | Southern California Edison Co | 57539 | Solar Photovoltaic Project #41 | CA | San Bernardino | S41E | PV | IP | 0.5 | 0.5 | 0.5 | S41 |  |  | BIT WDS: SUN; N Y: N; Y Y: Y; S S: S |  | N | Electric Utility | 1 | [20 empty] | N
17609 | Southern California Edison Co | 57539 | Solar Photovoltaic Project #41 | CA | San Bernardino | S41F | PV | IP | 0.5 | 0.5 | 0.5 | S41 |  |  | BIT WDS: SUN; N Y: N; Y Y: Y; S S: S |  | N | Electric Utility | 1 | [20 empty] | N
17609 | Southern California Edison Co | 57539 | Solar Photovoltaic Project #41 | CA | San Bernardino | S41G | PV | IP | 0.5 | 0.5 | 0.5 | S41 |  |  | BIT WDS: SUN; N Y: N; Y Y: Y; S S: S |  | N | Electric Utility | 1 | [20 empty] | N
17609 | Southern California Edison Co | 57539 | Solar Photovoltaic Project #41 | CA | San Bernardino | S41H | PV | IP | 0.5 | 0.5 | 0.5 | S41 |  |  | BIT WDS: SUN; N Y: N; Y Y: Y; S S: S |  | N | Electric Utility | 1 | [20 empty] | N
17609 | Southern California Edison Co | 57539 | Solar Photovoltaic Project #41 | CA | San Bernardino | S41I | PV | IP | 0.5 | 0.5 | 0.5 | S41 |  |  | BIT WDS: SUN; N Y: N; Y Y: Y; S S: S |  | N | Electric Utility | 1 | [20 empty] | N
17609 | Southern California Edison Co | 57539 | Solar Photovoltaic Project #41 | CA | San Bernardino | S41J | PV | IP | 0.5 | 0.5 | 0.5 | S41 |  |  | BIT WDS: SUN; N Y: N; Y Y: Y; S S: S |  | N | Electric Utility | 1 | [20 empty] | N
17609 | Southern California Edison Co | 57539 | Solar Photovoltaic Project #41 | CA | San Bernardino | S41K | PV | IP | 0.5 | 0.5 | 0.5 | S41 |  |  | BIT WDS: SUN; N Y: N; Y Y: Y; S S: S |  | N | Electric Utility | 1 | [20 empty] | N
17609 | Southern California Edison Co | 57539 | Solar Photovoltaic Project #41 | CA | San Bernardino | S41L | PV | IP | 0.5 | 0.5 | 0.5 | S41 |  |  | BIT WDS: SUN; N Y: N; Y Y: Y; S S: S |  | N | Electric Utility | 1 | [20 empty] | N
17609 | Southern California Edison Co | 57539 | Solar Photovoltaic Project #41 | CA | San Bernardino | S41M | PV | IP | 0.5 | 0.5 | 0.5 | S41 |  |  | BIT WDS: SUN; N Y: N; Y Y: Y; S S: S |  | N | Electric Utility | 1 | [20 empty] | N
17609 | Southern California Edison Co | 57539 | Solar Photovoltaic Project #41 | CA | San Bernardino | S41N | PV | IP | 0.5 | 0.5 | 0.5 | S41 |  |  | BIT WDS: SUN; N Y: N; Y Y: Y; S S: S |  | N | Electric Utility | 1 | [20 empty] | N
17609 | Southern California Edison Co | 57539 | Solar Photovoltaic Project #41 | CA | San Bernardino | S41O | PV | IP | 0.5 | 0.5 | 0.5 | S41 |  |  | BIT WDS: SUN; N Y: N; Y Y: Y; S S: S |  | N | Electric Utility | 1 | [20 empty] | N
17609 | Southern California Edison Co | 57539 | Solar Photovoltaic Project #41 | CA | San Bernardino | S41P | PV | IP | 0.5 | 0.5 | 0.5 | S41 |  |  | BIT WDS: SUN; N Y: N; Y Y: Y; S S: S |  | N | Electric Utility | 1 | [20 empty] | N
17609 | Southern California Edison Co | 57539 | Solar Photovoltaic Project #41 | CA | San Bernardino | S41Q | PV | IP | 0.5 | 0.5 | 0.5 | S41 |  |  | BIT WDS: SUN; N Y: N; Y Y: Y; S S: S |  | N | Electric Utility | 1 | [20 empty] | N
17609 | Southern California Edison Co | 57539 | Solar Photovoltaic Project #41 | CA | San Bernardino | S41R | PV | IP | 0.5 | 0.5 | 0.5 | S41 |  |  | BIT WDS: SUN; N Y: N; Y Y: Y; S S: S |  | N | Electric Utility | 1 | [20 empty] | N
17609 | Southern California Edison Co | 57539 | Solar Photovoltaic Project #41 | CA | San Bernardino | S41S | PV | IP | 0.5 | 0.5 | 0.5 | S41 |  |  | BIT WDS: SUN; N Y: N; Y Y: Y; S S: S |  | N | Electric Utility | 1 | [20 empty] | N
17609 | Southern California Edison Co | 57539 | Solar Photovoltaic Project #41 | CA | San Bernardino | S41T | PV | IP | 0.5 | 0.5 | 0.5 | S41 |  |  | BIT WDS: SUN; N Y: N; Y Y: Y; S S: S |  | N | Electric Utility | 1 | [20 empty] | N
17609 | Southern California Edison Co | 57541 | Solar Photovoltaic Project #45 | CA | Riverside | S45A | PV | IP | 0.5 | 0.5 | 0.5 |  |  |  | BIT WDS: SUN; N Y: N; Y Y: Y; S S: S | 1 | N | Electric Utility | 1 | [20 empty] | N
17609 | Southern California Edison Co | 57541 | Solar Photovoltaic Project #45 | CA | Riverside | S45B | PV | IP | 0.5 | 0.5 | 0.5 |  |  |  | BIT WDS: SUN; N Y: N; Y Y: Y; S S: S | 1 | N | Electric Utility | 1 | [20 empty] | N
17609 | Southern California Edison Co | 57541 | Solar Photovoltaic Project #45 | CA | Riverside | S45C | PV | IP | 0.5 | 0.5 | 0.5 |  |  |  | BIT WDS: SUN; N Y: N; Y Y: Y; S S: S | 1 | N | Electric Utility | 1 | [20 empty] | N
17609 | Southern California Edison Co | 57541 | Solar Photovoltaic Project #45 | CA | Riverside | S45D | PV | IP | 0.5 | 0.5 | 0.5 |  |  |  | BIT WDS: SUN; N Y: N; Y Y: Y; S S: S | 1 | N | Electric Utility | 1 | [20 empty] | N
17609 | Southern California Edison Co | 57541 | Solar Photovoltaic Project #45 | CA | Riverside | S45E | PV | IP | 0.5 | 0.5 | 0.5 |  |  |  | BIT WDS: SUN; N Y: N; Y Y: Y; S S: S | 1 | N | Electric Utility | 1 | [20 empty] | N
17609 | Southern California Edison Co | 57541 | Solar Photovoltaic Project #45 | CA | Riverside | S45F | PV | IP | 0.5 | 0.5 | 0.5 |  |  |  | BIT WDS: SUN; N Y: N; Y Y: Y; S S: S | 1 | N | Electric Utility | 1 | [20 empty] | N
17609 | Southern California Edison Co | 57541 | Solar Photovoltaic Project #45 | CA | Riverside | S45G | PV | IP | 0.5 | 0.5 | 0.5 |  |  |  | BIT WDS: SUN; N Y: N; Y Y: Y; S S: S | 1 | N | Electric Utility | 1 | [20 empty] | N
17609 | Southern California Edison Co | 57541 | Solar Photovoltaic Project #45 | CA | Riverside | S45H | PV | IP | 0.5 | 0.5 | 0.5 |  |  |  | BIT WDS: SUN; N Y: N; Y Y: Y; S S: S | 1 | N | Electric Utility | 1 | [20 empty] | N
17609 | Southern California Edison Co | 57541 | Solar Photovoltaic Project #45 | CA | Riverside | S45I | PV | IP | 0.5 | 0.5 | 0.5 |  |  |  | BIT WDS: SUN; N Y: N; Y Y: Y; S S: S | 1 | N | Electric Utility | 1 | [20 empty] | N
17609 | Southern California Edison Co | 57541 | Solar Photovoltaic Project #45 | CA | Riverside | S45J | PV | IP | 0.5 | 0.5 | 0.5 |  |  |  | BIT WDS: SUN; N Y: N; Y Y: Y; S S: S | 1 | N | Electric Utility | 1 | [20 empty] | N
17609 | Southern California Edison Co | 57541 | Solar Photovoltaic Project #45 | CA | Riverside | S45K | PV | IP | 0.5 | 0.5 | 0.5 |  |  |  | BIT WDS: SUN; N Y: N; Y Y: Y; S S: S | 1 | N | Electric Utility | 1 | [20 empty] | N
17609 | Southern California Edison Co | 57541 | Solar Photovoltaic Project #45 | CA | Riverside | S45L | PV | IP | 0.5 | 0.5 | 0.5 |  |  |  | BIT WDS: SUN; N Y: N; Y Y: Y; S S: S | 1 | N | Electric Utility | 1 | [20 empty] | N
17609 | Southern California Edison Co | 57543 | Solar Photovoltaic Project #47 | CA | Los Angeles | S47A | PV | IP | 0.5 | 0.5 | 0.5 |  |  |  | BIT WDS: SUN; N Y: N; Y Y: Y; S S: S | 1 | N | Electric Utility | 1 | [20 empty] | N
17609 | Southern California Edison Co | 57543 | Solar Photovoltaic Project #47 | CA | Los Angeles | S47B | PV | IP | 0.5 | 0.5 | 0.5 |  |  |  | BIT WDS: SUN; N Y: N; Y Y: Y; S S: S | 1 | N | Electric Utility | 1 | [20 empty] | N
17609 | Southern California Edison Co | 57545 | SPVP #46 | CA | Kern | S46A | PV | IP | 0.5 | 0.5 | 0.5 |  |  |  | BIT WDS: SUN; N Y: N; Y Y: Y; S S: S | 1 | N | Electric Utility | 1 | [20 empty] | N
17609 | Southern California Edison Co | 57545 | SPVP #46 | CA | Kern | S46B | PV | IP | 0.5 | 0.5 | 0.5 |  |  |  | BIT WDS: SUN; N Y: N; Y Y: Y; S S: S | 1 | N | Electric Utility | 1 | [20 empty] | N
17609 | Southern California Edison Co | 57545 | SPVP #46 | CA | Kern | S46C | PV | IP | 0.5 | 0.5 | 0.5 |  |  |  | BIT WDS: SUN; N Y: N; Y Y: Y; S S: S | 1 | N | Electric Utility | 1 | [20 empty] | N
17609 | Southern California Edison Co | 57545 | SPVP #46 | CA | Kern | S46D | PV | IP | 0.5 | 0.5 | 0.5 |  |  |  | BIT WDS: SUN; N Y: N; Y Y: Y; S S: S | 1 | N | Electric Utility | 1 | [20 empty] | N
17609 | Southern California Edison Co | 57545 | SPVP #46 | CA | Kern | S46E | PV | IP | 0.5 | 0.5 | 0.5 |  |  |  | BIT WDS: SUN; N Y: N; Y Y: Y; S S: S | 1 | N | Electric Utility | 1 | [20 empty] | N
17609 | Southern California Edison Co | 57545 | SPVP #46 | CA | Kern | S46F | PV | IP | 0.5 | 0.5 | 0.5 |  |  |  | BIT WDS: SUN; N Y: N; Y Y: Y; S S: S | 1 | N | Electric Utility | 1 | [20 empty] | N
17609 | Southern California Edison Co | 57545 | SPVP #46 | CA | Kern | S46G | PV | IP | 0.5 | 0.5 | 0.5 |  |  |  | BIT WDS: SUN; N Y: N; Y Y: Y; S S: S | 1 | N | Electric Utility | 1 | [20 empty] | N
17633 | Southern Indiana Gas & Elec Co | 1012 | F B Culley | IN | Warrick | 1 | ST | RE | 46 | 42 | 42 |  | 6 | 1955 | BIT WDS: BIT; BIT RFO: NG; N Y: N; Y Y: Y; S S: S |  | N | Electric Utility | 1 |  | N | [16 empty] | 12 | 2006 | N
17650 | Southern Power Co | 7710 | H Allen Franklin Combined Cycle | AL | Lee | CT4A | CT | IP | 203.1 | 203.1 | 203.1 |  |  |  | BIT WDS: NG; N Y: N; Y Y: N; S S: S |  | N | IPP Non-CHP | 2 | [20 empty] | N
17650 | Southern Power Co | 7710 | H Allen Franklin Combined Cycle | AL | Lee | CT4B | CT | IP | 203.1 | 203.1 | 203.1 |  |  |  | BIT WDS: NG; N Y: N; Y Y: N; S S: S |  | N | IPP Non-CHP | 2 | [20 empty] | N
17650 | Southern Power Co | 7710 | H Allen Franklin Combined Cycle | AL | Lee | ST4 | CA | IP | 281.9 | 282 | 282 |  |  |  | BIT WDS: NG; N Y: N; Y Y: N; S S: S |  | N | IPP Non-CHP | 2 |  | Y | [18 empty] | N
17650 | Southern Power Co | 7897 | E B Harris Electric Generating Plant | AL | Autauga | 3 | CC | IP | 615 | 615 | 655 |  |  |  | BIT WDS: NG; N Y: N; Y Y: N; S S: S |  | N | IPP Non-CHP | 2 |  | N | [18 empty] | N
17650 | Southern Power Co | 7897 | E B Harris Electric Generating Plant | AL | Autauga | 4 | CC | IP | 615 | 615 | 655 |  |  |  | BIT WDS: NG; N Y: N; Y Y: N; S S: S |  | N | IPP Non-CHP | 2 |  | N | [18 empty] | N
17650 | Southern Power Co | 55708 | Nacogdoches Power | TX | Nacogdoches | CTG1 | CT | IP | 195 | 185 | 192 | G581 |  |  | BIT WDS: NG; N Y: N; Y Y: Y; S S: S |  | N | IPP Non-CHP | 2 |  | N | [18 empty] | N
17650 | Southern Power Co | 55708 | Nacogdoches Power | TX | Nacogdoches | CTG2 | CT | IP | 190 | 95 | 95 |  |  |  | BIT WDS: NG; N Y: N; Y Y: Y; S S: S |  | N | IPP Non-CHP | 2 |  | N | [18 empty] | N
17650 | Southern Power Co | 55708 | Nacogdoches Power | TX | Nacogdoches | CTG3 | CT | IP | 190 | 95 | 95 |  |  |  | BIT WDS: NG; N Y: N; S S: S |  | N | IPP Non-CHP | 2 |  | N | [18 empty] | N
17650 | Southern Power Co | 55708 | Nacogdoches Power | TX | Nacogdoches | STG1 | CA | IP | 100 | 86 | 97 | G581 |  |  | BIT WDS: NG; N Y: N; Y Y: Y; S S: S |  | N | IPP Non-CHP | 2 |  | N | [18 empty] | N
17650 | Southern Power Co | 55708 | Nacogdoches Power | TX | Nacogdoches | STG2 | CA | IP | 114 | 100 | 100 |  |  |  | BIT WDS: NG; N Y: N; Y Y: Y; S S: S |  | N | IPP Non-CHP | 2 |  | N | [18 empty] | N
17650 | Southern Power Co | 55708 | Nacogdoches Power | TX | Nacogdoches | STG3 | CA | IP | 136 | 68 | 68 |  |  |  | BIT WDS: NG; N Y: N; S S: S |  | N | IPP Non-CHP | 2 |  | N | [18 empty] | N
17650 | Southern Power Co | 55821 | Curtis H Stanton Energy Center | FL | Orange | BCT | CT | IP | 197 | 197 | 197 |  |  |  | BIT WDS: SGC; BIT RFO: NG; N Y: N; S S: J |  | N | IPP Non-CHP | 2 | [20 empty] | Y
17650 | Southern Power Co | 55821 | Curtis H Stanton Energy Center | FL | Orange | BST | CA | IP | 132 | 132 | 132 |  |  |  | BIT WDS: SGC; BIT RFO: NG; S S: J |  | N | IPP Non-CHP | 2 |  | Y | [18 empty] | Y
17650 | Southern Power Co | 57029 | Cleveland Cnty Generating Facility | NC | Cleveland | 5 | GT | IP | 184 | 180.8 | 194.7 |  |  |  | BIT WDS: NG; N Y: Y; Y Y: Y; S S: S |  | N | IPP Non-CHP | 2 | [20 empty] | N
17650 | Southern Power Co | 57029 | Cleveland Cnty Generating Facility | NC | Cleveland | 6 | GT | IP | 184 | 180.8 | 194.7 |  |  |  | BIT WDS: NG; N Y: Y; Y Y: Y; S S: S |  | N | IPP Non-CHP | 2 | [20 empty] | N
17650 | Southern Power Co | 57029 | Cleveland Cnty Generating Facility | NC | Cleveland | 7 | GT | IP | 184 | 180.8 | 194.7 |  |  |  | BIT WDS: NG; N Y: Y; Y Y: Y; S S: S |  | N | IPP Non-CHP | 2 | [20 empty] | N
17650 | Southern Power Co | 57029 | Cleveland Cnty Generating Facility | NC | Cleveland | 8 | GT | IP | 184 | 180.8 | 194.7 |  |  |  | BIT WDS: NG; N Y: Y; Y Y: Y; S S: S |  | N | IPP Non-CHP | 2 | [20 empty] | N
17664 | Spartanburg Commissioners PW | 54675 | Spartanburg Water System | SC | SPARTANBURG | DI1 | IC | RE | 1.6 | 1.6 | 1.6 |  | 1 | 1998 | BIT WDS: DFO; N Y: N; Y Y: N; Y N: Y; S S: S |  | N | Commercial Non-CHP | 4 |  | N | [16 empty] | 6 | 2011 | N
17698 | Southwestern Electric Power Co | 55869 | Genova Arkansas I LLC | AR | Washington | CTG1 | CT | IP | 185.7 | 160 | 175 |  |  |  | BIT WDS: NG; N Y: N; Y Y: N; S S: S |  | N | Electric Utility | 1 |  | N | [18 empty] | N
17698 | Southwestern Electric Power Co | 55869 | Genova Arkansas I LLC | AR | Washington | CTG2 | CT | IP | 185.7 | 160 | 175 |  |  |  | BIT WDS: NG; N Y: N; Y Y: N; S S: S |  | N | Electric Utility | 1 |  | N | [18 empty] | N
17698 | Southwestern Electric Power Co | 55869 | Genova Arkansas I LLC | AR | Washington | ST1 | CA | IP | 260 | 225 | 245 |  |  |  | BIT WDS: NG; N Y: N; Y Y: N; S S: S |  | N | Electric Utility | 1 |  | N | [18 empty] | N
17718 | Southwestern Public Service Co | 2469 | Tucumcari | NM | Quay | 3 | IC | RE | 1 | 1 | 1 |  | 1 | 1975 | BIT WDS: DFO; N Y: N; Y Y: Y; Y N: Y; S S: S |  | N | Electric Utility | 1 | [15 empty] | N |  |  | 12 | 2010 | N
17718 | Southwestern Public Service Co | 2469 | Tucumcari | NM | Quay | 4 | IC | RE | 2.2 | 2 | 2 |  | 1 | 1959 | BIT WDS: DFO; N Y: N; Y Y: Y; S S: S |  | N | Electric Utility | 1 | [18 empty] | 2 | 2006 | N
17718 | Southwestern Public Service Co | 2469 | Tucumcari | NM | Quay | 5 | IC | RE | 1 | 1 | 1 |  | 0 | 1951 | BIT WDS: DFO; N Y: N; Y Y: Y; S S: S |  | N | Electric Utility | 1 | [18 empty] | 2 | 2006 | N
17718 | Southwestern Public Service Co | 2469 | Tucumcari | NM | Quay | 6 | IC | RE | 4.1 | 3 | 3 |  | 1 | 1964 | BIT WDS: DFO; N Y: N; Y Y: Y; S S: S |  | N | Electric Utility | 1 | [18 empty] | 2 | 2006 | N
17718 | Southwestern Public Service Co | 2469 | Tucumcari | NM | Quay | 8 | IC | RE | 3 | 3 | 3 |  | 1 | 1968 | BIT WDS: DFO; N Y: N; Y Y: Y; S S: S |  | N | Electric Utility | 1 | [18 empty] | 2 | 2006 | N
17718 | Southwestern Public Service Co | 2469 | Tucumcari | NM | Quay | 9 | IC | RE | 4.8 | 5 | 5 |  | 1 | 1977 | BIT WDS: DFO; N Y: N; Y Y: Y; Y N: Y; S S: S |  | N | Electric Utility | 1 | [15 empty] | N |  |  | 12 | 2010 | N
17718 | Southwestern Public Service Co | 3487 | Riverview | TX | Hutchinson | 6 | GT | RE | 28.6 | 22 | 25 |  | 5 | 1974 | BIT WDS: NG; N Y: N; Y Y: Y; S S: S |  | N | Electric Utility | 1 | [18 empty] | 9 | 2012 | N
17718 | Southwestern Public Service Co | 7678 | Celanese | TX | Gray | 1 | OT | RE | 13 | 13 | 13 |  | 1 | 1964 | BIT WDS: OTH; N Y: N; Y Y: Y; S S: S |  | N | Electric Utility | 1 | [15 empty] | N |  |  | 12 | 2010 | N
17718 | Southwestern Public Service Co | 7678 | Celanese | TX | Gray | 2 | ST | RE | 37 | 26 | 26 |  | 1 | 1979 | BIT WDS: PUR; N Y: N; Y Y: Y; S S: S |  | N | Electric Utility | 1 | [15 empty] | N |  |  | 12 | 2010 | N
17824 | Spring Valley Pub Utils Comm | 2013 | Spring Valley | MN | Fillmore | 1 | IC | RE | 0.8 | 0.8 | 0.8 |  | 1 | 1949 | BIT WDS: DFO; N Y: N; Y Y: Y; S S: S |  | N | Electric Utility | 1 |  | N | [16 empty] | 1 | 2007 | N
17828 | City of Springfield - (IL) | 964 | Lakeside | IL | Sangamon | 6 | ST | RE | 37.5 | 38 | 39 |  | 4 | 1961 | BIT | OBS | DFO |  |  |  | N | Y |  | S |  | N | Electric Utility | 1 |  | N | N | [15 empty] | 10 | 2009 | N |  |  | Y |  |  |  | DFO
17828 | City of Springfield - (IL) | 964 | Lakeside | IL | Sangamon | 7 | ST | RE | 37.5 | 38 | 39 |  | 12 | 1965 | BIT | OBS | DFO |  |  |  | N | Y |  | S |  | N | Electric Utility | 1 |  | N | N | [15 empty] | 10 | 2009 | N |  |  | Y |  |  |  | DFO
17833 | City Utilities of Springfield - (MO) | 2162 | Main Street | MO | Greene | 1 | GT | RE | 15.3 | 12 | 12 |  | 1 | 1968 | BIT WDS: DFO; N Y: N; Y Y: Y; S S: S |  | N | Electric Utility | 1 | [18 empty] | 10 | 2010 | N
17836 | Springfield Public Utils Comm - (MN) | 2012 | Springfield | MN | Brown | 4 | ST | RE | 4 | 3.7 | 3.8 |  | 88 | 1961 | NG | DFO |  |  |  |  | N | N | N | S |  | N | Electric Utility | 1 |  | N | [16 empty] | 12 | 2002 | N
17845 | City of Springville | 3688 | Bartholomew | UT | Utah | 1 | HY | RE | 0.5 | 0.5 | 0.5 |  | 10 | 1948 | BIT WDS: WAT; N Y: N; Y Y: N; S S: S |  | N | Electric Utility | 1 |  | N | [16 empty] | 1 | 2010 | N
17874 | City of St George | 7767 | Bloomington Power Plant | UT | Washington | 7 | IC | RE | 1.7 | 1.5 | 1.5 |  | 3 | 1999 | BIT WDS: DFO; N Y: N; Y Y: Y; S S: S |  | N | Electric Utility | 1 | [18 empty] | 3 | 2010
17879 | City of St. John - (KS) | 1322 | St John | KS | Stafford | 3 | IC | RE | 0.9 | 0.9 | 0.9 |  | 88 | 1952 | BIT WDS: DFO; BIT RFO: NG; N Y: N; Y Y: N; S S: S |  | N | Electric Utility | 1 |  | N | [16 empty] | 12 | 2005
17891 | City of St Marys - (OH) | 2942 | St Marys | OH | Auglaize | 5 | ST | RE | 6 | 5.8 | 5.8 |  | 1 | 1957 | BIT WDS: BIT; N Y: N; Y Y: N; S S: S |  | N | Electric Utility | 1 |  | N | [16 empty] | 12 | 2007 | N |  |  | Y |  |  |  | KER
17891 | City of St Marys - (OH) | 2942 | St Marys | OH | Auglaize | 6 | ST | RE | 10 | 9 | 9 |  | 4 | 1967 | BIT WDS: BIT; BIT RFO: NG; N Y: N; Y Y: N; S S: S |  | N | Electric Utility | 1 |  | N | [16 empty] | 12 | 2007 | N | Y |  | Y |  |  |  | NG
17891 | City of St Marys - (OH) | 2942 | St Marys | OH | Auglaize | AUX | GT | RE | 0.8 | 0.8 | 0.8 |  | 9 | 1967 | BIT WDS: DFO; N Y: N; Y Y: N; S S: S |  | N | Electric Utility | 1 |  | N | [16 empty] | 12 | 2007 | N
17924 | City of Stafford - (KS) | 1325 | Stafford | KS | Stafford | 1 | IC | RE | 0.9 | 0.9 | 0.9 |  | 9 | 1960 | BIT WDS: DFO; BIT RFO: NG; N Y: Y; Y Y: N; S S: S |  | N | Electric Utility | 1 |  | N | [16 empty] | 9 | 2011
17927 | St Vincent's Medical Center | 54535 | St Vincents Medical Center | FL | DUVAL | 6805 | GT | RE | 1.3 | 1.3 | 1.3 |  | 11 | 1991 | BIT WDS: NG; BIT RFO: DFO; N Y: Y; Y Y: N; S S: S |  | Y | Commercial CHP | 5 | T | N | [16 empty] | 9 | 2012 | N
17946 | City of Stanberry | 8110 | Stanberry | MO | Gentry | 3 | IC | RE | 0.3 | 0.2 | 0.2 |  | 99 | 1945 | BIT WDS: DFO; N Y: N; Y Y: Y; S S: S |  | N | Electric Utility | 1 |  | N | [16 empty] | 1 | 2002
17946 | City of Stanberry | 8110 | Stanberry | MO | Gentry | 4 | IC | RE | 0.3 | 0.2 | 0.2 |  | 99 | 1953 | BIT WDS: DFO; N Y: N; Y Y: Y; S S: S |  | N | Electric Utility | 1 |  | N | [16 empty] | 1 | 2002
18000 | State of Rhode Island | 50621 | Central Power Plant | RI | Providence | GEN1 | ST | RE | 0.7 | 0.7 | 0.7 |  | 6 | 1932 | RFO | NG |  |  |  |  | Y | N | Y | S |  | Y | Commercial CHP | 5 |  | N | [16 empty] | 1 | 2004 | N
18028 | State of Wisconsin | 54406 | Capitol Heat and Power | WI | Dane | 1 | ST | RE | 1.5 | 0.9 | 0.6 |  | 10 | 1963 | BIT WDS: NG; BIT RFO: DFO; N Y: Y; Y Y: Y; S S: S |  | Y | Commercial CHP | 5 | B |  | N | [15 empty] | 5 | 2011 | N |  |  | Y |  |  |  | NG | DFO
18028 | State of Wisconsin | 54406 | Capitol Heat and Power | WI | Dane | 2 | ST | RE | 1.5 | 1 | 0.6 |  | 5 | 1964 | BIT WDS: NG; BIT RFO: DFO; N Y: Y; Y Y: Y; S S: S |  | Y | Commercial CHP | 5 | B |  | N | [15 empty] | 5 | 2011 | N |  |  | Y |  |  |  | NG | DFO
18028 | State of Wisconsin | 54408 | UW Madison Charter Street Plant | WI | DANE | 2 | ST | IP | 22 | 12 | 22 |  |  |  | WDS | NG | AB |  | DFO |  | Y | Y |  | S |  | Y | Commercial CHP | 5 | [20 empty] | N
18041 | State Line Energy LLC | 981 | State Line Energy | IN | Lake | 3 | ST | RE | 124.9 | 124.9 | 124.9 | G361 | 12 | 1955 | BIT WDS: SUB; N Y: N; Y Y: Y; S S: S |  | N | IPP Non-CHP | 2 | [18 empty] | 3 | 2012 | N | Y | [5 empty] | NG
18041 | State Line Energy LLC | 981 | State Line Energy | IN | Lake | 3A | ST | RE | 100 |  |  | G361 | 12 | 1955 | BIT WDS: SUB; N Y: N; Y Y: Y; S S: S |  | N | IPP Non-CHP | 2 | [18 empty] | 3 | 2012 | N | Y | [5 empty] | NG
18041 | State Line Energy LLC | 981 | State Line Energy | IN | Lake | 4 | ST | RE | 209.4 | 209.4 | 209.4 | G362 | 5 | 1962 | BIT WDS: SUB; N Y: N; Y Y: Y; S S: S |  | N | IPP Non-CHP | 2 | [18 empty] | 3 | 2012 | N | Y | [5 empty] | NG
18041 | State Line Energy LLC | 981 | State Line Energy | IN | Lake | 4A | ST | RE | 179.5 |  |  | G362 | 5 | 1962 | BIT WDS: SUB; N Y: N; Y Y: Y; S S: S |  | N | IPP Non-CHP | 2 | [18 empty] | 3 | 2012 | N | Y | [5 empty] | NG
18204 | City of Strawberry Point | 1189 | Strawberry Point | IA | Clayton | 3 | IC | RE | 0.9 | 0.8 | 0.8 |  | 0 | 1937 | BIT WDS: DFO; BIT RFO: NG; S S: S |  | N | Electric Utility | 1 |  | N | [16 empty] | 7 | 2001
18204 | City of Strawberry Point | 1189 | Strawberry Point | IA | Clayton | 4 | IC | RE | 0.9 | 0.8 | 0.8 |  | 99 | 1947 | BIT WDS: DFO; BIT RFO: NG; S S: S |  | N | Electric Utility | 1 |  | N | [16 empty] | 7 | 2001
18204 | City of Strawberry Point | 1189 | Strawberry Point | IA | Clayton | 6 | IC | RE | 1 | 1 | 1 |  | 99 | 1965 | BIT WDS: DFO; BIT RFO: NG; S S: S |  | N | Electric Utility | 1 |  | N | [16 empty] | 7 | 2001
18252 | City of Sturgis | 1855 | Sturgis City Diesel Plant | MI | SAINT JOSEPH | 1 | IC | RE | 1 | 0.8 | 0.8 |  | 88 | 1947 | BIT WDS: DFO; N Y: N; Y Y: N; S S: S |  | N | Electric Utility | 1 | [18 empty] | 3 | 2008 | N
18252 | City of Sturgis | 1855 | Sturgis City Diesel Plant | MI | SAINT JOSEPH | 2 | IC | RE | 1 | 0.8 | 0.8 |  | 88 | 1948 | BIT WDS: DFO; N Y: N; Y Y: N; S S: S |  | N | Electric Utility | 1 | [18 empty] | 3 | 2008 | N
18252 | City of Sturgis | 1855 | Sturgis City Diesel Plant | MI | SAINT JOSEPH | 4 | IC | RE | 1 | 0.6 | 0.6 |  | 88 | 1947 | BIT WDS: DFO; N Y: N; Y Y: N; S S: S |  | N | Electric Utility | 1 | [18 empty] | 3 | 2007 | N
18252 | City of Sturgis | 1855 | Sturgis City Diesel Plant | MI | SAINT JOSEPH | 5 | IC | RE | 1 | 0.6 | 0.6 |  | 88 | 1947 | BIT WDS: DFO; N Y: N; Y Y: N; S S: S |  | N | Electric Utility | 1 | [18 empty] | 3 | 2007 | N
18350 | Sutherland City of | 2306 | Sutherland | NE | Lincoln | 3 | IC | RE | 0.2 | 0.1 | 0.1 |  | 1 | 1935 | BIT WDS: DFO; N Y: N; Y Y: Y; Y N: Y; S S: S |  | N | Electric Utility | 1 |  | N | [16 empty] | 5 | 2002 | N
18429 | City of Tacoma - (WA) | 3920 | Steam plant | WA | Pierce | 1 | ST | RE | 25 | 25 | 25 |  | 1 | 1990 | WDS | MSW | BIT | DFO | WO |  | Y | Y |  | S |  | N | Electric Utility | 1 |  | N | [16 empty] | 12 | 2005 | [7 empty] | NG | DFO
18429 | City of Tacoma - (WA) | 3920 | Steam plant | WA | Pierce | 2 | ST | RE | 25 | 25 | 25 |  | 12 | 1989 | WDS | MSW | BIT | DFO | WO |  | Y | Y |  | S |  | N | Electric Utility | 1 |  | N | [16 empty] | 12 | 2005 | [7 empty] | NG | DFO
18445 | City of Tallahassee - (FL) | 688 | Arvah B Hopkins | FL | Leon | 5 | CT | IP | 212.5 | 156 | 183 |  |  |  | BIT WDS: NG; BIT RFO: DFO; Y Y: Y; S S: S |  | N | Electric Utility | 1 | [20 empty] | N
18445 | City of Tallahassee - (FL) | 688 | Arvah B Hopkins | FL | Leon | CT A | CT | IP | 50 | 36 | 48 |  |  |  | BIT WDS: NG; BIT RFO: DFO; Y Y: Y; S S: S |  | N | Electric Utility | 1
18454 | Tampa Electric Co | 645 | Big Bend | FL | Hillsborough | GT1 | GT | RE | 18 | 10 | 11 |  | 2 | 1969 | BIT WDS: DFO; N Y: N; Y Y: Y; S S: S |  | N | Electric Utility | 1 | [18 empty] | 12 | 2008 | N
18454 | Tampa Electric Co | 645 | Big Bend | FL | Hillsborough | GT2 | GT | RE | 78.7 | 49 | 79 |  | 11 | 1974 | BIT WDS: DFO; N Y: N; Y Y: Y; S S: S |  | N | Electric Utility | 1 | [18 empty] | 12 | 2008 | N
18454 | Tampa Electric Co | 645 | Big Bend | FL | Hillsborough | GT3 | GT | RE | 78.7 | 39 | 39 |  | 11 | 1974 | BIT WDS: DFO; N Y: N; Y Y: Y; S S: S |  | N | Electric Utility | 1 | [18 empty] | 12 | 2008 | N
18454 | Tampa Electric Co | 645 | Big Bend | FL | Hillsborough | GT5 | GT | IP | 62 | 56 | 61 |  |  |  | BIT WDS: NG; N Y: N; Y Y: Y; S S: S |  | N | Electric Utility | 1
18454 | Tampa Electric Co | 645 | Big Bend | FL | Hillsborough | GT6 | GT | IP | 62 | 56 | 61 |  |  |  | BIT WDS: NG; N Y: N; Y Y: Y; S S: S |  | N | Electric Utility | 1 |  | N
18454 | Tampa Electric Co | 646 | F J Gannon | FL | Hillsborough | 1 | ST | RE | 125 | 94 | 94 |  | 9 | 1957 | BIT | PC |  |  |  |  | N | N | N | S |  | N | Electric Utility | 1 |  | N | [16 empty] | 1 | 2004 | N
18454 | Tampa Electric Co | 646 | F J Gannon | FL | Hillsborough | 2 | ST | RE | 125 | 100 | 100 |  | 11 | 1958 | BIT | PC |  |  |  |  | N | N | N | S |  | N | Electric Utility | 1 |  | N | [16 empty] | 1 | 2004 | N
18454 | Tampa Electric Co | 646 | F J Gannon | FL | Hillsborough | 3 | ST | RE | 179.5 | 150 | 155 |  | 10 | 1960 | BIT | PC |  |  |  |  | N | N | N | S |  | N | Electric Utility | 1 |  | N | [16 empty] | 12 | 2003 | N
18454 | Tampa Electric Co | 646 | F J Gannon | FL | Hillsborough | 4 | ST | RE | 187.5 | 164 | 164 |  | 11 | 1963 | BIT WDS: BIT; BIT RFO: PC; N Y: N; Y Y: N; S S: S |  | N | Electric Utility | 1 |  | N | [16 empty] | 12 | 2003 | N
18454 | Tampa Electric Co | 646 | F J Gannon | FL | Hillsborough | GT1 | GT | RE | 18 | 12 | 17 |  | 3 | 1969 | BIT WDS: DFO; N Y: N; Y Y: N; S S: S |  | N | Electric Utility | 1 |  | N | [16 empty] | 7 | 2001 | N
18454 | Tampa Electric Co | 647 | Hookers Point | FL | Hillsborough | 1 | ST | RE | 33 | 20 | 20 |  | 7 | 1948 | BIT WDS: RFO; N Y: N; Y Y: Y; S S: S |  | N | Electric Utility | 1 |  | N | [16 empty] | 1 | 2003 | N
18454 | Tampa Electric Co | 647 | Hookers Point | FL | Hillsborough | 2 | ST | RE | 34.5 | 20 | 20 |  | 6 | 1950 | BIT WDS: RFO; N Y: N; Y Y: Y; S S: S |  | N | Electric Utility | 1 |  | N | [16 empty] | 1 | 2003 | N
18454 | Tampa Electric Co | 647 | Hookers Point | FL | Hillsborough | 3 | ST | RE | 34.5 | 20 | 20 |  | 8 | 1950 | BIT WDS: RFO; N Y: N; Y Y: Y; S S: S |  | N | Electric Utility | 1 |  | N | [16 empty] | 1 | 2003 | N
18454 | Tampa Electric Co | 647 | Hookers Point | FL | Hillsborough | 4 | ST | RE | 49 | 30 | 30 |  | 10 | 1953 | BIT WDS: RFO; N Y: N; Y Y: Y; S S: S |  | N | Electric Utility | 1 |  | N | [16 empty] | 1 | 2003 | N
18454 | Tampa Electric Co | 647 | Hookers Point | FL | Hillsborough | 5 | ST | RE | 81.6 | 67 | 67 |  | 5 | 1955 | BIT WDS: RFO; N Y: N; Y Y: Y; S S: S |  | N | Electric Utility | 1 |  | N | [16 empty] | 1 | 2003 | N
18454 | Tampa Electric Co | 747 | Dinner Lake | FL | Highlands | 1 | ST | RE | 12.6 | 11 | 11 |  | 12 | 1966 | BIT WDS: NG; BIT RFO: RFO; N Y: N; Y Y: Y; S S: S |  | N | Electric Utility | 1 |  | N | [16 empty] | 1 | 2003 | N
18454 | Tampa Electric Co | 748 | Phillips | FL | Highlands | 3 | CA | RE | 3.6 | 3 | 3 |  | 6 | 1983 | RFO | DFO |  |  |  |  | Y | N | N | S |  | N | Electric Utility | 1 |  | N | [16 empty] | 3 | 2006 | N
18454 | Tampa Electric Co | 7242 | Polk | FL | Polk | 6 | CC | IP | 600 | 459 | 463 |  | 1 | 2017 | BIT WDS: NG; N Y: Y; Y Y: Y; S S: S |  | N | Electric Utility | 1 |  | N | [18 empty] | Y
18454 | Tampa Electric Co | 7242 | Polk | FL | Polk | 7 | GT | IP | 195.8 | 155 | 180 |  |  |  | BIT WDS: NG; Y Y: Y; S S: S |  | N | Electric Utility | 1 |  | N | [18 empty] | N
18454 | Tampa Electric Co | 7242 | Polk | FL | Polk | 8 | GT | IP | 600 | 459 | 463 |  |  |  | BIT WDS: NG; N Y: N; Y Y: Y; S S: S |  | N | Electric Utility | 1 |  | N | [18 empty] | N
18454 | Tampa Electric Co | 7873 | H L Culbreath Bayside Power Station | FL | Hillsborough | 3A | GT | IP | 189.9 | 160 | 180 |  |  |  | BIT WDS: NG; BIT RFO: DFO; N Y: N; S S: S |  | N | Electric Utility | 1 |  | N | [18 empty] | N
18454 | Tampa Electric Co | 7873 | H L Culbreath Bayside Power Station | FL | Hillsborough | 3B | GT | IP | 189.9 | 160 | 180 |  |  |  | BIT WDS: NG; BIT RFO: DFO; N Y: N; S S: S |  | N | Electric Utility | 1 |  | N | [18 empty] | N
18454 | Tampa Electric Co | 7873 | H L Culbreath Bayside Power Station | FL | Hillsborough | 7 | GT | IP | 62 | 56 | 61 |  |  |  | BIT WDS: NG; N Y: N; Y Y: Y; S S: S |  | N | Electric Utility | 1 |  | N | [18 empty] | N
18454 | Tampa Electric Co | 7873 | H L Culbreath Bayside Power Station | FL | Hillsborough | 8 | GT | IP | 62 | 56 | 61 |  |  |  | BIT WDS: NG; N Y: N; Y Y: Y; S S: S |  | N | Electric Utility | 1 |  | N | [18 empty] | N
18454 | Tampa Electric Co | 7889 | NA 1 |  |  | 1 | GT | IP | 195 | 150 | 150 |  |  |  | BIT WDS: NG; BIT RFO: DFO; S S: S |  | N | Electric Utility | 1 |  | N | [18 empty] | N
18454 | Tampa Electric Co | 56352 | Tampa Electric Co NA 2 | FL | HILLSBOROUGH | 2 | GT | IP | 62 | 56 | 61 |  |  |  | BIT WDS: NG; BIT RFO: DFO; N Y: N; Y Y: Y; S S: S |  | N | Electric Utility | 1 | [20 empty] | N
18454 | Tampa Electric Co | 56352 | Tampa Electric Co NA 2 | FL | HILLSBOROUGH | 3 | GT | IP | 62 | 56 | 61 |  |  |  | BIT WDS: NG; BIT RFO: DFO; N Y: N; Y Y: Y; S S: S |  | N | Electric Utility | 1 | [20 empty] | N
18454 | Tampa Electric Co | 56352 | Tampa Electric Co NA 2 | FL | HILLSBOROUGH | 4 | GT | IP | 62 | 56 | 61 |  |  |  | BIT WDS: NG; BIT RFO: DFO; N Y: N; Y Y: Y; S S: S |  | N | Electric Utility | 1 | [20 empty] | N
18454 | Tampa Electric Co | 56352 | Tampa Electric Co NA 2 | FL | HILLSBOROUGH | 5 | GT | IP | 178 | 149 | 177 |  |  |  | BIT WDS: NG; BIT RFO: DFO; N Y: N; Y Y: Y; S S: S |  | N | Electric Utility | 1 | [20 empty] | N
18454 | Tampa Electric Co | 56352 | Tampa Electric Co NA 2 | FL | HILLSBOROUGH | 6 | GT | IP | 178 | 149 | 177 |  |  |  | BIT WDS: NG; BIT RFO: DFO; N Y: N; Y Y: Y; S S: S |  | N | Electric Utility | 1 | [20 empty] | N
18454 | Tampa Electric Co | 56352 | Tampa Electric Co NA 2 | FL | HILLSBOROUGH | 7 | GT | IP | 62 | 56 | 61 |  |  |  | BIT WDS: NG; BIT RFO: DFO; N Y: N; Y Y: Y; S S: S |  | N | Electric Utility | 1 | [20 empty] | N
18454 | Tampa Electric Co | 56353 | Tampa Electric Co NA 3 | FL | HILLSBOROUGH | 3 | GT | IP | 45 | 43 | 47 |  |  |  | BIT WDS: NG; N Y: N; Y Y: Y; S S: S |  | N | Electric Utility | 1
18454 | Tampa Electric Co | 56353 | Tampa Electric Co NA 3 | FL | HILLSBOROUGH | 4 | GT | IP | 54 | 54 | 54 |  |  |  | BIT WDS: NG; N Y: N; Y Y: Y; S S: S |  | N | Electric Utility | 1
18454 | Tampa Electric Co | 56354 | Tampa Electric Co NA 4 | FL |  | 5 | GT | IP | 100 | 88 | 97 |  |  |  | BIT WDS: NG; N Y: N; Y Y: Y; S S: S |  | N | Electric Utility | 1
18454 | Tampa Electric Co | 56354 | Tampa Electric Co NA 4 | FL |  | 6 | GT | IP | 100 | 88 | 97 |  |  |  | BIT WDS: NG; N Y: N; Y Y: Y; S S: S |  | N | Electric Utility | 1
18642 | Tennessee Valley Authority | 3405 | John Sevier | TN | Hawkins | 1 | ST | RE | 200 | 176 | 178 |  | 7 | 1955 | BIT WDS: BIT; N Y: N; Y Y: Y; S S: S |  | N | Electric Utility | 1 | [18 empty] | 12 | 2012 | N | Y |  | Y |  |  |  | DFO
18642 | Tennessee Valley Authority | 3405 | John Sevier | TN | Hawkins | 2 | ST | RE | 200 | 176 | 178 |  | 9 | 1955 | BIT WDS: BIT; N Y: N; Y Y: Y; S S: S |  | N | Electric Utility | 1 | [18 empty] | 12 | 2012 | N | Y |  | Y |  |  |  | DFO
18642 | Tennessee Valley Authority | 3419 | Watts Bar Fossil | TN | Rhea | ST1 | ST | RE | 60 | 56 | 56 |  | 3 | 1942 | BIT WDS: BIT; N Y: N; Y Y: Y; S S: S |  | N | Electric Utility | 1 | [18 empty] | 12 | 2011 | N | Y |  | Y
18642 | Tennessee Valley Authority | 3419 | Watts Bar Fossil | TN | Rhea | ST2 | ST | RE | 60 | 56 | 56 |  | 2 | 1942 | BIT WDS: BIT; N Y: N; Y Y: Y; S S: S |  | N | Electric Utility | 1 | [18 empty] | 12 | 2011 | N | Y |  | Y
18642 | Tennessee Valley Authority | 3419 | Watts Bar Fossil | TN | Rhea | ST3 | ST | RE | 60 | 56 | 56 |  | 2 | 1943 | BIT WDS: BIT; N Y: N; Y Y: Y; S S: S |  | N | Electric Utility | 1 | [18 empty] | 12 | 2011 | N | Y |  | Y
18642 | Tennessee Valley Authority | 3419 | Watts Bar Fossil | TN | Rhea | ST4 | ST | RE | 60 | 56 | 56 |  | 4 | 1945 | BIT WDS: BIT; N Y: N; Y Y: Y; S S: S |  | N | Electric Utility | 1 | [18 empty] | 12 | 2011 | N | Y |  | Y
18642 | Tennessee Valley Authority | 7950 | Franklin | TN | Franklin | 1 | CC | IP | 170 | 170 | 170 |  |  |  | BIT WDS: NG; Y Y: N; S S: S |  | N | Electric Utility | 1 |  | N | [18 empty] | N
18642 | Tennessee Valley Authority | 7950 | Franklin | TN | Franklin | 2 | CC | IP | 170 | 170 | 170 |  |  |  | BIT WDS: NG; Y Y: N; S S: S |  | N | Electric Utility | 1 |  | N | [18 empty] | N
18642 | Tennessee Valley Authority | 7950 | Franklin | TN | Franklin | 3 | CC | IP | 170 | 170 | 170 |  |  |  | BIT WDS: NG; Y Y: N; S S: S |  | N | Electric Utility | 1 |  | N | [18 empty] | N
18760 | TPC Group, LLC | 50229 | Texas Petrochemicals | TX | Harris | GT1 | CT | IP | 105 | 105 | 105 |  |  |  | BIT WDS: NG; N Y: N; Y Y: Y; S S: S |  | Y | Industrial CHP | 7 | [20 empty] | N
18760 | TPC Group, LLC | 50229 | Texas Petrochemicals | TX | Harris | GT2 | CT | IP | 105 | 105 | 105 |  |  |  | BIT WDS: NG; N Y: N; Y Y: Y; S S: S |  | Y | Industrial CHP | 7 | [20 empty] | N
18760 | TPC Group, LLC | 50229 | Texas Petrochemicals | TX | Harris | ST#1 | CA | IP | 420 | 420 | 420 |  |  |  | BIT WDS: NG; BIT RFO: OG; N Y: N; Y Y: Y; S S: S |  | Y | Industrial CHP | 7 |  | N | [18 empty] | N
18912 | Thunder Bay Power Co LLC | 54341 | Four Mile Hydropower Project | MI | Alpena | 5 | HY | IP | 0.1 | 0.1 | 0.1 |  |  |  | BIT WDS: WAT; Y Y: Y; S S: S |  | N | IPP Non-CHP | 2 |  | N | [18 empty] | N
18912 | Thunder Bay Power Co LLC | 54342 | Ninth Street Hydropower Project | MI | Alpena | 4 | HY | IP | 0.4 | 0.4 | 0.4 |  |  |  | BIT WDS: WAT; S S: S |  | N | IPP Non-CHP | 2 |  | N | [18 empty] | N
18919 | Tillotson Rubber Co Inc | 50095 | Tillotson Rubber | NH | Coos | HG1 | HY | RE | 0.1 | 0.1 | 0.1 |  | 6 | 1980 | BIT WDS: WAT; N Y: N; Y Y: Y; S S: S | 0 | N | Industrial CHP | 7 |  | N | [16 empty] | 11 | 2011 | N
18919 | Tillotson Rubber Co Inc | 50095 | Tillotson Rubber | NH | Coos | IC1 | IC | RE | 0.4 | 0.4 | 0.4 |  | 1 | 1960 | BIT WDS: DFO; N Y: N; Y Y: Y; Y N: Y; S S: S |  | N | Industrial CHP | 7 |  | N | [16 empty] | 11 | 2011 | N
18919 | Tillotson Rubber Co Inc | 50095 | Tillotson Rubber | NH | Coos | IC2 | IC | RE | 0.6 | 0.6 | 0.6 |  | 1 | 1985 | BIT WDS: DFO; N Y: N; Y Y: Y; Y N: Y; S S: S |  | N | Industrial CHP | 7 |  | N | [16 empty] | 11 | 2011 | N
18919 | Tillotson Rubber Co Inc | 50095 | Tillotson Rubber | NH | Coos | TG2 | ST | RE | 0.6 | 0.6 | 0.6 |  | 2 | 1996 | BIT WDS: WDS; BIT RFO: RFO; N Y: Y; Y Y: Y; S S: S |  | Y | Industrial CHP | 7 | T | N | [16 empty] | 11 | 2011 | N
18919 | Tillotson Rubber Co Inc | 50095 | Tillotson Rubber | NH | Coos | TGI | ST | RE | 0.7 | 0.7 | 0.7 |  | 3 | 1988 | BIT WDS: WDS; BIT RFO: RFO; N Y: Y; Y Y: Y; S S: S |  | Y | Industrial CHP | 7 | T | N | [16 empty] | 11 | 2011 | N
18947 | City of Tipton - (IA) | 8106 | Tipton | IA | Cedar | 5A | IC | IP | 1.2 | 1.1 | 1.2 |  |  |  | BIT WDS: DFO; S S: S |  | N | Electric Utility | 1
18963 | Inside Passage Elec Coop, Inc | 7462 | Angoon | AK | Sitka | 1 | IC | RE | 0.4 | 0.4 | 0.4 |  | 6 | 1975 | BIT WDS: DFO; N Y: N; Y Y: N; S S: S |  | N | Electric Utility | 1 |  | N | [16 empty] | 9 | 2008 | N
18963 | Inside Passage Elec Coop, Inc | 7463 | Hoonah | AK | Juneau | 1 | IC | RE | 0.6 | 0.6 | 0.6 |  | 9 | 1977 | BIT WDS: DFO; N Y: N; Y Y: N; Y N: N; S S: S |  | N | Electric Utility | 1 |  | N | [16 empty] | 6 | 2012 | N
18963 | Inside Passage Elec Coop, Inc | 7463 | Hoonah | AK | Juneau | 3 | IC | RE | 0.8 | 0.5 | 0.5 |  | 3 | 1991 | BIT WDS: DFO; N Y: N; Y Y: N; Y N: N; S S: S |  | N | Electric Utility | 1 |  | N | [16 empty] | 6 | 2012 | N
18963 | Inside Passage Elec Coop, Inc | 7464 | Kake | AK | Petersburg | 1 | IC | RE | 0.6 | 0.6 | 0.6 |  | 6 | 1984 | BIT WDS: DFO; N Y: N; Y Y: N; Y N: N; S S: S |  | N | Electric Utility | 1 |  | N | [16 empty] | 1 | 2012 | N
18963 | Inside Passage Elec Coop, Inc | 7466 | Klawock | AK | Ketchikan Gateway | 1 | IC | RE | 0.5 | 0.5 | 0.5 |  | 1 | 1970 | BIT WDS: DFO; N Y: N; S S: S |  | N | Electric Utility | 1 |  | N | [16 empty] | 7 | 1999
18963 | Inside Passage Elec Coop, Inc | 7466 | Klawock | AK | Ketchikan Gateway | 2 | IC | RE | 0.5 | 0.5 | 0.5 |  | 1 | 1970 | BIT WDS: DFO; N Y: N; S S: S |  | N | Electric Utility | 1 |  | N | [16 empty] | 7 | 1999
18963 | Inside Passage Elec Coop, Inc | 7466 | Klawock | AK | Ketchikan Gateway | 3 | IC | RE | 0.1 | 0.1 | 0.1 |  | 6 | 1955 | BIT WDS: DFO; N Y: N; S S: S |  | N | Electric Utility | 1 |  | N | [16 empty] | 7 | 1999
18963 | Inside Passage Elec Coop, Inc | 7466 | Klawock | AK | Ketchikan Gateway | 4 | IC | RE | 0.3 | 0.3 | 0.3 |  | 6 | 1977 | BIT WDS: DFO; N Y: N; S S: S |  | N | Electric Utility | 1 |  | N | [16 empty] | 7 | 1999
18963 | Inside Passage Elec Coop, Inc | 7467 | Chilkat Valley | AK | Haines | 2A | IC | RE | 0.5 | 0.5 | 0.5 |  | 3 | 1991 | BIT WDS: DFO; N Y: N; Y Y: N; Y N: Y; S S: S |  | N | Electric Utility | 1 |  | N | [16 empty] | 10 | 2011 | N
18981 | Thomson Corp | 54294 | West Group Data Center | MN | Dakota | 2178 | IC | RE | 1.5 | 0.7 | 0.5 |  | 7 | 1990 | BIT WDS: DFO; N Y: N; Y Y: N; Y N: N; S S: S |  | N | Commercial Non-CHP | 4 |  | N | [16 empty] | 6 | 2005 | N
18981 | Thomson Corp | 54294 | West Group Data Center | MN | Dakota | 2179 | IC | RE | 1.5 | 0.7 | 0.5 |  | 7 | 1990 | BIT WDS: DFO; N Y: N; Y Y: N; Y N: N; S S: S |  | N | Commercial Non-CHP | 4 |  | N | [16 empty] | 6 | 2005 | N
18981 | Thomson Corp | 54294 | West Group Data Center | MN | Dakota | 2180 | IC | RE | 2 | 0.7 | 0.5 |  | 7 | 1990 | BIT WDS: DFO; N Y: N; Y Y: N; Y N: N; S S: S |  | N | Commercial Non-CHP | 4 |  | N | [16 empty] | 6 | 2005 | N
19002 | CPV Towantic, LLC | 56047 | CPV Towantic Energy Center | CT | New Haven | GTG1 | CT | IP | 193 | 161.8 | 185 |  |  |  | BIT WDS: NG; BIT RFO: DFO; N Y: Y; Y Y: Y; S S: S |  | N | IPP Non-CHP | 2 | [20 empty] | N
19002 | CPV Towantic, LLC | 56047 | CPV Towantic Energy Center | CT | New Haven | GTG2 | CT | IP | 193 | 161.8 | 185 |  |  |  | BIT WDS: NG; BIT RFO: DFO; N Y: Y; Y Y: Y; S S: S |  | N | IPP Non-CHP | 2 |  | N | [18 empty] | N
19002 | CPV Towantic, LLC | 56047 | CPV Towantic Energy Center | CT | New Haven | STG1 | CA | IP | 198.2 | 165.6 | 198.2 |  |  |  | BIT WDS: NG; BIT RFO: DFO; N Y: Y; Y Y: Y; S S: S |  | N | IPP Non-CHP | 2 |  | Y | [18 empty] | N
19102 | Transcontinental Gas PL Corp | 54743 | District 100 Transco Gas Pipe Line | AL | Chilton | 001 | ST | RE | 0.8 | 0.7 | 0.8 |  | 6 | 1951 | BIT WDS: WH; N Y: N; Y Y: N; Y N: N; S S: S |  | N | Commercial Non-CHP | 4 |  | N | [13 empty] | N |  |  | 7 | 2009 | N
19102 | Transcontinental Gas PL Corp | 54743 | District 100 Transco Gas Pipe Line | AL | Chilton | 002 | ST | RE | 0.8 | 0.7 | 0.8 |  | 6 | 1951 | BIT WDS: WH; N Y: N; Y Y: N; Y N: N; S S: S |  | N | Commercial Non-CHP | 4 |  | N | [13 empty] | N |  |  | 7 | 2009 | N
19121 | Trafalgar Power Inc | 52057 | Herkimer | NY | Herkimer | 05 | HY | RE | 0.4 | 0.4 | 0.4 |  | 12 | 1987 | BIT WDS: WAT; N Y: N; Y Y: Y; Y N: Y; S S: S | 0 | N | IPP Non-CHP | 2 |  | N | [16 empty] | 12 | 2001 | N
19148 | Veolia Energy Trenton L.P | 50094 | Veolia Energy Trenton L.P. | NJ | Mercer | 1 | GT | IP | 4.6 |  | 2.6 |  |  |  | BIT WDS: NG; BIT RFO: DFO; N Y: Y; Y Y: N; S S: S |  | Y | Commercial CHP | 5 | [20 empty] | N
19148 | Veolia Energy Trenton L.P | 50094 | Veolia Energy Trenton L.P. | NJ | Mercer | 2 | GT | IP | 4.6 | 1.1 | 3.6 |  |  |  | BIT WDS: NG; BIT RFO: DFO; N Y: Y; Y Y: N; S S: S |  | Y | Commercial CHP | 5 | [20 empty] | N
19148 | Veolia Energy Trenton L.P | 50094 | Veolia Energy Trenton L.P. | NJ | Mercer | 7213 | IC | RE | 6 | 3 | 5 |  | 12 | 1983 | BIT WDS: NG; BIT RFO: DFO; N Y: Y; Y Y: Y; S S: S |  | Y | Commercial CHP | 5 | T | N | [16 empty] | 1 | 2008 | N
19150 | Trenton Municipal Utilities - (MO) | 2163 | Trenton Diesel | MO | Grundy | 4 | IC | RE | 1 | 0.9 | 1 |  | 1 | 1948 | BIT WDS: DFO; N Y: N; Y Y: N; S S: S |  | N | Electric Utility | 1 |  | N | [16 empty] | 9 | 2011 | N
19150 | Trenton Municipal Utilities - (MO) | 2163 | Trenton Diesel | MO | Grundy | 5 | IC | RE | 1.1 | 1 | 1.1 |  | 1 | 1952 | BIT WDS: DFO; N Y: N; Y Y: N; S S: S |  | N | Electric Utility | 1 |  | N | [16 empty] | 7 | 2011 | N
19150 | Trenton Municipal Utilities - (MO) | 2163 | Trenton Diesel | MO | Grundy | 6 | IC | RE | 1.3 | 1.2 | 1.3 |  | 88 | 1958 | BIT WDS: DFO; N Y: N; Y Y: N; S S: S |  | N | Electric Utility | 1 |  | N | [16 empty] | 10 | 2010 | N
19150 | Trenton Municipal Utilities - (MO) | 2163 | Trenton Diesel | MO | Grundy | 7 | IC | RE | 1 | 0.9 | 0.9 |  | 88 | 1966 | BIT WDS: DFO; N Y: N; Y Y: N; S S: S |  | N | Electric Utility | 1 |  | N | [16 empty] | 8 | 2010 | N
19173 | Colorado Energy Nations Company LLLP | 10003 | Colorado Energy Nations Company | CO | Jefferson | VBPT | ST | RE | 0.4 | 0.4 | 0.4 |  | 10 | 1997 | BIT | NG | WO | DFO |  |  | Y | N | Y | S |  | Y | IPP CHP | 3 | B | N | [16 empty] | 6 | 2012 | N | Y |  | Y |  |  |  | NG
19272 | Doyon Utilities - Fort Greely | 54834 | Fort Greely Power Plant | AK | SOUTHEAST FAIRBANKS | EN-1 | IC | RE | 1 | 1 | 1 |  | 1 | 1954 | BIT WDS: DFO; N Y: N; Y Y: Y; Y N: Y; S S: S |  | N | Commercial Non-CHP | 4 |  | N | N | [15 empty] | 8 | 2009 | N
19272 | Doyon Utilities - Fort Greely | 54834 | Fort Greely Power Plant | AK | SOUTHEAST FAIRBANKS | EN-2 | IC | RE | 1 | 1 | 1 |  | 1 | 1954 | BIT WDS: DFO; N Y: N; Y Y: Y; Y N: Y; S S: S |  | N | Commercial Non-CHP | 4 |  | N | N | [15 empty] | 8 | 2009 | N
19272 | Doyon Utilities - Fort Greely | 54834 | Fort Greely Power Plant | AK | SOUTHEAST FAIRBANKS | EN-3 | IC | RE | 1 | 1 | 1 |  | 1 | 1954 | BIT WDS: DFO; N Y: N; Y Y: Y; Y N: Y; S S: S |  | N | Commercial Non-CHP | 4 |  | N | N | [15 empty] | 8 | 2009 | N
19321 | City of Two Harbors- (MN) | 2016 | Two Harbors | MN | Lake | 3 | IC | RE | 2 | 1.9 | 1.9 |  | 3 | 1972 | BIT WDS: DFO; BIT RFO: NG; N Y: Y; Y Y: Y; S S: S |  | N | Electric Utility | 1 |  | N | [13 empty] | N |  |  | 11 | 2012 | N
19365 | United States Sugar Corp | 50482 | Clewiston Sugar House | FL | Hendry | DGN | IC | RE | 1 | 1 | 1 |  | 6 | 1987 | BIT WDS: DFO; N Y: N; Y Y: Y; Y N: Y; S S: S |  | N | Industrial CHP | 7 |  | N | [16 empty] | 5 | 2006 | N
19365 | United States Sugar Corp | 50482 | Clewiston Sugar House | FL | Hendry | DGS | IC | RE | 1 | 1 | 1 |  | 6 | 1987 | BIT WDS: DFO; N Y: N; Y Y: Y; Y N: Y; S S: S |  | N | Industrial CHP | 7 |  | N | [16 empty] | 5 | 2006 | N
19365 | United States Sugar Corp | 50482 | Clewiston Sugar House | FL | Hendry | TG1 | ST | RE | 5 | 4.7 | 5 |  | 10 | 1978 | BIT WDS: AB; BIT RFO: DFO; N Y: N; Y Y: N; S S: S |  | Y | Industrial CHP | 7 | B | N | [16 empty] | 1 | 2004 | N
19365 | United States Sugar Corp | 50482 | Clewiston Sugar House | FL | Hendry | TG2 | ST | RE | 3.5 | 3.3 | 3.3 |  | 11 | 1945 | BIT WDS: AB; BIT RFO: DFO; N Y: N; Y Y: N; S S: S |  | Y | Industrial CHP | 7 | B | N | [16 empty] | 1 | 2004 | N
19365 | United States Sugar Corp | 50482 | Clewiston Sugar House | FL | Hendry | TG3 | ST | RE | 3.1 | 2.9 | 2.9 |  | 11 | 1981 | AB | DFO |  |  |  |  | Y | N | Y | S |  | Y | Industrial CHP | 7 | B | N | [16 empty] | 12 | 2007 | N
19365 | United States Sugar Corp | 50482 | Clewiston Sugar House | FL | Hendry | TG4 | ST | RE | 6 | 5.6 | 5.6 |  | 11 | 1983 | AB | DFO |  |  |  |  | Y | N | Y | S |  | Y | Industrial CHP | 7 | B | N | [16 empty] | 12 | 2007 | N
19365 | United States Sugar Corp | 50483 | Bryant Sugar House | FL | Palm Beach | DGE | IC | RE | 1 | 1 | 1 |  | 8 | 1986 | BIT WDS: DFO; N Y: N; Y Y: Y; Y N: Y; S S: S |  | N | Industrial CHP | 7 |  | N | [16 empty] | 4 | 2007 | N
19365 | United States Sugar Corp | 50483 | Bryant Sugar House | FL | Palm Beach | DGW | IC | RE | 1 | 1 | 1 |  | 8 | 1986 | BIT WDS: DFO; N Y: N; Y Y: Y; Y N: Y; S S: S |  | N | Industrial CHP | 7 |  | N | [16 empty] | 4 | 2007 | N
19365 | United States Sugar Corp | 50483 | Bryant Sugar House | FL | Palm Beach | TG1 | ST | RE | 2.5 | 2.3 | 2.5 |  | 11 | 1962 | AB | DFO |  |  |  |  | Y | Y | Y | S |  | Y | Industrial CHP | 7 | B | N | [16 empty] | 4 | 2007 | N
19365 | United States Sugar Corp | 50483 | Bryant Sugar House | FL | Palm Beach | TG2 | ST | RE | 2.5 | 2.3 | 2.5 |  | 11 | 1962 | AB | DFO |  |  |  |  | Y | Y | Y | S |  | Y | Industrial CHP | 7 | B | N | [16 empty] | 4 | 2007 | N
19365 | United States Sugar Corp | 50483 | Bryant Sugar House | FL | Palm Beach | TG3 | ST | RE | 3.5 | 3.3 | 3.5 |  | 11 | 1974 | AB | DFO |  |  |  |  | Y | Y | Y | S |  | Y | Industrial CHP | 7 | B | N | [16 empty] | 4 | 2007 | N
19365 | United States Sugar Corp | 50483 | Bryant Sugar House | FL | Palm Beach | TG4 | ST | RE | 20 | 18.6 | 10 |  | 11 | 1979 | AB | DFO |  |  |  |  | Y | Y | Y | S |  | Y | Industrial CHP | 7 | B | N | [16 empty] | 4 | 2007 | N
19436 | Union Electric Co - (MO) | 913 | Venice | IL | Madison | 2 | ST | RE | 40 | 38 | 36 |  | 5 | 1942 | BIT WDS: DFO; BIT RFO: NG; S S: S |  | N | Electric Utility | 1 |  | N | [16 empty] | 8 | 2000
19436 | Union Electric Co - (MO) | 913 | Venice | IL | Madison | 3 | ST | RE | 98 | 82 | 78 |  | 7 | 1943 | BIT WDS: DFO; BIT RFO: NG; S S: S |  | N | Electric Utility | 1 |  | N | [16 empty] | 12 | 2002
19436 | Union Electric Co - (MO) | 913 | Venice | IL | Madison | 4 | ST | RE | 98 | 82 | 78 |  | 3 | 1948 | BIT WDS: DFO; BIT RFO: NG; S S: S |  | N | Electric Utility | 1 |  | N | [16 empty] | 12 | 2002
19436 | Union Electric Co - (MO) | 913 | Venice | IL | Madison | 5 | ST | RE | 98 | 86 | 82.5 |  | 9 | 1950 | BIT WDS: DFO; BIT RFO: NG; S S: S |  | N | Electric Utility | 1 |  | N | [16 empty] | 12 | 2002
19436 | Union Electric Co - (MO) | 913 | Venice | IL | Madison | 6 | ST | RE | 100 | 86 | 82.5 |  | 12 | 1950 | BIT WDS: DFO; BIT RFO: NG; S S: S |  | N | Electric Utility | 1 |  | N | [16 empty] | 12 | 2002
19436 | Union Electric Co - (MO) | 913 | Venice | IL | Madison | GT1 | GT | RE | 37.5 | 26 | 30 |  | 10 | 1967 | BIT WDS: DFO; N Y: N; Y Y: Y; S S: S |  | N | Electric Utility | 1 |  | N | [16 empty] | 9 | 2011 | N
19436 | Union Electric Co - (MO) | 913 | Venice | IL | Madison | ST1 | ST | RE | 40 | 38 | 36 |  | 2 | 1942 | BIT WDS: DFO; BIT RFO: NG; S S: S |  | N | Electric Utility | 1 |  | N | [16 empty] | 8 | 2000
19436 | Union Electric Co - (MO) | 2096 | Viaduct | MO | Cape Girardeau | 1 | GT | RE | 30.6 | 25 | 34 |  | 11 | 1967 | BIT WDS: NG; N Y: N; Y Y: Y; S S: S |  | N | Electric Utility | 1 |  | N | [16 empty] | 9 | 2011 | N
19454 | City of Unalaska - (AK) | 7502 | Dutch Harbor | AK | Aleutian Islands | 1 | IC | RE | 0.3 | 0.3 | 0.3 |  | 10 | 1985 | BIT WDS: DFO; N Y: N; Y Y: Y; S S: S |  | N | Electric Utility | 1 |  | N | [13 empty] | N |  |  | 7 | 2011 | N
19454 | City of Unalaska - (AK) | 7502 | Dutch Harbor | AK | Aleutian Islands | 2 | IC | RE | 0.3 | 0.3 | 0.3 |  | 3 | 1987 | BIT WDS: DFO; N Y: N; Y Y: Y; S S: S |  | N | Electric Utility | 1 |  | N | [13 empty] | N |  |  | 7 | 2011 | N
19454 | City of Unalaska - (AK) | 7502 | Dutch Harbor | AK | Aleutian Islands | 3 | IC | RE | 0.6 | 0.5 | 0.5 |  | 10 | 1986 | BIT WDS: DFO; N Y: N; Y Y: Y; S S: S |  | N | Electric Utility | 1 |  | N | [13 empty] | N |  |  | 7 | 2011 | N
19454 | City of Unalaska - (AK) | 7502 | Dutch Harbor | AK | Aleutian Islands | 4 | IC | RE | 0.9 | 0.7 | 0.7 |  | 10 | 1986 | BIT WDS: DFO; N Y: N; Y Y: Y; S S: S |  | N | Electric Utility | 1 |  | N | [13 empty] | N |  |  | 7 | 2011 | N
19454 | City of Unalaska - (AK) | 7502 | Dutch Harbor | AK | Aleutian Islands | 5 | IC | RE | 0.6 | 0.5 | 0.5 |  | 10 | 1985 | BIT WDS: DFO; N Y: N; Y Y: Y; S S: S |  | N | Electric Utility | 1 |  | N | [13 empty] | N |  |  | 7 | 2011 | N
19454 | City of Unalaska - (AK) | 7502 | Dutch Harbor | AK | Aleutian Islands | 6 | IC | RE | 1.4 | 1.2 | 1.2 |  | 10 | 1985 | BIT WDS: DFO; N Y: N; Y Y: Y; S S: S |  | N | Electric Utility | 1 |  | N | [13 empty] | N |  |  | 7 | 2011 | N
19491 | United Cogen Inc | 50104 | United Cogen | CA | San Mateo | G-1 | CT | RE | 23 | 22 | 22 |  | 12 | 1985 | BIT WDS: NG; BIT RFO: JF; N Y: Y; Y Y: Y; S S: S |  | Y | Commercial CHP | 5 | T | N | [16 empty] | 1 | 2012 | N
19491 | United Cogen Inc | 50104 | United Cogen | CA | San Mateo | G-2 | CA | RE | 8 | 7 | 7 |  | 12 | 1985 | BIT WDS: NG; N Y: N; Y Y: Y; S S: S |  | Y | Commercial CHP | 5 | T | Y | [16 empty] | 1 | 2012 | N
19526 | United States Steel-Gary | 50733 | Gary Works | IN | Lake | SWK6 | ST | RE | 70 | 60 | 60 |  | 4 | 1951 | BIT WDS: NG; Y Y: N; S S: S |  | Y | Industrial CHP | 7 |  | N | [16 empty] | 9 | 2001
19528 | University of Illinois | 54780 | University of Illinois Abbott Power Plt | IL | Champaign | T5 | ST | RE | 3 | 3 | 3 |  | 6 | 1955 | BIT WDS: NG; BIT RFO: DFO; N Y: Y; Y Y: Y; S S: S |  | Y | Commercial CHP | 5 | T | N | [16 empty] | 12 | 2003 | N
19537 | University of Texas at Austin | 50118 | Hal C Weaver Power Plant | TX | Travis | GEN1 | ST | RE | 1.5 | 1.4 | 1.4 |  | 10 | 1933 | BIT WDS: NG; Y Y: N; S S: S |  | Y | Commercial CHP | 5 |  | N | [16 empty] | 12 | 2001
19537 | University of Texas at Austin | 50118 | Hal C Weaver Power Plant | TX | Travis | GEN2 | ST | RE | 1.5 | 1.4 | 1.4 |  | 10 | 1933 | BIT WDS: NG; Y Y: N; S S: S |  | Y | Commercial CHP | 5 |  | N | [16 empty] | 12 | 2001
19537 | University of Texas at Austin | 50118 | Hal C Weaver Power Plant | TX | Travis | GEN3 | ST | RE | 2.5 | 2.3 | 2.4 |  | 1 | 1938 | BIT WDS: NG; Y Y: N; S S: S |  | Y | Commercial CHP | 5 |  | N | [16 empty] | 12 | 2001
19537 | University of Texas at Austin | 50118 | Hal C Weaver Power Plant | TX | Travis | GEN6 | CT | RE | 12.5 | 12.5 | 12.5 |  | 1 | 1968 | BIT WDS: NG; N Y: N; Y Y: Y; Y N: Y; S S: S |  | Y | Commercial CHP | 5 | T | [17 empty] | 3 | 2008 | N
19541 | University of North Carolina | 54276 | Univ of NC Chapel Hill Cogen Facility | NC | Orange | TG4 | ST | IP | 24 | 20 | 20 |  |  |  | BIT | NG | DFO |  |  |  | Y | Y |  | S |  | Y | Commercial CHP | 5 |  | N | [18 empty] | N |  | Y
19547 | Hawaiian Electric Co Inc | 56330 | Ewa Nui Substation DG | HI | Honolulu | DG1 | IC | RE | 1.6 | 1.6 | 1.6 |  | 10 | 2005 | BIT WDS: DFO; N Y: N; Y Y: Y; S S: W |  | N | Electric Utility | 1 | [18 empty] | 4 | 2010 | N
19547 | Hawaiian Electric Co Inc | 56330 | Ewa Nui Substation DG | HI | Honolulu | DG2 | IC | RE | 1.6 | 1.6 | 1.6 |  | 10 | 2005 | BIT WDS: DFO; N Y: N; Y Y: Y; S S: W |  | N | Electric Utility | 1 | [18 empty] | 4 | 2010 | N
19547 | Hawaiian Electric Co Inc | 56330 | Ewa Nui Substation DG | HI | Honolulu | DG3 | IC | RE | 1.6 | 1.6 | 1.6 |  | 10 | 2005 | BIT WDS: DFO; N Y: N; Y Y: Y; S S: W |  | N | Electric Utility | 1 | [18 empty] | 4 | 2010 | N
19547 | Hawaiian Electric Co Inc | 56330 | Ewa Nui Substation DG | HI | Honolulu | DG4 | IC | RE | 1.6 | 1.6 | 1.6 |  | 5 | 2007 | BIT WDS: DFO; N Y: N; Y Y: Y; S S: W |  | N | Electric Utility | 1 | [18 empty] | 4 | 2010 | N
19547 | Hawaiian Electric Co Inc | 56330 | Ewa Nui Substation DG | HI | Honolulu | DG5 | IC | RE | 1.6 | 1.6 | 1.6 |  | 5 | 2007 | BIT WDS: DFO; N Y: N; Y Y: Y; S S: W |  | N | Electric Utility | 1 | [18 empty] | 4 | 2010 | N
19547 | Hawaiian Electric Co Inc | 56330 | Ewa Nui Substation DG | HI | Honolulu | DG6 | IC | RE | 1.6 | 1.6 | 1.6 |  | 5 | 2007 | BIT WDS: DFO; N Y: N; Y Y: Y; S S: W |  | N | Electric Utility | 1 | [18 empty] | 4 | 2010 | N
19547 | Hawaiian Electric Co Inc | 56331 | Iwilei Tank Farm DG | HI | Honolulu | DG1 | IC | RE | 1.6 | 1.6 | 1.6 |  | 11 | 2005 | BIT WDS: DFO; N Y: N; Y Y: Y; S S: W |  | N | Electric Utility | 1 | [18 empty] | 4 | 2010 | N
19547 | Hawaiian Electric Co Inc | 56331 | Iwilei Tank Farm DG | HI | Honolulu | DG2 | IC | RE | 1.6 | 1.6 | 1.6 |  | 11 | 2005 | BIT WDS: DFO; N Y: N; Y Y: Y; S S: W |  | N | Electric Utility | 1 | [18 empty] | 4 | 2010 | N
19547 | Hawaiian Electric Co Inc | 56331 | Iwilei Tank Farm DG | HI | Honolulu | DG3 | IC | RE | 1.6 | 1.6 | 1.6 |  | 11 | 2005 | BIT WDS: DFO; N Y: N; Y Y: Y; S S: W |  | N | Electric Utility | 1 | [18 empty] | 4 | 2010 | N
19547 | Hawaiian Electric Co Inc | 56332 | Helemano Substation DG | HI | Honolulu | DG1 | IC | RE | 1.6 | 1.6 | 1.6 |  | 11 | 2005 | BIT WDS: DFO; N Y: N; Y Y: Y; S S: W |  | N | Electric Utility | 1 | [18 empty] | 4 | 2010 | N
19547 | Hawaiian Electric Co Inc | 56332 | Helemano Substation DG | HI | Honolulu | DG2 | IC | RE | 1.6 | 1.6 | 1.6 |  | 11 | 2005 | BIT WDS: DFO; N Y: N; Y Y: Y; S S: W |  | N | Electric Utility | 1 | [18 empty] | 4 | 2010 | N
19547 | Hawaiian Electric Co Inc | 56332 | Helemano Substation DG | HI | Honolulu | DG3 | IC | RE | 1.6 | 1.6 | 1.6 |  | 11 | 2005 | BIT WDS: DFO; N Y: N; Y Y: Y; S S: W |  | N | Electric Utility | 1 | [18 empty] | 4 | 2010 | N
19547 | Hawaiian Electric Co Inc | 56514 | Kalaeoloa Pole Yard DG | HI | Honolulu | DG1 | IC | RE | 1.6 | 1.6 | 1.6 |  | 12 | 2006 | BIT WDS: DFO; N Y: N; Y Y: Y; S S: W |  | N | Electric Utility | 1 | [18 empty] | 4 | 2010 | N
19547 | Hawaiian Electric Co Inc | 56514 | Kalaeoloa Pole Yard DG | HI | Honolulu | DG2 | IC | RE | 1.6 | 1.6 | 1.6 |  | 12 | 2006 | BIT WDS: DFO; N Y: N; Y Y: Y; S S: W |  | N | Electric Utility | 1 | [18 empty] | 4 | 2010 | N
19547 | Hawaiian Electric Co Inc | 56514 | Kalaeoloa Pole Yard DG | HI | Honolulu | DG3 | IC | RE | 1.6 | 1.6 | 1.6 |  | 12 | 2006 | BIT WDS: DFO; N Y: N; Y Y: Y; S S: W |  | N | Electric Utility | 1 | [18 empty] | 4 | 2010 | N
19547 | Hawaiian Electric Co Inc | 56515 | CEIP Substation Distributed Generation | HI | HONOLULU | DG1 | IC | RE | 1.6 | 1.6 | 1.6 |  | 11 | 2006 | BIT WDS: DFO; N Y: N; Y Y: Y; S S: W |  | N | Electric Utility | 1 | [18 empty] | 4 | 2010 | N
19547 | Hawaiian Electric Co Inc | 56515 | CEIP Substation Distributed Generation | HI | HONOLULU | DG2 | IC | RE | 1.6 | 1.6 | 1.6 |  | 11 | 2006 | BIT WDS: DFO; N Y: N; Y Y: Y; S S: W |  | N | Electric Utility | 1 | [18 empty] | 4 | 2010 | N
19547 | Hawaiian Electric Co Inc | 56515 | CEIP Substation Distributed Generation | HI | HONOLULU | DG3 | IC | RE | 1.6 | 1.6 | 1.6 |  | 11 | 2006 | BIT WDS: DFO; N Y: N; Y Y: Y; S S: W |  | N | Electric Utility | 1 | [18 empty] | 4 | 2010 | N
19553 | Unisea Inc | 54422 | Unisea G 2 | AK | Aleutian Islands | CAT1 | IC | RE | 0.8 | 0.8 | 0.8 |  | 2 | 1979 | BIT WDS: DFO; N Y: N; Y Y: Y; S S: S |  | N | Industrial Non-CHP | 6 |  | N | [16 empty] | 7 | 2011 | N
19553 | Unisea Inc | 54422 | Unisea G 2 | AK | Aleutian Islands | CAT2 | IC | RE | 0.9 | 0.9 | 0.9 |  | 5 | 1973 | BIT WDS: DFO; N Y: N; Y Y: Y; S S: S |  | N | Industrial Non-CHP | 6 |  | N | [16 empty] | 7 | 2011 | N
19558 | Homer Electric Assn Inc | 6283 | Seldovia | AK | Kenai Peninsula | 1 | IC | RE | 0.3 | 0.3 | 0.3 |  | 8 | 1964 | BIT WDS: DFO; S S: S |  | N | Electric Utility | 1 |  | N | [16 empty] | 9 | 2003
19558 | Homer Electric Assn Inc | 6283 | Seldovia | AK | Kenai Peninsula | 2 | IC | RE | 0.6 | 0.6 | 0.6 |  | 8 | 1964 | BIT WDS: DFO; S S: S |  | N | Electric Utility | 1 |  | N | [16 empty] | 9 | 2003
19558 | Homer Electric Assn Inc | 6283 | Seldovia | AK | Kenai Peninsula | 3 | IC | RE | 0.6 | 0.6 | 0.6 |  | 8 | 1970 | BIT WDS: DFO; S S: S |  | N | Electric Utility | 1 |  | N | [16 empty] | 9 | 2003
19558 | Homer Electric Assn Inc | 6283 | Seldovia | AK | Kenai Peninsula | 4 | IC | RE | 0.6 | 0.6 | 0.6 |  | 8 | 1979 | BIT WDS: DFO; S S: S |  | N | Electric Utility | 1 |  | N | [16 empty] | 9 | 2003
19558 | Homer Electric Assn Inc | 57206 | Soldotna | AK | Kenai Peninsula | 2 | GT | IP | 50 | 44 | 49 |  |  |  | BIT WDS: NG; N Y: N; Y Y: Y; S S: S |  | N | Electric Utility | 1 | [20 empty] | N
19578 | Upper Peninsula Power Co | 7115 | Hoist | MI | Marquette | 1 | HY | RE | 1 | 1 | 1 |  | 2 | 1988 | BIT WDS: WAT; N Y: N; Y Y: Y; S S: S | 0 | N | Electric Utility | 1 |  | N | [16 empty] | 9 | 2006 | N
19588 | University of Michigan | 50431 | University of Michigan | MI | Washtenaw | TG2 | ST | RE | 4 | 3.7 | 3.7 |  | 1 | 1939 | BIT WDS: NG; BIT RFO: DFO; Y Y: N; S S: S |  | Y | Commercial CHP | 5 |  | N | [16 empty] | 12 | 2002
19674 | Vaagen Brothers Lumber Inc | 50120 | Vaagen Brothers Lumber | WA | Stevens | 0001 | ST | RE | 4 | 3.7 | 3.9 |  | 12 | 1979 | BIT WDS: WDS; N Y: N; Y Y: Y; S S: S |  | Y | Industrial CHP | 7 | B | N | [16 empty] | 11 | 2009
19676 | Valero Refining Co California | 55852 | Valero Refinery Cogeneration Unit 2 | CA | Solano | GT 2 | GT | IP | 51 | 43.4 | 50 |  |  |  | BIT WDS: OG; BIT RFO: NG; N Y: Y; Y Y: Y; S S: S |  | Y | Industrial CHP | 7 |  | N | [18 empty] | N
19685 | Valero Refining Co | 10203 | Valero Refinery Corpus Christi East | TX | Nueces | GEN1 | GT | RE | 20 | 17 | 20 |  | 9 | 1984 | BIT WDS: NG; N Y: N; Y Y: Y; S S: S |  | Y | Industrial CHP | 7 | T | N | [16 empty] | 7 | 2010 | N
19685 | Valero Refining Co | 10203 | Valero Refinery Corpus Christi East | TX | Nueces | GEN2 | GT | RE | 20 | 17 | 20 |  | 10 | 1984 | BIT WDS: NG; N Y: N; Y Y: Y; S S: S |  | Y | Industrial CHP | 7 | T | N | [16 empty] | 7 | 2010 | N
19685 | Valero Refining Co | 50121 | Valero Refinery Corpus Christi West | TX | Nueces | TG3 | ST | RE | 7.5 | 7 | 7.1 |  | 9 | 1986 | BIT WDS: OG; N Y: N; Y Y: Y; S S: S |  | Y | Industrial CHP | 7 | B | N | [16 empty] | 8 | 2006 | N
19740 | AES Wind Generation Inc | 50819 | ESI Project | CA | Alameda | GEN1 | WT | RE | 1.2 | 1.2 | 1.2 |  | 12 | 1981 | BIT WDS: WND; N Y: N; Y Y: Y; S S: W | 14 | N | IPP Non-CHP | 2 |  | N | [16 empty] | 12 | 2006 | N
19843 | City of Villisca - (IA) | 1193 | Villisca Municipal Power Plant | IA | Montgomery | 1 | IC | RE | 0.8 | 0.8 | 0.8 |  | 7 | 1948 | BIT WDS: DFO; BIT RFO: DFO; S S: S |  | N | Electric Utility | 1 |  | N | [16 empty] | 1 | 2002
19843 | City of Villisca - (IA) | 1193 | Villisca Municipal Power Plant | IA | Montgomery | 2 | IC | RE | 0.3 | 0.3 | 0.3 |  | 7 | 1936 | BIT WDS: DFO; BIT RFO: DFO; S S: S |  | N | Electric Utility | 1 |  | N | [16 empty] | 1 | 2002
19843 | City of Villisca - (IA) | 1193 | Villisca Municipal Power Plant | IA | Montgomery | 3 | IC | RE | 0.3 | 0.3 | 0.3 |  | 7 | 1936 | BIT WDS: NG; BIT RFO: DFO; S S: S |  | N | Electric Utility | 1 |  | N | [16 empty] | 1 | 2002
19843 | City of Villisca - (IA) | 1193 | Villisca Municipal Power Plant | IA | Montgomery | 4 | IC | RE | 0.6 | 0.6 | 0.6 |  | 7 | 1939 | BIT WDS: DFO; S S: S |  | N | Electric Utility | 1 |  | N | [16 empty] | 1 | 2002
19856 | City of Vineland - (NJ) | 2434 | Howard Down | NJ | Cumberland | 10 | ST | RE | 25 | 23 | 23 |  | 5 | 1970 | BIT WDS: RFO; N Y: N; Y Y: Y; S S: S |  | N | Electric Utility | 1 |  | N | [16 empty] | 9 | 2012 | N | N |  | N |  |  |  | DFO
19856 | City of Vineland - (NJ) | 2434 | Howard Down | NJ | Cumberland | 5 | ST | RE | 4 | 3 | 3 |  | 99 | 1942 | BIT WDS: RFO; N Y: N; Y Y: N; Y N: N; S S: S |  | N | Electric Utility | 1 |  | N | [16 empty] | 12 | 2008 | N
19856 | City of Vineland - (NJ) | 2434 | Howard Down | NJ | Cumberland | 6 | ST | RE | 5 | 4 | 4 |  | 99 | 1949 | BIT WDS: RFO; N Y: N; Y Y: N; Y N: N; S S: S |  | N | Electric Utility | 1 |  | N | [16 empty] | 12 | 2008 | N
19856 | City of Vineland - (NJ) | 2434 | Howard Down | NJ | Cumberland | 7 | ST | RE | 7.5 | 8 | 8 |  | 12 | 1952 | BIT WDS: RFO; N Y: N; Y Y: N; S S: S |  | N | Electric Utility | 1 |  | N | [16 empty] | 12 | 2008 | N | [6 empty] | DFO
19856 | City of Vineland - (NJ) | 2434 | Howard Down | NJ | Cumberland | 8 | ST | RE | 12.5 | 11 | 11 |  | 10 | 1955 | BIT WDS: RFO; N Y: N; Y Y: Y; S S: S |  | N | Electric Utility | 1 |  | N | [16 empty] | 6 | 2009 | N | [6 empty] | DFO
19856 | City of Vineland - (NJ) | 2434 | Howard Down | NJ | Cumberland | 9 | ST | RE | 16.5 | 17 | 17 |  | 12 | 1960 | BIT WDS: RFO; N Y: N; Y Y: Y; S S: S |  | N | Electric Utility | 1 |  | N | [16 empty] | 6 | 2010 | N | [6 empty] | DFO
19867 | Village of Viola | 4139 | Viola | WI | Richland | 1 | IC | RE | 0.4 | 0.4 | 0.4 |  | 1 | 1948 | BIT WDS: DFO; Y Y: Y; Y N: N; S S: S |  | N | Electric Utility | 1 |  | N | [16 empty] | 8 | 2001
19867 | Village of Viola | 4139 | Viola | WI | Richland | 2 | IC | RE | 0.7 | 0.7 | 0.7 |  | 1 | 1966 | BIT WDS: DFO; Y Y: Y; Y N: N; S S: S |  | N | Electric Utility | 1 |  | N | [16 empty] | 8 | 2001
19876 | Virginia Electric & Power Co | 2757 | Kitty Hawk | NC | Dare | GT1 | GT | RE | 23.8 | 16 | 23 |  | 3 | 1971 | BIT WDS: DFO; N Y: N; Y Y: Y; S S: S |  | N | Electric Utility | 1 |  | N | [16 empty] | 12 | 2011
19876 | Virginia Electric & Power Co | 2757 | Kitty Hawk | NC | Dare | GT2 | GT | RE | 23.8 | 15 | 22 |  | 6 | 1971 | BIT WDS: DFO; N Y: N; Y Y: Y; S S: S |  | N | Electric Utility | 1 |  | N | [16 empty] | 12 | 2011
19876 | Virginia Electric & Power Co | 3803 | Chesapeake | VA | Chesapeake | 10 | GT | RE | 23.8 | 16 | 23 |  | 12 | 1970 | BIT WDS: DFO; N Y: N; Y Y: Y; S S: S |  | N | Electric Utility | 1 |  | N | [16 empty] | 12 | 2011 | N
19876 | Virginia Electric & Power Co | 3803 | Chesapeake | VA | Chesapeake | 7 | GT | RE | 23.8 | 16 | 25 |  | 12 | 1969 | BIT WDS: DFO; N Y: N; Y Y: Y; S S: S |  | N | Electric Utility | 1 |  | N | [16 empty] | 12 | 2011 | N
19876 | Virginia Electric & Power Co | 3803 | Chesapeake | VA | Chesapeake | 8 | GT | RE | 23.8 | 16 | 26 |  | 12 | 1969 | BIT WDS: DFO; N Y: N; Y Y: Y; S S: S |  | N | Electric Utility | 1 |  | N | [16 empty] | 12 | 2011 | N
19876 | Virginia Electric & Power Co | 3803 | Chesapeake | VA | Chesapeake | 9 | GT | RE | 23.8 | 16 | 25 |  | 12 | 1970 | BIT WDS: DFO; N Y: N; Y Y: Y; S S: S |  | N | Electric Utility | 1 |  | N | [16 empty] | 12 | 2011 | N
19876 | Virginia Electric & Power Co | 3804 | Possum Point | VA | Prince William | 1 | ST | RE | 69 | 74 | 74 |  | 12 | 1948 | BIT WDS: RFO; S S: S |  | N | Electric Utility | 1 |  | N | [16 empty] | 3 | 2002
19876 | Virginia Electric & Power Co | 3804 | Possum Point | VA | Prince William | 2 | ST | RE | 69 | 69 | 71 |  | 5 | 1951 | BIT WDS: RFO; S S: S |  | N | Electric Utility | 1 |  | N | [16 empty] | 3 | 2002
19876 | Virginia Electric & Power Co | 7537 | North Branch | WV | Grant | 1 | ST | RE | 80 | 74 | 77 |  | 5 | 1992 | BIT WDS: WC; N Y: N; Y Y: Y; S S: S |  | N | Electric Utility | 1 |  | N | [16 empty] | 12 | 2012 |  |  | Y |  |  |  |  | PG
20096 | Ware Energy Corp | 50419 | Ware Energy | MA | Hampshire | GEN1 | ST | RE | 9.3 | 8.7 | 8.7 |  | 12 | 1986 | BIT WDS: WDS; N Y: N; Y Y: Y; Y N: Y; S S: S |  | N | IPP Non-CHP | 2 |  | N | [16 empty] | 1 | 2012 | Y | [6 empty] | WDS
20315 | City of Wellington - (KS) | 1330 | Wellington 1 | KS | Sumner | 5 | IC | RE | 1 | 1 | 1 |  | 88 | 1956 | DFO | NG |  |  |  |  | N | N | Y | S |  | N | Electric Utility | 1 |  | N | [16 empty] | 2 | 2005 | N
20323 | Wellhead Services Inc | 10156 | Fresno Cogen Partners | CA | Fresno | GEN1 | CT | RE | 22.3 | 21.5 | 22.3 |  | 1 | 1990 | BIT WDS: NG; N Y: N; Y Y: Y; Y N: Y; S S: J |  | Y | IPP CHP | 3 |  | N | [16 empty] | 1 | 2004
20323 | Wellhead Services Inc | 55600 | Binghamton Cogen | NY | Broome | 1 | GT | RE | 47.7 | 42 | 47 |  | 6 | 1992 | NG | DFO | KER |  |  |  | N | Y |  | W |  | Y | IPP CHP | 3 | T | N | [16 empty] | 2 | 2012 | N
20323 | Wellhead Services Inc | 56676 | Margarita Energy Center | CA | Orange | CTG1 | GT | IP | 48.2 | 46.5 | 48.2 |  |  |  | BIT WDS: NG; N Y: N; Y Y: N; S S: S |  | N | IPP Non-CHP | 2 | [20 empty] | N
20323 | Wellhead Services Inc | 56955 | Delano Energy Center LLC | CA | Fresno | 1 | GT | IP | 48 | 49 | 48 |  |  |  | BIT WDS: NG; N Y: N; Y Y: N; S S: W |  | N | IPP Non-CHP | 2 | [20 empty] | N
20380 | City of West Liberty - (IA) | 1200 | West Liberty | IA | Muscatine | 1 | IC | RE | 0.8 | 0.7 | 0.7 |  | 6 | 1948 | BIT WDS: DFO; N Y: N; Y Y: Y; Y N: Y; S S: S |  | N | Electric Utility | 1 |  | N | [16 empty] | 1 | 2011 | N
20430 | City of Westbrook | 2021 | Westbrook | MN | Cottonwood | 3 | IC | RE | 0.5 | 0.4 | 0.5 |  | 88 | 1940 | BIT WDS: DFO; S S: S |  | N | Electric Utility | 1 |  | N | [16 empty] | 8 | 2001
20430 | City of Westbrook | 2021 | Westbrook | MN | Cottonwood | 4 | IC | RE | 0.7 | 0.6 | 0.7 |  | 88 | 1952 | BIT WDS: DFO; N Y: N; Y Y: N; S S: S |  | N | Electric Utility | 1 |  | N | [16 empty] | 9 | 2002 | N
20447 | Western Farmers Elec Coop, Inc | 6772 | Hugo | OK | Choctaw | 2 | ST | IP | 750 | 750 | 750 |  |  |  | BIT WDS: SUB; N Y: N; Y Y: N; S S: S |  | N | Electric Utility | 1 |  | N | [18 empty] | N | Y |  |  | Y
20508 | MeadWestvaco Corp | 50900 | Covington Facility | VA | Covington | GEN6 | ST | RE | 5.5 | 5.5 | 5.5 |  | 1 | 1930 | BLQ | WDS | SUB | NG | RFO |  | Y | Y |  | S |  | Y | Industrial CHP | 7 | T | N | [16 empty] | 1 | 2009 | N
20541 | Wheelabrator Environmental Systems | 50950 | Wheelabrator Martell | CA | Amador | GEN1 | ST | RE | 23 | 15 | 15 |  | 12 | 1985 | BIT WDS: WDS; S S: S |  | Y | Industrial CHP | 7 |  | N | [16 empty] | 12 | 2003
20737 | Willmar Municipal Utilities | 2022 | Willmar | MN | Kandiyohi | ST1 | ST | RE | 4 | 4 | 4 |  | 10 | 1949 | SUB | NG |  |  |  |  | Y | Y | Y | S |  | N | Electric Utility | 1 |  | N | [16 empty] | 12 | 2006 | N
20789 | City of Wilton | 1202 | Wilton | IA | Muscatine | 1 | IC | RE | 1 | 0.9 | 0.9 |  | 10 | 1958 | BIT WDS: DFO; Y Y: N; S S: S |  | N | Electric Utility | 1 |  | N | [16 empty] | 11 | 2001
20813 | City of Winfield - (KS) | 1332 | West 14th Street | KS | Cowley | IC1 | IC | IP | 1.6 | 1.6 | 1.6 |  |  |  | BIT WDS: DFO; N Y: N; Y Y: Y; S S: S |  | N | Electric Utility | 1 |  | N | [18 empty] | N
20838 | Wim-Sam Inc | 56401 | UTSA TEP II | TX | Bexar | GEN2 | IC | IP | 1.5 | 1.5 | 1.5 |  |  |  | BIT WDS: DFO; N Y: N; Y Y: N; S S: W |  | N | Commercial Non-CHP | 4
20838 | Wim-Sam Inc | 56401 | UTSA TEP II | TX | Bexar | GEN3 | IC | IP | 1.5 | 1.5 | 1.5 | [14 empty] | N | Commercial Non-CHP | 4 | bar: N Y to Y Y; S S
20847 | Wisconsin Electric Power Co | 1769 | Presque Isle | MI | Marquette | 1 | ST | RE | 25 | 25 | 25 |  | 9 | 1955 | BIT WDS: BIT; BIT RFO: DFO; N Y: N; Y Y: Y; S S: S |  | N | Electric Utility | 1 |  | N | [16 empty] | 12 | 2006 | N
20847 | Wisconsin Electric Power Co | 1769 | Presque Isle | MI | Marquette | 2 | ST | RE | 37.5 | 37 | 37 |  | 7 | 1962 | BIT WDS: BIT; BIT RFO: DFO; N Y: N; Y Y: Y; S S: S |  | N | Electric Utility | 1 |  | N | [16 empty] | 12 | 2006 | N
20847 | Wisconsin Electric Power Co | 1769 | Presque Isle | MI | Marquette | 3 | ST | RE | 54.4 | 58 | 58 |  | 1 | 1964 | BIT WDS: BIT; N Y: N; Y Y: Y; S S: S |  | N | Electric Utility | 1 | [18 empty] | 10 | 2009 | N | Y |  | Y |  |  |  | DFO
20847 | Wisconsin Electric Power Co | 1769 | Presque Isle | MI | Marquette | 4 | ST | RE | 57.8 | 58 | 58 |  | 12 | 1966 | BIT WDS: BIT; N Y: N; Y Y: Y; S S: S |  | N | Electric Utility | 1 | [18 empty] | 10 | 2009 | N | Y |  | Y |  |  |  | DFO
20847 | Wisconsin Electric Power Co | 4040 | Port Washington Generating Station | WI | Ozaukee | 1 | ST | RE | 80 | 65 | 65 |  | 10 | 1935 | BIT WDS: BIT; BIT RFO: NG; N Y: N; Y Y: Y; S S: S |  | N | Electric Utility | 1 |  | N | [16 empty] | 9 | 2004 | N
20847 | Wisconsin Electric Power Co | 4040 | Port Washington Generating Station | WI | Ozaukee | 2 | ST | RE | 80 | 80 | 80 |  | 10 | 1943 | BIT WDS: BIT; BIT RFO: NG; N Y: N; Y Y: Y; S S: S |  | N | Electric Utility | 1 |  | N | [16 empty] | 9 | 2004 | N
20847 | Wisconsin Electric Power Co | 4040 | Port Washington Generating Station | WI | Ozaukee | 3 | ST | RE | 80 | 80 | 80 |  | 10 | 1948 | BIT WDS: BIT; BIT RFO: NG; N Y: N; Y Y: Y; S S: S |  | N | Electric Utility | 1 |  | N | [16 empty] | 9 | 2004 | N
20847 | Wisconsin Electric Power Co | 4040 | Port Washington Generating Station | WI | Ozaukee | 4 | ST | RE | 80 | 80 | 80 |  | 8 | 1949 | BIT WDS: BIT; BIT RFO: NG; N Y: N; Y Y: Y; S S: S |  | N | Electric Utility | 1 |  | N | [16 empty] | 1 | 2003 | N
20847 | Wisconsin Electric Power Co | 4040 | Port Washington Generating Station | WI | Ozaukee | 6 | GT | RE | 19.6 | 17 | 20 |  | 6 | 1969 | BIT WDS: DFO; N Y: N; Y Y: Y; S S: S |  | N | Electric Utility | 1 |  | N | [16 empty] | 1 | 2003 | N
20847 | Wisconsin Electric Power Co | 4041 | South Oak Creek | WI | Milwaukee | 9 | GT | RE | 19.6 | 18 | 19 |  | 12 | 1968 | BIT WDS: NG; N Y: N; Y Y: Y; S S: S |  | N | Electric Utility | 1 | [18 empty] | 9 | 2008 | N
20854 | Winnebago County | 50936 | Winnebago County Landfill Gas | WI | Winnebago | EG6 | IC | IP | 1.4 | 1.4 | 1.4 |  |  |  | BIT WDS: LFG; N Y: N; Y Y: Y; S S: S |  | Y | IPP CHP | 3 |  | N | [18 empty] | N
20856 | Wisconsin Power & Light Co | 4048 | Blackhawk | WI | Rock | 3 | ST | RE | 25 | 26.5 | 25 |  | 1 | 1946 | BIT WDS: NG; N Y: N; Y Y: N; Y N: N; S S: S |  | N | Electric Utility | 1 |  | N | [16 empty] | 4 | 2010 | N
20856 | Wisconsin Power & Light Co | 4048 | Blackhawk | WI | Rock | 4 | ST | RE | 25 | 24.3 | 25 |  | 1 | 1948 | BIT WDS: NG; N Y: N; Y Y: N; Y N: N; S S: S |  | N | Electric Utility | 1 |  | N | [16 empty] | 4 | 2010 | N
20856 | Wisconsin Power & Light Co | 4057 | Rock River | WI | Rock | 1 | ST | RE | 75 | 72.9 | 75 |  | 1 | 1954 | BIT WDS: NG; BIT RFO: SUB; N Y: N; Y Y: N; S S: S |  | N | Electric Utility | 1 |  | N | N | [15 empty] | 4 | 2010 | N | [6 empty] | DFO
20856 | Wisconsin Power & Light Co | 4057 | Rock River | WI | Rock | 2 | ST | RE | 75 | 76.7 | 75 |  | 9 | 1955 | BIT WDS: NG; BIT RFO: SUB; N Y: N; Y Y: N; S S: S |  | N | Electric Utility | 1 |  | N | N | [15 empty] | 4 | 2010 | N | [6 empty] | DFO
20860 | Wisconsin Public Service Corp | 4062 | Eagle River | WI | Vilas | 1 | IC | RE | 2 | 2.1 | 2.1 |  | 7 | 1964 | BIT WDS: DFO; N Y: N; Y Y: Y; S S: S |  | N | Electric Utility | 1 |  | N | [16 empty] | 10 | 2011 | N
20860 | Wisconsin Public Service Corp | 4062 | Eagle River | WI | Vilas | 2 | IC | RE | 2 | 2.1 | 2.1 |  | 7 | 1964 | BIT WDS: DFO; N Y: N; Y Y: Y; S S: S |  | N | Electric Utility | 1 |  | N | [16 empty] | 10 | 2011 | N
20860 | Wisconsin Public Service Corp | 4064 | Hat Rapids | WI | Oneida | 2 | HY | RE | 0.5 | 0.3 | 0.3 |  | 6 | 1905 | BIT WDS: WAT; S S: S |  | N | Electric Utility | 1 |  | N | [16 empty] | 10 | 1984
20860 | Wisconsin Public Service Corp | 4064 | Hat Rapids | WI | Oneida | 3 | HY | RE | 0.4 | 0.1 | 0.2 |  | 0 | 1924 | BIT WDS: WAT; S S: S |  | N | Electric Utility | 1 |  | N | [16 empty] | 9 | 1984
20860 | Wisconsin Public Service Corp | 4072 | Pulliam | WI | Brown | 3 | ST | RE | 30 | 25.8 | 25.8 |  | 1 | 1943 | BIT WDS: SUB; BIT RFO: NG; N Y: Y; Y Y: Y; S S: S |  | N | Electric Utility | 1 |  | N | [16 empty] | 12 | 2007 | N
20860 | Wisconsin Public Service Corp | 4072 | Pulliam | WI | Brown | 4 | ST | RE | 30 | 30.1 | 30.1 |  | 8 | 1947 | BIT WDS: SUB; BIT RFO: NG; N Y: Y; Y Y: Y; S S: S |  | N | Electric Utility | 1 |  | N | [16 empty] | 12 | 2007 | N
20860 | Wisconsin Public Service Corp | 4072 | Pulliam | WI | Brown | GT1 | GT | IP | 85 | 74 | 96 |  |  |  | BIT WDS: NG; BIT RFO: DFO; N Y: Y; S S: S |  | N | Electric Utility | 1 |  | N | [18 empty] | N
20860 | Wisconsin Public Service Corp | 4072 | Pulliam | WI | Brown | GT2 | GT | IP | 85 | 74 | 96 |  |  |  | BIT WDS: NG; BIT RFO: DFO; N Y: Y; S S: S |  | N | Electric Utility | 1 |  | N | [18 empty] | N
20860 | Wisconsin Public Service Corp | 7602 | Oneida Casino | WI | Brown | 1 | IC | RE | 2 | 1.8 | 1.8 |  | 7 | 1996 | BIT WDS: DFO; N Y: N; Y Y: Y; S S: S |  | N | Electric Utility | 1 |  | N | [16 empty] | 6 | 2011 | N
20860 | Wisconsin Public Service Corp | 7602 | Oneida Casino | WI | Brown | 2 | IC | RE | 2 | 1.8 | 1.8 |  | 7 | 1996 | BIT WDS: DFO; N Y: N; Y Y: Y; S S: S |  | N | Electric Utility | 1 |  | N | [16 empty] | 6 | 2011 | N
20880 | City of Wisner | 2316 | Wisner | NE | Cuming | 1 | IC | RE | 0.6 | 0.6 | 0.6 |  | 88 | 1954 | BIT WDS: DFO; N Y: N; Y Y: Y; S S: S |  | N | Electric Utility | 1 |  | N | [13 empty] | N |  |  | 1 | 2010 | N
20880 | City of Wisner | 2316 | Wisner | NE | Cuming | 2 | IC | RE | 0.4 | 0.4 | 0.4 |  | 88 | 1947 | BIT WDS: DFO; N Y: N; Y Y: Y; S S: S |  | N | Electric Utility | 1 |  | N | [13 empty] | N |  |  | 1 | 2010 | N
20910 | Wolverine Power Supply Coop | 1873 | Tower | MI | Cheboygan | 2 | IC | RE | 1.3 | 1.3 | 1.3 |  | 1 | 1948 | BIT WDS: DFO; N Y: N; Y Y: Y; S S: S |  | N | Electric Utility | 1 |  | N | N | [15 empty] | 10 | 2010 | N
20910 | Wolverine Power Supply Coop | 1873 | Tower | MI | Cheboygan | 3 | IC | RE | 1.3 | 1.3 | 1.3 |  | 1 | 1951 | BIT WDS: DFO; N Y: N; Y Y: Y; S S: S |  | N | Electric Utility | 1 |  | N | N | [15 empty] | 10 | 2010 | N
20910 | Wolverine Power Supply Coop | 1873 | Tower | MI | Cheboygan | IC1 | IC | RE | 1.3 | 1.3 | 1.3 |  | 1 | 1948 | BIT WDS: DFO; N Y: N; Y Y: Y; S S: S |  | N | Electric Utility | 1 |  | N | [16 empty] | 10 | 2010
20910 | Wolverine Power Supply Coop | 1877 | George Johnson | MI | Osceola | 1 | IC | RE | 0.7 | 0.7 | 0.7 |  | 1 | 1947 | BIT WDS: NG; BIT RFO: DFO; S S: S |  | N | Electric Utility | 1 |  | N | [16 empty] | 1 | 2002
20910 | Wolverine Power Supply Coop | 1877 | George Johnson | MI | Osceola | 2 | IC | RE | 0.7 | 0.7 | 0.7 |  | 1 | 1948 | BIT WDS: NG; BIT RFO: DFO; S S: S |  | N | Electric Utility | 1 |  | N | [16 empty] | 1 | 2002
20910 | Wolverine Power Supply Coop | 1877 | George Johnson | MI | Osceola | 3 | IC | RE | 1.1 | 1.2 | 1.2 |  | 1 | 1949 | BIT WDS: NG; BIT RFO: DFO; S S: S |  | N | Electric Utility | 1 |  | N | [16 empty] | 1 | 2002
20910 | Wolverine Power Supply Coop | 1877 | George Johnson | MI | Osceola | 4 | IC | RE | 2.5 | 2.5 | 2.5 |  | 1 | 1951 | BIT WDS: NG; BIT RFO: DFO; S S: S |  | N | Electric Utility | 1 |  | N | [16 empty] | 1 | 2002
20910 | Wolverine Power Supply Coop | 1877 | George Johnson | MI | Osceola | 5 | IC | RE | 2.5 | 2.5 | 2.5 |  | 1 | 1951 | BIT WDS: NG; BIT RFO: DFO; S S: S |  | N | Electric Utility | 1 |  | N | [16 empty] | 1 | 2002
20910 | Wolverine Power Supply Coop | 1877 | George Johnson | MI | Osceola | 6 | IC | RE | 2.5 | 2.5 | 2.5 |  | 1 | 1952 | BIT WDS: NG; BIT RFO: DFO; S S: S |  | N | Electric Utility | 1 |  | N | [16 empty] | 1 | 2002
20910 | Wolverine Power Supply Coop | 1877 | George Johnson | MI | Osceola | 7 | GT | RE | 11 | 10.5 | 12.8 |  | 1 | 1973 | BIT WDS: NG; N Y: N; Y Y: N; S S: S |  | N | Electric Utility | 1 |  | N | [16 empty] | 10 | 2005 | N
20910 | Wolverine Power Supply Coop | 1877 | George Johnson | MI | Osceola | 8 | GT | RE | 11 | 10.5 | 12.8 |  | 1 | 1973 | BIT WDS: NG; N Y: N; Y Y: N; S S: S |  | N | Electric Utility | 1 |  | N | [16 empty] | 10 | 2005 | N
20910 | Wolverine Power Supply Coop | 1879 | Scottville | MI | Mason | 4 | IC | RE | 1.1 | 1.1 | 1.1 |  | 1 | 1947 | BIT WDS: DFO; BIT RFO: NG; S S: S |  | N | Electric Utility | 1 |  | N | [16 empty] | 1 | 2002
20910 | Wolverine Power Supply Coop | 1879 | Scottville | MI | Mason | 5 | IC | RE | 1.1 | 1.1 | 1.1 |  | 1 | 1947 | BIT WDS: DFO; BIT RFO: NG; S S: S |  | N | Electric Utility | 1 |  | N | [16 empty] | 1 | 2002
20910 | Wolverine Power Supply Coop | 1879 | Scottville | MI | Mason | 6 | IC | RE | 1.9 | 1.7 | 1.8 |  | 1 | 1961 | BIT WDS: DFO; BIT RFO: NG; S S: S |  | N | Electric Utility | 1 |  | N | [16 empty] | 1 | 2002
20910 | Wolverine Power Supply Coop | 1880 | Claude Vandyke | MI | Allegan | 5 | IC | RE | 3.5 | 3 | 3.5 |  | 1 | 1959 | BIT WDS: NG; BIT RFO: DFO; S S: S |  | N | Electric Utility | 1 |  | N | [16 empty] | 3 | 2003
20910 | Wolverine Power Supply Coop | 1881 | Vestaburg | MI | Montcalm | 2 | IC | RE | 0.3 | 0.3 | 0.3 |  | 1 | 1939 | BIT WDS: DFO; N Y: N; Y Y: Y; S S: S |  | N | Electric Utility | 1 |  | N | [16 empty] | 2 | 2007 | N
20910 | Wolverine Power Supply Coop | 1881 | Vestaburg | MI | Montcalm | 4 | IC | RE | 0.7 | 0.7 | 0.7 |  | 1 | 1939 | BIT WDS: DFO; N Y: N; Y Y: Y; S S: S |  | N | Electric Utility | 1 |  | N | [16 empty] | 2 | 2007 | N
20910 | Wolverine Power Supply Coop | 1881 | Vestaburg | MI | Montcalm | 5 | IC | RE | 0.7 | 0.7 | 0.7 |  | 1 | 1941 | BIT WDS: DFO; N Y: N; Y Y: Y; S S: S |  | N | Electric Utility | 1 |  | N | [16 empty] | 2 | 2007 | N
21015 | City of Wrangell - (AK) | 95 | Wrangell | AK | WRANGELL PETERSBURG | 1 | IC | RE | 1.3 | 1.3 | 1.3 |  | 8 | 1972 | BIT WDS: DFO; N Y: N; S S: S |  | N | Electric Utility | 1 |  | N | [16 empty] | 1 | 2001
21015 | City of Wrangell - (AK) | 95 | Wrangell | AK | WRANGELL PETERSBURG | 2 | IC | RE | 1.3 | 1.3 | 1.3 |  | 8 | 1972 | BIT WDS: DFO; S S: S |  | N | Electric Utility | 1 |  | N | [16 empty] | 1 | 2001
21015 | City of Wrangell - (AK) | 95 | Wrangell | AK | WRANGELL PETERSBURG | 3 | IC | RE | 1.3 | 1.3 | 1.3 |  | 8 | 1973 | BIT WDS: DFO; S S: S |  | N | Electric Utility | 1 |  | N | [16 empty] | 1 | 2001
21015 | City of Wrangell - (AK) | 95 | Wrangell | AK | WRANGELL PETERSBURG | 4 | IC | RE | 1.3 | 1.3 | 1.3 |  | 8 | 1973 | BIT WDS: DFO; S S: S |  | N | Electric Utility | 1 |  | N | [16 empty] | 1 | 2001
21015 | City of Wrangell - (AK) | 95 | Wrangell | AK | WRANGELL PETERSBURG | 5 | IC | RE | 0.5 | 0.5 | 0.5 |  | 88 | 1964 | BIT WDS: DFO; N Y: N; Y Y: N; Y N: N; S S: S |  | N | Electric Utility | 1 |  | N | N | [12 empty] | N |  |  | 1 | 2009
21015 | City of Wrangell - (AK) | 95 | Wrangell | AK | WRANGELL PETERSBURG | 7 | IC | RE | 0.5 | 0.5 | 0.5 |  | 88 | 1970 | BIT WDS: DFO; N Y: N; Y Y: N; S S: S |  | N | Electric Utility | 1 |  | N | N | [12 empty] | N |  |  | 1 | 2009
21020 | Wythe Park Power Inc | 54047 | Wythe Park Power 3 Richmond Plant | VA | Richmond | EXIS | IC | RE | 3 | 3 | 3 |  | 7 | 1991 | DFO | WO | NG |  |  |  | Y | Y |  | S |  | N | IPP Non-CHP | 2 |  | N | [16 empty] | 9 | 2010
21116 | YKK USA Inc | 54566 | YKK USA Chestney | GA | BIBB | GEN1 | IC | RE | 1.6 | 1.5 | 1.5 |  | 5 | 1993 | BIT WDS: DFO; N Y: N; Y Y: Y; Y N: Y; S S: S |  | N | Industrial Non-CHP | 6 |  | N | [16 empty] | 3 | 2010 | N
21116 | YKK USA Inc | 54566 | YKK USA Chestney | GA | BIBB | GEN2 | IC | RE | 1.7 | 1.5 | 1.5 |  | 5 | 1994 | BIT WDS: DFO; N Y: N; Y Y: Y; Y N: Y; S S: S |  | N | Industrial Non-CHP | 6 |  | N | [13 empty] | N |  |  | 3 | 2010
21116 | YKK USA Inc | 54566 | YKK USA Chestney | GA | BIBB | GEN3 | IC | RE | 1.7 | 1.7 | 1.6 |  | 8 | 1995 | BIT WDS: DFO; N Y: N; Y Y: Y; Y N: Y; S S: S |  | N | Industrial Non-CHP | 6 |  | N | [16 empty] | 3 | 2010
21116 | YKK USA Inc | 54566 | YKK USA Chestney | GA | BIBB | PPD1 | IC | RE | 0.4 | 0.4 | 0.4 |  | 5 | 1992 | BIT WDS: DFO; N Y: N; Y Y: N; Y N: N; S S: S |  | N | Industrial Non-CHP | 6 |  | N | [16 empty] | 2 | 2006
21116 | YKK USA Inc | 54566 | YKK USA Chestney | GA | BIBB | PPD2 | IC | RE | 0.4 | 0.4 | 0.4 |  | 5 | 1992 | BIT WDS: DFO; N Y: N; Y Y: N; Y N: N; S S: S |  | N | Industrial Non-CHP | 6 |  | N | [16 empty] | 2 | 2006
21148 | Zapco Energy Tactics Corp | 50344 | Smithtown Energy Partners LP | NY | Suffolk | SW1 | IC | RE | 0.7 | 0.6 | 0.6 |  | 8 | 1988 | BIT WDS: LFG; N Y: Y; Y Y: N; Y N: Y; S S: W |  | N | IPP Non-CHP | 2 |  | N | [16 empty] | 2 | 2007
21148 | Zapco Energy Tactics Corp | 50344 | Smithtown Energy Partners LP | NY | Suffolk | SW2 | IC | RE | 0.7 | 0.6 | 0.6 |  | 8 | 1988 | BIT WDS: LFG; N Y: Y; Y Y: N; Y N: Y; S S: W |  | N | IPP Non-CHP | 2 |  | N | [16 empty] | 2 | 2007
21148 | Zapco Energy Tactics Corp | 50345 | Oyster Bay Energy Partners LP | NY | Nassau | OB1 | IC | RE | 0.7 | 0.6 | 0.6 |  | 7 | 1986 | BIT WDS: LFG; N Y: N; Y Y: N; Y N: N; S S: S |  | N | IPP Non-CHP | 2 |  | N | [16 empty] | 10 | 2001
21148 | Zapco Energy Tactics Corp | 50345 | Oyster Bay Energy Partners LP | NY | Nassau | OB2 | IC | RE | 0.7 | 0.6 | 0.6 |  | 7 | 1986 | BIT WDS: LFG; N Y: N; Y Y: N; Y N: N; S S: S |  | N | IPP Non-CHP | 2 |  | N | [16 empty] | 10 | 2001
21148 | Zapco Energy Tactics Corp | 50346 | Onondaga Energy Partners LP | NY | Onondaga | ON1 | IC | RE | 0.7 | 0.6 | 0.6 |  | 7 | 1987 | BIT WDS: LFG; N Y: N; Y Y: N; Y N: N; S S: W |  | N | IPP Non-CHP | 2 | [18 empty] | 12 | 2010
21148 | Zapco Energy Tactics Corp | 50348 | Oceanside Energy | NY | Nassau | GEN5 | IC | RE | 0.7 | 0.6 | 0.6 |  | 1 | 1991 | BIT WDS: LFG; N Y: N; Y Y: N; Y N: N; S S: S |  | N | IPP Non-CHP | 2 |  | N | [16 empty] | 1 | 2002
21148 | Zapco Energy Tactics Corp | 50348 | Oceanside Energy | NY | Nassau | GEN6 | IC | RE | 0.7 | 0.6 | 0.6 |  | 1 | 1991 | BIT WDS: LFG; N Y: N; Y Y: N; Y N: N; S S: S |  | N | IPP Non-CHP | 2 |  | N | [16 empty] | 1 | 2002
21148 | Zapco Energy Tactics Corp | 50348 | Oceanside Energy | NY | Nassau | OS1 | IC | RE | 0.7 | 0.6 | 0.6 |  | 10 | 1990 | BIT WDS: LFG; N Y: N; Y Y: N; Y N: Y; S S: S |  | N | IPP Non-CHP | 2 |  | N | [16 empty] | 5 | 2009
21148 | Zapco Energy Tactics Corp | 50348 | Oceanside Energy | NY | Nassau | OS2 | IC | RE | 0.7 | 0.6 | 0.6 |  | 12 | 1990 | BIT WDS: LFG; N Y: N; Y Y: N; Y N: Y; S S: S |  | N | IPP Non-CHP | 2 |  | N | [16 empty] | 5 | 2008
21148 | Zapco Energy Tactics Corp | 50348 | Oceanside Energy | NY | Nassau | OS4 | IC | RE | 0.7 | 0.7 | 0.7 |  | 12 | 1990 | BIT WDS: LFG; N Y: N; Y Y: N; Y N: N; S S: S |  | N | IPP Non-CHP | 2 |  | N | [16 empty] | 1 | 2001
21148 | Zapco Energy Tactics Corp | 50782 | Taylor Energy Partners LP | PA | Lackawanna | AM1 | IC | RE | 1 | 0.6 | 0.6 |  | 9 | 1987 | BIT WDS: LFG; N Y: N; Y Y: N; Y N: Y; S S: S |  | N | IPP Non-CHP | 2 |  | N | [16 empty] | 12 | 2005
21148 | Zapco Energy Tactics Corp | 50782 | Taylor Energy Partners LP | PA | Lackawanna | AM2 | IC | RE | 0.7 | 0.4 | 0.4 |  | 9 | 1987 | BIT WDS: LFG; N Y: N; Y Y: N; Y N: Y; S S: S |  | N | IPP Non-CHP | 2 |  | N | [16 empty] | 5 | 2008
21148 | Zapco Energy Tactics Corp | 50782 | Taylor Energy Partners LP | PA | Lackawanna | AM3 | IC | RE | 0.7 | 0.4 | 0.4 |  | 9 | 1987 | BIT WDS: LFG; N Y: N; Y Y: N; Y N: Y; S S: S |  | N | IPP Non-CHP | 2 |  | N | [16 empty] | 12 | 2005
21148 | Zapco Energy Tactics Corp | 50782 | Taylor Energy Partners LP | PA | Lackawanna | AM4 | IC | RE | 0.7 | 0.4 | 0.4 |  | 9 | 1987 | BIT WDS: LFG; N Y: N; Y Y: N; Y N: Y; S S: S |  | N | IPP Non-CHP | 2 |  | N | [16 empty] | 12 | 2003
21148 | Zapco Energy Tactics Corp | 50788 | Lafayette Energy Partners LP | NJ | Sussex | HA1 | IC | RE | 0.6 | 0.5 | 0.5 |  | 7 | 1990 | BIT WDS: LFG; N Y: N; Y Y: N; Y N: Y; S S: W |  | N | IPP Non-CHP | 2 |  | N | [16 empty] | 2 | 2010
21148 | Zapco Energy Tactics Corp | 50788 | Lafayette Energy Partners LP | NJ | Sussex | HA2 | IC | RE | 0.6 | 0.5 | 0.5 |  | 7 | 1990 | BIT WDS: LFG; N Y: N; Y Y: N; Y N: Y; S S: W |  | N | IPP Non-CHP | 2 |  | N | [16 empty] | 2 | 2010
21148 | Zapco Energy Tactics Corp | 55779 | Dunbarton Energy Partners LP | NH | Hillsborough | MA1 | IC | RE | 0.7 | 0.6 | 0.6 |  | 8 | 1988 | BIT WDS: LFG; N Y: N; Y Y: N; Y N: Y; S S: W |  | N | IPP Non-CHP | 2 |  | N | [16 empty] | 6 | 2012
21148 | Zapco Energy Tactics Corp | 55779 | Dunbarton Energy Partners LP | NH | Hillsborough | MA2 | IC | RE | 0.7 | 0.6 | 0.6 |  | 8 | 1988 | BIT WDS: LFG; N Y: N; Y Y: N; Y N: Y; S S: W |  | N | IPP Non-CHP | 2 |  | N | [16 empty] | 6 | 2012
21191 | Zion Energy LLC | 55392 | Zion Energy Center | IL | Lake | CTG4 | GT | IP | 198.9 | 152 | 181 |  |  |  | BIT WDS: NG; BIT RFO: DFO; N Y: Y; Y Y: N; S S: S |  | N | IPP Non-CHP | 2 |  | N | [18 empty] | N
21191 | Zion Energy LLC | 55392 | Zion Energy Center | IL | Lake | CTG5 | GT | IP | 198.9 | 152 | 181 |  |  |  | BIT WDS: NG; BIT RFO: DFO; N Y: Y; Y Y: N; S S: S |  | N | IPP Non-CHP | 2 |  | N | [18 empty] | N
21461 | NRG Canal LLC | 1599 | Canal | MA | Barnstable | UN2R | GT | IP | 448 | 448 | 448 |  |  |  | BIT WDS: NG; BIT RFO: DFO; Y Y: N; S S: S |  | N | IPP Non-CHP | 2 |  | N | [18 empty] | N
21463 | NRG Kendall LLC | 1595 | Kendall Square Station | MA | Middlesex | JET2 | GT | RE | 20 | 20 | 20 |  | 3 | 1972 | BIT WDS: JF; N Y: N; Y Y: Y; Y N: Y; S S: S |  | N | IPP CHP | 3 |  | N | [16 empty] | 9 | 2004
21554 | Seminole Electric Cooperative Inc | 136 | Seminole | FL | Putnam | 3 | ST | IP | 850 | 750 | 750 |  |  |  | BIT WDS: BIT; N Y: N; Y Y: Y; S S: S |  | N | Electric Utility | 1 |  | N | [18 empty] | N | Y |  |  |  |  | N
21554 | Seminole Electric Cooperative Inc | 7380 | Midulla Generating Station | FL | Hardee | 1 | CA | IP | 300 | 260 | 282 |  |  |  | BIT WDS: DFO; N Y: N; Y Y: Y; S S: S |  | N | Electric Utility | 1 |  | N | [18 empty] | N
21554 | Seminole Electric Cooperative Inc | 7380 | Midulla Generating Station | FL | Hardee | 2 | CT | IP | 193 | 153 | 182 |  |  |  | BIT WDS: DFO; Y Y: Y; S S: S |  | N | Electric Utility | 1 |  | N | [18 empty] | N
21554 | Seminole Electric Cooperative Inc | 7380 | Midulla Generating Station | FL | Hardee | PW9 | CT | IP | 62 | 54 | 62 |  |  |  | BIT WDS: NG; BIT RFO: DFO; N Y: Y; Y Y: Y; S S: S |  | N | Electric Utility | 1 |  | N | [18 empty] | N
21554 | Seminole Electric Cooperative Inc | 7738 | Unknown | FL | Hardee | 1 | GT | IP | 300 | 300 | 300 |  |  |  | BIT WDS: DFO; N Y: N; S S: S |  | N | Electric Utility | 1
21554 | Seminole Electric Cooperative Inc | 7738 | Unknown | FL | Hardee | GT1 | GT | IP | 180 | 153 | 182 |  |  |  | BIT WDS: DFO; N Y: N; S S: S |  | N | Electric Utility | 1 |  | N | [18 empty] | N
21554 | Seminole Electric Cooperative Inc | 7738 | Unknown | FL | Hardee | GT2 | GT | IP | 180 | 153 | 182 |  |  |  | BIT WDS: DFO; N Y: N; S S: S |  | N | Electric Utility | 1 |  | N | [18 empty] | N
21554 | Seminole Electric Cooperative Inc | 7738 | Unknown | FL | Hardee | GT3 | GT | IP | 180 | 153 | 182 |  |  |  | BIT WDS: DFO; N Y: N; S S: S |  | N | Electric Utility | 1 |  | N | [18 empty] | N
21554 | Seminole Electric Cooperative Inc | 7738 | Unknown | FL | Hardee | GT4 | GT | IP | 180 | 153 | 182 |  |  |  | BIT WDS: DFO; S S: S |  | N | Electric Utility | 1 |  | N | [18 empty] | N
21554 | Seminole Electric Cooperative Inc | 7738 | Unknown | FL | Hardee | GT5 | GT | IP | 180 | 153 | 182 |  |  |  | BIT WDS: DFO; S S: S |  | N | Electric Utility | 1 |  | N | [18 empty] | N
21554 | Seminole Electric Cooperative Inc | 7738 | Unknown | FL | Hardee | GT6 | GT | IP | 180 | 153 | 182 |  |  |  | BIT WDS: DFO; S S: S |  | N | Electric Utility | 1 |  | N | [18 empty] | N
21554 | Seminole Electric Cooperative Inc | 7738 | Unknown | FL | Hardee | GT7 | GT | IP | 180 | 153 | 182 |  |  |  | BIT WDS: DFO; S S: S |  | N | Electric Utility | 1 |  | N | [18 empty] | N
21554 | Seminole Electric Cooperative Inc | 7890 | Unnamed | FL |  | CC1 | CC | IP | 290 | 153 | 182 |  |  |  | BIT WDS: NG; BIT RFO: DFO; S S: S |  | N | Electric Utility | 1 |  | N | [18 empty] | N
21554 | Seminole Electric Cooperative Inc | 7890 | Unnamed | FL |  | CC2 | CC | IP | 290 | 153 | 182 |  |  |  | BIT WDS: NG; BIT RFO: DFO; S S: S |  | N | Electric Utility | 1 |  | N | [18 empty] | N
21554 | Seminole Electric Cooperative Inc | 7890 | Unnamed | FL |  | GT1 | GT | IP | 193 | 153 | 182 |  |  |  | BIT WDS: DFO; S S: S |  | N | Electric Utility | 1 |  | N | [18 empty] | N
21554 | Seminole Electric Cooperative Inc | 7890 | Unnamed | FL |  | GT2 | GT | IP | 193 | 153 | 182 |  |  |  | BIT WDS: DFO; S S: S |  | N | Electric Utility | 1 |  | N | [18 empty] | N
21554 | Seminole Electric Cooperative Inc | 7890 | Unnamed | FL |  | GT3 | GT | IP | 193 | 153 | 182 |  |  |  | BIT WDS: DFO; S S: S |  | N | Electric Utility | 1 |  | N | [18 empty] | N
21964 | University of New Mexico | 50905 | Univ New Mexico Cogen Plant | NM | Bernalillo | 1 | GT | RE | 2.5 | 2.1 | 2.5 |  | 5 | 1989 | BIT WDS: NG; N Y: N; Y Y: N; Y N: N; S S: S |  | Y | Commercial CHP | 5 | B | N | [16 empty] | 2 | 2009 | N
21964 | University of New Mexico | 50906 | Ford Utilities Center | NM | BERNALILLO | 2 | ST | RE | 1.5 | 1.4 | 1.4 |  | 2 | 1984 | BIT WDS: NG; N Y: N; S S: S |  | N | Commercial CHP | 5 |  | N | [16 empty] | 5 | 2003 | N
21995 | Olmsted County Public Works | 50413 | Olmsted Waste Energy | MN | Olmsted | DG1 | IC | RE | 0.8 | 0.6 | 0.6 |  | 6 | 1979 | BIT WDS: DFO; N Y: N; Y Y: N; Y N: N; S S: S |  | N | Commercial CHP | 5 |  | N | N | [15 empty] | 3 | 2008 | N
22040 | Washington State University | 50083 | Washington State University | WA | Whitman | GEN1 | ST | RE | 2 | 2 | 2 |  | 10 | 1963 | BIT | NG | RFO |  |  |  | N | N |  | S |  | Y | Commercial CHP | 5 |  | N | [16 empty] | 5 | 2005 | N
22142 | Santa Cruz Cogeneration Assoc | 50064 | Univ of Calif Santa Cruz Cogeneration | CA | Santa Cruz | 002 | IC | RE | 0.2 | 0.2 | 0.2 |  | 9 | 1988 | BIT WDS: NG; N Y: N; Y Y: N; S S: S |  | Y | Commercial CHP | 5 | T | N | [13 empty] | N |  |  | 8 | 2009 | N
22146 | GMMM Westover LLC | 2526 | GMMM Westover | NY | Broome | 7 | ST | RE | 43.8 | 43.7 | 43.7 |  | 9 | 1943 | BIT | DFO |  |  |  |  | N | Y | Y | S |  | Y | IPP CHP | 3 | T | N | [13 empty] | N |  |  | 12 | 2009 | N | Y | [5 empty] | DFO
22148 | AES Alamitos LLC | 315 | AES Alamitos LLC | CA | Los Angeles | 7 | GT | RE | 133 | 133 | 133 |  | 7 | 1969 | [11 empty] | N | IPP Non-CHP | 2 |  | N | [16 empty] | 12 | 2003 | bar: BIT WDS; S S
22350 | Devon Power LLC | 544 | Devon Station | CT | New Haven | 7 | ST | RE | 103.5 | 107 | 109 |  | 1 | 1957 | RFO | NG | DFO |  |  |  | Y | N |  | S |  | N | IPP Non-CHP | 2 |  | N | [16 empty] | 11 | 2007 | N | [6 empty] | DFO
22350 | Devon Power LLC | 544 | Devon Station | CT | New Haven | 8 | ST | RE | 103.5 | 107 | 109 |  | 1 | 1957 | RFO | NG | DFO |  |  |  | Y | N |  | S |  | N | IPP Non-CHP | 2 |  | N | [16 empty] | 11 | 2007 | N | [6 empty] | DFO
22500 | Westar Energy Inc | 1248 | Hutchinson Energy Center | KS | Reno | ST1 | ST | RE | 23 | 17 | 17 |  | 6 | 1950 | BIT WDS: NG; BIT RFO: RFO; N Y: N; Y Y: Y; S S: S |  | N | Electric Utility | 1 |  | N | [16 empty] | 3 | 2007 | N
22500 | Westar Energy Inc | 1248 | Hutchinson Energy Center | KS | Reno | ST2 | ST | RE | 23 | 16 | 16 |  | 6 | 1950 | BIT WDS: NG; BIT RFO: RFO; N Y: N; Y Y: Y; S S: S |  | N | Electric Utility | 1 |  | N | [16 empty] | 3 | 2007 | N
22500 | Westar Energy Inc | 1248 | Hutchinson Energy Center | KS | Reno | ST3 | ST | RE | 35 | 28 | 28 |  | 9 | 1951 | BIT WDS: NG; BIT RFO: RFO; N Y: N; Y Y: Y; S S: S |  | N | Electric Utility | 1 |  | N | [16 empty] | 3 | 2007 | N
22500 | Westar Energy Inc | 1250 | Lawrence Energy Center | KS | Douglas | 2 | ST | RE | 38 | 26 | 26 |  | 12 | 1952 | BIT WDS: BIT; BIT RFO: NG; Y Y: N; S S: S |  | N | Electric Utility | 1 |  | N | [16 empty] | 11 | 2000 | N
22500 | Westar Energy Inc | 1251 | Abilene Energy Center Combustion Turbine | KS | Dickinson | GT1 | GT | RE | 77 | 68 | 68 |  | 7 | 1973 | BIT WDS: NG; N Y: N; Y Y: Y; S S: S |  | N | Electric Utility | 1 |  | N | [16 empty] | 12 | 2012 | N
22500 | Westar Energy Inc | 1252 | Tecumseh Energy Center | KS | Shawnee | 1 | GT | RE | 29 | 18 | 18 |  | 6 | 1972 | BIT WDS: DFO; Y Y: Y; S S: S |  | N | Electric Utility | 1 |  | N | [16 empty] | 1 | 2012
22500 | Westar Energy Inc | 1252 | Tecumseh Energy Center | KS | Shawnee | 2 | GT | RE | 29 | 19 | 19 |  | 6 | 1972 | BIT WDS: DFO; Y Y: Y; S S: S |  | N | Electric Utility | 1 |  | N | [16 empty] | 1 | 2012
22500 | Westar Energy Inc | 56219 | Westar Wind | KS | Pottawatomie | J1 | WT | RE | 0.7 | 0.8 | 0.8 |  | 5 | 1999 | BIT WDS: WND; N Y: N; Y Y: Y; Y N: Y; S S: J | 1 | N | Electric Utility | 1 |  | N | [16 empty] | 12 | 2008 | N
22500 | Westar Energy Inc | 56219 | Westar Wind | KS | Pottawatomie | J2 | WT | RE | 0.7 | 0.8 | 0.8 |  | 5 | 1999 | BIT WDS: WND; N Y: N; Y Y: Y; Y N: Y; S S: J | 1 | N | Electric Utility | 1 |  | N | [16 empty] | 12 | 2008 | N
22803 | SDS Lumber Co | 50231 | SDS Lumber Gorge Energy Division | WA | Klickitat | TG1 | ST | RE | 3.5 | 3.5 | 3.5 |  | 11 | 1979 | BIT WDS: WDS; Y Y: N; S S: S |  | Y | Industrial CHP | 7 |  | N | [16 empty] | 2 | 2001
23279 | Allegheny Energy Supply Co LLC | 1570 | FirstEnergy R Paul Smith Power Station | MD | WASHINGTON | 11 | ST | RE | 75 | 87 | 88 |  | 11 | 1958 | BIT WDS: BIT; BIT RFO: DFO; N Y: N; Y Y: Y; S S: S |  | N | IPP Non-CHP | 2 |  | N | [16 empty] | 9 | 2012 | N | Y |  | Y |  |  |  | DFO
23279 | Allegheny Energy Supply Co LLC | 1570 | FirstEnergy R Paul Smith Power Station | MD | WASHINGTON | 9 | ST | RE | 34.5 | 28 | 28 |  | 10 | 1947 | BIT WDS: BIT; BIT RFO: DFO; N Y: N; Y Y: Y; S S: S |  | N | IPP Non-CHP | 2 |  | N | [16 empty] | 9 | 2012 | N | Y |  | Y |  |  |  | DFO
23279 | Allegheny Energy Supply Co LLC | 3178 | FirstEnergy Armstrong Power Station | PA | Armstrong | 1 | ST | RE | 163.2 | 172 | 180 |  | 4 | 1958 | BIT WDS: BIT; BIT RFO: DFO; N Y: N; Y Y: Y; S S: S |  | N | IPP Non-CHP | 2 |  | N | [16 empty] | 9 | 2012 | N | Y |  | Y |  |  |  | DFO
23279 | Allegheny Energy Supply Co LLC | 3178 | FirstEnergy Armstrong Power Station | PA | Armstrong | 2 | ST | RE | 163.2 | 172 | 176 |  | 6 | 1959 | BIT WDS: BIT; BIT RFO: DFO; N Y: N; Y Y: Y; S S: S |  | N | IPP Non-CHP | 2 |  | N | [16 empty] | 9 | 2012 | N | Y |  | Y |  |  |  | DFO
23279 | Allegheny Energy Supply Co LLC | 3181 | FirstEnergy Mitchell Power Station | PA | Washington | 1 | ST | RE | 74.7 | 82 | 82 |  | 12 | 1948 | BIT WDS: DFO; N Y: N; Y Y: N; Y N: Y; S S: S |  | N | IPP Non-CHP | 2 |  | N | [16 empty] | 12 | 2002 | N
23279 | Allegheny Energy Supply Co LLC | 3182 | FirstEnergy Springdale Power Station | PA | ALLEGHENY | 7 | ST | RE | 74.7 | 86 | 86 |  | 12 | 1945 | BIT WDS: RFO; N Y: N; Y Y: N; Y N: N; S S: S |  | N | IPP Non-CHP | 2 |  | N | [16 empty] | 5 | 2005 | N
23279 | Allegheny Energy Supply Co LLC | 3182 | FirstEnergy Springdale Power Station | PA | ALLEGHENY | 8 | ST | RE | 140.6 | 121 | 121 |  | 6 | 1954 | BIT WDS: DFO; N Y: N; Y Y: N; Y N: N; S S: S |  | N | IPP Non-CHP | 2 |  | N | [16 empty] | 5 | 2005 | N
23279 | Allegheny Energy Supply Co LLC | 55711 | FirstEnergy | AZ | La Paz | CTG1 | CT | IP | 180 | 180 | 180 | [14 empty] | N | IPP Non-CHP | 2 |  | N | [18 empty] | N | bar: BIT WDS; S S
23279 | Allegheny Energy Supply Co LLC | 55711 | FirstEnergy | AZ | La Paz | CTG2 | CT | IP | 180 | 180 | 180 | [14 empty] | N | IPP Non-CHP | 2 |  | N | [18 empty] | N | bar: BIT WDS; S S
23279 | Allegheny Energy Supply Co LLC | 55711 | FirstEnergy | AZ | La Paz | CTG3 | CT | IP | 180 | 180 | 180 | [14 empty] | N | IPP Non-CHP | 2 |  | N | [18 empty] | N | bar: BIT WDS; S S
23279 | Allegheny Energy Supply Co LLC | 55711 | FirstEnergy | AZ | La Paz | CTG4 | CT | IP | 180 | 180 | 180 | [14 empty] | N | IPP Non-CHP | 2 |  | N | [18 empty] | N | bar: BIT WDS; S S
23279 | Allegheny Energy Supply Co LLC | 55711 | FirstEnergy | AZ | La Paz | STG1 | CA | IP | 180 | 180 | 180 | [14 empty] | N | IPP Non-CHP | 2 |  | N | [18 empty] | N | bar: BIT WDS; S S
23279 | Allegheny Energy Supply Co LLC | 55711 | FirstEnergy | AZ | La Paz | STG2 | CA | IP | 180 | 180 | 180 | [14 empty] | N | IPP Non-CHP | 2 |  | N | [18 empty] | N | bar: BIT WDS; S S
23632 | Inland Paperboard & Package Inc | 10426 | Inland Paperboard Packaging Rome | GA | Floyd | GEN1 | ST | RE | 7.5 | 7 | 7.1 |  | 10 | 1954 | BIT WDS: BLQ; N Y: N; Y Y: N; S S: S |  | Y | Industrial CHP | 7 | T | N | [16 empty] | 3 | 2001
23693 | AES Huntington Beach LLC | 335 | AES Huntington Beach LLC | CA | Orange | 3 | ST | RE | 225 | 225 | 225 |  | 5 | 1961 | BIT WDS: NG; N Y: N; Y Y: Y; S S: W |  | N | IPP Non-CHP | 2 |  | N | [16 empty] | 11 | 2012 | [7 empty] | NG
23693 | AES Huntington Beach LLC | 335 | AES Huntington Beach LLC | CA | Orange | 4 | ST | RE | 227 | 227 | 227 |  | 7 | 1961 | BIT WDS: NG; N Y: N; Y Y: Y; S S: W |  | N | IPP Non-CHP | 2 |  | N | [16 empty] | 11 | 2012 | [7 empty] | NG
23693 | AES Huntington Beach LLC | 335 | AES Huntington Beach LLC | CA | Orange | 5 | GT | RE | 133 | 133 | 133 |  | 4 | 1969 | BIT WDS: NG; Y Y: N; S S: S |  | N | IPP Non-CHP | 2 |  | N | [16 empty] | 10 | 2002
23913 | Borger Energy Associates LP | 55064 | Black Hawk Station | TX | Hutchinson | UNT2 | GT | RE | 126.9 | 110.7 | 126 |  | 6 | 1999 | BIT WDS: NG; BIT RFO: OG; N Y: N; Y Y: Y; S S: S |  | Y | IPP CHP | 3 | B | N | N | [15 empty] | 11 | 2005 | N
24205 | Sinclair Oil Corp | 54374 | Sinclair Oil Refinery | WY | Carbon | 2002 | IC | RE | 1.3 | 1.3 | 1.3 |  | 1 | 2012 | BIT WDS: NG; N Y: N; Y Y: N; S S: S |  | N | Industrial CHP | 7 |  | N | [16 empty] | 6 | 2012 | N
24210 | Riverbay Corp | 52168 | Riverbay | NY | Bronx | GEN1 | ST | RE | 6 | 5.6 | 5.6 |  | 1 | 1969 | RFO | NG |  |  |  |  | N | N | N | S |  | N | Commercial CHP | 5 |  | N | [16 empty] | 10 | 2006 | N
24211 | Tucson Electric Power Co | 8223 | Springerville | AZ | Apache | 5 | ST | IP | 400 | 375 | 376 |  |  |  | BIT WDS: SUB; N Y: N; Y Y: Y; S S: S |  | N | Electric Utility | 1 |  | N | [18 empty] | N
24211 | Tucson Electric Power Co | 57391 | TAA Solar Facility | AZ | Pima | TAA1 | PV | IP | 2.8 | 2.8 | 2.3 |  |  |  | BIT WDS: SUN; N Y: N; Y Y: Y; S S: S |  | N | Electric Utility | 1 | [20 empty] | N
24591 | Kraft Foods Global Inc | 50425 | Kraft Foods Atlantic Gelatin | MA | Middlesex | GEN1 | ST | RE | 7.5 | 2.5 | 3.5 |  | 2 | 1978 | BIT WDS: NG; N Y: N; Y Y: N; S S: S |  | N | Industrial Non-CHP | 6 |  | N | [16 empty] | 7 | 2002 | N |  |  | Y
24591 | Kraft Foods Global Inc | 50425 | Kraft Foods Atlantic Gelatin | MA | Middlesex | GEN2 | ST | RE | 0.7 | 0.3 | 0.4 |  | 9 | 1988 | BIT WDS: NG; N Y: N; Y Y: N; S S: S |  | N | Industrial Non-CHP | 6 |  | N | [16 empty] | 8 | 2012 | N
24591 | Kraft Foods Global Inc | 50425 | Kraft Foods Atlantic Gelatin | MA | Middlesex | GEN3 | IC | RE | 1 | 0.3 | 0.3 |  | 2 | 1978 | BIT WDS: DFO; N Y: N; Y Y: N; S S: S |  | N | Industrial Non-CHP | 6 |  | N | [16 empty] | 8 | 2012 | N
25049 | Gas Recovery Systems Inc | 55584 | East Bridgewater | MA | Plymouth | 1 | IC | RE | 1 | 0.9 | 0.9 |  | 2 | 1997 | BIT WDS: LFG; N Y: N; Y Y: Y; S S: W |  | N | IPP Non-CHP | 2 |  | N | [16 empty] | 12 | 2010
25049 | Gas Recovery Systems Inc | 55584 | East Bridgewater | MA | Plymouth | 2 | IC | RE | 1 | 0.9 | 0.9 |  | 2 | 1997 | BIT WDS: LFG; N Y: N; Y Y: Y; S S: W |  | N | IPP Non-CHP | 2 |  | N | [16 empty] | 12 | 2010
25049 | Gas Recovery Systems Inc | 55584 | East Bridgewater | MA | Plymouth | 3 | IC | RE | 1 | 0.9 | 0.9 |  | 2 | 1997 | BIT WDS: LFG; N Y: N; Y Y: Y; S S: W |  | N | IPP Non-CHP | 2 |  | N | [16 empty] | 12 | 2010
25049 | Gas Recovery Systems Inc | 55584 | East Bridgewater | MA | Plymouth | 4 | IC | RE | 1 | 0.9 | 0.9 |  | 2 | 1997 | BIT WDS: LFG; N Y: N; Y Y: Y; S S: W |  | N | IPP Non-CHP | 2 |  | N | [16 empty] | 12 | 2010
25049 | Gas Recovery Systems Inc | 55584 | East Bridgewater | MA | Plymouth | 5 | IC | RE | 1 | 0.9 | 0.9 |  | 2 | 1997 | BIT WDS: LFG; N Y: N; Y Y: Y; S S: W |  | N | IPP Non-CHP | 2 |  | N | [16 empty] | 12 | 2010
25049 | Gas Recovery Systems Inc | 55584 | East Bridgewater | MA | Plymouth | 6 | IC | RE | 1 | 0.9 | 0.9 |  | 2 | 1997 | BIT WDS: LFG; N Y: N; Y Y: Y; S S: S |  | N | IPP Non-CHP | 2 |  | N | [16 empty] | 12 | 2010
25049 | Gas Recovery Systems Inc | 55585 | Randolph Electric | MA | Norfolk | 1 | IC | RE | 1 | 0.9 | 0.9 |  | 2 | 2000 | BIT WDS: LFG; N Y: N; Y Y: Y; S S: S |  | N | IPP Non-CHP | 2 |  | N | [16 empty] | 6 | 2010
25049 | Gas Recovery Systems Inc | 55585 | Randolph Electric | MA | Norfolk | 2 | IC | RE | 1 | 0.9 | 0.9 |  | 2 | 2000 | BIT WDS: LFG; N Y: N; Y Y: Y; S S: S |  | N | IPP Non-CHP | 2 |  | N | [16 empty] | 6 | 2010
25049 | Gas Recovery Systems Inc | 55585 | Randolph Electric | MA | Norfolk | 3 | IC | RE | 1 | 0.9 | 0.9 |  | 2 | 2000 | BIT WDS: LFG; N Y: N; Y Y: Y; S S: S |  | N | IPP Non-CHP | 2 |  | N | [16 empty] | 6 | 2010
25049 | Gas Recovery Systems Inc | 55586 | Halifax Electric | MA | Plymouth | 1 | IC | RE | 1 | 0.9 | 0.9 |  | 4 | 1997 | BIT WDS: LFG; N Y: N; Y Y: Y; S S: S |  | N | IPP Non-CHP | 2 |  | N | [16 empty] | 6 | 2010
25049 | Gas Recovery Systems Inc | 55586 | Halifax Electric | MA | Plymouth | 2 | IC | RE | 1 | 0.9 | 0.9 |  | 4 | 1997 | BIT WDS: LFG; N Y: N; Y Y: Y; Y N: Y; S S: S |  | N | IPP Non-CHP | 2 |  | N | [16 empty] | 6 | 2010
25049 | Gas Recovery Systems Inc | 55586 | Halifax Electric | MA | Plymouth | 3 | IC | RE | 1 | 0.9 | 0.9 |  | 4 | 1997 | BIT WDS: LFG; N Y: N; Y Y: Y; S S: S |  | N | IPP Non-CHP | 2 |  | N | [16 empty] | 6 | 2010
25049 | Gas Recovery Systems Inc | 55590 | Chicopee Electric | MA | Hampden | 1 | IC | RE | 1 | 0.9 | 0.9 |  | 7 | 1993 | BIT WDS: LFG; N Y: N; Y Y: Y; S S: S |  | N | IPP Non-CHP | 2 |  | N | [16 empty] | 1 | 2012
25049 | Gas Recovery Systems Inc | 55590 | Chicopee Electric | MA | Hampden | 2 | IC | RE | 1 | 0.9 | 0.9 |  | 7 | 1993 | BIT WDS: LFG; N Y: N; Y Y: Y; S S: S |  | N | IPP Non-CHP | 2 |  | N | [16 empty] | 1 | 2012
25049 | Gas Recovery Systems Inc | 55595 | GRS Lyon | MI | Oakland | 1 | IC | RE | 1 | 0.9 | 0.9 |  | 5 | 1993 | BIT WDS: LFG; N Y: N; Y Y: Y; S S: W |  | N | IPP Non-CHP | 2 |  | N | [16 empty] | 12 | 2010
25049 | Gas Recovery Systems Inc | 55595 | GRS Lyon | MI | Oakland | 2 | IC | RE | 1 | 0.9 | 0.9 |  | 5 | 1993 | BIT WDS: LFG; N Y: N; Y Y: Y; S S: W |  | N | IPP Non-CHP | 2 |  | N | [16 empty] | 12 | 2010
25049 | Gas Recovery Systems Inc | 55595 | GRS Lyon | MI | Oakland | 3 | IC | RE | 1 | 0.9 | 0.9 |  | 5 | 1993 | BIT WDS: LFG; N Y: N; Y Y: Y; S S: W |  | N | IPP Non-CHP | 2 |  | N | [16 empty] | 12 | 2010
25049 | Gas Recovery Systems Inc | 55595 | GRS Lyon | MI | Oakland | 4 | IC | RE | 1 | 0.9 | 0.9 |  | 5 | 1993 | BIT WDS: LFG; N Y: N; Y Y: Y; S S: W |  | N | IPP Non-CHP | 2 |  | N | [16 empty] | 12 | 2010
25049 | Gas Recovery Systems Inc | 55595 | GRS Lyon | MI | Oakland | 5 | IC | RE | 1 | 0.9 | 0.9 |  | 5 | 1993 | BIT WDS: LFG; N Y: N; Y Y: Y; S S: W |  | N | IPP Non-CHP | 2 |  | N | [16 empty] | 12 | 2010
26616 | North Slope Borough Power & Light | 7482 | NSB Atquasuk Utility | AK | North Slope | PG1 | IC | RE | 0.2 | 0.2 | 0.2 |  | 88 | 1986 | BIT WDS: DFO; N Y: N; Y Y: N; S S: S |  | N | Electric Utility | 1 |  | N | [16 empty] | 1 | 2003 | N
26616 | North Slope Borough Power & Light | 7484 | NSB Nuiqsut Utility | AK | North Slope | PG4A | IC | RE | 0.4 | 0.4 | 0.4 |  | 9 | 1999 | BIT WDS: DFO; N Y: N; Y Y: Y; S S: S |  | Y | Electric Utility | 1 | T | N | [16 empty] | 12 | 2012 | N
26616 | North Slope Borough Power & Light | 7485 | NSB Point Hope Utility | AK | North Slope | PG3 | IC | RE | 0.3 | 0.3 | 0.3 |  | 88 | 1987 | BIT WDS: DFO; N Y: N; Y Y: Y; S S: S |  | N | Electric Utility | 1 |  | N | N | [15 empty] | 1 | 2008 | N
26616 | North Slope Borough Power & Light | 7485 | NSB Point Hope Utility | AK | North Slope | PG4 | IC | RE | 0.4 | 0.4 | 0.4 |  | 88 | 1992 | BIT WDS: DFO; N Y: N; Y Y: Y; S S: S |  | N | Electric Utility | 1 |  | N | N | [15 empty] | 1 | 2008 | N
26616 | North Slope Borough Power & Light | 7485 | NSB Point Hope Utility | AK | North Slope | PG5 | IC | RE | 0.2 | 0.2 | 0.2 |  | 88 | 1980 | BIT WDS: DFO; N Y: N; Y Y: Y; S S: S |  | N | Electric Utility | 1 |  | N | N | [15 empty] | 1 | 2008 | N
26616 | North Slope Borough Power & Light | 7486 | NSB Point Lay Utility | AK | North Slope | PG3 | IC | RE | 0.2 | 0.2 | 0.2 |  | 88 | 1990 | BIT WDS: DFO; N Y: N; Y Y: Y; S S: S |  | Y | Electric Utility | 1 | T | N | [16 empty] | 12 | 2000 | N
26616 | North Slope Borough Power & Light | 7486 | NSB Point Lay Utility | AK | North Slope | PG4 | IC | RE | 0.2 | 0.2 | 0.2 |  | 88 | 1990 | BIT WDS: DFO; N Y: N; Y Y: Y; S S: S |  | N | Electric Utility | 1 |  | N | N | [12 empty] | N |  |  | 11 | 2002
26616 | North Slope Borough Power & Light | 7487 | NSB Anaktuvuk Pass | AK | North Slope | 5 | IC | RE | 0.1 | 0.1 | 0.1 |  | 9 | 1994 | BIT WDS: DFO; N Y: N; Y Y: Y; S S: S |  | N | Electric Utility | 1 |  | N | N | [15 empty] | 9 | 2003
26616 | North Slope Borough Power & Light | 7488 | NSB Wainwright Utility | AK | North Slope | PG4 | IC | RE | 0.3 | 0.3 | 0.3 |  | 88 | 1988 | BIT WDS: DFO; N Y: N; Y Y: Y; Y N: N; S S: S |  | N | Electric Utility | 1 |  | N | [16 empty] | 1 | 2003 | N
26840 | Port Townsend Paper Co | 50544 | Port Townsend Paper | WA | Jefferson | GEN2 | ST | RE | 3 | 3 | 3 |  | 1 | 1929 | BLQ | WO | WDS | SLW |  |  | Y | Y |  | S |  | Y | Industrial CHP | 7 | B | N | [16 empty] | 1 | 2009 | N
27075 | San Diego County Water Auth | 54242 | Alvarado Hydro Facility | CA | San Diego | AHF | HY | RE | 2.1 | 1.4 | 1.1 |  | 1 | 1985 | BIT WDS: WAT; N Y: N; Y Y: Y; S S: S | 2 | N | IPP Non-CHP | 2 |  | N | [13 empty] | N |  |  | 7 | 2011 | N
27813 | USCE-Mobile District | 690 | J Woodruff | FL | Gadsden | 1 | HY | RE | 10 | 10 | 10 |  | 2 | 1957 | BIT WDS: WAT; N Y: N; Y Y: N; S S: S | 0 | N | Electric Utility | 1 |  | N | [16 empty] | 2 | 2003 | N
27813 | USCE-Mobile District | 690 | J Woodruff | FL | Gadsden | 2 | HY | RE | 10 | 10 | 10 |  | 3 | 1957 | BIT WDS: WAT; N Y: N; Y Y: N; S S: S | 0 | N | Electric Utility | 1 |  | N | [16 empty] | 2 | 2002 | N
27813 | USCE-Mobile District | 690 | J Woodruff | FL | Gadsden | 3 | HY | RE | 10 | 10 | 10 |  | 4 | 1957 | BIT WDS: WAT; N Y: N; Y Y: N; S S: S | 0 | N | Electric Utility | 1 |  | N | [16 empty] | 2 | 2001 | N
27813 | USCE-Mobile District | 759 | Buford | GA | Forsyth | 1 | HY | RE | 40 | 40 | 40 |  | 10 | 1957 | BIT WDS: WAT; N Y: N; Y Y: N; S S: S | 0 | N | Electric Utility | 1 |  | N | [16 empty] | 12 | 2003 | N
27813 | USCE-Mobile District | 759 | Buford | GA | Forsyth | 2 | HY | RE | 40 | 40 | 40 |  | 6 | 1957 | BIT WDS: WAT; N Y: N; Y Y: N; S S: S | 0 | N | Electric Utility | 1 |  | N | [16 empty] | 12 | 2004 | N
27813 | USCE-Mobile District | 759 | Buford | GA | Forsyth | 3 | HY | RE | 6 | 6 | 6 |  | 7 | 1957 | BIT WDS: WAT; N Y: N; Y Y: N; S S: S | 0 | N | Electric Utility | 1 |  | N | [16 empty] | 2 | 2005 | N
29297 | Pelican Utility | 6702 | Pelican | AK | Skagway-Yakutat | HC1 | HY | RE | 0.6 | 0.5 | 0.5 |  | 7 | 1984 | BIT WDS: WAT; N Y: N; Y Y: Y; Y N: Y; S S: W |  | N | Electric Utility | 1 |  | N | N | [15 empty] | 12 | 2011 | N
29297 | Pelican Utility | 6702 | Pelican | AK | Skagway-Yakutat | HC2 | HY | RE | 0.1 | 0.1 | 0.1 |  | 5 | 1984 | BIT WDS: WAT; N Y: N; Y Y: Y; Y N: Y; S S: W |  | N | Electric Utility | 1 |  | N | N | [15 empty] | 12 | 2011 | N
29297 | Pelican Utility | 6702 | Pelican | AK | Skagway-Yakutat | IC1 | IC | RE | 0.3 | 0.3 | 0.3 |  | 12 | 1989 | BIT WDS: DFO; N Y: N; Y Y: Y; Y N: Y; S S: W |  | N | Electric Utility | 1 |  | N | N | [15 empty] | 12 | 2011 | N
29297 | Pelican Utility | 6702 | Pelican | AK | Skagway-Yakutat | IC2 | IC | RE | 0.1 | 0.1 | 0.1 |  | 7 | 1964 | BIT WDS: DFO; N Y: N; Y Y: Y; Y N: Y; S S: W |  | N | Electric Utility | 1 |  | N | N | [15 empty] | 12 | 2011
29297 | Pelican Utility | 6702 | Pelican | AK | Skagway-Yakutat | IC3 | IC | RE | 0.2 | 0.2 | 0.2 |  | 9 | 1974 | BIT WDS: DFO; N Y: N; Y Y: Y; Y N: Y; S S: W |  | N | Electric Utility | 1 |  | N | [16 empty] | 12 | 2011
29297 | Pelican Utility | 6702 | Pelican | AK | Skagway-Yakutat | IC4 | IC | RE | 0.2 | 0.2 | 0.2 |  | 6 | 1980 | BIT WDS: DFO; N Y: N; Y Y: Y; S S: W |  | N | Electric Utility | 1 |  | N | N | [15 empty] | 12 | 2011
29297 | Pelican Utility | 6702 | Pelican | AK | Skagway-Yakutat | IC5 | IC | RE | 0.4 | 0.4 | 0.4 |  | 7 | 1990 | BIT WDS: DFO; N Y: N; Y Y: Y; S S: W |  | N | Electric Utility | 1 |  | N | N | [15 empty] | 12 | 2011
29925 | Enterprise Products Optg LP | 54221 | Blanco Compressor Station | NM | San Juan | 1 | ST | RE | 1.5 | 1 | 1.5 |  | 6 | 1956 | BIT WDS: NG; N Y: N; Y Y: Y; S S: S |  | N | Industrial Non-CHP | 6 |  | N | [16 empty] | 1 | 2011 | N
29925 | Enterprise Products Optg LP | 54221 | Blanco Compressor Station | NM | San Juan | 2 | ST | RE | 1.5 | 1 | 1.5 |  | 6 | 1956 | BIT WDS: NG; N Y: N; Y Y: Y; S S: S |  | N | Industrial Non-CHP | 6 |  | N | [16 empty] | 1 | 2011 | N
30002 | International Paper Co | 50398 | International Paper Savanna Mill | GA | Chatham | GEN3 | ST | RE | 7.5 | 7 | 7.1 |  | 6 | 1940 | BIT WDS: BIT; S S: S |  | Y | Industrial CHP | 7 |  | N | [16 empty] | 12 | 2001
30002 | International Paper Co | 50398 | International Paper Savanna Mill | GA | Chatham | GEN4 | ST | RE | 7.5 | 7 | 7.1 |  | 6 | 1945 | BIT WDS: BLQ; S S: S |  | Y | Industrial CHP | 7 |  | N | [16 empty] | 12 | 2001
30002 | International Paper Co | 50398 | International Paper Savanna Mill | GA | Chatham | GEN5 | ST | RE | 7.5 | 7 | 7.1 |  | 6 | 1949 | BIT WDS: WDS; BIT RFO: NG; S S: S |  | Y | Industrial CHP | 7 |  | N | [16 empty] | 8 | 2002
30002 | International Paper Co | 50398 | International Paper Savanna Mill | GA | Chatham | GEN6 | ST | RE | 10 | 9.4 | 9.4 |  | 6 | 1952 | BIT WDS: BIT; S S: S |  | Y | Industrial CHP | 7 |  | N | [16 empty] | 12 | 2001
30002 | International Paper Co | 50398 | International Paper Savanna Mill | GA | Chatham | GEN7 | ST | RE | 20 | 18.7 | 18.8 |  | 6 | 1957 | BIT WDS: BIT; S S: S |  | Y | Industrial CHP | 7 |  | N | [16 empty] | 12 | 2001
30067 | Rolls Royce Corp | 54286 | Rolls Royce | IN | Marion | 63F5 | GT | RE | 2.5 | 2.1 | 2.5 |  | 8 | 1963 | BIT WDS: NG; N Y: N; Y Y: N; S S: S |  | N | Industrial CHP | 7 |  | N | [16 empty] | 4 | 2011 | N
30067 | Rolls Royce Corp | 54286 | Rolls Royce | IN | Marion | RIOT | GT | RE | 4 | 3.3 | 3.6 |  | 6 | 1999 | BIT WDS: NG; N Y: N; Y Y: N; S S: W |  | N | Industrial CHP | 7 |  | N | [16 empty] | 3 | 2008 | N
30067 | Rolls Royce Corp | 54286 | Rolls Royce | IN | Marion | RO9T | GT | RE | 4 | 3.3 | 3.6 |  | 10 | 1999 | BIT WDS: NG; N Y: N; Y Y: N; S S: W |  | N | Industrial CHP | 7 |  | N | [16 empty] | 3 | 2008 | N
30150 | Yakutat Power Inc | 6637 | Yakutat | AK | YAKUTAT | 2A | IC | RE | 0.8 | 0.8 | 0.8 |  | 2 | 1984 | BIT WDS: DFO; N Y: N; Y Y: Y; S S: S |  | N | Electric Utility | 1 |  | N | [16 empty] | 6 | 1999 | N
30150 | Yakutat Power Inc | 6637 | Yakutat | AK | YAKUTAT | 3 | IC | RE | 0.6 | 0.6 | 0.6 |  | 3 | 1973 | BIT WDS: DFO; N Y: N; Y Y: Y; S S: S |  | N | Electric Utility | 1 |  | N | [16 empty] | 6 | 1999 | N
30150 | Yakutat Power Inc | 6637 | Yakutat | AK | YAKUTAT | 4 | IC | RE | 1.1 | 1.1 | 1.1 |  | 3 | 1973 | BIT WDS: DFO; N Y: N; Y Y: Y; S S: S |  | N | Electric Utility | 1 |  | N | [16 empty] | 6 | 1993 | N
30150 | Yakutat Power Inc | 6637 | Yakutat | AK | YAKUTAT | 5 | IC | RE | 0.3 | 0.3 | 0.3 |  | 6 | 1989 | BIT WDS: DFO; N Y: N; Y Y: Y; S S: S |  | N | Electric Utility | 1 |  | N | [16 empty] | 12 | 2006 | N
34672 | DTE Energy Services | 50407 | Mobile Energy Services LLC | AL | Mobile | GEN3 | ST | RE | 12.5 | 11.6 | 11.8 |  | 5 | 1960 | BIT | WDS | NG |  |  |  | Y | N |  | S |  | Y | IPP CHP | 3 |  | N | [16 empty] | 4 | 2004
34691 | Ormat Nevada Inc | 10018 | Desert Peak Power Plant | NV | Lyon | GEN1 | ST | RE | 11 | 9 | 10 |  | 12 | 1985 | BIT WDS: GEO; N Y: N; Y Y: Y; S S: W |  | N | IPP Non-CHP | 2 |  | N | [16 empty] | 5 | 2006 | N
34691 | Ormat Nevada Inc | 50764 | Ormesa IE | CA | Imperial | OE10 | ST | RE | 1.2 | 0.6 | 0.8 |  | 12 | 1988 | BIT WDS: GEO; N Y: N; Y Y: Y; S S: S |  | N | IPP Non-CHP | 2 |  | N | N | [15 empty] | 10 | 2009
34691 | Ormat Nevada Inc | 50764 | Ormesa IE | CA | Imperial | OE11 | ST | RE | 1.2 | 1 | 1.2 |  | 12 | 1988 | BIT WDS: GEO; N Y: N; Y Y: Y; S S: S |  | N | IPP Non-CHP | 2 |  | N | N | [15 empty] | 10 | 2009
34691 | Ormat Nevada Inc | 50764 | Ormesa IE | CA | Imperial | OE12 | ST | RE | 1.2 | 0.6 | 0.8 |  | 12 | 1988 | BIT WDS: GEO; N Y: N; Y Y: Y; S S: S |  | N | IPP Non-CHP | 2 |  | N | N | [15 empty] | 10 | 2009
34691 | Ormat Nevada Inc | 50764 | Ormesa IE | CA | Imperial | OEC1 | ST | RE | 1.2 | 1 | 1.2 |  | 12 | 1988 | BIT WDS: GEO; N Y: N; Y Y: Y; S S: S |  | N | IPP Non-CHP | 2 |  | N | N | [15 empty] | 10 | 2009
34691 | Ormat Nevada Inc | 50764 | Ormesa IE | CA | Imperial | OEC2 | ST | RE | 1.2 | 0.6 | 0.8 |  | 12 | 1988 | BIT WDS: GEO; N Y: N; Y Y: Y; S S: S |  | N | IPP Non-CHP | 2 |  | N | N | [15 empty] | 10 | 2009
34691 | Ormat Nevada Inc | 50764 | Ormesa IE | CA | Imperial | OEC3 | ST | RE | 1.2 | 1 | 1.2 |  | 12 | 1988 | BIT WDS: GEO; N Y: N; Y Y: Y; S S: S |  | N | IPP Non-CHP | 2 |  | N | N | [15 empty] | 10 | 2009
34691 | Ormat Nevada Inc | 50764 | Ormesa IE | CA | Imperial | OEC4 | ST | RE | 1.2 | 0.6 | 0.8 |  | 12 | 1988 | BIT WDS: GEO; N Y: N; Y Y: Y; S S: S |  | N | IPP Non-CHP | 2 |  | N | N | [15 empty] | 10 | 2009
34691 | Ormat Nevada Inc | 50764 | Ormesa IE | CA | Imperial | OEC5 | ST | RE | 1.2 | 1 | 1.2 |  | 12 | 1988 | BIT WDS: GEO; N Y: N; Y Y: Y; S S: S |  | N | IPP Non-CHP | 2 |  | N | N | [15 empty] | 10 | 2009
34691 | Ormat Nevada Inc | 50764 | Ormesa IE | CA | Imperial | OEC6 | ST | RE | 1.2 | 0.6 | 0.8 |  | 12 | 1988 | BIT WDS: GEO; N Y: N; Y Y: Y; S S: S |  | N | IPP Non-CHP | 2 |  | N | N | [15 empty] | 10 | 2009
34691 | Ormat Nevada Inc | 50764 | Ormesa IE | CA | Imperial | OEC7 | ST | RE | 1.2 | 1 | 1.2 |  | 12 | 1988 | BIT WDS: GEO; N Y: N; Y Y: Y; S S: S |  | N | IPP Non-CHP | 2 |  | N | N | [15 empty] | 10 | 2009
34691 | Ormat Nevada Inc | 50764 | Ormesa IE | CA | Imperial | OEC8 | ST | RE | 1.2 | 0.6 | 0.8 |  | 12 | 1988 | BIT WDS: GEO; N Y: N; Y Y: Y; S S: S |  | N | IPP Non-CHP | 2 |  | N | N | [15 empty] | 10 | 2009
34691 | Ormat Nevada Inc | 50764 | Ormesa IE | CA | Imperial | OEC9 | ST | RE | 1.2 | 1 | 1.2 |  | 12 | 1988 | BIT WDS: GEO; N Y: N; Y Y: Y; S S: S |  | N | IPP Non-CHP | 2 |  | N | [16 empty] | 10 | 2009
34691 | Ormat Nevada Inc | 50766 | Ormesa I | CA | Imperial | OE1 | ST | RE | 1.2 | 0.7 | 0.9 |  | 12 | 1986 | BIT WDS: GEO; N Y: N; Y Y: Y; S S: S |  | N | IPP CHP | 3 |  | N | [16 empty] | 9 | 2003
34691 | Ormat Nevada Inc | 50766 | Ormesa I | CA | Imperial | OE10 | ST | RE | 1.2 | 0.7 | 0.9 |  | 12 | 1986 | BIT WDS: GEO; N Y: N; Y Y: Y; S S: S |  | N | IPP CHP | 3 |  | N | [16 empty] | 9 | 2003
34691 | Ormat Nevada Inc | 50766 | Ormesa I | CA | Imperial | OE13 | ST | RE | 1.2 | 0.7 | 0.9 |  | 12 | 1986 | BIT WDS: GEO; N Y: N; Y Y: Y; S S: S |  | N | IPP CHP | 3 |  | N | [16 empty] | 9 | 2003
34691 | Ormat Nevada Inc | 50766 | Ormesa I | CA | Imperial | OE16 | ST | RE | 1.2 | 0.7 | 0.9 |  | 12 | 1986 | BIT WDS: GEO; N Y: N; Y Y: Y; S S: S |  | N | IPP CHP | 3 |  | N | [16 empty] | 9 | 2003
34691 | Ormat Nevada Inc | 50766 | Ormesa I | CA | Imperial | OE2 | ST | RE | 1.2 | 0.7 | 0.9 |  | 12 | 1986 | BIT WDS: GEO; N Y: N; Y Y: Y; S S: S |  | N | IPP CHP | 3 |  | N | [16 empty] | 9 | 2003
34691 | Ormat Nevada Inc | 50766 | Ormesa I | CA | Imperial | OE23 | ST | RE | 1.2 | 0.9 | 1.1 |  | 12 | 1986 | BIT WDS: GEO; N Y: N; Y Y: Y; S S: S |  | N | IPP CHP | 3 |  | N | [16 empty] | 7 | 2008
34691 | Ormat Nevada Inc | 50766 | Ormesa I | CA | Imperial | OE26 | ST | RE | 1.2 | 0.9 | 1.1 |  | 12 | 1986 | BIT WDS: GEO; N Y: N; Y Y: Y; S S: S |  | N | IPP CHP | 3 |  | N | [16 empty] | 4 | 2012
34691 | Ormat Nevada Inc | 50766 | Ormesa I | CA | Imperial | OE27 | ST | RE | 1.2 | 0.9 | 1.1 |  | 12 | 1986 | BIT WDS: GEO; N Y: N; Y Y: Y; S S: S |  | N | IPP CHP | 3 |  | N | [16 empty] | 9 | 2003
34691 | Ormat Nevada Inc | 50766 | Ormesa I | CA | Imperial | OE28 | ST | RE | 1.2 | 0.9 | 1.1 |  | 12 | 1986 | BIT WDS: GEO; N Y: N; Y Y: Y; S S: S |  | N | IPP CHP | 3 |  | N | [16 empty] | 9 | 2003
34691 | Ormat Nevada Inc | 50766 | Ormesa I | CA | Imperial | OE3 | ST | RE | 1.2 | 0.9 | 1.1 |  | 12 | 1986 | BIT WDS: GEO; N Y: N; Y Y: Y; S S: S |  | N | IPP CHP | 3 |  | N | [16 empty] | 9 | 2003
34691 | Ormat Nevada Inc | 50766 | Ormesa I | CA | Imperial | OE4 | ST | RE | 1.2 | 0.7 | 0.9 |  | 12 | 1986 | BIT WDS: GEO; N Y: N; Y Y: Y; S S: S |  | N | IPP CHP | 3 |  | N | [16 empty] | 9 | 2003
34691 | Ormat Nevada Inc | 50766 | Ormesa I | CA | Imperial | OE5 | ST | RE | 1.2 | 1.1 | 1.1 |  | 12 | 1986 | BIT WDS: GEO; N Y: N; Y Y: Y; S S: S |  | N | IPP CHP | 3 |  | N | [16 empty] | 9 | 2003
34691 | Ormat Nevada Inc | 50766 | Ormesa I | CA | Imperial | OE6 | ST | RE | 1.2 | 1.1 | 1.1 |  | 12 | 1986 | BIT WDS: GEO; N Y: N; Y Y: Y; S S: S |  | N | IPP CHP | 3 |  | N | [16 empty] | 9 | 2003
34691 | Ormat Nevada Inc | 50766 | Ormesa I | CA | Imperial | OE7 | ST | RE | 1.2 | 0.7 | 0.9 |  | 12 | 1986 | BIT WDS: GEO; N Y: N; Y Y: Y; S S: S |  | N | IPP CHP | 3 |  | N | [16 empty] | 9 | 2003
34691 | Ormat Nevada Inc | 50766 | Ormesa I | CA | Imperial | OE8 | ST | RE | 1.2 | 0.7 | 0.9 |  | 12 | 1986 | BIT WDS: GEO; N Y: N; Y Y: Y; S S: S |  | N | IPP CHP | 3 |  | N | [16 empty] | 9 | 2003
34691 | Ormat Nevada Inc | 50766 | Ormesa I | CA | Imperial | OE9 | ST | RE | 1.2 | 0.7 | 0.9 |  | 12 | 1986 | BIT WDS: GEO; N Y: N; Y Y: Y; S S: S |  | N | IPP CHP | 3 |  | N | [16 empty] | 9 | 2003
34691 | Ormat Nevada Inc | 54724 | Ormesa II | CA | Imperial | OE10 | ST | RE | 1.2 | 0.9 | 1.1 |  | 12 | 1987 | BIT WDS: GEO; N Y: N; Y Y: Y; S S: S |  | N | IPP CHP | 3 |  | N | [16 empty] | 4 | 2007 | N
34691 | Ormat Nevada Inc | 54724 | Ormesa II | CA | Imperial | OE11 | ST | RE | 1.2 | 0.9 | 1.1 |  | 12 | 1987 | BIT WDS: GEO; N Y: N; Y Y: Y; S S: S |  | N | IPP CHP | 3 |  | N | N | [15 empty] | 4 | 2007 | N
34691 | Ormat Nevada Inc | 54724 | Ormesa II | CA | Imperial | OE12 | ST | RE | 1.2 | 0.9 | 1.1 |  | 12 | 1987 | BIT WDS: GEO; N Y: N; Y Y: Y; S S: S |  | N | IPP CHP | 3 |  | N | N | [15 empty] | 4 | 2007 | N
34691 | Ormat Nevada Inc | 54724 | Ormesa II | CA | Imperial | OE13 | ST | RE | 1.2 | 0.9 | 1.1 |  | 12 | 1987 | BIT WDS: GEO; N Y: N; Y Y: Y; S S: S |  | N | IPP CHP | 3 |  | N | N | [15 empty] | 4 | 2007 | N
34691 | Ormat Nevada Inc | 54724 | Ormesa II | CA | Imperial | OE21 | ST | RE | 1.2 | 0.9 | 1.1 |  | 12 | 1987 | BIT WDS: GEO; N Y: N; Y Y: Y; S S: S |  | N | IPP CHP | 3 |  | N | N | [15 empty] | 4 | 2007 | N
34691 | Ormat Nevada Inc | 54724 | Ormesa II | CA | Imperial | OE22 | ST | RE | 1.2 | 0.9 | 1.1 |  | 12 | 1987 | BIT WDS: GEO; N Y: N; Y Y: Y; S S: S |  | N | IPP CHP | 3 |  | N | N | [15 empty] | 4 | 2007 | N
34691 | Ormat Nevada Inc | 54724 | Ormesa II | CA | Imperial | OE23 | ST | RE | 1.2 | 0.9 | 1.1 |  | 12 | 1987 | BIT WDS: GEO; N Y: N; Y Y: Y; S S: S |  | N | IPP CHP | 3 |  | N | N | [15 empty] | 4 | 2007 | N
34691 | Ormat Nevada Inc | 54724 | Ormesa II | CA | Imperial | OE24 | ST | RE | 1.2 | 0.9 | 1.1 |  | 12 | 1987 | BIT WDS: GEO; N Y: N; Y Y: Y; S S: S |  | N | IPP CHP | 3 |  | N | N | [15 empty] | 4 | 2007 | N
34691 | Ormat Nevada Inc | 54724 | Ormesa II | CA | Imperial | OE25 | ST | RE | 1.2 | 0.9 | 1.1 |  | 12 | 1987 | BIT WDS: GEO; N Y: N; Y Y: Y; S S: S |  | N | IPP CHP | 3 |  | N | N | [15 empty] | 4 | 2007 | N
34691 | Ormat Nevada Inc | 54724 | Ormesa II | CA | Imperial | OE26 | ST | RE | 1.2 | 0.9 | 1.1 |  | 12 | 1987 | BIT WDS: GEO; N Y: N; Y Y: Y; S S: S |  | N | IPP CHP | 3 |  | N | N | [15 empty] | 4 | 2007 | N
34691 | Ormat Nevada Inc | 54724 | Ormesa II | CA | Imperial | OE27 | ST | RE | 1.2 | 0.9 | 1.1 |  | 12 | 1987 | BIT WDS: GEO; N Y: N; Y Y: Y; S S: S |  | N | IPP CHP | 3 |  | N | N | [15 empty] | 4 | 2007 | N
34691 | Ormat Nevada Inc | 54724 | Ormesa II | CA | Imperial | OEC1 | ST | RE | 1.2 | 0.9 | 1.1 |  | 12 | 1987 | BIT WDS: GEO; N Y: N; Y Y: Y; S S: S |  | N | IPP CHP | 3 |  | N | N | [15 empty] | 4 | 2007 | N
34691 | Ormat Nevada Inc | 54724 | Ormesa II | CA | Imperial | OEC2 | ST | RE | 1.2 | 0.9 | 1.1 |  | 12 | 1987 | BIT WDS: GEO; N Y: N; Y Y: Y; S S: S |  | N | IPP CHP | 3 |  | N | N | [15 empty] | 4 | 2007 | N
34691 | Ormat Nevada Inc | 54724 | Ormesa II | CA | Imperial | OEC3 | ST | RE | 1.2 | 0.9 | 1.1 |  | 12 | 1987 | BIT WDS: GEO; N Y: N; Y Y: Y; S S: S |  | N | IPP CHP | 3 |  | N | N | [15 empty] | 4 | 2007 | N
34691 | Ormat Nevada Inc | 54724 | Ormesa II | CA | Imperial | OEC4 | ST | RE | 1.2 | 0.9 | 1.1 |  | 12 | 1987 | BIT WDS: GEO; N Y: N; Y Y: Y; S S: S |  | N | IPP CHP | 3 |  | N | N | [15 empty] | 4 | 2007 | N
34691 | Ormat Nevada Inc | 54724 | Ormesa II | CA | Imperial | OEC5 | ST | RE | 1.2 | 0.9 | 1.1 |  | 12 | 1987 | BIT WDS: GEO; N Y: N; Y Y: Y; S S: S |  | N | IPP CHP | 3 |  | N | N | [15 empty] | 4 | 2007 | N
34691 | Ormat Nevada Inc | 54724 | Ormesa II | CA | Imperial | OEC6 | ST | RE | 1.2 | 0.9 | 1.1 |  | 12 | 1987 | BIT WDS: GEO; N Y: N; Y Y: Y; S S: S |  | N | IPP CHP | 3 |  | N | N | [15 empty] | 4 | 2007 | N
34691 | Ormat Nevada Inc | 54724 | Ormesa II | CA | Imperial | OEC7 | ST | RE | 1.2 | 0.9 | 1.1 |  | 12 | 1987 | BIT WDS: GEO; N Y: N; Y Y: Y; S S: S |  | N | IPP CHP | 3 |  | N | N | [15 empty] | 4 | 2007 | N
34691 | Ormat Nevada Inc | 54724 | Ormesa II | CA | Imperial | OEC8 | ST | RE | 1.2 | 0.9 | 1.1 |  | 12 | 1987 | BIT WDS: GEO; N Y: N; Y Y: Y; S S: S |  | N | IPP CHP | 3 |  | N | N | [15 empty] | 4 | 2007 | N
34691 | Ormat Nevada Inc | 54724 | Ormesa II | CA | Imperial | OEC9 | ST | RE | 1.2 | 0.9 | 1.1 |  | 12 | 1987 | BIT WDS: GEO; N Y: N; Y Y: Y; S S: S |  | N | IPP CHP | 3 |  | N | [16 empty] | 4 | 2007 | N
34981 | Devon Gas Services | 55053 | Bridgeport Gas Processing Plant | TX | Wise | 324 | IC | RE | 0.3 | 0.3 | 0.3 |  | 1 | 1958 | BIT WDS: NG; N Y: N; Y Y: N; Y N: N; S S: S |  | N | Industrial Non-CHP | 6 |  | N | [16 empty] | 7 | 2000 | N
34981 | Devon Gas Services | 55053 | Bridgeport Gas Processing Plant | TX | Wise | 325 | IC | RE | 0.3 | 0.3 | 0.3 |  | 1 | 1958 | BIT WDS: NG; N Y: N; Y Y: N; Y N: N; S S: S |  | N | Industrial Non-CHP | 6 |  | N | [16 empty] | 6 | 2000 | N
34981 | Devon Gas Services | 55053 | Bridgeport Gas Processing Plant | TX | Wise | 326 | IC | RE | 0.3 | 0.3 | 0.3 |  | 1 | 1958 | BIT WDS: NG; N Y: N; Y Y: N; Y N: N; S S: S |  | N | Industrial Non-CHP | 6 |  | N | [16 empty] | 7 | 2000 | N
34981 | Devon Gas Services | 55053 | Bridgeport Gas Processing Plant | TX | Wise | 327 | IC | RE | 0.3 | 0.3 | 0.3 |  | 1 | 1958 | BIT WDS: NG; N Y: N; Y Y: N; Y N: N; S S: S |  | N | Industrial Non-CHP | 6 |  | N | [16 empty] | 6 | 2000 | N
35120 | Norit Americas Inc | 54972 | Norit Americas Marshall Plant | TX | Harrison | 8511 | ST | RE | 2 | 2 | 2 |  | 1 | 1921 | BIT WDS: LIG; BIT RFO: NG; N Y: N; Y Y: Y; S S: S |  | N | Industrial Non-CHP | 6 |  | N | [16 empty] | 1 | 2008 | N |  | Y
35120 | Norit Americas Inc | 54972 | Norit Americas Marshall Plant | TX | Harrison | 8512 | ST | RE | 2 | 2 | 2 |  | 3 | 2011 | BIT WDS: LIG; BIT RFO: NG; N Y: N; Y Y: Y; S S: S | 1 | N | Industrial Non-CHP | 6 | [18 empty] | 2 | 2012 | N |  | Y |  |  |  |  | NG
38021 | Athens Regional Medical Center | 55319 | Athens Regional Medical Center | GA | Clarke | CU1 | IC | RE | 0.7 | 0.7 | 0.7 |  | 1 | 1979 | BIT WDS: DFO; N Y: N; Y Y: N; Y N: N; S S: S |  | N | Commercial Non-CHP | 4 |  | N | [16 empty] | 3 | 2010
39006 | Brookfield White Pine Hydro LLC | 1490 | Fort Halifax | ME | Kennebec | FH1 | HY | RE | 0.7 | 0.9 | 0.9 |  | 4 | 1908 | BIT WDS: WAT; N Y: N; Y Y: Y; S S: S | 0 | N | IPP Non-CHP | 2 |  | N | [16 empty] | 12 | 2002
39006 | Brookfield White Pine Hydro LLC | 1490 | Fort Halifax | ME | Kennebec | FH2 | HY | RE | 0.7 | 0.9 | 0.9 |  | 4 | 1908 | BIT WDS: WAT; N Y: N; Y Y: Y; S S: S | 0 | N | IPP Non-CHP | 2 |  | N | [16 empty] | 12 | 2002
40052 | AG Energy LP | 10803 | Ogdensburg Power | NY | St Lawrence | GEN1 | CT | RE | 48.8 | 36 | 42 |  | 10 | 1993 | BIT WDS: NG; BIT RFO: DFO; N Y: Y; Y Y: Y; S S: J |  | Y | IPP CHP | 3 | T | N | [16 empty] | 10 | 2007 | N
40052 | AG Energy LP | 10803 | Ogdensburg Power | NY | St Lawrence | GEN2 | CT | RE | 23.6 | 19.6 | 21 |  | 10 | 1993 | BIT WDS: NG; BIT RFO: DFO; N Y: Y; Y Y: Y; S S: J |  | Y | IPP CHP | 3 | T | N | [16 empty] | 10 | 2007 | N
40229 | Old Dominion Electric Coop | 7836 | Marsh Run Generating | VA | Fauquier | 4 | GT | IP | 195.5 | 195.5 | 195.5 |  |  |  | BIT WDS: NG; BIT RFO: DFO; S S: S |  | N | Electric Utility | 1 |  | N | [18 empty] | N
40230 | Deseret Generation & Tran Coop | 7790 | Bonanza | UT | Uintah | 2 | ST | IP | 110 | 86 | 86 |  |  |  | BIT WDS: WC; BIT RFO: DFO; N Y: N; Y Y: Y; S S: J |  | N | Electric Utility | 1 |  | N | [18 empty] | N |  | N
40307 | Prairie Power, Inc | 6237 | Pittsfield | IL | Pike | 1 | IC | RE | 1 | 1 | 1 |  | 11 | 1949 | BIT WDS: DFO; N Y: N; Y Y: Y; Y N: Y; S S: S |  | N | Electric Utility | 1 |  | N | [16 empty] | 12 | 2011 | N
40307 | Prairie Power, Inc | 6237 | Pittsfield | IL | Pike | 2 | IC | RE | 1 | 1 | 1 |  | 11 | 1949 | BIT WDS: DFO; N Y: N; Y Y: Y; Y N: Y; S S: S |  | N | Electric Utility | 1 |  | N | [16 empty] | 12 | 2011
40307 | Prairie Power, Inc | 6237 | Pittsfield | IL | Pike | 3 | IC | RE | 1 | 1 | 1 |  | 11 | 1949 | BIT WDS: DFO; N Y: N; Y Y: Y; Y N: Y; S S: S |  | N | Electric Utility | 1 |  | N | [16 empty] | 12 | 2011
40307 | Prairie Power, Inc | 6237 | Pittsfield | IL | Pike | 4 | IC | RE | 3 | 2.7 | 2.7 |  | 4 | 1955 | BIT WDS: DFO; N Y: N; Y Y: Y; Y N: Y; S S: S |  | N | Electric Utility | 1 |  | N | [16 empty] | 12 | 2011
40307 | Prairie Power, Inc | 6237 | Pittsfield | IL | Pike | 5 | IC | RE | 3 | 2.7 | 2.7 |  | 4 | 1955 | BIT WDS: DFO; N Y: N; Y Y: Y; Y N: Y; S S: S |  | N | Electric Utility | 1 |  | N | [16 empty] | 12 | 2011
40307 | Prairie Power, Inc | 6238 | Pearl Station | IL | Pike | 1 | ST | RE | 22 | 22.2 | 22.2 |  | 1 | 1967 | BIT WDS: BIT; N Y: N; Y Y: Y; Y N: Y; S S: S |  | N | Electric Utility | 1 |  | N | [16 empty] | 6 | 2012 |  | Y | [5 empty] | DFO
40444 | Truckee-Carson Irrigation District | 6521 | Lahontan | NV | CHURCHILL | IC1 | IC | RE | 1 | 0.9 | 0.9 |  | 1 | 1949 | BIT WDS: DFO; N Y: N; Y Y: N; S S: S |  | N | Electric Utility | 1 |  | N | [16 empty] | 12 | 1992
40444 | Truckee-Carson Irrigation District | 6521 | Lahontan | NV | CHURCHILL | IC2 | IC | RE | 1 | 0.9 | 0.9 |  | 1 | 1949 | BIT WDS: DFO; N Y: N; Y Y: N; S S: S |  | N | Electric Utility | 1 |  | N | [16 empty] | 12 | 1992
40548 | Unalakleet Valley Elec Coop | 6299 | Unalakleet | AK | Matanuska-Susitna | 1 | IC | RE | 0.4 | 0.3 | 0.3 |  | 10 | 1965 | BIT WDS: DFO; N Y: N; Y Y: N; Y N: N; S S: S |  | N | Electric Utility | 1 |  | N | [13 empty] | N |  |  | 5 | 2010 | N
40548 | Unalakleet Valley Elec Coop | 6299 | Unalakleet | AK | Matanuska-Susitna | 2 | IC | RE | 0.4 | 0.5 | 0.5 |  | 5 | 1982 | BIT WDS: DFO; N Y: N; Y Y: N; S S: S |  | N | Electric Utility | 1 |  | N | [13 empty] | N |  |  | 5 | 2010 | N
40548 | Unalakleet Valley Elec Coop | 6299 | Unalakleet | AK | Matanuska-Susitna | 3 | IC | RE | 0.4 | 0.4 | 0.4 |  | 3 | 1983 | BIT WDS: DFO; N Y: N; Y Y: N; S S: S |  | N | Electric Utility | 1 |  | N | [13 empty] | N |  |  | 5 | 2010 | N
40548 | Unalakleet Valley Elec Coop | 6299 | Unalakleet | AK | Matanuska-Susitna | 4 | IC | RE | 0.4 | 0.4 | 0.4 |  | 3 | 1983 | BIT WDS: DFO; N Y: N; Y Y: N; S S: S |  | N | Electric Utility | 1 |  | N | [13 empty] | N |  |  | 5 | 2010 | N
40577 | American Mun Power-Ohio, Inc | 7286 | Richard Gorsuch | OH | Washington | 1 | ST | RE | 50 | 50 | 50 |  | 9 | 1988 | BIT WDS: BIT; N Y: N; Y Y: Y; S S: S |  | Y | Electric Utility | 1 | T | N | [16 empty] | 11 | 2010 | N | Y | [5 empty] | NG
40577 | American Mun Power-Ohio, Inc | 7286 | Richard Gorsuch | OH | Washington | 2 | ST | RE | 50 | 50 | 50 |  | 9 | 1988 | BIT WDS: BIT; N Y: N; Y Y: Y; S S: S |  | Y | Electric Utility | 1 | T | N | [16 empty] | 11 | 2010 | N | Y | [5 empty] | NG
40577 | American Mun Power-Ohio, Inc | 7286 | Richard Gorsuch | OH | Washington | 3 | ST | RE | 50 | 50 | 50 |  | 9 | 1988 | BIT WDS: BIT; N Y: N; Y Y: Y; S S: S |  | Y | Electric Utility | 1 | T | N | [16 empty] | 11 | 2010 | N | Y | [5 empty] | NG
40577 | American Mun Power-Ohio, Inc | 7286 | Richard Gorsuch | OH | Washington | 4 | ST | RE | 50 | 50 | 50 |  | 9 | 1988 | BIT WDS: BIT; N Y: N; Y Y: Y; S S: S |  | Y | Electric Utility | 1 | T | N | [16 empty] | 11 | 2010 | N | Y | [5 empty] | NG
40580 | Southern Minnesota Mun P Agny | 1973 | Fairmont | MN | Martin | 3 | ST | RE | 5 | 4.9 | 0.1 |  | 88 | 1945 | BIT WDS: NG; N Y: N; Y Y: Y; S S: S |  | N | Electric Utility | 1 |  | N | N | [15 empty] | 12 | 2009 | N
40580 | Southern Minnesota Mun P Agny | 1973 | Fairmont | MN | Martin | 4 | ST | RE | 5 | 5 | 3.2 |  | 88 | 1949 | BIT WDS: NG; N Y: N; Y Y: Y; S S: S |  | N | Electric Utility | 1 |  | N | N | [15 empty] | 12 | 2009 | N
40580 | Southern Minnesota Mun P Agny | 1973 | Fairmont | MN | Martin | 5 | ST | RE | 12.5 | 7.8 | 0.1 |  | 88 | 1959 | BIT WDS: NG; N Y: N; Y Y: Y; S S: S |  | N | Electric Utility | 1 |  | N | [16 empty] | 12 | 2009 | N
44466 | BP PLC | 52130 | Whiting Refinery | IN | LAKE | 15TG | ST | RE | 5 | 5 | 5 |  | 1 | 1928 | OG | NG | PUR |  |  |  | N | N |  | S |  | Y | Industrial CHP | 7 | T | N | [13 empty] | N |  |  | 2 | 2011 | N
44466 | BP PLC | 52130 | Whiting Refinery | IN | LAKE | 17TG | ST | RE | 5 | 5 | 5 |  | 1 | 1928 | OG | NG | PUR |  |  |  | N | N |  | S |  | Y | Industrial CHP | 7 |  | N | [16 empty] | 6 | 2004 | N
49732 | Chevron Products Company-Richmond | 52105 | Richmond Refinery TG800 | CA | Contra Costa | GEN1 | ST | RE | 4 | 3.7 | 3.8 |  | 1 | 1936 | BIT WDS: OG; N Y: N; Y Y: Y; S S: S |  | Y | Industrial CHP | 7 |  | N | [16 empty] | 11 | 2005
49732 | Chevron Products Company-Richmond | 52105 | Richmond Refinery TG800 | CA | Contra Costa | GEN2 | ST | RE | 4 | 3.7 | 3.8 |  | 1 | 1936 | BIT WDS: OG; N Y: N; Y Y: Y; S S: S |  | Y | Industrial CHP | 7 |  | N | [16 empty] | 5 | 2005
49732 | Chevron Products Company-Richmond | 52105 | Richmond Refinery TG800 | CA | Contra Costa | GEN3 | ST | RE | 4 | 3.7 | 3.8 |  | 1 | 1936 | BIT WDS: OG; N Y: N; Y Y: Y; S S: S |  | Y | Industrial CHP | 7 |  | N | [16 empty] | 1 | 2006
49732 | Chevron Products Company-Richmond | 52105 | Richmond Refinery TG800 | CA | Contra Costa | GEN4 | ST | RE | 9 | 8.4 | 8.5 |  | 1 | 1950 | BIT WDS: OG; N Y: N; Y Y: Y; S S: S |  | Y | Industrial CHP | 7 |  | N | [16 empty] | 10 | 2005
49732 | Chevron Products Company-Richmond | 52109 | Richmond Cogen | CA | Contra Costa | GEN3 | GT | IP | 43 | 43 | 43 |  |  |  | BIT WDS: NG; BIT RFO: OG; N Y: N; Y Y: Y; S S: S |  | Y | Industrial CHP | 7 | [20 empty] | N
49756 | Ameren Energy Resources Generating Co. | 860 | Sterling Avenue | IL | Peoria | 1 | GT | RE | 18 | 15 | 15 |  | 12 | 1967 | BIT WDS: NG; N Y: N; Y Y: Y; S S: S |  | N | Electric Utility | 1 | [18 empty] | 4 | 2009
49756 | Ameren Energy Resources Generating Co. | 860 | Sterling Avenue | IL | Peoria | 2 | GT | RE | 18 | 15 | 15 |  | 12 | 1967 | BIT WDS: NG; N Y: N; Y Y: Y; S S: S |  | N | Electric Utility | 1 |  | N | [16 empty] | 4 | 2009 | N
49777 | SP Fiber Technologies NW LLC | 56124 | SPFT - Newberg Cogen | OR | Yamhill | GT1 | GT | RE | 54 | 41.6 | 47.3 |  | 5 | 2002 | BIT WDS: NG; N Y: N; Y Y: Y; S S: S |  | Y | Industrial CHP | 7 |  | N | [16 empty] | 12 | 2008
49777 | SP Fiber Technologies NW LLC | 56124 | SPFT - Newberg Cogen | OR | Yamhill | GT2 | GT | RE | 54 | 41.6 | 47.3 |  | 5 | 2002 | BIT WDS: NG; N Y: N; Y Y: Y; S S: S |  | Y | Industrial CHP | 7 |  | N | [16 empty] | 5 | 2007
49840 | Waterside Power, LLC | 56189 | Waterside Power, LLC | CT | Fairfield | 1 | GT | RE | 23.2 | 23.2 | 22.7 |  | 6 | 2003 | BIT WDS: DFO; N Y: N; Y Y: Y; Y N: Y; S S: S |  | N | IPP Non-CHP | 2 |  | N | [16 empty] | 10 | 2003 | N
49840 | Waterside Power, LLC | 56189 | Waterside Power, LLC | CT | Fairfield | 2 | GT | RE | 23.2 | 23.2 | 22.7 |  | 6 | 2003 | BIT WDS: DFO; N Y: N; Y Y: Y; Y N: Y; S S: S |  | N | IPP Non-CHP | 2 |  | N | [16 empty] | 10 | 2003 | N
49840 | Waterside Power, LLC | 56189 | Waterside Power, LLC | CT | Fairfield | 6 | GT | RE | 23.2 | 23.2 | 22.7 |  | 5 | 2004 | BIT WDS: DFO; N Y: N; Y Y: Y; Y N: Y; S S: S |  | N | IPP Non-CHP | 2 |  | N | [16 empty] | 2 | 2006 | N
49852 | Great Bay Hydro Corp | 3730 | Newport Diesels | VT | Orleans | 10 | IC | RE | 1.1 | 1 | 1 |  | 88 | 1954 | BIT WDS: DFO; N Y: N; Y Y: Y; Y N: Y; S S: S |  | N | IPP Non-CHP | 2 |  | N | [16 empty] | 7 | 2007 | N
49852 | Great Bay Hydro Corp | 3730 | Newport Diesels | VT | Orleans | 4 | IC | RE | 0.9 | 0.9 | 0.9 |  | 88 | 1948 | BIT WDS: DFO; N Y: N; Y Y: Y; Y N: Y; S S: S |  | N | IPP Non-CHP | 2 |  | N | [16 empty] | 7 | 2007 | N
49852 | Great Bay Hydro Corp | 3730 | Newport Diesels | VT | Orleans | 5 | IC | RE | 0.9 | 0.9 | 0.9 |  | 88 | 1948 | BIT WDS: DFO; N Y: N; Y Y: Y; S S: S |  | N | IPP Non-CHP | 2 |  | N | [16 empty] | 7 | 2007 | N
49852 | Great Bay Hydro Corp | 3730 | Newport Diesels | VT | Orleans | 6 | IC | RE | 0.9 | 0.9 | 0.9 |  | 88 | 1948 | BIT WDS: DFO; N Y: N; Y Y: Y; Y N: Y; S S: S |  | N | IPP Non-CHP | 2 |  | N | [16 empty] | 7 | 2007 | N
49852 | Great Bay Hydro Corp | 3730 | Newport Diesels | VT | Orleans | 7 | IC | RE | 0.9 | 0.9 | 0.9 |  | 88 | 1948 | BIT WDS: DFO; N Y: N; Y Y: Y; S S: S |  | N | IPP Non-CHP | 2 |  | N | [16 empty] | 7 | 2007 | N
49852 | Great Bay Hydro Corp | 3730 | Newport Diesels | VT | Orleans | 8 | IC | RE | 1.1 | 1 | 1 |  | 88 | 1954 | BIT WDS: DFO; N Y: N; Y Y: Y; S S: S |  | N | IPP Non-CHP | 2 |  | N | [16 empty] | 7 | 2007 | N
49852 | Great Bay Hydro Corp | 3730 | Newport Diesels | VT | Orleans | 9 | IC | RE | 1.1 | 1 | 1 |  | 88 | 1954 | BIT WDS: DFO; N Y: N; Y Y: Y; Y N: Y; S S: S |  | N | IPP Non-CHP | 2 |  | N | [16 empty] | 7 | 2007 | N
49893 | Invenergy Services LLC | 56776 | Gunsight Mountain Wind Energy LLC | TX | Howard | 1 | WT | IP | 120 | 120 | 120 |  |  |  | BIT WDS: WND; N Y: N; Y Y: Y; S S: S | 80 | N | IPP Non-CHP | 2
49896 | Newmont Nevada Energy Investment, LLC | 56224 | TS Power Plant | NV | Eureka | 002 | GT | IP | 41.9 | 26 | 41.7 |  |  |  | BIT WDS: DFO; N Y: N; Y Y: Y; S S: S |  | N | IPP Non-CHP | 2 |  | N | [18 empty] | N
49896 | Newmont Nevada Energy Investment, LLC | 56224 | TS Power Plant | NV | Eureka | 003 | GT | IP | 41.9 | 26 | 41.7 |  |  |  | BIT WDS: DFO; N Y: N; Y Y: Y; S S: S |  | N | IPP Non-CHP | 2 |  | N | [18 empty] | N
49896 | Newmont Nevada Energy Investment, LLC | 56224 | TS Power Plant | NV | Eureka | 004 | GT | IP | 41.9 | 26 | 41.9 |  |  |  | BIT WDS: DFO; N Y: N; Y Y: Y; S S: S |  | N | IPP Non-CHP | 2 |  | N | [18 empty] | N
49896 | Newmont Nevada Energy Investment, LLC | 56224 | TS Power Plant | NV | Eureka | 005 | GT | IP | 41.9 | 26 | 41.9 |  |  |  | BIT WDS: DFO; N Y: N; Y Y: Y; S S: S |  | N | IPP Non-CHP | 2 |  | N | [18 empty] | N
49941 | DEGS of O&M, LLC | 55373 | Enterprise Energy Facility | MS | Clark | CT3 | GT | RE | 86.5 | 75 | 90 |  | 5 | 2002 | BIT WDS: NG; N Y: N; Y Y: Y; S S: W |  | N | IPP Non-CHP | 2 | [18 empty] | 12 | 2006 | N
49941 | DEGS of O&M, LLC | 55373 | Enterprise Energy Facility | MS | Clark | CT4 | GT | RE | 86.5 | 75 | 90 |  | 5 | 2002 | BIT WDS: NG; N Y: N; Y Y: Y; S S: W |  | N | IPP Non-CHP | 2 | [18 empty] | 12 | 2006 | N
49941 | DEGS of O&M, LLC | 55373 | Enterprise Energy Facility | MS | Clark | CT5 | GT | RE | 86.5 | 75 | 90 |  | 5 | 2002 | BIT WDS: NG; N Y: N; Y Y: Y; S S: W |  | N | IPP Non-CHP | 2 | [18 empty] | 12 | 2006 | N
49941 | DEGS of O&M, LLC | 55373 | Enterprise Energy Facility | MS | Clark | CT6 | GT | RE | 86.5 | 75 | 90 |  | 5 | 2002 | BIT WDS: NG; N Y: N; Y Y: Y; S S: W |  | N | IPP Non-CHP | 2 | [18 empty] | 12 | 2006 | N
49963 | FPL Energy Operating Services, Inc. | 54454 | San Gorgonio Windplant WPP1993 | CA | Riverside | GEN3 | WT | RE | 34.5 | 34.5 | 34.5 |  | 4 | 1994 | BIT WDS: WND; N Y: N; Y Y: Y; S S: S | 115 | N | IPP Non-CHP | 2 |  | N | [16 empty] | 9 | 2011
49965 | Constellation Mystic Power LLC | 1588 | Mystic Generating Station | MA | Middlesex | 4 | ST | RE | 156.2 | 95.4 | 90 |  | 11 | 1957 | BIT WDS: RFO; N Y: N; Y Y: N; Y N: N; S S: S |  | N | IPP Non-CHP | 2 |  | N | [16 empty] | 12 | 2003 | N
49965 | Constellation Mystic Power LLC | 1588 | Mystic Generating Station | MA | Middlesex | 5 | ST | RE | 156.2 | 91.6 | 90.9 |  | 6 | 1959 | BIT WDS: RFO; N Y: N; Y Y: N; Y N: N; S S: S |  | N | IPP Non-CHP | 2 |  | N | [16 empty] | 12 | 2003 | N
49965 | Constellation Mystic Power LLC | 1588 | Mystic Generating Station | MA | Middlesex | 6 | ST | RE | 156.2 | 28 | 95.1 |  | 4 | 1961 | BIT WDS: RFO; N Y: N; Y Y: N; Y N: N; S S: S |  | N | IPP Non-CHP | 2 |  | N | [16 empty] | 12 | 2003 | N
49969 | Lincoln Paper and Tissue, LLC | 54587 | Lincoln Paper & Tissue | ME | Lincoln | GE | ST | RE | 2.5 | 2 | 2.8 |  | 1 | 1951 | BLQ | WDS | RFO | SLW |  |  | Y | N |  | S |  | Y | Industrial CHP | 7 |  | N | [16 empty] | 5 | 2005
49979 | Topaz Power Group LLC | 3439 | Laredo | TX | Webb | 1 | ST | RE | 34.5 | 32 | 33 |  | 5 | 1951 | BIT WDS: NG; N Y: N; Y Y: N; S S: S |  | N | IPP Non-CHP | 2 | [18 empty] | 9 | 2008 | N
49979 | Topaz Power Group LLC | 3439 | Laredo | TX | Webb | 2 | ST | RE | 37.5 | 32 | 33 |  | 5 | 1955 | BIT WDS: NG; N Y: N; Y Y: N; S S: S |  | N | IPP Non-CHP | 2 | [18 empty] | 9 | 2008 | N
49979 | Topaz Power Group LLC | 3439 | Laredo | TX | Webb | 3 | ST | RE | 115.2 | 105 | 107 |  | 8 | 1975 | BIT WDS: NG; N Y: N; Y Y: N; S S: S |  | N | IPP Non-CHP | 2 | [18 empty] | 9 | 2008 | N
49979 | Topaz Power Group LLC | 3441 | Nueces Bay | TX | Nueces | 5 | ST | RE | 32.5 | 30 | 30 |  | 6 | 1949 | BIT WDS: NG; N Y: N; Y Y: Y; S S: S |  | N | IPP Non-CHP | 2 | [18 empty] | 5 | 2008 | N
49979 | Topaz Power Group LLC | 3441 | Nueces Bay | TX | Nueces | 6 | ST | RE | 180 | 161 | 170 |  | 5 | 1965 | BIT WDS: NG; N Y: N; Y Y: Y; S S: S |  | N | IPP Non-CHP | 2 | [18 empty] | 5 | 2008 | N
50006 | Invista | 10793 | Seaford Delaware Plant | DE | Sussex | GEN1 | ST | RE | 10 | 9 | 9 |  | 1 | 1939 | NG | NG | DFO |  |  |  | Y | Y |  | S |  | Y | Industrial CHP | 7 | T | [17 empty] | 1 | 2010 | N | N |  | N |  |  |  | NG
50006 | Invista | 10793 | Seaford Delaware Plant | DE | Sussex | GEN2 | ST | RE | 10 | 9 | 9 |  | 1 | 1939 | BIT | NG | DFO |  |  |  | Y | Y |  | S |  | Y | Industrial CHP | 7 | T | [17 empty] | 5 | 2009 | N | Y |  | Y |  |  |  | NG
50006 | Invista | 10793 | Seaford Delaware Plant | DE | Sussex | GEN3 | ST | RE | 10 | 9 | 9 |  | 1 | 1939 | NG | NG | DFO |  |  |  | Y | Y |  | S |  | Y | Industrial CHP | 7 | T | [17 empty] | 1 | 2010 | N | N |  | N |  |  |  | NG
50006 | Invista | 10796 | Waynesboro Virginia Plant | VA | Augusta | GEN1 | ST | RE | 3 | 3 | 3 |  | 1 | 1929 | BIT | RFO | DFO |  |  |  | Y | Y |  | S |  | Y | Industrial CHP | 7 | T | N | [16 empty] | 12 | 2010 | N | Y |  | N |  |  |  | NG
50006 | Invista | 10796 | Waynesboro Virginia Plant | VA | Augusta | GEN2 | ST | RE | 3 | 3 | 3 |  | 1 | 1929 | BIT | RFO | DFO |  |  |  | Y | Y |  | S |  | Y | Industrial CHP | 7 | T | N | [16 empty] | 12 | 2010 | N | Y |  | N |  |  |  | NG
50006 | Invista | 10796 | Waynesboro Virginia Plant | VA | Augusta | GEN3 | ST | RE | 3 | 3 | 3 |  | 1 | 1935 | BIT | RFO | DFO |  |  |  | Y | Y |  | S |  | Y | Industrial CHP | 7 | T | N | [16 empty] | 1 | 2008 | N | Y |  | N |  |  |  | NG
50006 | Invista | 10796 | Waynesboro Virginia Plant | VA | Augusta | GEN4 | ST | RE | 3.4 | 3 | 3 |  | 1 | 1947 | BIT | RFO | DFO |  |  |  | Y | Y |  | S |  | Y | Industrial CHP | 7 | T | N | [16 empty] | 12 | 2010 | N | Y |  | N |  |  |  | NG
50034 | PPG Industries Inc Works 14 | 54360 | PPG Industries Works 14 | IL | MACON | 1200 | IC | RE | 1.2 | 1.2 | 1.2 |  | 12 | 1999 | BIT WDS: DFO; N Y: N; Y Y: Y; Y N: N; S S: S |  | N | Industrial Non-CHP | 6 |  | N | [16 empty] | 12 | 2005 | N
50079 | Utility Board of Key West City | 164 | Big Pine | FL | Monroe | 1 | IC | RE | 2.7 | 2.5 | 2.5 |  | 2 | 1969 | BIT WDS: DFO; N Y: N; Y Y: Y; S S: S |  | N | Electric Utility | 1 |  | N | [16 empty] | 9 | 2006 | N
50079 | Utility Board of Key West City | 6582 | Cudjoe | FL | Monroe | 2 | IC | RE | 2.7 | 2.5 | 2.5 |  | 8 | 1966 | BIT WDS: DFO; N Y: N; Y Y: Y; S S: S |  | N | Electric Utility | 1 |  | N | [16 empty] | 9 | 2006 | N
50079 | Utility Board of Key West City | 6582 | Cudjoe | FL | Monroe | 3 | IC | RE | 2.3 | 2 | 2 |  | 8 | 1968 | BIT WDS: DFO; N Y: N; Y Y: Y; S S: S |  | N | Electric Utility | 1 |  | N | [16 empty] | 9 | 2006 | N
50079 | Utility Board of Key West City | 6584 | Stock Island | FL | Monroe | IC1 | IC | RE | 2.5 | 1.5 | 1.5 |  | 1 | 1965 | BIT WDS: DFO; N Y: N; Y Y: Y; S S: W |  | N | Electric Utility | 1 |  |  | N | [15 empty] | 12 | 2009 | N
50079 | Utility Board of Key West City | 6584 | Stock Island | FL | Monroe | IC2 | IC | RE | 2.5 | 1.5 | 1.5 |  | 1 | 1965 | BIT WDS: DFO; N Y: N; Y Y: Y; S S: W |  | N | Electric Utility | 1 |  |  | N | [15 empty] | 12 | 2009 | N
50079 | Utility Board of Key West City | 6584 | Stock Island | FL | Monroe | IC3 | IC | RE | 2.5 | 1.5 | 1.5 |  | 1 | 1965 | BIT WDS: DFO; N Y: N; Y Y: Y; S S: W |  | N | Electric Utility | 1 |  |  | N | [15 empty] | 12 | 2009 | N
50081 | AE Operations LLC | 54373 | Southbridge Energy Center LLC | MA | Worcester | AO1 | ST | RE | 5 | 4.7 | 4.7 |  | 1 | 1946 | BIT WDS: NG; N Y: N; S S: S |  | Y | Industrial CHP | 7 |  | N | [16 empty] | 12 | 2000
50081 | AE Operations LLC | 54373 | Southbridge Energy Center LLC | MA | Worcester | AO2 | ST | RE | 3 | 2.8 | 2.8 |  | 1 | 1938 | BIT WDS: NG; N Y: N; S S: S |  | Y | Industrial CHP | 7 |  | N | [16 empty] | 12 | 2000
50102 | Rock-Tenn Company | 54763 | Rock-Tenn Mill | AL | Marengo | 3TG | ST | RE | 19 | 16 | 16.5 |  | 12 | 2003 | BLQ | WDS | BIT | NG | DFO |  | Y | N |  | S |  | Y | Industrial CHP | 7 | T | N | [16 empty] | 5 | 2012 | N
50102 | Rock-Tenn Company | 54763 | Rock-Tenn Mill | AL | Marengo | ITG | ST | RE | 10 | 9.2 | 10.4 |  | 10 | 1957 | BIT WDS: BLQ; Y Y: N; S S: S |  | Y | Industrial CHP | 7 |  | N | [16 empty] | 10 | 2003
50109 | DeKalb Regional Health System | 56231 | DeKalb Medical Center-Hillandale | GA | De Kalb | 03 | IC | RE | 1.5 | 1.5 | 1.5 |  | 8 | 2003 | BIT WDS: DFO; N Y: N; Y Y: N; Y N: Y; S S: S |  | N | Commercial Non-CHP | 4 |  | N | [16 empty] | 8 | 2003
50111 | Lafayette Utilities System | 1445 | Rodemacher | LA | Lafayette | 3 | ST | RE | 13.3 | 13 | 13 |  | 0 | 1950 | BIT WDS: NG; N Y: N; Y Y: N; Y N: N; S S: S |  | N | Electric Utility | 1 |  | N | [16 empty] | 1 | 1997
50111 | Lafayette Utilities System | 1445 | Rodemacher | LA | Lafayette | 4 | ST | RE | 25.4 | 25 | 25 |  | 0 | 1950 | BIT WDS: NG; N Y: N; Y Y: N; Y N: N; S S: S |  | N | Electric Utility | 1 |  | N | [16 empty] | 1 | 1997
50114 | WTG Jameson, L.P. | 55052 | Jameson Gas Processing Plant | TX | Coke | 623 | IC | RE | 0.5 | 0.5 | 0.5 |  | 1 | 1986 | BIT WDS: NG; N Y: N; Y Y: N; S S: S |  | N | Industrial Non-CHP | 6 |  | N | [16 empty] | 12 | 1999 | N
50123 | Infigen Asset Management LLC | 56660 | Alliant 1 Wind | IA | FRANKLIN | 1 | WT | IP | 110 | 110 | 110 |  |  |  | BIT WDS: WND; N Y: N; Y Y: Y; S S: W | 46 | N | IPP Non-CHP | 2
50127 | Exergy Development Group | 57143 | Jack Ranch 200 | ID | Twin Falls | JR200 | WT | IP | 200 | 200 | 200 |  |  |  | BIT WDS: WND; N Y: N; Y Y: Y; S S: S | 100 | N | IPP Non-CHP | 2 | [20 empty] | N
50128 | Georgia-Pacific Consr Ops LLC-Palatka | 10611 | Georgia-Pacific Palatka Operations | FL | Putnam | GEN3 | ST | RE | 14 | 4.7 | 4.7 |  | 6 | 1956 | BIT WDS: BLQ; N Y: N; Y Y: Y; S S: S |  | Y | Industrial CHP | 7 | T | N | [16 empty] | 1 | 2007
50131 | Enel Stillwater LLC | 50765 | Stillwater Facility | NV | Churchill | OE11 | BT | RE | 1.5 | 0.6 | 1.2 |  | 4 | 1989 | BIT WDS: GEO; N Y: N; Y Y: Y; S S: S |  | N | IPP Non-CHP | 2 |  | N | [16 empty] | 1 | 2009 | N
50131 | Enel Stillwater LLC | 50765 | Stillwater Facility | NV | Churchill | OE12 | BT | RE | 1.5 | 0.6 | 1 |  | 4 | 1989 | BIT WDS: GEO; N Y: N; Y Y: Y; S S: S |  | N | IPP Non-CHP | 2 |  | N | [16 empty] | 1 | 2009 | N
50131 | Enel Stillwater LLC | 50765 | Stillwater Facility | NV | Churchill | OE13 | BT | RE | 1.5 | 0.7 | 1 |  | 4 | 1989 | BIT WDS: GEO; N Y: N; Y Y: Y; S S: S |  | N | IPP Non-CHP | 2 |  | N | [16 empty] | 1 | 2009 | N
50131 | Enel Stillwater LLC | 50765 | Stillwater Facility | NV | Churchill | OE14 | BT | RE | 1.5 | 0.7 | 1 |  | 4 | 1989 | BIT WDS: GEO; N Y: N; Y Y: Y; S S: S |  | N | IPP Non-CHP | 2 |  | N | [16 empty] | 1 | 2009 | N
50131 | Enel Stillwater LLC | 50765 | Stillwater Facility | NV | Churchill | OE15 | BT | RE | 1.5 | 0.6 | 1 |  | 4 | 1989 | BIT WDS: GEO; N Y: N; Y Y: Y; S S: S |  | N | IPP Non-CHP | 2 |  | N | [16 empty] | 1 | 2009 | N
50131 | Enel Stillwater LLC | 50765 | Stillwater Facility | NV | Churchill | OE16 | BT | RE | 1.5 | 0.7 | 1 |  | 4 | 1989 | BIT WDS: GEO; N Y: N; Y Y: Y; S S: S |  | N | IPP Non-CHP | 2 |  | N | [16 empty] | 1 | 2009 | N
50131 | Enel Stillwater LLC | 50765 | Stillwater Facility | NV | Churchill | OE17 | BT | RE | 1.5 | 0.6 | 0.9 |  | 4 | 1989 | BIT WDS: GEO; N Y: N; Y Y: Y; S S: S |  | N | IPP Non-CHP | 2 |  | N | [16 empty] | 1 | 2009 | N
50131 | Enel Stillwater LLC | 50765 | Stillwater Facility | NV | Churchill | OE21 | BT | RE | 1.5 | 0.6 | 0.9 |  | 4 | 1989 | BIT WDS: GEO; N Y: N; Y Y: Y; S S: S |  | N | IPP Non-CHP | 2 |  | N | [16 empty] | 1 | 2009 | N
50131 | Enel Stillwater LLC | 50765 | Stillwater Facility | NV | Churchill | OE22 | BT | RE | 1.5 | 0.5 | 0.9 |  | 4 | 1989 | BIT WDS: GEO; N Y: N; Y Y: Y; S S: S |  | N | IPP Non-CHP | 2 |  | N | [16 empty] | 1 | 2009
50131 | Enel Stillwater LLC | 50765 | Stillwater Facility | NV | Churchill | OE23 | BT | RE | 1.5 | 0.6 | 1.1 |  | 4 | 1989 | BIT WDS: GEO; N Y: N; Y Y: Y; S S: S |  | N | IPP Non-CHP | 2 |  | N | [16 empty] | 1 | 2009
50131 | Enel Stillwater LLC | 50765 | Stillwater Facility | NV | Churchill | OE24 | BT | RE | 1.5 | 0.6 | 1.1 |  | 4 | 1989 | BIT WDS: GEO; N Y: N; Y Y: Y; S S: S |  | N | IPP Non-CHP | 2 |  | N | [16 empty] | 1 | 2009
50131 | Enel Stillwater LLC | 50765 | Stillwater Facility | NV | Churchill | OE25 | BT | RE | 1.5 | 0.6 | 0.9 |  | 4 | 1989 | BIT WDS: GEO; N Y: N; Y Y: Y; S S: S |  | N | IPP Non-CHP | 2 |  | N | [16 empty] | 1 | 2009 | N
50131 | Enel Stillwater LLC | 50765 | Stillwater Facility | NV | Churchill | OE26 | BT | RE | 1.5 | 0.6 | 0.9 |  | 4 | 1989 | BIT WDS: GEO; N Y: N; Y Y: Y; S S: S |  | N | IPP Non-CHP | 2 |  | N | [16 empty] | 1 | 2009 | N
50131 | Enel Stillwater LLC | 50765 | Stillwater Facility | NV | Churchill | OE27 | BT | RE | 1.5 | 0.5 | 0.8 |  | 4 | 1989 | BIT WDS: GEO; N Y: N; Y Y: Y; S S: S |  | N | IPP Non-CHP | 2 |  | N | [16 empty] | 1 | 2009 | N
50158 | Innovative Energy Systems Inc | 56323 | Modern Innovative Energy LLC | NY | Niagara | GEN5 | IC | IP | 1.6 | 1.6 | 1.6 |  |  |  | BIT WDS: LFG; N Y: N; Y Y: Y; S S: S |  | N | IPP Non-CHP | 2 |  | N | [18 empty] | N
50158 | Innovative Energy Systems Inc | 56323 | Modern Innovative Energy LLC | NY | Niagara | GEN6 | IC | IP | 1.6 | 1.6 | 1.6 |  |  |  | BIT WDS: LFG; N Y: N; Y Y: Y; S S: S |  | N | IPP Non-CHP | 2 |  | N | [18 empty] | N
50158 | Innovative Energy Systems Inc | 56323 | Modern Innovative Energy LLC | NY | Niagara | GEN7 | IC | IP | 1.6 | 1.6 | 1.6 |  |  |  | BIT WDS: LFG; N Y: N; Y Y: Y; S S: S |  | N | IPP Non-CHP | 2 |  | N | [18 empty] | N
50158 | Innovative Energy Systems Inc | 56323 | Modern Innovative Energy LLC | NY | Niagara | GEN8 | IC | IP | 1.6 | 1.6 | 1.6 |  |  |  | BIT WDS: LFG; N Y: N; Y Y: Y; S S: S |  | N | IPP Non-CHP | 2 |  | N | [18 empty] | N
50158 | Innovative Energy Systems Inc | 56324 | Colonie LFGTE Facility | NY | Albany | GEN4 | IC | IP | 1.6 | 1.6 | 1.6 |  |  |  | BIT WDS: LFG; N Y: N; Y Y: Y; S S: S |  | N | IPP Non-CHP | 2 |  | N | [18 empty] | N
50158 | Innovative Energy Systems Inc | 56987 | Hyland LFGTE Facility | NY | Allegheny | GEN4 | IC | IP | 1.6 | 1.6 | 1.6 |  |  |  | BIT WDS: LFG; N Y: N; Y Y: Y; S S: W |  | N | IPP Non-CHP | 2
50163 | Valero Energy Corporation | 52108 | Valero Energy Port Arthur Refinery | TX | JEFFERSON | GEN3 | CT | RE | 13.7 | 12 | 14 |  | 6 | 1972 | BIT WDS: NG; N Y: N; Y Y: Y; S S: S |  | Y | Industrial CHP | 7 |  | N | [16 empty] | 11 | 2006 | N
54713 | Chevron USA Inc | 52076 | McKittrick Cogen | CA | KERN | GEN1 | GT | RE | 3.2 | 3 | 3.2 |  | 10 | 1984 | BIT WDS: NG; N Y: N; Y Y: Y; S S: S |  | Y | Industrial CHP | 7 | T | N | [16 empty] | 6 | 2012 | N
54713 | Chevron USA Inc | 52076 | McKittrick Cogen | CA | KERN | GEN2 | GT | RE | 3.2 | 3 | 3.2 |  | 10 | 1984 | BIT WDS: NG; N Y: N; Y Y: Y; S S: S |  | Y | Industrial CHP | 7 | T | N | [16 empty] | 6 | 2012 | N
54713 | Chevron USA Inc | 52076 | McKittrick Cogen | CA | KERN | GEN3 | GT | RE | 3.2 | 3 | 3.2 |  | 10 | 1984 | BIT WDS: NG; N Y: N; Y Y: Y; S S: S |  | Y | Industrial CHP | 7 | T | N | [16 empty] | 6 | 2012 | N
54713 | Chevron USA Inc | 52092 | Kern River Fee B Cogen | CA | Kern | GEN1 | GT | RE | 3.7 | 3.2 | 3.6 |  | 5 | 1987 | BIT WDS: NG; N Y: N; Y Y: Y; S S: S |  | Y | Industrial CHP | 7 | T | N | [16 empty] | 3 | 2011 | N
54713 | Chevron USA Inc | 52094 | Kern River Fee A Cogen | CA | Kern | GEN1 | GT | RE | 3.7 | 3.2 | 3.4 |  | 6 | 1986 | BIT WDS: NG; N Y: N; Y Y: Y; S S: S |  | Y | Industrial CHP | 7 | T | N | [16 empty] | 3 | 2011 | N
54713 | Chevron USA Inc | 52094 | Kern River Fee A Cogen | CA | Kern | GEN2 | GT | RE | 3.7 | 3.2 | 3.4 |  | 6 | 1986 | BIT WDS: NG; N Y: N; Y Y: Y; S S: S |  | Y | Industrial CHP | 7 | T | N | [16 empty] | 3 | 2011 | N
54713 | Chevron USA Inc | 52095 | Kern River Fee C Cogen | CA | Kern | GEN1 | GT | RE | 4.2 | 3.2 | 3.4 |  | 2 | 1987 | BIT WDS: NG; N Y: N; Y Y: Y; S S: S |  | Y | Industrial CHP | 7 | T | N | [16 empty] | 3 | 2011 | N
54713 | Chevron USA Inc | 52095 | Kern River Fee C Cogen | CA | Kern | GEN2 | GT | RE | 3.7 | 3.2 | 3.4 |  | 2 | 1987 | BIT WDS: NG; N Y: N; Y Y: Y; S S: S |  | Y | Industrial CHP | 7 | T | N | [16 empty] | 3 | 2011 | N
54842 | WM Renewable Energy LLC | 50564 | New Milford Gas Recovery | CT | Litchfield | GEN1 | GT | RE | 3 | 2.9 | 3.3 |  | 7 | 1991 | BIT WDS: LFG; N Y: N; Y Y: Y; S S: S |  | N | IPP Non-CHP | 2 |  | N | [16 empty] | 9 | 2007 | N
54842 | WM Renewable Energy LLC | 50565 | Monroe Livingston Gas Recovery | NY | Monroe | GEN3 | IC | RE | 0.8 | 0.8 | 0.8 |  | 12 | 1988 | BIT WDS: LFG; N Y: N; Y Y: Y; S S: S |  | N | IPP Non-CHP | 2 |  | N | [16 empty] | 1 | 2009 | N
54842 | WM Renewable Energy LLC | 50577 | Omega Hills Gas Recovery | WI | Washington | GEN4 | IC | RE | 1.1 | 1.1 | 1.1 |  | 9 | 1992 | BIT WDS: LFG; N Y: N; Y Y: Y; S S: S |  | N | IPP Non-CHP | 2 |  | N | [16 empty] | 6 | 2001 | N
54842 | WM Renewable Energy LLC | 50578 | Stowe Power Production Plant | PA | MONTGOMERY | GEN1 | GT | RE | 3 | 2.9 | 3 |  | 3 | 1989 | BIT WDS: LFG; N Y: N; Y Y: Y; S S: S |  | N | IPP Non-CHP | 2 |  | N | N | [15 empty] | 1 | 2010 | N
54842 | WM Renewable Energy LLC | 54392 | BJ Gas Recovery | GA | Gwinnett | GEN2 | IC | RE | 0.8 | 0.8 | 0.8 |  | 9 | 1993 | BIT WDS: LFG; N Y: N; Y Y: Y; S S: S |  | N | IPP Non-CHP | 2 |  | N | [16 empty] | 2 | 2007 | N
54842 | WM Renewable Energy LLC | 54700 | Metro Methane Recovery Facility | IA | Polk | GEN9 | IC | IP | 1.6 | 1.6 | 1.6 |  |  |  | BIT WDS: LFG; N Y: N; Y Y: Y; S S: S |  | N | IPP Non-CHP | 2 | [20 empty] | N
54842 | WM Renewable Energy LLC | 54939 | EKS Landfill | MN | Dakota | UNT3 | IC | RE | 0.9 | 0.8 | 0.9 |  | 5 | 1994 | BIT WDS: LFG; N Y: N; Y Y: Y; Y N: Y; S S: S |  | N | IPP Non-CHP | 2 |  | N | N | [15 empty] | 3 | 2007 | N
54842 | WM Renewable Energy LLC | 55925 | Ridgeview | WI | Manitowoc | GEN10 | IC | RE | 0.8 | 0.8 | 0.8 |  | 12 | 2006 | BIT WDS: LFG; N Y: N; Y Y: Y; S S: S |  | N | IPP Non-CHP | 2 |  |  | N | [12 empty] | N |  |  | 9 | 2010 | N
54842 | WM Renewable Energy LLC | 56525 | Timberline Trail Gas Recovery | WI | RUSK | GEN6 | IC | RE | 0.8 | 0.8 | 0.8 |  | 12 | 2007 | BIT WDS: LFG; N Y: N; Y Y: Y; S S: S |  | N | IPP Non-CHP | 2 | [18 empty] | 10 | 2011 | N
54842 | WM Renewable Energy LLC | 56525 | Timberline Trail Gas Recovery | WI | RUSK | GEN7 | IC | RE | 0.8 | 0.8 | 0.8 |  | 12 | 2007 | BIT WDS: LFG; N Y: N; Y Y: Y; S S: S |  | N | IPP Non-CHP | 2 | [18 empty] | 10 | 2011 | N
54842 | WM Renewable Energy LLC | 57411 | Mahoning | OH | Mahoning | GEN6 | IC | IP | 0.8 | 0.8 | 0.8 |  |  |  | BIT WDS: LFG; N Y: N; Y Y: Y; S S: S |  | N | IPP Non-CHP | 2 | [20 empty] | N
54843 | WM Illinois Renewable Energy LLC | 50573 | CID Gas Recovery | IL | COOK | GEN1 | GT | RE | 3 | 2.9 | 3.3 |  | 3 | 1989 | BIT WDS: LFG; N Y: N; Y Y: Y; S S: S |  | N | IPP Non-CHP | 2 |  | N | [16 empty] | 4 | 2011 | N
54843 | WM Illinois Renewable Energy LLC | 50575 | Lake Gas Recovery | IL | Cook | GEN1 | GT | RE | 3 | 2.9 | 3.3 |  | 8 | 1988 | BIT WDS: LFG; N Y: N; Y Y: Y; S S: S |  | N | IPP Non-CHP | 2 |  | N | N | [15 empty] | 10 | 2008 | N
54843 | WM Illinois Renewable Energy LLC | 55014 | Greene Valley Gas Recovery | IL | Du Page | GEN3 | GT | RE | 3.3 | 2.9 | 3.3 |  | 3 | 1998 | BIT WDS: LFG; N Y: N; Y Y: Y; S S: S |  | N | IPP Non-CHP | 2 |  | N | [13 empty] | N |  |  | 2 | 2010 | N
54885 | NRG Wholesale Generation LP | 3130 | Seward | PA | Indiana | 4 | ST | RE | 62 | 60 | 62 |  | 6 | 1950 | BIT WDS: BIT; Y Y: N; S S: S |  | N | IPP Non-CHP | 2 |  | N | [16 empty] | 11 | 2003
54885 | NRG Wholesale Generation LP | 3130 | Seward | PA | Indiana | 5 | ST | RE | 156.2 | 136 | 137 |  | 4 | 1957 | BIT WDS: BIT; Y Y: N; S S: S |  | N | IPP Non-CHP | 2 |  | N | [16 empty] | 11 | 2003
54888 | NRG Texas Power LLC | 3460 | Cedar Bayou | TX | Chambers | 3 | ST | RE | 765 | 760 | 760 |  | 12 | 1974 | BIT WDS: NG; N Y: N; Y Y: N; S S: S |  | N | IPP Non-CHP | 2 |  | N | [16 empty] | 7 | 2007 | N | [6 empty] | NG
54888 | NRG Texas Power LLC | 3466 | P H Robinson | TX | Galveston | 1 | ST | RE | 484.5 | 461 | 461 |  | 6 | 1966 | BIT WDS: NG; N Y: N; Y Y: Y; Y N: Y; S S: S |  | N | IPP Non-CHP | 2 |  | N | [16 empty] | 10 | 2009 | N | [6 empty] | NG
54888 | NRG Texas Power LLC | 3466 | P H Robinson | TX | Galveston | 2 | ST | RE | 484.5 | 461 | 461 |  | 4 | 1967 | BIT WDS: NG; N Y: N; Y Y: Y; Y N: Y; S S: S |  | N | IPP Non-CHP | 2 |  | N | [16 empty] | 10 | 2009 | N | [6 empty] | NG
54888 | NRG Texas Power LLC | 3466 | P H Robinson | TX | Galveston | 3 | ST | RE | 580.5 | 552 | 552 |  | 12 | 1968 | BIT WDS: NG; N Y: N; Y Y: Y; Y N: Y; S S: S |  | N | IPP Non-CHP | 2 |  | N | [16 empty] | 10 | 2009 | N | [6 empty] | NG
54888 | NRG Texas Power LLC | 3466 | P H Robinson | TX | Galveston | 4 | ST | RE | 765 | 737 | 737 |  | 12 | 1973 | BIT WDS: NG; N Y: N; Y Y: Y; Y N: Y; S S: S |  | N | IPP Non-CHP | 2 |  | N | [16 empty] | 10 | 2009 | N | [6 empty] | NG
54888 | NRG Texas Power LLC | 3468 | Sam Bertron | TX | Harris | GT1 | GT | RE | 32.6 | 20 | 20 |  | 7 | 1967 | BIT WDS: NG; N Y: N; Y Y: Y; S S: S |  | N | IPP Non-CHP | 2 |  | N | [16 empty] | 4 | 2009 | N
54888 | NRG Texas Power LLC | 3469 | T H Wharton | TX | Harris | 2 | ST | RE | 247.8 | 229 | 229 |  | 6 | 1960 | BIT WDS: NG; N Y: N; Y Y: Y; Y N: Y; S S: S |  | N | IPP Non-CHP | 2 |  | N | [16 empty] | 12 | 2005 | N
54888 | NRG Texas Power LLC | 3471 | Webster | TX | Harris | 3 | ST | RE | 410 | 374 | 374 |  | 5 | 1965 | BIT WDS: NG; N Y: N; Y Y: Y; Y N: Y; S S: S |  | N | IPP Non-CHP | 2 |  | N | [16 empty] | 3 | 2006 | N
54888 | NRG Texas Power LLC | 3471 | Webster | TX | Harris | GT1 | GT | RE | 16.3 | 13 | 13 |  | 7 | 1967 | BIT WDS: NG; N Y: N; Y Y: Y; S S: S |  | N | IPP Non-CHP | 2 |  | N | [16 empty] | 3 | 2006 | N
54895 | FirstLight Power Resources Services LLC | 552 | Shepaug | CT | New Haven | 2 | GT | IP | 49.2 | 39 | 46.5 |  |  |  | BIT WDS: DFO; N Y: N; Y Y: Y; S S: W |  | N | IPP Non-CHP | 2 | [20 empty] | N
54907 | ReNu Power Holdings LLC | 3438 | J L Bates | TX | Hidalgo | 1 | ST | RE | 75 | 72 | 72 |  | 6 | 1958 | BIT WDS: NG; BIT RFO: DFO; N Y: Y; Y Y: Y; S S: S |  | N | IPP Non-CHP | 2 |  | N | [16 empty] | 10 | 2008 | N
54907 | ReNu Power Holdings LLC | 3438 | J L Bates | TX | Hidalgo | 2 | ST | RE | 113.7 | 110 | 110 |  | 5 | 1960 | BIT WDS: NG; BIT RFO: DFO; N Y: Y; Y Y: Y; S S: S |  | N | IPP Non-CHP | 2 |  | N | [16 empty] | 10 | 2008 | N
54907 | ReNu Power Holdings LLC | 3440 | Lon C Hill | TX | Nueces | 1 | ST | RE | 75 | 75 | 75 |  | 3 | 1954 | BIT WDS: NG; N Y: N; Y Y: Y; S S: S |  | N | IPP Non-CHP | 2 |  | N | [16 empty] | 12 | 2006
54907 | ReNu Power Holdings LLC | 3440 | Lon C Hill | TX | Nueces | 2 | ST | RE | 75 | 75 | 75 |  | 3 | 1956 | BIT WDS: NG; N Y: N; Y Y: Y; S S: S |  | N | IPP Non-CHP | 2 |  | N | [16 empty] | 12 | 2006
54907 | ReNu Power Holdings LLC | 3440 | Lon C Hill | TX | Nueces | 3 | ST | RE | 163.2 | 164 | 164 |  | 5 | 1959 | BIT WDS: NG; N Y: N; Y Y: Y; S S: S |  | N | IPP Non-CHP | 2 |  | N | N | [15 empty] | 12 | 2010
54907 | ReNu Power Holdings LLC | 3440 | Lon C Hill | TX | Nueces | 4 | ST | RE | 261 | 245 | 245 |  | 5 | 1969 | BIT WDS: NG; BIT RFO: DFO; N Y: N; Y Y: Y; S S: S |  | N | IPP Non-CHP | 2 |  | N | [16 empty] | 12 | 2006
54907 | ReNu Power Holdings LLC | 3442 | La Palma | TX | Cameron | 4 | ST | RE | 23 | 24 | 25 |  | 5 | 1947 | BIT WDS: NG; N Y: N; Y Y: Y; Y N: Y; S S: S |  | N | IPP Non-CHP | 2 |  | N | N | [15 empty] | 2 | 2007 | N
54907 | ReNu Power Holdings LLC | 3442 | La Palma | TX | Cameron | 5 | ST | RE | 23 | 24 | 25 |  | 5 | 1949 | BIT WDS: NG; N Y: N; Y Y: Y; Y N: Y; S S: S |  | N | IPP Non-CHP | 2 |  | N | N | [15 empty] | 2 | 2007 | N
54907 | ReNu Power Holdings LLC | 3442 | La Palma | TX | Cameron | 6 | ST | RE | 163.2 | 155 | 155 |  | 5 | 1970 | NG | DFO |  |  |  |  | N | Y | Y | S |  | N | IPP Non-CHP | 2 |  | N | N | [15 empty] | 2 | 2007 | N
54907 | ReNu Power Holdings LLC | 3442 | La Palma | TX | Cameron | 7 | GT | RE | 49.1 | 52 | 58 |  | 10 | 1975 | BIT WDS: NG; BIT RFO: DFO; N Y: N; Y Y: Y; S S: S |  | N | IPP Non-CHP | 2 |  | N | [16 empty] | 12 | 2006
54907 | ReNu Power Holdings LLC | 3443 | Victoria | TX | Victoria | 4 | ST | RE | 75 | 69 | 69 |  | 3 | 1955 | BIT WDS: NG; N Y: N; Y Y: N; S S: S |  | N | IPP Non-CHP | 2 |  | N | N | [15 empty] | 12 | 2008 | N
54907 | ReNu Power Holdings LLC | 3443 | Victoria | TX | Victoria | 6 | ST | RE | 261 | 250 | 250 |  | 5 | 1968 | BIT WDS: NG; N Y: N; Y Y: N; S S: S |  | N | IPP Non-CHP | 2 |  | N | [16 empty] | 12 | 2006 | N
55723 | PPL Renewable Energy LLC | 56885 | Maidencreek Biomass Plant | PA | Berks | GEN 1 | ST | IP | 5.2 | 5.2 | 5.2 |  |  |  | BIT WDS: WDS; N Y: N; Y Y: Y; S S: S |  | N | IPP Non-CHP | 2 | [20 empty] | N
55723 | PPL Renewable Energy LLC | 56886 | Jersey Shore Steel Co | PA | Clinton | GEN 1 | IC | IP | 1.6 | 1.6 | 1.6 |  |  |  | BIT WDS: LFG; N Y: N; Y Y: Y; S S: S |  | N | IPP Non-CHP | 2 | [20 empty] | N
55723 | PPL Renewable Energy LLC | 56888 | Warren County | NJ | Warren | GEN 5 | PV | IP | 0.5 | 0.5 | 0.5 |  |  |  | BIT WDS: SUN; N Y: N; Y Y: Y; S S: S |  | N | IPP Non-CHP | 2 | [20 empty] | N
55723 | PPL Renewable Energy LLC | 56888 | Warren County | NJ | Warren | GEN 6 | PV | IP | 0.5 | 0.5 | 0.5 |  |  |  | BIT WDS: SUN; N Y: N; Y Y: Y; S S: S |  | N | IPP Non-CHP | 2 | [20 empty] | N
55723 | PPL Renewable Energy LLC | 56888 | Warren County | NJ | Warren | GEN 7 | PV | IP | 0.5 | 0.5 | 0.5 |  |  |  | BIT WDS: SUN; N Y: N; Y Y: Y; S S: S |  | N | IPP Non-CHP | 2 | [20 empty] | N
55723 | PPL Renewable Energy LLC | 56888 | Warren County | NJ | Warren | GEN 8 | PV | IP | 0.5 | 0.5 | 0.5 |  |  |  | BIT WDS: SUN; N Y: N; Y Y: Y; S S: S |  | N | IPP Non-CHP | 2 | [20 empty] | N
55723 | PPL Renewable Energy LLC | 56888 | Warren County | NJ | Warren | GEN 9 | PV | IP | 0.5 | 0.5 | 0.5 |  |  |  | BIT WDS: SUN; N Y: N; Y Y: Y; S S: S |  | N | IPP Non-CHP | 2 | [20 empty] | N
55723 | PPL Renewable Energy LLC | 56888 | Warren County | NJ | Warren | GEN10 | PV | IP | 0.5 | 0.5 | 0.5 |  |  |  | BIT WDS: SUN; N Y: N; Y Y: Y; S S: S |  | N | IPP Non-CHP | 2 | [20 empty] | N
55723 | PPL Renewable Energy LLC | 57183 | PPL Glendon LFGTE Plant | PA | Northampton | 3 | IC | IP | 1.6 | 1.6 | 1.6 |  |  |  | BIT WDS: LFG; N Y: N; Y Y: Y; S S: S |  | N | IPP Non-CHP | 2
55766 | Boralex Sherman LLC | 50874 | Boralex Sherman LLC | ME | Penobscot | GEN1 | ST | RE | 21 | 21 | 21 |  | 7 | 1986 | BIT WDS: WDS; BIT RFO: WDS; N Y: N; Y Y: Y; S S: S |  | Y | IPP CHP | 3 | T | N | [16 empty] | 3 | 2009 | N | [6 empty] | WO
55849 | Domtar Paper Co LLC Kingsport Mill | 10252 | Weyerhaeuser Kingsport Mill | TN | Sullivan | NO.4 | ST | RE | 4 | 4 | 4 |  | 1 | 1937 | BIT | WDS | BLQ |  |  |  | N | N |  | S |  | Y | Industrial CHP | 7 |  | N | [16 empty] | 4 | 1999 | N
55849 | Domtar Paper Co LLC Kingsport Mill | 10252 | Weyerhaeuser Kingsport Mill | TN | Sullivan | NO.6 | ST | RE | 7 | 7 | 7 |  | 1 | 1956 | BIT WDS: BLQ; BIT RFO: WDS; N Y: Y; Y Y: N; S S: S |  | Y | Industrial CHP | 7 |  | N | [16 empty] | 10 | 2006 | N
55849 | Domtar Paper Co LLC Kingsport Mill | 10252 | Weyerhaeuser Kingsport Mill | TN | Sullivan | NO.7 | ST | RE | 12 | 12 | 12 |  | 1 | 1965 | BIT WDS: BLQ; BIT RFO: WDS; N Y: Y; Y Y: N; S S: S |  | Y | Industrial CHP | 7 |  | N | [16 empty] | 10 | 2006 | N
55858 | Energy Developments Inc | 56866 | Middle Point Landfill Gas Recovery | TN | RUTHERFORD | 1 | IC | RE | 1.4 | 1.4 | 1.4 |  | 6 | 2000 | BIT WDS: LFG; N Y: N; Y Y: Y; S S: S |  | N | IPP Non-CHP | 2 | [18 empty] | 12 | 2011
55858 | Energy Developments Inc | 56866 | Middle Point Landfill Gas Recovery | TN | RUTHERFORD | 2 | IC | RE | 1.4 | 1.4 | 1.4 |  | 6 | 2000 | BIT WDS: LFG; N Y: N; Y Y: Y; S S: S |  | N | IPP Non-CHP | 2 | [18 empty] | 12 | 2011
55877 | RG Steel, LLC | 10485 | RG Steel Sparrows Point, LLC | MD | Baltimore | GEN1 | ST | RE | 30 | 152.3 | 152.4 | H001 | 1 | 1949 | BFG | NG | RFO | WO |  |  | Y | Y | Y | S |  | Y | Industrial CHP | 7 | B | N | [16 empty] | 6 | 2012 | N | [6 empty] | NG
55877 | RG Steel, LLC | 10485 | RG Steel Sparrows Point, LLC | MD | Baltimore | GEN2 | ST | RE | 30 |  |  | H001 | 1 | 1949 | BFG | NG | RFO | WO |  |  | Y | Y | Y | S |  | Y | Industrial CHP | 7 | B | N | [16 empty] | 6 | 2012 | N | [6 empty] | NG
55877 | RG Steel, LLC | 10485 | RG Steel Sparrows Point, LLC | MD | Baltimore | GEN3 | ST | RE | 30 |  |  | H001 | 1 | 1949 | BFG | NG | RFO | WO |  |  | Y | Y | Y | S |  | Y | Industrial CHP | 7 | T | N | [16 empty] | 6 | 2012 | N | [6 empty] | NG
55877 | RG Steel, LLC | 10485 | RG Steel Sparrows Point, LLC | MD | Baltimore | GEN4 | ST | RE | 30 |  |  | H001 | 1 | 1949 | BFG | NG | RFO | WO |  |  | Y | Y | Y | S |  | Y | Industrial CHP | 7 | B | N | [16 empty] | 6 | 2012 | N | [6 empty] | NG
55903 | Domtar Paper Company LLC | 50189 | Domtar Paper Co LLC Plymouth NC | NC | Martin | TG4 | ST | RE | 7.5 | 7.5 | 7.5 |  | 3 | 1949 | BIT | BLQ | DFO | RFO | WDS |  | Y | N |  | S |  | Y | Industrial CHP | 7 |  | N | [16 empty] | 1 | 2002
55903 | Domtar Paper Company LLC | 50189 | Domtar Paper Co LLC Plymouth NC | NC | Martin | TG6 | ST | RE | 7.5 | 7.5 | 7.5 |  | 1 | 1956 | BIT | BLQ | DFO | RFO | WDS |  | Y | Y | Y | S |  | Y | Industrial CHP | 7 |  | N | [16 empty] | 5 | 2006 | N
55904 | Wellington Development WVDT LLC | 56664 | Greene Energy Resource Recovery Project | PA | Greene | 1 | ST | IP | 580 | 525 | 525 |  |  |  | BIT WDS: WC; BIT RFO: BIT; N Y: N; Y Y: Y; S S: S |  | N | IPP Non-CHP | 2 | [20 empty] | N |  | Y | Y
55918 | Acciona Wind Energy USA LLC | 56665 | Dempsey Ridge Wind Farm | OK | Roger Mills | DR2 | WT | IP | 92 | 92 | 92 |  |  |  | BIT WDS: WND; N Y: N; Y Y: N; S S: S | 61 | N | IPP Non-CHP | 2 | [20 empty] | N
55919 | Georgia-Pacific Consr Prods LP-Green Bay | 10360 | Green Bay West Mill | WI | Brown | GEN1 | ST | RE | 1.5 | 1.4 | 1.4 |  | 1 | 1929 | PC | SUB | BIT | DFO | NG |  |  |  |  | S |  | Y | Industrial CHP | 7 |  | N | [16 empty] | 2 | 2002
55919 | Georgia-Pacific Consr Prods LP-Green Bay | 10360 | Green Bay West Mill | WI | Brown | GEN2 | ST | RE | 3 | 2.8 | 2.8 |  | 1 | 1933 | PC | SUB | BIT | DFO | NG |  |  |  |  | S |  | Y | Industrial CHP | 7 |  | N | [16 empty] | 2 | 2002
55919 | Georgia-Pacific Consr Prods LP-Green Bay | 10360 | Green Bay West Mill | WI | Brown | GEN3 | ST | RE | 3 | 2.8 | 2.8 |  | 1 | 1940 | PC | SUB | BIT | DFO | NG |  |  |  |  | S |  | Y | Industrial CHP | 7 |  | N | [16 empty] | 2 | 2002
55919 | Georgia-Pacific Consr Prods LP-Green Bay | 10360 | Green Bay West Mill | WI | Brown | GEN4 | ST | RE | 2.5 | 2.3 | 2.4 |  | 1 | 1947 | PC | SUB | BIT | DFO | NG |  |  |  |  | S |  | Y | Industrial CHP | 7 |  | N | [16 empty] | 2 | 2002
55919 | Georgia-Pacific Consr Prods LP-Green Bay | 10360 | Green Bay West Mill | WI | Brown | GEN8 | ST | RE | 25 | 20 | 20 |  | 1 | 1977 | PC | SUB | BIT | DFO | NG |  | Y | Y |  | S |  | Y | Industrial CHP | 7 |  | N | [16 empty] | 12 | 2004
55920 | Bio-Gas Technologies LTD | 57249 | Renewable Energy Services of Ohio | OH | Erie | GEN2 | IC | IP | 0.6 | 0.6 | 0.6 |  |  |  | BIT WDS: LFG; N Y: N; Y Y: Y; S S: W |  | N | IPP Non-CHP | 2 | [20 empty] | N
55963 | AE Power Services LLC | 50553 | Edom Hills Project 1 LLC | CA | Riverside | WGNS | WT | RE | 11 | 6.5 | 10.2 |  | 12 | 1985 | BIT WDS: WND; N Y: N; Y Y: Y; Y N: Y; S S: W | 139 | N | IPP Non-CHP | 2 | [15 empty] | N |  |  | 8 | 2007 | N
55972 | Valencia Power LLC | 55802 | Valencia Energy Facility | NM | Valencia County | CTG2 | GT | IP | 159.5 | 159.5 | 159.5 |  |  |  | BIT WDS: NG; N Y: N; S S: W |  | N | IPP Non-CHP | 2 | [20 empty] | N
55972 | Valencia Power LLC | 55802 | Valencia Energy Facility | NM | Valencia County | CTG3 | GT | IP | 84.2 | 84.2 | 84.2 |  |  |  | BIT WDS: NG; N Y: N; S S: W |  | N | IPP Non-CHP | 2 | [20 empty] | N
55972 | Valencia Power LLC | 55802 | Valencia Energy Facility | NM | Valencia County | CTG4 | GT | IP | 84.2 | 84.2 | 84.2 |  |  |  | BIT WDS: NG; N Y: N; S S: S |  | N | IPP Non-CHP | 2 | [20 empty] | N
55972 | Valencia Power LLC | 55802 | Valencia Energy Facility | NM | Valencia County | CTG5 | CT | IP | 84.2 | 84.2 | 84.2 |  |  |  | BIT WDS: NG; N Y: N; S S: W |  | N | IPP Non-CHP | 2 | [20 empty] | N
55972 | Valencia Power LLC | 55802 | Valencia Energy Facility | NM | Valencia County | CTG6 | CT | IP | 84.2 | 84.2 | 84.2 |  |  |  | BIT WDS: NG; N Y: N; S S: W |  | N | IPP Non-CHP | 2 | [20 empty] | N
55973 | Catalyst Paper Corp | 50805 | Catalyst Paper Snowflake Mill | AZ | NAVAJO | GEN1 | ST | RE | 27.2 | 26 | 27 |  | 6 | 1961 | SUB | NG | DFO |  |  |  | Y | Y |  | S |  | Y | Industrial CHP | 7 | T | N | [16 empty] | 9 | 2012 | N | Y | [5 empty] | DFO
55973 | Catalyst Paper Corp | 50805 | Catalyst Paper Snowflake Mill | AZ | NAVAJO | GEN2 | ST | RE | 43.3 | 42 | 46 |  | 12 | 1974 | SUB | NG | DFO |  |  |  | Y | Y |  | S |  | Y | Industrial CHP | 7 | T | N | [16 empty] | 9 | 2012 | N | Y | [5 empty] | DFO
55983 | Luminant Generation Company LLC | 3454 | North Lake | TX | Dallas | 1 | ST | RE | 176.8 | 175 | 175 |  | 12 | 1959 | BIT WDS: NG; BIT RFO: DFO; N Y: Y; Y Y: Y; S S: W |  | N | IPP Non-CHP | 2 | [18 empty] | 5 | 2009 | N | [6 empty] | NG
55983 | Luminant Generation Company LLC | 3454 | North Lake | TX | Dallas | 2 | ST | RE | 170.4 | 175 | 175 |  | 12 | 1961 | BIT WDS: NG; BIT RFO: DFO; N Y: Y; Y Y: Y; S S: W |  | N | IPP Non-CHP | 2 | [18 empty] | 5 | 2009 | N | [6 empty] | NG
55983 | Luminant Generation Company LLC | 3454 | North Lake | TX | Dallas | 3 | ST | RE | 361.3 | 365 | 365 |  | 7 | 1964 | BIT WDS: NG; BIT RFO: DFO; N Y: Y; Y Y: Y; S S: W |  | N | IPP Non-CHP | 2 | [18 empty] | 5 | 2009 | [7 empty] | NG
55983 | Luminant Generation Company LLC | 3455 | Parkdale | TX | Dallas | 1 | ST | RE | 79.6 | 87 | 87 |  | 6 | 1953 | BIT WDS: NG; BIT RFO: RFO; N Y: N; Y Y: N; S S: W |  | N | IPP Non-CHP | 2 |  | N | [16 empty] | 3 | 2004
55983 | Luminant Generation Company LLC | 3455 | Parkdale | TX | Dallas | 2 | ST | RE | 125 | 115 | 115 |  | 3 | 1955 | BIT WDS: NG; BIT RFO: RFO; N Y: N; Y Y: N; S S: W |  | N | IPP Non-CHP | 2 |  | N | [16 empty] | 3 | 2004
55983 | Luminant Generation Company LLC | 3455 | Parkdale | TX | Dallas | 3 | ST | RE | 136 | 125 | 125 |  | 3 | 1957 | BIT WDS: NG; BIT RFO: RFO; N Y: N; Y Y: N; S S: W |  | N | IPP Non-CHP | 2 |  | N | [16 empty] | 3 | 2004
55983 | Luminant Generation Company LLC | 3489 | Eagle Mountain | TX | Tarrant | 1 | ST | RE | 122.5 | 115 | 115 |  | 7 | 1954 | BIT WDS: NG; BIT RFO: RFO; N Y: Y; Y Y: Y; S S: W |  | N | IPP Non-CHP | 2 | [18 empty] | 12 | 2010 | N | [6 empty] | NG
55983 | Luminant Generation Company LLC | 3489 | Eagle Mountain | TX | Tarrant | 2 | ST | RE | 187.5 | 175 | 175 |  | 12 | 1956 | BIT WDS: NG; BIT RFO: RFO; N Y: Y; Y Y: Y; S S: W |  | N | IPP Non-CHP | 2 | [18 empty] | 12 | 2010 | N | [6 empty] | NG
55983 | Luminant Generation Company LLC | 3489 | Eagle Mountain | TX | Tarrant | 3 | ST | RE | 396.1 | 375 | 375 |  | 6 | 1971 | BIT WDS: NG; N Y: N; Y Y: Y; S S: W |  | N | IPP Non-CHP | 2 | [18 empty] | 12 | 2010 | N
55983 | Luminant Generation Company LLC | 3492 | Morgan Creek | TX | Mitchell | 2 | ST | RE | 18.4 | 17.5 | 17.5 |  | 7 | 1950 | BIT WDS: NG; BIT RFO: RFO; N Y: Y; Y Y: Y; S S: W |  | N | IPP Non-CHP | 2 | [18 empty] | 3 | 2004 | N
55983 | Luminant Generation Company LLC | 3492 | Morgan Creek | TX | Mitchell | 3 | ST | RE | 46 | 43 | 42 |  | 7 | 1952 | BIT WDS: NG; BIT RFO: RFO; N Y: Y; Y Y: Y; S S: W |  | N | IPP Non-CHP | 2 | [18 empty] | 3 | 2004 | N
55983 | Luminant Generation Company LLC | 3492 | Morgan Creek | TX | Mitchell | 4 | ST | RE | 75 | 70 | 77 |  | 6 | 1954 | BIT WDS: NG; BIT RFO: RFO; N Y: Y; Y Y: Y; S S: W |  | N | IPP Non-CHP | 2 | [18 empty] | 3 | 2004 | N
55983 | Luminant Generation Company LLC | 3492 | Morgan Creek | TX | Mitchell | 5 | ST | RE | 170.4 | 175 | 175 |  | 6 | 1959 | BIT WDS: NG; BIT RFO: RFO; N Y: Y; Y Y: Y; S S: W |  | N | IPP Non-CHP | 2 | [18 empty] | 12 | 2011 | N | [6 empty] | NG
55983 | Luminant Generation Company LLC | 3492 | Morgan Creek | TX | Mitchell | 6 | ST | RE | 517.5 | 511 | 511 |  | 7 | 1966 | BIT WDS: NG; BIT RFO: RFO; N Y: Y; Y Y: Y; S S: W |  | N | IPP Non-CHP | 2 | [18 empty] | 12 | 2011 | N | [6 empty] | NG
55983 | Luminant Generation Company LLC | 3492 | Morgan Creek | TX | Mitchell | 7 | ST | IP | 800 | 800 | 800 |  |  |  | BIT WDS: SUB; N Y: N; Y Y: N; S S: W |  | N | IPP Non-CHP | 2 | [20 empty] | N
55983 | Luminant Generation Company LLC | 3493 | North Main | TX | Tarrant | 4 | ST | RE | 81.2 | 80 | 80 |  | 5 | 1952 | BIT WDS: NG; BIT RFO: RFO; Y Y: Y; S S: W |  | N | IPP Non-CHP | 2 | [18 empty] | 3 | 2004
55983 | Luminant Generation Company LLC | 3502 | Lake Creek | TX | McLennan | ST3 | ST | IP | 800 | 800 | 800 |  |  |  | BIT WDS: SUB; N Y: N; Y Y: N; S S: W |  | N | IPP Non-CHP | 2 | [20 empty] | N
55983 | Luminant Generation Company LLC | 3503 | River Crest | TX | Red River | 1 | ST | RE | 112.5 | 110 | 110 |  | 6 | 1954 | BIT WDS: NG; BIT RFO: RFO; N Y: Y; Y Y: Y; S S: W |  | N | IPP Non-CHP | 2 | [18 empty] | 3 | 2004
55983 | Luminant Generation Company LLC | 6146 | Martin Lake | TX | Rusk | 4 | ST | IP | 800 | 800 | 800 |  |  |  | BIT WDS: SUB; N Y: N; Y Y: Y; S S: W |  | N | IPP Non-CHP | 2 | [20 empty] | N
55983 | Luminant Generation Company LLC | 6147 | Monticello | TX | Titus | 4 | ST | IP | 800 | 800 | 800 |  |  |  | BIT WDS: SUB; N Y: N; Y Y: Y; S S: W |  | N | IPP Non-CHP | 2 |  | N | [18 empty] | N
55983 | Luminant Generation Company LLC | 50615 | TXU Sweetwater Generating Plant | TX | Nolan | GT01 | CT | RE | 45 | 41 | 41 |  | 6 | 1989 | BIT WDS: NG; N Y: N; Y Y: Y; S S: W |  | Y | IPP CHP | 3 | T |  | N | [15 empty] | 5 | 2009 | N
55983 | Luminant Generation Company LLC | 50615 | TXU Sweetwater Generating Plant | TX | Nolan | GT02 | CT | RE | 99 | 86 | 86 |  | 6 | 1989 | BIT WDS: NG; N Y: N; Y Y: Y; S S: W |  | N | IPP CHP | 3 |  |  | N | [15 empty] | 5 | 2009 | N
55983 | Luminant Generation Company LLC | 50615 | TXU Sweetwater Generating Plant | TX | Nolan | GT03 | CT | RE | 99 | 86 | 86 |  | 6 | 1989 | BIT WDS: NG; N Y: N; Y Y: Y; S S: W |  | N | IPP CHP | 3 |  |  | N | [15 empty] | 5 | 2009 | N
55983 | Luminant Generation Company LLC | 50615 | TXU Sweetwater Generating Plant | TX | Nolan | STG1 | CA | RE | 101 | 76 | 76 |  | 6 | 1989 | BIT WDS: NG; N Y: N; Y Y: Y; S S: W |  | N | IPP CHP | 3 |  | Y | [16 empty] | 9 | 2009 | N
56017 | Avenal Power Center LLC | 56801 | Avenal Power Center | CA | KINGS | 1 | CC | IP | 600 | 600 | 600 |  |  |  | BIT WDS: NG; N Y: N; Y Y: Y; S S: S |  | Y | IPP CHP | 3 |  | Y | [18 empty] | N
56024 | Kamin LLC | 54880 | Kamin LLC Wrens Plant | GA | Jefferson | TUR1 | GT | RE | 1 | 0.9 | 1 |  | 1 | 1986 | BIT WDS: NG; N Y: N; Y Y: N; S S: S |  | Y | Industrial CHP | 7 |  | N | [16 empty] | 6 | 2002 | N
56024 | Kamin LLC | 54880 | Kamin LLC Wrens Plant | GA | Jefferson | WP1 | IC | RE | 1.1 | 1.1 | 1.1 |  | 1 | 1988 | BIT WDS: DFO; N Y: N; Y Y: Y; Y N: N; S S: S |  | N | Industrial CHP | 7 |  | N | [16 empty] | 6 | 2006 | N
56029 | Fibrowatt LLC | 56817 | FibroHills | NC | Surry | 1 | ST | IP | 60 | 55 | 55 |  |  |  | BIT WDS: OBS; BIT RFO: PG; N Y: N; Y Y: N; S S: S |  | N | IPP Non-CHP | 2 |  |  | N | [17 empty] | N
56029 | Fibrowatt LLC | 57596 | FibroMont | NC | Montgomery | G1 | ST | IP | 62 | 55 | 55 |  |  |  | BIT WDS: AB; BIT RFO: WDS; N Y: Y; S S: S |  | N | IPP Non-CHP | 2
56078 | CMP Sartell LLC | 50252 | International Paper Sartell Mill | MN | Benton | ABB2 | ST | RE | 20.4 | 20.4 | 20.4 |  | 6 | 1982 | BIT WDS: BIT; BIT RFO: WDS; N Y: N; Y Y: N; S S: S |  | Y | Industrial CHP | 7 | T | N | [16 empty] | 5 | 2012 | N |  |  | Y
56078 | CMP Sartell LLC | 50252 | International Paper Sartell Mill | MN | Benton | HG10 | HY | RE | 0.9 | 0.9 | 0.9 |  | 3 | 1985 | BIT WDS: WAT; N Y: N; Y Y: N; S S: S | 0 | N | Industrial CHP | 7 |  | N | [16 empty] | 5 | 2012
56078 | CMP Sartell LLC | 50252 | International Paper Sartell Mill | MN | Benton | HG11 | HY | RE | 0.9 | 0.9 | 0.9 |  | 3 | 1985 | BIT WDS: WAT; N Y: N; Y Y: N; Y N: N; S S: S | 0 | N | Industrial CHP | 7 |  | N | [16 empty] | 5 | 2012
56078 | CMP Sartell LLC | 50252 | International Paper Sartell Mill | MN | Benton | HG12 | HY | RE | 0.9 | 0.9 | 0.9 |  | 3 | 1985 | BIT WDS: WAT; N Y: N; Y Y: N; S S: S | 0 | N | Industrial CHP | 7 |  | N | [16 empty] | 5 | 2012
56078 | CMP Sartell LLC | 50252 | International Paper Sartell Mill | MN | Benton | HG2 | HY | RE | 0.9 | 0.9 | 0.9 |  | 3 | 1985 | BIT WDS: WAT; N Y: N; Y Y: N; S S: S | 0 | N | Industrial CHP | 7 |  | N | [16 empty] | 5 | 2012
56078 | CMP Sartell LLC | 50252 | International Paper Sartell Mill | MN | Benton | HG3 | HY | RE | 0.9 | 0.9 | 0.9 |  | 3 | 1985 | BIT WDS: WAT; N Y: N; Y Y: N; S S: S | 0 | N | Industrial CHP | 7 |  | N | [16 empty] | 5 | 2012
56078 | CMP Sartell LLC | 50252 | International Paper Sartell Mill | MN | Benton | HG4 | HY | RE | 0.9 | 0.9 | 0.9 |  | 3 | 1985 | BIT WDS: WAT; N Y: N; Y Y: N; S S: S | 0 | N | Industrial CHP | 7 |  | N | [16 empty] | 5 | 2012
56078 | CMP Sartell LLC | 50252 | International Paper Sartell Mill | MN | Benton | HG5 | HY | RE | 0.9 | 0.9 | 0.9 |  | 3 | 1985 | BIT WDS: WAT; N Y: N; Y Y: N; S S: S | 0 | N | Industrial CHP | 7 |  | N | [16 empty] | 5 | 2012
56078 | CMP Sartell LLC | 50252 | International Paper Sartell Mill | MN | Benton | HG6 | HY | RE | 0.8 | 0.8 | 0.8 |  | 3 | 1985 | BIT WDS: WAT; N Y: N; Y Y: N; S S: S | 0 | N | Industrial CHP | 7 |  | N | [16 empty] | 5 | 2012
56078 | CMP Sartell LLC | 50252 | International Paper Sartell Mill | MN | Benton | HG7 | HY | RE | 0.8 | 0.8 | 0.8 |  | 3 | 1985 | BIT WDS: WAT; N Y: N; Y Y: N; S S: S | 0 | N | Industrial CHP | 7 |  | N | [16 empty] | 5 | 2012
56078 | CMP Sartell LLC | 50252 | International Paper Sartell Mill | MN | Benton | HG8 | HY | RE | 0.7 | 0.7 | 0.7 |  | 3 | 1985 | BIT WDS: WAT; N Y: N; Y Y: N; S S: S | 0 | N | Industrial CHP | 7 |  | N | [16 empty] | 5 | 2012
56078 | CMP Sartell LLC | 50252 | International Paper Sartell Mill | MN | Benton | HG9 | HY | RE | 0.7 | 0.7 | 0.7 |  | 3 | 1985 | BIT WDS: WAT; N Y: N; Y Y: N; S S: S | 0 | N | Industrial CHP | 7 |  | N | [16 empty] | 5 | 2012
56079 | Encore Energy Partners Operating LLC | 52127 | Elk Basin Gasoline Plant | WY | Park | GEN3 | ST | RE | 0.5 | 0.4 | 0.4 |  | 1 | 1958 | BIT WDS: OG; N Y: N; Y Y: N; S S: J |  | N | Industrial CHP | 7 |  | N | [16 empty] | 3 | 2007 | N
56081 | Southeastern Chester County Refuse Auth | 56873 | SECCRA Community Landfill | PA | Chester | 2 | IC | RE | 1.1 | 1.1 | 1.1 |  | 10 | 2008 | BIT WDS: LFG; N Y: N; Y Y: Y; S S: S |  | N | Commercial Non-CHP | 4 | [18 empty] | 11 | 2010 | N
56108 | Atlas Pipeline Mid Continent WestTex LLC | 54459 | Midkiff Plant | TX | Reagan | 1 | IC | RE | 1.2 | 1.2 | 1.2 |  | 5 | 1990 | BIT WDS: NG; N Y: N; Y Y: N; S S: S |  | N | Industrial Non-CHP | 6 |  | N | [16 empty] | 12 | 2009 | N
56108 | Atlas Pipeline Mid Continent WestTex LLC | 54459 | Midkiff Plant | TX | Reagan | 2 | IC | RE | 1.2 | 1.2 | 1.2 |  | 5 | 1990 | BIT WDS: NG; N Y: N; Y Y: N; S S: S |  | N | Industrial Non-CHP | 6 |  | N | [16 empty] | 12 | 2009 | N
56108 | Atlas Pipeline Mid Continent WestTex LLC | 54459 | Midkiff Plant | TX | Reagan | 3 | IC | RE | 1.2 | 1.2 | 1.2 |  | 5 | 1990 | BIT WDS: NG; N Y: N; Y Y: N; S S: S |  | N | Industrial Non-CHP | 6 |  | N | [16 empty] | 12 | 2009 | N
56117 | GreenVolts Inc | 56910 | GV1 | CA | Alameda | 1 | PV | IP | 1 | 1 | 1 |  |  |  | BIT WDS: SUN; N Y: N; Y Y: Y; S S: S |  | N | IPP Non-CHP | 2
56117 | GreenVolts Inc | 56910 | GV1 | CA | Alameda | 2 | PV | IP | 1 | 1 | 1 |  |  |  | BIT WDS: SUN; N Y: N; Y Y: Y; S S: S |  | N | IPP Non-CHP | 2
56150 | ArcelorMittal USA Inc | 10211 | 2 AC Station | IN | Lake | 10TG | ST | RE | 20 | 18 | 18 |  | 1 | 1948 | BIT WDS: BFG; BIT RFO: NG; N Y: Y; Y Y: N; S S: S |  | N | Industrial CHP | 7 |  | N | N | [12 empty] | N |  |  | 4 | 2009 | N
56150 | ArcelorMittal USA Inc | 10211 | 2 AC Station | IN | Lake | 11TG | ST | RE | 20 | 18 | 18 |  | 3 | 1950 | BIT WDS: BFG; BIT RFO: NG; N Y: Y; Y Y: N; S S: S |  | N | Industrial CHP | 7 |  | N | N | [12 empty] | N |  |  | 4 | 2009 | N
56150 | ArcelorMittal USA Inc | 10211 | 2 AC Station | IN | Lake | 7TG | ST | RE | 11.2 | 10 | 10 |  | 3 | 1931 | BIT WDS: BFG; BIT RFO: NG; N Y: Y; Y Y: N; S S: S |  | N | Industrial CHP | 7 |  | N | N | [15 empty] | 12 | 2007 | N
56150 | ArcelorMittal USA Inc | 10211 | 2 AC Station | IN | Lake | 8TG | ST | RE | 11.2 | 10 | 10 |  | 1 | 1926 | BIT WDS: BFG; BIT RFO: NG; N Y: Y; Y Y: N; S S: S |  | N | Industrial CHP | 7 |  | N | N | [12 empty] | N |  |  | 4 | 2009 | N
56150 | ArcelorMittal USA Inc | 10211 | 2 AC Station | IN | Lake | 9TG | ST | RE | 20 | 18.6 | 18.8 |  | 1 | 1938 | BIT WDS: BFG; Y Y: N; S S: S |  | Y | Industrial CHP | 7 |  | N | [16 empty] | 6 | 1996
56150 | ArcelorMittal USA Inc | 10474 | 4 AC Station | IN | Lake | 14TG | ST | RE | 67.5 | 63.3 | 63.5 |  | 8 | 1963 | BIT WDS: BIT; BIT RFO: OG; BIT NG: NG; S S: S |  | Y | Industrial CHP | 7 |  | N | [16 empty] | 4 | 1999
56150 | ArcelorMittal USA Inc | 10474 | 4 AC Station | IN | Lake | 15TG | ST | RE | 67.5 | 63.3 | 63.5 |  | 10 | 1963 | BIT WDS: BIT; BIT RFO: OG; BIT NG: NG; S S: S |  | Y | Industrial CHP | 7 |  | N | [16 empty] | 4 | 1999
56160 | NAEA Operating Company LLC | 55938 | NAEA Ocean Peaking Power LLC | NJ | Ocean | OPP5 | GT | IP | 191.5 | 149.2 | 191 |  |  |  | BIT WDS: NG; N Y: N; Y Y: N; S S: S |  | N | IPP Non-CHP | 2 |  | N | [18 empty] | N
56175 | Fairbanks Morse Engine | 56937 | Fairbanks Morse Engine | WI | Rock | GEN7 | IC | RE | 3.1 | 3.1 | 3.1 |  | 8 | 1996 | BIT WDS: DFO; N Y: N; Y Y: N; Y N: N; S S: S |  | N | Industrial Non-CHP | 6 |  |  | N | [15 empty] | 9 | 2007 | N
56190 | Savannah River Nuclear Solutions LLC | 7652 | US DOE Savannah River Site (D Area) | SC | Aiken | HP-1 | ST | RE | 9.4 | 9.4 | 9.4 |  | 1 | 1952 | BIT WDS: BIT; N Y: N; Y Y: Y; Y N: Y; S S: W |  | Y | IPP CHP | 3 | B | N | [16 empty] | 4 | 2012 | N | Y | [5 empty] | PG | DFO
56190 | Savannah River Nuclear Solutions LLC | 7652 | US DOE Savannah River Site (D Area) | SC | Aiken | HP-2 | ST | RE | 9.4 | 9.4 | 9.4 |  | 1 | 1952 | BIT WDS: BIT; N Y: N; Y Y: Y; Y N: Y; S S: W |  | Y | IPP CHP | 3 | B | N | [16 empty] | 4 | 2012 | N | Y | [5 empty] | PG | DFO
56190 | Savannah River Nuclear Solutions LLC | 7652 | US DOE Savannah River Site (D Area) | SC | Aiken | HP-3 | ST | RE | 9.4 | 9.4 | 9.4 |  | 1 | 1952 | BIT WDS: BIT; N Y: N; Y Y: Y; Y N: Y; S S: W |  | Y | IPP CHP | 3 | B | N | [16 empty] | 4 | 2012 | N | Y | [5 empty] | PG | DFO
56190 | Savannah River Nuclear Solutions LLC | 7652 | US DOE Savannah River Site (D Area) | SC | Aiken | LP-1 | ST | RE | 12.5 | 12.5 | 12.5 |  | 1 | 1952 | BIT WDS: BIT; N Y: N; Y Y: Y; Y N: Y; S S: W |  | Y | IPP CHP | 3 | B | N | [16 empty] | 4 | 2012 | N | Y | [5 empty] | PG | DFO
56190 | Savannah River Nuclear Solutions LLC | 7652 | US DOE Savannah River Site (D Area) | SC | Aiken | LP-2 | ST | RE | 12.5 | 12.5 | 12.5 |  | 1 | 1952 | BIT WDS: BIT; N Y: N; Y Y: Y; Y N: Y; S S: W |  | Y | IPP CHP | 3 | B | N | [16 empty] | 4 | 2012 | N | Y | [5 empty] | PG | DFO
56190 | Savannah River Nuclear Solutions LLC | 7652 | US DOE Savannah River Site (D Area) | SC | Aiken | LP-3 | ST | RE | 12.5 | 12.5 | 12.5 |  | 1 | 1952 | BIT WDS: BIT; N Y: N; Y Y: Y; Y N: Y; S S: W |  | Y | IPP CHP | 3 | B | N | [16 empty] | 4 | 2012 | N | Y | [5 empty] | PG | DFO
56190 | Savannah River Nuclear Solutions LLC | 7652 | US DOE Savannah River Site (D Area) | SC | Aiken | LP-4 | ST | RE | 12.5 | 12.5 | 12.5 |  | 1 | 1952 | BIT WDS: BIT; N Y: N; Y Y: Y; Y N: Y; S S: W |  | Y | IPP CHP | 3 | B | N | [16 empty] | 4 | 2012 | N | Y | [5 empty] | PG | DFO
56201 | GDF Suez North America | 50137 | Newgulf Cogen | TX | Wharton | GEN2 | CA | RE | 12.5 | 12 | 12 |  | 12 | 1988 | BIT WDS: NG; N Y: N; Y Y: N; S S: W |  | N | IPP Non-CHP | 2 |  | N | [16 empty] | 2 | 2005 | N
56204 | CPV Valley LLC | 56940 | CPV Valley Energy Center | NY | Orange | CTG1 | CT | IP | 190 | 186.5 | 219 | G921 |  |  | BIT WDS: NG; BIT RFO: DFO; N Y: Y; Y Y: Y; S S: S |  | N | IPP Non-CHP | 2 | [20 empty] | N
56208 | Smart Papers Holdings LLC | 50247 | Smart Papers LLC | OH | Butler | 1 | ST | RE | 1 | 1 | 1 |  | 6 | 2009 | BIT WDS: BIT; N Y: N; Y Y: Y; S S: W |  | Y | Industrial CHP | 7 | T | [17 empty] | 8 | 2012 | N | Y |  | Y
56208 | Smart Papers Holdings LLC | 50247 | Smart Papers LLC | OH | Butler | 2 | ST | RE | 1.5 | 1.5 | 1.5 |  | 6 | 2009 | BIT WDS: BIT; N Y: N; Y Y: Y; Y N: Y; S S: W |  | Y | Industrial CHP | 7 | T | [17 empty] | 8 | 2012 |  | Y |  | Y
56208 | Smart Papers Holdings LLC | 50247 | Smart Papers LLC | OH | Butler | 7 | ST | RE | 9.4 | 9.4 | 9.4 |  | 6 | 2009 | BIT WDS: BIT; N Y: N; Y Y: Y; S S: W |  | N | Industrial CHP | 7 | [18 empty] | 8 | 2012 |  | Y |  | Y
56208 | Smart Papers Holdings LLC | 50247 | Smart Papers LLC | OH | Butler | 8 | ST | RE | 9.4 | 9.4 | 9.4 |  | 6 | 2009 | BIT WDS: BIT; N Y: N; Y Y: Y; S S: W |  | N | Industrial CHP | 7 | [18 empty] | 8 | 2012 |  | Y |  | Y
56208 | Smart Papers Holdings LLC | 50247 | Smart Papers LLC | OH | Butler | GEN3 | ST | RE | 6 | 6 | 6 |  | 1 | 1924 | BIT WDS: BIT; N Y: N; Y Y: Y; S S: W |  | Y | Industrial CHP | 7 | B | N | [13 empty] | N |  |  | 8 | 2012 | N | Y | N | Y
56208 | Smart Papers Holdings LLC | 50247 | Smart Papers LLC | OH | Butler | GEN4 | ST | RE | 1.5 | 1.5 | 1.5 |  | 1 | 1927 | BIT WDS: BIT; N Y: N; Y Y: Y; Y N: Y; S S: W |  | Y | Industrial CHP | 7 | B | N | [16 empty] | 5 | 2009 | N | Y |  | Y
56208 | Smart Papers Holdings LLC | 50247 | Smart Papers LLC | OH | Butler | GEN5 | ST | RE | 7.5 | 7.5 | 7.5 |  | 1 | 1930 | BIT WDS: BIT; N Y: N; Y Y: Y; Y N: Y; S S: W |  | Y | Industrial CHP | 7 | B | N | [13 empty] | N |  |  | 8 | 2012 | N | Y |  | Y
56208 | Smart Papers Holdings LLC | 50247 | Smart Papers LLC | OH | Butler | GEN6 | ST | RE | 10.5 | 10.5 | 10.5 |  | 1 | 1930 | BIT WDS: BIT; N Y: N; Y Y: Y; S S: W |  | Y | Industrial CHP | 7 | B | N | [13 empty] | N |  |  | 8 | 2012 | N | Y |  | Y
56216 | Multitrade Rabun Gap LLC | 50201 | Rabun Gap Cogen Facility | GA | RABUN | ST1 | ST | RE | 4.1 | 4.1 | 4.1 |  | 1 | 1986 | BIT WDS: WDS; N Y: N; Y Y: N; S S: S |  | N | IPP Non-CHP | 2 |  | N | [13 empty] | N |  |  | 1 | 2010
56266 | Green Gas-Pioneer Crossing Energy LLC | 56957 | Pioneer Crossing Landfill Gas to Energy | PA | Berks | LFG7 | IC | IP | 1.6 | 1.6 | 1.6 |  |  |  | BIT WDS: LFG; N Y: N; Y Y: Y; S S: S |  | N | IPP Non-CHP | 2 | [20 empty] | N
56304 | Air Products LLC | 10638 | Pasadena | TX | Harris | GEN1 | GT | RE | 6.5 | 2.6 | 3.6 |  | 7 | 1985 | BIT WDS: NG; N Y: N; Y Y: N; Y N: N; S S: S |  | Y | Industrial CHP | 7 | T | N | [16 empty] | 12 | 2012 | N | [6 empty] | NG
56304 | Air Products LLC | 55309 | Air Products Port Arthur | TX | Jefferson | GEN2 | CA | RE | 3 | 3 | 3 | SMR1 | 11 | 2000 | BIT WDS: NG; N Y: N; Y Y: N; Y N: N; S S: S |  | Y | Industrial CHP | 7 | B | N | [16 empty] | 4 | 2012 | N
56306 | DeKalb County GA | 57013 | DeKalb County Green Energy Facility | GA | De Kalb | 3 | IC | IP | 1.6 | 1.6 | 1.6 |  |  |  | BIT WDS: LFG; N Y: N; Y Y: Y; S S: S |  | N | Commercial Non-CHP | 4 | [20 empty] | N
56318 | SCE Engineers | 55885 | Montgomery County Oaks LFGE Plant | MD | Montgomery | N01 | GT | IP | 2.8 | 2.3 | 2.3 |  |  |  | BIT WDS: LFG; S S: S |  | N | IPP Non-CHP | 2 |  | N | [18 empty] | N
56318 | SCE Engineers | 55885 | Montgomery County Oaks LFGE Plant | MD | Montgomery | N02 | GT | IP | 2.8 | 2.3 | 2.3 |  |  |  | BIT WDS: LFG; S S: S |  | N | IPP Non-CHP | 2 |  | N | [18 empty] | N
56334 | WEHRAN Energy Corporation | 55778 | Brookhaven Facility | NY | Suffolk | BH1 | IC | RE | 1.3 | 1.2 | 1.2 |  | 1 | 1995 | BIT WDS: LFG; N Y: N; Y Y: Y; Y N: N; S S: S |  | N | IPP Non-CHP | 2 |  | N | [16 empty] | 1 | 2005
56334 | WEHRAN Energy Corporation | 55778 | Brookhaven Facility | NY | Suffolk | BH2 | IC | RE | 1.3 | 1.2 | 1.2 |  | 1 | 1995 | BIT WDS: LFG; N Y: N; Y Y: Y; S S: S |  | N | IPP Non-CHP | 2 |  | N | [16 empty] | 12 | 2012 | N
56334 | WEHRAN Energy Corporation | 55778 | Brookhaven Facility | NY | Suffolk | BH3 | IC | RE | 1.3 | 1.2 | 1.2 |  | 1 | 1995 | BIT WDS: LFG; N Y: N; Y Y: Y; S S: S |  | N | IPP Non-CHP | 2 |  | N | [16 empty] | 12 | 2012
56334 | WEHRAN Energy Corporation | 55778 | Brookhaven Facility | NY | Suffolk | BH4 | IC | RE | 1.3 | 1.2 | 1.2 |  | 1 | 1995 | BIT WDS: LFG; N Y: N; Y Y: Y; Y N: N; S S: S |  | N | IPP Non-CHP | 2 |  | N | [16 empty] | 12 | 2012
56386 | NAEA Rock Springs LLC | 7835 | NAEA Rock Springs LLC | MD | Cecil | 5 | GT | IP | 195 | 160 | 185 |  |  |  | BIT WDS: NG; N Y: N; S S: J |  | N | IPP Non-CHP | 2 |  | N | [18 empty] | N
56386 | NAEA Rock Springs LLC | 7835 | NAEA Rock Springs LLC | MD | Cecil | 6 | GT | IP | 195 | 160 | 185 |  |  |  | BIT WDS: NG; N Y: N; S S: J |  | N | IPP Non-CHP | 2 |  | N | [18 empty] | N
56401 | NAEA Energy Massachusetts LLC | 1642 | NAEA Energy Massachusetts LLC | MA | Hampden | WS1 | ST | RE | 51 | 47.4 | 47.9 |  | 1 | 1949 | BIT WDS: RFO; Y Y: N; S S: S |  | N | IPP Non-CHP | 2 |  | N | [16 empty] | 4 | 2002
56401 | NAEA Energy Massachusetts LLC | 1642 | NAEA Energy Massachusetts LLC | MA | Hampden | WS2 | ST | RE | 51 | 47.4 | 47.9 |  | 1 | 1952 | BIT WDS: RFO; Y Y: N; S S: S |  | N | IPP Non-CHP | 2 |  | N | [16 empty] | 4 | 2002
56407 | BIOENERGY POWER LLC | 57104 | Bioenergy Power LLC | IN | Clay | UNIT1 | ST | IP | 30 | 26 | 26 |  |  |  | BIT WDS: WDS; N Y: N; Y Y: Y; S S: S |  | N | IPP Non-CHP | 2 | [20 empty] | N
56422 | Black Prairie Wind Farm LLC | 57114 | Black Prairie Wind Farm LLC | IL | McLean | GEN 1 | WT | IP | 200 | 200 | 200 |  |  |  | BIT WDS: WND; N Y: N; Y Y: Y; S S: S | 133 | N | IPP Non-CHP | 2 | [20 empty] | N
56422 | Black Prairie Wind Farm LLC | 57114 | Black Prairie Wind Farm LLC | IL | McLean | GEN 2 | WT | IP | 200 | 200 | 200 |  |  |  | BIT WDS: WND; N Y: N; Y Y: Y; S S: S | 133 | N | IPP Non-CHP | 2 | [20 empty] | N
56448 | Red Shield Acquisition LLC | 10700 | Red Shield Envir Old Town Facility | ME | Penobscot | TG1 | ST | RE | 3.5 | 3.3 | 3.3 |  | 7 | 1946 | BIT WDS: RFO; BIT RFO: BLQ; N Y: N; Y Y: Y; S S: S |  | Y | Industrial CHP | 7 |  | N | [16 empty] | 12 | 2002 | N
56482 | Gamesa Energy USA | 56653 | Crescent Ridge II Wind Energy Project | IL | BUREAU | 1 | WT | IP | 57.8 | 57.8 | 57.8 |  |  |  | BIT WDS: WND; N Y: N; Y Y: Y; S S: W | 29 | N | IPP Non-CHP | 2
56482 | Gamesa Energy USA | 56657 | Lancaster Wind Farm Project | IL | STEPHENSON | 1 | WT | IP | 70 | 70 | 70 |  |  |  | BIT WDS: WND; N Y: N; Y Y: Y; S S: W | 28 | N | IPP Non-CHP | 2
56488 | Ascend Performance Materials | 10418 | Ascend Performance Materials Texas Inc. | TX | Brazoria | GEN2 | ST | RE | 1.2 | 1.2 | 1.2 |  | 10 | 1990 | BIT WDS: OG; BIT RFO: NG; N Y: N; Y Y: Y; S S: S |  | Y | Industrial CHP | 7 | B | N | N | [15 empty] | 6 | 2005 | N | [6 empty] | NG
56488 | Ascend Performance Materials | 10418 | Ascend Performance Materials Texas Inc. | TX | Brazoria | GEN3 | ST | RE | 2 | 2 | 2 |  | 10 | 1990 | BIT WDS: OG; BIT RFO: NG; N Y: N; Y Y: Y; S S: S |  | Y | Industrial CHP | 7 | B | N | N | [15 empty] | 6 | 2005 | N | [6 empty] | NG
56500 | KPAQ Industries LLC | 10697 | St Francisville Mill | LA | West Feliciana | GEN1 | GT | RE | 45 | 38.3 | 44.1 |  | 12 | 1985 | [11 empty] | Y | Industrial CHP | 7 | [18 empty] | 7 | 1999 | bar: BIT WDS; S S
56505 | National Grid Generation LLC | 2511 | E F Barrett | NY | Nassau | 7 | GT | RE | 18 |  |  |  | 7 | 1970 | BIT WDS: NG; BIT RFO: DFO; Y Y: N; S S: S |  | N | Electric Utility | 1 |  | N | [16 empty] | 10 | 2011 | N
56505 | National Grid Generation LLC | 2513 | Far Rockaway | NY | Queens | 4 | ST | RE | 100 |  | 105.2 |  | 12 | 1953 | BIT WDS: NG; N Y: N; Y Y: Y; S S: S |  | N | Electric Utility | 1 |  | N | [16 empty] | 7 | 2012 | N
56505 | National Grid Generation LLC | 2514 | Glenwood | NY | Nassau | 4 | ST | RE | 114 |  | 107 |  | 12 | 1952 | BIT WDS: NG; N Y: N; Y Y: Y; S S: S |  | N | Electric Utility | 1 |  | N | [16 empty] | 7 | 2012 | N
56505 | National Grid Generation LLC | 2514 | Glenwood | NY | Nassau | 5 | ST | RE | 114 |  | 105.2 |  | 11 | 1954 | BIT WDS: NG; N Y: N; Y Y: Y; S S: S |  | N | Electric Utility | 1 |  | N | [16 empty] | 7 | 2012 | N
56505 | National Grid Generation LLC | 2517 | Port Jefferson | NY | Suffolk | 2 | ST | RE | 46 | 42.2 | 42.4 |  | 10 | 1950 | BIT WDS: RFO; N Y: N; Y Y: N; Y N: N; S S: S |  | N | Electric Utility | 1 |  | N | [16 empty] | 9 | 1997
56505 | National Grid Generation LLC | 2517 | Port Jefferson | NY | Suffolk | ST1 | ST | RE | 46 | 42.2 | 42.4 |  | 12 | 1948 | BIT WDS: RFO; N Y: N; Y Y: N; Y N: N; S S: S |  | N | Electric Utility | 1 |  | N | [16 empty] | 9 | 1997 | N
56512 | Liberty Green Renewables Indiana LLC | 57158 | Scottsburg Renewable Energy Center | IN | Scott | GEN01 | ST | IP | 32 | 28.9 | 29.5 |  |  |  | BIT WDS: WDS; BIT RFO: AB; N Y: Y; Y Y: Y; S S: S |  | N | IPP Non-CHP | 2 | [20 empty] | N
56516 | Morris Energy Operations Company, LLC | 54693 | York Generation Company LLC | PA | York | GT#3 | CT | RE | 8.3 | 7.1 | 7.8 |  | 4 | 1989 | BIT WDS: NG; N Y: N; Y Y: N; S S: S |  | Y | IPP CHP | 3 |  | N | [16 empty] | 12 | 2004
56516 | Morris Energy Operations Company, LLC | 54693 | York Generation Company LLC | PA | York | GT#4 | CT | RE | 8.3 | 7.1 | 7.8 |  | 4 | 1989 | BIT WDS: NG; N Y: N; Y Y: N; S S: S |  | Y | IPP CHP | 3 |  | N | [16 empty] | 12 | 2004
56545 | Pattern Operators LP | 56370 | Ecogen Wind | NY | Steuben | 1 | WT | IP | 79.5 | 79.5 | 79.5 |  |  |  | BIT WDS: WND; N Y: N; Y Y: Y; S S: W | 53 | N | IPP Non-CHP | 2
56545 | Pattern Operators LP | 56655 | Seldom Seen Wind LLC | PA | CAMBRIA | 1 | WT | IP | 41 | 41 | 41 |  |  |  | BIT WDS: WND; N Y: N; Y Y: Y; S S: W | 25 | N | IPP Non-CHP | 2
56545 | Pattern Operators LP | 56656 | Aragonne Mesa Phase II | NM | GUADALUPE | 1 | WT | IP | 110.4 | 110.4 | 110.4 |  |  |  | BIT WDS: WND; N Y: N; Y Y: Y; S S: W | 46 | N | IPP Non-CHP | 2
56545 | Pattern Operators LP | 56658 | Majestic 2 Wind Farm | TX | CARSON | 1 | WT | IP | 79.2 | 79.2 | 79.2 |  |  |  | BIT WDS: WND; N Y: N; Y Y: Y; S S: W | 34 | N | IPP Non-CHP | 2
56545 | Pattern Operators LP | 56663 | El Paso Wind Project | IL | WOODFORD | 1 | WT | IP | 80 | 80 | 80 |  |  |  | BIT WDS: WND; N Y: N; Y Y: Y; S S: W | 33 | N | IPP Non-CHP | 2
56598 | Optim Energy LLC | 7030 | Twin Oaks Power One | TX | Robertson | 3 | ST | IP | 600 | 600 | 600 |  |  |  | BIT WDS: LIG; N Y: Y; Y Y: Y; S S: S |  | N | IPP Non-CHP | 2 |  | N
56605 | Delaware City Refining Company LLC | 52193 | Delaware City Plant | DE | New Castle | FGTG | GT | RE | 1.2 | 1 | 1 |  | 9 | 1980 | BIT WDS: NG; Y Y: Y; S S: S |  | Y | Industrial CHP | 7 |  | N | [16 empty] | 10 | 1997
56606 | Calpine New Jersey Generation LLC | 2384 | Deepwater | NJ | Salem | 4 | ST | RE | 53 | 54 | 54 |  | 5 | 1930 | BIT WDS: RFO; Y Y: Y; Y N: Y; S S: S |  | N | IPP Non-CHP | 2 |  | N | [16 empty] | 4 | 2004 | N
56606 | Calpine New Jersey Generation LLC | 2384 | Deepwater | NJ | Salem | GTA | GT | RE | 18.6 | 19 | 24 |  | 4 | 1967 | NG | KER |  |  |  |  | N | Y | Y | S |  | N | IPP Non-CHP | 2 |  | N | [16 empty] | 5 | 2005 | N
56608 | Calpine Mid-Merit LLC | 55524 | York Energy Center | PA | York | CTG5 | CT | IP | 120 | 120 | 120 |  |  |  | BIT WDS: NG; BIT RFO: DFO; N Y: Y; Y Y: Y; S S: S |  | N | IPP Non-CHP | 2 |  | N | [18 empty] | N
56608 | Calpine Mid-Merit LLC | 55524 | York Energy Center | PA | York | CTG6 | CT | IP | 120 | 120 | 120 |  |  |  | BIT WDS: NG; BIT RFO: DFO; N Y: Y; Y Y: Y; S S: S |  | N | IPP Non-CHP | 2 |  | N | [18 empty] | N
56608 | Calpine Mid-Merit LLC | 55524 | York Energy Center | PA | York | CTG7 | CT | IP | 120 | 120 | 120 |  |  |  | BIT WDS: NG; BIT RFO: DFO; N Y: Y; Y Y: Y; S S: S |  | N | IPP Non-CHP | 2 |  | N | [18 empty] | N
56608 | Calpine Mid-Merit LLC | 55524 | York Energy Center | PA | York | STG2 | CA | IP | 200 | 200 | 200 |  |  |  | BIT WDS: NG; BIT RFO: DFO; Y Y: Y; S S: S |  | N | IPP Non-CHP | 2 |  | N | [18 empty] | N
56615 | First Solar Energy LLC | 57295 | Alpine Solar | CA | Los Angeles | 2 | PV | IP | 26 | 26 | 26 |  |  |  | BIT WDS: SUN; N Y: N; Y Y: Y; S S: S |  | N | IPP Non-CHP | 2
56615 | First Solar Energy LLC | 57373 | Agua Caliente Solar Project | AZ | Yuma | AGU01 | PV | IP | 290 | 290 | 290 |  |  |  | BIT WDS: SUN; N Y: N; Y Y: Y; S S: W |  | N | IPP Non-CHP | 2
56624 | TMC LLC | 10347 | TMC LLC | FL | Jefferson | GEN1 | ST | RE | 7.5 | 7.5 | 7.5 |  | 8 | 1990 | BIT WDS: WDS; BIT RFO: AB; Y Y: Y; Y N: N; S S: S |  | N | IPP Non-CHP | 2 |  | N | [13 empty] | N |  |  | 3 | 2012 | N
56633 | Lake Country Wind Energy | 57255 | Lake Country Wind Energy | MN | HENNEPIN | 2 | WT | IP | 300 | 300 | 300 |  |  |  | BIT WDS: WND; N Y: N; Y Y: Y; S S: S | 300 | N | IPP Non-CHP | 2 | [20 empty] | N
56644 | Solar Trust of America | 57272 | Palen Solar Power Project | CA | Riverside | 1 | ST | IP | 273.4 | 232 | 242 |  |  |  | BIT WDS: SUN; N Y: N; Y Y: Y; S S: S |  | N | IPP Non-CHP | 2 | [20 empty] | N
56644 | Solar Trust of America | 57272 | Palen Solar Power Project | CA | Riverside | 2 | ST | IP | 273.4 | 232 | 242 |  |  |  | BIT WDS: SUN; N Y: N; Y Y: N; S S: S |  | N | IPP Non-CHP | 2 | [20 empty] | N
56644 | Solar Trust of America | 57288 | Amargosa Solar Power Project | NV | Nye | 1 | ST | IP | 273.4 | 232 | 242 |  |  |  | BIT WDS: SUN; N Y: N; Y Y: Y; S S: S |  | N | IPP Non-CHP | 2 | [20 empty] | N
56644 | Solar Trust of America | 57288 | Amargosa Solar Power Project | NV | Nye | 2 | ST | IP | 273.4 | 232 | 242 |  |  |  | BIT WDS: SUN; N Y: N; Y Y: Y; S S: S |  | N | IPP Non-CHP | 2 | [20 empty] | N |  | N
56724 | Klamath Falls Bioenergy LLC | 57388 | Klamath Falls Bioenergy Facility | OR | KLAMATH | EU1 | ST | IP | 42 | 37 | 37 |  |  |  | BIT WDS: WDS; N Y: N; Y Y: Y; S S: S |  | N | IPP Non-CHP | 2 | [20 empty] | N
56764 | USG Nevada LLC | 50760 | Empire | NV | HUMBOLDT | OE11 | ST | RE | 1.2 | 0.6 | 0.9 |  | 12 | 1987 | BIT WDS: GEO; N Y: N; Y Y: Y; S S: S |  | N | IPP Non-CHP | 2 |  | N | [16 empty] | 12 | 2011 | N
56764 | USG Nevada LLC | 50760 | Empire | NV | HUMBOLDT | OE12 | ST | RE | 1.2 | 0.9 | 1 |  | 12 | 1987 | BIT WDS: GEO; N Y: N; Y Y: Y; S S: S |  | N | IPP Non-CHP | 2 |  | N | [16 empty] | 12 | 2011 | N
56764 | USG Nevada LLC | 50760 | Empire | NV | HUMBOLDT | OE13 | ST | RE | 1.2 | 0.9 | 0.8 |  | 12 | 1987 | BIT WDS: GEO; N Y: N; Y Y: Y; S S: S |  | N | IPP Non-CHP | 2 |  | N | [16 empty] | 12 | 2011 | N
56764 | USG Nevada LLC | 50760 | Empire | NV | HUMBOLDT | OE14 | ST | RE | 1.2 | 0.9 | 1 |  | 12 | 1987 | BIT WDS: GEO; N Y: N; Y Y: Y; S S: S |  | N | IPP Non-CHP | 2 |  | N | [16 empty] | 12 | 2011 | N
56767 | NRG Solar LLC | 57452 | Hyder Projects | AZ | YUMA | HYD1 | PV | IP | 99 | 99 | 99 |  |  |  | BIT WDS: SUN; N Y: N; Y Y: Y; S S: S |  | N | IPP Non-CHP | 2 | [20 empty] | N
56767 | NRG Solar LLC | 57452 | Hyder Projects | AZ | YUMA | HYD2 | PV | IP | 99 | 99 | 99 |  |  |  | BIT WDS: SUN; N Y: N; Y Y: Y; S S: S |  | N | IPP Non-CHP | 2 | [20 empty] | N
56767 | NRG Solar LLC | 57452 | Hyder Projects | AZ | YUMA | HYD3 | PV | IP | 40 | 40 | 40 |  |  |  | BIT WDS: SUN; N Y: N; Y Y: Y; S S: S |  | N | IPP Non-CHP | 2 | [20 empty] | N
56767 | NRG Solar LLC | 57453 | Blythe Projects | CA | Riverside | BLY1 | PV | IP | 200 | 200 | 200 |  |  |  | BIT WDS: SUN; N Y: N; Y Y: Y; S S: S |  | N | IPP Non-CHP | 2 | [20 empty] | N
56767 | NRG Solar LLC | 57453 | Blythe Projects | CA | Riverside | BLY2 | PV | IP | 20 | 20 | 20 |  |  |  | BIT WDS: SUN; N Y: N; Y Y: Y; S S: S |  | N | IPP Non-CHP | 2 | [20 empty] | N
56767 | NRG Solar LLC | 57454 | NRG Solar Desert Center | CA | Riverside | SDC1 | PV | IP | 49.5 | 49.5 | 49.5 |  |  |  | BIT WDS: SUN; N Y: N; Y Y: Y; S S: S |  | N | IPP Non-CHP | 2 | [20 empty] | N
56769 | Consolidated Edison Development Inc. | 57256 | PA Solar Park | PA | Carbon | 2 | PV | IP | 9.9 | 3.8 | 3.8 |  |  |  | BIT WDS: SUN; N Y: N; Y Y: Y; S S: S |  | N | IPP Non-CHP | 2 | [20 empty] | N
56772 | TX LFG Energy, LP | 55551 | Baytown | TX | Chambers | UN5 | IC | IP | 1.3 | 1 | 1 |  |  |  | BIT WDS: LFG; N Y: N; S S: S |  | N | IPP Non-CHP | 2 |  | N | [18 empty] | N
56772 | TX LFG Energy, LP | 55555 | Conroe | TX | Montgomery | UNT1 | IC | RE | 1 | 1 | 1 |  | 8 | 2003 | BIT WDS: LFG; N Y: N; Y Y: Y; Y N: N; S S: S |  | N | IPP Non-CHP | 2 |  | N | [16 empty] | 4 | 2012 | N
56772 | TX LFG Energy, LP | 55555 | Conroe | TX | Montgomery | UNT2 | IC | RE | 1 | 1 | 1 |  | 8 | 2003 | BIT WDS: LFG; N Y: N; Y Y: Y; Y N: N; S S: S |  | N | IPP Non-CHP | 2 |  | N | [16 empty] | 4 | 2012 | N
56772 | TX LFG Energy, LP | 55555 | Conroe | TX | Montgomery | UNT3 | IC | RE | 1 | 1 | 1 |  | 8 | 2003 | BIT WDS: LFG; N Y: N; Y Y: Y; Y N: N; S S: S |  | N | IPP Non-CHP | 2 |  | N | [16 empty] | 4 | 2012 | N
56772 | TX LFG Energy, LP | 55556 | Security | TX | Liberty | UNT1 | IC | RE | 1.3 | 1.7 | 1.7 |  | 12 | 2003 | BIT WDS: LFG; N Y: N; Y Y: Y; S S: S |  | N | IPP Non-CHP | 2 |  | N | [16 empty] | 7 | 2004 | N
56773 | Toyon Landfill Gas Conversion, LLC | 54327 | Toyon Power Station | CA | Los Angeles | TOY1 | IC | RE | 1.8 | 1.7 | 1.7 |  | 1 | 1986 | LFG | NG |  |  |  |  | N | N | N | S |  | N | IPP Non-CHP | 2 |  | N | N | [15 empty] | 1 | 2004 | N
56773 | Toyon Landfill Gas Conversion, LLC | 54327 | Toyon Power Station | CA | Los Angeles | TOY2 | IC | RE | 1.8 | 1.7 | 1.7 |  | 1 | 1986 | BIT WDS: LFG; BIT RFO: NG; N Y: N; Y Y: N; S S: S |  | N | IPP Non-CHP | 2 |  | N | N | [15 empty] | 1 | 2004 | N
56773 | Toyon Landfill Gas Conversion, LLC | 54327 | Toyon Power Station | CA | Los Angeles | TOY3 | IC | RE | 1.8 | 1.7 | 1.7 |  | 1 | 1986 | BIT WDS: LFG; BIT RFO: NG; N Y: N; Y Y: N; S S: S |  | N | IPP Non-CHP | 2 |  | N | N | [15 empty] | 1 | 2004 | N
56817 | Outagamie Clean Energy Project LLC | 54842 | Outagamie County Co-Generation Facility | WI | Outagamie | GEN1 | IC | RE | 0.8 | 0.8 | 0.8 |  | 9 | 1991 | BIT WDS: LFG; N Y: N; Y Y: N; Y N: N; S S: S |  | Y | IPP CHP | 3 |  | N | [16 empty] | 10 | 2006 | N
56817 | Outagamie Clean Energy Project LLC | 54842 | Outagamie County Co-Generation Facility | WI | Outagamie | GEN2 | IC | RE | 0.8 | 0.8 | 0.8 |  | 9 | 1991 | BIT WDS: LFG; N Y: N; Y Y: N; Y N: N; S S: S |  | Y | IPP CHP | 3 |  | N | [16 empty] | 10 | 2006 | N
56817 | Outagamie Clean Energy Project LLC | 54842 | Outagamie County Co-Generation Facility | WI | Outagamie | GEN3 | IC | RE | 0.8 | 0.8 | 0.8 |  | 9 | 1991 | BIT WDS: LFG; N Y: N; Y Y: N; Y N: N; S S: S |  | Y | IPP CHP | 3 |  | N | [16 empty] | 10 | 2006 | N
56825 | Oneida Energy Inc | 57503 | Oneida Energy | WI | Brown | CE2 | GT | IP | 1.5 | 1.5 | 1.5 |  |  |  | BIT WDS: NG; N Y: N; Y Y: Y; S S: S |  | N | IPP Non-CHP | 2 | [20 empty] | Y
56825 | Oneida Energy Inc | 57503 | Oneida Energy | WI | Brown | CE3 | GT | IP | 1.5 | 1.5 | 1.5 |  |  |  | BIT WDS: NG; N Y: N; Y Y: Y; S S: S |  | N | IPP Non-CHP | 2 | [20 empty] | Y
56833 | Central Ohio BioEnergy | 57513 | Central Ohio BioEnergy Plant #1 | OH | Franklin | COBE1 | IC | RE | 1 | 0.9 | 0.9 |  | 12 | 2010 | BIT WDS: OBG; N Y: N; Y Y: Y; S S: S |  | Y | Industrial CHP | 7 | T | [17 empty] | 11 | 2011 | N
56881 | Valley NG Power Company LLC | 3508 | Valley | TX | Fannin | 4 | ST | IP | 800 | 800 | 800 |  |  |  | BIT WDS: SUB; N Y: N; Y Y: Y; S S: S |  | N | IPP Non-CHP | 2 | [20 empty] | N
56884 | Big Brown Power Company LLC | 3497 | Big Brown | TX | Freestone | 3 | ST | IP | 800 | 800 | 800 |  |  |  | BIT WDS: SUB; N Y: N; Y Y: N; S S: S |  | N | IPP Non-CHP | 2 | [20 empty] | N | Y |  |  | Y
56905 | Algonquin Power Sanger LLC | 57564 | Algonquin Power Sanger LLC | CA | Fresno | STG | CA | RE | 12.5 | 12.5 | 12.5 |  | 11 | 1990 | BIT WDS: NG; N Y: N; Y Y: Y; S S: S |  | Y | IPP CHP | 3 |  | N | [16 empty] | 3 | 2012 | N
56938 | IPL FIT Monrovia I LLC | 57627 | IPL FIT Monrovia I LLC | IN | Morgan | GEN1 | WT | IP | 20 | 20 | 20 |  |  |  | BIT WDS: WND; N Y: N; Y Y: Y; S S: S | 10 | N | IPP Non-CHP | 2 | [20 empty] | N
56939 | Lexington Chenoa Wind Farm II LLC | 57622 | Lexington Chenoa Wind Farm II LLC | IL | McLean | GEN1 | WT | IP | 100 | 100 | 100 |  |  |  | BIT WDS: WND; N Y: N; Y Y: Y; S S: S | 56 | N | IPP Non-CHP | 2 | [20 empty] | N
56940 | Lexington Chenoa Wind Farm LLC | 57623 | Lexington Chenoa Wind Farm LLC | IL | McLean | GEN1 | WT | IP | 200 | 200 | 200 |  |  |  | BIT WDS: WND; N Y: N; Y Y: Y; S S: S | 111 | N | IPP Non-CHP | 2 | [20 empty] | N
56969 | FRV Mojave Solar LP | 57642 | FRV Mojave Solar Project | CA | Kern | FRV1 | PV | IP | 20 | 20 | 20 |  |  |  | BIT WDS: SUN; N Y: N; Y Y: Y; S S: S | 22 | N | IPP Non-CHP | 2 | [20 empty] | N
56972 | Vestas Towers America, Inc | 57643 | Vestas Towers America, Inc. | CO | Pueblo | V112 | WT | IP | 3 | 3 | 3 |  |  |  | BIT WDS: WND; N Y: N; Y Y: Y | 1 | N | Industrial Non-CHP | 6
57019 | Phillips 66 Sweeny IGCC | 57705 | Sweeny IGCC Plant | TX | Brazoria | SIGCC | CC | IP | 680 | 680 | 680 |  |  |  | BIT WDS: PC; N Y: N; Y Y: Y; S S: S |  | Y | IPP CHP | 3 |  | Y | [18 empty] | Y |  | Y | Y |  |  | Y
57031 | Beacon Power LLC | 58291 | Tehachapi Spindle | CA | Kern | TS1 | FW | IP | 20 | 20 | 20 |  |  |  | BIT WDS: MWH; N Y: N; Y Y: Y; S S: S |  | N | IPP Non-CHP | 2
57062 | Apex Power Contracting and Consulting | 56257 | Cytec 1, 2 & 3 | CT | New Haven | CY 1 | IC | RE | 1.8 | 1.8 | 1.8 |  | 1 | 2005 | BIT WDS: DFO; N Y: N; Y Y: N; Y N: Y; S S: S |  | N | Electric Utility | 1 | [18 empty] | 7 | 2011
57062 | Apex Power Contracting and Consulting | 56257 | Cytec 1, 2 & 3 | CT | New Haven | CY 2 | IC | RE | 1.8 | 1.8 | 1.8 |  | 1 | 2005 | BIT WDS: DFO; N Y: N; Y Y: N; Y N: Y; S S: S |  | N | Electric Utility | 1 | [18 empty] | 7 | 2011
57062 | Apex Power Contracting and Consulting | 56257 | Cytec 1, 2 & 3 | CT | New Haven | CY 3 | IC | RE | 1.8 | 1.8 | 1.8 |  | 1 | 2006 | BIT WDS: DFO; N Y: N; Y Y: N; Y N: Y; S S: S |  | N | Electric Utility | 1 | [18 empty] | 7 | 2011
57079 | Ameresco Butte County LLC | 57771 | Ameresco | CA | Butte | 1 | IC | IP | 2.3 | 2 | 2 |  |  |  | BIT WDS: LFG; N Y: N; Y Y: Y; S S: S |  | N | IPP Non-CHP | 2
57097 | Oak Grove Management Co LLC | 6180 | Oak Grove | TX | Robertson | 1 | ST | IP | 800.8 | 750 | 750 |  |  |  | BIT WDS: LIG; BIT RFO: NG; N Y: N; S S: S |  | N | IPP Non-CHP | 2 | [20 empty] | N
57097 | Oak Grove Management Co LLC | 6180 | Oak Grove | TX | Robertson | 2 | ST | IP | 800.8 | 750 | 750 |  |  |  | BIT WDS: LIG; BIT RFO: NG; N Y: N; S S: S |  | N | IPP Non-CHP | 2 | [20 empty] | N
57098 | Sandow Power Co LLC | 52071 | Sandow No 5 | TX | Milam | GEN1 | ST | RE | 121 | 121 | 124 |  | 12 | 1953 | LIG | DFO | NG |  |  |  | N | Y |  | S |  | N | IPP Non-CHP | 2 | [18 empty] | 12 | 2006 | N
57098 | Sandow Power Co LLC | 52071 | Sandow No 5 | TX | Milam | GEN2 | ST | RE | 121 | 121 | 124 |  | 2 | 1954 | LIG | DFO | NG |  |  |  | N | Y |  | S |  | N | IPP Non-CHP | 2 | [18 empty] | 12 | 2006 | N
57098 | Sandow Power Co LLC | 52071 | Sandow No 5 | TX | Milam | GEN3 | ST | RE | 121 | 121 | 124 |  | 7 | 1954 | LIG | DFO | NG |  |  |  | N | Y |  | S |  | N | IPP Non-CHP | 2 | [18 empty] | 12 | 2006 | N
57109 | St Joseph Energy Center LLC | 57794 | St Joseph Energy Center | IN | St Joseph | 1 | CC | IP | 670 | 642 | 670 |  |  |  | BIT WDS: NG; N Y: N; Y Y: Y; S S: S |  | N | IPP Non-CHP | 2 |  | Y | [18 empty] | N
57125 | Third Quadrant Energy LLC | 57731 | Grand View PV Solar One | ID | Elmore | 1 | PV | IP | 20 | 20 | 20 |  |  |  | BIT WDS: SUN; N Y: N; Y Y: Y; S S: S | 32 | N | IPP Non-CHP | 2 | [20 empty] | N
57129 | New Jersey Power Development LLC | 57814 | Old Bridge Clean Energy Center | NJ | Middlesex | GEN1 | CS | IP | 230 | 208 | 226 |  |  |  | BIT WDS: NG; BIT RFO: DFO; N Y: Y; Y Y: Y; S S: S | 2 | N | IPP Non-CHP | 2 |  | Y | [18 empty] | N
57129 | New Jersey Power Development LLC | 57814 | Old Bridge Clean Energy Center | NJ | Middlesex | GEN2 | CS | IP | 230 | 208 | 226 |  |  |  | BIT WDS: NG; BIT RFO: DFO; N Y: Y; Y Y: Y; S S: S | 2 | N | IPP Non-CHP | 2 |  | Y | [18 empty] | N
57151 | Celanese Acetate LLC | 52089 | Celanese Acetate LLC | VA | Giles | DEG1 | IC | RE | 2.6 | 2 | 2 |  | 8 | 1996 | BIT WDS: DFO; N Y: Y; Y Y: Y; S S: W |  | Y | Industrial CHP | 7 |  | N | [16 empty] | 12 | 2003 | N
57218 | L'Energia Energy | 54586 | L'Energia Energy Center | MA | Middlesex | V643 | CT | RE | 65.5 | 58 | 58 |  | 10 | 1992 | BIT WDS: NG; BIT RFO: DFO; N Y: Y; Y Y: Y; S S: S |  | N | IPP Non-CHP | 2 | [18 empty] | 12 | 2007 | N
57222 | California Pacific Electric Company | 6518 | Kings Beach | CA | Placer | 1 | IC | RE | 2.7 | 2.7 | 2.7 |  | 1 | 1969 | BIT WDS: DFO; N Y: N; Y Y: Y; S S: S |  | N | Electric Utility | 1 | [18 empty] | 3 | 2008
57222 | California Pacific Electric Company | 6518 | Kings Beach | CA | Placer | 2 | IC | RE | 2.7 | 2.7 | 2.7 |  | 1 | 1969 | BIT WDS: DFO; N Y: N; Y Y: Y; S S: S |  | N | Electric Utility | 1 | [18 empty] | 3 | 2008
57222 | California Pacific Electric Company | 6518 | Kings Beach | CA | Placer | 3 | IC | RE | 2.7 | 2.7 | 2.7 |  | 1 | 1969 | BIT WDS: DFO; N Y: N; Y Y: Y; S S: S |  | N | Electric Utility | 1 | [18 empty] | 3 | 2008
57222 | California Pacific Electric Company | 6518 | Kings Beach | CA | Placer | 4 | IC | RE | 2.7 | 2.7 | 2.7 |  | 1 | 1969 | BIT WDS: DFO; N Y: N; Y Y: Y; S S: S |  | N | Electric Utility | 1 | [18 empty] | 3 | 2008
57222 | California Pacific Electric Company | 6518 | Kings Beach | CA | Placer | 5 | IC | RE | 2.7 | 2.7 | 2.7 |  | 1 | 1969 | BIT WDS: DFO; N Y: N; Y Y: Y; S S: S |  | N | Electric Utility | 1 | [18 empty] | 3 | 2008
57222 | California Pacific Electric Company | 6518 | Kings Beach | CA | Placer | 6 | IC | RE | 2.7 | 2.7 | 2.7 |  | 1 | 1969 | BIT WDS: DFO; N Y: N; Y Y: Y; S S: S |  | N | Electric Utility | 1 | [18 empty] | 3 | 2008
57223 | Sycamore Energy 1 LLC | 10387 | Sycamore Energy 1 | CA | San Diego | 1 | GT | RE | 0.9 | 0.7 | 0.7 |  | 12 | 1989 | BIT WDS: LFG; BIT RFO: NG; N Y: N; Y Y: Y; S S: S |  | N | IPP Non-CHP | 2 |  | N | [16 empty] | 7 | 2010 | N
57223 | Sycamore Energy 1 LLC | 10387 | Sycamore Energy 1 | CA | San Diego | 2 | GT | RE | 0.9 | 0.7 | 0.7 |  | 12 | 1989 | BIT WDS: LFG; BIT RFO: NG; N Y: N; Y Y: Y; S S: S |  | N | IPP Non-CHP | 2 |  | N | [16 empty] | 11 | 2010 | N
57238 | Newby Island II LLC | 10389 | GRS Newby II | CA | Santa Clara | 1 | IC | RE | 1.1 | 1 | 1 |  | 12 | 1989 | BIT WDS: LFG; N Y: N; Y Y: Y; S S: S |  | N | IPP Non-CHP | 2 |  | N | [16 empty] | 1 | 2012
57238 | Newby Island II LLC | 10389 | GRS Newby II | CA | Santa Clara | 2 | IC | RE | 1.1 | 1 | 1 |  | 12 | 1989 | BIT WDS: LFG; N Y: N; Y Y: Y; S S: S |  | N | IPP Non-CHP | 2 |  | N | [16 empty] | 1 | 2012
57238 | Newby Island II LLC | 10389 | GRS Newby II | CA | Santa Clara | 3 | IC | RE | 1.1 | 1 | 1 |  | 12 | 1989 | BIT WDS: LFG; N Y: N; Y Y: Y; S S: S |  | N | IPP Non-CHP | 2 |  | N | [16 empty] | 1 | 2012
57280 | Eagle Creek RE LLC | 2633 | Swinging Bridge 1 | NY | Sullivan | SWI1 | HY | RE | 5 | 4.3 | 4.3 |  | 2 | 1930 | BIT WDS: WAT; N Y: N; Y Y: Y; S S: S |  | N | IPP Non-CHP | 2 |  | N | [16 empty] | 6 | 2006 | N
58190 | Bluestem LLC | 7771 | Springview | NE | Keya Paha | 1 | WT | RE | 0.7 | 0.7 | 0.7 |  | 10 | 1998 | BIT WDS: WND; N Y: N; Y Y: Y; S S: J | 1 | N | IPP Non-CHP | 2 |  | N | [16 empty] | 10 | 2007 | N
58190 | Bluestem LLC | 7771 | Springview | NE | Keya Paha | 2 | WT | RE | 0.7 | 0.7 | 0.7 |  | 10 | 1998 | BIT WDS: WND; N Y: N; Y Y: Y; S S: J | 1 | N | IPP Non-CHP | 2 |  | N | [16 empty] | 10 | 2007 | N
58371 | NextEra Blythe Solar Energy Center, LLC | 57273 | Blythe Solar Power Project | CA | Riverside | 1 | ST | IP | 273.4 | 232 | 242 |  |  |  | BIT WDS: SUN; N Y: N; Y Y: Y; S S: S |  | N | IPP Non-CHP | 2 | [20 empty] | N
58371 | NextEra Blythe Solar Energy Center, LLC | 57273 | Blythe Solar Power Project | CA | Riverside | 2 | ST | IP | 273.4 | 232 | 242 |  |  |  | BIT WDS: SUN; N Y: N; Y Y: Y; S S: S |  | N | IPP Non-CHP | 2 | [20 empty] | N
58371 | NextEra Blythe Solar Energy Center, LLC | 57273 | Blythe Solar Power Project | CA | Riverside | 3 | ST | IP | 273.4 | 232 | 242 |  |  |  | BIT WDS: SUN; N Y: N; Y Y: Y; S S: S |  | N | IPP Non-CHP | 2 | [20 empty] | N
58371 | NextEra Blythe Solar Energy Center, LLC | 57273 | Blythe Solar Power Project | CA | Riverside | 4 | ST | IP | 273.4 | 232 | 242 |  |  |  | BIT WDS: SUN; N Y: N; Y Y: Y; S S: S |  | N | IPP Non-CHP | 2 | [20 empty] | N