## Operable
2012 Form EIA-860 Data - Schedule 3, 'Generator Data' (Operable Units Only)
Utility ID | Utility Name | Plant Code | Plant Name | State | County | Generator ID | Prime Mover | Status | Nameplate Capacity (MW) | Summer Capacity (MW) | Winter Capacity (MW) | Unit Code | Operating Month | Operating Year | Energy Source 1 | Energy Source 2 | Energy Source 3 | Energy Source 4 | Energy Source 5 | Energy Source 6 | Multiple Fuels | Deliver Power to Transmission Grid | Synchronized to Transmission Grid | Ownership | Turbines | Cogenerator | Sector Name | Sector | Topping or Bottoming | Duct Burners | Planned Modifications | Planned Uprates Net Summer Capacity | Planned Uprates Net Winter Capacity | Planned Uprate Month | Planned Uprate Year | Planned Derates Net Summer Capacity | Planned Derates Net Winter Capacity | Planned Derates Month | Planned Derates Year | Planned New Prime Mover | Planned Energy Source 1 | Planned Repower Month | Planned Repower Year | Other Modifications | Other Modifications Month | Other Modifications Year | Planned Retirement Month | Planned Retirement Year | Solid Fuel Gasification System | Pulverized Coal Technology | Fluidized Bed Technology | Subcritical Technology | Supercritical Technology | Ultrasupercritical Technology | Carbon Capture Technology | Startup Source 1 | Startup Source 2 | Startup Source 3 | Startup Source 4
7 | Tate & Lyle Ingredients Americas Inc | 10867 | Tate & Lyle Decatur Plant Cogen | IL | Macon | GEN1 | ST | OP | 62 | 58.1 | 62 |  | 1 | 1989 | BIT | [5 empty] | N | Y |  | S |  | Y | Industrial CHP | 7 | T |  | N | [17 empty] | N |  | Y |  |  |  |  | NG
8 | Tate & Lyle Ingredients Americas Inc | 50903 | Sagamore Plant Cogeneration | IN | Tippecanoe | GEN1 | ST | OP | 7.4 | 7.4 | 7.4 |  | 10 | 1984 | BIT | [5 empty] | N | N |  | S |  | Y | Industrial CHP | 7 | B | N | N | [17 empty] | N | Y | [5 empty] | NG
21 | AES Shady Point LLC | 10671 | AES Shady Point LLC | OK | Leflore | GEN1 | ST | OP | 175 | 160 | 160 |  | 9 | 1990 | BIT | SUB | NG |  |  |  | N | Y |  | S |  | Y | IPP CHP | 3 | B | N | N | [17 empty] | N |  | Y |  |  |  |  | NG
21 | AES Shady Point LLC | 10671 | AES Shady Point LLC | OK | Leflore | GEN2 | ST | OP | 175 | 160 | 160 |  | 11 | 1990 | BIT | SUB | NG |  |  |  | N | Y |  | S |  | Y | IPP CHP | 3 | B | N | N | [17 empty] | N |  | Y |  |  |  |  | NG
25 | GMM Holdings 1 LLC | 2527 | GMMGreenidge LLC | NY | Yates | 4 | ST | OP | 112.5 | 107.5 | 106.3 |  | 12 | 1953 | BIT | WDS | NG | SUB |  |  | Y | Y |  | S |  | N | IPP Non-CHP | 2 |  | N | N | [12 empty] | N |  |  |  |  | N | Y |  | Y |  |  |  | DFO
34 | City of Abbeville - (SC) | 3305 | Rocky River | SC | Anderson | 1 | HY | OP | 1.8 | 1.8 | 1.8 |  | 1 | 1941 | WAT | [5 empty] | N | Y |  | S |  | N | Electric Utility | 1 |  | N | N | [17 empty] | N
34 | City of Abbeville - (SC) | 3305 | Rocky River | SC | Anderson | 2 | HY | OP | 0.8 | 0.8 | 0.8 |  | 1 | 1941 | WAT | [5 empty] | N | Y |  | S |  | N | Electric Utility | 1 |  | N | N | [17 empty] | N
34 | City of Abbeville - (SC) | 3305 | Rocky River | SC | Anderson | IC1 | IC | OP | 1.1 | 1.1 | 1.1 |  | 11 | 1946 | DFO | [5 empty] | N | Y |  | S |  | N | Electric Utility | 1 |  | N | Y | [15 empty] | 1 | 2013 | N
35 | AES WR Ltd Partnership | 10678 | AES Warrior Run Cogeneration Facility | MD | Allegany | GEN1 | ST | OP | 229 | 180 | 180 |  | 8 | 1999 | BIT | DFO |  |  |  |  | N | Y |  | S |  | Y | IPP CHP | 3 | T | N | N | [17 empty] | N |  | Y |  |  |  |  | DFO
40 | Hospira Inc | 55788 | Hospira Inc | NY | ERIE | GEN1 | IC | SB | 1.1 | 1.1 | 1.1 |  | 1 | 1995 | NG | [5 empty] | N | N | N | S |  | N | Industrial Non-CHP | 6 |  | N | N | [17 empty] | N
40 | Hospira Inc | 55788 | Hospira Inc | NY | ERIE | GEN2 | IC | SB | 1.1 | 1.1 | 1.1 |  | 1 | 1995 | NG | [5 empty] | N | N | N | S |  | N | Industrial Non-CHP | 6 |  | N | N | [17 empty] | N
52 | ACE Cogeneration Co | 10002 | ACE Cogeneration Facility | CA | San Bernardino | GEN1 | ST | OP | 108 | 101.2 | 101.5 |  | 9 | 1990 | BIT | PC |  |  |  |  | Y | Y |  | J |  | Y | IPP CHP | 3 | T |  | Y | [15 empty] | 11 | 2015 | N |  | Y | Y |  |  |  | NG
82 | Ada Cogeneration Ltd Partnership | 10819 | Ada Cogeneration LP | MI | Kent | GEN1 | CT | OP | 23 | 23 | 23 |  | 10 | 1990 | NG | [5 empty] | N | Y |  | S |  | Y | IPP CHP | 3 | T | N | N | [17 empty] | N
82 | Ada Cogeneration Ltd Partnership | 10819 | Ada Cogeneration LP | MI | Kent | GEN2 | CA | OP | 10.1 | 6.4 | 7 |  | 10 | 1990 | NG | [5 empty] | N | Y |  | S |  | Y | IPP CHP | 3 | T | Y | N | [17 empty] | N
84 | A & N Electric Coop | 6390 | Tangier | VA | Accomack | 3 | IC | OS | 0.7 | 0.6 | 0.6 |  | 5 | 1974 | DFO | [5 empty] | N | Y |  | S |  | N | Electric Utility | 1 |  | N | N | [17 empty] | N
84 | A & N Electric Coop | 6390 | Tangier | VA | Accomack | 4 | IC | OS | 1 | 0.8 | 0.8 |  | 9 | 1974 | DFO | [5 empty] | N | Y |  | S |  | N | Electric Utility | 1 |  | N | N | [17 empty] | N
84 | A & N Electric Coop | 6390 | Tangier | VA | Accomack | 5 | IC | OP | 1.2 | 1.2 | 1.2 |  | 12 | 1993 | DFO | [5 empty] | N | Y |  | S |  | N | Electric Utility | 1 |  | N | N | [17 empty] | N
84 | A & N Electric Coop | 6390 | Tangier | VA | Accomack | 6 | IC | OP | 1.2 | 1.2 | 1.2 |  | 12 | 1993 | DFO | [5 empty] | N | Y |  | S |  | N | Electric Utility | 1 |  | N | N | [17 empty] | N
84 | A & N Electric Coop | 6391 | Smith Island | MD | Somerset | 2 | IC | OP | 0.5 | 0.4 | 0.4 |  | 12 | 1969 | DFO | [5 empty] | N | Y |  | S |  | N | Electric Utility | 1 |  | N | N | [17 empty] | N
84 | A & N Electric Coop | 6391 | Smith Island | MD | Somerset | 3 | IC | OP | 1.2 | 1.2 | 1.2 |  | 3 | 1994 | DFO | [5 empty] | N | Y |  | S |  | N | Electric Utility | 1 |  | N | N | [17 empty] | N
88 | Granite Ridge Energy LLC | 55170 | Granite Ridge | NH | Rockingham | CT11 | CT | OP | 300 | 222 | 263 |  | 3 | 2003 | NG | [5 empty] | N | Y |  | S |  | N | IPP Non-CHP | 2 |  | N | N | [12 empty] | N |  |  |  |  | N
88 | Granite Ridge Energy LLC | 55170 | Granite Ridge | NH | Rockingham | CT12 | CT | OP | 300 | 222 | 263 |  | 3 | 2003 | NG | [5 empty] | N | Y |  | S |  | N | IPP Non-CHP | 2 |  | N | N | [12 empty] | N |  |  |  |  | N
88 | Granite Ridge Energy LLC | 55170 | Granite Ridge | NH | Rockingham | STG | CA | OP | 300 | 234 | 271 |  | 3 | 2003 | NG | [5 empty] | N | Y |  | S |  | N | IPP Non-CHP | 2 |  | N | N | [12 empty] | N |  |  |  |  | N
109 | Ag Processing Inc | 10223 | AG Processing Inc | IA | Wright | E.C. | ST | OP | 8.5 | 8.5 | 8.5 |  | 1 | 1982 | SUB | [5 empty] | N | Y |  | S |  | Y | Industrial CHP | 7 | B | N | N | [17 empty] | N |  |  | Y |  |  |  | SUB
135 | Agrilectric Power Partners Ltd | 10593 | Agrilectric Power Partners Ltd | LA | Calcasieu | GEN1 | ST | OP | 12.1 | 10.9 | 10.9 |  | 7 | 1984 | AB | NG |  |  |  |  | N | Y | Y | S |  | N | IPP Non-CHP | 2 |  | N | N | [17 empty] | N | [6 empty] | NG
142 | AES Beaver Valley | 10676 | AES Beaver Valley Partners Beaver Valley | PA | Beaver | GEN2 | ST | OP | 35 | 32 | 31.5 |  | 7 | 1987 | BIT | PC |  |  |  |  | Y | Y |  | S |  | Y | IPP CHP | 3 | T | N | N | [17 empty] | N | Y |  | Y |  |  |  | DFO
142 | AES Beaver Valley | 10676 | AES Beaver Valley Partners Beaver Valley | PA | Beaver | GEN3 | ST | OP | 114 | 114 | 120 |  | 7 | 1987 | BIT | PC |  |  |  |  | Y | Y |  | S |  | Y | IPP CHP | 3 | B | N | N | [17 empty] | N | Y |  | Y |  |  |  | DFO
150 | Adrian Public Utilities Comm | 1956 | Adrian | MN | NOBLES | 5 | IC | OP | 2 | 2 | 2 |  | 5 | 2005 | DFO | [5 empty] | N | Y |  | S |  | N | Electric Utility | 1 |  | N | N | [17 empty] | N
156 | AES Deepwater Inc | 10670 | AES Deepwater | TX | Harris | GEN1 | ST | OA | 165.2 | 138 | 140 |  | 6 | 1986 | PC | [5 empty] | N | Y |  | S |  | N | IPP Non-CHP | 2 |  |  | N | [17 empty] | N | Y |  | Y |  |  |  | NG
156 | AES Deepwater Inc | 10670 | AES Deepwater | TX | Harris | REDST | BA | OP | 1 | 1 | 1 |  | 8 | 2010 | MWH | [5 empty] | N | Y |  | W |  | N | IPP Non-CHP | 2 |  |  | N | [17 empty] | N
164 | AERA Energy LLC | 50752 | South Belridge Cogeneration Facility | CA | Kern | GEN1 | GT | OP | 31.4 | 19 | 21 |  | 12 | 1985 | NG | [5 empty] | N | Y |  | S |  | Y | Industrial CHP | 7 | T | N | N | [17 empty] | N
164 | AERA Energy LLC | 50752 | South Belridge Cogeneration Facility | CA | Kern | GEN2 | GT | OP | 31.4 | 19 | 21 |  | 12 | 1985 | NG | [5 empty] | N | Y |  | S |  | Y | Industrial CHP | 7 | T | N | N | [17 empty] | N
164 | AERA Energy LLC | 50752 | South Belridge Cogeneration Facility | CA | Kern | GEN3 | GT | OP | 31.4 | 19 | 21 |  | 12 | 1986 | NG | [5 empty] | N | Y |  | S |  | Y | Industrial CHP | 7 | T | N | N | [17 empty] | N
164 | AERA Energy LLC | 52077 | Lost Hills Cogeneration Plant | CA | Kern | GEN4 | GT | OP | 3.5 | 2.7 | 3 |  | 10 | 1985 | NG | [5 empty] | N | N |  | S |  | Y | Industrial CHP | 7 | T | N | N | [17 empty] | N
164 | AERA Energy LLC | 52077 | Lost Hills Cogeneration Plant | CA | Kern | GEN5 | GT | OP | 3.5 | 2.7 | 3 |  | 10 | 1985 | NG | [5 empty] | N | N |  | S |  | Y | Industrial CHP | 7 | T | N | N | [17 empty] | N
164 | AERA Energy LLC | 52077 | Lost Hills Cogeneration Plant | CA | Kern | GEN6 | GT | OP | 3.5 | 2.7 | 3 |  | 10 | 1985 | NG | [5 empty] | N | N |  | S |  | Y | Industrial CHP | 7 | T | N | N | [17 empty] | N
177 | AES Hawaii Inc | 10673 | AES Hawaii | HI | Honolulu | GEN1 | ST | OP | 203 | 180 | 180 |  | 5 | 1992 | BIT | WO | TDF | DFO | SUB | OBS | Y | Y |  | S |  | Y | IPP CHP | 3 | T | N | N | [12 empty] | N |  |  |  |  | N |  | Y |  |  |  |  | DFO
178 | CES Placerita Inc | 10677 | CES Placerita Power Plant | CA | Los Angeles | UNT2 | CT | OS | 60 | 46 | 50 |  | 6 | 1988 | [8 empty] | N | S |  | N | IPP Non-CHP | 2 |  |  | N | [12 empty] | N |  |  |  |  | N | bar: NG BIT; N Y to N Y
178 | CES Placerita Inc | 10677 | CES Placerita Power Plant | CA | Los Angeles | UNT3 | CA | OS | 30 | 23 | 25 |  | 6 | 1988 | [8 empty] | N | S |  | N | IPP Non-CHP | 2 |  | N | N | [12 empty] | N |  |  |  |  | N | bar: NG BIT; N Y to N Y
179 | Agrium US Inc | 54452 | Agrium Kenai Nitrogen Operations | AK | Kenai Peninsula | 744A | GT | OS | 2.5 | 2.5 | 2.5 |  | 10 | 1977 | [9 empty] | S |  | Y | Industrial CHP | 7 | T | N | N | bar: NG BIT; N Y to N Y
179 | Agrium US Inc | 54452 | Agrium Kenai Nitrogen Operations | AK | Kenai Peninsula | 744B | GT | OS | 2.5 | 2.5 | 2.5 |  | 10 | 1977 | [9 empty] | S |  | Y | Industrial CHP | 7 | T | N | N | bar: NG BIT; N Y to N Y
179 | Agrium US Inc | 54452 | Agrium Kenai Nitrogen Operations | AK | Kenai Peninsula | 744C | GT | OS | 2.5 | 2.5 | 2.5 |  | 10 | 1977 | [9 empty] | S |  | Y | Industrial CHP | 7 | T | N | N | bar: NG BIT; N Y to N Y
179 | Agrium US Inc | 54452 | Agrium Kenai Nitrogen Operations | AK | Kenai Peninsula | 744D | GT | OS | 2.5 | 2.5 | 2.5 |  | 10 | 1977 | [9 empty] | S |  | Y | Industrial CHP | 7 | T | N | N | bar: NG BIT; N Y to N Y
179 | Agrium US Inc | 54452 | Agrium Kenai Nitrogen Operations | AK | Kenai Peninsula | 744E | GT | OS | 2.5 | 2.5 | 2.5 |  | 10 | 1977 | [9 empty] | S |  | Y | Industrial CHP | 7 | T | N | N | bar: NG BIT; N Y to N Y
189 | PowerSouth Energy Cooperative | 53 | Gantt | AL | Covington | 3 | HY | OP | 1.2 | 1 | 1 |  | 1 | 1926 | NG BIT: WAT; N Y: N; N Y: Y |  | S | 0 | N | Electric Utility | 1 |  | N | N | [17 empty] | N
189 | PowerSouth Energy Cooperative | 53 | Gantt | AL | Covington | 4 | HY | OP | 1.8 | 1.8 | 1.8 |  | 2 | 1985 | NG BIT: WAT; N Y: N; N Y: Y |  | S | 0 | N | Electric Utility | 1 |  | N | N | [17 empty] | N
189 | PowerSouth Energy Cooperative | 55 | Point A | AL | Covington | 1 | HY | OP | 1.6 | 1.8 | 1.8 |  | 1 | 1925 | NG BIT: WAT; N Y: N; N Y: Y |  | S | 0 | N | Electric Utility | 1 |  | N | N | [17 empty] | N
189 | PowerSouth Energy Cooperative | 55 | Point A | AL | Covington | 2 | HY | OP | 1.6 | 1.8 | 1.8 |  | 1 | 1925 | NG BIT: WAT; N Y: N; N Y: Y |  | S | 0 | N | Electric Utility | 1 |  | N | N | [17 empty] | N
189 | PowerSouth Energy Cooperative | 55 | Point A | AL | Covington | 3 | HY | OP | 2 | 1.8 | 1.8 |  | 1 | 1949 | NG BIT: WAT; N Y: N; N Y: Y |  | S | 0 | N | Electric Utility | 1 |  | N | N | [17 empty] | N
189 | PowerSouth Energy Cooperative | 56 | Charles R Lowman | AL | Washington | 1 | ST | OP | 66 | 80 | 80 |  | 6 | 1969 | NG BIT: BIT; N Y: N; N Y: Y |  | S |  | N | Electric Utility | 1 |  | N | N | [17 empty] | N | Y | [5 empty] | DFO
189 | PowerSouth Energy Cooperative | 56 | Charles R Lowman | AL | Washington | 2 | ST | OP | 236 | 235 | 235 |  | 6 | 1978 | NG BIT: BIT; N Y: N; N Y: Y |  | S |  | N | Electric Utility | 1 |  | N | N | [17 empty] | N | Y | [5 empty] | DFO
189 | PowerSouth Energy Cooperative | 56 | Charles R Lowman | AL | Washington | 3 | ST | OP | 236 | 235 | 235 |  | 6 | 1980 | NG BIT: BIT; N Y: N; N Y: Y |  | S |  | N | Electric Utility | 1 |  | N | N | [17 empty] | N | Y | [5 empty] | DFO
189 | PowerSouth Energy Cooperative | 533 | McWilliams | AL | Covington | 1 | CA | OP | 7.5 | 10 | 10 |  | 12 | 1954 | NG BIT: NG; NG WO: DFO; N Y: Y; N Y: Y |  | S |  | N | Electric Utility | 1 |  | Y | N | [17 empty] | N
189 | PowerSouth Energy Cooperative | 533 | McWilliams | AL | Covington | 2 | CA | OP | 7.5 | 10 | 10 |  | 12 | 1954 | NG BIT: NG; NG WO: DFO; N Y: Y; N Y: Y |  | S |  | N | Electric Utility | 1 |  | Y | N | [17 empty] | N
189 | PowerSouth Energy Cooperative | 533 | McWilliams | AL | Covington | 3 | CA | OP | 25 | 20 | 20 |  | 8 | 1959 | NG BIT: NG; NG WO: DFO; N Y: Y; N Y: Y |  | S |  | N | Electric Utility | 1 |  | Y | N | [17 empty] | N
189 | PowerSouth Energy Cooperative | 533 | McWilliams | AL | Covington | 4 | CT | OP | 107 | 109 | 119 |  | 12 | 1996 | NG BIT: NG; NG WO: DFO; N Y: Y; N Y: Y |  | S |  | N | Electric Utility | 1 |  |  | N | [17 empty] | N
189 | PowerSouth Energy Cooperative | 533 | McWilliams | AL | Covington | VAN1 | CT | OP | 165 | 163 | 177 |  | 1 | 2002 | NG BIT: NG; N Y: N; N Y: Y |  | S |  | N | Electric Utility | 1 |  | N | N
189 | PowerSouth Energy Cooperative | 533 | McWilliams | AL | Covington | VAN2 | CT | OP | 165 | 163 | 177 |  | 1 | 2002 | NG BIT: NG; N Y: N; N Y: Y |  | S |  | N | Electric Utility | 1 |  | N | N
189 | PowerSouth Energy Cooperative | 533 | McWilliams | AL | Covington | VAN3 | CA | OP | 177 | 175 | 185 |  | 1 | 2002 | NG BIT: NG; N Y: N; N Y: Y |  | S |  | N | Electric Utility | 1 |  | N | N
189 | PowerSouth Energy Cooperative | 7063 | McIntosh | AL | Washington | 1 | CE | OP | 110 | 110 | 110 |  | 6 | 1991 | NG BIT: NG; N Y: N; N Y: Y |  | S |  | N | Electric Utility | 1 |  | N | N | [17 empty] | N
189 | PowerSouth Energy Cooperative | 7063 | McIntosh | AL | Washington | 2 | GT | OP | 113 | 114 | 120 |  | 6 | 1998 | NG BIT: NG; NG WO: DFO; N Y: Y; N Y: Y |  | S |  | N | Electric Utility | 1 |  | N | N | [17 empty] | N
189 | PowerSouth Energy Cooperative | 7063 | McIntosh | AL | Washington | 3 | GT | OP | 113 | 114 | 120 |  | 6 | 1998 | NG BIT: NG; NG WO: DFO; N Y: Y; N Y: Y |  | S |  | N | Electric Utility | 1 |  | N | N | [17 empty] | N
189 | PowerSouth Energy Cooperative | 7063 | McIntosh | AL | Washington | 4 | GT | OP | 224 | 170 | 224 |  | 12 | 2010 | NG BIT: NG; N Y: N; N Y: Y |  | S |  | N | Electric Utility | 1 |  | N | N | [17 empty] | N
189 | PowerSouth Energy Cooperative | 7063 | McIntosh | AL | Washington | 5 | GT | OP | 224 | 170 | 224 |  | 12 | 2010 | NG BIT: NG; N Y: N; N Y: Y |  | S |  | N | Electric Utility | 1 |  | N | N | [17 empty] | N
194 | Albuquerque City of | 10339 | Southside Water Reclamation Plant | NM | Bernalillo | GEN1 | IC | OP | 2.2 | 2.1 | 2.2 |  | 11 | 2002 | NG BIT: OBG; NG WO: NG; N Y: Y; N Y: Y |  | S |  | Y | IPP CHP | 3 | T | N | N | [17 empty] | N
194 | Albuquerque City of | 10339 | Southside Water Reclamation Plant | NM | Bernalillo | GEN2 | IC | OP | 2.2 | 2.1 | 2.2 |  | 11 | 2002 | NG BIT: OBG; NG WO: NG; N Y: Y; N Y: Y |  | S |  | Y | IPP CHP | 3 | T | N | N | [17 empty] | N
194 | Albuquerque City of | 10339 | Southside Water Reclamation Plant | NM | Bernalillo | GEN3 | IC | OP | 1.1 | 1.1 | 1.1 |  | 2 | 1987 | NG BIT: OBG; NG WO: NG; N Y: Y; N Y: Y |  | S |  | Y | IPP CHP | 3 | T | N | N | [17 empty] | N
194 | Albuquerque City of | 10339 | Southside Water Reclamation Plant | NM | Bernalillo | GEN4 | IC | OP | 1.1 | 1.1 | 1.1 |  | 2 | 1987 | NG BIT: OBG; NG WO: NG; N Y: Y; N Y: Y |  | S |  | Y | IPP CHP | 3 | T | N | N | [17 empty] | N
195 | Alabama Power Co | 2 | Bankhead Dam | AL | Tuscaloosa | 1 | HY | OP | 45 | 56 | 52 |  | 7 | 1963 | NG BIT: WAT; N Y: N; N Y: Y |  | S | 0 | N | Electric Utility | 1 |  | N | N
195 | Alabama Power Co | 3 | Barry | AL | Mobile | 1 | ST | OP | 153.1 | 138 | 138 |  | 2 | 1954 | NG BIT: BIT; NG WO: WC; N Y: N; N Y: Y |  | S |  | N | Electric Utility | 1 |  | N | Y | [15 empty] | 12 | 2019 |  | Y |  | Y |  |  |  | NG
195 | Alabama Power Co | 3 | Barry | AL | Mobile | 2 | ST | OP | 153.1 | 137 | 137 |  | 7 | 1954 | NG BIT: BIT; NG WO: WC; N Y: N; N Y: Y |  | S |  | N | Electric Utility | 1 |  | N | Y | [15 empty] | 12 | 2019 |  | Y |  | Y |  |  |  | NG
195 | Alabama Power Co | 3 | Barry | AL | Mobile | 3 | ST | OP | 272 | 249 | 249 |  | 7 | 1959 | NG BIT: BIT; NG WO: WC; N Y: N; N Y: Y |  | S |  | N | Electric Utility | 1 |  | N | N | [18 empty] | Y |  | Y |  |  |  | NG
195 | Alabama Power Co | 3 | Barry | AL | Mobile | 4 | ST | OP | 403.7 | 362 | 362 |  | 12 | 1969 | NG BIT: BIT; NG WO: WC; N Y: N; N Y: Y |  | S |  | N | Electric Utility | 1 |  | N | N | [18 empty] | Y |  | Y |  |  |  | NG
195 | Alabama Power Co | 3 | Barry | AL | Mobile | 5 | ST | OP | 788.8 | 726.5 | 726.5 |  | 10 | 1971 | NG BIT: BIT; NG WO: WC; N Y: N; N Y: Y |  | S |  | N | Electric Utility | 1 |  | N | N | [18 empty] | Y |  |  | Y |  |  | NG
195 | Alabama Power Co | 3 | Barry | AL | Mobile | A1CT | CT | OP | 170.1 | 154 | 170 | G521 | 5 | 2000 | NG BIT: NG; N Y: N; N Y: Y |  | S |  | N | Electric Utility | 1 |  |  | N
195 | Alabama Power Co | 3 | Barry | AL | Mobile | A1CT2 | CT | OP | 170.1 | 154 | 170 | G521 | 5 | 2000 | NG BIT: NG; N Y: N; N Y: Y |  | S |  | N | Electric Utility | 1 |  |  | N
195 | Alabama Power Co | 3 | Barry | AL | Mobile | A1ST | CA | OP | 195.2 | 173 | 192 | G521 | 5 | 2000 | NG BIT: NG; N Y: N; N Y: Y |  | S |  | N | Electric Utility | 1 |  | Y | N
195 | Alabama Power Co | 3 | Barry | AL | Mobile | A2C1 | CT | OP | 170.1 | 154 | 170 | G522 | 5 | 2000 | NG BIT: NG; N Y: N; N Y: Y |  | S |  | N | Electric Utility | 1 |  |  | N
195 | Alabama Power Co | 3 | Barry | AL | Mobile | A2C2 | CT | OP | 170.1 | 154 | 170 | G522 | 5 | 2000 | NG BIT: NG; N Y: N; N Y: Y |  | S |  | N | Electric Utility | 1 |  |  | N
195 | Alabama Power Co | 3 | Barry | AL | Mobile | A2ST | CA | OP | 195.2 | 173 | 192 | G522 | 5 | 2000 | NG BIT: NG; N Y: N; N Y: Y |  | S |  | N | Electric Utility | 1 |  | Y | N
195 | Alabama Power Co | 4 | Walter Bouldin Dam | AL | Elmore | 1 | HY | OP | 75 | 75.3 | 76 |  | 7 | 1967 | NG BIT: WAT; N Y: N; N Y: Y |  | S | 0 | N | Electric Utility | 1 |  | N | N
195 | Alabama Power Co | 4 | Walter Bouldin Dam | AL | Elmore | 2 | HY | OP | 75 | 75.3 | 76 |  | 8 | 1967 | NG BIT: WAT; N Y: N; N Y: Y |  | S | 0 | N | Electric Utility | 1 |  | N | N
195 | Alabama Power Co | 4 | Walter Bouldin Dam | AL | Elmore | 3 | HY | OP | 75 | 75.3 | 76 |  | 8 | 1967 | NG BIT: WAT; N Y: N; N Y: Y |  | S | 0 | N | Electric Utility | 1 |  | N | N
195 | Alabama Power Co | 7 | Gadsden | AL | Etowah | 1 | ST | OP | 69 | 64 | 64 |  | 4 | 1949 | NG BIT: BIT; NG WO: NG; N Y: Y; N Y: Y |  | S |  | Y | Electric Utility | 1 | B | N | Y | [15 empty] | 12 | 2014 | N | Y |  | Y |  |  |  | NG
195 | Alabama Power Co | 7 | Gadsden | AL | Etowah | 2 | ST | OP | 69 | 66 | 66 |  | 7 | 1949 | NG BIT: BIT; NG WO: NG; N Y: Y; N Y: Y |  | S |  | Y | Electric Utility | 1 | B | N | Y | [15 empty] | 12 | 2014 | N | Y |  | Y |  |  |  | NG
195 | Alabama Power Co | 8 | Gorgas | AL | Walker | 10 | ST | OP | 788.8 | 703 | 703 |  | 10 | 1972 | NG BIT: BIT; NG WO: WC; N Y: N; N Y: Y |  | S |  | N | Electric Utility | 1 |  | N | N | [17 empty] | N | Y |  |  | Y |  |  | DFO
195 | Alabama Power Co | 8 | Gorgas | AL | Walker | 6 | ST | OP | 125 | 103 | 103 |  | 4 | 1951 | NG BIT: BIT; NG WO: WC; N Y: N; N Y: Y |  | S |  | N | Electric Utility | 1 |  | N | Y | [15 empty] | 12 | 2016 | N | Y |  | Y |  |  |  | DFO
195 | Alabama Power Co | 8 | Gorgas | AL | Walker | 7 | ST | OP | 125 | 104 | 104 |  | 7 | 1952 | NG BIT: BIT; NG WO: WC; N Y: N; N Y: Y |  | S |  | N | Electric Utility | 1 |  | N | Y | [15 empty] | 12 | 2017 | N | Y |  | Y |  |  |  | DFO
195 | Alabama Power Co | 8 | Gorgas | AL | Walker | 8 | ST | OP | 187.5 | 161 | 161 |  | 5 | 1956 | NG BIT: BIT; NG WO: WC; N Y: N; N Y: Y |  | S |  | N | Electric Utility | 1 |  | N | N | [17 empty] | N | Y |  | Y |  |  |  | DFO
195 | Alabama Power Co | 8 | Gorgas | AL | Walker | 9 | ST | OP | 190.4 | 170 | 170 |  | 6 | 1958 | NG BIT: BIT; NG WO: WC; N Y: N; N Y: Y |  | S |  | N | Electric Utility | 1 |  | N | N | [17 empty] | N | Y |  | Y |  |  |  | DFO
195 | Alabama Power Co | 10 | Greene County | AL | Greene | 1 | ST | OP | 299.2 | 254 | 254 |  | 6 | 1965 | NG BIT: BIT; NG WO: WC; N Y: N; N Y: Y |  | J |  | N | Electric Utility | 1 |  | N | N | [17 empty] | N | Y |  | Y |  |  |  | NG
195 | Alabama Power Co | 10 | Greene County | AL | Greene | 2 | ST | OP | 269.2 | 243 | 243 |  | 7 | 1966 | NG BIT: BIT; NG WO: WC; N Y: N; N Y: Y |  | J |  | N | Electric Utility | 1 |  | N | N | [17 empty] | N | Y |  | Y |  |  |  | NG
195 | Alabama Power Co | 10 | Greene County | AL | Greene | GT10 | GT | OP | 80 | 85 | 101 |  | 5 | 1996 | NG BIT: NG; NG WO: DFO; N Y: Y; N Y: Y |  | S |  | N | Electric Utility | 1 |  | N | N
195 | Alabama Power Co | 10 | Greene County | AL | Greene | GT2 | GT | OP | 80 | 84 | 100 |  | 5 | 1996 | NG BIT: NG; NG WO: DFO; N Y: Y; N Y: Y |  | S |  | N | Electric Utility | 1 |  | N | N
195 | Alabama Power Co | 10 | Greene County | AL | Greene | GT3 | GT | OP | 80 | 82 | 98 |  | 5 | 1995 | NG BIT: NG; NG WO: DFO; N Y: Y; N Y: Y |  | S |  | N | Electric Utility | 1 |  | N | N
195 | Alabama Power Co | 10 | Greene County | AL | Greene | GT4 | GT | OP | 80 | 81 | 97 |  | 5 | 1995 | NG BIT: NG; NG WO: DFO; N Y: Y; N Y: Y |  | S |  | N | Electric Utility | 1 |  | N | N
195 | Alabama Power Co | 10 | Greene County | AL | Greene | GT5 | GT | OP | 80 | 82 | 98 |  | 5 | 1995 | NG BIT: NG; NG WO: DFO; N Y: Y; N Y: Y |  | S |  | N | Electric Utility | 1 |  | N | N
195 | Alabama Power Co | 10 | Greene County | AL | Greene | GT6 | GT | OP | 80 | 81 | 97 |  | 5 | 1995 | NG BIT: NG; NG WO: DFO; N Y: Y; N Y: Y |  | S |  | N | Electric Utility | 1 |  | N | N
195 | Alabama Power Co | 10 | Greene County | AL | Greene | GT7 | GT | OP | 80 | 80 | 96 |  | 5 | 1995 | NG BIT: NG; NG WO: DFO; N Y: Y; N Y: Y |  | S |  | N | Electric Utility | 1 |  | N | N
195 | Alabama Power Co | 10 | Greene County | AL | Greene | GT8 | GT | OP | 80 | 83 | 99 |  | 5 | 1996 | NG BIT: NG; NG WO: DFO; N Y: Y; N Y: Y |  | S |  | N | Electric Utility | 1 |  | N | N
195 | Alabama Power Co | 10 | Greene County | AL | Greene | GT9 | GT | OP | 80 | 82 | 98 |  | 5 | 1996 | NG BIT: NG; NG WO: DFO; N Y: Y; N Y: Y |  | S |  | N | Electric Utility | 1 |  | N | N
195 | Alabama Power Co | 11 | H Neely Henry Dam | AL | Calhoun | 1 | HY | OP | 24.3 | 23.3 | 22.3 |  | 6 | 1966 | NG BIT: WAT; N Y: N; N Y: Y |  | S | 0 | N | Electric Utility | 1 |  | N | N
195 | Alabama Power Co | 11 | H Neely Henry Dam | AL | Calhoun | 2 | HY | OP | 24.3 | 23.3 | 22.3 |  | 6 | 1966 | NG BIT: WAT; N Y: N; N Y: Y |  | S | 0 | N | Electric Utility | 1 |  | N | N
195 | Alabama Power Co | 11 | H Neely Henry Dam | AL | Calhoun | 3 | HY | OP | 24.3 | 23.4 | 22.4 |  | 6 | 1966 | NG BIT: WAT; N Y: N; N Y: Y |  | S | 0 | N | Electric Utility | 1 |  | N | N
195 | Alabama Power Co | 12 | Holt Dam | AL | Tuscaloosa | 1 | HY | OP | 40 | 45 | 45 |  | 8 | 1968 | NG BIT: WAT; N Y: N; N Y: Y |  | S | 0 | N | Electric Utility | 1 |  | N | Y | [15 empty] | 12 | 2015
195 | Alabama Power Co | 13 | Jordan Dam | AL | Elmore | 1 | HY | OP | 25 | 25 | 25 |  | 1 | 1929 | NG BIT: WAT; N Y: N; N Y: Y |  | S | 0 | N | Electric Utility | 1 |  | N | N
195 | Alabama Power Co | 13 | Jordan Dam | AL | Elmore | 2 | HY | OP | 25 | 25 | 25 |  | 1 | 1929 | NG BIT: WAT; N Y: N; N Y: Y |  | S | 0 | N | Electric Utility | 1 |  | N | N
195 | Alabama Power Co | 13 | Jordan Dam | AL | Elmore | 3 | HY | OP | 25 | 25 | 25 |  | 1 | 1929 | NG BIT: WAT; N Y: N; N Y: Y |  | S | 0 | N | Electric Utility | 1 |  | N | N
195 | Alabama Power Co | 13 | Jordan Dam | AL | Elmore | 4 | HY | OP | 25 | 25 | 25 |  | 1 | 1929 | NG BIT: WAT; N Y: N; N Y: Y |  | S | 0 | N | Electric Utility | 1 |  | N | N
195 | Alabama Power Co | 14 | Logan Martin Dam | AL | Talladega | 1 | HY | OP | 42.7 | 45 | 41.6 |  | 8 | 1964 | NG BIT: WAT; N Y: N; N Y: Y |  | S | 0 | N | Electric Utility | 1 |  | N | N
195 | Alabama Power Co | 14 | Logan Martin Dam | AL | Talladega | 2 | HY | OP | 42.7 | 45 | 41.6 |  | 8 | 1964 | NG BIT: WAT; N Y: N; N Y: Y |  | S | 0 | N | Electric Utility | 1 |  | N | N
195 | Alabama Power Co | 14 | Logan Martin Dam | AL | Talladega | 3 | HY | OP | 42.7 | 45 | 41.8 |  | 8 | 1964 | NG BIT: WAT; N Y: N; N Y: Y |  | S | 0 | N | Electric Utility | 1 |  | N | N
195 | Alabama Power Co | 15 | Lay Dam | AL | Chilton | 1 | HY | OP | 29.5 | 29.8 | 30 |  | 4 | 1968 | NG BIT: WAT; N Y: N; N Y: Y |  | S | 0 | N | Electric Utility | 1 |  | N | N
195 | Alabama Power Co | 15 | Lay Dam | AL | Chilton | 2 | HY | OP | 29.5 | 29.8 | 30 |  | 4 | 1968 | NG BIT: WAT; N Y: N; N Y: Y |  | S | 0 | N | Electric Utility | 1 |  | N | N
195 | Alabama Power Co | 15 | Lay Dam | AL | Chilton | 3 | HY | OP | 29.5 | 29.8 | 30 |  | 12 | 1967 | NG BIT: WAT; N Y: N; N Y: Y |  | S | 0 | N | Electric Utility | 1 |  | N | N
195 | Alabama Power Co | 15 | Lay Dam | AL | Chilton | 4 | HY | OP | 29.5 | 29.8 | 30 |  | 10 | 1967 | NG BIT: WAT; N Y: N; N Y: Y |  | S | 0 | N | Electric Utility | 1 |  | N | N
195 | Alabama Power Co | 15 | Lay Dam | AL | Chilton | 5 | HY | OP | 29.5 | 29.8 | 30 |  | 5 | 1967 | NG BIT: WAT; N Y: N; N Y: Y |  | S | 0 | N | Electric Utility | 1 |  | N | N
195 | Alabama Power Co | 15 | Lay Dam | AL | Chilton | 6 | HY | OP | 29.5 | 29.8 | 30 |  | 2 | 1967 | NG BIT: WAT; N Y: N; N Y: Y |  | S | 0 | N | Electric Utility | 1 |  | N | N
195 | Alabama Power Co | 16 | Martin Dam | AL | Elmore | 1 | HY | OP | 50.2 | 46.5 | 40.8 |  | 1 | 1927 | NG BIT: WAT; N Y: N; N Y: Y |  | S | 0 | N | Electric Utility | 1 |  | N | N
195 | Alabama Power Co | 16 | Martin Dam | AL | Elmore | 2 | HY | OP | 50.2 | 46.5 | 40.8 |  | 1 | 1927 | NG BIT: WAT; N Y: N; N Y: Y |  | S | 0 | N | Electric Utility | 1 |  | N | N
195 | Alabama Power Co | 16 | Martin Dam | AL | Elmore | 3 | HY | OP | 50.2 | 46.5 | 40.8 |  | 1 | 1927 | NG BIT: WAT; N Y: N; N Y: Y |  | S | 0 | N | Electric Utility | 1 |  | N | N
195 | Alabama Power Co | 16 | Martin Dam | AL | Elmore | 4 | HY | OP | 60 | 46.5 | 40.8 |  | 7 | 1952 | NG BIT: WAT; N Y: N; N Y: Y |  | S | 0 | N | Electric Utility | 1 |  | N | N
195 | Alabama Power Co | 17 | Mitchell Dam | AL | Coosa | 4 | HY | OP | 20 | 19.5 | 19.5 |  | 11 | 1949 | NG BIT: WAT; N Y: N; N Y: Y |  | S | 0 | N | Electric Utility | 1 |  | N | N
195 | Alabama Power Co | 17 | Mitchell Dam | AL | Coosa | 5 | HY | OP | 50 | 48.8 | 49.2 |  | 4 | 1985 | NG BIT: WAT; N Y: N; N Y: Y |  | S | 0 | N | Electric Utility | 1 |  | N | N
195 | Alabama Power Co | 17 | Mitchell Dam | AL | Coosa | 6 | HY | OP | 50 | 48.8 | 49.2 |  | 4 | 1985 | NG BIT: WAT; N Y: N; N Y: Y |  | S | 0 | N | Electric Utility | 1 |  | N | N
195 | Alabama Power Co | 17 | Mitchell Dam | AL | Coosa | 7 | HY | OP | 50 | 48.8 | 49.2 |  | 4 | 1985 | NG BIT: WAT; N Y: N; N Y: Y |  | S | 0 | N | Electric Utility | 1 |  | N | N
195 | Alabama Power Co | 18 | Lewis Smith Dam | AL | Walker | 1 | HY | OP | 78.7 | 90 | 83 |  | 9 | 1961 | NG BIT: WAT; N Y: N; N Y: Y |  | S | 0 | N | Electric Utility | 1 |  | N | N
195 | Alabama Power Co | 18 | Lewis Smith Dam | AL | Walker | 2 | HY | OP | 78.7 | 90 | 83 |  | 7 | 1962 | NG BIT: WAT; N Y: N; N Y: Y |  | S | 0 | N | Electric Utility | 1 |  | N | N
195 | Alabama Power Co | 19 | Thurlow Dam | AL | Elmore | 1 | HY | OP | 40.5 | 34 | 34 |  | 1 | 1931 | NG BIT: WAT; N Y: N; N Y: Y |  | S | 0 | N | Electric Utility | 1 |  | N | N
195 | Alabama Power Co | 19 | Thurlow Dam | AL | Elmore | 2 | HY | OP | 40.5 | 34 | 34 |  | 1 | 1931 | NG BIT: WAT; N Y: N; N Y: Y |  | S | 0 | N | Electric Utility | 1 |  | N | N
195 | Alabama Power Co | 19 | Thurlow Dam | AL | Elmore | 3 | HY | OP | 10 | 10 | 10 |  | 1 | 1931 | NG BIT: WAT; N Y: N; N Y: Y |  | S | 0 | N | Electric Utility | 1 |  | N | N
195 | Alabama Power Co | 20 | Weiss Dam | AL | Cherokee | 1 | HY | OP | 29.2 | 24.7 | 22.3 |  | 7 | 1962 | NG BIT: WAT; N Y: N; N Y: Y |  | S | 0 | N | Electric Utility | 1 |  | N | N
195 | Alabama Power Co | 20 | Weiss Dam | AL | Cherokee | 2 | HY | OP | 29.2 | 24.7 | 22.3 |  | 6 | 1961 | NG BIT: WAT; N Y: N; N Y: Y |  | S | 0 | N | Electric Utility | 1 |  | N | N
195 | Alabama Power Co | 20 | Weiss Dam | AL | Cherokee | 3 | HY | OP | 29.2 | 24.7 | 22.3 |  | 6 | 1961 | NG BIT: WAT; N Y: N; N Y: Y |  | S | 0 | N | Electric Utility | 1 |  | N | N
195 | Alabama Power Co | 21 | Yates Dam | AL | Elmore | 1 | HY | OP | 25.5 | 23.5 | 24 |  | 7 | 1928 | NG BIT: WAT; N Y: N; N Y: Y |  | S | 0 | N | Electric Utility | 1 |  | N | N
195 | Alabama Power Co | 21 | Yates Dam | AL | Elmore | 2 | HY | OP | 25 | 23.5 | 24 |  | 7 | 1928 | NG BIT: WAT; N Y: N; N Y: Y |  | S | 0 | N | Electric Utility | 1 |  | N | N
195 | Alabama Power Co | 26 | E C Gaston | AL | Shelby | 1 | ST | OP | 272 | 254 | 254 |  | 5 | 1960 | NG BIT: BIT; NG WO: WC; N Y: N; N Y: Y |  | J |  | N | Electric Utility | 1 |  | N | N | [17 empty] | N | Y |  | Y |  |  |  | DFO
195 | Alabama Power Co | 26 | E C Gaston | AL | Shelby | 2 | ST | OP | 272 | 256 | 256 |  | 7 | 1960 | NG BIT: BIT; NG WO: WC; N Y: N; N Y: Y |  | J |  | N | Electric Utility | 1 |  | N | N | [17 empty] | N | Y |  | Y |  |  |  | DFO
195 | Alabama Power Co | 26 | E C Gaston | AL | Shelby | 3 | ST | OP | 272 | 254 | 254 |  | 6 | 1961 | NG BIT: BIT; NG WO: WC; N Y: N; N Y: Y |  | J |  | N | Electric Utility | 1 |  | N | N | [17 empty] | N | Y |  | Y |  |  |  | DFO
195 | Alabama Power Co | 26 | E C Gaston | AL | Shelby | 5 | ST | OP | 952 | 842 | 842 |  | 8 | 1974 | NG BIT: BIT; NG WO: WC; N Y: N; N Y: Y |  | S |  | N | Electric Utility | 1 |  | N | N | [17 empty] | N | Y |  |  | Y |  |  | DFO
195 | Alabama Power Co | 26 | E C Gaston | AL | Shelby | GT4 | GT | OP | 21.2 | 16 | 20 |  | 6 | 1970 | NG BIT: DFO; N Y: N; N Y: Y |  | J |  | N | Electric Utility | 1 |  | N | N
195 | Alabama Power Co | 26 | E C Gaston | AL | Shelby | ST4 | ST | OP | 244.8 | 256 | 256 |  | 6 | 1962 | NG BIT: BIT; N Y: N; N Y: Y |  | J |  | N | Electric Utility | 1 |  | N | N | [17 empty] | N | Y |  | Y |  |  |  | DFO
195 | Alabama Power Co | 6001 | Joseph M Farley | AL | Houston | 1 | ST | OP | 888.2 | 874 | 874 |  | 12 | 1977 | NG BIT: NUC; N Y: N; N Y: Y |  | S |  | N | Electric Utility | 1 |  | N | N
195 | Alabama Power Co | 6001 | Joseph M Farley | AL | Houston | 2 | ST | OP | 888.2 | 860 | 860 |  | 7 | 1981 | NG BIT: NUC; N Y: N; N Y: Y |  | S |  | N | Electric Utility | 1 |  | N | N
195 | Alabama Power Co | 6002 | James H Miller Jr | AL | Jefferson | 1 | ST | OP | 705.5 | 672.6 | 672.6 |  | 10 | 1978 | NG BIT: SUB; NG WO: WC; N Y: N; N Y: Y |  | J |  | N | Electric Utility | 1 |  | N | N | [17 empty] | N | Y |  | Y |  |  |  | NG
195 | Alabama Power Co | 6002 | James H Miller Jr | AL | Jefferson | 2 | ST | OP | 705.5 | 664.6 | 664.6 |  | 5 | 1985 | NG BIT: SUB; NG WO: WC; N Y: N; N Y: Y |  | J |  | N | Electric Utility | 1 |  | N | N | [17 empty] | N | Y |  | Y |  |  |  | NG
195 | Alabama Power Co | 6002 | James H Miller Jr | AL | Jefferson | 3 | ST | OP | 705.5 | 669 | 669 |  | 5 | 1989 | NG BIT: SUB; NG WO: WC; N Y: N; N Y: Y |  | S |  | N | Electric Utility | 1 |  | N | N | [17 empty] | N | Y |  | Y |  |  |  | NG
195 | Alabama Power Co | 6002 | James H Miller Jr | AL | Jefferson | 4 | ST | OP | 705.5 | 669 | 669 |  | 3 | 1991 | NG BIT: SUB; NG WO: WC; N Y: N; N Y: Y |  | S |  | N | Electric Utility | 1 |  | N | N | [17 empty] | N | Y |  | Y |  |  |  | NG
195 | Alabama Power Co | 6188 | Harris Dam | AL | Randolph | 1 | HY | OP | 67.5 | 66 | 61.5 |  | 4 | 1983 | NG BIT: WAT; N Y: N; N Y: Y |  | S | 0 | N | Electric Utility | 1 |  | N | N
195 | Alabama Power Co | 6188 | Harris Dam | AL | Randolph | 2 | HY | OP | 67.5 | 66 | 61.5 |  | 4 | 1983 | NG BIT: WAT; N Y: N; N Y: Y |  | S | 0 | N | Electric Utility | 1 |  | N | N
195 | Alabama Power Co | 7697 | Washington County Cogeneration Facility | AL | Washington | 1 | CT | OP | 82.6 | 75 | 81 | G523 | 2 | 1999 | NG BIT: NG; N Y: N; N Y: Y |  | S |  | Y | Electric Utility | 1 | T |  | N
195 | Alabama Power Co | 7697 | Washington County Cogeneration Facility | AL | Washington | 2 | CA | OP | 39.9 | 25 | 26 | G523 | 2 | 1999 | NG BIT: NG; N Y: N; N Y: Y |  | S |  | Y | Electric Utility | 1 | T | Y | N
195 | Alabama Power Co | 7698 | General Electric Plastic | AL | Lowndes | 1 | CT | OP | 82.2 | 85 | 90 | G524 | 7 | 1999 | NG BIT: NG; N Y: N; N Y: Y |  | S |  | Y | Electric Utility | 1 | T | N | N
195 | Alabama Power Co | 7698 | General Electric Plastic | AL | Lowndes | 2 | CA | OP | 14.8 | 12 | 12 | G524 | 7 | 1999 | NG BIT: NG; N Y: N; N Y: Y |  | S |  | Y | Electric Utility | 1 | T | Y | N
195 | Alabama Power Co | 7721 | Theodore Cogen Facility | AL | Mobile | 1 | CT | OP | 229 | 160 | 185 | G525 | 12 | 2000 | NG BIT: NG; N Y: N; N Y: Y |  | S |  | Y | Electric Utility | 1 | T |  | N
195 | Alabama Power Co | 7721 | Theodore Cogen Facility | AL | Mobile | 2 | CA | OP | 88.4 | 64.7 | 64.7 | G525 | 12 | 2000 | NG BIT: NG; N Y: N; N Y: Y |  | S |  | Y | Electric Utility | 1 | T | Y | N
213 | Alaska Electric Light&Power Co | 62 | Annex Creek | AK | Juneau | 5 | HY | OP | 1.8 | 1.8 | 1.8 |  | 12 | 1915 | NG BIT: WAT; N Y: N; N Y: Y |  | S |  | N | Electric Utility | 1 |  | N | N | [17 empty] | N
213 | Alaska Electric Light&Power Co | 62 | Annex Creek | AK | Juneau | 6 | HY | OP | 2.2 | 1.8 | 1.8 |  | 12 | 1915 | NG BIT: WAT; N Y: N; N Y: Y |  | S |  | N | Electric Utility | 1 |  | N | N | [17 empty] | N
213 | Alaska Electric Light&Power Co | 63 | Gold Creek | AK | Juneau | 1 | HY | OP | 0.8 | 0.8 | 0.8 |  | 9 | 1951 | NG BIT: WAT; N Y: N; N Y: Y |  | S |  | N | Electric Utility | 1 |  | N | N | [17 empty] | N
213 | Alaska Electric Light&Power Co | 63 | Gold Creek | AK | Juneau | 2 | HY | OP | 0.4 | 0.4 | 0.4 |  | 9 | 1906 | NG BIT: WAT; N Y: N; N Y: Y |  | S |  | N | Electric Utility | 1 |  | N | N | [17 empty] | N
213 | Alaska Electric Light&Power Co | 63 | Gold Creek | AK | Juneau | 3 | HY | OP | 0.4 | 0.4 | 0.4 |  | 9 | 1906 | NG BIT: WAT; N Y: N; N Y: Y |  | S |  | N | Electric Utility | 1 |  | N | N | [17 empty] | N
213 | Alaska Electric Light&Power Co | 63 | Gold Creek | AK | Juneau | IC1 | IC | SB | 1.2 | 1.2 | 1.2 |  | 6 | 1952 | NG BIT: DFO; N Y: N; N Y: Y | Y | S |  | N | Electric Utility | 1 |  | N | N | [17 empty] | N
213 | Alaska Electric Light&Power Co | 63 | Gold Creek | AK | Juneau | IC2 | IC | SB | 1.2 | 1.2 | 1.2 |  | 8 | 1954 | NG BIT: DFO; N Y: N; N Y: Y | Y | S |  | N | Electric Utility | 1 |  | N | N | [17 empty] | N
213 | Alaska Electric Light&Power Co | 63 | Gold Creek | AK | Juneau | IC3 | IC | SB | 1.1 | 1.1 | 1.1 |  | 8 | 1961 | NG BIT: DFO; N Y: N; N Y: Y | Y | S |  | N | Electric Utility | 1 |  | N | N | [17 empty] | N
213 | Alaska Electric Light&Power Co | 63 | Gold Creek | AK | Juneau | IC4 | IC | SB | 3.5 | 3.5 | 3.5 |  | 9 | 1963 | NG BIT: DFO; N Y: N; N Y: Y | Y | S |  | N | Electric Utility | 1 |  | N | N | [17 empty] | N
213 | Alaska Electric Light&Power Co | 63 | Gold Creek | AK | Juneau | IC5 | IC | SB | 1.1 | 1.1 | 1.1 |  | 10 | 1966 | NG BIT: DFO; N Y: N; N Y: Y | Y | S |  | N | Electric Utility | 1 |  | N | N | [17 empty] | N
213 | Alaska Electric Light&Power Co | 64 | Lemon Creek | AK | Juneau | 1 | IC | SB | 2.5 | 2.5 | 2.5 |  | 8 | 1969 | NG BIT: DFO; N Y: N; N Y: Y | Y | S |  | N | Electric Utility | 1 |  |  | N | [17 empty] | N
213 | Alaska Electric Light&Power Co | 64 | Lemon Creek | AK | Juneau | 2 | IC | SB | 2.6 | 2.5 | 2.5 |  | 9 | 1969 | NG BIT: DFO; N Y: N; N Y: Y | Y | S |  | N | Electric Utility | 1 |  |  | N | [17 empty] | N
213 | Alaska Electric Light&Power Co | 64 | Lemon Creek | AK | Juneau | 3 | IC | SB | 2.6 | 2.5 | 2.5 |  | 9 | 1974 | NG BIT: DFO; N Y: N; N Y: Y | Y | S |  | N | Electric Utility | 1 |  |  | N | [17 empty] | N
213 | Alaska Electric Light&Power Co | 64 | Lemon Creek | AK | Juneau | 5 | GT | SB | 18.6 | 17.5 | 17.5 |  | 9 | 1980 | NG BIT: DFO; N Y: N; N Y: Y | Y | S |  | N | Electric Utility | 1 |  |  | N | [17 empty] | N
213 | Alaska Electric Light&Power Co | 64 | Lemon Creek | AK | Juneau | 6 | GT | SB | 18.6 | 17.5 | 17.5 |  | 8 | 1983 | NG BIT: DFO; N Y: N; N Y: Y | Y | S |  | N | Electric Utility | 1 |  |  | N | [17 empty] | N
213 | Alaska Electric Light&Power Co | 64 | Lemon Creek | AK | Juneau | 7 | IC | SB | 2.8 | 2.5 | 2.5 |  | 8 | 1983 | NG BIT: DFO; N Y: N; N Y: Y | Y | S |  | N | Electric Utility | 1 |  |  | N | [17 empty] | N
213 | Alaska Electric Light&Power Co | 64 | Lemon Creek | AK | Juneau | IC10 | IC | SB | 2.8 | 2.5 | 2.5 |  | 9 | 1984 | NG BIT: DFO; N Y: N; N Y: Y | Y | S |  | N | Electric Utility | 1 |  |  | N | [17 empty] | N
213 | Alaska Electric Light&Power Co | 64 | Lemon Creek | AK | Juneau | IC11 | IC | SB | 2.8 | 2.5 | 2.5 |  | 9 | 1984 | NG BIT: DFO; N Y: N; N Y: Y | Y | S |  | N | Electric Utility | 1 |  |  | N | [17 empty] | N
213 | Alaska Electric Light&Power Co | 64 | Lemon Creek | AK | Juneau | IC12 | IC | SB | 2.8 | 2.5 | 2.5 |  | 9 | 1984 | NG BIT: DFO; N Y: N; N Y: Y | Y | S |  | N | Electric Utility | 1 |  |  | N | [17 empty] | N
213 | Alaska Electric Light&Power Co | 64 | Lemon Creek | AK | Juneau | IC8 | IC | SB | 2.8 | 2.5 | 2.5 |  | 8 | 1985 | NG BIT: DFO; N Y: N; N Y: Y | Y | S |  | N | Electric Utility | 1 |  |  | N | [17 empty] | N
213 | Alaska Electric Light&Power Co | 64 | Lemon Creek | AK | Juneau | IC9 | IC | SB | 2.8 | 2.5 | 2.5 |  | 8 | 1985 | NG BIT: DFO; N Y: N; N Y: Y | Y | S |  | N | Electric Utility | 1 |  |  | N | [17 empty] | N
213 | Alaska Electric Light&Power Co | 65 | Salmon Creek 1 | AK | Juneau | HY7 | HY | OP | 8.5 | 5.2 | 5.2 |  | 12 | 1984 | NG BIT: WAT; N Y: N; N Y: Y |  | S |  | N | Electric Utility | 1 |  | N | N | [17 empty] | N
213 | Alaska Electric Light&Power Co | 78 | Snettisham | AK | Juneau | 1 | HY | OP | 23.6 | 23.5 | 23.5 |  | 11 | 1973 | NG BIT: WAT; N Y: N; N Y: Y |  | W |  | N | Electric Utility | 1 |  | N | N | [17 empty] | N
213 | Alaska Electric Light&Power Co | 78 | Snettisham | AK | Juneau | 2 | HY | OP | 23.6 | 23.5 | 23.5 |  | 11 | 1973 | NG BIT: WAT; N Y: N; N Y: Y |  | W |  | N | Electric Utility | 1 |  | N | N | [17 empty] | N
213 | Alaska Electric Light&Power Co | 78 | Snettisham | AK | Juneau | 3 | HY | OP | 31 | 31 | 31 |  | 12 | 1990 | NG BIT: WAT; N Y: N; N Y: Y |  | W |  | N | Electric Utility | 1 |  | N | N | [17 empty] | N
213 | Alaska Electric Light&Power Co | 7250 | Auke Bay | AK | Juneau | 13 | GT | SB | 2.8 | 2.8 | 2.8 |  | 8 | 1993 | NG BIT: DFO; N Y: N; N Y: Y | Y | S |  | N | Electric Utility | 1 |  |  | N | [17 empty] | N
213 | Alaska Electric Light&Power Co | 7250 | Auke Bay | AK | Juneau | 14 | GT | SB | 30.9 | 23 | 23 |  | 12 | 1994 | NG BIT: DFO; N Y: N; N Y: Y | Y | S |  | N | Electric Utility | 1 |  |  | N | [17 empty] | N
213 | Alaska Electric Light&Power Co | 7250 | Auke Bay | AK | Juneau | 4 | IC | SB | 2.5 | 2.5 | 2.5 |  | 9 | 1980 | NG BIT: DFO; N Y: N; N Y: Y | Y | S |  | N | Electric Utility | 1 |  |  | N | [17 empty] | N
213 | Alaska Electric Light&Power Co | 57085 | Lake Dorothy Hydroelectric Project | AK | JUNEAU | 1 | HY | OP | 14.3 | 14.3 | 14.3 |  | 9 | 2009 | NG BIT: WAT; N Y: N; N Y: Y |  | S |  | N | Electric Utility | 1 |  |  | N | [17 empty] | N
219 | Alaska Power and Telephone Co | 66 | Skagway | AK | Skagway-Yakutat | 1 | HY | OP | 0.4 | 0.4 | 0.4 |  | 88 | 1957 | NG BIT: WAT; N Y: N; N Y: Y |  | S |  | N | Electric Utility | 1 |  | N | N | [17 empty] | N
219 | Alaska Power and Telephone Co | 66 | Skagway | AK | Skagway-Yakutat | 2 | HY | OP | 0.1 | 0.1 | 0.1 |  | 88 | 1909 | NG BIT: WAT; N Y: N; N Y: Y |  | S |  | N | Electric Utility | 1 |  | N | N | [17 empty] | N
219 | Alaska Power and Telephone Co | 66 | Skagway | AK | Skagway-Yakutat | 3 | HY | OP | 0.3 | 0.3 | 0.3 |  | 88 | 1981 | NG BIT: WAT; N Y: N; N Y: Y |  | S |  | N | Electric Utility | 1 |  | N | N | [17 empty] | N
219 | Alaska Power and Telephone Co | 66 | Skagway | AK | Skagway-Yakutat | 4 | HY | OP | 0.2 | 0.2 | 0.2 |  | 7 | 1987 | NG BIT: WAT; N Y: N; N Y: Y |  | S |  | N | Electric Utility | 1 |  | N | N | [17 empty] | N
219 | Alaska Power and Telephone Co | 66 | Skagway | AK | Skagway-Yakutat | 6A | IC | OP | 0.8 | 0.8 | 0.8 |  | 4 | 1986 | NG BIT: DFO; N Y: N; N Y: Y |  | S |  | N | Electric Utility | 1 |  | N | N | [17 empty] | N
219 | Alaska Power and Telephone Co | 66 | Skagway | AK | Skagway-Yakutat | 7A | IC | OP | 1.1 | 1.1 | 1.1 |  | 5 | 1996 | NG BIT: DFO; N Y: N; N Y: Y |  | S |  | N | Electric Utility | 1 |  | N | N | [17 empty] | N
219 | Alaska Power and Telephone Co | 66 | Skagway | AK | Skagway-Yakutat | 8A | IC | OP | 0.5 | 0.5 | 0.5 |  | 9 | 1991 | NG BIT: DFO; N Y: N; N Y: Y |  | S |  | N | Electric Utility | 1 |  | N | N | [17 empty] | N
219 | Alaska Power and Telephone Co | 66 | Skagway | AK | Skagway-Yakutat | 9 | IC | OP | 1 | 1 | 1 |  | 4 | 2009 | NG BIT: DFO; N Y: N; N Y: Y |  | S |  | N | Electric Utility | 1 |  |  | N | [17 empty] | N
219 | Alaska Power and Telephone Co | 69 | Haines | AK | Haines | 10 | IC | OP | 1.2 | 1.2 | 1.2 |  | 5 | 1991 | NG BIT: DFO; N Y: N; N Y: Y |  | S |  | N | Electric Utility | 1 |  | N | N | [17 empty] | N
219 | Alaska Power and Telephone Co | 69 | Haines | AK | Haines | 5 | IC | OP | 0.6 | 0.6 | 0.6 |  | 6 | 1968 | NG BIT: DFO; N Y: N; N Y: Y |  | S |  | N | Electric Utility | 1 |  | N | N | [17 empty] | N
219 | Alaska Power and Telephone Co | 69 | Haines | AK | Haines | 7A | IC | OP | 2.8 | 2.8 | 2.8 |  | 12 | 1995 | NG BIT: DFO; N Y: N; N Y: Y |  | S |  | N | Electric Utility | 1 |  | N | N | [17 empty] | N
219 | Alaska Power and Telephone Co | 69 | Haines | AK | Haines | IC8A | IC | OP | 1.6 | 1.6 | 1.6 |  | 10 | 1996 | NG BIT: DFO; N Y: N; N Y: Y |  | S |  | N | Electric Utility | 1 |  | N | N | [17 empty] | N
219 | Alaska Power and Telephone Co | 406 | Tok | AK | Southeast Fairbanks | 3A | IC | OP | 1.3 | 1.3 | 1.3 |  | 11 | 1999 | NG BIT: DFO; N Y: N; N Y: Y |  | S |  | N | Electric Utility | 1 |  | N | N | [17 empty] | N
219 | Alaska Power and Telephone Co | 406 | Tok | AK | Southeast Fairbanks | 4A | IC | OP | 1.1 | 1.1 | 1.1 |  | 12 | 1989 | NG BIT: DFO; N Y: N; N Y: Y |  | S |  | N | Electric Utility | 1 |  | N | N | [17 empty] | N
219 | Alaska Power and Telephone Co | 406 | Tok | AK | Southeast Fairbanks | 5A | IC | OP | 1.1 | 1.1 | 1.1 |  | 1 | 1996 | NG BIT: DFO; N Y: N; N Y: Y |  | S |  | N | Electric Utility | 1 |  | N | N | [17 empty] | N
219 | Alaska Power and Telephone Co | 406 | Tok | AK | Southeast Fairbanks | 6 | IC | OS | 0.5 | 0.5 | 0.5 |  | 12 | 2010 | NG BIT: DFO; N Y: N; N Y: Y |  | S |  | N | Electric Utility | 1 |  | N | N | [17 empty] | N
219 | Alaska Power and Telephone Co | 406 | Tok | AK | Southeast Fairbanks | 7a | IC | OP | 2.3 | 2.3 | 2.3 |  | 1 | 2006 | NG BIT: DFO; N Y: N; N Y: Y |  | S |  | N | Electric Utility | 1 |  | N | N | [17 empty] | N
219 | Alaska Power and Telephone Co | 406 | Tok | AK | Southeast Fairbanks | 8 | IC | OP | 0.4 | 0.4 | 0.4 |  | 10 | 1985 | NG BIT: DFO; N Y: N; N Y: Y |  | S |  | N | Electric Utility | 1 |  | N | N | [17 empty] | N
219 | Alaska Power and Telephone Co | 406 | Tok | AK | Southeast Fairbanks | 9 | IC | OP | 0.9 | 0.9 | 0.9 |  | 10 | 1985 | NG BIT: DFO; N Y: N; N Y: Y |  | S |  | N | Electric Utility | 1 |  | N | N | [17 empty] | N
219 | Alaska Power and Telephone Co | 421 | Craig | AK | Prince of Wales | 1 | IC | OP | 0.6 | 0.6 | 0.6 |  | 9 | 1984 | NG BIT: DFO; N Y: N; N Y: Y |  | S |  | N | Electric Utility | 1 |  | N | N | [17 empty] | N
219 | Alaska Power and Telephone Co | 421 | Craig | AK | Prince of Wales | 3A | IC | OP | 1.6 | 1.6 | 1.6 |  | 8 | 1991 | NG BIT: DFO; N Y: N; N Y: Y |  | S |  | N | Electric Utility | 1 |  | N | N | [17 empty] | N
219 | Alaska Power and Telephone Co | 421 | Craig | AK | Prince of Wales | 5 | IC | OP | 1.1 | 1.1 | 1.1 |  | 9 | 1983 | NG BIT: DFO; N Y: N; N Y: Y |  | S |  | N | Electric Utility | 1 |  | N | N | [17 empty] | N
219 | Alaska Power and Telephone Co | 421 | Craig | AK | Prince of Wales | 6 | IC | OP | 1.1 | 1.1 | 1.1 |  | 10 | 1989 | NG BIT: DFO; N Y: N; N Y: Y |  | S |  | N | Electric Utility | 1 |  | N | N | [17 empty] | N
219 | Alaska Power and Telephone Co | 423 | Hydaburg | AK | Prince of Wales | 1A | IC | OP | 0.4 | 0.4 | 0.4 |  | 10 | 1990 | NG BIT: DFO; N Y: N; N Y: Y |  | S |  | N | Electric Utility | 1 |  | N | N | [17 empty] | N
219 | Alaska Power and Telephone Co | 423 | Hydaburg | AK | Prince of Wales | 3A | IC | OP | 0.3 | 0.3 | 0.3 |  | 10 | 2001 | NG BIT: DFO; N Y: N; N Y: Y |  | S |  | N | Electric Utility | 1 |  |  | N | [17 empty] | N
219 | Alaska Power and Telephone Co | 423 | Hydaburg | AK | Prince of Wales | 5 | IC | OP | 0.3 | 0.3 | 0.3 |  | 9 | 1985 | NG BIT: DFO; N Y: N; N Y: Y |  | S |  | N | Electric Utility | 1 |  | N | N | [17 empty] | N
219 | Alaska Power and Telephone Co | 7169 | Northway | AK | Southeast Fairbanks | 1A | IC | OP | 0.5 | 0.5 | 0.5 |  | 12 | 1997 | NG BIT: DFO; N Y: N; N Y: Y |  | S |  | N | Electric Utility | 1 |  | N | N | [17 empty] | N
219 | Alaska Power and Telephone Co | 7169 | Northway | AK | Southeast Fairbanks | 2A | IC | OP | 0.2 | 0.2 | 0.2 |  | 12 | 1997 | NG BIT: DFO; N Y: N; N Y: Y |  | S |  | N | Electric Utility | 1 |  | N | N | [17 empty] | N
219 | Alaska Power and Telephone Co | 7169 | Northway | AK | Southeast Fairbanks | 5 | IC | OP | 0.4 | 0.4 | 0.4 |  | 9 | 2007 | NG BIT: DFO; N Y: N; N Y: Y |  | S |  | N | Electric Utility | 1 |  | N | N | [17 empty] | N
219 | Alaska Power and Telephone Co | 7414 | Thorne Bay Plant | AK | Prince of Wales | 2 | IC | OP | 0.6 | 0.6 | 0.6 |  | 8 | 1993 | NG BIT: DFO; N Y: N; N Y: Y |  | S |  | N | Electric Utility | 1 |  | N | N | [17 empty] | N
219 | Alaska Power and Telephone Co | 7414 | Thorne Bay Plant | AK | Prince of Wales | 4 | IC | OP | 0.4 | 0.4 | 0.4 |  | 1 | 1996 | NG BIT: DFO; N Y: N; N Y: Y |  | S |  | N | Electric Utility | 1 |  | N | N | [17 empty] | N
219 | Alaska Power and Telephone Co | 7751 | Goat Lake Hydro | AK | Skagway-Yakutat | 1 | HY | OP | 4 | 4 | 4 |  | 12 | 1997 | NG BIT: WAT; N Y: N; N Y: Y |  | S |  | N | Electric Utility | 1 |  | N | N | [17 empty] | N
219 | Alaska Power and Telephone Co | 7752 | Black Bear Lake | AK | Prince of Wales | 1 | HY | OP | 4.5 | 4.5 | 4.5 |  | 3 | 1995 | NG BIT: WAT; N Y: N; N Y: Y |  | S |  | N | Electric Utility | 1 |  | N | N | [17 empty] | N
219 | Alaska Power and Telephone Co | 56146 | False Island | AK | Prince of Wales | 1 | IC | OP | 1.3 | 1.3 | 1.3 |  | 11 | 2003 | NG BIT: DFO; N Y: N; N Y: Y |  | S |  | N | Electric Utility | 1 |  | N | N | [17 empty] | N
219 | Alaska Power and Telephone Co | 56147 | Viking | AK | Prince of Wales | 1 | IC | OP | 1 | 1 | 1 |  | 2 | 2003 | NG BIT: DFO; N Y: N; N Y: Y |  | S |  | N | Electric Utility | 1 |  | N | N | [17 empty] | N
219 | Alaska Power and Telephone Co | 56265 | South Fork | AK | Prince of Wales | 1 | HY | OP | 2 | 1.9 | 1.8 |  | 12 | 2005 | NG BIT: WAT; N Y: N; N Y: Y |  | S |  | N | Electric Utility | 1 |  | N | N | [17 empty] | N
219 | Alaska Power and Telephone Co | 56542 | Kasidaya Creek Hydro | AK | Skagway-Yakutat | 1 | HY | OP | 3 | 3 | 3 |  | 10 | 2008 | NG BIT: WAT; N Y: N; N Y: Y |  | S |  | N | Electric Utility | 1 |  |  | N | [17 empty] | N
221 | Alaska Village Elec Coop, Inc | 6314 | Emmonak | AK | Bethel | 2A | IC | OP | 0.5 | 0.5 | 0.5 |  | 10 | 2012 | NG BIT: DFO; N Y: N; N Y: N |  | S |  | N | Electric Utility | 1 | [20 empty] | N
221 | Alaska Village Elec Coop, Inc | 6314 | Emmonak | AK | Bethel | 4a | IC | OP | 0.5 | 0.5 | 0.5 |  | 4 | 2005 | NG BIT: DFO; N Y: N; N Y: N |  | S |  | N | Electric Utility | 1 |  |  | N | [17 empty] | N
221 | Alaska Village Elec Coop, Inc | 6314 | Emmonak | AK | Bethel | 5a | IC | OP | 0.5 | 0.5 | 0.5 |  | 4 | 2005 | NG BIT: DFO; N Y: N; N Y: N |  | S |  | N | Electric Utility | 1 |  |  | N | [17 empty] | N
221 | Alaska Village Elec Coop, Inc | 6314 | Emmonak | AK | Bethel | 6 | IC | OP | 0.9 | 0.9 | 0.9 |  | 4 | 1995 | NG BIT: DFO; N Y: N; N Y: N |  | S |  | N | Electric Utility | 1 |  | N | N | [17 empty] | N
221 | Alaska Village Elec Coop, Inc | 6319 | Hooper Bay | AK | Bethel | 3A | IC | OP | 0.3 | 0.3 | 0.3 |  | 8 | 1988 | NG BIT: DFO; N Y: N; N Y: N |  | S |  | N | Electric Utility | 1 |  | N | N | [17 empty] | N
221 | Alaska Village Elec Coop, Inc | 6319 | Hooper Bay | AK | Bethel | 4A | IC | OP | 0.3 | 0.3 | 0.3 |  | 8 | 1987 | NG BIT: DFO; N Y: N; N Y: N |  | S |  | N | Electric Utility | 1 |  | N | N | [17 empty] | N
221 | Alaska Village Elec Coop, Inc | 6319 | Hooper Bay | AK | Bethel | 5 | IC | OP | 0.5 | 0.5 | 0.5 |  | 9 | 1991 | NG BIT: DFO; N Y: N; N Y: N |  | S |  | N | Electric Utility | 1 |  | N | N | [17 empty] | N
221 | Alaska Village Elec Coop, Inc | 6319 | Hooper Bay | AK | Bethel | 6 | IC | OP | 0.5 | 0.5 | 0.5 |  | 10 | 1997 | NG BIT: DFO; N Y: N; N Y: N |  | S |  | N | Electric Utility | 1 |  | N | N | [17 empty] | N
221 | Alaska Village Elec Coop, Inc | 6323 | Kiana | AK | Kobuk | 1B | IC | OP | 0.3 | 0.3 | 0.3 |  | 9 | 2001 | NG BIT: DFO; N Y: N; N Y: N |  | S |  | N | Electric Utility | 1 |  | N | N | [17 empty] | N
221 | Alaska Village Elec Coop, Inc | 6323 | Kiana | AK | Kobuk | 3A | IC | OP | 0.3 | 0.4 | 0.4 |  | 7 | 2000 | NG BIT: DFO; N Y: N; N Y: N |  | S |  | N | Electric Utility | 1 |  | N | N | [17 empty] | N
221 | Alaska Village Elec Coop, Inc | 6323 | Kiana | AK | Kobuk | 4 | IC | OP | 0.5 | 0.5 | 0.5 |  | 7 | 1984 | NG BIT: DFO; N Y: N; N Y: N |  | S |  | N | Electric Utility | 1 |  | N | N | [17 empty] | N
221 | Alaska Village Elec Coop, Inc | 6329 | Mountain Village | AK | Bethel | 1 | IC | OP | 0.3 | 0.3 | 0.3 |  | 4 | 1984 | NG BIT: DFO; N Y: N; N Y: N |  | S |  | N | Electric Utility | 1 |  | N | N | [17 empty] | N
221 | Alaska Village Elec Coop, Inc | 6329 | Mountain Village | AK | Bethel | 3A | IC | OP | 0.3 | 0.3 | 0.3 |  | 1 | 1977 | NG BIT: DFO; N Y: N; N Y: N |  | S |  | N | Electric Utility | 1 |  | N | N | [17 empty] | N
221 | Alaska Village Elec Coop, Inc | 6329 | Mountain Village | AK | Bethel | 4 | IC | OP | 0.6 | 0.6 | 0.6 |  | 11 | 1982 | NG BIT: DFO; N Y: N; N Y: N |  | S |  | N | Electric Utility | 1 |  | N | N | [17 empty] | N
221 | Alaska Village Elec Coop, Inc | 6329 | Mountain Village | AK | Bethel | 5 | IC | OP | 0.5 | 0.5 | 0.5 |  | 9 | 1988 | NG BIT: DFO; N Y: N; N Y: N |  | S |  | N | Electric Utility | 1 |  | N | N | [17 empty] | N
221 | Alaska Village Elec Coop, Inc | 6330 | Noorvik | AK | Kobuk | 1A | IC | OP | 0.3 | 0.3 | 0.3 |  | 9 | 1997 | NG BIT: DFO; N Y: N; N Y: N |  | S |  | N | Electric Utility | 1 |  | N | N | [17 empty] | N
221 | Alaska Village Elec Coop, Inc | 6330 | Noorvik | AK | Kobuk | 2A | IC | OP | 0.4 | 0.4 | 0.4 |  | 10 | 1999 | NG BIT: DFO; N Y: N; N Y: N |  | S |  | N | Electric Utility | 1 |  | N | N | [17 empty] | N
221 | Alaska Village Elec Coop, Inc | 6330 | Noorvik | AK | Kobuk | 3 | IC | OP | 0.3 | 0.3 | 0.3 |  | 4 | 1984 | NG BIT: DFO; N Y: N; N Y: N |  | S |  | N | Electric Utility | 1 |  | N | N | [17 empty] | N
221 | Alaska Village Elec Coop, Inc | 6338 | St Marys | AK | Bethel | 1B | IC | OP | 5 | 0.5 | 0.5 |  | 12 | 2006 | NG BIT: DFO; N Y: N; N Y: N |  | S |  | N | Electric Utility | 1 |  |  | N | [17 empty] | N
221 | Alaska Village Elec Coop, Inc | 6338 | St Marys | AK | Bethel | 2 | IC | OP | 0.6 | 0.6 | 0.6 |  | 11 | 1980 | NG BIT: DFO; N Y: N; N Y: N |  | S |  | N | Electric Utility | 1 |  | N | N | [17 empty] | N
221 | Alaska Village Elec Coop, Inc | 6338 | St Marys | AK | Bethel | 3 | IC | OP | 0.9 | 0.9 | 0.9 |  | 11 | 1974 | NG BIT: DFO; N Y: N; N Y: N |  | S |  | N | Electric Utility | 1 |  | N | N | [17 empty] | N
221 | Alaska Village Elec Coop, Inc | 6341 | Selawik | AK | Kobuk | 1A | IC | OP | 0.3 | 0.3 | 0.3 |  | 6 | 2003 | NG BIT: DFO; N Y: N; N Y: N |  | S |  | N | Electric Utility | 1 |  | N | N
221 | Alaska Village Elec Coop, Inc | 6341 | Selawik | AK | Kobuk | 2A | IC | OP | 0.5 | 0.5 | 0.5 |  | 4 | 2005 | NG BIT: DFO; N Y: N; N Y: N |  | S |  | N | Electric Utility | 1 |  |  | N
221 | Alaska Village Elec Coop, Inc | 6341 | Selawik | AK | Kobuk | 3A | IC | OP | 0.8 | 0.8 | 0.8 |  | 6 | 1996 | NG BIT: DFO; N Y: N; N Y: N |  | S |  | N | Electric Utility | 1 |  | N | N | [17 empty] | N
221 | Alaska Village Elec Coop, Inc | 6345 | Shishmaref | AK | Nome | 1 | IC | OP | 0.3 | 0.3 | 0.3 |  | 6 | 2004 | NG BIT: DFO; N Y: N; N Y: N |  | S |  | N | Electric Utility | 1 |  |  | N | [17 empty] | N
221 | Alaska Village Elec Coop, Inc | 6345 | Shishmaref | AK | Nome | 2 | IC | OP | 0.3 | 0.3 | 0.3 |  | 12 | 1976 | NG BIT: DFO; N Y: N; N Y: N |  | S |  | N | Electric Utility | 1 |  | N | N | [17 empty] | N
221 | Alaska Village Elec Coop, Inc | 6345 | Shishmaref | AK | Nome | 3 | IC | OP | 0.3 | 0.3 | 0.3 |  | 2 | 1977 | NG BIT: DFO; N Y: N; N Y: N |  | S |  | N | Electric Utility | 1 |  | N | N | [17 empty] | N
221 | Alaska Village Elec Coop, Inc | 6345 | Shishmaref | AK | Nome | 4 | IC | OP | 0.5 | 0.5 | 0.5 |  | 2 | 1988 | NG BIT: DFO; N Y: N; N Y: N |  | S |  | N | Electric Utility | 1 |  | N | N | [17 empty] | N
221 | Alaska Village Elec Coop, Inc | 6348 | Togiak | AK | Dillingham | 2a | IC | OP | 0.5 | 0.5 | 0.5 |  | 10 | 2004 | NG BIT: DFO; N Y: N; N Y: N |  | S |  | N | Electric Utility | 1 |  | N | N | [17 empty] | N
221 | Alaska Village Elec Coop, Inc | 6348 | Togiak | AK | Dillingham | 4 | IC | OP | 0.3 | 0.3 | 0.3 |  | 11 | 1986 | NG BIT: DFO; N Y: N; N Y: N |  | S |  | N | Electric Utility | 1 |  | N | N | [17 empty] | N
221 | Alaska Village Elec Coop, Inc | 6348 | Togiak | AK | Dillingham | 4a | IC | OP | 0.5 | 0.5 | 0.5 |  | 9 | 2004 | NG BIT: DFO; N Y: N; N Y: N |  | S |  | N | Electric Utility | 1 |  | N | N | [17 empty] | N
221 | Alaska Village Elec Coop, Inc | 57051 | Noatak | AK | Northwest Arctic | UNIT2 | IC | OP | 0.3 | 0.3 | 0.3 |  | 12 | 2008 | NG BIT: JF; N Y: N; N Y: Y |  | S |  | Y | Electric Utility | 1 | T |  | N | [17 empty] | N
221 | Alaska Village Elec Coop, Inc | 57051 | Noatak | AK | Northwest Arctic | UNIT4 | IC | OP | 0.5 | 0.5 | 0.5 |  | 7 | 2004 | NG BIT: JF; N Y: N; N Y: Y |  | S |  | Y | Electric Utility | 1 | T |  | N | [17 empty] | N
221 | Alaska Village Elec Coop, Inc | 57051 | Noatak | AK | Northwest Arctic | UNIT5 | IC | OP | 0.4 | 0.4 | 0.4 |  | 4 | 1990 | NG BIT: JF; N Y: N; N Y: Y |  | S |  | Y | Electric Utility | 1 | T |  | N | [17 empty] | N
221 | Alaska Village Elec Coop, Inc | 57052 | Savoonga | AK | Nome | UNIT1 | IC | OP | 0.4 | 0.4 | 0.4 |  | 7 | 2008 | NG BIT: JF; N Y: N; N Y: Y |  | S |  | Y | Electric Utility | 1 | T |  | N | [17 empty] | N
221 | Alaska Village Elec Coop, Inc | 57052 | Savoonga | AK | Nome | UNIT2 | IC | OP | 0.5 | 0.5 | 0.5 |  | 7 | 2008 | NG BIT: JF; N Y: N; N Y: Y |  | S |  | Y | Electric Utility | 1 | T |  | N | [17 empty] | N
221 | Alaska Village Elec Coop, Inc | 57052 | Savoonga | AK | Nome | UNIT3 | IC | OP | 0.8 | 0.8 | 0.8 |  | 7 | 2008 | NG BIT: JF; N Y: N; N Y: Y |  | S |  | Y | Electric Utility | 1 | T |  | N | [17 empty] | N
221 | Alaska Village Elec Coop, Inc | 57053 | Alakanuk | AK | WADE HAMPTON | UNIT1 | IC | OP | 0.4 | 0.4 | 0.4 |  | 1 | 2008 | NG BIT: JF; N Y: N; N Y: Y |  | S |  | Y | Electric Utility | 1 | T |  | N | [17 empty] | N
221 | Alaska Village Elec Coop, Inc | 57053 | Alakanuk | AK | WADE HAMPTON | UNIT2 | IC | OP | 0.5 | 0.5 | 0.5 |  | 12 | 1999 | NG BIT: JF; N Y: N; N Y: Y |  | S |  | Y | Electric Utility | 1 | T |  | N | [17 empty] | N
221 | Alaska Village Elec Coop, Inc | 57053 | Alakanuk | AK | WADE HAMPTON | UNIT3 | IC | OP | 0.4 | 0.4 | 0.4 |  | 10 | 1993 | NG BIT: JF; N Y: N; N Y: Y |  | S |  | Y | Electric Utility | 1 | T |  | N | [12 empty] | N |  |  |  |  | N
221 | Alaska Village Elec Coop, Inc | 57054 | Upper Kalskag | AK | Bethel | UNIT1 | IC | OP | 0.2 | 0.2 | 0.2 |  | 12 | 2004 | NG BIT: JF; N Y: N; N Y: Y |  | S |  | Y | Electric Utility | 1 | T |  | N | [17 empty] | N
221 | Alaska Village Elec Coop, Inc | 57054 | Upper Kalskag | AK | Bethel | UNIT2 | IC | OP | 0.4 | 0.4 | 0.4 |  | 12 | 2004 | NG BIT: JF; N Y: N; N Y: Y |  | S |  | Y | Electric Utility | 1 | T |  | N | [17 empty] | N
221 | Alaska Village Elec Coop, Inc | 57054 | Upper Kalskag | AK | Bethel | UNIT3 | IC | OP | 0.5 | 0.5 | 0.5 |  | 12 | 2004 | NG BIT: JF; N Y: N; N Y: Y |  | S |  | Y | Electric Utility | 1 | T |  | N | [17 empty] | N
221 | Alaska Village Elec Coop, Inc | 57055 | Stebbins | AK | Nome | UNIT1 | IC | OP | 0.5 | 0.5 | 0.5 |  | 10 | 2007 | NG BIT: JF; N Y: N; N Y: Y |  | S |  | Y | Electric Utility | 1 | T |  | Y | [15 empty] | 12 | 2013 | N
221 | Alaska Village Elec Coop, Inc | 57055 | Stebbins | AK | Nome | UNIT2 | IC | OP | 0.4 | 0.4 | 0.4 |  | 3 | 1992 | NG BIT: JF; N Y: N; N Y: Y |  | S |  | Y | Electric Utility | 1 | T |  | Y | [15 empty] | 12 | 2013 | N
221 | Alaska Village Elec Coop, Inc | 57055 | Stebbins | AK | Nome | UNIT3 | IC | OP | 0.3 | 0.3 | 0.3 |  | 5 | 1990 | NG BIT: JF; N Y: N; N Y: Y |  | S |  | Y | Electric Utility | 1 | T |  | Y | [15 empty] | 12 | 2013 | N
221 | Alaska Village Elec Coop, Inc | 57056 | Scammon Bay | AK | Wade Hampton | UNIT1 | IC | OP | 0.4 | 0.4 | 0.4 |  | 5 | 2004 | NG BIT: JF; N Y: N; N Y: Y |  | S |  | Y | Electric Utility | 1 | T |  | N | [17 empty] | N
221 | Alaska Village Elec Coop, Inc | 57056 | Scammon Bay | AK | Wade Hampton | UNIT2 | IC | OP | 0.4 | 0.4 | 0.4 |  | 9 | 2001 | NG BIT: JF; N Y: N; N Y: Y |  | S |  | Y | Electric Utility | 1 | T |  | N | [17 empty] | N
221 | Alaska Village Elec Coop, Inc | 57056 | Scammon Bay | AK | Wade Hampton | UNIT3 | IC | OP | 0.5 | 0.5 | 0.5 |  | 1 | 2007 | NG BIT: JF; N Y: N; N Y: Y |  | S |  | Y | Electric Utility | 1 | T |  | N | [17 empty] | N
221 | Alaska Village Elec Coop, Inc | 57057 | Quinhagak | AK | Bethel | UNIT1 | IC | OP | 0.4 | 0.4 | 0.4 |  | 12 | 1996 | NG BIT: JF; N Y: N; N Y: Y |  | S |  | Y | Electric Utility | 1 | T |  | N | [17 empty] | N
221 | Alaska Village Elec Coop, Inc | 57057 | Quinhagak | AK | Bethel | UNIT2 | IC | OP | 0.3 | 0.3 | 0.3 |  | 3 | 2002 | NG BIT: JF; N Y: N; N Y: Y |  | S |  | Y | Electric Utility | 1 | T |  | N | [17 empty] | N
221 | Alaska Village Elec Coop, Inc | 57057 | Quinhagak | AK | Bethel | UNIT3 | IC | OP | 0.4 | 0.4 | 0.4 |  | 12 | 1986 | NG BIT: JF; N Y: N; N Y: Y |  | S |  | Y | Electric Utility | 1 | T |  | N | [17 empty] | N
221 | Alaska Village Elec Coop, Inc | 57058 | Pilot Station | AK | Wade Hampton | UNIT1 | IC | OP | 0.4 | 0.4 | 0.4 |  | 12 | 1998 | NG BIT: JF; N Y: N; N Y: Y |  | S |  | Y | Electric Utility | 1 | T |  | N | [17 empty] | N
221 | Alaska Village Elec Coop, Inc | 57058 | Pilot Station | AK | Wade Hampton | UNIT2 | IC | OP | 0.5 | 0.5 | 0.5 |  | 1 | 2005 | NG BIT: JF; N Y: N; N Y: Y |  | S |  | Y | Electric Utility | 1 | T |  | N | [17 empty] | N
221 | Alaska Village Elec Coop, Inc | 57058 | Pilot Station | AK | Wade Hampton | UNIT3 | IC | OP | 0.3 | 0.3 | 0.3 |  | 1 | 2002 | NG BIT: JF; N Y: N; N Y: Y |  | S |  | Y | Electric Utility | 1 | T |  | N | [17 empty] | N
221 | Alaska Village Elec Coop, Inc | 57059 | Koyuk | AK | Nome | UNIT1 | IC | OP | 0.2 | 0.2 | 0.2 |  | 2 | 2005 | NG BIT: JF; N Y: N; N Y: Y |  | S |  | Y | Electric Utility | 1 | T |  | N | [17 empty] | N
221 | Alaska Village Elec Coop, Inc | 57059 | Koyuk | AK | Nome | UNIT2 | IC | OP | 0.4 | 0.4 | 0.4 |  | 2 | 2005 | NG BIT: JF; N Y: N; N Y: Y |  | S |  | Y | Electric Utility | 1 | T |  | N | [17 empty] | N
221 | Alaska Village Elec Coop, Inc | 57059 | Koyuk | AK | Nome | UNIT3 | IC | OP | 0.5 | 0.5 | 0.5 |  | 2 | 2005 | NG BIT: JF; N Y: N; N Y: Y |  | S |  | Y | Electric Utility | 1 | T |  | N | [17 empty] | N
221 | Alaska Village Elec Coop, Inc | 57060 | Elim | AK | Nome | UNIT1 | IC | OP | 0.2 | 0.2 | 0.2 |  | 6 | 2003 | NG BIT: JF; N Y: N; N Y: Y |  | S |  | Y | Electric Utility | 1 | T |  | N | [17 empty] | N
221 | Alaska Village Elec Coop, Inc | 57060 | Elim | AK | Nome | UNIT2 | IC | OP | 0.4 | 0.4 | 0.4 |  | 6 | 2003 | NG BIT: JF; N Y: N; N Y: Y |  | S |  | Y | Electric Utility | 1 | T |  | N | [17 empty] | N
221 | Alaska Village Elec Coop, Inc | 57060 | Elim | AK | Nome | UNIT3 | IC | OP | 1 | 0.5 | 0.5 |  | 6 | 2003 | NG BIT: JF; N Y: N; N Y: Y |  | S |  | Y | Electric Utility | 1 | T |  | N | [17 empty] | N
221 | Alaska Village Elec Coop, Inc | 57061 | St. Michael | AK | Nome | UNIT1 | IC | OP | 0.5 | 0.5 | 0.5 |  | 12 | 2005 | NG BIT: JF; N Y: N; N Y: Y |  | S |  | Y | Electric Utility | 1 | T |  | N | [17 empty] | N
221 | Alaska Village Elec Coop, Inc | 57061 | St. Michael | AK | Nome | UNIT2 | IC | OP | 0.3 | 0.3 | 0.3 |  | 3 | 2000 | NG BIT: JF; N Y: N; N Y: Y |  | S |  | Y | Electric Utility | 1 | T |  | N | [17 empty] | N
221 | Alaska Village Elec Coop, Inc | 57061 | St. Michael | AK | Nome | UNIT3 | IC | OP | 0.2 | 0.2 | 0.2 |  | 12 | 1995 | NG BIT: JF; N Y: N; N Y: Y |  | S |  | Y | Electric Utility | 1 | T |  | N | [17 empty] | N
221 | Alaska Village Elec Coop, Inc | 57062 | Gambell | AK | Nome | UNIT1 | IC | OP | 0.3 | 0.3 | 0.3 |  | 12 | 1985 | NG BIT: JF; N Y: N; N Y: Y |  | S |  | Y | Electric Utility | 1 | T |  | N | [17 empty] | N
221 | Alaska Village Elec Coop, Inc | 57062 | Gambell | AK | Nome | UNIT2 | IC | OP | 0.5 | 0.5 | 0.5 |  | 9 | 2006 | NG BIT: JF; N Y: N; N Y: Y |  | S |  | Y | Electric Utility | 1 | T |  | N | [17 empty] | N
221 | Alaska Village Elec Coop, Inc | 57062 | Gambell | AK | Nome | UNIT3 | IC | OP | 0.8 | 0.8 | 0.8 |  | 9 | 2006 | NG BIT: JF; N Y: N; N Y: Y |  | S |  | Y | Electric Utility | 1 | T |  | N | [17 empty] | N
221 | Alaska Village Elec Coop, Inc | 57063 | Shungnak | AK | Northwest Arctic | UNIT1 | IC | OP | 0.2 | 0.2 | 0.2 |  | 3 | 1991 | NG BIT: JF; N Y: N; N Y: Y |  | S |  | Y | Electric Utility | 1 | T |  | N | [17 empty] | N
221 | Alaska Village Elec Coop, Inc | 57063 | Shungnak | AK | Northwest Arctic | UNIT2 | IC | OP | 0.3 | 0.3 | 0.3 |  | 11 | 1984 | NG BIT: JF; N Y: N; N Y: Y |  | S |  | Y | Electric Utility | 1 | T |  | N | [17 empty] | N
221 | Alaska Village Elec Coop, Inc | 57063 | Shungnak | AK | Northwest Arctic | UNIT3 | IC | OP | 0.3 | 0.3 | 0.3 |  | 8 | 1998 | NG BIT: JF; N Y: N; N Y: Y |  | S |  | Y | Electric Utility | 1 | T |  | N | [17 empty] | N
221 | Alaska Village Elec Coop, Inc | 57063 | Shungnak | AK | Northwest Arctic | UNIT4 | IC | OP | 0.4 | 0.4 | 0.4 |  | 3 | 1991 | NG BIT: JF; N Y: N; N Y: Y |  | S |  | Y | Electric Utility | 1 | T |  | N | [17 empty] | N
221 | Alaska Village Elec Coop, Inc | 57064 | Kotlik | AK | Wade Hampton | UNIT1 | IC | OP | 0.3 | 0.3 | 0.3 |  | 9 | 2007 | NG BIT: JF; N Y: N; N Y: Y |  | S |  | Y | Electric Utility | 1 | T |  | N | [17 empty] | N
221 | Alaska Village Elec Coop, Inc | 57064 | Kotlik | AK | Wade Hampton | UNIT2 | IC | OP | 0.3 | 0.3 | 0.3 |  | 9 | 2007 | NG BIT: JF; N Y: N; N Y: Y |  | S |  | Y | Electric Utility | 1 | T |  | N | [17 empty] | N
221 | Alaska Village Elec Coop, Inc | 57064 | Kotlik | AK | Wade Hampton | UNIT3 | IC | OP | 0.4 | 0.5 | 0.5 |  | 9 | 2007 | NG BIT: JF; N Y: N; N Y: Y |  | S |  | Y | Electric Utility | 1 | T |  | N | [17 empty] | N
221 | Alaska Village Elec Coop, Inc | 57064 | Kotlik | AK | Wade Hampton | UNIT4 | IC | OP | 0.4 | 0.5 | 0.5 |  | 9 | 2007 | NG BIT: JF; N Y: N; N Y: Y |  | S |  | Y | Electric Utility | 1 | T |  | N | [17 empty] | N
221 | Alaska Village Elec Coop, Inc | 57065 | Kivalina | AK | Northwest Arctic | UNIT1 | IC | OP | 0.2 | 0.2 | 0.2 |  | 4 | 1996 | NG BIT: JF; N Y: N; N Y: Y |  | S |  | Y | Electric Utility | 1 | T |  | N | [17 empty] | N
221 | Alaska Village Elec Coop, Inc | 57065 | Kivalina | AK | Northwest Arctic | UNIT2 | IC | OP | 0.3 | 0.3 | 0.3 |  | 10 | 1977 | NG BIT: JF; N Y: N; N Y: Y |  | S |  | Y | Electric Utility | 1 | T |  | N | [17 empty] | N
221 | Alaska Village Elec Coop, Inc | 57065 | Kivalina | AK | Northwest Arctic | UNIT3 | IC | OP | 0.2 | 0.2 | 0.2 |  | 5 | 1990 | NG BIT: JF; N Y: N; N Y: Y |  | S |  | Y | Electric Utility | 1 | T |  | N | [17 empty] | N
221 | Alaska Village Elec Coop, Inc | 57065 | Kivalina | AK | Northwest Arctic | UNIT4 | IC | OP | 0.4 | 0.4 | 0.4 |  | 12 | 2004 | NG BIT: JF; N Y: N; N Y: Y |  | S |  | Y | Electric Utility | 1 | T |  | N | [17 empty] | N
221 | Alaska Village Elec Coop, Inc | 57066 | Kasigluk | AK | Bethel | 5A | IC | OP | 0.7 | 0.7 | 0.7 |  | 8 | 2004 | NG BIT: JF; N Y: N; N Y: Y |  | S |  | Y | Electric Utility | 1 | T |  | N | [17 empty] | N
221 | Alaska Village Elec Coop, Inc | 57066 | Kasigluk | AK | Bethel | UNIT1 | IC | OP | 0.4 | 0.4 | 0.4 |  | 5 | 2006 | NG BIT: JF; N Y: N; N Y: Y |  | S |  | Y | Electric Utility | 1 | T |  | N | [17 empty] | N
221 | Alaska Village Elec Coop, Inc | 57066 | Kasigluk | AK | Bethel | UNIT2 | IC | OP | 0.5 | 0.5 | 0.5 |  | 2 | 2006 | NG BIT: JF; N Y: N; N Y: Y |  | S |  | Y | Electric Utility | 1 | T |  | N | [17 empty] | N
221 | Alaska Village Elec Coop, Inc | 57067 | Toksook Bay | AK | Bethel | UNIT1 | IC | OP | 0.4 | 0.4 | 0.4 |  | 8 | 2005 | NG BIT: JF; N Y: N; N Y: Y |  | S |  | Y | Electric Utility | 1 | T |  | N | [17 empty] | N
221 | Alaska Village Elec Coop, Inc | 57067 | Toksook Bay | AK | Bethel | UNIT2 | IC | OP | 0.5 | 0.5 | 0.5 |  | 8 | 2005 | NG BIT: JF; N Y: N; N Y: Y |  | S |  | Y | Electric Utility | 1 | T |  | N | [17 empty] | N
221 | Alaska Village Elec Coop, Inc | 57067 | Toksook Bay | AK | Bethel | UNIT3 | IC | OP | 0.8 | 0.8 | 0.8 |  | 8 | 2005 | NG BIT: JF; N Y: N; N Y: Y |  | S |  | Y | Electric Utility | 1 | T |  | N | [17 empty] | N
222 | Akron City of | 54265 | Akron Recycle Energy Plant | OH | Summit | 1 | ST | OS | 2 | 2 | 2 |  | 6 | 1979 | WDS | TDF | WO | NG |  |  | Y | N | N | S |  | Y | Commercial CHP | 5 | T | N | N | [17 empty] | N | [6 empty] | NG | WO
222 | Akron City of | 54265 | Akron Recycle Energy Plant | OH | Summit | 2 | ST | OS | 2 | 2 | 2 |  | 6 | 1979 | WDS | TDF | WO | NG |  |  | Y | N | N | S |  | Y | Commercial CHP | 5 | T | N | N | [17 empty] | N | [6 empty] | NG | WO
228 | City of Albany - (MO) | 2113 | Albany | MO | GENTRY | 1 | IC | OP | 2.1 | 2.1 | 2.1 |  | 9 | 1969 | NG BIT: DFO; N Y: N; N Y: Y |  | S |  | N | Electric Utility | 1 |  | N | N | [17 empty] | N
228 | City of Albany - (MO) | 2113 | Albany | MO | GENTRY | 2 | IC | OP | 1 | 1 | 1 |  | 5 | 1978 | NG BIT: DFO; N Y: N; N Y: Y |  | S |  | N | Electric Utility | 1 |  | N | N | [17 empty] | N
228 | City of Albany - (MO) | 2113 | Albany | MO | GENTRY | 3 | IC | OS | 0.7 | 0.6 | 0.6 |  | 6 | 1954 | NG BIT: DFO; N Y: N; N Y: Y |  | S |  | N | Electric Utility | 1 |  | N | N | [17 empty] | N
228 | City of Albany - (MO) | 2113 | Albany | MO | GENTRY | IC5 | IC | OP | 1.2 | 1.2 | 1.2 |  | 5 | 1983 | NG BIT: DFO; N Y: N; N Y: Y |  | S |  | N | Electric Utility | 1 |  | N | N | [17 empty] | N
228 | City of Albany - (MO) | 2113 | Albany | MO | GENTRY | IC6 | IC | OP | 1.2 | 1.2 | 1.2 |  | 5 | 1983 | NG BIT: DFO; N Y: N; N Y: Y |  | S |  | N | Electric Utility | 1 |  | N | N | [17 empty] | N
261 | AGC Division of APG Inc | 6705 | Warrick | IN | Warrick | 1 | ST | OP | 166.6 | 148 | 149 |  | 4 | 1960 | NG BIT: BIT; NG WO: NG; N Y: Y; N Y: Y |  | S |  | Y | IPP CHP | 3 | T | N | N | [17 empty] | N | Y |  | Y |  |  |  | NG
261 | AGC Division of APG Inc | 6705 | Warrick | IN | Warrick | 2 | ST | OP | 166.6 | 148 | 149 |  | 1 | 1964 | NG BIT: BIT; NG WO: NG; N Y: Y; N Y: Y |  | S |  | Y | IPP CHP | 3 | T | N | N | 0 | 0 | 0 | 0 | [13 empty] | N | Y | N | Y |  |  |  | NG
261 | AGC Division of APG Inc | 6705 | Warrick | IN | Warrick | 3 | ST | OP | 144 | 139 | 139 |  | 10 | 1965 | NG BIT: BIT; NG WO: NG; N Y: Y; N Y: Y |  | S |  | Y | IPP CHP | 3 | T | N | Y | 9 | 10 | 6 | 2013 | [8 empty] | N |  |  |  |  | N | Y |  | Y |  |  |  | NG
261 | AGC Division of APG Inc | 6705 | Warrick | IN | Warrick | 4 | ST | OP | 323 | 301 | 302.5 |  | 10 | 1970 | NG BIT: BIT; NG WO: NG; N Y: Y; N Y: Y |  | J |  | Y | IPP CHP | 3 | T | N | N | [17 empty] | N | Y |  | Y |  |  |  | NG
291 | Algonquin Windsor Locks LLC | 10567 | Algonquin Windsor Locks | CT | HARTFORD | GTG | CT | OP | 40 | 35 | 45 |  | 1 | 1990 | NG BIT: NG; NG WO: DFO; N Y: Y; N Y: Y |  | S |  | Y | IPP CHP | 3 | T | N | N | [17 empty] | N
291 | Algonquin Windsor Locks LLC | 10567 | Algonquin Windsor Locks | CT | HARTFORD | GTG2 | CT | OP | 15 | 13 | 15 |  | 7 | 2012 | NG BIT: NG; N Y: N; N Y: Y |  | S | 1 | Y | IPP CHP | 3 | T | N | N | [17 empty] | N
291 | Algonquin Windsor Locks LLC | 10567 | Algonquin Windsor Locks | CT | HARTFORD | STG | CA | OP | 16 | 16 | 16 |  | 1 | 1990 | NG BIT: NG; NG WO: DFO; N Y: N; N Y: Y |  | S |  | Y | IPP CHP | 3 | T | N | N | [17 empty] | N
295 | City of Alexandria- (MN) | 1958 | Alexandria | MN | Douglas | IC1 | IC | OP | 1.2 | 1 | 1 |  | 1 | 1948 | NG BIT: DFO; N Y: N; N Y: Y |  | S |  | N | Electric Utility | 1 |  | N | N | [17 empty] | N
295 | City of Alexandria- (MN) | 1958 | Alexandria | MN | Douglas | IC2 | IC | OP | 4 | 3.6 | 3.6 |  | 1 | 1967 | NG BIT: DFO; NG WO: NG; N Y: Y; N Y: Y |  | S |  | N | Electric Utility | 1 |  | N | N | [17 empty] | N
295 | City of Alexandria- (MN) | 1958 | Alexandria | MN | Douglas | IC3 | IC | OP | 4 | 3.6 | 3.6 |  | 1 | 1967 | NG BIT: DFO; NG WO: NG; N Y: Y; N Y: Y |  | S |  | N | Electric Utility | 1 |  | N | N | [17 empty] | N
298 | City of Alexandria - (LA) | 6558 | D G Hunter | LA | Rapides | 3 | ST | SB | 55 | 50 | 50 |  | 5 | 1965 | NG BIT: NG; NG WO: DFO; N Y: Y; N Y: Y | Y | S |  | N | Electric Utility | 1 |  | N | N | [17 empty] | N | [6 empty] | NG
298 | City of Alexandria - (LA) | 6558 | D G Hunter | LA | Rapides | 4 | ST | SB | 85 | 80 | 80 |  | 7 | 1974 | NG BIT: NG; NG WO: DFO; N Y: Y; N Y: Y | Y | S |  | N | Electric Utility | 1 |  | N | N | [17 empty] | N | [6 empty] | NG
306 | Brookfield Renewable Power | 54898 | Santeetlah | NC | Graham | 1 | HY | OP | 22.5 | 19 | 19 |  | 6 | 1928 | NG BIT: WAT; N Y: N; N Y: Y |  | S | 0 | N | Industrial Non-CHP | 6 |  | N | N | [12 empty] | N |  |  |  |  | N
306 | Brookfield Renewable Power | 54898 | Santeetlah | NC | Graham | 2 | HY | OP | 22.5 | 19 | 19 |  | 6 | 1928 | NG BIT: WAT; N Y: N; N Y: Y |  | S | 0 | N | Industrial Non-CHP | 6 |  | N | N | [12 empty] | N |  |  |  |  | N
306 | Brookfield Renewable Power | 54899 | Cheoah | NC | Graham | 1A | HY | OP | 27.5 | 27.5 | 27.5 |  | 9 | 2012 | NG BIT: WAT; N Y: N; N Y: Y |  | S |  | N | Industrial Non-CHP | 6 | [20 empty] | N
306 | Brookfield Renewable Power | 54899 | Cheoah | NC | Graham | 2A | HY | OP | 27.5 | 27.5 | 27.5 |  | 8 | 2012 | NG BIT: WAT; N Y: N; N Y: Y |  | S |  | N | Industrial Non-CHP | 6 | [20 empty] | N
306 | Brookfield Renewable Power | 54899 | Cheoah | NC | Graham | 4A | HY | OP | 27.5 | 27.5 | 27.5 |  | 11 | 2012 | NG BIT: WAT; N Y: N; N Y: Y |  | S |  | N | Industrial Non-CHP | 6 | [20 empty] | N
306 | Brookfield Renewable Power | 54899 | Cheoah | NC | Graham | 5 | HY | OP | 30 | 31 | 31 |  | 9 | 1949 | NG BIT: WAT; N Y: N; N Y: Y |  | S | 0 | N | Industrial Non-CHP | 6 |  | N |  | 4.7 | 4.7 | 1 | 2019 | [8 empty] | N |  |  |  |  | N
306 | Brookfield Renewable Power | 54900 | Calderwood | TN | Blount | 1 | HY | OP | 52.2 | 52 | 52 |  | 4 | 1930 | NG BIT: WAT; N Y: N; N Y: Y |  | S | 0 | N | Industrial Non-CHP | 6 |  | N | N | [12 empty] | N
306 | Brookfield Renewable Power | 54900 | Calderwood | TN | Blount | 2 | HY | OP | 52.2 | 52 | 52 |  | 4 | 1930 | NG BIT: WAT; N Y: N; N Y: Y |  | S | 0 | N | Industrial Non-CHP | 6 |  | N | N | [12 empty] | N
306 | Brookfield Renewable Power | 54900 | Calderwood | TN | Blount | 3 | HY | OP | 52.2 | 52 | 52 |  | 6 | 1938 | NG BIT: WAT; N Y: N; N Y: Y |  | S | 0 | N | Industrial Non-CHP | 6 |  | N | N | [12 empty] | N
306 | Brookfield Renewable Power | 54901 | Chilhowee | TN | Blount | 1 | HY | OP | 16.6 | 17 | 17 |  | 8 | 1957 | NG BIT: WAT; N Y: N; N Y: Y |  | S | 0 | N | Industrial Non-CHP | 6 |  | N | Y | 0.7 | 0.7 | 8 | 2014 | [8 empty] | N |  |  |  |  | N
306 | Brookfield Renewable Power | 54901 | Chilhowee | TN | Blount | 2 | HY | OP | 16.6 | 17 | 17 |  | 10 | 1957 | NG BIT: WAT; N Y: N; N Y: Y |  | S | 0 | N | Industrial Non-CHP | 6 |  | N | Y | 0.7 | 0.7 | 4 | 2013 | [8 empty] | N |  |  |  |  | N
306 | Brookfield Renewable Power | 54901 | Chilhowee | TN | Blount | 3 | HY | OP | 16.6 | 17 | 17 |  | 9 | 1957 | NG BIT: WAT; N Y: N; N Y: Y |  | S | 0 | N | Industrial Non-CHP | 6 |  | N | Y | 0.7 | 0.7 | 8 | 2013 | [8 empty] | N |  |  |  |  | N
309 | City of Algona - (IA) | 1120 | Algona | IA | Kossuth | 6 | IC | OP | 3.2 | 3.2 | 3.2 |  | 12 | 1965 | NG BIT: DFO; NG WO: NG; N Y: Y; N Y: N | N | S |  | N | Electric Utility | 1 |  | N | N | [17 empty] | N
309 | City of Algona - (IA) | 1120 | Algona | IA | Kossuth | 7 | IC | OP | 4.1 | 4.1 | 4.1 |  | 9 | 1970 | NG BIT: DFO; NG WO: NG; N Y: Y; N Y: N | N | S |  | N | Electric Utility | 1 |  | N | N | [17 empty] | N
309 | City of Algona - (IA) | 1120 | Algona | IA | Kossuth | 8 | IC | OP | 4.4 | 4.4 | 4.4 |  | 11 | 1994 | NG BIT: DFO; N Y: N; N Y: N | N | S |  | N | Electric Utility | 1 |  | N | N | [17 empty] | N
309 | City of Algona - (IA) | 1120 | Algona | IA | Kossuth | 9 | IC | OP | 4.4 | 4.4 | 4.4 |  | 11 | 1994 | NG BIT: DFO; N Y: N; N Y: N | N | S |  | N | Electric Utility | 1 |  | N | N | [17 empty] | N
309 | City of Algona - (IA) | 7966 | Iowa Distributed Wind Generation Project | IA | Kossuth | IDWG | WT | OP | 2.3 | 2.3 | 2.3 |  | 6 | 2000 | NG BIT: WND; N Y: N; N Y: N | N | J | 3 | N | Electric Utility | 1 |  | N | N
317 | Alcoa Power Generating Inc Yadkin Div | 54894 | Narrows | NC | Stanly | YN1 | HY | OP | 24.7 | 30 | 30 |  | 7 | 1917 | NG BIT: WAT; N Y: N; N Y: Y |  | S | 0 | N | Electric Utility | 1 |  | N | N | [17 empty] | N
317 | Alcoa Power Generating Inc Yadkin Div | 54894 | Narrows | NC | Stanly | YN2 | HY | OP | 24.7 | 30 | 30 |  | 7 | 1917 | NG BIT: WAT; N Y: N; N Y: Y |  | S | 0 | N | Electric Utility | 1 |  | N | N | [17 empty] | N
317 | Alcoa Power Generating Inc Yadkin Div | 54894 | Narrows | NC | Stanly | YN3 | HY | OP | 29 | 30 | 30 |  | 7 | 1917 | NG BIT: WAT; N Y: N; N Y: Y |  | S | 0 | N | Electric Utility | 1 |  | N | Y | [12 empty] | Y |  |  |  |  | N
317 | Alcoa Power Generating Inc Yadkin Div | 54894 | Narrows | NC | Stanly | YN4 | HY | OP | 30.4 | 29 | 29 |  | 12 | 1924 | NG BIT: WAT; N Y: N; N Y: Y |  | S | 0 | N | Electric Utility | 1 |  | N | N | [12 empty] | N |  |  |  |  | N
317 | Alcoa Power Generating Inc Yadkin Div | 54895 | Falls | NC | Stanly | YF1 | HY | OP | 9 | 9 | 9 |  | 3 | 1922 | NG BIT: WAT; N Y: N; N Y: Y |  | S | 0 | N | Electric Utility | 1 |  | N | Y | 1 | 1 | 12 | 2014 | [8 empty] | N |  |  |  |  | N
317 | Alcoa Power Generating Inc Yadkin Div | 54895 | Falls | NC | Stanly | YF2 | HY | OP | 11.2 | 10 | 10.5 |  | 9 | 1919 | NG BIT: WAT; N Y: N; N Y: Y |  | S | 0 | N | Electric Utility | 1 |  | N | Y | 0.5 | 0.5 | 12 | 2015 | [8 empty] | N |  |  |  |  | N
317 | Alcoa Power Generating Inc Yadkin Div | 54895 | Falls | NC | Stanly | YF3 | HY | OP | 11.2 | 11 | 11 |  | 9 | 1919 | NG BIT: WAT; N Y: N; N Y: Y |  | S | 0 | N | Electric Utility | 1 |  | N | Y | 0.5 | 0.5 | 12 | 2016 | [8 empty] | N |  |  |  |  | N
317 | Alcoa Power Generating Inc Yadkin Div | 54896 | High Rock | NC | Davidson | HR1 | HY | OP | 11 | 11 | 10.1 |  | 11 | 1927 | NG BIT: WAT; N Y: N; N Y: Y |  | S |  | N | Electric Utility | 1 |  | N | Y | 2 | 2 | 12 | 2014 | [8 empty] | N |  |  |  |  | N
317 | Alcoa Power Generating Inc Yadkin Div | 54896 | High Rock | NC | Davidson | HR2 | HY | OP | 11 | 11 | 10.1 |  | 11 | 1927 | NG BIT: WAT; N Y: N; N Y: Y |  | S |  | N | Electric Utility | 1 |  | N | Y | 2 | 2 | 12 | 2013 | [8 empty] | N |  |  |  |  | N
317 | Alcoa Power Generating Inc Yadkin Div | 54896 | High Rock | NC | Davidson | HR3 | HY | OP | 11 | 11 | 10.1 |  | 11 | 1927 | NG BIT: WAT; N Y: N; N Y: Y |  | S |  | N | Electric Utility | 1 |  | N | N | [12 empty] | N |  |  |  |  | N
317 | Alcoa Power Generating Inc Yadkin Div | 54897 | Tuckertown | NC | Montgomery | TT1 | HY | OP | 14 | 13 | 13 |  | 4 | 1962 | NG BIT: WAT; N Y: N; N Y: Y |  | S |  | N | Electric Utility | 1 |  | N | N
317 | Alcoa Power Generating Inc Yadkin Div | 54897 | Tuckertown | NC | Montgomery | TT2 | HY | OP | 14 | 13 | 13 |  | 4 | 1962 | NG BIT: WAT; N Y: N; N Y: Y |  | S |  | N | Electric Utility | 1 |  | N | N
317 | Alcoa Power Generating Inc Yadkin Div | 54897 | Tuckertown | NC | Montgomery | TT3 | HY | OP | 14 | 13 | 13 |  | 4 | 1962 | NG BIT: WAT; N Y: N; N Y: Y |  | S |  | N | Electric Utility | 1 |  | N | N
326 | Alice Falls Corp | 54391 | Alice Falls Hydro Project | NY | Clinton | 1 | HY | OA | 1.5 | 1.5 | 1.5 |  | 11 | 1991 | NG BIT: WAT; N Y: N; N Y: Y |  | S | 0 | N | IPP Non-CHP | 2 |  | N | N
326 | Alice Falls Corp | 54391 | Alice Falls Hydro Project | NY | Clinton | 2 | HY | OA | 0.6 | 0.7 | 0.7 |  | 11 | 1991 | NG BIT: WAT; N Y: N; N Y: Y |  | S | 0 | N | IPP Non-CHP | 2 |  | N | N
327 | Air Liquide Large Industries U S LP | 10298 | Bayou Cogen Plant | TX | Harris | GEN1 | GT | OP | 75 | 65 | 85 |  | 12 | 1984 | NG BIT: NG; NG WO: OG; N Y: Y; N Y: Y |  | S |  | Y | Industrial CHP | 7 | T | N | N | [17 empty] | N
327 | Air Liquide Large Industries U S LP | 10298 | Bayou Cogen Plant | TX | Harris | GEN2 | GT | OP | 75 | 65 | 85 |  | 12 | 1984 | NG BIT: NG; NG WO: OG; N Y: Y; N Y: Y |  | S |  | Y | Industrial CHP | 7 | T | N | N | [17 empty] | N
327 | Air Liquide Large Industries U S LP | 10298 | Bayou Cogen Plant | TX | Harris | GEN3 | GT | OP | 75 | 65 | 85 |  | 3 | 1985 | NG BIT: NG; NG WO: OG; N Y: Y; N Y: Y |  | S |  | Y | Industrial CHP | 7 | T | N | N | [17 empty] | N
327 | Air Liquide Large Industries U S LP | 10298 | Bayou Cogen Plant | TX | Harris | GEN4 | GT | OP | 75 | 65 | 85 |  | 3 | 1985 | NG BIT: NG; NG WO: OG; N Y: Y; N Y: Y |  | S |  | Y | Industrial CHP | 7 | T | N | N | [17 empty] | N
332 | Allegheny Electric Coop Inc | 7128 | William F Matson Generating Station | PA | HUNTINGDON | 1 | HY | OP | 7 | 2.4 | 7.2 |  | 6 | 1988 | NG BIT: WAT; N Y: N; N Y: Y |  | S |  | N | Electric Utility | 1 |  | N | N | [17 empty] | N
332 | Allegheny Electric Coop Inc | 7128 | William F Matson Generating Station | PA | HUNTINGDON | 2 | HY | OP | 14.7 | 5.2 | 14.8 |  | 6 | 1988 | NG BIT: WAT; N Y: N; N Y: Y |  | S |  | N | Electric Utility | 1 |  | N | N | [17 empty] | N
335 | Air Liquide Large Industries U.S. LP | 54748 | Port Neches Plant | TX | Jefferson | G1 | GT | OP | 38 | 32 | 30.5 |  | 2 | 1994 | NG BIT: NG; N Y: N; N Y: Y |  | S |  | Y | Industrial CHP | 7 | T |  | N | [17 empty] | N
335 | Air Liquide Large Industries U.S. LP | 56787 | Geismar Cogen | LA | Ascension | GTG | GT | OP | 83.9 | 72.5 | 71.3 |  | 1 | 2000 | NG BIT: NG; N Y: N; N Y: Y |  | S |  | Y | Industrial CHP | 7 | T |  | N | [17 empty] | N
343 | AEP Generating Company | 55502 | Lawrenceburg Energy Facility | IN | Dearborn | 0100 | CA | OP | 268 | 238 | 253 | G801 | 6 | 2004 | NG BIT: NG; N Y: N; N Y: Y |  | S |  | N | Electric Utility | 1 |  | Y | N | [17 empty] | N
343 | AEP Generating Company | 55502 | Lawrenceburg Energy Facility | IN | Dearborn | 0200 | CA | OP | 268 | 238 | 238 | G801 | 6 | 2004 | NG BIT: NG; N Y: N; N Y: Y |  | S |  | N | Electric Utility | 1 |  | Y | N | [17 empty] | N
343 | AEP Generating Company | 55502 | Lawrenceburg Energy Facility | IN | Dearborn | 1100 | CT | OP | 174 | 151 | 160 |  | 6 | 2004 | NG BIT: NG; N Y: N; N Y: Y |  | S |  | N | Electric Utility | 1 |  | N | N | [17 empty] | N
343 | AEP Generating Company | 55502 | Lawrenceburg Energy Facility | IN | Dearborn | 1200 | CT | OP | 174 | 151 | 151 |  | 6 | 2004 | NG BIT: NG; N Y: N; N Y: Y |  | S |  | N | Electric Utility | 1 |  | N | N | [17 empty] | N
343 | AEP Generating Company | 55502 | Lawrenceburg Energy Facility | IN | Dearborn | 2100 | CT | OP | 174 | 151 | 151 |  | 6 | 2004 | NG BIT: NG; N Y: N; N Y: Y |  | S |  | N | Electric Utility | 1 |  | N | N | [17 empty] | N
343 | AEP Generating Company | 55502 | Lawrenceburg Energy Facility | IN | Dearborn | 2200 | CT | OP | 174 | 151 | 151 |  | 6 | 2004 | NG BIT: NG; N Y: N; N Y: Y |  | S |  | N | Electric Utility | 1 |  | N | N | [17 empty] | N
353 | Air Products Energy Enterprises LP | 10640 | Stockton Cogen | CA | San Joaquin | GEN1 | ST | OP | 60 | 53.7 | 53.7 |  | 3 | 1988 | BIT | PC | TDF | AB |  |  | Y | Y |  | W | 1 | Y | IPP CHP | 3 | T | N | Y |  |  |  |  | 45 | 45 | 1 | 2014 |  |  |  |  | Y | 1 | 2014 |  |  | N |  | Y | Y | N |  |  | NG
361 | Industrial Energy Applications Inc | 54710 | Alliant SBD 9205 A Y McDonald | IA | Dubuque | 0001 | IC | SB | 1.5 | 1.5 | 1.5 |  | 7 | 1993 | NG BIT: DFO; N Y: N; N Y: Y | Y | S |  | N | IPP Non-CHP | 2 |  | N | N | [17 empty] | N
361 | Industrial Energy Applications Inc | 54710 | Alliant SBD 9205 A Y McDonald | IA | Dubuque | 0002 | IC | SB | 1.6 | 1.6 | 1.6 |  | 3 | 1990 | NG BIT: DFO; N Y: N; N Y: Y | Y | S |  | N | IPP Non-CHP | 2 |  | N | N | [17 empty] | N
361 | Industrial Energy Applications Inc | 54712 | Alliant SBD 9201 Norplex | IA | Allamakee | 0044 | IC | SB | 1.1 | 1.1 | 1.1 |  | 12 | 1988 | NG BIT: DFO; N Y: N; N Y: N | N | S |  | N | IPP Non-CHP | 2 |  | N | N | [17 empty] | N
361 | Industrial Energy Applications Inc | 54714 | Alliant SBD 8501 Aegon LI | IA | Linn | 1265 | IC | SB | 1 | 1 | 1 |  | 6 | 1985 | NG BIT: DFO; N Y: N; N Y: Y | Y | S |  | N | IPP Non-CHP | 2 |  | N | N | [17 empty] | N
361 | Industrial Energy Applications Inc | 54714 | Alliant SBD 8501 Aegon LI | IA | Linn | 1270 | IC | SB | 1 | 1 | 1 |  | 6 | 1985 | NG BIT: DFO; N Y: N; N Y: Y | Y | S |  | N | IPP Non-CHP | 2 |  | N | N | [17 empty] | N
361 | Industrial Energy Applications Inc | 54714 | Alliant SBD 8501 Aegon LI | IA | Linn | 1794 | IC | SB | 1.1 | 1.1 | 1.1 |  | 6 | 1987 | NG BIT: DFO; N Y: N; N Y: Y | Y | S |  | N | IPP Non-CHP | 2 |  | N | N | [17 empty] | N
361 | Industrial Energy Applications Inc | 54715 | Alliant SBD 9107 JBS USA | IA | Marshall | 2665 | IC | SB | 1.6 | 1.6 | 1.6 |  | 8 | 1992 | NG BIT: DFO; N Y: N; N Y: Y | Y | S |  | N | IPP Non-CHP | 2 |  | N | N | [17 empty] | N
361 | Industrial Energy Applications Inc | 54715 | Alliant SBD 9107 JBS USA | IA | Marshall | 2688 | IC | SB | 1.6 | 1.6 | 1.6 |  | 8 | 1992 | NG BIT: DFO; N Y: N; N Y: Y | Y | S |  | N | IPP Non-CHP | 2 |  | N | N | [17 empty] | N
361 | Industrial Energy Applications Inc | 54715 | Alliant SBD 9107 JBS USA | IA | Marshall | 2689 | IC | SB | 1.6 | 1.6 | 1.6 |  | 8 | 1992 | NG BIT: DFO; N Y: N; N Y: Y | Y | S |  | N | IPP Non-CHP | 2 |  | N | N | [17 empty] | N
361 | Industrial Energy Applications Inc | 54715 | Alliant SBD 9107 JBS USA | IA | Marshall | 4644 | IC | SB | 1.6 | 1.6 | 1.6 |  | 8 | 1994 | NG BIT: DFO; N Y: N; N Y: Y | Y | S |  | N | IPP Non-CHP | 2 |  | N | N | [17 empty] | N
361 | Industrial Energy Applications Inc | 54715 | Alliant SBD 9107 JBS USA | IA | Marshall | 4658 | IC | SB | 1.6 | 1.6 | 1.6 |  | 6 | 1996 | NG BIT: DFO; N Y: N; N Y: Y | Y | S |  | N | IPP Non-CHP | 2 |  | N | N | [17 empty] | N
361 | Industrial Energy Applications Inc | 54715 | Alliant SBD 9107 JBS USA | IA | Marshall | 4659 | IC | SB | 1.6 | 1.6 | 1.6 |  | 4 | 1998 | NG BIT: DFO; N Y: N; N Y: Y | Y | S |  | N | IPP Non-CHP | 2 |  | N | N | [17 empty] | N
361 | Industrial Energy Applications Inc | 54715 | Alliant SBD 9107 JBS USA | IA | Marshall | 4660 | IC | SB | 1.8 | 1.8 | 1.8 |  | 6 | 2000 | NG BIT: DFO; N Y: N; N Y: Y | Y | S |  | N | IPP Non-CHP | 2 |  | N | N | [17 empty] | N
361 | Industrial Energy Applications Inc | 54716 | Alliant SBD 8602 Marion Sub | IA | Linn | 1536 | IC | SB | 1.5 | 1.5 | 1.5 |  | 8 | 1986 | NG BIT: DFO; N Y: N; N Y: Y | Y | S |  | N | IPP Non-CHP | 2 |  | N | N | [17 empty] | N
361 | Industrial Energy Applications Inc | 54716 | Alliant SBD 8602 Marion Sub | IA | Linn | 2734 | IC | SB | 1.5 | 1.5 | 1.5 |  | 8 | 1986 | NG BIT: DFO; N Y: N; N Y: Y | Y | S |  | N | IPP Non-CHP | 2 |  | N | N | [17 empty] | N
361 | Industrial Energy Applications Inc | 54716 | Alliant SBD 8602 Marion Sub | IA | Linn | 2741 | IC | SB | 1.1 | 1.1 | 1.1 |  | 8 | 1986 | NG BIT: DFO; N Y: N; N Y: Y | Y | S |  | N | IPP Non-CHP | 2 |  | N | N | [17 empty] | N
361 | Industrial Energy Applications Inc | 54716 | Alliant SBD 8602 Marion Sub | IA | Linn | 2785 | IC | SB | 1.5 | 1.5 | 1.5 |  | 8 | 1986 | NG BIT: DFO; N Y: N; N Y: Y | Y | S |  | N | IPP Non-CHP | 2 |  | N | N | [17 empty] | N
361 | Industrial Energy Applications Inc | 54717 | Alliant SBD 9106 Rockwell CR | IA | Linn | 2671 | IC | SB | 1.6 | 1.6 | 1.6 |  | 6 | 1992 | NG BIT: DFO; N Y: N; N Y: Y | Y | S |  | N | IPP Non-CHP | 2 |  | N | N | [17 empty] | N
361 | Industrial Energy Applications Inc | 54717 | Alliant SBD 9106 Rockwell CR | IA | Linn | 2672 | IC | SB | 1.6 | 1.6 | 1.6 |  | 6 | 1992 | NG BIT: DFO; N Y: N; N Y: Y | Y | S |  | N | IPP Non-CHP | 2 |  | N | N | [17 empty] | N
361 | Industrial Energy Applications Inc | 54717 | Alliant SBD 9106 Rockwell CR | IA | Linn | 2675 | IC | SB | 1.6 | 1.6 | 1.6 |  | 6 | 1992 | NG BIT: DFO; N Y: N; N Y: Y | Y | S |  | N | IPP Non-CHP | 2 |  | N | N | [17 empty] | N
361 | Industrial Energy Applications Inc | 54717 | Alliant SBD 9106 Rockwell CR | IA | Linn | 2678 | IC | SB | 1.6 | 1.6 | 1.6 |  | 6 | 1992 | NG BIT: DFO; N Y: N; N Y: Y | Y | S |  | N | IPP Non-CHP | 2 |  | N | N | [17 empty] | N
361 | Industrial Energy Applications Inc | 54717 | Alliant SBD 9106 Rockwell CR | IA | Linn | 2679 | IC | SB | 1.6 | 1.6 | 1.6 |  | 6 | 1992 | NG BIT: DFO; N Y: N; N Y: Y | Y | S |  | N | IPP Non-CHP | 2 |  | N | N | [17 empty] | N
361 | Industrial Energy Applications Inc | 54717 | Alliant SBD 9106 Rockwell CR | IA | Linn | 2682 | IC | SB | 1.6 | 1.6 | 1.6 |  | 6 | 1992 | NG BIT: DFO; N Y: N; N Y: Y | Y | S |  | N | IPP Non-CHP | 2 |  | N | N | [17 empty] | N
361 | Industrial Energy Applications Inc | 54717 | Alliant SBD 9106 Rockwell CR | IA | Linn | 2683 | IC | SB | 1.6 | 1.6 | 1.6 |  | 6 | 1992 | NG BIT: DFO; N Y: N; N Y: Y | Y | S |  | N | IPP Non-CHP | 2 |  | N | N | [17 empty] | N
361 | Industrial Energy Applications Inc | 54717 | Alliant SBD 9106 Rockwell CR | IA | Linn | 2684 | IC | SB | 1.6 | 1.6 | 1.6 |  | 6 | 1992 | NG BIT: DFO; N Y: N; N Y: Y | Y | S |  | N | IPP Non-CHP | 2 |  | N | N | [17 empty] | N
361 | Industrial Energy Applications Inc | 54717 | Alliant SBD 9106 Rockwell CR | IA | Linn | 2685 | IC | SB | 1.6 | 1.6 | 1.6 |  | 6 | 1992 | NG BIT: DFO; N Y: N; N Y: Y | Y | S |  | N | IPP Non-CHP | 2 |  | N | N | [17 empty] | N
361 | Industrial Energy Applications Inc | 54717 | Alliant SBD 9106 Rockwell CR | IA | Linn | 2690 | IC | SB | 1.6 | 1.6 | 1.6 |  | 6 | 1992 | NG BIT: DFO; N Y: N; N Y: Y | Y | S |  | N | IPP Non-CHP | 2 |  | N | N | [17 empty] | N
361 | Industrial Energy Applications Inc | 54718 | Alliant SBD 9206 Donaldson | IA | Howard | 4632 | IC | SB | 1.6 | 1.6 | 1.6 |  | 11 | 1995 | NG BIT: DFO; N Y: N; N Y: Y | N | S |  | N | IPP Non-CHP | 2 |  | N | N | [17 empty] | N
361 | Industrial Energy Applications Inc | 54720 | Alliant SBD 8601 Quad Graphics | IA | Iowa | 2736 | IC | SB | 1.5 | 1.5 | 1.5 |  | 8 | 1986 | NG BIT: DFO; N Y: N; N Y: Y | Y | S |  | N | IPP Non-CHP | 2 |  | N | N | [17 empty] | N
361 | Industrial Energy Applications Inc | 54720 | Alliant SBD 8601 Quad Graphics | IA | Iowa | 3489 | IC | SB | 1 | 1 | 1 |  | 1 | 1991 | NG BIT: DFO; N Y: N; N Y: Y | Y | S |  | N | IPP Non-CHP | 2 |  | N | N | [17 empty] | N
361 | Industrial Energy Applications Inc | 54720 | Alliant SBD 8601 Quad Graphics | IA | Iowa | 7164 | IC | SB | 1.1 | 1.1 | 1.1 |  | 5 | 1996 | NG BIT: DFO; N Y: N; N Y: Y | Y | S |  | N | IPP Non-CHP | 2 |  | N | N | [17 empty] | N
361 | Industrial Energy Applications Inc | 54735 | Alliant SBD 9301 Prairie Farms | IA | Dubuque | 0079 | IC | SB | 1.8 | 1.8 | 1.8 |  | 7 | 1993 | NG BIT: DFO; N Y: N; N Y: N | Y | S |  | N | IPP Non-CHP | 2 |  | N | N | [17 empty] | N
361 | Industrial Energy Applications Inc | 54735 | Alliant SBD 9301 Prairie Farms | IA | Dubuque | 0080 | IC | SB | 1.1 | 1.1 | 1.1 |  | 11 | 1998 | NG BIT: DFO; N Y: N; N Y: N | Y | S |  | N | IPP Non-CHP | 2 |  | N | N | [17 empty] | N
361 | Industrial Energy Applications Inc | 54929 | Alliant SBD 9403 Aegon DC | IA | Linn | 6111 | IC | SB | 1.1 | 1.1 | 1.1 |  | 1 | 1995 | NG BIT: DFO; N Y: N; N Y: N | Y | S |  | N | IPP Non-CHP | 2 |  | N | N | [17 empty] | N
361 | Industrial Energy Applications Inc | 54929 | Alliant SBD 9403 Aegon DC | IA | Linn | 6112 | IC | SB | 1.5 | 1.5 | 1.5 |  | 12 | 2003 | NG BIT: DFO; N Y: N; N Y: N | Y | S |  | N | IPP Non-CHP | 2 |  | N | N | [17 empty] | N
361 | Industrial Energy Applications Inc | 54929 | Alliant SBD 9403 Aegon DC | IA | Linn | 6113 | IC | SB | 1.5 | 1.5 | 1.5 |  | 9 | 2007 | NG BIT: DFO; N Y: N; N Y: N | Y | S |  | N | IPP Non-CHP | 2 |  | N | N | [17 empty] | N
361 | Industrial Energy Applications Inc | 54967 | Alliant SBD 9302 Aegon NP | IA | Linn | 7906 | IC | SB | 1.2 | 1.2 | 1.2 |  | 7 | 1995 | NG BIT: DFO; N Y: N; N Y: N | N | S |  | N | IPP Non-CHP | 2 |  | N | N | [17 empty] | N
361 | Industrial Energy Applications Inc | 54968 | Alliant SBD 9502 Eaton | IA | Wright | 0385 | IC | SB | 1.8 | 1.8 | 1.8 |  | 12 | 1995 | NG BIT: DFO; N Y: N; N Y: Y | Y | S |  | N | IPP Non-CHP | 2 |  | N | N | [17 empty] | N
361 | Industrial Energy Applications Inc | 54968 | Alliant SBD 9502 Eaton | IA | Wright | 0386 | IC | SB | 1.8 | 1.8 | 1.8 |  | 12 | 1995 | NG BIT: DFO; N Y: N; N Y: Y | Y | S |  | N | IPP Non-CHP | 2 |  | N | N | [17 empty] | N
361 | Industrial Energy Applications Inc | 54968 | Alliant SBD 9502 Eaton | IA | Wright | 5824 | IC | SB | 1.8 | 1.8 | 1.8 |  | 5 | 2000 | NG BIT: DFO; N Y: N; N Y: Y | Y | S |  | N | IPP Non-CHP | 2 |  | N | N | [17 empty] | N
361 | Industrial Energy Applications Inc | 55996 | Alliant SBD0201 Penford Produc | IA | Linn | 01 | IC | SB | 1.8 | 1.8 | 1.8 |  | 6 | 2003 | NG BIT: DFO; N Y: N; N Y: Y | Y | S |  | N | IPP Non-CHP | 2 |  | N | N | [17 empty] | N
361 | Industrial Energy Applications Inc | 55996 | Alliant SBD0201 Penford Produc | IA | Linn | 02 | IC | SB | 1.6 | 1.6 | 1.6 |  | 6 | 2003 | NG BIT: DFO; N Y: N; N Y: Y | Y | S |  | N | IPP Non-CHP | 2 |  | N | N | [17 empty] | N
361 | Industrial Energy Applications Inc | 55996 | Alliant SBD0201 Penford Produc | IA | Linn | 03 | IC | SB | 1.6 | 1.6 | 1.6 |  | 6 | 2003 | NG BIT: DFO; N Y: N; N Y: Y | Y | S |  | N | IPP Non-CHP | 2 |  | N | N | [17 empty] | N
361 | Industrial Energy Applications Inc | 55996 | Alliant SBD0201 Penford Produc | IA | Linn | 04 | IC | SB | 1.1 | 1.1 | 1.1 |  | 6 | 2003 | NG BIT: DFO; N Y: N; N Y: Y | Y | S |  | N | IPP Non-CHP | 2 |  | N | N | [17 empty] | N
361 | Industrial Energy Applications Inc | 56073 | Alliant SBG 9802 Toyota | IA | Linn | 01 | IC | SB | 1 | 1 | 1 |  | 12 | 1998 | [8 empty] | N | S |  | N | IPP Non-CHP | 2 |  | N | N | [17 empty] | N | bar: NG BIT; N Y to N Y
361 | Industrial Energy Applications Inc | 56074 | Alliant SBD 9901 GE Capital | IA | Linn | 01 | IC | SB | 1.1 | 1.1 | 1.1 |  | 12 | 2000 | NG BIT: DFO; N Y: N; N Y: N | N | S |  | N | IPP Non-CHP | 2 |  | N | N | [17 empty] | N
379 | Alon USA LP | 10569 | Big Spring Texas Refinery | TX | Howard | GENA | ST | OP | 1.5 | 1.5 | 1.5 |  | 1 | 1986 | NG BIT: PUR; N Y: N; N Y: N |  | S |  | N | Industrial Non-CHP | 6 |  | N | N | [17 empty] | N | [6 empty] | NG
405 | City of Alta | 1121 | Alta Municipal Utilities | IA | Buena Vista | 1 | IC | SB | 1 | 0.9 | 1 |  | 8 | 1947 | NG BIT: DFO; N Y: N; N Y: N | Y | S |  | N | Electric Utility | 1 |  | N | N | [17 empty] | N
405 | City of Alta | 1121 | Alta Municipal Utilities | IA | Buena Vista | 3 | IC | SB | 1.1 | 1 | 1.1 |  | 6 | 1990 | NG BIT: DFO; NG WO: NG; N Y: N; N Y: N | Y | S |  | N | Electric Utility | 1 |  | N | N | [17 empty] | N
406 | City of Altamont - (IL) | 7990 | Altamont | IL | Effingham | 1 | IC | SB | 1.8 | 1.8 | 1.8 |  | 1 | 2002 | NG BIT: DFO; N Y: N; N Y: N | Y | S |  | N | Electric Utility | 1 |  | N | N | [17 empty] | N
406 | City of Altamont - (IL) | 7990 | Altamont | IL | Effingham | 2 | IC | SB | 1.8 | 1.8 | 1.8 |  | 1 | 2002 | NG BIT: DFO; N Y: N; N Y: N | Y | S |  | N | Electric Utility | 1 |  | N | N | [17 empty] | N
406 | City of Altamont - (IL) | 7990 | Altamont | IL | Effingham | 3 | IC | SB | 1.8 | 1.8 | 1.8 |  | 1 | 2002 | NG BIT: DFO; N Y: N; N Y: N | Y | S |  | N | Electric Utility | 1 |  | N | N | [17 empty] | N
406 | City of Altamont - (IL) | 7990 | Altamont | IL | Effingham | 4 | IC | SB | 1.8 | 1.8 | 1.8 |  | 11 | 2006 | NG BIT: DFO; N Y: N; N Y: N | Y | S |  | N | Electric Utility | 1 |  |  | N | [17 empty] | N
429 | Occidental Permian Ltd | 52122 | Wasson CO2 Removal Plant | TX | Yoakum | GEN1 | GT | OP | 23.4 | 13.2 | 10.8 |  | 2 | 1988 | [9 empty] | S |  | Y | Industrial CHP | 7 | T | N | N | [17 empty] | N | [6 empty] | NG | bar: NG BIT; N Y to N Y
450 | The Amalgamated Sugar Co | 10504 | Amalgamated Sugar Twin Falls | ID | Twin Falls | 1500 | ST | OP | 1.5 | 1.2 | 1.2 |  | 12 | 1948 | BIT | NG | SUB |  |  |  | Y | Y |  | S |  | Y | Industrial CHP | 7 | T | N | N | [17 empty] | N | Y | N |  |  |  |  | NG
450 | The Amalgamated Sugar Co | 10504 | Amalgamated Sugar Twin Falls | ID | Twin Falls | 2500 | ST | OP | 2.5 | 2.3 | 2.3 |  | 12 | 1948 | BIT | NG | SUB |  |  |  | Y | Y |  | S |  | Y | Industrial CHP | 7 | T | N | N | [17 empty] | N | Y | [5 empty] | NG
450 | The Amalgamated Sugar Co | 10504 | Amalgamated Sugar Twin Falls | ID | Twin Falls | 4000 | ST | OP | 6.2 | 5 | 5 |  | 9 | 1994 | NG BIT: BIT; NG WO: SUB; N Y: N; N Y: Y |  | S |  | Y | Industrial CHP | 7 | T | N | N | [17 empty] | N |  | Y |  |  |  |  | DFO
463 | Ameresco LFG I Inc | 10549 | Al Turi | NY | Orange | 2 | IC | OP | 0.8 | 0.8 | 0.8 |  | 7 | 2011 | NG BIT: LFG; N Y: N; N Y: N |  | S |  | N | IPP Non-CHP | 2 |  | N | [18 empty] | N
463 | Ameresco LFG I Inc | 10549 | Al Turi | NY | Orange | 3 | IC | OP | 0.8 | 0.8 | 0.8 |  | 7 | 2011 | NG BIT: LFG; N Y: N; N Y: N |  | S |  | N | IPP Non-CHP | 2 | [20 empty] | N
463 | Ameresco LFG I Inc | 10549 | Al Turi | NY | Orange | 3010 | IC | OS | 0.8 | 0.8 | 0.8 |  | 11 | 1998 | NG BIT: LFG; N Y: N; N Y: Y |  | S |  | N | IPP Non-CHP | 2 |  | N | Y | [12 empty] | N |  |  | 12 | 2017 | N
470 | Covanta Energy of Niagara LP | 50472 | Covanta Niagara LP | NY | Niagara | GEN1 | ST | OP | 25 | 18 | 18 |  | 8 | 1980 | MSW | WDS | NG |  |  |  | Y | Y |  | S |  | Y | IPP CHP | 3 | B | N | N | [17 empty] | N | [6 empty] | NG
470 | Covanta Energy of Niagara LP | 50472 | Covanta Niagara LP | NY | Niagara | GEN2 | ST | OP | 25 | 18 | 18 |  | 8 | 1980 | MSW | WDS | NG |  |  |  | Y | Y |  | S |  | Y | IPP CHP | 3 | B | N | N | [17 empty] | N | [6 empty] | NG
472 | Amedee Gethrm Venture I LP | 50964 | Amedee Geothermal Venture I | CA | Lassen | IND | ST | OP | 1.5 | 1.1 | 0.7 |  | 8 | 1988 | NG BIT: GEO; N Y: N; N Y: Y |  | S |  | N | IPP Non-CHP | 2 |  | N | N
472 | Amedee Gethrm Venture I LP | 50964 | Amedee Geothermal Venture I | CA | Lassen | SYN | ST | OP | 1.5 | 1.1 | 0.7 |  | 8 | 1988 | NG BIT: GEO; N Y: N; N Y: Y |  | S |  | N | IPP Non-CHP | 2 |  | N | N
473 | Covanta Hempstead Company | 10642 | Covanta Hempstead | NY | Nassau | GEN1 | ST | OP | 78.6 | 71.8 | 70.8 |  | 4 | 1989 | MSW | WDS | DFO |  |  |  | N | Y |  | S |  | N | IPP Non-CHP | 2 |  |  | N | [17 empty] | N | [6 empty] | DFO
491 | American Crystal Sugar Co | 54210 | American Crystal Sugar Hillsboro | ND | Traill | G1 | ST | OP | 13.3 | 13.3 | 13.3 |  | 9 | 1990 | NG BIT: SUB; N Y: N; N Y: N |  | S |  | Y | Industrial CHP | 7 | T | N | N | [12 empty] | N |  |  |  |  | N |  | Y |  |  |  |  | SUB
491 | American Crystal Sugar Co | 54211 | American Crystal Sugar Moorhead | MN | Clay | G1 | ST | OP | 3 | 3 | 3 |  | 9 | 1948 | NG BIT: SUB; N Y: N; N Y: N |  | S |  | Y | Industrial CHP | 7 | T | N | N | [17 empty] | N |  | Y |  |  |  |  | SUB
491 | American Crystal Sugar Co | 54211 | American Crystal Sugar Moorhead | MN | Clay | G2 | ST | OP | 2 | 2 | 2 |  | 9 | 1961 | NG BIT: SUB; N Y: N; N Y: N |  | S |  | Y | Industrial CHP | 7 | T | N | N | [17 empty] | N |  | Y |  |  |  |  | SUB
491 | American Crystal Sugar Co | 54212 | American Crystal Sugar Crookston | MN | Polk | G1 | ST | OP | 3.5 | 3.5 | 3.5 |  | 9 | 1954 | NG BIT: SUB; N Y: N; N Y: N |  | S |  | Y | Industrial CHP | 7 | T | N | N | [17 empty] | N |  | Y |  |  |  |  | SUB
491 | American Crystal Sugar Co | 54212 | American Crystal Sugar Crookston | MN | Polk | G2 | ST | OP | 3 | 3 | 3 |  | 9 | 1975 | NG BIT: SUB; N Y: N; N Y: N |  | S |  | Y | Industrial CHP | 7 | T | N | N | [17 empty] | N |  | Y |  |  |  |  | SUB
491 | American Crystal Sugar Co | 54213 | American Crystal Sugar Drayton | ND | Pembina | G1 | ST | OP | 6 | 6 | 6 |  | 9 | 1965 | NG BIT: SUB; N Y: N; N Y: N |  | S |  | Y | Industrial CHP | 7 | T | N | N | [17 empty] | N |  | Y |  |  |  |  | SUB
491 | American Crystal Sugar Co | 54214 | American Crystal Sugar East Grand Forks | MN | Polk | G1 | ST | OP | 2.5 | 2.5 | 2.5 |  | 9 | 1990 | NG BIT: SUB; N Y: N; N Y: N |  | S |  | Y | Industrial CHP | 7 | T | N | N | [17 empty] | N |  | Y |  |  |  |  | SUB
491 | American Crystal Sugar Co | 54214 | American Crystal Sugar East Grand Forks | MN | Polk | G2 | ST | OP | 5 | 5 | 5 |  | 9 | 1990 | NG BIT: SUB; N Y: N; N Y: N |  | S |  | Y | Industrial CHP | 7 | T | N | N | [17 empty] | N |  | Y |  |  |  |  | SUB
503 | American Hydro Power PLP | 10152 | Warrior Ridge Hydro | PA | Huntingdon | L-1 | HY | OP | 0.7 | 0.7 | 0.7 |  | 12 | 1985 | NG BIT: WAT; N Y: N; N Y: Y |  | S | 0 | N | IPP Non-CHP | 2 |  | N | N
503 | American Hydro Power PLP | 10152 | Warrior Ridge Hydro | PA | Huntingdon | L-2 | HY | OP | 0.7 | 0.7 | 0.7 |  | 12 | 1985 | NG BIT: WAT; N Y: N; N Y: Y |  | S | 0 | N | IPP Non-CHP | 2 |  | N | N
503 | American Hydro Power PLP | 10152 | Warrior Ridge Hydro | PA | Huntingdon | L-4 | HY | OP | 0.7 | 0.7 | 0.7 |  | 12 | 1985 | NG BIT: WAT; N Y: N; N Y: Y |  | S | 0 | N | IPP Non-CHP | 2 |  | N | N
503 | American Hydro Power PLP | 10152 | Warrior Ridge Hydro | PA | Huntingdon | L-5 | HY | OP | 0.7 | 0.7 | 0.7 |  | 12 | 1985 | NG BIT: WAT; N Y: N; N Y: Y |  | S |  | N | IPP Non-CHP | 2 |  | N | N
520 | Ameren Energy Generating Co | 861 | Coffeen | IL | Montgomery | 1 | ST | OP | 388.9 | 330 | 335 |  | 12 | 1965 | NG BIT: SUB; NG WO: BIT; N Y: N; N Y: Y | Y | S |  | N | IPP Non-CHP | 2 |  | N | N | [17 empty] | N | Y |  | Y |  |  |  | DFO
520 | Ameren Energy Generating Co | 861 | Coffeen | IL | Montgomery | 2 | ST | OP | 616.5 | 565 | 580 |  | 9 | 1972 | NG BIT: SUB; NG WO: BIT; N Y: N; N Y: Y | Y | S |  | N | IPP Non-CHP | 2 |  | N | N | [17 empty] | N | Y |  | Y |  |  |  | DFO
520 | Ameren Energy Generating Co | 862 | Grand Tower | IL | Jackson | 1 | CT | OP | 248 | 162 | 180 |  | 6 | 2001 | NG BIT: NG; N Y: N; N Y: Y |  | S |  | N | IPP Non-CHP | 2 |  | N | N | [17 empty] | N
520 | Ameren Energy Generating Co | 862 | Grand Tower | IL | Jackson | 2 | CT | OP | 200 | 160 | 177 |  | 7 | 2001 | NG BIT: NG; N Y: N; N Y: Y |  | S |  | N | IPP Non-CHP | 2 |  | N | N | [17 empty] | N
520 | Ameren Energy Generating Co | 862 | Grand Tower | IL | Jackson | 3 | CA | OP | 85.7 | 86 | 86 |  | 3 | 1951 | NG BIT: NG; N Y: N; N Y: Y |  | S |  | N | IPP Non-CHP | 2 |  | N | N | [17 empty] | N
520 | Ameren Energy Generating Co | 862 | Grand Tower | IL | Jackson | 4 | CA | OP | 113.6 | 105 | 105 |  | 4 | 1958 | NG BIT: NG; N Y: N; N Y: Y |  | S |  | N | IPP Non-CHP | 2 |  | N | N | [17 empty] | N
520 | Ameren Energy Generating Co | 6017 | Newton | IL | Jasper | 1 | ST | OP | 617.4 | 598 | 610 |  | 11 | 1977 | SUB | BIT | DFO |  |  |  | N | Y |  | S |  | N | IPP Non-CHP | 2 |  | N | N | [12 empty] | N |  |  |  |  | N | Y |  | Y |  |  |  | DFO
520 | Ameren Energy Generating Co | 6017 | Newton | IL | Jasper | 2 | ST | OP | 617.4 | 599 | 604 |  | 12 | 1982 | SUB | BIT | DFO |  |  |  | N | Y |  | S |  | N | IPP Non-CHP | 2 |  | N | N | [17 empty] | N | Y |  | Y |  |  |  | DFO
520 | Ameren Energy Generating Co | 55201 | Gibson City | IL | Ford | 1 | GT | OP | 135 | 114 | 116 |  | 6 | 2000 | NG BIT: NG; NG WO: DFO; N Y: Y; N Y: Y |  | S |  | N | IPP Non-CHP | 2 |  | N | N | [17 empty] | N
520 | Ameren Energy Generating Co | 55201 | Gibson City | IL | Ford | 2 | GT | OP | 135 | 114 | 116 |  | 7 | 2000 | NG BIT: NG; NG WO: DFO; N Y: Y; N Y: Y |  | S |  | N | IPP Non-CHP | 2 |  | N | N | [17 empty] | N
520 | Ameren Energy Generating Co | 55438 | Elgin Energy Center | IL | Kane | CT01 | GT | OP | 135 | 115 | 114 |  | 9 | 2002 | NG BIT: NG; N Y: N; N Y: Y |  | S |  | N | IPP Non-CHP | 2 |  | N | N
520 | Ameren Energy Generating Co | 55438 | Elgin Energy Center | IL | Kane | CT02 | GT | OP | 135 | 115 | 114 |  | 10 | 2002 | NG BIT: NG; N Y: N; N Y: Y |  | S |  | N | IPP Non-CHP | 2 |  | N | N
520 | Ameren Energy Generating Co | 55438 | Elgin Energy Center | IL | Kane | CT03 | GT | OP | 135 | 115 | 114 |  | 10 | 2002 | NG BIT: NG; N Y: N; N Y: Y |  | S |  | N | IPP Non-CHP | 2 |  | N | N
520 | Ameren Energy Generating Co | 55438 | Elgin Energy Center | IL | Kane | CT04 | GT | OP | 135 | 115 | 114 |  | 11 | 2002 | NG BIT: NG; N Y: N; N Y: Y |  | S |  | N | IPP Non-CHP | 2 |  | N | N
528 | Covanta Southeastern Connecticut Company | 10646 | Covanta Southeastern Connecticut Company | CT | New London | GEN1 | ST | OP | 16.9 | 12 | 10 |  | 12 | 1991 | NG BIT: MSW; NG WO: DFO; N Y: N; N Y: Y |  | S |  | N | IPP Non-CHP | 2 |  | N | N | [17 empty] | N | [6 empty] | DFO
542 | Covanta Essex Company | 10643 | Covanta Essex Company | NJ | Essex | GEN1 | ST | OP | 34.9 | 30 | 30 |  | 11 | 1990 | NG BIT: MSW; NG WO: DFO; N Y: N; N Y: Y |  | S |  | N | IPP Non-CHP | 2 |  | N | N | [17 empty] | N | [6 empty] | DFO
542 | Covanta Essex Company | 10643 | Covanta Essex Company | NJ | Essex | GEN2 | ST | OP | 34.9 | 30 | 30 |  | 11 | 1990 | NG BIT: MSW; NG WO: DFO; N Y: N; N Y: Y |  | S |  | N | IPP Non-CHP | 2 |  | N | N | [17 empty] | N | [6 empty] | DFO
547 | American Sugar Refining Inc. | 54512 | Domino Sugar Arabi Plant | LA | SAINT BERNARD | TG1 | ST | OP | 5 | 3.6 | 2.8 |  | 1 | 1949 | [9 empty] | S |  | Y | Industrial CHP | 7 | T | N | N | [17 empty] | N | [6 empty] | NG | bar: NG BIT; N Y to N Y
547 | American Sugar Refining Inc. | 54512 | Domino Sugar Arabi Plant | LA | SAINT BERNARD | TG2 | ST | OP | 5 | 2.3 | 2.3 |  | 6 | 2003 | [9 empty] | S |  | Y | Industrial CHP | 7 | T | N | N | [17 empty] | N | [6 empty] | NG | bar: NG BIT; N Y to N Y
547 | American Sugar Refining Inc. | 54512 | Domino Sugar Arabi Plant | LA | SAINT BERNARD | TG3 | ST | OP | 4 | 1.6 | 1.4 |  | 1 | 1949 | [9 empty] | S |  | Y | Industrial CHP | 7 | T | N | N | [17 empty] | N | [6 empty] | NG | bar: NG BIT; N Y to N Y
554 | City of Ames - (IA) | 1122 | Ames Electric Services Power Plant | IA | Story | 7 | ST | OP | 37.5 | 32.6 | 32.6 |  | 5 | 1968 | NG BIT: SUB; NG WO: OBS; N Y: Y; N Y: Y |  | S |  | N | Electric Utility | 1 |  | N | N | [17 empty] | N | Y |  | Y |  |  |  | DFO
554 | City of Ames - (IA) | 1122 | Ames Electric Services Power Plant | IA | Story | 8 | ST | OP | 71.3 | 62.6 | 62.6 |  | 6 | 1982 | NG BIT: SUB; NG WO: OBS; N Y: Y; N Y: Y |  | S |  | N | Electric Utility | 1 |  | N | N | [17 empty] | N | Y |  | Y |  |  |  | DFO
554 | City of Ames - (IA) | 6463 | Ames GT | IA | Story | GT1 | GT | OP | 21.3 | 14.5 | 15 |  | 5 | 1972 | NG BIT: DFO; N Y: N; N Y: Y |  | S |  | N | Electric Utility | 1 |  | N | N | [17 empty] | N
554 | City of Ames - (IA) | 6463 | Ames GT | IA | Story | GT2 | GT | OP | 57.4 | 23 |  |  | 9 | 2005 | NG BIT: DFO; N Y: N; N Y: Y |  | S |  | N | Electric Utility | 1 |  | N | Y | 0 | 30 | 11 | 2014 | [13 empty] | N
563 | American Bituminous Power LP | 10151 | Grant Town Power Plant | WV | Marion | GEN1 | ST | OP | 95.7 | 80 | 80 |  | 7 | 1992 | WC | NG | BIT | TDF | PC |  | N | Y |  | S |  | N | IPP Non-CHP | 2 |  | N | N | [17 empty] | N |  | Y |  |  |  |  | NG
570 | Covanta Delaware Valley LP | 10746 | Covanta Delaware Valley | PA | Delaware | GEN1 | ST | OP | 90 | 80 | 80 |  | 4 | 1991 | NG BIT: MSW; NG WO: NG; N Y: N; N Y: Y |  | S |  | N | IPP Non-CHP | 2 |  | N | N | [17 empty] | N | [6 empty] | MSW
590 | City of Anaheim - (CA) | 7693 | Anaheim GT | CA | Orange | 1 | GT | OP | 49.2 | 44.5 | 46.5 |  | 5 | 1991 | NG BIT: NG; N Y: N; N Y: Y |  | S |  | N | Electric Utility | 1 |  | N | N
590 | City of Anaheim - (CA) | 57027 | Canyon Power Plant | CA | Orange | CPP1 | GT | OP | 50 | 49.4 | 49.4 |  | 9 | 2011 | NG BIT: NG; N Y: N; N Y: Y |  | W |  | N | Electric Utility | 1 | [20 empty] | N
590 | City of Anaheim - (CA) | 57027 | Canyon Power Plant | CA | Orange | CPP2 | GT | OP | 50 | 48 | 48 |  | 9 | 2011 | NG BIT: NG; N Y: N; N Y: Y |  | W |  | N | Electric Utility | 1 | [20 empty] | N
590 | City of Anaheim - (CA) | 57027 | Canyon Power Plant | CA | Orange | CPP3 | GT | OP | 50 | 48 | 48 |  | 8 | 2011 | NG BIT: NG; N Y: N; N Y: Y |  | W |  | N | Electric Utility | 1 | [20 empty] | N
590 | City of Anaheim - (CA) | 57027 | Canyon Power Plant | CA | Orange | CPP4 | GT | OP | 50 | 49.4 | 49.4 |  | 8 | 2011 | NG BIT: NG; N Y: N; N Y: Y |  | W |  | N | Electric Utility | 1 | [20 empty] | N
599 | Anchorage Municipal Light and Power | 75 | Anchorage 1 | AK | Anchorage | 1 | GT | OP | 12.5 | 14 | 16.2 |  | 11 | 1962 | NG BIT: NG; NG WO: DFO; N Y: Y; N Y: Y |  | S |  | N | Electric Utility | 1 |  | N | N | [17 empty] | N
599 | Anchorage Municipal Light and Power | 75 | Anchorage 1 | AK | Anchorage | 2 | GT | OP | 12.5 | 14 | 16.2 |  | 3 | 1962 | NG BIT: NG; NG WO: DFO; N Y: Y; N Y: Y |  | S |  | N | Electric Utility | 1 |  | N | N | [17 empty] | N
599 | Anchorage Municipal Light and Power | 75 | Anchorage 1 | AK | Anchorage | 3R | GT | OP | 48.9 | 29.3 | 32.9 |  | 8 | 2007 | NG BIT: NG; N Y: N; N Y: Y |  | S |  | N | Electric Utility | 1 |  |  | N | [17 empty] | N
599 | Anchorage Municipal Light and Power | 75 | Anchorage 1 | AK | Anchorage | 4 | GT | OP | 27 | 31.1 | 33.2 |  | 3 | 1972 | NG BIT: NG; NG WO: DFO; N Y: Y; N Y: Y |  | S |  | N | Electric Utility | 1 |  | N | N | [17 empty] | N
599 | Anchorage Municipal Light and Power | 75 | Anchorage 1 | AK | Anchorage | P1 BS | IC | OP | 2 | 2 | 2 |  | 2 | 2012 | NG BIT: DFO; N Y: N; N Y: Y |  | S |  | N | Electric Utility | 1 |  | N
599 | Anchorage Municipal Light and Power | 77 | Eklutna Hydro Project | AK | Matanuska-Susitna | 1 | HY | OP | 22.2 | 22.2 | 22.2 |  | 1 | 1955 | NG BIT: WAT; N Y: N; N Y: Y | N | J |  | N | Electric Utility | 1 |  | N | N | [17 empty] | N
599 | Anchorage Municipal Light and Power | 77 | Eklutna Hydro Project | AK | Matanuska-Susitna | 2 | HY | OP | 22.2 | 22.2 | 22.2 |  | 4 | 1955 | NG BIT: WAT; N Y: N; N Y: Y | N | J |  | N | Electric Utility | 1 |  | N | N | [17 empty] | N
599 | Anchorage Municipal Light and Power | 6559 | George M Sullivan Generation Plant 2 | AK | Anchorage | 5 | CT | OP | 38.1 | 33.8 | 37.4 |  | 1 | 1975 | NG BIT: NG; NG WO: DFO; N Y: Y; N Y: Y | Y | S |  | N | Electric Utility | 1 |  | N | N | [17 empty] | N
599 | Anchorage Municipal Light and Power | 6559 | George M Sullivan Generation Plant 2 | AK | Anchorage | 6 | CA | OP | 33 | 34 | 37.5 |  | 3 | 1979 | NG BIT: NG; N Y: N; N Y: Y | Y | S |  | N | Electric Utility | 1 |  | N | N | [17 empty] | N
599 | Anchorage Municipal Light and Power | 6559 | George M Sullivan Generation Plant 2 | AK | Anchorage | 7 | CT | OP | 102.6 | 74.4 | 81.8 |  | 6 | 1979 | NG BIT: NG; NG WO: DFO; N Y: Y; N Y: Y | Y | S |  | N | Electric Utility | 1 |  | N | N | [17 empty] | N
599 | Anchorage Municipal Light and Power | 6559 | George M Sullivan Generation Plant 2 | AK | Anchorage | GT8 | GT | OP | 92.6 | 77.7 | 86.5 |  | 12 | 1984 | NG BIT: NG; N Y: N; N Y: Y |  | S |  | N | Electric Utility | 1 |  | N | N | [17 empty] | N
623 | Anheuser-Busch Inc | 10430 | Anheuser-Busch St Louis | MO | SAINT LOUIS CITY | GEN1 | ST | OP | 11 | 11 | 11 |  | 1 | 1947 | BIT | NG | OBG | WDS |  |  | Y | Y |  | S |  | Y | Industrial CHP | 7 | B | N | N | [17 empty] | N | Y | [5 empty] | OBG
623 | Anheuser-Busch Inc | 10430 | Anheuser-Busch St Louis | MO | SAINT LOUIS CITY | GEN3 | ST | OP | 11 | 11 | 11 |  | 1 | 1948 | BIT | NG | OBG | WDS |  |  | Y | Y |  | S |  | Y | Industrial CHP | 7 | T | N | N | [17 empty] | N | Y | [5 empty] | OBG
623 | Anheuser-Busch Inc | 10430 | Anheuser-Busch St Louis | MO | SAINT LOUIS CITY | GEN4 | ST | OP | 4.1 | 4.1 | 4.1 |  | 1 | 1939 | BIT | NG | OBG | WDS |  |  | Y | Y |  | S |  | Y | Industrial CHP | 7 | T | N | N | [17 empty] | N | Y | [5 empty] | OBG
623 | Anheuser-Busch Inc | 10431 | Anheuser-Busch Jacksonville | FL | DUVAL | GEN1 | GT | OP | 8.6 | 8.6 | 8.6 |  | 11 | 1987 | NG BIT: NG; N Y: N; N Y: Y |  | S |  | Y | Industrial CHP | 7 | T | N | N | [17 empty] | N
641 | ANP Bellingham Energy Company LLC | 55211 | ANP Bellingham Energy Project | MA | Norfolk | U1 | CS | OP | 289 | 249.2 | 279.4 |  | 11 | 2002 | NG BIT: NG; N Y: N; N Y: Y | Y | S |  | N | IPP Non-CHP | 2 |  | N | N | [12 empty] | N |  |  |  |  | N
641 | ANP Bellingham Energy Company LLC | 55211 | ANP Bellingham Energy Project | MA | Norfolk | U2 | CS | OP | 289 | 246.2 | 276.4 |  | 12 | 2002 | NG BIT: NG; N Y: N; N Y: Y | Y | S |  | N | IPP Non-CHP | 2 |  | N | N | [12 empty] | N |  |  |  |  | N
656 | ANP Blackstone Energy Company LLC | 55212 | ANP Blackstone Energy Project | MA | Worcester | U1 | CS | OP | 289 | 227.7 | 254.2 |  | 6 | 2001 | NG BIT: NG; N Y: N; N Y: Y |  | S |  | N | IPP Non-CHP | 2 |  | N | N | [12 empty] | N |  |  |  |  | N
656 | ANP Blackstone Energy Company LLC | 55212 | ANP Blackstone Energy Project | MA | Worcester | U2 | CS | OP | 289 | 228.6 | 253.4 |  | 7 | 2001 | NG BIT: NG; N Y: N; N Y: Y |  | S |  | N | IPP Non-CHP | 2 |  | N | N | [12 empty] | N |  |  |  |  | N
682 | City of Anita - (IA) | 1123 | Anita | IA | Cass | 2 | IC | OP | 0.2 | 0.1 | 0.2 |  | 10 | 1939 | NG BIT: DFO; N Y: N; N Y: Y | Y | S |  | N | Electric Utility | 1 |  | N | N | [17 empty] | N
682 | City of Anita - (IA) | 1123 | Anita | IA | Cass | 3 | IC | OP | 0.3 | 0.2 | 0.3 |  | 3 | 1951 | NG BIT: DFO; N Y: N; N Y: Y | Y | S |  | N | Electric Utility | 1 |  | N | N | [17 empty] | N
682 | City of Anita - (IA) | 1123 | Anita | IA | Cass | 4 | IC | OP | 0.2 | 0.2 | 0.2 |  | 4 | 2000 | NG BIT: DFO; N Y: N; N Y: Y | Y | S |  | N | Electric Utility | 1 |  | N | N
682 | City of Anita - (IA) | 1123 | Anita | IA | Cass | 5 | IC | OP | 0.2 | 0.2 | 0.2 |  | 4 | 2000 | NG BIT: DFO; N Y: N; N Y: Y | Y | S |  | N | Electric Utility | 1 |  | N | N
682 | City of Anita - (IA) | 1123 | Anita | IA | Cass | 6 | IC | OP | 2 | 2 | 2 |  | 4 | 2003 | NG BIT: DFO; N Y: N; N Y: Y | Y | S |  | N | Electric Utility | 1 |  | N | N
695 | City of Ansley - (NE) | 2214 | Ansley | NE | Custer | 2 | IC | OP | 0.9 | 0.8 | 0.8 |  | 10 | 1976 | NG BIT: NG; NG WO: DFO; N Y: Y; N Y: Y | Y | S |  | N | Electric Utility | 1 |  | N | N | [17 empty] | N
695 | City of Ansley - (NE) | 2214 | Ansley | NE | Custer | 3 | IC | OP | 0.6 | 0.5 | 0.5 |  | 6 | 1969 | NG BIT: DFO; N Y: N; N Y: Y | Y | S |  | N | Electric Utility | 1 |  | N | N | [17 empty] | N
701 | City of Anthony - (KS) | 1258 | Anthony | KS | Harper | IC1 | IC | OP | 4.1 | 4.1 | 4.1 |  | 8 | 1972 | NG BIT: NG; NG WO: DFO; N Y: Y; N Y: N |  | S |  | N | Electric Utility | 1 |  | N | N | [17 empty] | N
701 | City of Anthony - (KS) | 1258 | Anthony | KS | Harper | IC2 | IC | OP | 3 | 3 | 3 |  | 6 | 1976 | NG BIT: NG; NG WO: DFO; N Y: Y; N Y: N |  | S |  | N | Electric Utility | 1 |  | N | N | [17 empty] | N
701 | City of Anthony - (KS) | 1258 | Anthony | KS | Harper | IC3 | IC | OP | 4 | 4 | 4 |  | 7 | 1981 | NG BIT: NG; NG WO: DFO; N Y: Y; N Y: N |  | S |  | N | Electric Utility | 1 |  | N | N | [17 empty] | N
733 | Appalachian Power Co | 3772 | Buck | VA | Carroll | 1 | HY | OP | 2.8 | 3 | 5.3 | B151 | 1 | 1912 | NG BIT: WAT; N Y: N; N Y: Y |  | S | 0 | N | Electric Utility | 1 |  | N | N
733 | Appalachian Power Co | 3772 | Buck | VA | Carroll | 2 | HY | OP | 2.8 | 3 | 5.3 | B151 | 1 | 1912 | NG BIT: WAT; N Y: N; N Y: Y |  | S | 0 | N | Electric Utility | 1 |  | N | N
733 | Appalachian Power Co | 3772 | Buck | VA | Carroll | 3 | HY | OP | 2.8 | 3 | 5.3 | B151 | 1 | 1912 | NG BIT: WAT; N Y: N; N Y: Y |  | S | 0 | N | Electric Utility | 1 |  | N | N
733 | Appalachian Power Co | 3773 | Byllesby 2 | VA | Carroll | 1 | HY | OP | 5.4 | 7.9 | 4.4 | G881 | 1 | 1912 | NG BIT: WAT; N Y: N; N Y: Y |  | S | 0 | N | Electric Utility | 1 |  | N | N
733 | Appalachian Power Co | 3773 | Byllesby 2 | VA | Carroll | 2 | HY | OP | 5.4 | 7.9 | 4.4 | G881 | 1 | 1912 | NG BIT: WAT; N Y: N; N Y: Y |  | S | 0 | N | Electric Utility | 1 |  | N | N
733 | Appalachian Power Co | 3773 | Byllesby 2 | VA | Carroll | 3 | HY | OP | 5.4 | 7.9 | 4.4 | G881 | 1 | 1912 | NG BIT: WAT; N Y: N; N Y: Y |  | S | 0 | N | Electric Utility | 1 |  | N | N
733 | Appalachian Power Co | 3773 | Byllesby 2 | VA | Carroll | 4 | HY | OP | 5.4 | 7.9 | 4.4 | G881 | 1 | 1912 | NG BIT: WAT; N Y: N; N Y: Y |  | S | 0 | N | Electric Utility | 1 |  | N | N
733 | Appalachian Power Co | 3774 | Claytor | VA | Pulaski | 1 | HY | OP | 18.7 | 14.7 | 28.2 | G882 | 8 | 1939 | NG BIT: WAT; N Y: N; N Y: Y |  | S | 0 | N | Electric Utility | 1 |  | N | N
733 | Appalachian Power Co | 3774 | Claytor | VA | Pulaski | 2 | HY | OP | 18.7 | 14.7 | 28.2 | G882 | 8 | 1939 | NG BIT: WAT; N Y: N; N Y: Y |  | S | 0 | N | Electric Utility | 1 |  | N | N
733 | Appalachian Power Co | 3774 | Claytor | VA | Pulaski | 3 | HY | OP | 18.7 | 14.7 | 28.2 | G882 | 8 | 1939 | NG BIT: WAT; N Y: N; N Y: Y |  | S | 0 | N | Electric Utility | 1 |  | N | N
733 | Appalachian Power Co | 3774 | Claytor | VA | Pulaski | 4 | HY | OP | 18.7 | 14.7 | 28.2 | G882 | 8 | 1939 | NG BIT: WAT; N Y: N; N Y: Y |  | S | 0 | N | Electric Utility | 1 |  | N | N
733 | Appalachian Power Co | 3775 | Clinch River | VA | Russell | 1 | ST | OP | 237.5 | 230 | 235 |  | 9 | 1958 | NG BIT: BIT; N Y: N; N Y: Y |  | S |  | N | Electric Utility | 1 |  | N | N | [17 empty] | N | Y |  | Y |  |  |  | DFO
733 | Appalachian Power Co | 3775 | Clinch River | VA | Russell | 2 | ST | OP | 237.5 | 230 | 235 |  | 12 | 1958 | NG BIT: BIT; N Y: N; N Y: Y |  | S |  | N | Electric Utility | 1 |  | N | N | [17 empty] | N | Y |  | Y |  |  |  | DFO
733 | Appalachian Power Co | 3775 | Clinch River | VA | Russell | 3 | ST | OP | 237.5 | 230 | 235 |  | 12 | 1961 | NG BIT: BIT; N Y: N; N Y: Y |  | S |  | N | Electric Utility | 1 |  | N | Y | [15 empty] | 6 | 2015 | N | Y |  | Y |  |  |  | DFO
733 | Appalachian Power Co | 3776 | Glen Lyn | VA | Giles | 5 | ST | OP | 100 | 90 | 95 |  | 6 | 1944 | NG BIT: BIT; N Y: N; N Y: Y |  | S |  | N | Electric Utility | 1 |  | N | Y | [15 empty] | 6 | 2015 | N | Y |  | Y |  |  |  | DFO
733 | Appalachian Power Co | 3776 | Glen Lyn | VA | Giles | 6 | ST | OP | 237.5 | 235 | 240 |  | 5 | 1957 | NG BIT: BIT; N Y: N; N Y: Y |  | S |  | N | Electric Utility | 1 |  | N | Y | [15 empty] | 6 | 2015 | N | Y |  | Y |  |  |  | DFO
733 | Appalachian Power Co | 3777 | Leesville | VA | Pittsylvania | 1 | HY | OP | 20 | 25 | 25 | G883 | 2 | 1964 | NG BIT: WAT; N Y: N; N Y: Y |  | S | 0 | N | Electric Utility | 1 |  | N | N
733 | Appalachian Power Co | 3777 | Leesville | VA | Pittsylvania | 2 | HY | OP | 20 | 25 | 25 | G883 | 3 | 1964 | NG BIT: WAT; N Y: N; N Y: Y |  | S | 0 | N | Electric Utility | 1 |  | N | N
733 | Appalachian Power Co | 3778 | Niagara | VA | Roanoke | 1 | HY | OP | 2.4 | 0.6 | 1.4 | B152 | 6 | 1954 | NG BIT: WAT; N Y: N; N Y: Y |  | S | 0 | N | Electric Utility | 1 |  | N | N
733 | Appalachian Power Co | 3778 | Niagara | VA | Roanoke | 2 | HY | OP | 1.2 | 1.2 | 1.2 | B152 | 6 | 1954 | NG BIT: WAT; N Y: N; N Y: Y |  | S | 0 | N | Electric Utility | 1 |  | N | N
733 | Appalachian Power Co | 3779 | Reusens | VA | Campbell | 1 | HY | OP | 12.5 | 2.6 | 6 | C023 | 1 | 1903 | NG BIT: WAT; N Y: N; N Y: Y |  | S | 0 | N | Electric Utility | 1 |  | N | N
733 | Appalachian Power Co | 3779 | Reusens | VA | Campbell | 2 | HY | OP | 2.5 | 2.5 | 2.5 | C023 | 1 | 1903 | NG BIT: WAT; N Y: N; N Y: Y |  | S | 0 | N | Electric Utility | 1 |  | N | N
733 | Appalachian Power Co | 3779 | Reusens | VA | Campbell | 3 | HY | OP | 2.5 | 2.5 | 2.5 | C023 | 1 | 1903 | NG BIT: WAT; N Y: N; N Y: Y |  | S | 0 | N | Electric Utility | 1 |  | N | N
733 | Appalachian Power Co | 3779 | Reusens | VA | Campbell | 4 | HY | OP | 2.5 | 2.5 | 2.5 | C023 | 1 | 1903 | NG BIT: WAT; N Y: N; N Y: Y |  | S | 0 | N | Electric Utility | 1 |  | N | N
733 | Appalachian Power Co | 3779 | Reusens | VA | Campbell | 5 | HY | OP | 2.5 | 2.5 | 2.5 | C023 | 1 | 1903 | NG BIT: WAT; N Y: N; N Y: Y |  | S | 0 | N | Electric Utility | 1 |  | N | N
733 | Appalachian Power Co | 3780 | Smith Mountain | VA | Franklin | 1 | PS | OP | 66 | 66 | 66 |  | 12 | 1965 | NG BIT: WAT; N Y: N; N Y: Y |  | S | 0 | N | Electric Utility | 1 |  | N | N | [17 empty] | N
733 | Appalachian Power Co | 3780 | Smith Mountain | VA | Franklin | 2 | HY | OP | 150.1 | 174 | 174 |  | 12 | 1965 | NG BIT: WAT; N Y: N; N Y: Y |  | S | 0 | N | Electric Utility | 1 |  | N | N | [17 empty] | N
733 | Appalachian Power Co | 3780 | Smith Mountain | VA | Franklin | 3 | PS | OP | 115.3 | 106 | 106 |  | 6 | 1980 | NG BIT: WAT; N Y: N; N Y: Y |  | S | 0 | N | Electric Utility | 1 |  | N | N | [17 empty] | N
733 | Appalachian Power Co | 3780 | Smith Mountain | VA | Franklin | 4 | HY | OP | 150.1 | 174 | 174 |  | 2 | 1966 | NG BIT: WAT; N Y: N; N Y: Y |  | S | 0 | N | Electric Utility | 1 |  | N | N | [17 empty] | N
733 | Appalachian Power Co | 3780 | Smith Mountain | VA | Franklin | 5 | PS | OP | 66 | 66 | 66 |  | 2 | 1966 | NG BIT: WAT; N Y: N; N Y: Y |  | S | 0 | N | Electric Utility | 1 |  | N | N | [17 empty] | N
733 | Appalachian Power Co | 3935 | John E Amos | WV | Putnam | 1 | ST | OP | 816.3 | 800 | 800 |  | 9 | 1971 | NG BIT: BIT; N Y: N; N Y: Y |  | S |  | N | Electric Utility | 1 |  | N | N | [17 empty] | N | Y |  |  | Y |  |  | DFO
733 | Appalachian Power Co | 3935 | John E Amos | WV | Putnam | 2 | ST | OP | 816.3 | 800 | 800 |  | 6 | 1972 | NG BIT: BIT; N Y: N; N Y: Y |  | S |  | N | Electric Utility | 1 |  | N | N | [17 empty] | N | Y |  |  | Y |  |  | DFO
733 | Appalachian Power Co | 3935 | John E Amos | WV | Putnam | 3 | ST | OP | 1300 | 1300 | 1299 |  | 10 | 1973 | NG BIT: BIT; N Y: N; N Y: Y |  | J |  | N | Electric Utility | 1 |  | N | N | [17 empty] | N | Y |  |  | Y |  |  | DFO
733 | Appalachian Power Co | 3936 | Kanawha River | WV | Kanawha | 1 | ST | OP | 219.6 | 200 | 200 |  | 7 | 1953 | NG BIT: BIT; N Y: N; N Y: Y |  | S |  | N | Electric Utility | 1 |  | N | Y | [15 empty] | 12 | 2014 | N | Y |  | Y |  |  |  | DFO
733 | Appalachian Power Co | 3936 | Kanawha River | WV | Kanawha | 2 | ST | OP | 219.6 | 200 | 200 |  | 12 | 1953 | NG BIT: BIT; N Y: N; N Y: Y |  | S |  | N | Electric Utility | 1 |  | N | Y | [15 empty] | 12 | 2014 | N | Y |  | Y |  |  |  | DFO
733 | Appalachian Power Co | 3938 | Philip Sporn | WV | Mason | 1 | ST | OP | 152.5 | 145 | 150 |  | 1 | 1950 | NG BIT: BIT; N Y: N; N Y: Y |  | S |  | N | Electric Utility | 1 |  | N | N | [15 empty] | 6 | 2015 | N | Y |  | Y |  |  |  | DFO
733 | Appalachian Power Co | 3938 | Philip Sporn | WV | Mason | 2 | ST | OP | 152.5 | 145 | 150 |  | 7 | 1950 | NG BIT: BIT; N Y: N; N Y: Y |  | W |  | N | Electric Utility | 1 |  | N | Y | [15 empty] | 12 | 2014 | N | Y |  | Y |  |  |  | DFO
733 | Appalachian Power Co | 3938 | Philip Sporn | WV | Mason | 3 | ST | OP | 152.5 | 145 | 150 |  | 8 | 1951 | NG BIT: BIT; N Y: N; N Y: Y |  | S |  | N | Electric Utility | 1 |  | N | N | [15 empty] | 6 | 2015 | N | Y |  | Y |  |  |  | DFO
733 | Appalachian Power Co | 3938 | Philip Sporn | WV | Mason | 4 | ST | OP | 152.5 | 145 | 150 |  | 2 | 1952 | NG BIT: BIT; N Y: N; N Y: Y |  | W |  | N | Electric Utility | 1 |  | N | Y | [15 empty] | 12 | 2014 | N | Y |  | Y |  |  |  | DFO
733 | Appalachian Power Co | 6264 | Mountaineer | WV | Mason | 1 | ST | OP | 1300 | 1299 | 1299 |  | 9 | 1980 | NG BIT: BIT; N Y: N; N Y: Y |  | S |  | N | Electric Utility | 1 |  | N | N | [17 empty] | N | Y |  |  | Y |  |  | DFO
733 | Appalachian Power Co | 6560 | London | WV | Kanawha | 1 | HY | OP | 4.4 | 6.9 | 11.5 | B154 | 12 | 1935 | NG BIT: WAT; N Y: N; N Y: Y |  | S | 0 | N | Electric Utility | 1 |  | N | N
733 | Appalachian Power Co | 6560 | London | WV | Kanawha | 2 | HY | OP | 4.8 |  |  | B154 | 12 | 1935 | NG BIT: WAT; N Y: N; N Y: Y |  | S | 0 | N | Electric Utility | 1 |  | N | N
733 | Appalachian Power Co | 6560 | London | WV | Kanawha | 3 | HY | OP | 4.8 |  |  | B154 | 12 | 1935 | NG BIT: WAT; N Y: N; N Y: Y |  | S | 0 | N | Electric Utility | 1 |  | N | N
733 | Appalachian Power Co | 6561 | Marmet | WV | Kanawha | 1 | HY | OP | 4.8 | 5.6 | 11.3 | B153 | 12 | 1935 | NG BIT: WAT; N Y: N; N Y: Y |  | S | 0 | N | Electric Utility | 1 |  | N | N
733 | Appalachian Power Co | 6561 | Marmet | WV | Kanawha | 2 | HY | OP | 4.8 | 5.6 | 11.3 | B153 | 12 | 1935 | NG BIT: WAT; N Y: N; N Y: Y |  | S | 0 | N | Electric Utility | 1 |  | N | N
733 | Appalachian Power Co | 6561 | Marmet | WV | Kanawha | 3 | HY | OP | 4.8 | 5.6 | 11.3 | B153 | 12 | 1935 | NG BIT: WAT; N Y: N; N Y: Y |  | S | 0 | N | Electric Utility | 1 |  | N | N
733 | Appalachian Power Co | 6562 | Winfield | WV | Putnam | 1 | HY | OP | 14.7 | 8.9 | 14.5 | C795 | 1 | 1938 | NG BIT: WAT; N Y: N; N Y: Y |  | S | 0 | N | Electric Utility | 1 |  | N | N
733 | Appalachian Power Co | 6562 | Winfield | WV | Putnam | 2 | HY | OP | 4.9 | 4.9 | 4.9 | C795 | 1 | 1938 | NG BIT: WAT; N Y: N; N Y: Y |  | S | 0 | N | Electric Utility | 1 |  | N | N
733 | Appalachian Power Co | 6562 | Winfield | WV | Putnam | 3 | HY | OP | 4.9 | 4.9 | 4.9 | C795 | 1 | 1938 | NG BIT: WAT; N Y: N; N Y: Y |  | S | 0 | N | Electric Utility | 1 |  | N | N
733 | Appalachian Power Co | 55276 | Ceredo Generating Station | WV | Wayne | 01 | GT | OP | 86.5 | 75 | 86 |  | 6 | 2001 | NG BIT: NG; N Y: N; N Y: Y |  | S |  | N | Electric Utility | 1 |  | N | N | [17 empty] | N
733 | Appalachian Power Co | 55276 | Ceredo Generating Station | WV | Wayne | 02 | GT | OP | 86.5 | 75 | 86 |  | 6 | 2001 | NG BIT: NG; N Y: N; N Y: Y |  | S |  | N | Electric Utility | 1 |  | N | N | [17 empty] | N
733 | Appalachian Power Co | 55276 | Ceredo Generating Station | WV | Wayne | 03 | GT | OP | 86.5 | 75 | 86 |  | 6 | 2001 | NG BIT: NG; N Y: N; N Y: Y |  | S |  | N | Electric Utility | 1 |  | N | N | [17 empty] | N
733 | Appalachian Power Co | 55276 | Ceredo Generating Station | WV | Wayne | 04 | GT | OP | 86.5 | 75 | 88.6 |  | 6 | 2001 | NG BIT: NG; N Y: N; N Y: Y |  | S |  | N | Electric Utility | 1 |  | N | N | [17 empty] | N
733 | Appalachian Power Co | 55276 | Ceredo Generating Station | WV | Wayne | 05 | GT | OP | 86.5 | 75 | 86 |  | 6 | 2001 | NG BIT: NG; N Y: N; N Y: Y |  | S |  | N | Electric Utility | 1 |  | N | N | [17 empty] | N
733 | Appalachian Power Co | 55276 | Ceredo Generating Station | WV | Wayne | 06 | GT | OP | 86.5 | 75 | 86 |  | 6 | 2001 | NG BIT: NG; N Y: N; N Y: Y |  | S |  | N | Electric Utility | 1 |  | N | N | [17 empty] | N
733 | Appalachian Power Co | 55350 | Dresden Energy Facility | OH | Muskingum | 1 | CT | OP | 198.9 | 158.3 | 183.3 |  | 2 | 2012 | NG BIT: NG; NG WO: DFO; N Y: Y; N Y: N |  | S |  | N | Electric Utility | 1 | [20 empty] | N
733 | Appalachian Power Co | 55350 | Dresden Energy Facility | OH | Muskingum | 2 | CT | OP | 198.9 | 158.3 | 183.3 |  | 2 | 2012 | NG BIT: NG; NG WO: DFO; N Y: Y; N Y: N |  | S |  | N | Electric Utility | 1 | [20 empty] | N
733 | Appalachian Power Co | 55350 | Dresden Energy Facility | OH | Muskingum | 3 | CA | OP | 280.5 | 223.4 | 258.4 |  | 2 | 2012 | NG BIT: NG; NG WO: DFO; N Y: N; N Y: N |  | S |  | N | Electric Utility | 1 |  | Y | [18 empty] | N
745 | Applied Energy Inc | 10810 | NTC/MCRD Energy Facility | CA | SAN DIEGO | GEN1 | CT | OP | 23 | 21.6 | 22 |  | 5 | 1989 | NG BIT: NG; N Y: N; N Y: Y |  | S |  | Y | IPP CHP | 3 | T |  | N | [17 empty] | N
745 | Applied Energy Inc | 10810 | NTC/MCRD Energy Facility | CA | SAN DIEGO | GEN2 | CA | OP | 2.6 | 2.2 | 2.4 |  | 5 | 1989 | [9 empty] | S |  | Y | IPP CHP | 3 | B | Y | N | [17 empty] | N | bar: NG BIT; N Y to N Y
745 | Applied Energy Inc | 10811 | Naval Station Energy Facility | CA | San Diego | GEN1 | CT | OP | 38.3 | 36.7 | 37.5 |  | 7 | 1989 | NG BIT: NG; N Y: N; N Y: Y |  | S |  | Y | IPP CHP | 3 | T | N | N | [17 empty] | N
745 | Applied Energy Inc | 10811 | Naval Station Energy Facility | CA | San Diego | GEN2 | CA | OP | 11.6 | 9.8 | 10 |  | 7 | 1989 | NG BIT: NG; N Y: N; N Y: Y |  | S |  | Y | IPP CHP | 3 | T | Y | N | [17 empty] | N
745 | Applied Energy Inc | 10811 | Naval Station Energy Facility | CA | San Diego | GEN3 | CA | OP | 5.2 | 4.8 | 4.8 |  | 7 | 2005 | [9 empty] | W |  | Y | IPP CHP | 3 | B | Y | N | [17 empty] | N | bar: NG BIT; N Y to N Y
745 | Applied Energy Inc | 10812 | North Island Energy Facility | CA | San Diego | GEN1 | CT | OP | 36.3 | 38 | 38 |  | 6 | 1989 | NG BIT: NG; N Y: N; N Y: Y |  | S |  | Y | IPP CHP | 3 | T |  | N | [17 empty] | N
745 | Applied Energy Inc | 10812 | North Island Energy Facility | CA | San Diego | GEN2 | CA | OP | 4 | 3.5 | 3.8 |  | 6 | 1989 | [9 empty] | S |  | Y | IPP CHP | 3 | B | Y | N | [17 empty] | N | bar: NG BIT; N Y to N Y
756 | Appomattox River Associates LP | 10155 | Brasfield | VA | Chesterfield | 1 | HY | OP | 2.9 | 2.9 | 2.9 |  | 9 | 1993 | NG BIT: WAT; N Y: N; N Y: Y |  | S | 0 | N | IPP Non-CHP | 2 |  | N | N | [17 empty] | N
765 | City of Arcadia - (WI) | 4100 | Arcadia Electric | WI | Trempealeau | 1 | IC | OP | 1.3 | 1.3 | 1.3 |  | 1 | 1956 | NG BIT: DFO; N Y: N; N Y: Y | Y | S |  | N | Electric Utility | 1 |  | N | N | [17 empty] | N
765 | City of Arcadia - (WI) | 4100 | Arcadia Electric | WI | Trempealeau | 10 | IC | OP | 2 | 2 | 2 |  | 5 | 2007 | NG BIT: DFO; N Y: N; N Y: Y | Y | S |  | N | Electric Utility | 1 |  | N | N | [17 empty] | N
765 | City of Arcadia - (WI) | 4100 | Arcadia Electric | WI | Trempealeau | 2 | IC | OP | 1 | 1 | 1 |  | 1 | 1947 | NG BIT: DFO; N Y: N; N Y: Y | Y | S |  | N | Electric Utility | 1 |  | N | N | [17 empty] | N
765 | City of Arcadia - (WI) | 4100 | Arcadia Electric | WI | Trempealeau | 3 | IC | OP | 0.4 | 0.4 | 0.4 |  | 1 | 1940 | NG BIT: DFO; N Y: N; N Y: Y | Y | S |  | N | Electric Utility | 1 |  | N | N | [17 empty] | N
765 | City of Arcadia - (WI) | 4100 | Arcadia Electric | WI | Trempealeau | 4 | IC | OP | 0.2 | 0.2 | 0.2 |  | 1 | 1930 | NG BIT: DFO; N Y: N; N Y: Y | Y | S |  | N | Electric Utility | 1 |  | N | N | [17 empty] | N
765 | City of Arcadia - (WI) | 4100 | Arcadia Electric | WI | Trempealeau | 5 | IC | OP | 3 | 3 | 3 |  | 9 | 1972 | NG BIT: NG; NG WO: DFO; N Y: Y; N Y: Y | Y | S |  | N | Electric Utility | 1 |  | N | N | [17 empty] | N
765 | City of Arcadia - (WI) | 4100 | Arcadia Electric | WI | Trempealeau | 6 | IC | OP | 3 | 3 | 3 |  | 9 | 1987 | NG BIT: NG; NG WO: DFO; N Y: Y; N Y: Y | Y | S |  | N | Electric Utility | 1 |  | N | N | [17 empty] | N
765 | City of Arcadia - (WI) | 4100 | Arcadia Electric | WI | Trempealeau | 7 | IC | OP | 2 | 2 | 2 |  | 5 | 2002 | NG BIT: DFO; N Y: N; N Y: Y | Y | S |  | N | Electric Utility | 1 |  | N | N | [17 empty] | N
765 | City of Arcadia - (WI) | 4100 | Arcadia Electric | WI | Trempealeau | 8 | IC | OP | 2 | 2 | 2 |  | 5 | 2002 | NG BIT: DFO; N Y: N; N Y: Y | Y | S |  | N | Electric Utility | 1 |  | N | N | [17 empty] | N
765 | City of Arcadia - (WI) | 4100 | Arcadia Electric | WI | Trempealeau | 9 | IC | OP | 2 | 2 | 2 |  | 11 | 2002 | NG BIT: DFO; N Y: N; N Y: Y | Y | S |  | N | Electric Utility | 1 |  | N | N | [17 empty] | N
768 | City of Arcanum - (OH) | 2902 | Arcanum | OH | Darke | 1 | IC | OP | 0.7 | 0.8 | 0.8 |  | 9 | 1951 | NG BIT: DFO; N Y: N; N Y: Y |  | S | 0 | N | Electric Utility | 1 |  | N | N | [17 empty] | N
768 | City of Arcanum - (OH) | 2902 | Arcanum | OH | Darke | 2 | IC | OP | 0.5 | 0.6 | 0.6 |  | 10 | 1946 | NG BIT: DFO; N Y: N; N Y: Y |  | S |  | N | Electric Utility | 1 |  | N | N | [17 empty] | N
772 | Archer Daniels Midland Co | 10860 | Archer Daniels Midland Clinton | IA | Clinton | 1A | ST | OP | 75 | 75 | 75 |  | 2 | 2009 | SUB | BIT | WDS | TDF | OBS | PC | Y | N |  | S |  | Y | Industrial CHP | 7 | T |  | N | [17 empty] | N |  | Y
772 | Archer Daniels Midland Co | 10860 | Archer Daniels Midland Clinton | IA | Clinton | 2A | ST | OP | 105 | 105 | 105 |  | 4 | 2009 | SUB | BIT | WDS | TDF | OBS | PC | Y | Y |  | S |  | Y | Industrial CHP | 7 | T |  | N | [17 empty] | N |  | Y
772 | Archer Daniels Midland Co | 10861 | Archer Daniels Midland Des Moines | IA | Polk | GEN1 | ST | OP | 7.9 | 7.9 | 7.9 |  | 5 | 1988 | DFO SUB SUB: SUB; N Y Y: N; Y N Y: N |  | S |  | Y | Industrial CHP | 7 | T | N | N | [17 empty] | N |  | Y |  |  |  |  | NG
772 | Archer Daniels Midland Co | 10862 | Archer Daniels Midland Lincoln | NE | Lancaster | GEN1 | ST | OP | 7.9 | 7.9 | 7.9 |  | 7 | 1988 | DFO SUB SUB: SUB; N Y Y: N; Y N Y: N |  | S |  | Y | Industrial CHP | 7 | T | N | N | [17 empty] | N |  | Y |  |  |  |  | NG
772 | Archer Daniels Midland Co | 10863 | Archer Daniels Midland Mankato | MN | Blue Earth | GEN1 | ST | OP | 6.1 | 6.2 | 6.2 |  | 10 | 1987 | DFO SUB SUB: SUB; N Y Y: N; Y N Y: N |  | S |  | Y | Industrial CHP | 7 | T | N | N | [17 empty] | N |  | Y |  |  |  |  | NG
772 | Archer Daniels Midland Co | 10864 | Archer Daniels Midland Cedar Rapids | IA | Linn | GEN1 | ST | OP | 31 | 31 | 31 |  | 11 | 1988 | SUB | BIT | NG | SLW |  |  | N | Y |  | S |  | Y | Industrial CHP | 7 | T | N | N | [17 empty] | N |  | Y |  |  |  |  | NG
772 | Archer Daniels Midland Co | 10864 | Archer Daniels Midland Cedar Rapids | IA | Linn | GEN2 | ST | OP | 31 | 31 | 31 |  | 11 | 1988 | SUB | BIT | NG | SLW |  |  | N | Y |  | S |  | Y | Industrial CHP | 7 | T | N | N | [17 empty] | N |  | Y |  |  |  |  | NG
772 | Archer Daniels Midland Co | 10864 | Archer Daniels Midland Cedar Rapids | IA | Linn | GEN3 | ST | OP | 31 | 31 | 31 |  | 11 | 1988 | SUB | BIT | NG | SLW |  |  | N | Y |  | S |  | Y | Industrial CHP | 7 | T | N | N | [17 empty] | N |  | Y |  |  |  |  | NG
772 | Archer Daniels Midland Co | 10864 | Archer Daniels Midland Cedar Rapids | IA | Linn | GEN4 | ST | OP | 31 | 31 | 31 |  | 11 | 1988 | SUB | BIT | NG | SLW |  |  | N | Y |  | S |  | Y | Industrial CHP | 7 | T | N | N | [17 empty] | N |  | Y |  |  |  |  | NG
772 | Archer Daniels Midland Co | 10864 | Archer Daniels Midland Cedar Rapids | IA | Linn | GEN5 | ST | OP | 31 | 31 | 31 |  | 2 | 1995 | SUB | BIT | NG | SLW |  |  | N | Y |  | S |  | Y | Industrial CHP | 7 | T | N | N | [17 empty] | N |  | Y |  |  |  |  | NG
772 | Archer Daniels Midland Co | 10864 | Archer Daniels Midland Cedar Rapids | IA | Linn | GEN6 | ST | OP | 101.1 | 105 | 105 |  | 11 | 2000 | SUB | BIT | NG | SLW |  |  | N | Y |  | S |  | Y | Industrial CHP | 7 | T | N | N | [17 empty] | N |  | Y |  |  |  |  | NG
772 | Archer Daniels Midland Co | 10865 | Archer Daniels Midland Decatur | IL | Macon | GEN2 | ST | OP | 31 | 31 | 31 |  | 4 | 1987 | BIT | SUB | TDF | WDS |  |  | N | Y |  | S |  | Y | Industrial CHP | 7 | T | N | N | [17 empty] | N | N | Y |  |  |  |  | NG
772 | Archer Daniels Midland Co | 10865 | Archer Daniels Midland Decatur | IL | Macon | GEN3 | ST | OP | 31 | 31 | 31 |  | 4 | 1987 | BIT | SUB | TDF | WDS |  |  | N | Y |  | S |  | Y | Industrial CHP | 7 | T | N | N | [17 empty] | N |  | Y |  |  |  |  | NG
772 | Archer Daniels Midland Co | 10865 | Archer Daniels Midland Decatur | IL | Macon | GEN4 | ST | OP | 31 | 31 | 31 |  | 5 | 1987 | BIT | SUB | TDF | WDS |  |  | N | Y |  | S |  | Y | Industrial CHP | 7 | T | N | N | [17 empty] | N |  | Y |  |  |  |  | NG
772 | Archer Daniels Midland Co | 10865 | Archer Daniels Midland Decatur | IL | Macon | GEN5 | ST | OP | 31 | 31 | 31 |  | 12 | 1987 | BIT | SUB | TDF | WDS |  |  | N | Y |  | S |  | Y | Industrial CHP | 7 | T | N | N | [17 empty] | N |  | Y |  |  |  |  | NG
772 | Archer Daniels Midland Co | 10865 | Archer Daniels Midland Decatur | IL | Macon | GEN6 | ST | OP | 31 | 31 | 31 |  | 9 | 1994 | BIT | SUB | TDF | WDS |  |  | N | Y |  | S |  | Y | Industrial CHP | 7 | T | N | N | [17 empty] | N |  | Y |  |  |  |  | NG
772 | Archer Daniels Midland Co | 10865 | Archer Daniels Midland Decatur | IL | Macon | GEN7 | ST | OP | 75 | 75 | 75 |  | 4 | 1997 | BIT | SUB | TDF | WDS |  |  | N | Y |  | S |  | Y | Industrial CHP | 7 | T | N | N | [17 empty] | N |  | Y |  |  |  |  | NG
772 | Archer Daniels Midland Co | 10865 | Archer Daniels Midland Decatur | IL | Macon | GEN8 | ST | OP | 105 | 105 | 105 |  | 4 | 2005 | BIT | SUB | TDF | WDS |  |  | N | Y |  | S |  | Y | Industrial CHP | 7 | T | N | N | [17 empty] | N |  | Y |  |  |  |  | NG
772 | Archer Daniels Midland Co | 10866 | Archer Daniels Midland Peoria | IL | Peoria | GEN1 | ST | OP | 1.5 | 1.5 | 1.5 |  | 1 | 1934 | DFO SUB SUB: BIT; DFO BIT BIT: NG; N Y Y: Y; Y N Y: Y |  | S |  | Y | Industrial CHP | 7 | T | N | N | [17 empty] | N | N |  | Y |  |  |  | NG
772 | Archer Daniels Midland Co | 10866 | Archer Daniels Midland Peoria | IL | Peoria | GEN2 | ST | OP | 1.5 | 1.5 | 1.5 |  | 1 | 1934 | DFO SUB SUB: BIT; DFO BIT BIT: NG; N Y Y: Y; Y N Y: Y |  | S |  | Y | Industrial CHP | 7 | T | N | N | [17 empty] | N | N |  | Y |  |  |  | NG
772 | Archer Daniels Midland Co | 10866 | Archer Daniels Midland Peoria | IL | Peoria | GEN3 | ST | OP | 4 | 4 | 4 |  | 1 | 1954 | DFO SUB SUB: BIT; DFO BIT BIT: NG; N Y Y: Y; Y N Y: Y |  | S |  | Y | Industrial CHP | 7 | T | N | N | [17 empty] | N | N |  | Y |  |  |  | NG
772 | Archer Daniels Midland Co | 10866 | Archer Daniels Midland Peoria | IL | Peoria | GEN4 | ST | OP | 4 | 4 | 4 |  | 1 | 1985 | DFO SUB SUB: BIT; DFO BIT BIT: NG; N Y Y: Y; Y N Y: Y |  | S |  | Y | Industrial CHP | 7 | T | N | N | [17 empty] | N | N |  | Y |  |  |  | NG
772 | Archer Daniels Midland Co | 10866 | Archer Daniels Midland Peoria | IL | Peoria | GEN5 | ST | OP | 4 | 4 | 4 |  | 1 | 1985 | DFO SUB SUB: BIT; DFO BIT BIT: NG; N Y Y: Y; Y N Y: Y |  | S |  | Y | Industrial CHP | 7 | T | N | N | [17 empty] | N | N |  | Y |  |  |  | NG
772 | Archer Daniels Midland Co | 10866 | Archer Daniels Midland Peoria | IL | Peoria | GEN6 | GT | OP | 18 | 15 | 18 |  | 1 | 1988 | DFO SUB SUB: NG; N Y Y: N; Y N Y: Y |  | S |  | Y | Industrial CHP | 7 | T | N | N | [17 empty] | N |  |  | N
772 | Archer Daniels Midland Co | 10866 | Archer Daniels Midland Peoria | IL | Peoria | GEN7 | GT | OP | 18 | 15 | 18 |  | 1 | 1988 | DFO SUB SUB: NG; N Y Y: N; Y N Y: Y |  | S |  | Y | Industrial CHP | 7 | T | N | N | [17 empty] | N
772 | Archer Daniels Midland Co | 10866 | Archer Daniels Midland Peoria | IL | Peoria | GEN8 | GT | OP | 13 | 10 | 13 |  | 3 | 1996 | DFO SUB SUB: NG; N Y Y: N; Y N Y: Y |  | S |  | Y | Industrial CHP | 7 | T | N | N | [17 empty] | N
772 | Archer Daniels Midland Co | 54316 | Archer Daniels Midland Southport | NC | Brunswick | GEN1 | GT | SB | 18 | 15 | 18 |  | 9 | 1992 | DFO SUB SUB: NG; DFO BIT BIT: DFO; N Y Y: Y; Y N Y: Y | Y | S |  | Y | Industrial CHP | 7 | T | N | N | [17 empty] | N
772 | Archer Daniels Midland Co | 54316 | Archer Daniels Midland Southport | NC | Brunswick | GEN2 | GT | SB | 17.5 | 15 | 17.5 |  | 10 | 1992 | DFO SUB SUB: NG; DFO BIT BIT: DFO; N Y Y: Y; Y N Y: Y | Y | S |  | Y | Industrial CHP | 7 | T | N | N | [17 empty] | N
772 | Archer Daniels Midland Co | 54316 | Archer Daniels Midland Southport | NC | Brunswick | GEN3 | GT | SB | 17 | 15 | 17 |  | 4 | 1995 | DFO SUB SUB: NG; DFO BIT BIT: DFO; N Y Y: Y; Y N Y: Y | Y | S |  | Y | Industrial CHP | 7 | T | N | N | [17 empty] | N
772 | Archer Daniels Midland Co | 54908 | Enderlin | ND | Ransom | GEN1 | ST | SB | 5.1 | 5.1 | 5.1 |  | 8 | 1983 | DFO SUB SUB: AB; DFO BIT BIT: NG; N Y Y: Y; Y N Y: N | Y | S |  | Y | Industrial CHP | 7 | T | N | N | [17 empty] | N |  |  | N |  |  |  | NG
772 | Archer Daniels Midland Co | 54908 | Enderlin | ND | Ransom | GEN2 | ST | SB | 4.7 | 4.7 | 4.7 |  | 8 | 1983 | DFO SUB SUB: AB; DFO BIT BIT: NG; N Y Y: Y; Y N Y: N | Y | S |  | Y | Industrial CHP | 7 | T | N | N | [17 empty] | N |  |  | N |  |  |  | NG
772 | Archer Daniels Midland Co | 57046 | Archer Daniels Midland Columbus | NE | PLATTE | GEN1 | ST | OP | 71.4 | 61 | 61 |  | 5 | 2010 | SUB | BIT | TDF | AB | WDS | OBS | Y | Y |  | S |  | Y | Industrial CHP | 7 | T |  | N | [17 empty] | N |  | Y |  |  |  |  | NG
782 | Aquenergy Systems Inc | 10787 | Piedmont Hydro Power Project | SC | Greenville | GEN1 | HY | OP | 1 | 1 | 1 |  | 5 | 1989 | SUB: WAT; Y: N; Y: Y |  | S | 0 | N | IPP Non-CHP | 2 |  | N | N
782 | Aquenergy Systems Inc | 10798 | Fries Hydroelectric Project | VA | Grayson | GEN1 | HY | OP | 2 | 2 | 2 |  | 1 | 1933 | SUB: WAT; Y: N; Y: Y |  | S | 0 | N | IPP Non-CHP | 2 |  | N | N
782 | Aquenergy Systems Inc | 10798 | Fries Hydroelectric Project | VA | Grayson | GEN2 | HY | OP | 0.8 | 0.8 | 0.7 |  | 1 | 1933 | SUB: WAT; Y: N; Y: Y |  | S | 0 | N | IPP Non-CHP | 2 |  | N | N
782 | Aquenergy Systems Inc | 10798 | Fries Hydroelectric Project | VA | Grayson | GEN3 | HY | OP | 0.2 | 0.2 | 0.2 |  | 1 | 1933 | SUB: WAT; Y: N; Y: Y |  | S | 0 | N | IPP Non-CHP | 2 |  | N | N
782 | Aquenergy Systems Inc | 10798 | Fries Hydroelectric Project | VA | Grayson | GEN4 | HY | OP | 2.4 | 2 | 2 |  | 1 | 1981 | SUB: WAT; Y: N; Y: Y |  | S | 0 | N | IPP Non-CHP | 2 |  | N | N
782 | Aquenergy Systems Inc | 10801 | Ware Shoals Hydro Project | SC | Laurens | GEN1 | HY | OP | 3 | 3 | 3 |  | 1 | 1939 | SUB: WAT; Y: N; Y: Y |  | S | 0 | N | IPP Non-CHP | 2 |  | N | N
782 | Aquenergy Systems Inc | 10801 | Ware Shoals Hydro Project | SC | Laurens | GEN2 | HY | OP | 3.2 | 3 | 3 |  | 1 | 1986 | SUB: WAT; Y: N; Y: Y |  | S | 0 | N | IPP Non-CHP | 2 |  | N | N
792 | City of Argyle - (WI) | 7810 | Argyle | WI | LAFAYETTE | 3 | HY | OP | 0.1 | 0.1 | 0.1 |  | 1 | 1929 | SUB: WAT; Y: N; Y: Y |  | S |  | N | Electric Utility | 1 |  | N | N | [17 empty] | N
792 | City of Argyle - (WI) | 7810 | Argyle | WI | LAFAYETTE | 5 | IC | SB | 2.2 | 2 | 2 |  | 7 | 2004 | SUB: DFO; Y: N; Y: Y | Y | S |  | N | Electric Utility | 1 |  | N | N | [17 empty] | N
794 | Apollo Energy Corp | 56378 | Pakini Nui Wind Farm | HI | Hawaii | 1 | WT | OP | 21 | 21 | 21 |  | 4 | 2007 | SUB: WND; Y: N; Y: Y |  | J | 14 | N | IPP Non-CHP | 2 |  |  | N
796 | Arizona Electric Pwr Coop Inc | 160 | Apache Station | AZ | Cochise | GT1 | CT | SB | 11.5 | 10 | 10 |  | 2 | 1963 | SUB: NG; Y: N; Y: Y | Y | S |  | Y | Electric Utility | 1 | T | N | N | [17 empty] | N
796 | Arizona Electric Pwr Coop Inc | 160 | Apache Station | AZ | Cochise | GT2 | GT | SB | 20.4 | 18.5 | 20 |  | 6 | 1972 | SUB: NG; BIT: DFO; Y: Y; Y: Y | Y | S |  | N | Electric Utility | 1 |  | N | N | [17 empty] | N
796 | Arizona Electric Pwr Coop Inc | 160 | Apache Station | AZ | Cochise | GT3 | GT | SB | 78.7 | 60 | 63 |  | 6 | 1975 | SUB: NG; Y: N; Y: Y | Y | S |  | N | Electric Utility | 1 |  | N | N | [17 empty] | N
796 | Arizona Electric Pwr Coop Inc | 160 | Apache Station | AZ | Cochise | GT4 | GT | SB | 60.5 | 38 | 44 |  | 10 | 2002 | SUB: NG; BIT: DFO; Y: Y; Y: Y | Y | S |  | N | Electric Utility | 1 |  | N | N | [17 empty] | N
796 | Arizona Electric Pwr Coop Inc | 160 | Apache Station | AZ | Cochise | ST1 | CA | SB | 81.6 | 72 | 72 |  | 11 | 1964 | SUB: NG; Y: N; Y: Y | Y | S |  | N | Electric Utility | 1 |  | N | N | [17 empty] | N
796 | Arizona Electric Pwr Coop Inc | 160 | Apache Station | AZ | Cochise | ST2 | ST | OP | 204 | 175 | 175 |  | 1 | 1979 | SUB: SUB; BIT: NG; Y: Y; Y: Y |  | S |  | N | Electric Utility | 1 |  | N | N | [17 empty] | N | Y |  | Y |  |  |  | NG
796 | Arizona Electric Pwr Coop Inc | 160 | Apache Station | AZ | Cochise | ST3 | ST | OP | 204 | 175 | 175 |  | 9 | 1979 | SUB: SUB; BIT: NG; Y: Y; Y: Y |  | S |  | N | Electric Utility | 1 |  | N | N | [17 empty] | N | Y |  | Y |  |  |  | NG
803 | Arizona Public Service Co | 113 | Cholla | AZ | Navajo | 1 | ST | OP | 113.6 | 116 | 116 |  | 5 | 1962 | SUB | NG | BIT |  |  |  | N | Y |  | S |  | N | Electric Utility | 1 |  | N | N | [17 empty] | N | Y |  | Y |  |  |  | NG
803 | Arizona Public Service Co | 113 | Cholla | AZ | Navajo | 2 | ST | OP | 288.9 | 260 | 260 |  | 6 | 1978 | SUB | DFO | BIT |  |  |  | N | Y |  | S |  | N | Electric Utility | 1 |  | N | N | [17 empty] | N | Y |  | Y |  |  |  | DFO
803 | Arizona Public Service Co | 113 | Cholla | AZ | Navajo | 3 | ST | OP | 312.3 | 271 | 271 |  | 5 | 1980 | SUB | DFO | BIT |  |  |  | N | Y |  | S |  | N | Electric Utility | 1 |  | N | N | [17 empty] | N | Y |  | Y |  |  |  | DFO
803 | Arizona Public Service Co | 113 | Cholla | AZ | Navajo | 4 | ST | OP | 414 | 380 | 380 |  | 6 | 1981 | SUB | DFO | BIT |  |  |  | N | Y |  | W |  | N | Electric Utility | 1 |  | N | N | [17 empty] | N | Y |  | Y |  |  |  | DFO
803 | Arizona Public Service Co | 114 | Douglas | AZ | Cochise | 1 | GT | OP | 26.1 | 15 | 19 |  | 5 | 1972 | SUB: DFO; Y: N; Y: Y |  | S |  | N | Electric Utility | 1 |  | N | N | [17 empty] | N
803 | Arizona Public Service Co | 116 | Ocotillo | AZ | Maricopa | 1 | ST | OP | 113.6 | 110 | 110 |  | 6 | 1960 | NG | DFO | RFO |  |  |  | N | Y |  | S |  | N | Electric Utility | 1 |  | N | N | [17 empty] | N | [6 empty] | NG
803 | Arizona Public Service Co | 116 | Ocotillo | AZ | Maricopa | 2 | ST | OP | 113.6 | 110 | 110 |  | 3 | 1960 | NG | DFO | RFO |  |  |  | N | Y |  | S |  | N | Electric Utility | 1 |  | N | N | [17 empty] | N | [6 empty] | NG
803 | Arizona Public Service Co | 116 | Ocotillo | AZ | Maricopa | GT1 | GT | OP | 53.1 | 50 | 62 |  | 5 | 1972 | NG | DFO | RFO |  |  |  | N | Y |  | S |  | N | Electric Utility | 1 |  | N | N | [17 empty] | N
803 | Arizona Public Service Co | 116 | Ocotillo | AZ | Maricopa | GT2 | GT | OP | 53.1 | 50 | 62 |  | 7 | 1973 | NG | DFO | RFO |  |  |  | N | Y |  | S |  | N | Electric Utility | 1 |  | N | N | [17 empty] | N
803 | Arizona Public Service Co | 116 | Ocotillo | AZ | Maricopa | PV1 | PV | OP | 0.1 | 0.1 | 0.1 |  | 3 | 1998 | SUB: SUN; Y: N; Y: Y |  | S |  | N | Electric Utility | 1 |  | N | N | [17 empty] | N
803 | Arizona Public Service Co | 116 | Ocotillo | AZ | Maricopa | PV2 | PV | OP | 0.1 | 0.1 | 0.1 |  | 10 | 1999 | SUB: SUN; Y: N; Y: Y |  | S |  | N | Electric Utility | 1 |  | N | N | [17 empty] | N
803 | Arizona Public Service Co | 116 | Ocotillo | AZ | Maricopa | PVM | PV | OP | 0.4 | 0.4 | 0.4 |  | 4 | 1988 | SUB: SUN; Y: N; Y: Y |  | S |  | N | Electric Utility | 1 |  | N | N | [17 empty] | N
803 | Arizona Public Service Co | 117 | West Phoenix | AZ | Maricopa | 1B | CS | OP | 132 | 85 | 92 |  | 6 | 1976 | SUB: NG; BIT: DFO; Y: N; Y: Y |  | S |  | N | Electric Utility | 1 |  | N | N | [17 empty] | N
803 | Arizona Public Service Co | 117 | West Phoenix | AZ | Maricopa | 2B | CS | OP | 132 | 85 | 92 |  | 6 | 1976 | SUB: NG; BIT: DFO; Y: N; Y: Y |  | S |  | N | Electric Utility | 1 |  | N | N | [17 empty] | N
803 | Arizona Public Service Co | 117 | West Phoenix | AZ | Maricopa | 3B | CS | OP | 132 | 85 | 92 |  | 6 | 1976 | SUB: NG; BIT: DFO; Y: N; Y: Y |  | S |  | N | Electric Utility | 1 |  | N | N | [17 empty] | N
803 | Arizona Public Service Co | 117 | West Phoenix | AZ | Maricopa | C4-1 | CT | OP | 91 | 68 | 80 |  | 6 | 2001 | SUB: NG; Y: N; Y: Y |  | S |  | N | Electric Utility | 1 |  | N | N | [17 empty] | N
803 | Arizona Public Service Co | 117 | West Phoenix | AZ | Maricopa | C4-2 | CA | OP | 44.6 | 39 | 40 |  | 6 | 2001 | SUB: NG; Y: N; Y: Y |  | S |  | N | Electric Utility | 1 |  | Y | N | [17 empty] | N
803 | Arizona Public Service Co | 117 | West Phoenix | AZ | Maricopa | C5-1 | CT | OP | 184.5 | 160 | 160 |  | 8 | 2003 | SUB: NG; Y: N; Y: Y |  | S |  | N | Electric Utility | 1 |  | N | N | [17 empty] | N
803 | Arizona Public Service Co | 117 | West Phoenix | AZ | Maricopa | C5-2 | CT | OP | 184.5 | 160 | 160 |  | 8 | 2003 | SUB: NG; Y: N; Y: Y |  | S |  | N | Electric Utility | 1 |  | N | N | [17 empty] | N
803 | Arizona Public Service Co | 117 | West Phoenix | AZ | Maricopa | C5-3 | CA | OP | 200.6 | 170 | 186 |  | 8 | 2003 | SUB: NG; Y: N; Y: Y |  | S |  | N | Electric Utility | 1 |  | Y | N | [17 empty] | N
803 | Arizona Public Service Co | 117 | West Phoenix | AZ | Maricopa | GT1 | GT | OP | 53.1 | 50 | 62 |  | 5 | 1972 | SUB: NG; BIT: DFO; Y: N; Y: Y |  | S |  | N | Electric Utility | 1 |  | N | N | [17 empty] | N
803 | Arizona Public Service Co | 117 | West Phoenix | AZ | Maricopa | GT2 | GT | OP | 53.1 | 50 | 62 |  | 7 | 1973 | SUB: NG; BIT: DFO; Y: N; Y: Y |  | S |  | N | Electric Utility | 1 |  | N | N | [17 empty] | N
803 | Arizona Public Service Co | 118 | Saguaro | AZ | Pinal | 1 | ST | OP | 125 | 110 | 110 |  | 7 | 1954 | NG | RFO | DFO |  |  |  | Y | Y |  | S |  | N | Electric Utility | 1 |  | N | N | [15 empty] | 7 | 2013 | N | [6 empty] | NG
803 | Arizona Public Service Co | 118 | Saguaro | AZ | Pinal | 2 | ST | OP | 125 | 100 | 100 |  | 6 | 1955 | NG | RFO | DFO |  |  |  | Y | Y |  | S |  | N | Electric Utility | 1 |  | N | N | [15 empty] | 7 | 2013 | N | [6 empty] | NG
803 | Arizona Public Service Co | 118 | Saguaro | AZ | Pinal | GE1 | GT | OP | 78.3 | 76 | 79 |  | 7 | 2002 | SUB: NG; Y: N; Y: Y |  | S |  | N | Electric Utility | 1 |  | N | N | [17 empty] | N
803 | Arizona Public Service Co | 118 | Saguaro | AZ | Pinal | GT1 | GT | OP | 53.1 | 50 | 62 |  | 5 | 1972 | SUB: NG; BIT: DFO; Y: Y; Y: Y |  | S |  | N | Electric Utility | 1 |  | N | N | [17 empty] | N
803 | Arizona Public Service Co | 118 | Saguaro | AZ | Pinal | GT2 | GT | OP | 53.1 | 50 | 62 |  | 7 | 1973 | SUB: NG; BIT: DFO; Y: Y; Y: Y |  | S |  | N | Electric Utility | 1 |  | N | N | [17 empty] | N
803 | Arizona Public Service Co | 118 | Saguaro | AZ | Pinal | PV1 | OT | OP | 1 | 1 | 1 |  | 12 | 2005 | SUB: SUN; Y: N; Y: Y |  | S |  | N | Electric Utility | 1 |  |  | N | [15 empty] | 4 | 2013 | N
803 | Arizona Public Service Co | 120 | Yucca | AZ | Yuma | GT1 | GT | OP | 23.6 | 18 | 22 |  | 7 | 1971 | SUB: NG; BIT: DFO; Y: Y; Y: Y |  | S |  | N | Electric Utility | 1 |  | N | N | [17 empty] | N
803 | Arizona Public Service Co | 120 | Yucca | AZ | Yuma | GT2 | GT | OP | 23.6 | 18 | 22 |  | 7 | 1971 | SUB: NG; BIT: DFO; Y: Y; Y: Y |  | S |  | N | Electric Utility | 1 |  | N | N | [17 empty] | N
803 | Arizona Public Service Co | 120 | Yucca | AZ | Yuma | GT21 | GT | OP | 25.3 | 20 | 22 |  | 12 | 1978 | SUB: DFO; Y: N; Y: Y |  | W |  | N | Electric Utility | 1 |  | N | N | [17 empty] | N
803 | Arizona Public Service Co | 120 | Yucca | AZ | Yuma | GT3 | GT | OP | 72.4 | 52 | 62 |  | 6 | 1973 | SUB: NG; BIT: DFO; Y: Y; Y: Y |  | S |  | N | Electric Utility | 1 |  | N | N | [17 empty] | N
803 | Arizona Public Service Co | 120 | Yucca | AZ | Yuma | GT4 | GT | OP | 72.4 | 51 | 61 |  | 7 | 1974 | SUB: DFO; Y: N; Y: Y |  | S |  | N | Electric Utility | 1 |  | N | N | [17 empty] | N
803 | Arizona Public Service Co | 120 | Yucca | AZ | Yuma | GT5 | GT | OP | 60.5 | 47 | 49 |  | 6 | 2008 | SUB: NG; Y: N; Y: Y |  | S |  | N | Electric Utility | 1 |  | N | N | [17 empty] | N
803 | Arizona Public Service Co | 120 | Yucca | AZ | Yuma | GT6 | GT | OP | 60.5 | 47 | 49 |  | 6 | 2008 | SUB: NG; Y: N; Y: Y |  | S |  | N | Electric Utility | 1 |  | N | N | [17 empty] | N
803 | Arizona Public Service Co | 120 | Yucca | AZ | Yuma | ST1 | ST | OP | 86.7 | 75 | 75 |  | 4 | 1959 | SUB: NG; BIT: RFO; Y: Y; Y: Y |  | W |  | N | Electric Utility | 1 |  | N | N | [17 empty] | N | [6 empty] | NG
803 | Arizona Public Service Co | 2442 | Four Corners | NM | San Juan | 1 | ST | OP | 190 | 170 | 170 |  | 5 | 1963 | SUB: SUB; Y: N; Y: Y |  | S |  | N | Electric Utility | 1 |  | N | N | [17 empty] | N | Y |  | Y |  |  |  | NG
803 | Arizona Public Service Co | 2442 | Four Corners | NM | San Juan | 2 | ST | OP | 190 | 170 | 170 |  | 6 | 1963 | SUB: SUB; Y: N; Y: Y |  | S |  | N | Electric Utility | 1 |  | N | N | [17 empty] | N | Y |  | Y |  |  |  | NG
803 | Arizona Public Service Co | 2442 | Four Corners | NM | San Juan | 3 | ST | OP | 253.4 | 220 | 220 |  | 8 | 1964 | SUB: SUB; Y: N; Y: Y |  | S |  | N | Electric Utility | 1 |  | N | N | [17 empty] | N | Y |  | Y |  |  |  | NG
803 | Arizona Public Service Co | 2442 | Four Corners | NM | San Juan | 4 | ST | OP | 818.1 | 770 | 770 |  | 7 | 1969 | SUB: SUB; Y: N; Y: Y |  | J |  | N | Electric Utility | 1 |  | N | N | [12 empty] | N |  |  |  |  | N | Y |  |  | Y |  |  | NG
803 | Arizona Public Service Co | 2442 | Four Corners | NM | San Juan | 5 | ST | OP | 818.1 | 770 | 770 |  | 7 | 1970 | SUB: SUB; Y: N; Y: Y |  | J |  | N | Electric Utility | 1 |  | N | N | [12 empty] | N |  |  |  |  | N | Y |  |  | Y |  |  | NG
803 | Arizona Public Service Co | 6008 | Palo Verde | AZ | Maricopa | 1 | ST | OP | 1403.1 | 1311 | 1311 |  | 1 | 1986 | SUB: NUC; Y: N; Y: Y |  | J |  | N | Electric Utility | 1 |  | N | N | [17 empty] | N | [6 empty] | NUC
803 | Arizona Public Service Co | 6008 | Palo Verde | AZ | Maricopa | 2 | ST | OP | 1403.1 | 1314 | 1314 |  | 9 | 1986 | SUB: NUC; Y: N; Y: Y |  | J |  | N | Electric Utility | 1 |  | N | N | [17 empty] | N | [6 empty] | NUC
803 | Arizona Public Service Co | 6008 | Palo Verde | AZ | Maricopa | 3 | ST | OP | 1403.1 | 1312 | 1312 |  | 1 | 1988 | SUB: NUC; Y: N; Y: Y |  | J |  | N | Electric Utility | 1 |  | N | N | [17 empty] | N | [6 empty] | NUC
803 | Arizona Public Service Co | 55455 | Red Hawk | AZ | Maricopa | CT1A | CT | OP | 187.5 | 148 | 166 |  | 7 | 2002 | SUB: NG; Y: N; Y: Y | Y | S |  | N | Electric Utility | 1 |  | N | N | [17 empty] | N
803 | Arizona Public Service Co | 55455 | Red Hawk | AZ | Maricopa | CT1B | CT | OP | 181.6 | 148 | 166 |  | 7 | 2002 | SUB: NG; Y: N; Y: Y |  | S |  | N | Electric Utility | 1 |  | N | N | [17 empty] | N
803 | Arizona Public Service Co | 55455 | Red Hawk | AZ | Maricopa | CT2A | CT | OP | 181.6 | 148 | 166 |  | 7 | 2002 | SUB: NG; Y: N; Y: Y |  | S |  | N | Electric Utility | 1 |  | N | N | [17 empty] | N
803 | Arizona Public Service Co | 55455 | Red Hawk | AZ | Maricopa | CT2B | CT | OP | 181.6 | 148 | 161 |  | 7 | 2002 | SUB: NG; Y: N; Y: Y |  | S |  | N | Electric Utility | 1 |  | N | N | [17 empty] | N
803 | Arizona Public Service Co | 55455 | Red Hawk | AZ | Maricopa | ST1 | CA | OP | 204 | 171 | 174 |  | 7 | 2002 | SUB: NG; Y: N; Y: Y |  | S |  | N | Electric Utility | 1 |  | Y | N | [17 empty] | N
803 | Arizona Public Service Co | 55455 | Red Hawk | AZ | Maricopa | ST2 | CA | OP | 204 | 171 | 174 |  | 7 | 2002 | SUB: NG; Y: N; Y: Y |  | S |  | N | Electric Utility | 1 |  | Y | N
803 | Arizona Public Service Co | 55522 | Sundance | AZ | Pinal | CT1 | GT | OP | 60.5 | 41 | 44 |  | 5 | 2002 | SUB: NG; Y: N; Y: Y |  | S |  | N | Electric Utility | 1 |  | N | N | [17 empty] | N
803 | Arizona Public Service Co | 55522 | Sundance | AZ | Pinal | CT10 | GT | OP | 60.5 | 41 | 44 |  | 6 | 2002 | SUB: NG; Y: N; Y: Y |  | S |  | N | Electric Utility | 1 |  | N | N | [17 empty] | N
803 | Arizona Public Service Co | 55522 | Sundance | AZ | Pinal | CT2 | GT | OP | 60.5 | 41 | 44 |  | 5 | 2002 | SUB: NG; Y: N; Y: Y |  | S |  | N | Electric Utility | 1 |  | N | N | [17 empty] | N
803 | Arizona Public Service Co | 55522 | Sundance | AZ | Pinal | CT3 | GT | OP | 60.5 | 41 | 44 |  | 5 | 2002 | SUB: NG; Y: N; Y: Y |  | S |  | N | Electric Utility | 1 |  | N | N | [12 empty] | N |  |  |  |  | N
803 | Arizona Public Service Co | 55522 | Sundance | AZ | Pinal | CT4 | GT | OP | 60.5 | 41 | 44 |  | 5 | 2002 | SUB: NG; Y: N; Y: Y |  | S |  | N | Electric Utility | 1 |  | N | N | [12 empty] | N |  |  |  |  | N
803 | Arizona Public Service Co | 55522 | Sundance | AZ | Pinal | CT5 | GT | OP | 60.5 | 41 | 44 |  | 5 | 2002 | SUB: NG; Y: N; Y: Y |  | S |  | N | Electric Utility | 1 |  | N | N | [12 empty] | N |  |  |  |  | N
803 | Arizona Public Service Co | 55522 | Sundance | AZ | Pinal | CT6 | GT | OP | 60.5 | 41 | 44 |  | 5 | 2002 | SUB: NG; Y: N; Y: Y |  | S |  | N | Electric Utility | 1 |  | N | N | [17 empty] | N
803 | Arizona Public Service Co | 55522 | Sundance | AZ | Pinal | CT7 | GT | OP | 60.5 | 41 | 44 |  | 6 | 2002 | SUB: NG; Y: N; Y: Y |  | S |  | N | Electric Utility | 1 |  | N | N | [17 empty] | N
803 | Arizona Public Service Co | 55522 | Sundance | AZ | Pinal | CT8 | GT | OP | 60.5 | 41 | 44 |  | 6 | 2002 | SUB: NG; Y: N; Y: Y |  | S |  | N | Electric Utility | 1 |  | N | N | [17 empty] | N
803 | Arizona Public Service Co | 55522 | Sundance | AZ | Pinal | CT9 | GT | OP | 60.5 | 41 | 44 |  | 6 | 2002 | SUB: NG; Y: N; Y: Y |  | S |  | N | Electric Utility | 1 |  | N | N | [17 empty] | N
803 | Arizona Public Service Co | 56228 | Prescott Airport | AZ | Yavapai | PV1 | PV | OP | 2.1 | 2.1 | 2.1 |  | 10 | 2002 | SUB: SUN; Y: N; Y: Y |  | S |  | N | Electric Utility | 1 |  | N | N | [17 empty] | N
803 | Arizona Public Service Co | 57560 | Chino Solar Valley | AZ | Yavapai | PV1 | PV | OP | 7 | 7 | 7 |  | 12 | 2012 | SUB: SUN; Y: N; Y: Y |  | S |  | N | Electric Utility | 1 | [20 empty] | N
803 | Arizona Public Service Co | 57561 | Cotton Center Solar | AZ | Maricopa | PV1 | PV | OP | 17 | 17 | 14 |  | 11 | 2011 | SUB: SUN; Y: N; Y: Y |  | S |  | N | Electric Utility | 1 | [20 empty] | N
803 | Arizona Public Service Co | 57562 | Paloma Solar | AZ | Maricopa | PV1 | PV | OP | 17 | 17 | 17 |  | 9 | 2011 | SUB: SUN; Y: N; Y: Y |  | S |  | N | Electric Utility | 1 | [20 empty] | N
803 | Arizona Public Service Co | 57563 | Hyder Solar | AZ | Yuma | PV1 | PV | OP | 11 | 11 | 11 |  | 11 | 2011 | SUB: SUN; Y: N; Y: Y |  | S |  | N | Electric Utility | 1 | [20 empty] | N
803 | Arizona Public Service Co | 57563 | Hyder Solar | AZ | Yuma | PV2 | PV | OP | 5 | 5 | 5 |  | 2 | 2012 | SUB: SUN; Y: N; Y: Y |  | S |  | N | Electric Utility | 1
807 | Arkansas Electric Coop Corp | 201 | Thomas Fitzhugh | AR | Franklin | 1 | CA | OP | 59 | 62 | 62 |  | 5 | 1963 | SUB: NG; BIT: DFO; Y: Y; Y: Y |  | S |  | N | Electric Utility | 1 |  | Y | N | [17 empty] | N
807 | Arkansas Electric Coop Corp | 201 | Thomas Fitzhugh | AR | Franklin | 2 | CT | OP | 126 | 103 | 103 |  | 12 | 2002 | SUB: NG; BIT: DFO; Y: Y; Y: Y |  | S |  | N | Electric Utility | 1 |  | N | N | [17 empty] | N
807 | Arkansas Electric Coop Corp | 202 | Carl Bailey | AR | Woodruff | 1 | ST | OP | 120 | 122 | 122 |  | 7 | 1966 | SUB: NG; BIT: RFO; Y: Y; Y: Y |  | S |  | N | Electric Utility | 1 |  | N | N | [17 empty] | N | [6 empty] | NG
807 | Arkansas Electric Coop Corp | 203 | McClellan | AR | Ouachita | 1 | ST | OP | 136 | 134 | 134 |  | 5 | 1972 | SUB: NG; BIT: RFO; Y: Y; Y: Y |  | S |  | N | Electric Utility | 1 |  | N | N | [17 empty] | N | [6 empty] | NG
807 | Arkansas Electric Coop Corp | 7040 | Ellis | AR | Crawford | 1 | HY | OP | 10.8 | 5 | 5 |  | 12 | 1988 | SUB: WAT; Y: N; Y: Y |  | S |  | N | Electric Utility | 1 |  | N | N | [17 empty] | N
807 | Arkansas Electric Coop Corp | 7040 | Ellis | AR | Crawford | 2 | HY | OP | 10.8 | 6 | 6 |  | 12 | 1988 | SUB: WAT; Y: N; Y: Y |  | S |  | N | Electric Utility | 1 |  | N | N | [17 empty] | N
807 | Arkansas Electric Coop Corp | 7040 | Ellis | AR | Crawford | 3 | HY | OP | 10.8 | 6 | 6 |  | 12 | 1988 | SUB: WAT; Y: N; Y: Y |  | S |  | N | Electric Utility | 1 |  | N | N | [17 empty] | N
807 | Arkansas Electric Coop Corp | 7135 | Whillock | AR | Conway | 1 | HY | OP | 10.8 | 6 | 6 |  | 10 | 1993 | SUB: WAT; Y: N; Y: Y |  | S |  | N | Electric Utility | 1 |  | N | N | [17 empty] | N
807 | Arkansas Electric Coop Corp | 7135 | Whillock | AR | Conway | 2 | HY | OP | 10.8 | 6 | 6 |  | 10 | 1993 | SUB: WAT; Y: N; Y: Y |  | S |  | N | Electric Utility | 1 |  | N | N | [17 empty] | N
807 | Arkansas Electric Coop Corp | 7135 | Whillock | AR | Conway | 3 | HY | OP | 10.8 | 5 | 5 |  | 10 | 1993 | SUB: WAT; Y: N; Y: Y |  | S |  | N | Electric Utility | 1 |  | N | N | [17 empty] | N
807 | Arkansas Electric Coop Corp | 7246 | Dam 2 | AR | Desha | 1 | HY | OP | 34.2 | 11 | 11 |  | 6 | 1999 | SUB: WAT; Y: N; Y: Y |  | S |  | N | Electric Utility | 1 |  | N | N | [17 empty] | N
807 | Arkansas Electric Coop Corp | 7246 | Dam 2 | AR | Desha | 2 | HY | OP | 34.2 | 12 | 12 |  | 10 | 1999 | SUB: WAT; Y: N; Y: Y |  | S |  | N | Electric Utility | 1 |  | N | N | [17 empty] | N
807 | Arkansas Electric Coop Corp | 7246 | Dam 2 | AR | Desha | 3 | HY | OP | 34.2 | 12 | 12 |  | 8 | 1999 | SUB: WAT; Y: N; Y: Y |  | S |  | N | Electric Utility | 1 |  | N | N | [17 empty] | N
807 | Arkansas Electric Coop Corp | 7825 | Fulton | AR | Hempstead | 1 | GT | OP | 154.8 | 153 | 153 |  | 5 | 2001 | SUB: NG; Y: N; Y: Y |  | S |  | N | Electric Utility | 1 |  | N | N | [17 empty] | N
807 | Arkansas Electric Coop Corp | 55221 | Harry L. Oswald | AR | Pulaski | G1 | CT | OP | 51 | 47 | 47 |  | 7 | 2002 | SUB: NG; Y: N; Y: Y |  | S |  | N | Electric Utility | 1 |  | N | N | [17 empty] | N
807 | Arkansas Electric Coop Corp | 55221 | Harry L. Oswald | AR | Pulaski | G2 | CT | OP | 51 | 47 | 47 |  | 7 | 2002 | SUB: NG; Y: N; Y: Y |  | S |  | N | Electric Utility | 1 |  | N | N | [17 empty] | N
807 | Arkansas Electric Coop Corp | 55221 | Harry L. Oswald | AR | Pulaski | G3 | CT | OP | 51 | 47 | 47 |  | 7 | 2002 | SUB: NG; Y: N; Y: Y |  | S |  | N | Electric Utility | 1 |  | N | N | [17 empty] | N
807 | Arkansas Electric Coop Corp | 55221 | Harry L. Oswald | AR | Pulaski | G4 | CT | OP | 51 | 47 | 47 |  | 7 | 2002 | SUB: NG; Y: N; Y: Y |  | S |  | N | Electric Utility | 1 |  | N | N | [17 empty] | N
807 | Arkansas Electric Coop Corp | 55221 | Harry L. Oswald | AR | Pulaski | G5 | CT | OP | 51 | 47 | 47 |  | 7 | 2002 | SUB: NG; Y: N; Y: Y |  | S |  | N | Electric Utility | 1 |  | N | N | [17 empty] | N
807 | Arkansas Electric Coop Corp | 55221 | Harry L. Oswald | AR | Pulaski | G6 | CT | OP | 51 | 47 | 47 |  | 7 | 2002 | SUB: NG; Y: N; Y: Y |  | S |  | N | Electric Utility | 1 |  | N | N | [17 empty] | N
807 | Arkansas Electric Coop Corp | 55221 | Harry L. Oswald | AR | Pulaski | G7 | CT | OP | 83.5 | 76 | 76 |  | 7 | 2002 | SUB: NG; Y: N; Y: Y |  | S |  | N | Electric Utility | 1 |  |  | N | [17 empty] | N
807 | Arkansas Electric Coop Corp | 55221 | Harry L. Oswald | AR | Pulaski | G8 | CA | OP | 105 | 95 | 95 |  | 7 | 2002 | SUB: NG; Y: N; Y: Y |  | S |  | N | Electric Utility | 1 |  | Y | N | [17 empty] | N
807 | Arkansas Electric Coop Corp | 55221 | Harry L. Oswald | AR | Pulaski | G9 | CA | OP | 105 | 95 | 95 |  | 7 | 2002 | SUB: NG; Y: N; Y: Y |  | S |  | N | Electric Utility | 1 |  | Y | N | [17 empty] | N
807 | Arkansas Electric Coop Corp | 55714 | Magnet Cove | AR | Hot Spring | GT1 | CT | OP | 242 | 208.1 | 227.5 |  | 7 | 2005 | SUB: NG; Y: N; Y: Y |  | S |  | N | Electric Utility | 1 |  | N | N | [17 empty] | N
807 | Arkansas Electric Coop Corp | 55714 | Magnet Cove | AR | Hot Spring | GT2 | CT | OP | 242 | 208.1 | 227.5 |  | 1 | 2006 | SUB: NG; Y: N; Y: Y |  | S |  | N | Electric Utility | 1 |  | N | N | [17 empty] | N
807 | Arkansas Electric Coop Corp | 55714 | Magnet Cove | AR | Hot Spring | ST1 | CA | OP | 262 | 225.3 | 246.3 |  | 7 | 2005 | SUB: NG; Y: N; Y: Y |  | S |  | N | Electric Utility | 1 |  | Y | N | [17 empty] | N
807 | Arkansas Electric Coop Corp | 56489 | Elkins Generating Center | AR | Washington | A | GT | OP | 22 | 20 | 20 |  | 5 | 2010 | SUB: NG; Y: N; Y: Y |  | S |  | N | Electric Utility | 1 |  |  | N | [17 empty] | N
807 | Arkansas Electric Coop Corp | 56489 | Elkins Generating Center | AR | Washington | B | GT | OP | 22 | 20 | 20 |  | 5 | 2010 | SUB: NG; Y: N; Y: Y |  | S |  | N | Electric Utility | 1 |  |  | N | [17 empty] | N
814 | Entergy Arkansas Inc | 166 | Carpenter | AR | Garland | 1 | HY | OP | 28 | 31 | 28 |  | 1 | 1932 | SUB: WAT; Y: N; Y: Y |  | S | 0 | N | Electric Utility | 1 |  | N | N | [17 empty] | N
814 | Entergy Arkansas Inc | 166 | Carpenter | AR | Garland | 2 | HY | OP | 28 | 31 | 28 |  | 1 | 1932 | SUB: WAT; Y: N; Y: Y |  | S | 0 | N | Electric Utility | 1 |  | N | N | [17 empty] | N
814 | Entergy Arkansas Inc | 167 | Cecil Lynch | AR | Pulaski | 2 | ST | OS | 69 | 60 | 60 |  | 7 | 1949 | SUB: NG; BIT: DFO; Y: N; Y: Y | Y | S |  | N | Electric Utility | 1 |  | N | N | [17 empty] | N | [6 empty] | NG
814 | Entergy Arkansas Inc | 167 | Cecil Lynch | AR | Pulaski | 3 | ST | SB | 156.2 | 110 | 110 |  | 6 | 1954 | SUB: NG; BIT: DFO; Y: N; Y: Y | Y | S |  | N | Electric Utility | 1 |  | N | N | [17 empty] | N | [6 empty] | NG
814 | Entergy Arkansas Inc | 167 | Cecil Lynch | AR | Pulaski | 4 | IC | SB | 5.8 | 5 | 5 |  | 7 | 1967 | SUB: DFO; Y: N; Y: Y | Y | S |  | N | Electric Utility | 1 |  | N | N | [17 empty] | N
814 | Entergy Arkansas Inc | 168 | Hamilton Moses | AR | St Francis | 1 | ST | OS | 69 | 67 | 68 |  | 5 | 1951 | SUB: NG; BIT: RFO; Y: N; Y: Y | Y | S |  | N | Electric Utility | 1 |  | N | Y | [15 empty] | 2 | 2013 | N | [6 empty] | NG
814 | Entergy Arkansas Inc | 168 | Hamilton Moses | AR | St Francis | 2 | ST | OS | 69 | 67 | 67 |  | 5 | 1951 | SUB: NG; BIT: RFO; Y: N; Y: Y | Y | S |  | N | Electric Utility | 1 |  | N | Y | [15 empty] | 2 | 2013 | N | [6 empty] | NG
814 | Entergy Arkansas Inc | 169 | Harvey Couch | AR | Lafayette | 2 | ST | SB | 156.2 | 123 | 123 |  | 8 | 1954 | SUB: NG; Y: N; Y: Y | Y | S |  | N | Electric Utility | 1 |  | N | N | [17 empty] | N | [6 empty] | NG
814 | Entergy Arkansas Inc | 170 | Lake Catherine | AR | Hot Spring | 1 | ST | SB | 40 | 47 | 47 |  | 4 | 1950 | SUB: NG; Y: N; Y: Y | Y | S |  | N | Electric Utility | 1 |  | N | N | [17 empty] | N | [6 empty] | NG
814 | Entergy Arkansas Inc | 170 | Lake Catherine | AR | Hot Spring | 2 | ST | SB | 40 | 45 | 47 |  | 8 | 1950 | SUB: NG; Y: N; Y: Y | Y | S |  | N | Electric Utility | 1 |  | N | N | [17 empty] | N | [6 empty] | NG
814 | Entergy Arkansas Inc | 170 | Lake Catherine | AR | Hot Spring | 3 | ST | SB | 119.5 | 96 | 96 |  | 4 | 1953 | SUB: NG; Y: N; Y: Y | Y | S |  | N | Electric Utility | 1 |  | N | N | [17 empty] | N | [6 empty] | NG
814 | Entergy Arkansas Inc | 170 | Lake Catherine | AR | Hot Spring | 4 | ST | OA | 552.5 | 525 |  |  | 4 | 1970 | SUB: NG; Y: N; Y: Y |  | S |  | N | Electric Utility | 1 |  | N | N | [17 empty] | N | [6 empty] | NG
814 | Entergy Arkansas Inc | 171 | Mabelvale | AR | Pulaski | 1 | GT | OP | 19.5 | 14 | 16 |  | 12 | 1970 | SUB: NG; BIT: DFO; Y: N; Y: Y | Y | S |  | N | Electric Utility | 1 |  | N | N | [17 empty] | N
814 | Entergy Arkansas Inc | 171 | Mabelvale | AR | Pulaski | 2 | GT | SB | 19.5 | 14 | 16 |  | 12 | 1970 | SUB: NG; BIT: DFO; Y: N; Y: Y | Y | S |  | N | Electric Utility | 1 |  | N | N | [17 empty] | N
814 | Entergy Arkansas Inc | 171 | Mabelvale | AR | Pulaski | 3 | GT | OP | 19.5 | 14 | 16 |  | 12 | 1970 | SUB: NG; BIT: DFO; Y: N; Y: Y | Y | S |  | N | Electric Utility | 1 |  | N | N | [17 empty] | N
814 | Entergy Arkansas Inc | 171 | Mabelvale | AR | Pulaski | 4 | GT | SB | 19.5 | 14 | 16 |  | 12 | 1970 | SUB: NG; BIT: DFO; Y: N; Y: Y | Y | S |  | N | Electric Utility | 1 |  | N | N | [17 empty] | N
814 | Entergy Arkansas Inc | 173 | Robert E Ritchie | AR | Phillips | 1 | ST | OS | 359 | 300 | 300 |  | 6 | 1961 | SUB: NG; Y: N; Y: Y | Y | S |  | N | Electric Utility | 1 |  | N | Y | [15 empty] | 2 | 2013 | N | [6 empty] | NG
814 | Entergy Arkansas Inc | 173 | Robert E Ritchie | AR | Phillips | 2 | ST | SB | 544.6 | 544 | 544 |  | 3 | 1968 | SUB: NG; Y: N; Y: Y | Y | W |  | N | Electric Utility | 1 |  | N | N | [17 empty] | N | [6 empty] | NG
814 | Entergy Arkansas Inc | 173 | Robert E Ritchie | AR | Phillips | GT1 | GT | OS | 19.5 | 16 | 16 |  | 10 | 1970 | SUB: NG; Y: N; Y: Y | Y | S |  | N | Electric Utility | 1 |  | N | N | [17 empty] | N
814 | Entergy Arkansas Inc | 174 | Remmel | AR | Hot Spring | 1 | HY | OP | 3 | 4 | 3 |  | 1 | 1925 | SUB: WAT; Y: N; Y: Y |  | S | 0 | N | Electric Utility | 1 |  | N | N | [17 empty] | N
814 | Entergy Arkansas Inc | 174 | Remmel | AR | Hot Spring | 2 | HY | OP | 3 | 4 | 3 |  | 1 | 1925 | SUB: WAT; Y: N; Y: Y |  | S | 0 | N | Electric Utility | 1 |  | N | N | [17 empty] | N
814 | Entergy Arkansas Inc | 174 | Remmel | AR | Hot Spring | 3 | HY | OP | 3 | 4 | 3 |  | 1 | 1925 | SUB: WAT; Y: N; Y: Y |  | S | 0 | N | Electric Utility | 1 |  | N | N | [17 empty] | N
814 | Entergy Arkansas Inc | 6009 | White Bluff | AR | Jefferson | 1 | ST | OP | 900 | 815 | 815 |  | 8 | 1980 | SUB: SUB; Y: N; Y: Y |  | J |  | N | Electric Utility | 1 |  | N | N | [17 empty] | N | Y |  | Y |  |  |  | DFO
814 | Entergy Arkansas Inc | 6009 | White Bluff | AR | Jefferson | 2 | ST | OP | 900 | 844 | 844 |  | 8 | 1981 | SUB: SUB; Y: N; Y: Y |  | J |  | N | Electric Utility | 1 |  | N | N | [17 empty] | N | Y |  | Y |  |  |  | DFO
814 | Entergy Arkansas Inc | 6641 | Independence | AR | Independence | 1 | ST | OP | 900 | 836 | 836 |  | 1 | 1983 | SUB: SUB; Y: N; Y: Y |  | J |  | N | Electric Utility | 1 |  | N | N | [17 empty] | N | Y | [5 empty] | DFO
814 | Entergy Arkansas Inc | 6641 | Independence | AR | Independence | 2 | ST | OP | 900 | 842 | 842 |  | 12 | 1984 | SUB: SUB; Y: N; Y: Y |  | J |  | N | Electric Utility | 1 |  | N | N | [17 empty] | N | Y | [5 empty] | DFO
814 | Entergy Arkansas Inc | 8055 | Arkansas Nuclear One | AR | Pope | 1 | ST | OP | 902.5 | 836 | 851 |  | 12 | 1974 | SUB: NUC; Y: N; Y: Y |  | S |  | N | Electric Utility | 1 |  | N | N | [24 empty] | DFO
814 | Entergy Arkansas Inc | 8055 | Arkansas Nuclear One | AR | Pope | 2 | ST | OP | 942.5 | 992 | 1005 |  | 3 | 1980 | SUB: NUC; Y: N; Y: Y |  | S |  | N | Electric Utility | 1 |  | N | N
814 | Entergy Arkansas Inc | 55418 | Hot Spring Generating Facility | AR | Hot Spring | CT1 | CT | OP | 198.9 | 170 | 161 |  | 6 | 2002 | SUB: NG; Y: N; Y: Y |  | S |  | N | Electric Utility | 1 |  | N | N | [17 empty] | N
814 | Entergy Arkansas Inc | 55418 | Hot Spring Generating Facility | AR | Hot Spring | CT2 | CT | OP | 198.9 | 170 | 161 |  | 6 | 2002 | SUB: NG; Y: N; Y: Y |  | S |  | N | Electric Utility | 1 |  | N | N | [17 empty] | N
814 | Entergy Arkansas Inc | 55418 | Hot Spring Generating Facility | AR | Hot Spring | ST1 | CA | OP | 317 | 290 | 282 |  | 6 | 2002 | SUB: NG; Y: N; Y: Y |  | S |  | N | Electric Utility | 1 |  | Y | N | [17 empty] | N
867 | ARCO Products Co-Watson | 50216 | Watson Cogeneration | CA | Los Angeles | GN91 | CT | OP | 82 | 82 | 82 |  | 3 | 1988 | NG | OG | WO |  |  |  | Y | Y |  | J |  | Y | Industrial CHP | 7 | T | N | N | [17 empty] | N
867 | ARCO Products Co-Watson | 50216 | Watson Cogeneration | CA | Los Angeles | GN92 | CT | OP | 82 | 82 | 82 |  | 2 | 1988 | NG | OG | WO |  |  |  | Y | Y |  | J |  | Y | Industrial CHP | 7 | T | N | N | [17 empty] | N
867 | ARCO Products Co-Watson | 50216 | Watson Cogeneration | CA | Los Angeles | GN93 | CT | OP | 82 | 82 | 82 |  | 1 | 1988 | NG | OG | WO |  |  |  | Y | Y |  | J |  | Y | Industrial CHP | 7 | T | N | N | [17 empty] | N
867 | ARCO Products Co-Watson | 50216 | Watson Cogeneration | CA | Los Angeles | GN94 | CT | OP | 82 | 82 | 82 |  | 12 | 1987 | NG | OG | WO |  |  |  | Y | Y |  | J |  | Y | Industrial CHP | 7 | T | N | N | [17 empty] | N
867 | ARCO Products Co-Watson | 50216 | Watson Cogeneration | CA | Los Angeles | GN95 | CA | OP | 38.5 | 35 | 35 |  | 2 | 1988 | SUB: NG; BIT: OG; Y: N; Y: Y |  | J |  | Y | Industrial CHP | 7 | T | Y | N | [17 empty] | N
867 | ARCO Products Co-Watson | 50216 | Watson Cogeneration | CA | Los Angeles | GN96 | CA | OP | 38.5 | 35 | 35 |  | 12 | 1987 | SUB: NG; BIT: OG; Y: N; Y: Y |  | J |  | Y | Industrial CHP | 7 | T | Y | N | [17 empty] | N
871 | Village of Arnold | 2216 | Arnold | NE | CUSTER | 1 | IC | OP | 0.5 | 0.5 | 0.5 |  | 1 | 1960 | SUB: DFO; Y: N; Y: Y |  | S |  | N | Electric Utility | 1 |  | N | N
871 | Village of Arnold | 2216 | Arnold | NE | CUSTER | 2A | IC | OS | 0.1 | 0.1 | 0.1 |  | 1 | 1937 | SUB: DFO; Y: N; Y: N |  | S |  | N | Electric Utility | 1 |  | N | N
871 | Village of Arnold | 2216 | Arnold | NE | CUSTER | 3 | IC | OP | 0.2 | 0.2 | 0.2 |  | 1 | 1942 | SUB: DFO; Y: N; Y: Y |  | S |  | N | Electric Utility | 1 |  | N | N
871 | Village of Arnold | 2216 | Arnold | NE | CUSTER | 4 | IC | OP | 0.3 | 0.2 | 0.2 |  | 1 | 1946 | SUB: DFO; Y: N; Y: N |  | S |  | N | Electric Utility | 1 |  | N | N
876 | Atlanta Gift Mart LP | 54877 | Atlanta Gift Mart LP | GA | FULTON | BUG | IC | SB | 1.2 | 1.2 | 1.2 |  | 6 | 1991 | SUB: DFO; Y: N; Y: N | N | S |  | N | Commercial Non-CHP | 4 |  | N | N | [17 empty] | N
900 | Asbury Park Press Inc | 10157 | Asbury Park Press | NJ | Monmouth | ENG1 | IC | OP | 0.7 | 0.7 | 0.7 |  | 5 | 1987 | SUB: NG; BIT: PG; Y: Y; Y: N |  | S |  | Y | Industrial CHP | 7 | T | N | N | [17 empty] | N
900 | Asbury Park Press Inc | 10157 | Asbury Park Press | NJ | Monmouth | ENG2 | IC | OP | 0.7 | 0.7 | 0.7 |  | 5 | 1987 | SUB: NG; BIT: PG; Y: Y; Y: N |  | S |  | Y | Industrial CHP | 7 | T | N | N | [17 empty] | N
911 | City of Ashland - (KS) | 1259 | Ashland | KS | Clark | 1 | IC | SB | 0.6 | 0.6 | 0.6 |  | 9 | 1953 | SUB: NG; BIT: DFO; Y: Y; Y: Y | Y | S |  | N | Electric Utility | 1 |  | N | N | [17 empty] | N
911 | City of Ashland - (KS) | 1259 | Ashland | KS | Clark | 2 | IC | SB | 0.9 | 0.7 | 0.8 |  | 9 | 1974 | SUB: NG; BIT: DFO; Y: Y; Y: Y | Y | S |  | N | Electric Utility | 1 |  | N | N | [17 empty] | N
911 | City of Ashland - (KS) | 1259 | Ashland | KS | Clark | 3 | IC | SB | 1.2 | 1.1 | 1.1 |  | 5 | 1963 | SUB: DFO; Y: N; Y: Y | Y | S |  | N | Electric Utility | 1 |  | N | N | [17 empty] | N
911 | City of Ashland - (KS) | 1259 | Ashland | KS | Clark | 4 | IC | SB | 1.2 | 1.1 | 1.1 |  | 4 | 1958 | SUB: DFO; Y: N; Y: Y | Y | S |  | N | Electric Utility | 1 |  | N | N | [17 empty] | N
911 | City of Ashland - (KS) | 1259 | Ashland | KS | Clark | 5 | IC | SB | 0.9 | 0.7 | 0.7 |  | 5 | 1971 | SUB: DFO; Y: N; Y: Y | Y | S |  | N | Electric Utility | 1 |  | N | N | [17 empty] | N
914 | Total Petrochemicals USA Inc | 10568 | Port Arthur Texas Refinery | TX | JEFFERSON | GEN1 | GT | OP | 38.4 | 28.7 | 32.3 |  | 8 | 1988 | SUB: NG; BIT: OG; Y: N; Y: Y |  | S |  | Y | Industrial CHP | 7 | T | N | N | [17 empty] | N
918 | City of Aspen- (CO) | 7458 | Ruedi | CO | Pitkin | 1 | HY | OP | 5 | 4.5 | 4.5 |  | 9 | 1985 | SUB: WAT; Y: N; Y: Y | Y | S |  | N | Electric Utility | 1 |  | N | Y | 0.5 | 0.5 | 2 | 2013 | [8 empty] | N |  |  |  |  | N
924 | Associated Electric Coop, Inc | 2167 | New Madrid | MO | New Madrid | 1 | ST | OP | 650 | 599 | 599 |  | 12 | 1972 | SUB: SUB; Y: N; Y: Y |  | W |  | N | Electric Utility | 1 |  | N | [13 empty] | N |  |  |  |  | N |  |  | Y |  |  |  | DFO
924 | Associated Electric Coop, Inc | 2167 | New Madrid | MO | New Madrid | 2 | ST | OP | 650 | 600 | 600 |  | 6 | 1977 | SUB: SUB; Y: N; Y: Y |  | S |  | N | Electric Utility | 1 |  | N | N | [12 empty] | N |  |  |  |  | N |  |  | Y |  |  |  | DFO
924 | Associated Electric Coop, Inc | 2168 | Thomas Hill | MO | Randolph | 1 | ST | OP | 171.7 | 167 | 172 |  | 11 | 1966 | SUB: SUB; Y: N; Y: Y |  | S |  | N | Electric Utility | 1 |  | N | [13 empty] | N |  |  |  |  | N |  |  | Y |  |  |  | DFO
924 | Associated Electric Coop, Inc | 2168 | Thomas Hill | MO | Randolph | 2 | ST | OP | 272 | 276 | 286 |  | 3 | 1969 | SUB: SUB; Y: N; Y: Y |  | S |  | N | Electric Utility | 1 |  | N | N | [12 empty] | N |  |  |  |  | N |  |  | Y |  |  |  | DFO
924 | Associated Electric Coop, Inc | 2168 | Thomas Hill | MO | Randolph | 3 | ST | OP | 738 | 702 | 719 |  | 6 | 1982 | SUB: SUB; Y: N; Y: Y |  | S |  | N | Electric Utility | 1 |  | N | N | [12 empty] | N |  |  |  |  | N |  |  | Y |  |  |  | DFO
924 | Associated Electric Coop, Inc | 6563 | Unionville | MO | Putnam | 1 | GT | SB | 23 | 22 | 22 |  | 6 | 1976 | SUB: DFO; Y: N; Y: Y | Y | S |  | N | Electric Utility | 1 |  | N | N | [12 empty] | N |  |  |  |  | N
924 | Associated Electric Coop, Inc | 6563 | Unionville | MO | Putnam | 2 | GT | SB | 23 | 22 | 22 |  | 6 | 1976 | SUB: DFO; Y: N; Y: Y | Y | S |  | N | Electric Utility | 1 |  | N | N | [17 empty] | N
924 | Associated Electric Coop, Inc | 7604 | St Francis Energy Facility | MO | Dunklin | 1 | CS | OP | 253.3 | 230 | 237 |  | 7 | 1999 | SUB: NG; BIT: DFO; Y: N; Y: Y |  | S |  | N | Electric Utility | 1 |  | N | N | [17 empty] | N
924 | Associated Electric Coop, Inc | 7604 | St Francis Energy Facility | MO | Dunklin | 2 | CS | OP | 253.3 | 234 | 238 |  | 4 | 2001 | SUB: NG; BIT: DFO; Y: N; Y: Y |  | S |  | N | Electric Utility | 1 |  | N | N | [17 empty] | N
924 | Associated Electric Coop, Inc | 7749 | Essex | MO | Stoddard | 1 | GT | OP | 121.2 | 89 | 106 |  | 6 | 1999 | SUB: NG; Y: N; Y: Y | Y | S |  | N | Electric Utility | 1 |  | N | N | [17 empty] | N
924 | Associated Electric Coop, Inc | 7754 | Nodaway | MO | Nodaway | 1 | GT | SB | 157.8 | 93 | 118 |  | 6 | 1999 | SUB: NG; BIT: DFO; Y: N; Y: Y | Y | S |  | N | Electric Utility | 1 |  | N | N | [17 empty] | N
924 | Associated Electric Coop, Inc | 7754 | Nodaway | MO | Nodaway | 2 | GT | SB | 157.8 | 93 | 118 |  | 6 | 1999 | SUB: NG; BIT: DFO; Y: N; Y: Y | Y | S |  | N | Electric Utility | 1 |  | N | N | [17 empty] | N
924 | Associated Electric Coop, Inc | 7757 | Chouteau | OK | Mayes | 1 | CT | OP | 176 | 145 | 157 |  | 6 | 2000 | SUB: NG; Y: N; Y: Y |  | S |  | N | Electric Utility | 1 |  | N | N | [12 empty] | N |  |  |  |  | N
924 | Associated Electric Coop, Inc | 7757 | Chouteau | OK | Mayes | 2 | CT | OP | 176 | 145 | 157 |  | 6 | 2000 | SUB: NG; Y: N; Y: Y |  | S |  | N | Electric Utility | 1 |  | N | N | [17 empty] | N
924 | Associated Electric Coop, Inc | 7757 | Chouteau | OK | Mayes | 3 | CA | OP | 182.8 | 152 | 156 |  | 6 | 2000 | SUB: NG; Y: N; Y: Y |  | S |  | N | Electric Utility | 1 |  | Y | N | [17 empty] | N
924 | Associated Electric Coop, Inc | 7757 | Chouteau | OK | Mayes | 4 | CT | OP | 176 | 145 | 157 |  | 6 | 2011 | SUB: NG; Y: N; Y: Y |  | S |  | N | Electric Utility | 1 | [20 empty] | N
924 | Associated Electric Coop, Inc | 7757 | Chouteau | OK | Mayes | 5 | CT | OP | 176 | 145 | 157 |  | 6 | 2011 | SUB: NG; Y: N; Y: Y |  | S |  | N | Electric Utility | 1 | [20 empty] | N
924 | Associated Electric Coop, Inc | 7757 | Chouteau | OK | Mayes | 6 | CA | OP | 182.8 | 152 | 157 |  | 6 | 2011 | SUB: NG; Y: N; Y: Y |  | S |  | N | Electric Utility | 1 |  | Y | [18 empty] | N
924 | Associated Electric Coop, Inc | 7848 | Holden | MO | Johnson | 11 | GT | SB | 107.1 | 76 | 91 |  | 6 | 2002 | SUB: NG; BIT: DFO; Y: Y; Y: Y | Y | S |  | N | Electric Utility | 1 |  | N | N | [17 empty] | N
924 | Associated Electric Coop, Inc | 7848 | Holden | MO | Johnson | 12 | GT | SB | 107.1 | 76 | 91 |  | 6 | 2002 | SUB: NG; BIT: DFO; Y: Y; Y: Y | Y | S |  | N | Electric Utility | 1 |  | N | N | [17 empty] | N
924 | Associated Electric Coop, Inc | 7848 | Holden | MO | Johnson | 13 | GT | SB | 107.1 | 76 | 91 |  | 6 | 2002 | SUB: NG; BIT: DFO; Y: Y; Y: Y | Y | S |  | N | Electric Utility | 1 |  | N | N | [17 empty] | N
924 | Associated Electric Coop, Inc | 55340 | Dell Power Station | AR | Mississippi | CTG1 | CT | OP | 199.3 | 142 | 148 |  | 8 | 2007 | SUB: NG; BIT: DFO; Y: Y; Y: Y |  | S |  | N | Electric Utility | 1 |  | N | N | [17 empty] | N
924 | Associated Electric Coop, Inc | 55340 | Dell Power Station | AR | Mississippi | CTG2 | CT | OP | 199.3 | 142 | 148 |  | 8 | 2007 | SUB: NG; BIT: DFO; Y: Y; Y: Y |  | S |  | N | Electric Utility | 1 |  | N | N | [17 empty] | N
924 | Associated Electric Coop, Inc | 55340 | Dell Power Station | AR | Mississippi | STG | CA | OP | 280.5 | 180 | 180 |  | 8 | 2007 | SUB: NG; BIT: DFO; Y: N; Y: Y |  | S |  | N | Electric Utility | 1 |  | Y | N | [17 empty] | N
965 | Atlantic Municipal Utilities | 1124 | Atlantic | IA | Cass | 1 | IC | OP | 5.3 | 4 | 4 |  | 9 | 1966 | SUB: DFO; BIT: NG; Y: Y; Y: Y |  | S |  | N | Electric Utility | 1 |  | N | N | [12 empty] | N |  |  |  |  | N
965 | Atlantic Municipal Utilities | 1124 | Atlantic | IA | Cass | 6 | GT | OP | 10 | 9.8 | 10 |  | 7 | 1999 | SUB: NG; BIT: DFO; Y: Y; Y: Y |  | S |  | N | Electric Utility | 1 |  | N | N | [12 empty] | N |  |  |  |  | N
986 | Aurora Energy LLC | 79 | Aurora Energy LLC Chena | AK | Fairbanks North Star | 1 | ST | OP | 5 | 6 | 6 |  | 6 | 1952 | SUB: SUB; Y: N; Y: Y |  | S |  | Y | IPP CHP | 3 | T | N | N | [17 empty] | N |  |  | Y |  |  |  | WDS | DFO
986 | Aurora Energy LLC | 79 | Aurora Energy LLC Chena | AK | Fairbanks North Star | 2 | ST | OP | 2.5 | 2.5 | 2.5 |  | 6 | 1952 | SUB: SUB; Y: N; Y: Y |  | S |  | Y | IPP CHP | 3 | T | N | N | [17 empty] | N |  |  | Y |  |  |  | WDS | DFO
986 | Aurora Energy LLC | 79 | Aurora Energy LLC Chena | AK | Fairbanks North Star | 5 | ST | OP | 20 | 23.9 | 23.9 |  | 6 | 1975 | SUB: SUB; Y: N; Y: Y |  | S |  | Y | IPP CHP | 3 | T | N | N | [17 empty] | N |  |  | Y |  |  |  | AB | DFO
989 | City of Attica | 1260 | Attica | KS | Harper | 1 | IC | OS | 0.5 | 0.5 | 0.5 |  | 8 | 1954 | DFO | NG | DFO | NG |  |  | Y | Y | Y | S |  | N | Electric Utility | 1 |  |  | N | [17 empty] | N | [6 empty] | DFO | NG
989 | City of Attica | 1260 | Attica | KS | Harper | 2 | IC | OP | 0.9 | 0.9 | 0.9 |  | 8 | 1970 | NG | NG | DFO | NG |  |  | Y | Y | Y | S |  | N | Electric Utility | 1 |  | N | N | [17 empty] | N | [6 empty] | DFO | NG
989 | City of Attica | 1260 | Attica | KS | Harper | 4A | IC | OS | 0.7 | 0.7 | 0.7 |  | 5 | 2003 | NG | NG | DFO | NG |  |  | Y | Y | Y | S |  | N | Electric Utility | 1 |  | N | N | [17 empty] | N | [6 empty] | DFO | NG
989 | City of Attica | 1260 | Attica | KS | Harper | IC3 | IC | OP | 1.1 | 1 | 1 |  | 5 | 1984 | NG | NG | DFO | NG |  |  | Y | Y | Y | S |  | N | Electric Utility | 1 |  | N | N | [17 empty] | N | [6 empty] | DFO | NG
991 | Air Products & Chemicals Inc | 55557 | Wilmington Hydrogen Plant | CA | Los Angeles | T101 | ST | OP | 31.9 | 28.1 | 27.7 |  | 3 | 1996 | SUB: WH; Y: N; Y: Y | Y | S |  | Y | Industrial CHP | 7 | B | N | N | [17 empty] | N | [6 empty] | NG
993 | Auburn Board of Public Works | 2215 | Auburn | NE | Nemaha | 1 | IC | OP | 2.4 | 2.2 | 2.4 |  | 4 | 1982 | SUB: NG; BIT: DFO; Y: Y; Y: Y |  | S |  | N | Electric Utility | 1 |  | N | N | [17 empty] | N
993 | Auburn Board of Public Works | 2215 | Auburn | NE | Nemaha | 2 | IC | OP | 1 | 0.9 | 1 |  | 6 | 1949 | SUB: NG; BIT: DFO; Y: Y; Y: Y |  | S |  | N | Electric Utility | 1 |  | N | N | [17 empty] | N
993 | Auburn Board of Public Works | 2215 | Auburn | NE | Nemaha | 4A | IC | OP | 3.7 | 3.7 | 3.7 |  | 6 | 1993 | SUB: NG; BIT: DFO; Y: Y; Y: Y |  | S |  | N | Electric Utility | 1 |  | N | N | [17 empty] | N
993 | Auburn Board of Public Works | 2215 | Auburn | NE | Nemaha | 5 | IC | OP | 3.3 | 3 | 3.3 |  | 7 | 1973 | SUB: NG; BIT: DFO; Y: Y; Y: Y |  | S |  | N | Electric Utility | 1 |  | N | N | [17 empty] | N
993 | Auburn Board of Public Works | 2215 | Auburn | NE | Nemaha | 6 | IC | OP | 2.7 | 2.5 | 2.7 |  | 5 | 1967 | SUB: NG; BIT: DFO; Y: Y; Y: Y |  | S |  | N | Electric Utility | 1 |  | N | N | [17 empty] | N
993 | Auburn Board of Public Works | 2215 | Auburn | NE | Nemaha | 7 | IC | OP | 5.6 | 5.2 | 5.6 |  | 7 | 1987 | SUB: NG; BIT: DFO; Y: Y; Y: Y |  | S |  | N | Electric Utility | 1 |  | N | N | [17 empty] | N
998 | City of Augusta - (KS) | 1261 | Augusta Electric Plant No 1 | KS | Butler | 1 | IC | SB | 1.1 | 1.1 | 1.1 |  | 7 | 1954 | SUB: NG; BIT: DFO; Y: Y; Y: Y | Y | S |  | N | Electric Utility | 1 |  | N | N | [17 empty] | N
998 | City of Augusta - (KS) | 1261 | Augusta Electric Plant No 1 | KS | Butler | 2 | IC | SB | 0.3 | 0.3 | 0.3 |  | 8 | 1929 | SUB: DFO; Y: N; Y: Y | Y | S |  | N | Electric Utility | 1 |  | N | N | [17 empty] | N
998 | City of Augusta - (KS) | 1261 | Augusta Electric Plant No 1 | KS | Butler | 3 | IC | SB | 1 | 1 | 1 |  | 12 | 1949 | SUB: NG; BIT: DFO; Y: Y; Y: Y | Y | S |  | N | Electric Utility | 1 |  | N | N | [17 empty] | N
998 | City of Augusta - (KS) | 1261 | Augusta Electric Plant No 1 | KS | Butler | 4 | IC | SB | 0.7 | 0.7 | 0.7 |  | 8 | 1939 | SUB: DFO; Y: N; Y: Y | Y | S |  | N | Electric Utility | 1 |  | N | N | [17 empty] | N
998 | City of Augusta - (KS) | 1261 | Augusta Electric Plant No 1 | KS | Butler | 5 | IC | SB | 2.2 | 2.2 | 2.2 |  | 6 | 1956 | SUB: NG; BIT: DFO; Y: Y; Y: Y | Y | S |  | N | Electric Utility | 1 |  | N | N | [17 empty] | N
998 | City of Augusta - (KS) | 1261 | Augusta Electric Plant No 1 | KS | Butler | 6 | IC | SB | 2.2 | 2.2 | 2.2 |  | 7 | 1956 | SUB: NG; BIT: DFO; Y: Y; Y: Y | Y | S |  | N | Electric Utility | 1 |  | N | N | [17 empty] | N
998 | City of Augusta - (KS) | 1261 | Augusta Electric Plant No 1 | KS | Butler | 7 | IC | SB | 2 | 2 | 2 |  | 4 | 1964 | SUB: NG; BIT: DFO; Y: Y; Y: Y | Y | S |  | N | Electric Utility | 1 |  | N | N | [17 empty] | N
998 | City of Augusta - (KS) | 6791 | Augusta Electric Plant No 2 | KS | BUTLER | 1 | IC | OP | 4 | 4 | 4 |  | 10 | 1968 | SUB: NG; BIT: DFO; Y: Y; Y: Y |  | S |  | N | Electric Utility | 1 |  | N | N | [17 empty] | N
998 | City of Augusta - (KS) | 6791 | Augusta Electric Plant No 2 | KS | BUTLER | 2 | IC | OP | 4 | 4 | 4 |  | 7 | 1968 | SUB: NG; BIT: DFO; Y: Y; Y: Y |  | S |  | N | Electric Utility | 1 |  | N | N | [17 empty] | N
998 | City of Augusta - (KS) | 6791 | Augusta Electric Plant No 2 | KS | BUTLER | 3 | IC | OP | 6 | 6 | 6 |  | 7 | 1981 | SUB: NG; BIT: DFO; Y: Y; Y: Y |  | S |  | N | Electric Utility | 1 |  | N | N | [17 empty] | N
998 | City of Augusta - (KS) | 6791 | Augusta Electric Plant No 2 | KS | BUTLER | 4 | IC | OP | 6.7 | 6.6 | 6.6 |  | 3 | 2005 | SUB: NG; BIT: DFO; Y: Y; Y: Y |  | S |  | N | Electric Utility | 1 |  | N | N | [17 empty] | N
1005 | Avalon/Mayo Hydropower LLC | 54801 | Avalon/Mayo Hydropower | NC | ROCKINGHAM | GEN1 | HY | OP | 0.8 | 0.8 | 0.8 |  | 4 | 1997 | SUB: WAT; Y: N; Y: Y |  | S | 0 | N | Commercial Non-CHP | 4 |  | N | N
1005 | Avalon/Mayo Hydropower LLC | 54801 | Avalon/Mayo Hydropower | NC | ROCKINGHAM | GEN2 | HY | OP | 0.3 | 0.3 | 0.3 |  | 5 | 2000 | SUB: WAT; Y: N; Y: Y |  | S | 0 | N | Commercial Non-CHP | 4 |  | N | N
1005 | Avalon/Mayo Hydropower LLC | 54801 | Avalon/Mayo Hydropower | NC | ROCKINGHAM | GEN3 | HY | OP | 0.1 | 0.1 | 0.1 |  | 5 | 2000 | SUB: WAT; Y: N; Y: Y |  | S | 0 | N | Commercial Non-CHP | 4 |  | N | N
1009 | City of Austin - (MN) | 1960 | Austin Downtown | MN | Mower | 1 | ST | OS | 5 | 5.3 | 5.3 |  | 6 | 1940 | SUB: NG; BIT: RFO; Y: N; Y: Y |  | S |  | N | Electric Utility | 1 |  | N | N | [17 empty] | N | [6 empty] | NG
1009 | City of Austin - (MN) | 1960 | Austin Downtown | MN | Mower | 2 | ST | OS | 3.5 | 3.5 | 3.5 |  | 6 | 1935 | SUB: NG; BIT: RFO; Y: N; Y: Y |  | S |  | N | Electric Utility | 1 |  | N | N | [24 empty] | NG
1009 | City of Austin - (MN) | 1960 | Austin Downtown | MN | Mower | 3 | ST | OS | 7.5 | 8.8 | 8.8 |  | 6 | 1946 | SUB: NG; BIT: RFO; Y: N; Y: Y |  | S |  | N | Electric Utility | 1 |  | N | N | [24 empty] | NG
1009 | City of Austin - (MN) | 1960 | Austin Downtown | MN | Mower | 4 | ST | OS | 11.5 | 12.2 | 12.2 |  | 6 | 1955 | SUB: NG; BIT: RFO; Y: N; Y: Y |  | S |  | N | Electric Utility | 1 |  | N | N | [24 empty] | NG
1009 | City of Austin - (MN) | 1960 | Austin Downtown | MN | Mower | 5 | GT | OP | 6 | 5.4 | 5.4 |  | 6 | 1961 | SUB: NG; Y: N; Y: Y |  | S |  | N | Electric Utility | 1 |  | N | N
1009 | City of Austin - (MN) | 1961 | Austin Northeast | MN | MOWER | 1 | ST | OP | 31.9 | 28 | 28 |  | 4 | 1971 | SUB: NG; BIT: BIT; Y: Y; Y: Y |  | S |  | N | Electric Utility | 1 |  | N | N | [17 empty] | N | Y | [5 empty] | NG
1015 | Austin Energy | 3548 | Decker Creek | TX | Travis | 1 | ST | OP | 321 | 320 | 335 |  | 7 | 1971 | SUB: NG; Y: N; Y: Y |  | S |  | N | Electric Utility | 1 |  | N | N | [24 empty] | NG
1015 | Austin Energy | 3548 | Decker Creek | TX | Travis | 2 | ST | OP | 405 | 404 | 448 |  | 1 | 1978 | SUB: NG; Y: N; Y: Y |  | S |  | N | Electric Utility | 1 |  | N | N | [24 empty] | DFO
1015 | Austin Energy | 3548 | Decker Creek | TX | Travis | GT1 | GT | OP | 51.5 | 52 | 60 |  | 9 | 1988 | SUB: NG; Y: N; Y: Y |  | S |  | N | Electric Utility | 1 |  | N | N
1015 | Austin Energy | 3548 | Decker Creek | TX | Travis | GT2 | GT | OP | 51.5 | 52 | 60 |  | 9 | 1988 | SUB: NG; Y: N; Y: Y |  | S |  | N | Electric Utility | 1 |  | N | N
1015 | Austin Energy | 3548 | Decker Creek | TX | Travis | GT3 | GT | OP | 51.5 | 52 | 60 |  | 9 | 1988 | SUB: NG; Y: N; Y: Y |  | S |  | N | Electric Utility | 1 |  | N | N
1015 | Austin Energy | 3548 | Decker Creek | TX | Travis | GT4 | GT | OP | 51.5 | 52 | 60 |  | 9 | 1988 | SUB: NG; Y: N; Y: Y |  | S |  | N | Electric Utility | 1 |  | N | N
1015 | Austin Energy | 7900 | Sand Hill | TX | Travis | 5A | CT | OP | 198 | 161 | 180 |  | 9 | 2004 | SUB: NG; Y: N; Y: Y |  | S |  | N | Electric Utility | 1 |  | N | N
1015 | Austin Energy | 7900 | Sand Hill | TX | Travis | 5C | CA | OP | 190 | 151 | 164 |  | 9 | 2004 | SUB: NG; Y: N; Y: Y |  | S |  | N | Electric Utility | 1 |  | Y | N
1015 | Austin Energy | 7900 | Sand Hill | TX | Travis | SH1 | GT | OP | 51.4 | 47.3 | 47.3 |  | 6 | 2001 | SUB: NG; Y: N; Y: Y |  | S |  | N | Electric Utility | 1 |  | N | N
1015 | Austin Energy | 7900 | Sand Hill | TX | Travis | SH2 | GT | OP | 51.4 | 47.3 | 47.3 |  | 6 | 2001 | SUB: NG; Y: N; Y: Y |  | S |  | N | Electric Utility | 1 |  | N | N
1015 | Austin Energy | 7900 | Sand Hill | TX | Travis | SH3 | GT | OP | 51.4 | 47.3 | 47.3 |  | 6 | 2001 | SUB: NG; Y: N; Y: Y |  | S |  | N | Electric Utility | 1 |  | N | N
1015 | Austin Energy | 7900 | Sand Hill | TX | Travis | SH4 | GT | OP | 51.4 | 47.3 | 47.3 |  | 6 | 2001 | SUB: NG; Y: N; Y: Y |  | S |  | N | Electric Utility | 1 |  | N | N
1015 | Austin Energy | 7900 | Sand Hill | TX | Travis | SH6 | GT | OP | 51.4 | 47.3 | 47.3 |  | 6 | 2010 | SUB: NG; Y: N; Y: Y |  | S |  | N | Electric Utility | 1 |  |  | N
1015 | Austin Energy | 7900 | Sand Hill | TX | Travis | SH7 | GT | OP | 51.4 | 47.3 | 47.3 |  | 6 | 2010 | SUB: NG; Y: N; Y: Y |  | S |  | N | Electric Utility | 1 |  |  | N
1015 | Austin Energy | 56373 | Domain Integrated Energy System | TX | TRAVIS | DOMG1 | GT | OP | 5 | 5 | 5 |  | 6 | 2004 | SUB: NG; Y: N; Y: Y |  | S |  | Y | Electric Utility | 1 | T |  | N | [17 empty] | N
1015 | Austin Energy | 56374 | Robert Mueller Energy Center | TX | Travis | CT1 | GT | OP | 4.6 | 3.7 | 4.6 |  | 7 | 2006 | SUB: NG; Y: N; Y: Y |  | S |  | Y | Electric Utility | 1 | T |  | N
1015 | Austin Energy | 56374 | Robert Mueller Energy Center | TX | Travis | DG1 | IC | SB | 1.5 | 1.5 | 1.5 |  | 7 | 2006 | SUB: DFO; Y: N; Y: Y | N | S |  | N | Electric Utility | 1 |  |  | N
1058 | B Braun Medical Inc | 50200 | B Braun Medical | CA | Orange | GEN1 | GT | OP | 2.8 | 2.7 | 2.6 |  | 11 | 1982 | [9 empty] | S |  | Y | Industrial CHP | 7 | T | N | N | [17 empty] | N | bar: SUB; Y to Y
1058 | B Braun Medical Inc | 50200 | B Braun Medical | CA | Orange | GEN2 | GT | OP | 3.3 | 3 | 2.9 |  | 1 | 1995 | [9 empty] | S |  | Y | Industrial CHP | 7 | T | N | N | [17 empty] | N | bar: SUB; Y to Y
1074 | IPA Operations Inc - Hays | 55144 | Hays Energy Project | TX | Hays | U1 | CS | OP | 241.7 | 215 | 230 |  | 5 | 2002 | SUB: NG; Y: N; Y: Y |  | W |  | N | IPP Non-CHP | 2 |  | N | N | [17 empty] | N
1074 | IPA Operations Inc - Hays | 55144 | Hays Energy Project | TX | Hays | U2 | CS | OP | 241.7 | 215 | 230 |  | 4 | 2002 | SUB: NG; Y: N; Y: Y |  | W |  | N | IPP Non-CHP | 2 |  | N | N | [17 empty] | N
1074 | IPA Operations Inc - Hays | 55144 | Hays Energy Project | TX | Hays | U3 | CS | OP | 252.8 | 224 | 236 |  | 8 | 2002 | SUB: NG; Y: N; Y: Y |  | W |  | N | IPP Non-CHP | 2 |  | N | N | [17 empty] | N
1074 | IPA Operations Inc - Hays | 55144 | Hays Energy Project | TX | Hays | U4 | CS | OP | 252.8 | 227 | 241 |  | 8 | 2002 | SUB: NG; Y: N; Y: Y |  | W |  | N | IPP Non-CHP | 2 |  | N | N | [17 empty] | N
1148 | City of Baldwin City- (KS) | 1262 | Baldwin City Plant No 1 | KS | Douglas | 3 | IC | SB | 1.1 | 0.9 | 0.9 |  | 5 | 1956 | SUB: DFO; Y: N; Y: N | Y | S |  | N | Electric Utility | 1 |  | N | N | [17 empty] | N
1148 | City of Baldwin City- (KS) | 1262 | Baldwin City Plant No 1 | KS | Douglas | 4 | IC | OP | 2 | 1.6 | 1.6 |  | 5 | 1970 | SUB: DFO; BIT: NG; Y: N; Y: N |  | S |  | N | Electric Utility | 1 |  | N | N | [17 empty] | N
1148 | City of Baldwin City- (KS) | 1262 | Baldwin City Plant No 1 | KS | Douglas | 5 | IC | OP | 1.1 | 0.9 | 0.9 |  | 10 | 1964 | SUB: DFO; BIT: NG; Y: N; Y: N |  | S |  | N | Electric Utility | 1 |  | N | N | [17 empty] | N
1148 | City of Baldwin City- (KS) | 1262 | Baldwin City Plant No 1 | KS | Douglas | 6 | IC | OP | 1.1 | 0.9 | 0.9 |  | 10 | 1964 | SUB: DFO; BIT: NG; Y: N; Y: N |  | S |  | N | Electric Utility | 1 |  | N | N | [17 empty] | N
1148 | City of Baldwin City- (KS) | 8020 | Baldwin City Plant No 2 | KS | Douglas | 7 | IC | OP | 3.2 | 3 | 3 |  | 8 | 2004 | SUB: DFO; BIT: NG; Y: N; Y: N |  | S |  | N | Electric Utility | 1 |  | N | N | [17 empty] | N
1148 | City of Baldwin City- (KS) | 8020 | Baldwin City Plant No 2 | KS | Douglas | 8 | IC | OP | 3.2 | 3 | 3 |  | 8 | 2004 | SUB: DFO; BIT: NG; Y: N; Y: N |  | S |  | N | Electric Utility | 1 |  | N | N | [17 empty] | N
1172 | Bancroft Municipal Utilities | 1125 | Bancroft | IA | Kossuth | 4 | IC | OP | 0.3 | 0.3 | 0.3 |  | 1 | 1948 | SUB: DFO; Y: N; Y: Y | Y | S |  | N | Electric Utility | 1 |  | N | N | [17 empty] | N
1172 | Bancroft Municipal Utilities | 1125 | Bancroft | IA | Kossuth | 5 | IC | OP | 0.6 | 0.5 | 0.5 |  | 1 | 1954 | SUB: DFO; Y: N; Y: Y | Y | S |  | N | Electric Utility | 1 |  | N | N | [17 empty] | N
1172 | Bancroft Municipal Utilities | 1125 | Bancroft | IA | Kossuth | 6 | IC | OP | 1.8 | 1.8 | 1.8 |  | 3 | 2001 | SUB: DFO; Y: N; Y: Y | Y | S |  | N | Electric Utility | 1 |  | N | N | [17 empty] | N
1172 | Bancroft Municipal Utilities | 1125 | Bancroft | IA | Kossuth | 7 | IC | OP | 1.8 | 1.8 | 1.8 |  | 6 | 2001 | SUB: DFO; Y: N; Y: Y | Y | S |  | N | Electric Utility | 1 |  | N | N | [17 empty] | N
1179 | Bangor Hydro-Electric Co | 1466 | Bar Harbor | ME | Hancock | 1 | IC | OP | 2 | 2 | 2.2 |  | 11 | 1961 | SUB: DFO; Y: N; Y: Y |  | S |  | N | Electric Utility | 1 |  | N | N | [17 empty] | N
1179 | Bangor Hydro-Electric Co | 1466 | Bar Harbor | ME | Hancock | 2 | IC | OP | 2 | 2 | 2.2 |  | 11 | 1961 | SUB: DFO; Y: N; Y: Y |  | S |  | N | Electric Utility | 1 |  | N | N | [17 empty] | N
1179 | Bangor Hydro-Electric Co | 1466 | Bar Harbor | ME | Hancock | 3 | IC | OP | 2 | 2 | 2.2 |  | 11 | 1961 | SUB: DFO; Y: N; Y: Y |  | S |  | N | Electric Utility | 1 |  | N | N | [17 empty] | N
1179 | Bangor Hydro-Electric Co | 1466 | Bar Harbor | ME | Hancock | 4 | IC | OP | 2 | 2 | 2.2 |  | 11 | 1961 | SUB: DFO; Y: N; Y: Y |  | S |  | N | Electric Utility | 1 |  | N | N | [17 empty] | N
1179 | Bangor Hydro-Electric Co | 1468 | Eastport | ME | Washington | 1 | IC | OP | 1 | 0.7 | 0.8 |  | 12 | 1948 | SUB: DFO; Y: N; Y: Y |  | S |  | N | Electric Utility | 1 |  | N | N | [17 empty] | N
1179 | Bangor Hydro-Electric Co | 1468 | Eastport | ME | Washington | 2 | IC | OP | 1 | 0.7 | 0.8 |  | 12 | 1949 | SUB: DFO; Y: N; Y: Y |  | S |  | N | Electric Utility | 1 |  | N | N | [17 empty] | N
1179 | Bangor Hydro-Electric Co | 1468 | Eastport | ME | Washington | 3 | IC | OP | 2 | 2 | 2.1 |  | 8 | 1949 | SUB: DFO; Y: N; Y: Y |  | S |  | N | Electric Utility | 1 |  | N | N | [17 empty] | N
1179 | Bangor Hydro-Electric Co | 1474 | Medway | ME | Penobscot | IC1 | IC | OP | 2 | 2 | 2.2 |  | 7 | 1960 | SUB: DFO; Y: N; Y: Y |  | S |  | N | Electric Utility | 1 |  | N | N | [17 empty] | N
1179 | Bangor Hydro-Electric Co | 1474 | Medway | ME | Penobscot | IC2 | IC | OP | 2 | 2 | 2.2 |  | 7 | 1960 | SUB: DFO; Y: N; Y: Y |  | S |  | N | Electric Utility | 1 |  | N | N | [17 empty] | N
1179 | Bangor Hydro-Electric Co | 1474 | Medway | ME | Penobscot | IC3 | IC | OP | 2 | 2 | 2.2 |  | 7 | 1960 | SUB: DFO; Y: N; Y: Y |  | S |  | N | Electric Utility | 1 |  | N | N | [17 empty] | N
1179 | Bangor Hydro-Electric Co | 1474 | Medway | ME | Penobscot | IC4 | IC | OP | 2 | 2 | 2.2 |  | 7 | 1960 | SUB: DFO; Y: N; Y: Y |  | S |  | N | Electric Utility | 1 |  | N | N | [17 empty] | N
1182 | BASF Corporation | 10319 | Geismar | LA | Ascension | GEN1 | GT | OP | 35.7 | 33.7 | 37.7 |  | 7 | 1985 | SUB: NG; Y: N; Y: Y |  | S |  | Y | Industrial CHP | 7 | T | N | N | [17 empty] | N
1182 | BASF Corporation | 10319 | Geismar | LA | Ascension | GEN2 | GT | OP | 41.2 | 39.2 | 43.2 |  | 11 | 1998 | SUB: NG; BIT: OG; Y: Y; Y: Y |  | S |  | Y | Industrial CHP | 7 | T |  | N | [17 empty] | N
1182 | BASF Corporation | 10319 | Geismar | LA | Ascension | GEN3 | ST | OP | 7.2 | 7.2 | 7.2 |  | 10 | 2005 | SUB: NG; BIT: OTH; Y: N; Y: Y |  | S |  | N | Industrial CHP | 7 |  |  | N | [17 empty] | N
1182 | BASF Corporation | 55311 | BASF Freeport Works | TX | Brazoria | GEN1 | GT | OP | 81 | 75 | 85 |  | 5 | 1999 | SUB: NG; Y: N; Y: Y |  | S |  | Y | Industrial CHP | 7 | T | N | N | [17 empty] | N
1182 | BASF Corporation | 55311 | BASF Freeport Works | TX | Brazoria | GEN2 | ST | OP | 11.7 | 11.7 | 11.7 |  | 6 | 1999 | [9 empty] | S |  | Y | Industrial CHP | 7 | T |  | N | [17 empty] | N | bar: SUB; Y to Y
1194 | Baptist Memorial Hospital | 10008 | Baptist Medical Center | FL | DUVAL | TG-2 | GT | OS | 2.5 | 2.2 | 2.5 |  | 12 | 1983 | SUB: NG; BIT: DFO; Y: Y; Y: N |  | S |  | Y | Commercial CHP | 5 | T | N | N | [17 empty] | N | [6 empty] | DFO
1194 | Baptist Memorial Hospital | 10008 | Baptist Medical Center | FL | DUVAL | TG-3 | GT | OP | 3 | 2.7 | 3 |  | 3 | 1986 | SUB: NG; BIT: DFO; Y: Y; Y: N |  | S |  | Y | Commercial CHP | 5 | T | N | N | [17 empty] | N | [6 empty] | NG
1194 | Baptist Memorial Hospital | 10008 | Baptist Medical Center | FL | DUVAL | TG-4 | GT | OP | 3.5 | 3.2 | 3.5 |  | 3 | 1993 | SUB: NG; BIT: DFO; Y: Y; Y: N |  | S |  | Y | Commercial CHP | 5 | T | N | N | [17 empty] | N | [6 empty] | NG
1268 | Bayswater Peaking Facility LLC | 55699 | Bayswater Peaking Facility LLC | NY | Queens | 1 | GT | OP | 60.5 | 53.7 | 53.8 |  | 6 | 2002 | SUB: NG; Y: N; Y: Y |  | S | 2 | N | IPP Non-CHP | 2 |  | N | N | [17 empty] | N
1276 | Barrow Utils & Elec Coop, Inc | 7173 | Barrow | AK | North Slope | 10 | IC | OP | 1.5 | 1.5 | 1.5 |  | 11 | 1994 | SUB: NG; Y: N; Y: Y |  | W |  | N | Electric Utility | 1 |  | N | N | [17 empty] | N
1276 | Barrow Utils & Elec Coop, Inc | 7173 | Barrow | AK | North Slope | 11 | GT | OP | 4.8 | 4.8 | 5 |  | 11 | 1996 | SUB: NG; Y: N; Y: Y |  | S |  | N | Electric Utility | 1 |  | N | N | [17 empty] | N
1276 | Barrow Utils & Elec Coop, Inc | 7173 | Barrow | AK | North Slope | 12 | GT | OP | 5 | 5 | 5 |  | 6 | 2001 | SUB: NG; BIT: DFO; Y: Y; Y: Y |  | S |  | N | Electric Utility | 1 |  | N | N | [17 empty] | N
1276 | Barrow Utils & Elec Coop, Inc | 7173 | Barrow | AK | North Slope | 6 | GT | OP | 2.5 | 2.5 | 2.5 |  | 2 | 1977 | SUB: NG; BIT: DFO; Y: Y; Y: Y |  | W |  | N | Electric Utility | 1 |  | N | N | [17 empty] | N
1276 | Barrow Utils & Elec Coop, Inc | 7173 | Barrow | AK | North Slope | 7 | GT | OP | 2.5 | 2.5 | 2.5 |  | 12 | 1980 | SUB: NG; BIT: DFO; Y: Y; Y: Y |  | W |  | N | Electric Utility | 1 |  | N | N | [17 empty] | N
1276 | Barrow Utils & Elec Coop, Inc | 7173 | Barrow | AK | North Slope | 8 | GT | OP | 2.5 | 2.5 | 2.5 |  | 10 | 1982 | SUB: NG; BIT: DFO; Y: Y; Y: Y |  | W |  | N | Electric Utility | 1 |  | N | N | [17 empty] | N
1276 | Barrow Utils & Elec Coop, Inc | 7173 | Barrow | AK | North Slope | 9 | IC | OP | 1.5 | 1.5 | 1.5 |  | 11 | 1994 | SUB: NG; Y: N; Y: Y |  | W |  | N | Electric Utility | 1 |  | N | N | [17 empty] | N
1278 | City of Barron | 4102 | Barron | WI | Barron | 1A | IC | OP | 1.1 | 1.1 | 1.1 |  | 6 | 1998 | SUB: DFO; Y: N; Y: Y |  | S |  | N | Electric Utility | 1 |  | N | N
1278 | City of Barron | 4102 | Barron | WI | Barron | 2A | IC | OP | 1.1 | 1.1 | 1.1 |  | 6 | 1998 | SUB: DFO; Y: N; Y: Y |  | S |  | N | Electric Utility | 1 |  | N | N
1278 | City of Barron | 4102 | Barron | WI | Barron | 3A | IC | OP | 1.1 | 1.1 | 1.1 |  | 6 | 1998 | SUB: DFO; Y: N; Y: Y |  | S |  | N | Electric Utility | 1 |  | N | N
1278 | City of Barron | 4102 | Barron | WI | Barron | 4 | IC | OP | 1.1 | 1.1 | 1.1 |  | 6 | 1998 | SUB: DFO; Y: N; Y: Y |  | S |  | N | Electric Utility | 1 |  | N | N
1278 | City of Barron | 4102 | Barron | WI | Barron | 7 | IC | OP | 0.8 | 0.6 | 0.6 |  | 3 | 1944 | SUB: DFO; Y: N; Y: Y |  | S |  | N | Electric Utility | 1 |  | N | N
1278 | City of Barron | 4102 | Barron | WI | Barron | 8 | IC | OP | 1.3 | 1.3 | 1.3 |  | 3 | 1954 | SUB: DFO; Y: N; Y: Y |  | S |  | N | Electric Utility | 1 |  | N | N
1278 | City of Barron | 4102 | Barron | WI | Barron | 9 | IC | OP | 2 | 2 | 2 |  | 3 | 1960 | SUB: DFO; Y: N; Y: Y |  | S |  | N | Electric Utility | 1 |  | N | N
1278 | City of Barron | 4102 | Barron | WI | Barron | H2 | HY | OP | 0.1 | 0.1 | 0.1 |  | 8 | 1923 | SUB: WAT; Y: N; Y: Y |  | S | 1 | N | Electric Utility | 1 |  | N | N
1299 | Barton Village, Inc | 3753 | West Charleston | VT | Orleans | 1 | HY | OP | 0.7 | 0.7 | 1 |  | 7 | 1931 | SUB: WAT; Y: N; Y: Y | Y | S | 0 | N | Electric Utility | 1 |  | N | N | [12 empty] | N
1299 | Barton Village, Inc | 3753 | West Charleston | VT | Orleans | 2 | HY | OP | 0.7 | 0.7 | 1 |  | 10 | 1948 | SUB: WAT; Y: N; Y: Y | Y | S | 0 | N | Electric Utility | 1 |  | N | N | [12 empty] | N
1299 | Barton Village, Inc | 3753 | West Charleston | VT | Orleans | IC3 | IC | OP | 1.4 | 0.9 | 0.9 |  | 7 | 1956 | SUB: DFO; Y: N; Y: Y | Y | S |  | N | Electric Utility | 1 |  | N | N | [12 empty] | N
1299 | Barton Village, Inc | 3753 | West Charleston | VT | Orleans | IC4 | IC | OP | 1.4 | 0.9 | 0.9 |  | 7 | 1956 | SUB: DFO; Y: N; Y: Y | Y | S |  | N | Electric Utility | 1 |  |  | N
1307 | Basin Electric Power Coop | 2817 | Leland Olds | ND | Mercer | 1 | ST | OP | 216 | 222 | 222 |  | 1 | 1966 | SUB: LIG; BIT: SUB; Y: N; Y: Y |  | S |  | N | Electric Utility | 1 |  |  | N | [17 empty] | N | Y | [5 empty] | DFO
1307 | Basin Electric Power Coop | 2817 | Leland Olds | ND | Mercer | 2 | ST | OP | 440 | 445 | 445 |  | 12 | 1975 | SUB: LIG; BIT: SUB; Y: N; Y: Y |  | S |  | N | Electric Utility | 1 |  |  | N | [17 empty] | N | Y | [5 empty] | DFO
1307 | Basin Electric Power Coop | 6092 | Spirit Mound | SD | Clay | 1 | GT | OP | 67.5 | 54.6 | 60 |  | 6 | 1978 | SUB: DFO; Y: N; Y: Y |  | S |  | N | Electric Utility | 1 |  |  | N | [17 empty] | N
1307 | Basin Electric Power Coop | 6092 | Spirit Mound | SD | Clay | 2 | GT | OP | 67.5 | 45.5 | 59.5 |  | 6 | 1978 | SUB: DFO; Y: N; Y: Y |  | S |  | N | Electric Utility | 1 |  |  | N | [17 empty] | N
1307 | Basin Electric Power Coop | 6204 | Laramie River Station | WY | Platte | 1 | ST | OP | 570 | 570 | 570 |  | 9 | 1981 | SUB: SUB; Y: N; Y: Y |  | J |  | N | Electric Utility | 1 |  |  | N | [17 empty] | N | Y | [5 empty] | DFO
1307 | Basin Electric Power Coop | 6204 | Laramie River Station | WY | Platte | 2 | ST | OP | 570 | 570 | 570 |  | 7 | 1981 | SUB: SUB; Y: N; Y: Y |  | J |  | N | Electric Utility | 1 |  |  | N | [17 empty] | N | Y | [5 empty] | DFO
1307 | Basin Electric Power Coop | 6204 | Laramie River Station | WY | Platte | 3 | ST | OP | 570 | 570 | 570 |  | 11 | 1982 | SUB: SUB; Y: N; Y: Y |  | J |  | N | Electric Utility | 1 |  |  | N | [17 empty] | N | Y | [5 empty] | DFO
1307 | Basin Electric Power Coop | 6469 | Antelope Valley | ND | Mercer | 1 | ST | OP | 434.9 | 450 | 450 |  | 7 | 1984 | SUB: LIG; Y: N; Y: Y |  | S |  | N | Electric Utility | 1 |  |  | N | [17 empty] | N | Y | [5 empty] | DFO
1307 | Basin Electric Power Coop | 6469 | Antelope Valley | ND | Mercer | 2 | ST | OP | 434.9 | 450 | 450 |  | 7 | 1986 | SUB: LIG; Y: N; Y: Y |  | S |  | N | Electric Utility | 1 |  |  | N | [17 empty] | N | Y | [5 empty] | DFO
1307 | Basin Electric Power Coop | 7974 | Chamberlain Wind Project | SD | Brule | WTC1 | WT | OP | 1.3 | 1.3 | 1.3 |  | 11 | 2001 | SUB: WND; Y: N; Y: Y |  | S | 1 | N | Electric Utility | 1 |  | N | N | [17 empty] | N
1307 | Basin Electric Power Coop | 7974 | Chamberlain Wind Project | SD | Brule | WTC2 | WT | OP | 1.3 | 1.3 | 1.3 |  | 11 | 2001 | SUB: WND; Y: N; Y: Y |  | S | 1 | N | Electric Utility | 1 |  | N | N | [17 empty] | N
1307 | Basin Electric Power Coop | 8026 | Hartzog | WY | Campbell | 1 | GT | OP | 7.5 | 5 | 6 |  | 8 | 2002 | SUB: NG; Y: N; Y: Y |  | S |  | N | Electric Utility | 1 |  |  | N | [17 empty] | N
1307 | Basin Electric Power Coop | 8026 | Hartzog | WY | Campbell | 2 | GT | OP | 7.5 | 5 | 6 |  | 8 | 2002 | SUB: NG; Y: N; Y: Y |  | S |  | N | Electric Utility | 1 |  |  | N | [17 empty] | N
1307 | Basin Electric Power Coop | 8026 | Hartzog | WY | Campbell | 3 | GT | OP | 7.5 | 5 | 6 |  | 8 | 2002 | SUB: NG; Y: N; Y: Y |  | S |  | N | Electric Utility | 1 |  |  | N | [17 empty] | N
1307 | Basin Electric Power Coop | 8028 | Arvada | WY | Sheridan | 1 | GT | OP | 7.5 | 5 | 6 |  | 9 | 2002 | SUB: NG; Y: N; Y: Y |  | S |  | N | Electric Utility | 1 |  |  | N | [17 empty] | N
1307 | Basin Electric Power Coop | 8028 | Arvada | WY | Sheridan | 2 | GT | OP | 7.5 | 5 | 6 |  | 9 | 2002 | SUB: NG; Y: N; Y: Y |  | S |  | N | Electric Utility | 1 |  |  | N | [17 empty] | N
1307 | Basin Electric Power Coop | 8028 | Arvada | WY | Sheridan | 3 | GT | OP | 7.5 | 5 | 6 |  | 9 | 2002 | SUB: NG; Y: N; Y: Y |  | S |  | N | Electric Utility | 1 |  |  | N | [17 empty] | N
1307 | Basin Electric Power Coop | 8030 | Barber Creek | WY | Campbell | 1 | GT | OP | 7.5 | 5 | 6 |  | 9 | 2002 | SUB: NG; Y: N; Y: Y |  | S |  | N | Electric Utility | 1 |  |  | N | [17 empty] | N
1307 | Basin Electric Power Coop | 8030 | Barber Creek | WY | Campbell | 2 | GT | OP | 7.5 | 5 | 6 |  | 9 | 2002 | SUB: NG; Y: N; Y: Y |  | S |  | N | Electric Utility | 1 |  |  | N | [17 empty] | N
1307 | Basin Electric Power Coop | 8030 | Barber Creek | WY | Campbell | 3 | GT | OP | 7.5 | 5 | 6 |  | 9 | 2002 | SUB: NG; Y: N; Y: Y |  | S |  | N | Electric Utility | 1 |  |  | N | [17 empty] | N
1307 | Basin Electric Power Coop | 55995 | Minot Wind Project | ND | Ward | MWP | WT | OP | 2.6 | 2.6 | 2.6 |  | 1 | 2003 | SUB: WND; Y: N; Y: Y |  | S | 2 | N | Electric Utility | 1 |  | N | N | [17 empty] | N
1307 | Basin Electric Power Coop | 55995 | Minot Wind Project | ND | Ward | MWP2 | WT | OP | 4.5 | 4.5 | 4.5 |  | 12 | 2009 | SUB: WND; Y: N; Y: Y |  | S | 3 | N | Electric Utility | 1 |  |  | N
1307 | Basin Electric Power Coop | 56238 | Groton Generating Station | SD | Brown | GT01 | GT | OP | 93.5 | 82.1 | 97.9 |  | 7 | 2006 | SUB: NG; Y: N; Y: Y |  | S |  | N | Electric Utility | 1 |  |  | N | [17 empty] | N
1307 | Basin Electric Power Coop | 56238 | Groton Generating Station | SD | Brown | GT02 | GT | OP | 95 | 76.8 | 97.4 |  | 7 | 2008 | SUB: NG; Y: N; Y: Y |  | S |  | N | Electric Utility | 1 |  |  | N | [17 empty] | N
1307 | Basin Electric Power Coop | 56606 | Culbertson Generation Station | MT | ROOSEVELT | 01 | GT | OP | 91 | 90.8 | 95.5 |  | 12 | 2010 | SUB: NG; Y: N; Y: Y |  | S |  | N | Electric Utility | 1 |  |  | N | [17 empty] | N
1307 | Basin Electric Power Coop | 56607 | Prairie Winds ND1 | ND | Ward | ND1 | WT | OP | 115.5 | 115.5 | 115.5 |  | 12 | 2009 | SUB: WND; Y: N; Y: Y |  | S | 77 | N | Electric Utility | 1 |  |  | N | [17 empty] | N
1307 | Basin Electric Power Coop | 56608 | Prairie Winds SD1 | SD | Jerauld | SD1 | WT | OP | 150 | 150 | 150 |  | 2 | 2011 | SUB: WND; Y: N; Y: Y |  | S | 100 | N | Electric Utility | 1 | [20 empty] | N
1307 | Basin Electric Power Coop | 56608 | Prairie Winds SD1 | SD | Jerauld | SD2 | WT | OP | 10.5 | 10.5 | 10.5 |  | 2 | 2011 | SUB: WND; Y: N; Y: Y |  | W | 7 | N | Electric Utility | 1
1307 | Basin Electric Power Coop | 56608 | Prairie Winds SD1 | SD | Jerauld | SD3 | WT | OP | 1.5 | 1.5 | 1.5 |  | 2 | 2011 | SUB: WND; Y: N; Y: Y |  | W | 1 | N | Electric Utility | 1
1307 | Basin Electric Power Coop | 56609 | Dry Fork Station | WY | Campbell | 01 | ST | OP | 390 | 380 | 405 |  | 11 | 2011 | SUB: SUB; Y: N; Y: Y |  | J |  | N | Electric Utility | 1 | [20 empty] | N | Y | [5 empty] | WO
1307 | Basin Electric Power Coop | 56610 | Deer Creek Station | SD | Brookings | 01 | CA | OP | 154 | 150 | 150 |  | 8 | 2012 | SUB: NG; Y: N; Y: Y |  | S |  | N | Electric Utility | 1 |  | Y | [18 empty] | N
1307 | Basin Electric Power Coop | 56610 | Deer Creek Station | SD | Brookings | 02 | CT | OP | 170 | 140 | 150 |  | 8 | 2012 | SUB: NG; Y: N; Y: Y |  | S |  | N | Electric Utility | 1 | [20 empty] | N
1308 | Basin Creek Power Services LLC | 55866 | Basin Creek Plant | MT | Silver Bow | 1 | IC | OP | 6.1 | 6 | 6 |  | 6 | 2006 | SUB: NG; Y: N; Y: Y |  | J |  | N | IPP Non-CHP | 2 |  | N | N
1308 | Basin Creek Power Services LLC | 55866 | Basin Creek Plant | MT | Silver Bow | 2 | IC | OP | 6.1 | 6 | 6 |  | 6 | 2006 | SUB: NG; Y: N; Y: Y |  | J |  | N | IPP Non-CHP | 2 |  | N | N
1308 | Basin Creek Power Services LLC | 55866 | Basin Creek Plant | MT | Silver Bow | 3 | IC | OP | 6.1 | 6 | 6 |  | 6 | 2006 | SUB: NG; Y: N; Y: Y |  | J |  | N | IPP Non-CHP | 2 |  | N | N | [17 empty] | N
1308 | Basin Creek Power Services LLC | 55866 | Basin Creek Plant | MT | Silver Bow | 4 | IC | OP | 6.1 | 6 | 6 |  | 6 | 2006 | SUB: NG; Y: N; Y: Y |  | J |  | N | IPP Non-CHP | 2 |  | N | N | [17 empty] | N
1308 | Basin Creek Power Services LLC | 55866 | Basin Creek Plant | MT | Silver Bow | 5 | IC | OP | 6.1 | 6 | 6 |  | 6 | 2006 | SUB: NG; Y: N; Y: Y |  | J |  | N | IPP Non-CHP | 2 |  | N | N | [17 empty] | N
1308 | Basin Creek Power Services LLC | 55866 | Basin Creek Plant | MT | Silver Bow | 6 | IC | OP | 6.1 | 6 | 6 |  | 6 | 2006 | SUB: NG; Y: N; Y: Y |  | J |  | N | IPP Non-CHP | 2 |  | N | N | [17 empty] | N
1308 | Basin Creek Power Services LLC | 55866 | Basin Creek Plant | MT | Silver Bow | 7 | IC | OP | 6.1 | 6 | 6 |  | 6 | 2006 | SUB: NG; Y: N; Y: Y |  | J |  | N | IPP Non-CHP | 2 |  | N | N | [17 empty] | N
1308 | Basin Creek Power Services LLC | 55866 | Basin Creek Plant | MT | Silver Bow | 8 | IC | OP | 6.1 | 6 | 6 |  | 6 | 2006 | SUB: NG; Y: N; Y: Y |  | J |  | N | IPP Non-CHP | 2 |  | N | N | [17 empty] | N
1308 | Basin Creek Power Services LLC | 55866 | Basin Creek Plant | MT | Silver Bow | 9 | IC | OP | 6.1 | 6 | 6 |  | 6 | 2006 | SUB: NG; Y: N; Y: Y |  | J |  | N | IPP Non-CHP | 2 |  | N | N | [17 empty] | N
1357 | BASF Corp | 55122 | NAFTA Region Olefins Complex Cogen Fac | TX | Jefferson | UN1 | GT | OP | 41.6 | 35 | 40 |  | 7 | 2001 | SUB: NG; Y: N; Y: Y | Y | J |  | Y | Industrial CHP | 7 | T |  | N | [17 empty] | N
1357 | BASF Corp | 55122 | NAFTA Region Olefins Complex Cogen Fac | TX | Jefferson | UN2 | GT | OP | 41.6 | 35 | 40 |  | 7 | 2001 | SUB: NG; Y: N; Y: Y | Y | J |  | Y | Industrial CHP | 7 | T |  | N | [17 empty] | N
1361 | Bay Windpower LLC | 55944 | Bay Windpower I | MI | CHEBOYGAN | BAY | WT | OP | 1.8 | 1.8 | 1.8 |  | 12 | 2001 | SUB: WND; Y: N; Y: Y |  | W | 2 | N | IPP Non-CHP | 2 |  | N | N
1362 | Bassett Healthcare | 54863 | Bassett Medical Center | NY | OTSEGO | 0001 | IC | SB | 0.8 | 0.8 | 0.8 |  | 7 | 1992 | SUB: DFO; Y: N; Y: N | N | S |  | N | Commercial Non-CHP | 4 |  | N | N | [17 empty] | N
1362 | Bassett Healthcare | 54863 | Bassett Medical Center | NY | OTSEGO | 0002 | IC | SB | 0.8 | 0.8 | 0.8 |  | 7 | 1992 | SUB: DFO; Y: N; Y: N | N | S |  | N | Commercial Non-CHP | 4 |  | N | N | [17 empty] | N
1362 | Bassett Healthcare | 54863 | Bassett Medical Center | NY | OTSEGO | 0003 | IC | SB | 0.8 | 0.8 | 0.8 |  | 7 | 1992 | SUB: DFO; Y: N; Y: N | N | S |  | N | Commercial Non-CHP | 4 |  | N | N | [17 empty] | N
1362 | Bassett Healthcare | 54863 | Bassett Medical Center | NY | OTSEGO | 0004 | IC | SB | 1.6 | 1.6 | 1.6 |  | 5 | 2004 | SUB: DFO; Y: N; Y: N | N | S |  | N | Commercial Non-CHP | 4 |  | N | N | [17 empty] | N
1362 | Bassett Healthcare | 54863 | Bassett Medical Center | NY | OTSEGO | 0005 | IC | SB | 1.6 | 1.6 | 1.6 |  | 5 | 2006 | SUB: DFO; Y: N; Y: N | N | S |  | N | Commercial Non-CHP | 4 |  |  | N | [17 empty] | N
1366 | City of Bay City - (MI) | 7398 | Water Street Station | MI | Bay | GEN1 | IC | OP | 5.7 | 5.7 | 5.7 |  | 8 | 1980 | SUB: NG; BIT: DFO; Y: Y; Y: N |  | S |  | N | Electric Utility | 1 |  | N | N | [17 empty] | N
1366 | City of Bay City - (MI) | 7398 | Water Street Station | MI | Bay | GEN2 | IC | OP | 6.9 | 6.9 | 6.9 |  | 10 | 1984 | SUB: NG; BIT: DFO; Y: Y; Y: N |  | S |  | N | Electric Utility | 1 |  | N | N | [17 empty] | N
1366 | City of Bay City - (MI) | 7399 | Henry Station | MI | Bay | GEN3 | IC | OP | 7.7 | 7.7 | 7.7 |  | 5 | 1993 | SUB: NG; BIT: DFO; Y: Y; Y: N |  | S |  | N | Electric Utility | 1 |  | N | N | [17 empty] | N
1366 | City of Bay City - (MI) | 7399 | Henry Station | MI | Bay | GEN4 | IC | OP | 7.7 | 7.7 | 7.7 |  | 5 | 1993 | SUB: NG; BIT: DFO; Y: Y; Y: N |  | S |  | N | Electric Utility | 1 |  | N | N | [17 empty] | N
1415 | SWG Colorado LLC | 55200 | Arapahoe Combustion Turbine Project | CO | Denver | UN5 | CT | OP | 71.1 | 39 | 39 |  | 5 | 2000 | SUB: NG; Y: N; Y: Y | Y | S |  | N | IPP Non-CHP | 2 |  | N | N
1415 | SWG Colorado LLC | 55200 | Arapahoe Combustion Turbine Project | CO | Denver | UN6 | CT | OP | 71.1 | 39 | 39 |  | 5 | 2000 | SUB: NG; Y: N; Y: Y | Y | S |  | N | IPP Non-CHP | 2 |  | N | N
1415 | SWG Colorado LLC | 55200 | Arapahoe Combustion Turbine Project | CO | Denver | UN7 | CA | OP | 51.8 | 44.5 | 48.6 |  | 10 | 2002 | SUB: NG; Y: N; Y: Y | Y | S |  | N | IPP Non-CHP | 2 |  | Y | N
1415 | SWG Colorado LLC | 55207 | Valmont Combustion Turbine Project | CO | BOULDER | UN7 | GT | OP | 71.1 | 39.9 | 39.9 |  | 5 | 2000 | SUB: NG; Y: N; Y: Y |  | S |  | N | IPP Non-CHP | 2 |  | N | N
1415 | SWG Colorado LLC | 55207 | Valmont Combustion Turbine Project | CO | BOULDER | UN8 | GT | OP | 71.1 | 39.9 | 39.9 |  | 5 | 2001 | SUB: NG; Y: N; Y: Y |  | S |  | N | IPP Non-CHP | 2 |  | N | N
1434 | Beaver City Corporation | 3643 | Upper Beaver | UT | Beaver | 1 | HY | OP | 1.3 | 1.3 | 1.3 |  | 8 | 1907 | SUB: WAT; Y: N; Y: Y |  | S | 2 | N | Electric Utility | 1 |  | N | N | [17 empty] | N
1434 | Beaver City Corporation | 3643 | Upper Beaver | UT | Beaver | 2 | HY | OP | 1.2 | 1.2 | 1.2 |  | 8 | 1907 | SUB: WAT; Y: N; Y: Y |  | S |  | N | Electric Utility | 1 |  | N | N | [17 empty] | N
1435 | City of Beaver City - (NE) | 2217 | Beaver City | NE | Furnas | 1 | IC | OP | 0.5 | 0.4 | 0.4 |  | 10 | 1957 | SUB: DFO; BIT: NG; Y: N; Y: N |  | S |  | N | Electric Utility | 1 |  | N | N | [17 empty] | N
1435 | City of Beaver City - (NE) | 2217 | Beaver City | NE | Furnas | 2 | IC | OP | 0.3 | 0.3 | 0.3 |  | 9 | 1963 | SUB: NG; BIT: DFO; Y: N; Y: N |  | S |  | N | Electric Utility | 1 |  | N | N | [17 empty] | N
1435 | City of Beaver City - (NE) | 2217 | Beaver City | NE | Furnas | 3 | IC | OP | 0.3 | 0.2 | 0.2 |  | 10 | 1947 | SUB: DFO; Y: N; Y: N |  | S |  | N | Electric Utility | 1 |  | N | N | [17 empty] | N
1435 | City of Beaver City - (NE) | 2217 | Beaver City | NE | Furnas | 4 | IC | OP | 0.9 | 0.8 | 0.9 |  | 9 | 1967 | SUB: NG; BIT: DFO; Y: N; Y: N |  | S |  | N | Electric Utility | 1 |  | N | N
1456 | City of Bedford - (VA) | 3821 | Snowden | VA | BEDFORD | 4 | HY | OP | 2.5 | 2.5 | 2.5 |  | 8 | 1987 | SUB: WAT; Y: N; Y: N |  | S |  | N | Electric Utility | 1 |  | N | N | [17 empty] | N
1456 | City of Bedford - (VA) | 3821 | Snowden | VA | BEDFORD | 5 | HY | OP | 2.5 | 2.5 | 2.5 |  | 8 | 1987 | SUB: WAT; Y: N; Y: N |  | S |  | N | Electric Utility | 1 |  | N | N | [17 empty] | N
1512 | City of Belleville - (KS) | 1263 | Belleville | KS | Republic | 4 | IC | OP | 1 | 1 | 1 |  | 1 | 1955 | SUB: DFO; BIT: NG; Y: Y; Y: Y |  | S |  | N | Electric Utility | 1 |  | N | N
1512 | City of Belleville - (KS) | 1263 | Belleville | KS | Republic | 5 | IC | OP | 1.7 | 1.7 | 1.7 |  | 1 | 1961 | SUB: DFO; BIT: NG; Y: Y; Y: Y |  | S |  | N | Electric Utility | 1 |  | N | N
1512 | City of Belleville - (KS) | 1263 | Belleville | KS | Republic | 6 | IC | OP | 3.7 | 3.7 | 3.7 |  | 1 | 1966 | SUB: DFO; BIT: NG; Y: Y; Y: Y |  | S |  | N | Electric Utility | 1 |  | N | N
1512 | City of Belleville - (KS) | 1263 | Belleville | KS | Republic | 7 | IC | OP | 5.1 | 5.1 | 5.1 |  | 1 | 1971 | SUB: DFO; BIT: NG; Y: Y; Y: Y |  | S |  | N | Electric Utility | 1 |  | N | N
1512 | City of Belleville - (KS) | 1263 | Belleville | KS | Republic | 8 | IC | OP | 2.8 | 2.8 | 2.8 |  | 1 | 2007 | SUB: DFO; Y: N; Y: Y |  | S |  | N | Electric Utility | 1 |  | N | N
1515 | City of Bellevue - (IA) | 1126 | Bellevue | IA | Jackson | 1 | IC | SB | 0.6 | 0.5 | 0.5 |  | 7 | 1947 | SUB: DFO; Y: N; Y: Y | Y | S |  | N | Electric Utility | 1 |  | N | N | [17 empty] | N
1515 | City of Bellevue - (IA) | 1126 | Bellevue | IA | Jackson | 2 | IC | SB | 1.6 | 1.6 | 1.6 |  | 5 | 1992 | SUB: DFO; Y: N; Y: Y | Y | S |  | N | Electric Utility | 1 |  | N | N | [17 empty] | N
1515 | City of Bellevue - (IA) | 1126 | Bellevue | IA | Jackson | 3 | IC | SB | 1.8 | 1.7 | 1.8 |  | 5 | 2001 | SUB: DFO; Y: N; Y: Y | Y | S |  | N | Electric Utility | 1 |  | N | N | [17 empty] | N
1515 | City of Bellevue - (IA) | 1126 | Bellevue | IA | Jackson | 4 | IC | SB | 0.7 | 0.6 | 0.6 |  | 7 | 1963 | SUB: DFO; Y: N; Y: Y | Y | S |  | N | Electric Utility | 1 |  | N | N | [17 empty] | N
1515 | City of Bellevue - (IA) | 1126 | Bellevue | IA | Jackson | 5 | IC | SB | 0.9 | 0.7 | 0.7 |  | 7 | 1953 | SUB: DFO; Y: N; Y: Y | Y | S |  | N | Electric Utility | 1 |  | N | N | [17 empty] | N
1515 | City of Bellevue - (IA) | 1126 | Bellevue | IA | Jackson | 6 | IC | SB | 3 | 2.4 | 2.4 |  | 7 | 1971 | SUB: DFO; BIT: NG; Y: N; Y: Y | Y | S |  | N | Electric Utility | 1 |  | N | N | [17 empty] | N
1525 | City of Beloit - (KS) | 1264 | Beloit | KS | Mitchell | 1 | IC | OP | 1.5 | 1.1 | 1.1 |  | 7 | 1951 | SUB: DFO; BIT: NG; Y: N; Y: Y |  | S |  | N | Electric Utility | 1 |  | N | N
1525 | City of Beloit - (KS) | 1264 | Beloit | KS | Mitchell | 2 | IC | OP | 1.5 | 1.1 | 1.1 |  | 7 | 1951 | SUB: DFO; BIT: NG; Y: N; Y: Y |  | S |  | N | Electric Utility | 1 |  | N | N
1525 | City of Beloit - (KS) | 1264 | Beloit | KS | Mitchell | 3 | IC | OP | 2 | 2 | 2 |  | 6 | 1961 | SUB: DFO; BIT: NG; Y: N; Y: Y |  | S |  | N | Electric Utility | 1 |  | N | N
1525 | City of Beloit - (KS) | 1264 | Beloit | KS | Mitchell | 4 | IC | OP | 3.5 | 3.3 | 3.3 |  | 11 | 1964 | SUB: DFO; BIT: NG; Y: N; Y: Y |  | S |  | N | Electric Utility | 1 |  | N | N
1525 | City of Beloit - (KS) | 1264 | Beloit | KS | Mitchell | 5 | IC | OP | 0.7 | 0.6 | 0.6 |  | 5 | 1950 | SUB: DFO; BIT: NG; Y: N; Y: N |  | S |  | N | Electric Utility | 1 |  | N | N
1525 | City of Beloit - (KS) | 1264 | Beloit | KS | Mitchell | 6 | IC | OP | 4.1 | 3.5 | 3.5 |  | 8 | 1971 | SUB: DFO; BIT: NG; Y: N; Y: Y |  | S |  | N | Electric Utility | 1 |  | N | N
1525 | City of Beloit - (KS) | 1264 | Beloit | KS | Mitchell | 7 | IC | OP | 6 | 5.5 | 5.5 |  | 8 | 1980 | SUB: DFO; BIT: NG; Y: N; Y: Y |  | S |  | N | Electric Utility | 1 |  | N | N
1528 | Beaver Falls Municipal Auth | 10285 | Townsend Hydro | PA | Beaver | GEN1 | HY | OP | 2.6 | 2.1 | 2.1 |  | 10 | 1987 | SUB: WAT; Y: N; Y: Y |  | S | 0 | N | IPP Non-CHP | 2 |  | N | N | [17 empty] | N
1528 | Beaver Falls Municipal Auth | 10285 | Townsend Hydro | PA | Beaver | GEN2 | HY | OP | 2.6 | 2.1 | 2.1 |  | 10 | 1987 | SUB: WAT; Y: N; Y: Y |  | S | 0 | N | IPP Non-CHP | 2 |  | N | N | [17 empty] | N
1569 | Berry Petroleum Co | 50170 | Berry Cogen | CA | Kern | GEN1 | GT | OP | 38.7 | 35 | 37 |  | 12 | 1986 | SUB: NG; Y: N; Y: Y |  | S | 1 | Y | Industrial CHP | 7 | T | N | N | [17 empty] | N
1569 | Berry Petroleum Co | 50622 | Berry Cogen Tanne Hills 18 | CA | Kern | GEN1 | GT | OP | 8.8 | 7 | 7.5 |  | 12 | 1986 | SUB: NG; Y: N; Y: Y |  | S | 1 | Y | Industrial CHP | 7 | T | N | N | [17 empty] | N
1569 | Berry Petroleum Co | 50622 | Berry Cogen Tanne Hills 18 | CA | Kern | GEN2 | GT | OP | 8.8 | 7 | 7.5 |  | 12 | 1986 | SUB: NG; Y: N; Y: Y |  | S | 1 | Y | Industrial CHP | 7 | T | N | N | [17 empty] | N
1569 | Berry Petroleum Co | 52096 | Berry Placerita Cogen | CA | Los Angeles | GEN1 | GT | OP | 21.4 | 19.6 | 19.6 |  | 3 | 1990 | SUB: NG; Y: N; Y: Y |  | S | 1 | Y | Industrial CHP | 7 | T | N | N | [17 empty] | N
1569 | Berry Petroleum Co | 52096 | Berry Placerita Cogen | CA | Los Angeles | GEN2 | GT | OP | 21.4 | 19.6 | 19.6 |  | 5 | 1990 | SUB: NG; Y: N; Y: Y |  | S | 1 | Y | Industrial CHP | 7 | T | N | N | [17 empty] | N
1573 | City of Benson - (MN) | 1964 | Benson City of | MN | Swift | 10 | IC | OP | 1.8 | 1.8 | 1.8 |  | 5 | 2002 | SUB: DFO; Y: N; Y: Y |  | S |  | N | Electric Utility | 1 |  | N | N | [17 empty] | N
1573 | City of Benson - (MN) | 1964 | Benson City of | MN | Swift | 11 | IC | OP | 1.8 | 1.8 | 1.8 |  | 5 | 2002 | SUB: DFO; Y: N; Y: Y |  | S |  | N | Electric Utility | 1 |  | N | N | [17 empty] | N
1573 | City of Benson - (MN) | 1964 | Benson City of | MN | Swift | 5 | IC | OP | 0.9 | 0.9 | 0.9 |  | 1 | 1948 | SUB: DFO; Y: N; Y: Y |  | S |  | N | Electric Utility | 1 |  | N | N | [17 empty] | N
1573 | City of Benson - (MN) | 1964 | Benson City of | MN | Swift | 6 | IC | OP | 1.3 | 1.2 | 1.2 |  | 1 | 1955 | SUB: DFO; Y: N; Y: Y |  | S |  | N | Electric Utility | 1 |  | N | N | [17 empty] | N
1573 | City of Benson - (MN) | 1964 | Benson City of | MN | Swift | 7 | IC | OP | 1.8 | 1.8 | 1.8 |  | 5 | 2002 | SUB: DFO; Y: N; Y: Y |  | S |  | N | Electric Utility | 1 |  | N | N | [17 empty] | N
1573 | City of Benson - (MN) | 1964 | Benson City of | MN | Swift | 8 | IC | OP | 1.8 | 1.8 | 1.8 |  | 5 | 2002 | SUB: DFO; Y: N; Y: Y |  | S |  | N | Electric Utility | 1 |  | N | N | [17 empty] | N
1573 | City of Benson - (MN) | 1964 | Benson City of | MN | Swift | 9 | IC | OP | 1.8 | 1.8 | 1.8 |  | 5 | 2002 | SUB: DFO; Y: N; Y: Y |  | S |  | N | Electric Utility | 1 |  | N | N | [17 empty] | N
1615 | Town of Berlin - (MD) | 6565 | Berlin | MD | Worcester | 1A | IC | OA | 1.1 | 1.1 | 1.1 |  | 6 | 1961 | SUB: DFO; Y: N; Y: Y |  | S |  | N | Electric Utility | 1 |  | N | N | [12 empty] | N |  |  |  |  | N
1615 | Town of Berlin - (MD) | 6565 | Berlin | MD | Worcester | 2A | IC | OP | 1.8 | 1.8 | 1.8 |  | 7 | 1999 | SUB: DFO; Y: N; Y: Y |  | S |  | N | Electric Utility | 1 |  | N | N | [12 empty] | N |  |  |  |  | N
1615 | Town of Berlin - (MD) | 6565 | Berlin | MD | Worcester | 3A | IC | OS | 1.8 | 1.8 | 1.8 |  | 12 | 1999 | SUB: DFO; Y: N; Y: Y |  | S |  | N | Electric Utility | 1 |  | N | N | [12 empty] | N |  |  |  |  | N
1615 | Town of Berlin - (MD) | 6565 | Berlin | MD | Worcester | 4A | IC | OP | 1.8 | 1.8 | 1.8 |  | 7 | 2000 | SUB: DFO; Y: N; Y: Y |  | S |  | N | Electric Utility | 1 |  | N | N | [12 empty] | N |  |  |  |  | N
1615 | Town of Berlin - (MD) | 6565 | Berlin | MD | Worcester | 5A | IC | OP | 2.5 | 2.5 | 2.5 |  | 12 | 1989 | SUB: DFO; Y: N; Y: Y |  | S |  | N | Electric Utility | 1 |  | N | N | [12 empty] | N |  |  |  |  | N
1616 | Berkshire Power Co LLC | 55041 | Berkshire Power | MA | Hampden | GEN2 | CS | OP | 289 | 229.3 | 246.3 |  | 9 | 1999 | SUB: NG; Y: N; Y: Y |  | W |  | N | IPP Non-CHP | 2 |  | N | N | [17 empty] | N
1647 | City of Bethany | 2114 | Bethany | MO | Harrison | 4 | IC | OP | 1.8 | 1.4 | 1.4 |  | 8 | 1968 | SUB: DFO; Y: N; Y: Y |  | S |  | N | Electric Utility | 1 |  | N | N | [17 empty] | N
1647 | City of Bethany | 2114 | Bethany | MO | Harrison | 5 | IC | OP | 1.8 | 1.7 | 2 |  | 9 | 1981 | SUB: DFO; BIT: NG; Y: N; Y: Y |  | S |  | N | Electric Utility | 1 |  | N | N | [17 empty] | N
1647 | City of Bethany | 2114 | Bethany | MO | Harrison | 6 | IC | OP | 0.9 | 0.9 | 0.9 |  | 12 | 1981 | SUB: DFO; BIT: NG; Y: N; Y: Y |  | S |  | N | Electric Utility | 1 |  | N | N | [17 empty] | N
1647 | City of Bethany | 2114 | Bethany | MO | Harrison | 7 | IC | OP | 1.1 | 1 | 1 |  | 7 | 1983 | SUB: DFO; Y: N; Y: Y |  | S |  | N | Electric Utility | 1 |  | N | N | [17 empty] | N
1647 | City of Bethany | 7944 | Bethany II | MO | HARRISON | 9 | IC | OP | 1.6 | 1.2 | 1.6 |  | 7 | 1993 | SUB: DFO; Y: N; Y: Y |  | S |  | N | Electric Utility | 1 |  | N | N | [17 empty] | N
1651 | Bethel Utilities Corp | 6566 | Bethel | AK | Bethel | 1 | IC | OP | 2.1 | 2.1 | 2.1 |  | 11 | 1976 | SUB: DFO; Y: N; Y: N |  | S |  | N | Electric Utility | 1 |  | N | N | [17 empty] | N
1651 | Bethel Utilities Corp | 6566 | Bethel | AK | Bethel | 2 | IC | OP | 2.1 | 2.1 | 2.1 |  | 11 | 1976 | SUB: DFO; Y: N; Y: N |  | S |  | N | Electric Utility | 1 |  | N | N | [17 empty] | N
1651 | Bethel Utilities Corp | 6566 | Bethel | AK | Bethel | 3 | IC | OP | 2.1 | 2.1 | 2.1 |  | 11 | 1976 | SUB: DFO; Y: N; Y: N |  | S |  | N | Electric Utility | 1 |  | N | N | [17 empty] | N
1651 | Bethel Utilities Corp | 6566 | Bethel | AK | Bethel | 4 | IC | OP | 2.1 | 2.1 | 2.1 |  | 11 | 1976 | SUB: DFO; Y: N; Y: N |  | S |  | N | Electric Utility | 1 |  | N | N | [17 empty] | N
1651 | Bethel Utilities Corp | 6566 | Bethel | AK | Bethel | 6 | IC | OP | 2.1 | 2.1 | 2.1 |  | 4 | 1989 | SUB: DFO; Y: N; Y: N |  | S |  | N | Electric Utility | 1 |  | N | N | [17 empty] | N
1651 | Bethel Utilities Corp | 6566 | Bethel | AK | Bethel | 7 | IC | OP | 2.1 | 2.1 | 2.1 |  | 12 | 1992 | SUB: DFO; Y: N; Y: N |  | S |  | N | Electric Utility | 1 |  | N | N | [17 empty] | N
1678 | Big Creek Water Works Ltd | 10282 | Big Creek Water Works | CA | Trinity | BCHY | HY | OP | 5 | 4.8 | 4.6 |  | 1 | 1987 | SUB: WAT; Y: N; Y: Y | Y | S |  | N | Commercial Non-CHP | 4 |  | N | N
1692 | Big Rivers Electric Corp | 1381 | Kenneth C Coleman | KY | Hancock | 1 | ST | OP | 205 | 150 | 150 |  | 9 | 1969 | SUB: BIT; Y: N; Y: Y |  | S |  | N | Electric Utility | 1 |  | N | N | [17 empty] | N | Y |  | Y |  |  |  | NG | PG
1692 | Big Rivers Electric Corp | 1381 | Kenneth C Coleman | KY | Hancock | 2 | ST | OP | 205 | 138 | 138 |  | 7 | 1970 | SUB: BIT; Y: N; Y: Y |  | S |  | N | Electric Utility | 1 |  | N | N | [17 empty] | N | Y |  | Y |  |  |  | NG | PG
1692 | Big Rivers Electric Corp | 1381 | Kenneth C Coleman | KY | Hancock | 3 | ST | OP | 192 | 155 | 155 |  | 12 | 1971 | SUB: BIT; Y: N; Y: Y |  | S |  | N | Electric Utility | 1 |  | N | N | [17 empty] | N | Y |  | Y |  |  |  | NG | PG
1692 | Big Rivers Electric Corp | 1382 | HMP&L Station Two Henderson | KY | Henderson | 1 | ST | OP | 200 | 153 | 153 |  | 6 | 1973 | SUB: BIT; BIT: PC; Y: Y; Y: Y |  | W |  | N | Electric Utility | 1 |  | N | N | [17 empty] | N | Y |  | Y |  |  |  | DFO
1692 | Big Rivers Electric Corp | 1382 | HMP&L Station Two Henderson | KY | Henderson | 2 | ST | OP | 205 | 159 | 159 |  | 4 | 1974 | SUB: BIT; BIT: PC; Y: Y; Y: Y |  | W |  | N | Electric Utility | 1 |  | N | N | [17 empty] | N | Y |  | Y |  |  |  | DFO
1692 | Big Rivers Electric Corp | 1383 | Robert A Reid | KY | Webster | 1 | ST | OP | 96 | 65 | 65 |  | 1 | 1966 | SUB: BIT; BIT: NG; Y: Y; Y: Y |  | S |  | N | Electric Utility | 1 |  |  | N | [18 empty] | Y |  | Y |  |  |  | DFO
1692 | Big Rivers Electric Corp | 1383 | Robert A Reid | KY | Webster | GEN2 | GT | SB | 98.8 | 58 | 65 |  | 3 | 1976 | SUB: DFO; BIT: NG; Y: Y; Y: Y | Y | S |  | N | Electric Utility | 1 |  |  | N
1692 | Big Rivers Electric Corp | 6639 | R D Green | KY | Webster | 1 | ST | OP | 293 | 231 | 231 |  | 12 | 1979 | SUB: BIT; BIT: PC; Y: Y; Y: Y |  | S |  | N | Electric Utility | 1 |  | N | N | [17 empty] | N | Y |  | Y |  |  |  | DFO
1692 | Big Rivers Electric Corp | 6639 | R D Green | KY | Webster | 2 | ST | OP | 293 | 223 | 223 |  | 1 | 1981 | SUB: BIT; BIT: PC; Y: Y; Y: Y |  | S |  | N | Electric Utility | 1 |  | N | N | [17 empty] | N | Y |  | Y |  |  |  | DFO
1692 | Big Rivers Electric Corp | 6823 | D B Wilson | KY | Ohio | 1 | ST | OP | 566.1 | 417 | 417 |  | 9 | 1984 | SUB: BIT; BIT: PC; Y: Y; Y: Y |  | S |  | N | Electric Utility | 1 |  | N | N | [18 empty] | Y |  | Y |  |  |  | DFO
1735 | Birchwood Power Partners LP | 54304 | Birchwood Power | VA | King George | 1 | ST | OP | 258.3 | 243.5 | 247.4 |  | 11 | 1996 | SUB: BIT; BIT: DFO; Y: N; Y: Y |  | J |  | N | IPP Non-CHP | 2 |  | N | N | [17 empty] | N | Y |  | Y |  |  |  | DFO
1745 | Biomass One LP | 10869 | Biomass One LP | OR | Jackson | BBC | ST | OP | 10 | 8.5 | 8.5 |  | 12 | 1985 | SUB: WDS; Y: N; Y: Y |  | S |  | N | IPP Non-CHP | 2 |  | N | N | [17 empty] | N | [6 empty] | WDS
1745 | Biomass One LP | 10869 | Biomass One LP | OR | Jackson | GE | ST | OP | 15 | 14 | 14 |  | 12 | 1985 | SUB: WDS; Y: N; Y: Y |  | S |  | N | IPP Non-CHP | 2 |  | N | N | [17 empty] | N | [6 empty] | WDS
1745 | Biomass One LP | 10869 | Biomass One LP | OR | Jackson | GE-2 | ST | OP | 15 | 14 | 14 |  | 1 | 2009 | SUB: WDS; Y: N; Y: Y |  | S |  | N | IPP Non-CHP | 2 |  | N | N | [17 empty] | N | [6 empty] | WDS
1746 | Black River Generation LLC | 10464 | Black River Generation | NY | Jefferson | GEN1 | ST | OA | 55.5 | 55 | 56 |  | 6 | 1989 | BIT | PC | WDS | WC | TDF | DFO | Y | Y |  | W |  | N | Electric Utility | 1 |  |  | Y | [9 empty] | WDS | 4 | 2013 | N |  |  |  |  | N |  | Y |  |  |  |  | DFO | JF
1751 | Birch Power Co | 10140 | Birch Creek Power | ID | Clark | GEN1 | HY | OP | 2.6 | 2.6 | 2.6 |  | 4 | 1986 | WDS BIT: WAT; N Y: N; Y Y: Y |  | S | 1 | N | IPP Non-CHP | 2 |  | N | N
1752 | Biola University | 54296 | Biola University | CA | Los Angeles | EG1 | IC | OP | 0.6 | 0.6 | 0.6 |  | 4 | 1990 | [9 empty] | S |  | Y | Commercial CHP | 5 | T | N | N | [17 empty] | N | bar: WDS BIT; N Y to Y Y
1752 | Biola University | 54296 | Biola University | CA | Los Angeles | EG2 | IC | OP | 0.6 | 0.6 | 0.6 |  | 4 | 1990 | [9 empty] | S |  | Y | Commercial CHP | 5 | T | N | N | [17 empty] | N | bar: WDS BIT; N Y to Y Y
1752 | Biola University | 54296 | Biola University | CA | Los Angeles | EG3 | IC | OP | 1 | 1 | 1 |  | 9 | 2002 | [9 empty] | S |  | Y | Commercial CHP | 5 | T | N | N | [17 empty] | N | bar: WDS BIT; N Y to Y Y
1773 | Las Vegas Cogeneration II LLC | 10761 | Las Vegas Cogeneration LP | NV | Clark | GEN1 | CT | OP | 49.8 | 41 | 43 |  | 3 | 1994 | WDS BIT: NG; N Y: N; Y Y: Y |  | W |  | Y | IPP CHP | 3 | T | N | N
1773 | Las Vegas Cogeneration II LLC | 10761 | Las Vegas Cogeneration LP | NV | Clark | GEN2 | CA | OP | 11.5 | 9 | 10 |  | 4 | 1994 | WDS BIT: NG; N Y: N; Y Y: Y |  | W |  | Y | IPP CHP | 3 | T | N | N
1773 | Las Vegas Cogeneration II LLC | 55952 | Las Vegas Cogeneration II LLC | NV | Clark | GEN3 | CT | OP | 60.5 | 42 | 46 |  | 1 | 2003 | WDS BIT: NG; N Y: N; Y Y: Y |  | W |  | N | IPP Non-CHP | 2 |  | N | N
1773 | Las Vegas Cogeneration II LLC | 55952 | Las Vegas Cogeneration II LLC | NV | Clark | GEN4 | CT | OP | 60.5 | 42 | 46 |  | 1 | 2003 | WDS BIT: NG; N Y: N; Y Y: Y |  | W |  | N | IPP Non-CHP | 2 |  | N | N
1773 | Las Vegas Cogeneration II LLC | 55952 | Las Vegas Cogeneration II LLC | NV | Clark | GEN5 | CT | OP | 60.5 | 42 | 46 |  | 1 | 2003 | WDS BIT: NG; N Y: N; Y Y: Y |  | W |  | N | IPP Non-CHP | 2 |  | N | N
1773 | Las Vegas Cogeneration II LLC | 55952 | Las Vegas Cogeneration II LLC | NV | Clark | GEN6 | CT | OP | 60.5 | 42 | 46 |  | 1 | 2003 | WDS BIT: NG; N Y: N; Y Y: Y |  | W |  | N | IPP Non-CHP | 2 |  | N | N
1773 | Las Vegas Cogeneration II LLC | 55952 | Las Vegas Cogeneration II LLC | NV | Clark | GEN7 | CA | OP | 27.8 | 26 | 26 |  | 1 | 2003 | WDS BIT: NG; N Y: N; Y Y: Y |  | W |  | N | IPP Non-CHP | 2 |  | N | N
1773 | Las Vegas Cogeneration II LLC | 55952 | Las Vegas Cogeneration II LLC | NV | Clark | GEN8 | CA | OP | 27.8 | 26 | 26 |  | 1 | 2003 | WDS BIT: NG; N Y: N; Y Y: Y |  | W |  | N | IPP Non-CHP | 2 |  | N | N
1784 | Black Creek Hydro Inc | 54860 | Black Creek | WA | King | GEN1 | HY | OP | 3.7 | 3.7 | 3.7 |  | 2 | 1994 | WDS BIT: WAT; N Y: N; Y Y: Y |  | S | 0 | N | IPP Non-CHP | 2 |  | N | N
1828 | Linn Operating Inc | 56090 | Blacksand Generating Facility | CA | Orange | D182 | GT | OP | 4 | 2.5 | 2.5 |  | 6 | 2000 | WDS BIT: OG; N Y: N; Y Y: Y |  | S |  | N | Industrial Non-CHP | 6 |  | N | N | [17 empty] | N
1828 | Linn Operating Inc | 56090 | Blacksand Generating Facility | CA | Orange | D189 | GT | OP | 3.7 | 3 | 3 |  | 11 | 2000 | WDS BIT: OG; N Y: N; Y Y: Y |  | S |  | N | Industrial Non-CHP | 6 |  | N | N | [17 empty] | N
1828 | Linn Operating Inc | 56090 | Blacksand Generating Facility | CA | Orange | D190 | GT | OP | 0.3 | 0.3 | 0.3 |  | 9 | 2012 | WDS BIT: OG; N Y: N; Y Y: Y |  | S |  | N | Industrial Non-CHP | 6 |  | N | N | [17 empty] | N
1851 | Blind Canyon Aqua Ranch Inc | 54514 | Blind Canyon Hydro | ID | Gooding | 1 | HY | OP | 1.3 | 1.3 | 1.3 |  | 4 | 1992 | WDS BIT: WAT; N Y: N; Y Y: Y |  | S | 0 | N | IPP Non-CHP | 2 |  | N | N
1857 | Block Island Power Co | 6567 | Block Island | RI | Washington | 22 | IC | OP | 1.3 | 1.2 | 1.2 |  | 6 | 1999 | WDS BIT: DFO; N Y: N; Y Y: N |  | S |  | N | Electric Utility | 1 |  | N | N | [17 empty] | N
1857 | Block Island Power Co | 6567 | Block Island | RI | Washington | 23 | IC | OP | 1.2 | 1.2 | 1.2 |  | 7 | 2001 | WDS BIT: DFO; N Y: N; Y Y: N |  | S |  | N | Electric Utility | 1 |  | N | N | [17 empty] | N
1857 | Block Island Power Co | 6567 | Block Island | RI | Washington | 24 | IC | OP | 1.6 | 1.6 | 1.6 |  | 4 | 2002 | WDS BIT: DFO; N Y: N; Y Y: N |  | S |  | N | Electric Utility | 1 |  | N | N | [17 empty] | N
1857 | Block Island Power Co | 6567 | Block Island | RI | Washington | 25 | IC | OP | 1.8 | 1.8 | 1.8 |  | 3 | 2006 | WDS BIT: DFO; N Y: N; Y Y: N |  | S |  | N | Electric Utility | 1 |  | N | N | [17 empty] | N
1857 | Block Island Power Co | 6567 | Block Island | RI | Washington | 26 | IC | OP | 1.8 | 1.8 | 1.8 |  | 6 | 2012 | WDS BIT: DFO; N Y: N; Y Y: N |  | S |  | N | Electric Utility | 1 |  |  | N
1869 | City of Bloomfield - (IA) | 1127 | Bloomfield | IA | Davis | 1 | IC | OP | 2.8 | 2.3 | 2.3 |  | 10 | 1975 | WDS BIT: NG; WDS PC: DFO; N Y: N; Y Y: Y |  | S |  | N | Electric Utility | 1 |  | N | N | [17 empty] | N
1869 | City of Bloomfield - (IA) | 1127 | Bloomfield | IA | Davis | 2 | IC | OP | 0.3 | 0.2 | 0.2 |  | 4 | 1945 | WDS BIT: DFO; N Y: N; Y Y: Y |  | S |  | N | Electric Utility | 1 |  | N | N | [17 empty] | N
1869 | City of Bloomfield - (IA) | 1127 | Bloomfield | IA | Davis | 3 | IC | OP | 2.7 | 2.2 | 2.2 |  | 12 | 1964 | WDS BIT: NG; WDS PC: DFO; N Y: N; Y Y: Y |  | S |  | N | Electric Utility | 1 |  | N | N | [17 empty] | N
1869 | City of Bloomfield - (IA) | 1127 | Bloomfield | IA | Davis | 4 | IC | OP | 0.3 | 0.2 | 0.2 |  | 5 | 1946 | WDS BIT: DFO; N Y: N; Y Y: Y |  | S |  | N | Electric Utility | 1 |  | N | N | [17 empty] | N
1869 | City of Bloomfield - (IA) | 1127 | Bloomfield | IA | Davis | 5 | IC | OP | 0.9 | 0.8 | 0.8 |  | 6 | 1951 | WDS BIT: NG; WDS PC: DFO; N Y: N; Y Y: Y |  | S |  | N | Electric Utility | 1 |  | N | N | [17 empty] | N
1869 | City of Bloomfield - (IA) | 1127 | Bloomfield | IA | Davis | 6 | IC | OP | 1.5 | 1.2 | 1.2 |  | 7 | 1958 | WDS BIT: NG; WDS PC: DFO; N Y: N; Y Y: Y |  | S |  | N | Electric Utility | 1 |  | N | N | [17 empty] | N
1871 | City of Blooming Prairie - (MN) | 1966 | Blooming Prairie | MN | Steele | 1 | IC | SB | 0.3 | 0.3 | 0.3 |  | 5 | 1937 | WDS BIT: DFO; N Y: N; Y Y: Y | Y | S |  | N | Electric Utility | 1 |  | N | N | [17 empty] | N
1871 | City of Blooming Prairie - (MN) | 1966 | Blooming Prairie | MN | Steele | 2 | IC | SB | 0.7 | 0.7 | 0.7 |  | 7 | 1947 | WDS BIT: DFO; N Y: N; Y Y: Y | Y | S |  | N | Electric Utility | 1 |  | N | N | [17 empty] | N
1871 | City of Blooming Prairie - (MN) | 1966 | Blooming Prairie | MN | Steele | 4 | IC | SB | 1.2 | 1.3 | 1.3 |  | 8 | 1974 | WDS BIT: DFO; N Y: N; Y Y: Y | Y | S |  | N | Electric Utility | 1 |  | N | N | [17 empty] | N
1871 | City of Blooming Prairie - (MN) | 1966 | Blooming Prairie | MN | Steele | 5 | IC | SB | 2.3 | 2 | 2 |  | 4 | 2003 | WDS BIT: DFO; N Y: N; Y Y: Y | Y | S |  | N | Electric Utility | 1 |  | N | N | [17 empty] | N
1871 | City of Blooming Prairie - (MN) | 1966 | Blooming Prairie | MN | Steele | 6 | IC | SB | 2 | 1.9 | 1.9 |  | 4 | 2009 | WDS BIT: DFO; N Y: N; Y Y: Y | Y | S |  | N | Electric Utility | 1 |  | N | N | [17 empty] | N
1881 | Blue Canyon Windpower LLC | 56081 | Blue Canyon Windpower | OK | Comanche | EW | WT | OP | 74.3 | 74.3 | 74.3 |  | 12 | 2003 | WDS BIT: WND; N Y: N; Y Y: Y | N | S | 45 | N | IPP Non-CHP | 2 |  | N | N
1883 | City of Blue Earth - (MN) | 1967 | Blue Earth | MN | Faribault | IC1 | IC | OP | 1.5 | 1.5 | 1.5 |  | 11 | 1960 | WDS BIT: DFO; WDS PC: NG; N Y: Y; Y Y: Y |  | S |  | N | Electric Utility | 1 |  | N | N | [17 empty] | N
1883 | City of Blue Earth - (MN) | 1967 | Blue Earth | MN | Faribault | IC3 | IC | OP | 1.6 | 1.6 | 1.6 |  | 11 | 1993 | WDS BIT: DFO; N Y: N; Y Y: Y |  | S |  | N | Electric Utility | 1 |  | N | N | [17 empty] | N
1883 | City of Blue Earth - (MN) | 1967 | Blue Earth | MN | Faribault | IC4 | IC | OP | 1.6 | 1.6 | 1.6 |  | 11 | 1993 | WDS BIT: DFO; N Y: N; Y Y: Y |  | S |  | N | Electric Utility | 1 |  | N | N | [17 empty] | N
1883 | City of Blue Earth - (MN) | 1967 | Blue Earth | MN | Faribault | IC5 | IC | OP | 1.6 | 1.6 | 1.6 |  | 11 | 1993 | WDS BIT: DFO; N Y: N; Y Y: Y |  | S |  | N | Electric Utility | 1 |  | N | N | [17 empty] | N
1883 | City of Blue Earth - (MN) | 1967 | Blue Earth | MN | Faribault | IC6 | IC | OP | 1.8 | 1.8 | 1.8 |  | 2 | 1996 | WDS BIT: DFO; N Y: N; Y Y: Y |  | S |  | N | Electric Utility | 1 |  | N | N | [17 empty] | N
1924 | Boise Packaging & Newsprint LLC | 10488 | DeRidder Mill | LA | Beauregard | TG | ST | OP | 61.5 | 61.5 | 61.5 |  | 10 | 1969 | BLQ | WDS | NG | TDF |  |  | Y | Y |  | S |  | Y | Industrial CHP | 7 | T | N | N | [17 empty] | N | [6 empty] | NG
1932 | Boise-Kuna Irrigation District | 10014 | Lucky Peak Power Plant Project | ID | Ada | U131 | HY | OP | 45 | 36.2 | 19.2 |  | 10 | 1988 | WDS BIT: WAT; N Y: N; Y Y: Y |  | S |  | N | IPP Non-CHP | 2 |  | N | N | [17 empty] | N
1932 | Boise-Kuna Irrigation District | 10014 | Lucky Peak Power Plant Project | ID | Ada | U132 | HY | OP | 45 | 36.2 | 19.2 |  | 10 | 1988 | WDS BIT: WAT; N Y: N; Y Y: Y |  | S |  | N | IPP Non-CHP | 2 |  | N | N | [17 empty] | N
1932 | Boise-Kuna Irrigation District | 10014 | Lucky Peak Power Plant Project | ID | Ada | U133 | HY | OP | 11.2 | 10.6 | 10.3 |  | 10 | 1988 | WDS BIT: WAT; N Y: N; Y Y: Y |  | S |  | N | IPP Non-CHP | 2 |  | N | N | [17 empty] | N
1932 | Boise-Kuna Irrigation District | 56498 | Mora Drop Hydroelectric Project | ID | Ada | 1 | HY | OP | 1.7 | 0.8 | 0.8 |  | 6 | 2006 | WDS BIT: WAT; N Y: N; Y Y: N |  | S |  | N | IPP Non-CHP | 2 |  |  | N | [17 empty] | N
1932 | Boise-Kuna Irrigation District | 56997 | Arrowrock Hydroelectric Project | ID | Elmore | 1 | HY | OP | 7.5 | 8 | 8 |  | 4 | 2010 | WDS BIT: WAT; N Y: N; Y Y: N |  | S |  | N | IPP Non-CHP | 2 |  |  | N | [17 empty] | N
1932 | Boise-Kuna Irrigation District | 56997 | Arrowrock Hydroelectric Project | ID | Elmore | 2 | HY | OP | 7.5 | 8 | 8 |  | 4 | 2010 | WDS BIT: WAT; N Y: N; Y Y: N |  | S |  | N | IPP Non-CHP | 2 |  |  | N | [17 empty] | N
1947 | Bob Jones University | 10280 | Bob Jones University Cogen Plant | SC | GREENVILLE | ENG1 | IC | SB | 1.1 | 1.1 | 1.1 |  | 1 | 1978 | WDS BIT: DFO; N Y: N; Y Y: Y | Y | S |  | N | Commercial CHP | 5 |  | N | N | [17 empty] | N
1947 | Bob Jones University | 10280 | Bob Jones University Cogen Plant | SC | GREENVILLE | ENG2 | IC | SB | 1.1 | 1.1 | 1.1 |  | 1 | 1987 | WDS BIT: NG; WDS PC: DFO; N Y: Y; Y Y: Y | Y | S |  | Y | Commercial CHP | 5 | T | N | N | [17 empty] | N
1947 | Bob Jones University | 10280 | Bob Jones University Cogen Plant | SC | GREENVILLE | ENG3 | IC | SB | 1.1 | 1.1 | 1.1 |  | 1 | 1987 | WDS BIT: NG; WDS PC: DFO; N Y: Y; Y Y: Y | Y | S |  | Y | Commercial CHP | 5 | T | N | N | [17 empty] | N
1947 | Bob Jones University | 10280 | Bob Jones University Cogen Plant | SC | GREENVILLE | ENG4 | IC | SB | 1.1 | 1.1 | 1.1 |  | 1 | 1987 | WDS BIT: NG; WDS PC: DFO; N Y: Y; Y Y: Y | Y | S |  | Y | Commercial CHP | 5 | T | N | N | [17 empty] | N
1947 | Bob Jones University | 10280 | Bob Jones University Cogen Plant | SC | GREENVILLE | ENG5 | IC | SB | 1 | 1 | 1 |  | 10 | 2008 | WDS BIT: DFO; N Y: N; Y Y: Y | Y | S |  | N | Commercial CHP | 5 |  | N | N | [17 empty] | N
1947 | Bob Jones University | 10280 | Bob Jones University Cogen Plant | SC | GREENVILLE | ENG6 | IC | SB | 1 | 1 | 1 |  | 10 | 2008 | WDS BIT: DFO; N Y: N; Y Y: Y | Y | S |  | N | Commercial CHP | 5 |  | N | N | [17 empty] | N
1947 | Bob Jones University | 10280 | Bob Jones University Cogen Plant | SC | GREENVILLE | ENG7 | IC | SB | 1 | 1 | 1 |  | 10 | 2008 | WDS BIT: DFO; N Y: N; Y Y: Y | Y | S |  | N | Commercial CHP | 5 |  | N | N | [17 empty] | N
1950 | ReEnergy Stratton LLC | 50650 | ReEnergy Stratton LLC | ME | Franklin | UNI1 | ST | OP | 45.7 | 45 | 44.3 |  | 11 | 1989 | WDS BIT: WDS; WDS PC: DFO; N Y: Y; Y Y: Y |  | S |  | N | IPP Non-CHP | 2 |  | N | N | [17 empty] | N | [6 empty] | DFO
1951 | White Pine Electric Power LLC | 10148 | White Pine Electric Power | MI | Ontonagon | GEN1 | ST | OP | 20 | 18 | 18 |  | 12 | 1954 | WDS BIT: BIT; WDS PC: NG; N Y: Y; Y Y: Y |  | S |  | N | IPP Non-CHP | 2 |  | N | N | [17 empty] | N | Y |  | Y |  |  |  | NG | BIT
1951 | White Pine Electric Power LLC | 10148 | White Pine Electric Power | MI | Ontonagon | GEN2 | ST | OP | 20 | 18 | 18 |  | 12 | 1954 | WDS BIT: BIT; WDS PC: NG; N Y: Y; Y Y: Y |  | S |  | N | IPP Non-CHP | 2 |  | N | N | [17 empty] | N | Y |  | Y |  |  |  | NG | BIT
1951 | White Pine Electric Power LLC | 10148 | White Pine Electric Power | MI | Ontonagon | GEN3 | ST | OS | 20 | 18 | 18 |  | 12 | 1954 | WDS BIT: BIT; WDS PC: NG; N Y: Y; Y Y: Y |  | S |  | N | IPP Non-CHP | 2 |  | N | N | [12 empty] | N |  |  |  |  | N | Y |  | Y |  |  |  | NG | BIT
1956 | City of Bonners Ferry | 6506 | Moyie Springs | ID | Boundary | 1 | HY | OP | 1 | 1.1 | 1.1 |  | 12 | 1941 | WDS BIT: WAT; N Y: N; Y Y: Y |  | S |  | N | Electric Utility | 1 |  | N | N
1956 | City of Bonners Ferry | 6506 | Moyie Springs | ID | Boundary | 2 | HY | OP | 0.4 | 0.4 | 0.4 |  | 88 | 1921 | WDS BIT: WAT; N Y: N; Y Y: Y |  | S |  | N | Electric Utility | 1 |  | N | N
1956 | City of Bonners Ferry | 6506 | Moyie Springs | ID | Boundary | 3 | HY | OP | 1 | 1.1 | 1.1 |  | 88 | 1950 | WDS BIT: WAT; N Y: N; Y Y: Y |  | S |  | N | Electric Utility | 1 |  | N | N
1956 | City of Bonners Ferry | 6506 | Moyie Springs | ID | Boundary | 4 | HY | OP | 1.5 | 1.7 | 1.7 |  | 2 | 1982 | WDS BIT: WAT; N Y: N; Y Y: Y |  | S |  | N | Electric Utility | 1 |  | N | N
1966 | Boltonville Hydro Associates | 50539 | Boltonville Hydro Associates | VT | Orange | 1 | HY | OP | 0.5 | 0.5 | 0.5 |  | 7 | 1984 | WDS BIT: WAT; N Y: N; Y Y: Y |  | S | 1 | N | IPP Non-CHP | 2 |  | N | N | [17 empty] | N
1966 | Boltonville Hydro Associates | 50539 | Boltonville Hydro Associates | VT | Orange | 2 | HY | OP | 0.3 | 0.3 | 0.3 |  | 7 | 1984 | WDS BIT: WAT; N Y: N; Y Y: Y |  | S | 1 | N | IPP Non-CHP | 2 |  | N | N | [17 empty] | N
1966 | Boltonville Hydro Associates | 50539 | Boltonville Hydro Associates | VT | Orange | 3 | HY | OP | 0.3 | 0.3 | 0.3 |  | 12 | 1989 | WDS BIT: WAT; N Y: N; Y Y: Y |  | S | 1 | N | IPP Non-CHP | 2 |  | N | N | [17 empty] | N
1981 | ReEnergy Ashland LLC | 10356 | ReEnergy Ashland | ME | Aroostook | GEN1 | ST | OS | 39.6 | 34 | 34 |  | 8 | 1993 | WDS BIT: WDS; WDS PC: DFO; N Y: N; Y Y: Y |  | S |  | N | IPP Non-CHP | 2 |  | N | N | [17 empty] | N | [6 empty] | DFO
1984 | ReEnergy Fort Fairfield LLC | 7513 | ReEnergy Fort Fairfield | ME | Aroostook | GEN1 | ST | OP | 37.5 | 32 | 32 |  | 11 | 1987 | WDS BIT: WDS; N Y: N; Y Y: Y |  | W |  | N | IPP Non-CHP | 2 |  | N | N
1991 | Boise White Paper LLC | 10486 | Boise Cascade International Falls | MN | Koochiching | GEN1 | ST | OP | 4 | 4 | 4 |  | 1 | 1927 | NG | BLQ | WDS | SLW |  |  | N | Y |  | S |  | Y | Industrial CHP | 7 | T | N | N | [17 empty] | N | [6 empty] | NG
1991 | Boise White Paper LLC | 10486 | Boise Cascade International Falls | MN | Koochiching | GEN2 | ST | OP | 4 | 4 | 4 |  | 1 | 1927 | NG | BLQ | WDS | SLW |  |  | N | Y |  | S |  | Y | Industrial CHP | 7 | T | N | N | [17 empty] | N | [6 empty] | NG
1991 | Boise White Paper LLC | 10486 | Boise Cascade International Falls | MN | Koochiching | GEN3 | ST | OP | 7.5 | 7.5 | 7.5 |  | 1 | 1948 | NG | BLQ | WDS | SLW |  |  | N | Y |  | S |  | Y | Industrial CHP | 7 | T | N | N | [17 empty] | N | [6 empty] | NG
1991 | Boise White Paper LLC | 10486 | Boise Cascade International Falls | MN | Koochiching | GEN4 | ST | OP | 7.5 | 7.5 | 7.5 |  | 1 | 1947 | NG | BLQ | WDS | SLW |  |  | N | Y |  | S |  | Y | Industrial CHP | 7 | T | N | N | [17 empty] | N | [6 empty] | NG
1991 | Boise White Paper LLC | 10486 | Boise Cascade International Falls | MN | Koochiching | GEN5 | ST | OP | 6.2 | 6.2 | 6.2 |  | 1 | 1957 | NG | WDS | SLW |  |  |  | N | Y |  | S |  | Y | Industrial CHP | 7 | T | N | N | [17 empty] | N | [6 empty] | NG
1991 | Boise White Paper LLC | 10487 | International Falls Power | MN | Koochiching | GEN1 | HY | OP | 2.2 | 2.2 | 2.2 |  | 1 | 1946 | WDS BIT: WAT; N Y: N; Y Y: Y |  | S | 0 | N | Industrial Non-CHP | 6 |  | N | N | [17 empty] | N
1991 | Boise White Paper LLC | 10487 | International Falls Power | MN | Koochiching | GEN2 | HY | OP | 2.2 | 2.2 | 2.2 |  | 1 | 1946 | WDS BIT: WAT; N Y: N; Y Y: Y |  | S | 0 | N | Industrial Non-CHP | 6 |  | N | N | [17 empty] | N
1991 | Boise White Paper LLC | 10487 | International Falls Power | MN | Koochiching | GEN3 | HY | OP | 2.2 | 2.2 | 2.2 |  | 1 | 1946 | WDS BIT: WAT; N Y: N; Y Y: Y |  | S | 0 | N | Industrial Non-CHP | 6 |  | N | N | [12 empty] | N |  |  |  |  | N
1991 | Boise White Paper LLC | 10487 | International Falls Power | MN | Koochiching | GEN4 | HY | OP | 2.2 | 2.2 | 2.2 |  | 1 | 1946 | WDS BIT: WAT; N Y: N; Y Y: Y |  | S | 0 | N | Industrial Non-CHP | 6 |  | N | N | [17 empty] | N
1991 | Boise White Paper LLC | 10487 | International Falls Power | MN | Koochiching | GEN5 | HY | OP | 2.2 | 2.2 | 2.2 |  | 1 | 1946 | WDS BIT: WAT; N Y: N; Y Y: Y |  | S | 0 | N | Industrial Non-CHP | 6 |  | N | N | [17 empty] | N
1991 | Boise White Paper LLC | 10487 | International Falls Power | MN | Koochiching | GEN6 | HY | OP | 1.6 | 1.6 | 1.6 |  | 1 | 1924 | WDS BIT: WAT; N Y: N; Y Y: Y |  | S | 0 | N | Industrial Non-CHP | 6 |  | N | N
1991 | Boise White Paper LLC | 10487 | International Falls Power | MN | Koochiching | GEN7 | HY | OP | 1.6 | 1.6 | 1.6 |  | 1 | 1924 | WDS BIT: WAT; N Y: N; Y Y: Y |  | S | 0 | N | Industrial Non-CHP | 6 |  | N | N
1994 | Boulder City of | 54679 | Boulder City Lakewood Hydro | CO | Boulder | 0001 | HY | OP | 3.5 | 3.5 | 3.5 |  | 2 | 2004 | WDS BIT: WAT; N Y: N; Y Y: Y |  | S |  | N | IPP Non-CHP | 2 |  | N | N | [17 empty] | N
1994 | Boulder City of | 54680 | Boulder City Betasso Hydro Plant | CO | Boulder | 0001 | HY | OP | 3 | 3 | 3 |  | 12 | 1987 | WDS BIT: WAT; N Y: N; Y Y: Y |  | S |  | N | IPP Non-CHP | 2 |  | N | N | [17 empty] | N
1994 | Boulder City of | 55931 | Boulder City Silver Lake Hydro | CO | Boulder | 0001 | HY | OP | 3.3 | 3.3 | 3.3 |  | 5 | 2000 | WDS BIT: WAT; N Y: N; Y Y: Y |  | S | 1 | N | IPP Non-CHP | 2 |  | N | N | [17 empty] | N
2010 | City of Bountiful | 3665 | Bountiful City | UT | Davis | 1A | GT | OP | 5.2 | 4.2 | 5.1 |  | 7 | 2001 | WDS BIT: NG; N Y: N; Y Y: Y | Y | S |  | N | Electric Utility | 1 |  | N | N | [17 empty] | N
2010 | City of Bountiful | 3665 | Bountiful City | UT | Davis | 2A | GT | OP | 12.6 | 11.5 | 13.5 |  | 6 | 2012 | WDS BIT: NG; N Y: N; Y Y: Y |  | S |  | N | Electric Utility | 1 | [20 empty] | N
2010 | City of Bountiful | 3665 | Bountiful City | UT | Davis | 3A | GT | OP | 12.6 | 11.5 | 13.5 |  | 6 | 2012 | WDS BIT: NG; N Y: N; Y Y: Y |  | S |  | N | Electric Utility | 1 | [20 empty] | N
2010 | City of Bountiful | 3665 | Bountiful City | UT | Davis | IC8 | IC | OP | 7 | 7 | 7 |  | 10 | 1986 | WDS BIT: NG; WDS PC: DFO; N Y: Y; Y Y: Y | Y | S |  | N | Electric Utility | 1 |  | N | N | [17 empty] | N
2010 | City of Bountiful | 4263 | Echo Dam | UT | Summit | 3 | HY | OP | 1 | 1 | 0.9 |  | 3 | 1987 | WDS BIT: WAT; N Y: N; Y Y: Y |  | S |  | N | Electric Utility | 1 |  | N | N | [17 empty] | N
2010 | City of Bountiful | 4263 | Echo Dam | UT | Summit | NA1 | HY | OP | 1.7 | 1.7 | 1.7 |  | 3 | 1987 | WDS BIT: WAT; N Y: N; Y Y: Y |  | S |  | N | Electric Utility | 1 |  | N | N | [17 empty] | N
2010 | City of Bountiful | 4263 | Echo Dam | UT | Summit | NA2 | HY | OP | 1.7 | 1.7 | 1.7 |  | 3 | 1987 | WDS BIT: WAT; N Y: N; Y Y: Y |  | S |  | N | Electric Utility | 1 |  | N | N | [17 empty] | N
2010 | City of Bountiful | 7132 | Pine View Dam | UT | Weber | NA1 | HY | OP | 1.8 | 1.8 | 1.8 |  | 6 | 1991 | WDS BIT: WAT; N Y: N; Y Y: Y |  | S |  | N | Electric Utility | 1 |  | N | N | [17 empty] | N
2016 | Boott Hydropower Inc | 10556 | Boott Hydropower | MA | Middlesex | GEN1 | HY | OP | 7.5 | 7.1 | 6.9 |  | 10 | 1985 | WDS BIT: WAT; N Y: N; Y Y: Y | Y | S | 0 | N | IPP Non-CHP | 2 |  | N | N | [17 empty] | N
2016 | Boott Hydropower Inc | 10556 | Boott Hydropower | MA | Middlesex | GEN2 | HY | OP | 7.5 | 7.1 | 6.9 |  | 10 | 1985 | WDS BIT: WAT; N Y: N; Y Y: Y | Y | S | 0 | N | IPP Non-CHP | 2 |  | N | N | [17 empty] | N
2016 | Boott Hydropower Inc | 10556 | Boott Hydropower | MA | Middlesex | GEN3 | HY | OP | 7.9 | 7.5 | 7.3 |  | 10 | 1985 | WDS BIT: WAT; N Y: N; Y Y: Y | Y | S | 0 | N | IPP Non-CHP | 2 |  | N | N | [17 empty] | N
2048 | Bowersock Mills & Power Co | 10279 | Kansas River Project | KS | Douglas | 1 | HY | OP | 0.3 | 0.3 | 0.4 |  | 1 | 1920 | WDS BIT: WAT; N Y: N; Y Y: Y |  | S | 0 | N | IPP Non-CHP | 2 |  | N | N | [17 empty] | N
2048 | Bowersock Mills & Power Co | 10279 | Kansas River Project | KS | Douglas | 10 | HY | OP | 1.3 | 1.3 | 1.3 |  | 12 | 2012 | WDS BIT: WAT; N Y: N; Y Y: Y |  | S |  | N | IPP Non-CHP | 2 |  | N | [18 empty] | N
2048 | Bowersock Mills & Power Co | 10279 | Kansas River Project | KS | Douglas | 11 | HY | OP | 1 | 1 | 1 |  | 12 | 2012 | WDS BIT: WAT; N Y: N; Y Y: Y |  | S |  | N | IPP Non-CHP | 2 |  | N
2048 | Bowersock Mills & Power Co | 10279 | Kansas River Project | KS | Douglas | 2 | HY | OP | 0.3 | 0.3 | 0.3 |  | 7 | 1922 | WDS BIT: WAT; N Y: N; Y Y: Y |  | S | 0 | N | IPP Non-CHP | 2 |  | N | N | [17 empty] | N
2048 | Bowersock Mills & Power Co | 10279 | Kansas River Project | KS | Douglas | 3 | HY | OP | 0.3 | 0.3 | 0.3 |  | 7 | 1922 | WDS BIT: WAT; N Y: N; Y Y: Y |  | S | 0 | N | IPP Non-CHP | 2 |  | N | N | [17 empty] | N
2048 | Bowersock Mills & Power Co | 10279 | Kansas River Project | KS | Douglas | 4 | HY | OP | 0.3 | 0.3 | 0.3 |  | 7 | 1922 | WDS BIT: WAT; N Y: N; Y Y: Y |  | S | 0 | N | IPP Non-CHP | 2 |  | N | N | [17 empty] | N
2048 | Bowersock Mills & Power Co | 10279 | Kansas River Project | KS | Douglas | 5 | HY | OP | 0.4 | 0.4 | 0.4 |  | 7 | 1922 | WDS BIT: WAT; N Y: N; Y Y: Y |  | S | 0 | N | IPP Non-CHP | 2 |  | N | N | [17 empty] | N
2048 | Bowersock Mills & Power Co | 10279 | Kansas River Project | KS | Douglas | 6 | HY | OP | 0.4 | 0.4 | 0.4 |  | 5 | 1925 | WDS BIT: WAT; N Y: N; Y Y: Y |  | S | 0 | N | IPP Non-CHP | 2 |  | N | N | [17 empty] | N
2048 | Bowersock Mills & Power Co | 10279 | Kansas River Project | KS | Douglas | 7 | HY | OP | 0.4 | 0.4 | 0.4 |  | 5 | 1925 | WDS BIT: WAT; N Y: N; Y Y: Y |  | S | 0 | N | IPP Non-CHP | 2 |  | N | N | [17 empty] | N
2048 | Bowersock Mills & Power Co | 10279 | Kansas River Project | KS | Douglas | 8 | HY | OP | 1 | 1 | 1 |  | 12 | 2012 | WDS BIT: WAT; N Y: N; Y Y: Y |  | S |  | N | IPP Non-CHP | 2 |  | N | [18 empty] | N
2048 | Bowersock Mills & Power Co | 10279 | Kansas River Project | KS | Douglas | 9 | HY | OP | 1.3 | 1.3 | 1.3 |  | 12 | 2012 | WDS BIT: WAT; N Y: N; Y Y: Y |  | S |  | N | IPP Non-CHP | 2 |  | N | [18 empty] | N
2053 | Bowater Newport Coosa Pines Op | 54216 | U S Alliance Coosa Pines | AL | Talladega | AOW6 | ST | OP | 12.5 | 11.6 | 11.8 |  | 1 | 1968 | WDS BIT: BIT; WDS PC: BLQ; N Y: Y; Y Y: N |  | S |  | Y | Industrial CHP | 7 | T | N | N | [17 empty] | N | Y | N |  |  |  |  | DFO | NG
2053 | Bowater Newport Coosa Pines Op | 54216 | U S Alliance Coosa Pines | AL | Talladega | GEN7 | ST | OP | 17.9 | 15 | 12 |  | 11 | 2007 | BLQ | NG | BIT |  |  |  | Y | Y |  | S |  | Y | Industrial CHP | 7 | T |  | N | [17 empty] | N | [6 empty] | NG | DFO
2091 | Phillips 66 | 52031 | Alliance Refinery | LA | Plaquemines | GEN1 | OT | SB | 6 | 6 | 6 |  | 12 | 1971 | [8 empty] | Y | S |  | N | Industrial Non-CHP | 6 |  | N | N | [17 empty] | N | bar: WDS BIT; N Y to Y Y
2091 | Phillips 66 | 52031 | Alliance Refinery | LA | Plaquemines | GEN2 | ST | OP | 19 | 19 | 19 |  | 1 | 1990 | [9 empty] | S |  | N | Industrial Non-CHP | 6 |  | N | N | [24 empty] | NG | OG | bar: WDS BIT; N Y to Y Y
2144 | Town of Braintree - (MA) | 1660 | Potter Station 2 | MA | Norfolk | CC2 | CT | OP | 76 | 62.6 | 77.6 |  | 4 | 1977 | WDS BIT: NG; WDS PC: DFO; N Y: Y; Y Y: Y |  | J |  | N | Electric Utility | 1 |  | N | N | [17 empty] | N
2144 | Town of Braintree - (MA) | 1660 | Potter Station 2 | MA | Norfolk | CC3 | CA | OP | 25 | 15.5 | 18.5 |  | 4 | 1977 | WDS BIT: NG; WDS PC: DFO; N Y: N; Y Y: Y |  | J |  | N | Electric Utility | 1 |  | N | N | [17 empty] | N
2144 | Town of Braintree - (MA) | 1660 | Potter Station 2 | MA | Norfolk | IC1 | IC | OP | 2.7 | 2.3 | 2.3 |  | 7 | 1963 | WDS BIT: DFO; N Y: N; Y Y: Y |  | S |  | N | Electric Utility | 1 |  | N | N | [17 empty] | N
2144 | Town of Braintree - (MA) | 1660 | Potter Station 2 | MA | Norfolk | WAT1 | GT | OP | 58 | 52.6 | 57.4 |  | 7 | 2009 | WDS BIT: NG; WDS PC: DFO; N Y: Y; Y Y: N |  | J |  | N | Electric Utility | 1 |  |  | N | [17 empty] | N
2144 | Town of Braintree - (MA) | 1660 | Potter Station 2 | MA | Norfolk | WAT2 | GT | OP | 58 | 52.6 | 57.4 |  | 7 | 2009 | WDS BIT: NG; WDS PC: DFO; N Y: Y; Y Y: N |  | J |  | N | Electric Utility | 1 |  |  | N | [17 empty] | N
2171 | Brazos Valley Energy | 55357 | Brazos Valley Generating Facility | TX | Fort Bend | CTG1 | CT | OP | 200 | 166 | 182 |  | 5 | 2003 | WDS BIT: NG; N Y: N; Y Y: Y |  | S |  | N | IPP Non-CHP | 2 |  | N | N | [17 empty] | N
2171 | Brazos Valley Energy | 55357 | Brazos Valley Generating Facility | TX | Fort Bend | CTG2 | CT | OP | 200 | 166 | 182 |  | 5 | 2003 | WDS BIT: NG; N Y: N; Y Y: Y |  | S |  | N | IPP Non-CHP | 2 |  | N | N | [17 empty] | N
2171 | Brazos Valley Energy | 55357 | Brazos Valley Generating Facility | TX | Fort Bend | STG1 | CA | OP | 275.6 | 193 | 230 |  | 5 | 2003 | WDS BIT: NG; N Y: N; Y Y: Y |  | S |  | N | IPP Non-CHP | 2 |  | Y | N | [17 empty] | N
2172 | Brazos Electric Power Coop Inc | 3627 | North Texas | TX | Parker | 1 | ST | OS | 16.5 | 16.5 | 16.5 |  | 6 | 1958 | WDS BIT: NG; WDS PC: DFO; N Y: Y; Y Y: Y | Y | S |  | N | Electric Utility | 1 |  | N | N | [24 empty] | NG
2172 | Brazos Electric Power Coop Inc | 3627 | North Texas | TX | Parker | 2 | ST | OS | 16.5 | 16.5 | 16.5 |  | 8 | 1958 | WDS BIT: NG; WDS PC: DFO; N Y: Y; Y Y: Y | Y | S |  | N | Electric Utility | 1 |  | N | N | [24 empty] | NG
2172 | Brazos Electric Power Coop Inc | 3628 | R W Miller | TX | Palo Pinto | 1 | ST | OP | 66 | 66 | 66 |  | 10 | 1968 | WDS BIT: NG; N Y: N; Y Y: Y |  | S |  | N | Electric Utility | 1 |  | N | N | [17 empty] | N | [6 empty] | NG
2172 | Brazos Electric Power Coop Inc | 3628 | R W Miller | TX | Palo Pinto | 2 | ST | OP | 100 | 100 | 100 |  | 7 | 1972 | WDS BIT: NG; WDS PC: DFO; N Y: Y; Y Y: Y |  | S |  | N | Electric Utility | 1 |  | N | N | [17 empty] | N | [6 empty] | NG
2172 | Brazos Electric Power Coop Inc | 3628 | R W Miller | TX | Palo Pinto | 3 | ST | OP | 200 | 200 | 200 |  | 8 | 1975 | WDS BIT: NG; WDS PC: DFO; N Y: Y; Y Y: Y |  | S |  | N | Electric Utility | 1 |  | N | N | [17 empty] | N | [6 empty] | NG
2172 | Brazos Electric Power Coop Inc | 3628 | R W Miller | TX | Palo Pinto | 4 | GT | OP | 118.8 | 104 | 104 |  | 7 | 1994 | WDS BIT: NG; WDS PC: DFO; N Y: N; Y Y: Y |  | S |  | N | Electric Utility | 1 |  | N | N | [17 empty] | N
2172 | Brazos Electric Power Coop Inc | 3628 | R W Miller | TX | Palo Pinto | 5 | GT | OP | 118.8 | 104 | 104 |  | 7 | 1994 | WDS BIT: NG; WDS PC: DFO; N Y: N; Y Y: Y |  | S |  | N | Electric Utility | 1 |  | N | N | [17 empty] | N
2172 | Brazos Electric Power Coop Inc | 54817 | Johnson County | TX | Johnson | GT-1 | CT | OP | 178.2 | 163 | 174 |  | 9 | 1996 | WDS BIT: NG; WDS PC: DFO; N Y: Y; Y Y: Y |  | S |  | N | Electric Utility | 1 |  | N | N | [17 empty] | N
2172 | Brazos Electric Power Coop Inc | 54817 | Johnson County | TX | Johnson | ST-1 | CA | OP | 104.4 | 104 | 104 |  | 11 | 1996 | WDS BIT: NG; N Y: N; Y Y: Y |  | S |  | N | Electric Utility | 1 |  | Y | N | [17 empty] | N
2172 | Brazos Electric Power Coop Inc | 55230 | Jack County | TX | Wise | CT1 | CT | OP | 170 | 165 | 170 |  | 2 | 2006 | WDS BIT: NG; N Y: N; Y Y: Y |  | S |  | N | Electric Utility | 1 |  | N | N | [17 empty] | N
2172 | Brazos Electric Power Coop Inc | 55230 | Jack County | TX | Wise | CT2 | CT | OP | 170 | 165 | 170 |  | 2 | 2006 | WDS BIT: NG; N Y: N; Y Y: Y |  | S |  | N | Electric Utility | 1 |  | N | N | [17 empty] | N
2172 | Brazos Electric Power Coop Inc | 55230 | Jack County | TX | Wise | CT3 | CT | OP | 170 | 165 | 170 |  | 3 | 2011 | WDS BIT: NG; N Y: N; Y Y: Y |  | S |  | N | Electric Utility | 1
2172 | Brazos Electric Power Coop Inc | 55230 | Jack County | TX | Wise | CT4 | CT | OP | 170 | 165 | 170 |  | 3 | 2011 | WDS BIT: NG; N Y: N; Y Y: Y |  | S |  | N | Electric Utility | 1 |  | N
2172 | Brazos Electric Power Coop Inc | 55230 | Jack County | TX | Wise | ST1 | CA | OP | 300 | 290.5 | 300 |  | 2 | 2006 | WDS BIT: NG; N Y: N; Y Y: Y |  | S |  | N | Electric Utility | 1 |  | Y | N | [17 empty] | N
2172 | Brazos Electric Power Coop Inc | 55230 | Jack County | TX | Wise | ST2 | CA | OP | 300 | 290.5 | 300 |  | 3 | 2011 | WDS BIT: NG; N Y: N; Y Y: Y |  | S |  | N | Electric Utility | 1 |  | Y
2176 | Brazos River Authority | 3557 | Morris Sheppard | TX | Palo Pinto | 1 | HY | OS | 11.3 | 12 | 12 |  | 5 | 1942 | WDS BIT: WAT; N Y: N; Y Y: N | N | S |  | N | Electric Utility | 1 |  | N | Y | [15 empty] | 3 | 2013
2176 | Brazos River Authority | 3557 | Morris Sheppard | TX | Palo Pinto | 2 | HY | OS | 11.3 | 12 | 12 |  | 5 | 1942 | WDS BIT: WAT; N Y: N; Y Y: N | N | S |  | N | Electric Utility | 1 |  | N | Y | [15 empty] | 3 | 2013
2179 | Brassua Hydroelectric LP | 10555 | Brassua Hydroelectric Project | ME | Somerset | 1 | HY | OP | 3.6 | 3.6 | 3.6 |  | 9 | 1989 | WDS BIT: WAT; N Y: N; Y Y: Y |  | S | 0 | N | IPP Non-CHP | 2 |  | N | N | [17 empty] | N
2188 | City of Breese - (IL) | 934 | Breese | IL | Clinton | 2 | IC | SB | 3 | 3 | 3 |  | 6 | 1982 | WDS BIT: DFO; WDS PC: NG; N Y: Y; Y Y: Y | Y | S |  | N | Electric Utility | 1 |  | N | N | [17 empty] | N
2188 | City of Breese - (IL) | 934 | Breese | IL | Clinton | 5 | IC | SB | 2.5 | 2.5 | 2.5 |  | 7 | 1992 | WDS BIT: DFO; N Y: N; Y Y: Y | Y | S |  | N | Electric Utility | 1 |  | N | N | [17 empty] | N
2188 | City of Breese - (IL) | 934 | Breese | IL | Clinton | 6 | IC | SB | 2.5 | 2.5 | 2.5 |  | 7 | 1997 | WDS BIT: DFO; N Y: N; Y Y: Y | Y | S |  | N | Electric Utility | 1 |  | N | N | [17 empty] | N
2188 | City of Breese - (IL) | 934 | Breese | IL | Clinton | 7 | IC | SB | 2.5 | 2.5 | 2.5 |  | 2 | 2008 | WDS BIT: DFO; N Y: N; Y Y: Y | Y | S |  | N | Electric Utility | 1 |  | N | N | [17 empty] | N
2188 | City of Breese - (IL) | 934 | Breese | IL | Clinton | IC1 | IC | SB | 0.9 | 1 | 1 |  | 12 | 1953 | WDS BIT: DFO; N Y: N; Y Y: Y | Y | S |  | N | Electric Utility | 1 |  | N | N | [17 empty] | N
2188 | City of Breese - (IL) | 934 | Breese | IL | Clinton | IC3 | IC | SB | 3 | 3 | 3 |  | 7 | 1968 | WDS BIT: DFO; WDS PC: NG; N Y: Y; Y Y: Y | Y | S |  | N | Electric Utility | 1 |  | N | N | [17 empty] | N
2212 | Broad River Electric Coop, Inc | 10173 | Cherokee Falls | SC | CHEROKEE | T-1 | HY | OP | 4.3 | 1 | 2 |  | 12 | 1985 | WDS BIT: WAT; N Y: N; Y Y: Y |  | W | 0 | N | Electric Utility | 1 |  | N | N | [17 empty] | N
2220 | Brigham City Corporation | 3666 | Brigham City | UT | Box Elder | 1 | HY | OP | 0.6 | 0.5 | 0.5 |  | 1 | 1921 | WDS BIT: WAT; N Y: N; Y Y: N | N | S |  | N | Electric Utility | 1 |  | N | N
2220 | Brigham City Corporation | 3666 | Brigham City | UT | Box Elder | 2 | HY | OP | 0.6 | 0.5 | 0.5 |  | 1 | 1921 | WDS BIT: WAT; N Y: N; Y Y: N | N | S |  | N | Electric Utility | 1 |  | N | N
2220 | Brigham City Corporation | 3666 | Brigham City | UT | Box Elder | 8182 | HY | OP | 0.6 | 0.4 | 0.4 |  | 1 | 1964 | WDS BIT: WAT; N Y: N; Y Y: N | N | S |  | N | Electric Utility | 1 |  |  | N
2226 | Bridgewater Power Co LP | 10290 | Bridgewater Power LP | NH | Grafton | GEN1 | ST | OP | 20 | 16 | 16.5 |  | 8 | 1987 | WDS BIT: WDS; WDS PC: DFO; N Y: N; Y Y: Y |  | J |  | N | IPP Non-CHP | 2 |  | N | N | [17 empty] | N | [6 empty] | DFO
2232 | Bridgeport Energy LLC | 55042 | Bridgeport Energy Project | CT | Fairfield | GEN1 | CT | OP | 170 | 148.4 | 171 |  | 6 | 1998 | WDS BIT: NG; N Y: N; Y Y: Y |  | S |  | N | IPP Non-CHP | 2 |  | N | N
2232 | Bridgeport Energy LLC | 55042 | Bridgeport Energy Project | CT | Fairfield | GEN2 | CT | OP | 170 | 148.4 | 171 |  | 6 | 1998 | WDS BIT: NG; N Y: N; Y Y: Y |  | S |  | N | IPP Non-CHP | 2 |  | N | N
2232 | Bridgeport Energy LLC | 55042 | Bridgeport Energy Project | CT | Fairfield | GEN3 | CA | OP | 180 | 157.2 | 178 |  | 5 | 1999 | WDS BIT: NG; N Y: N; Y Y: Y |  | S |  | N | IPP Non-CHP | 2 |  | N | N
2265 | Bristol-Myers Squibb Co | 54829 | Bristol Myers Squibb | NJ | Middlesex | GEN1 | GT | OP | 9.5 | 8.8 | 10.5 |  | 7 | 1992 | WDS BIT: NG; WDS PC: DFO; N Y: Y; Y Y: Y |  | S |  | Y | Industrial CHP | 7 | T | N | N | [17 empty] | N
2265 | Bristol-Myers Squibb Co | 54829 | Bristol Myers Squibb | NJ | Middlesex | GEN2 | ST | SB | 1 | 0.6 | 1 |  | 8 | 1999 | WDS BIT: NG; WDS PC: DFO; N Y: N; Y Y: N | N | S |  | Y | Industrial CHP | 7 | T | N | N | [17 empty] | N | [6 empty] | NG
2277 | City of Broken Bow - (NE) | 2221 | Broken Bow | NE | Custer | 1 | IC | OP | 0.5 | 0.5 | 0.5 |  | 88 | 1936 | WDS BIT: DFO; N Y: N; Y Y: Y |  | S |  | N | Electric Utility | 1 |  | N | N | [12 empty] | N |  |  |  |  | N
2277 | City of Broken Bow - (NE) | 2221 | Broken Bow | NE | Custer | 2 | IC | OP | 3.5 | 3.5 | 3.5 |  | 88 | 1970 | WDS BIT: NG; WDS PC: DFO; N Y: N; Y Y: Y |  | S |  | N | Electric Utility | 1 |  | N | Y | [12 empty] | Y | 5 | 2013 |  |  | N
2277 | City of Broken Bow - (NE) | 2221 | Broken Bow | NE | Custer | 3 | IC | OP | 0.8 | 0.7 | 0.7 |  | 88 | 1945 | WDS BIT: DFO; N Y: N; Y Y: Y |  | S |  | N | Electric Utility | 1 |  | N | N | [12 empty] | N |  |  |  |  | N
2277 | City of Broken Bow - (NE) | 2221 | Broken Bow | NE | Custer | 4 | IC | OP | 0.8 | 0.7 | 0.7 |  | 88 | 1951 | WDS BIT: NG; WDS PC: DFO; N Y: N; Y Y: Y |  | S |  | N | Electric Utility | 1 |  | N | Y | [12 empty] | Y | 5 | 2013 |  |  | N
2277 | City of Broken Bow - (NE) | 2221 | Broken Bow | NE | Custer | 5 | IC | OP | 1 | 1 | 1 |  | 88 | 1951 | WDS BIT: NG; WDS PC: DFO; N Y: N; Y Y: Y |  | S |  | N | Electric Utility | 1 |  | N | Y | [12 empty] | Y | 5 | 2013 |  |  | N
2277 | City of Broken Bow - (NE) | 2221 | Broken Bow | NE | Custer | 6 | IC | OP | 2.1 | 2 | 2 |  | 88 | 1961 | WDS BIT: NG; WDS PC: DFO; N Y: N; Y Y: Y |  | S |  | N | Electric Utility | 1 |  | N | Y | [12 empty] | Y | 5 | 2013 |  |  | N
2287 | City of Brooklyn - (IA) | 1128 | Brooklyn | IA | Poweshiek | 7 | IC | OP | 2.3 | 2 | 2 |  | 9 | 2012 | WDS BIT: DFO; N Y: N; Y Y: Y |  | S |  | N | Electric Utility | 1 | [20 empty] | N
2287 | City of Brooklyn - (IA) | 7922 | Brooklyn City North Plant | IA | POWESHIEK | 6 | IC | OP | 2 | 1.8 | 1.8 |  | 5 | 2002 | WDS BIT: DFO; N Y: N; Y Y: Y |  | S |  | N | Electric Utility | 1 |  | N | N | [17 empty] | N
2313 | Brooklyn Navy Yard Cogen PLP | 54914 | Brooklyn Navy Yard Cogeneration | NY | Kings | 01 | CT | OP | 121 | 90 | 110 |  | 3 | 1996 | WDS BIT: NG; WDS PC: DFO; N Y: Y; Y Y: Y |  | J |  | Y | IPP CHP | 3 | T | N | N | [17 empty] | N
2313 | Brooklyn Navy Yard Cogen PLP | 54914 | Brooklyn Navy Yard Cogeneration | NY | Kings | 02 | CT | OP | 121 | 90 | 110 |  | 3 | 1996 | WDS BIT: NG; WDS PC: DFO; N Y: Y; Y Y: Y |  | J |  | Y | IPP CHP | 3 | T | N | N | [17 empty] | N
2313 | Brooklyn Navy Yard Cogen PLP | 54914 | Brooklyn Navy Yard Cogeneration | NY | Kings | 03 | CA | OP | 40 | 35 | 38 |  | 6 | 1996 | WDS BIT: NG; N Y: N; Y Y: Y |  | J |  | Y | IPP CHP | 3 | T | N | N
2313 | Brooklyn Navy Yard Cogen PLP | 54914 | Brooklyn Navy Yard Cogeneration | NY | Kings | 04 | CA | OP | 40 | 35 | 38 |  | 6 | 1996 | WDS BIT: NG; N Y: N; Y Y: Y |  | J |  | Y | IPP CHP | 3 | T | N | N
2338 | Calpine Central LP | 56104 | Mankato Energy Center | MN | Blue Earth | CTG2 | CT | OP | 210 | 160 | 200 |  | 7 | 2006 | WDS BIT: NG; WDS PC: DFO; N Y: Y; Y Y: Y |  | S |  | N | IPP Non-CHP | 2 |  |  | N | [17 empty] | N
2338 | Calpine Central LP | 56104 | Mankato Energy Center | MN | Blue Earth | STG1 | CA | OP | 320 | 140 | 160 |  | 7 | 2006 | WDS BIT: NG; N Y: N; Y Y: Y |  | S |  | N | IPP Non-CHP | 2 |  | Y | N | [17 empty] | N
2409 | Brownsville Public Utilities Board | 3559 | Silas Ray | TX | Cameron | 10 | GT | OP | 61 | 45 | 48 |  | 12 | 2004 | WDS BIT: NG; N Y: N; Y Y: Y | Y | S |  | N | Electric Utility | 1 |  | N | N | [17 empty] | N
2409 | Brownsville Public Utilities Board | 3559 | Silas Ray | TX | Cameron | 5 | ST | OA | 24 | 18 | 18 |  | 5 | 1952 | WDS BIT: NG; WDS PC: DFO; N Y: Y; Y Y: Y |  | S |  | N | Electric Utility | 1 |  | N | N | [17 empty] | N | [6 empty] | NG
2409 | Brownsville Public Utilities Board | 3559 | Silas Ray | TX | Cameron | 6 | CA | OP | 27 | 20 | 20 |  | 5 | 1959 | WDS BIT: NG; WDS PC: DFO; N Y: N; Y Y: Y |  | S |  | N | Electric Utility | 1 |  | Y | N | [17 empty] | N
2409 | Brownsville Public Utilities Board | 3559 | Silas Ray | TX | Cameron | 9 | CT | OP | 59 | 42 | 52 |  | 6 | 1996 | WDS BIT: NG; WDS PC: DFO; N Y: Y; Y Y: Y |  | S |  | N | Electric Utility | 1 |  | N | N | [17 empty] | N
2409 | Brownsville Public Utilities Board | 3559 | Silas Ray | TX | Cameron | DG-2 | IC | SB | 1.3 | 1 | 1 |  | 11 | 2001 | WDS BIT: DFO; N Y: N; Y Y: Y | Y | S |  | N | Electric Utility | 1 |  | N | N | [17 empty] | N
2409 | Brownsville Public Utilities Board | 3559 | Silas Ray | TX | Cameron | DG-3a | IC | SB | 1.3 | 1 | 1 |  | 11 | 2001 | WDS BIT: DFO; N Y: N; Y Y: Y | Y | S |  | N | Electric Utility | 1 |  | N | N | [17 empty] | N
2409 | Brownsville Public Utilities Board | 3559 | Silas Ray | TX | Cameron | DG-3b | IC | SB | 1.3 | 1 | 1 |  | 11 | 2001 | WDS BIT: DFO; N Y: N; Y Y: Y | Y | S |  | N | Electric Utility | 1 |  | N | N | [17 empty] | N
2409 | Brownsville Public Utilities Board | 3559 | Silas Ray | TX | Cameron | DG-4 | IC | SB | 1.3 | 1 | 1 |  | 11 | 2001 | WDS BIT: DFO; N Y: N; Y Y: Y | Y | S |  | N | Electric Utility | 1 |  | N | N | [17 empty] | N
2409 | Brownsville Public Utilities Board | 3559 | Silas Ray | TX | Cameron | DG-6a | IC | SB | 1.3 | 1 | 1 |  | 11 | 2001 | WDS BIT: DFO; N Y: N; Y Y: Y | N | S |  | N | Electric Utility | 1 |  | N | N | [17 empty] | N
2409 | Brownsville Public Utilities Board | 3559 | Silas Ray | TX | Cameron | DG-6b | IC | SB | 1.3 | 1 | 1 |  | 11 | 2001 | WDS BIT: DFO; N Y: N; Y Y: Y | N | S |  | N | Electric Utility | 1 |  | N | N | [17 empty] | N
2409 | Brownsville Public Utilities Board | 3559 | Silas Ray | TX | Cameron | DG-7a | IC | SB | 1.3 | 1 | 1 |  | 11 | 2001 | WDS BIT: DFO; N Y: N; Y Y: Y | Y | S |  | N | Electric Utility | 1 |  | N | N | [17 empty] | N
2409 | Brownsville Public Utilities Board | 3559 | Silas Ray | TX | Cameron | DG-7b | IC | SB | 1.3 | 1 | 1 |  | 11 | 2001 | WDS BIT: DFO; N Y: N; Y Y: Y | Y | S |  | N | Electric Utility | 1 |  | N | N | [17 empty] | N
2439 | City of Bryan - (OH) | 2903 | Bryan | OH | Williams | 1 | GT | OP | 15.8 | 12.5 | 19.5 |  | 7 | 1970 | WDS BIT: NG; WDS PC: DFO; N Y: Y; Y Y: Y | Y | S |  | N | Electric Utility | 1 |  | N | N | [17 empty] | N
2439 | City of Bryan - (OH) | 2903 | Bryan | OH | Williams | 2 | GT | OP | 16 | 12.5 | 19.5 |  | 7 | 1988 | WDS BIT: NG; WDS PC: DFO; N Y: Y; Y Y: Y | Y | S |  | N | Electric Utility | 1 |  | N | N | [17 empty] | N
2439 | City of Bryan - (OH) | 2903 | Bryan | OH | Williams | 5 | IC | OP | 2.5 | 2.5 | 2.5 |  | 5 | 1948 | WDS BIT: DFO; N Y: N; Y Y: Y | Y | S |  | N | Electric Utility | 1 |  | N | N | [17 empty] | N
2439 | City of Bryan - (OH) | 2903 | Bryan | OH | Williams | 6 | GT | OP | 5 | 4 | 6 |  | 7 | 1963 | WDS BIT: NG; WDS PC: DFO; N Y: Y; Y Y: Y | Y | S |  | N | Electric Utility | 1 |  | N | N | [17 empty] | N
2439 | City of Bryan - (OH) | 7657 | Auglaize Hydro | OH | Defiance | 1 | HY | OA | 0.7 | 0.8 | 0.8 |  | 12 | 1986 | WDS BIT: WAT; N Y: N; Y Y: Y |  | S | 0 | N | Electric Utility | 1 |  | N | [13 empty] | N
2439 | City of Bryan - (OH) | 7657 | Auglaize Hydro | OH | Defiance | 2A | HY | OP | 0.9 | 0.9 | 1 |  | 7 | 2004 | WDS BIT: WAT; N Y: N; Y Y: Y |  | S |  | N | Electric Utility | 1 |  | N | N
2439 | City of Bryan - (OH) | 7657 | Auglaize Hydro | OH | Defiance | 3A | HY | OP | 0.9 | 0.9 | 1 |  | 6 | 2004 | WDS BIT: WAT; N Y: N; Y Y: Y |  | S |  | N | Electric Utility | 1 |  | N | N
2439 | City of Bryan - (OH) | 7657 | Auglaize Hydro | OH | Defiance | 4 | HY | OA | 0.5 | 0.8 | 0.8 |  | 1 | 1987 | WDS BIT: WAT; N Y: N; Y Y: Y |  | S | 0 | N | Electric Utility | 1 |  | N | N
2439 | City of Bryan - (OH) | 7657 | Auglaize Hydro | OH | Defiance | 5 | HY | OS | 0.5 | 0.7 | 0.7 |  | 6 | 1988 | WDS BIT: WAT; N Y: N; Y Y: Y |  | S | 0 | N | Electric Utility | 1 |  | N | Y | 0.1 | 0.1 | 4 | 2013
2439 | City of Bryan - (OH) | 7657 | Auglaize Hydro | OH | Defiance | 6 | HY | OP | 0.1 | 0.1 | 0.1 |  | 6 | 2004 | WDS BIT: WAT; N Y: N; Y Y: Y |  | S |  | N | Electric Utility | 1 |  | N | N
2439 | City of Bryan - (OH) | 58381 | Bryan Solar Field | OH | Williams | 1 | PV | OP | 2.1 | 1.7 | 1.7 |  | 2 | 2012 | WDS BIT: SUN; N Y: N; Y Y: N |  | W |  | N | Electric Utility | 1
2442 | City of Bryan - (TX) | 3561 | Bryan | TX | Brazos | 3 | ST | OS | 13 | 12 | 12 |  | 1 | 1955 | WDS BIT: NG; N Y: N; Y Y: Y |  | S |  | N | Electric Utility | 1 |  | N | N | [17 empty] | N | [6 empty] | NG
2442 | City of Bryan - (TX) | 3561 | Bryan | TX | Brazos | 4 | ST | OS | 24 | 22 | 22 |  | 1 | 1958 | WDS BIT: NG; N Y: N; Y Y: Y |  | S |  | N | Electric Utility | 1 |  | N | N | [17 empty] | N | [6 empty] | NG
2442 | City of Bryan - (TX) | 3561 | Bryan | TX | Brazos | 5 | ST | OS | 25 | 25 | 25 |  | 1 | 1966 | WDS BIT: NG; N Y: N; Y Y: Y |  | S |  | N | Electric Utility | 1 |  | N | N | [17 empty] | N | [6 empty] | NG
2442 | City of Bryan - (TX) | 3561 | Bryan | TX | Brazos | 6 | ST | OS | 54 | 50 | 50 |  | 1 | 1969 | WDS BIT: NG; N Y: N; Y Y: Y |  | S |  | N | Electric Utility | 1 |  | N | N | [24 empty] | NG
2442 | City of Bryan - (TX) | 3561 | Bryan | TX | Brazos | 7 | GT | OP | 22 | 21 | 21 |  | 5 | 1975 | WDS BIT: NG; N Y: N; Y Y: Y |  | S |  | N | Electric Utility | 1 |  | N | N
2442 | City of Bryan - (TX) | 6243 | Dansby | TX | Brazos | 1 | ST | OP | 105 | 110 | 110 |  | 9 | 1978 | WDS BIT: NG; WDS PC: DFO; N Y: N; Y Y: Y |  | S |  | N | Electric Utility | 1 |  | N | N | [17 empty] | N | [6 empty] | NG
2442 | City of Bryan - (TX) | 6243 | Dansby | TX | Brazos | 2 | GT | OP | 49.1 | 47.1 | 48.1 |  | 2 | 2004 | WDS BIT: NG; N Y: N; Y Y: Y |  | S |  | N | Electric Utility | 1 |  | N | N | [17 empty] | N
2442 | City of Bryan - (TX) | 6243 | Dansby | TX | Brazos | 3 | GT | OP | 49.1 | 47.1 | 48.1 |  | 3 | 2010 | WDS BIT: NG; N Y: N; Y Y: Y |  | S |  | N | Electric Utility | 1 |  | N | N | [17 empty] | N
2468 | Bucknell University | 54333 | Bucknell University | PA | Union | G001 | CT | OP | 4.7 | 4.3 | 5.5 |  | 6 | 1998 | WDS BIT: NG; WDS PC: DFO; N Y: Y; Y Y: Y |  | S |  | Y | Commercial CHP | 5 | T | N | N
2468 | Bucknell University | 54333 | Bucknell University | PA | Union | G502 | CA | OP | 1.2 | 0.5 | 1.2 |  | 10 | 1991 | WDS BIT: NG; WDS PC: DFO; N Y: Y; Y Y: Y |  | S |  | Y | Commercial CHP | 5 | T | Y | N
2507 | City of Burbank Water and Power | 6013 | Olive | CA | Los Angeles | O1 | ST | SB | 50 | 44 | 44 |  | 10 | 1959 | WDS BIT: NG; N Y: N; Y Y: Y | Y | S |  | N | Electric Utility | 1 |  |  | N | [17 empty] | N | [6 empty] | NG
2507 | City of Burbank Water and Power | 6013 | Olive | CA | Los Angeles | O2 | ST | SB | 59.7 | 55 | 55 |  | 9 | 1964 | WDS BIT: NG; N Y: N; Y Y: Y | Y | S |  | N | Electric Utility | 1 |  |  | N | [17 empty] | N | [6 empty] | NG
2507 | City of Burbank Water and Power | 7987 | Lake | CA | Los Angeles | L1 | GT | OP | 60.5 | 48 | 48 |  | 6 | 2002 | WDS BIT: NG; WDS PC: OBG; N Y: Y; Y Y: Y |  | S |  | N | Electric Utility | 1 |  |  | N | [12 empty] | N |  |  |  |  | N
2507 | City of Burbank Water and Power | 56046 | Magnolia Power Project | CA | Los Angeles | 1 | CT | OP | 198.9 | 161 | 165 |  | 9 | 2005 | WDS BIT: NG; WDS PC: OBG; N Y: Y; Y Y: Y |  | W |  | N | Electric Utility | 1 |  | N | N | [17 empty] | N
2507 | City of Burbank Water and Power | 56046 | Magnolia Power Project | CA | Los Angeles | 2 | CA | OP | 188.7 | 140 | 140 |  | 9 | 2005 | WDS BIT: NG; WDS PC: OBG; N Y: Y; Y Y: Y |  | W |  | N | Electric Utility | 1 |  | Y | N | [17 empty] | N
2507 | City of Burbank Water and Power | 57496 | Tieton Dam Hydro Electric Project | WA | Yakima | UNIT1 | HY | OP | 6.9 | 6.9 | 6.9 |  | 9 | 2006 | WDS BIT: WAT; N Y: N; Y Y: Y |  | S | 1 | N | Electric Utility | 1 |  |  | N
2507 | City of Burbank Water and Power | 57496 | Tieton Dam Hydro Electric Project | WA | Yakima | UNIT2 | HY | OP | 6.9 | 6.9 | 6.9 |  | 9 | 2006 | WDS BIT: WAT; N Y: N; Y Y: Y |  | S | 1 | N | Electric Utility | 1 |  |  | N
2509 | Bunge Foods | 52034 | Bunge Oil | IL | KANKAKEE | 1 | GT | OP | 3.5 | 2.8 | 4 |  | 1 | 1990 | WDS BIT: NG; N Y: N; Y Y: Y | Y | S |  | Y | Industrial CHP | 7 | T | N | N | [17 empty] | N
2518 | U S Bureau of Reclamation | 152 | Davis Dam | AZ | Mohave | 1 | HY | OP | 51.7 | 51.7 | 51.7 |  | 1 | 1951 | WDS BIT: WAT; N Y: N; Y Y: Y |  | S |  | N | Electric Utility | 1 |  | N | N
2518 | U S Bureau of Reclamation | 152 | Davis Dam | AZ | Mohave | 2 | HY | OP | 51.7 | 51.7 | 51.7 |  | 4 | 1951 | WDS BIT: WAT; N Y: N; Y Y: Y |  | S |  | N | Electric Utility | 1 |  | N | N
2518 | U S Bureau of Reclamation | 152 | Davis Dam | AZ | Mohave | 3 | HY | OP | 48 | 48 | 48 |  | 4 | 1951 | WDS BIT: WAT; N Y: N; Y Y: Y |  | S |  | N | Electric Utility | 1 |  | N | N
2518 | U S Bureau of Reclamation | 152 | Davis Dam | AZ | Mohave | 4 | HY | OP | 51.7 | 51.7 | 51.7 |  | 5 | 1951 | WDS BIT: WAT; N Y: N; Y Y: Y |  | S |  | N | Electric Utility | 1 |  | N | N
2518 | U S Bureau of Reclamation | 152 | Davis Dam | AZ | Mohave | 5 | HY | OP | 51.7 | 51.7 | 51.7 |  | 6 | 1951 | WDS BIT: WAT; N Y: N; Y Y: Y |  | S |  | N | Electric Utility | 1 |  | N | N
2518 | U S Bureau of Reclamation | 153 | Glen Canyon Dam | AZ | Coconino | 1 | HY | OP | 165 | 165 | 165 |  | 9 | 1964 | WDS BIT: WAT; N Y: N; Y Y: Y |  | S |  | N | Electric Utility | 1 |  | N | N
2518 | U S Bureau of Reclamation | 153 | Glen Canyon Dam | AZ | Coconino | 2 | HY | OP | 165 | 165 | 165 |  | 9 | 1964 | WDS BIT: WAT; N Y: N; Y Y: Y |  | S |  | N | Electric Utility | 1 |  | N | N
2518 | U S Bureau of Reclamation | 153 | Glen Canyon Dam | AZ | Coconino | 3 | HY | OP | 165 | 165 | 165 |  | 12 | 1964 | WDS BIT: WAT; N Y: N; Y Y: Y |  | S |  | N | Electric Utility | 1 |  | N | N
2518 | U S Bureau of Reclamation | 153 | Glen Canyon Dam | AZ | Coconino | 4 | HY | OP | 165 | 165 | 165 |  | 2 | 1965 | WDS BIT: WAT; N Y: N; Y Y: Y |  | S |  | N | Electric Utility | 1 |  | N | N
2518 | U S Bureau of Reclamation | 153 | Glen Canyon Dam | AZ | Coconino | 5 | HY | OP | 165 | 165 | 165 |  | 7 | 1965 | WDS BIT: WAT; N Y: N; Y Y: Y |  | S |  | N | Electric Utility | 1 |  | N | N
2518 | U S Bureau of Reclamation | 153 | Glen Canyon Dam | AZ | Coconino | 6 | HY | OP | 165 | 165 | 165 |  | 10 | 1965 | WDS BIT: WAT; N Y: N; Y Y: Y |  | S |  | N | Electric Utility | 1 |  | N | N
2518 | U S Bureau of Reclamation | 153 | Glen Canyon Dam | AZ | Coconino | 7 | HY | OP | 157 | 157 | 157 |  | 1 | 1966 | WDS BIT: WAT; N Y: N; Y Y: Y |  | S |  | N | Electric Utility | 1 |  | N | N
2518 | U S Bureau of Reclamation | 153 | Glen Canyon Dam | AZ | Coconino | 8 | HY | OP | 165 | 165 | 165 |  | 2 | 1966 | WDS BIT: WAT; N Y: N; Y Y: Y |  | S |  | N | Electric Utility | 1 |  | N | N
2518 | U S Bureau of Reclamation | 154 | Hoover Dam | NV | Clark | N0 | HY | OP | 2.4 | 2.4 | 2.4 |  | 9 | 1936 | WDS BIT: WAT; N Y: N; Y Y: Y |  | S |  | N | Electric Utility | 1 |  | N | N
2518 | U S Bureau of Reclamation | 154 | Hoover Dam | NV | Clark | N1 | HY | OP | 130 | 130 | 130 |  | 12 | 1936 | WDS BIT: WAT; N Y: N; Y Y: Y |  | S |  | N | Electric Utility | 1 |  | N | N | [17 empty] | N
2518 | U S Bureau of Reclamation | 154 | Hoover Dam | NV | Clark | N2 | HY | OP | 130 | 130 | 130 |  | 10 | 1936 | WDS BIT: WAT; N Y: N; Y Y: Y |  | S |  | N | Electric Utility | 1 |  | N | N | [17 empty] | N
2518 | U S Bureau of Reclamation | 154 | Hoover Dam | NV | Clark | N3 | HY | OP | 130 | 130 | 130 |  | 3 | 1937 | WDS BIT: WAT; N Y: N; Y Y: Y |  | S |  | N | Electric Utility | 1 |  | N | N | [17 empty] | N
2518 | U S Bureau of Reclamation | 154 | Hoover Dam | NV | Clark | N4 | HY | OP | 130 | 130 | 130 |  | 11 | 1936 | WDS BIT: WAT; N Y: N; Y Y: Y |  | S |  | N | Electric Utility | 1 |  | N | N | [17 empty] | N
2518 | U S Bureau of Reclamation | 154 | Hoover Dam | NV | Clark | N5 | HY | OP | 130 | 130 | 130 |  | 6 | 1938 | WDS BIT: WAT; N Y: N; Y Y: Y |  | S |  | N | Electric Utility | 1 |  | N | N
2518 | U S Bureau of Reclamation | 154 | Hoover Dam | NV | Clark | N6 | HY | OP | 130 | 130 | 130 |  | 8 | 1938 | WDS BIT: WAT; N Y: N; Y Y: Y |  | S |  | N | Electric Utility | 1 |  | N | N
2518 | U S Bureau of Reclamation | 154 | Hoover Dam | NV | Clark | N7 | HY | OP | 127 | 127 | 127 |  | 11 | 1944 | WDS BIT: WAT; N Y: N; Y Y: Y |  | S |  | N | Electric Utility | 1 |  | N | N
2518 | U S Bureau of Reclamation | 154 | Hoover Dam | NV | Clark | N8 | HY | OP | 130 | 130 | 130 |  | 12 | 1961 | WDS BIT: WAT; N Y: N; Y Y: Y |  | S |  | N | Electric Utility | 1 |  | N | N
2518 | U S Bureau of Reclamation | 441 | Folsom | CA | Sacramento | 1 | HY | OP | 66.2 | 71.7 | 71.7 |  | 6 | 1955 | WDS BIT: WAT; N Y: N; Y Y: Y |  | S |  | N | Electric Utility | 1 |  | N | N
2518 | U S Bureau of Reclamation | 441 | Folsom | CA | Sacramento | 2 | HY | OP | 66.2 | 71.7 | 71.7 |  | 10 | 1955 | WDS BIT: WAT; N Y: N; Y Y: Y |  | S |  | N | Electric Utility | 1 |  | N | N
2518 | U S Bureau of Reclamation | 441 | Folsom | CA | Sacramento | 3 | HY | OP | 66.2 | 71.7 | 71.7 |  | 5 | 1955 | WDS BIT: WAT; N Y: N; Y Y: Y |  | S |  | N | Electric Utility | 1 |  | N | N
2518 | U S Bureau of Reclamation | 442 | Judge F Carr | CA | Shasta | 1 | HY | OP | 77.2 | 88.7 | 88.7 |  | 5 | 1963 | WDS BIT: WAT; N Y: N; Y Y: Y |  | S |  | N | Electric Utility | 1 |  | N | N
2518 | U S Bureau of Reclamation | 442 | Judge F Carr | CA | Shasta | 2 | HY | OP | 77.2 | 88.7 | 88.7 |  | 7 | 1963 | WDS BIT: WAT; N Y: N; Y Y: Y |  | S |  | N | Electric Utility | 1 |  | N | N
2518 | U S Bureau of Reclamation | 443 | Keswick | CA | Shasta | 1 | HY | OP | 39 | 39 | 39 |  | 3 | 1950 | WDS BIT: WAT; N Y: N; Y Y: Y |  | S |  | N | Electric Utility | 1 |  | N | N
2518 | U S Bureau of Reclamation | 443 | Keswick | CA | Shasta | 2 | HY | OP | 39 | 39 | 39 |  | 12 | 1949 | WDS BIT: WAT; N Y: N; Y Y: Y |  | S |  | N | Electric Utility | 1 |  | N | N
2518 | U S Bureau of Reclamation | 443 | Keswick | CA | Shasta | 3 | HY | OP | 39 | 39 | 39 |  | 10 | 1949 | WDS BIT: WAT; N Y: N; Y Y: Y |  | S |  | N | Electric Utility | 1 |  | N | N
2518 | U S Bureau of Reclamation | 444 | Nimbus | CA | Sacramento | 1 | HY | OP | 6.7 | 8.3 | 8.3 |  | 5 | 1955 | WDS BIT: WAT; N Y: N; Y Y: Y |  | S |  | N | Electric Utility | 1 |  | N | N
2518 | U S Bureau of Reclamation | 444 | Nimbus | CA | Sacramento | 2 | HY | OP | 6.7 | 8.3 | 8.3 |  | 6 | 1955 | WDS BIT: WAT; N Y: N; Y Y: Y |  | S |  | N | Electric Utility | 1 |  | N | N
2518 | U S Bureau of Reclamation | 445 | Shasta | CA | Shasta | 1 | HY | OP | 142 | 142 | 142 |  | 4 | 1949 | WDS BIT: WAT; N Y: N; Y Y: Y |  | S |  | N | Electric Utility | 1 |  | N | N
2518 | U S Bureau of Reclamation | 445 | Shasta | CA | Shasta | 2 | HY | OP | 142 | 142 | 142 |  | 7 | 1948 | WDS BIT: WAT; N Y: N; Y Y: Y |  | S |  | N | Electric Utility | 1 |  | N | N
2518 | U S Bureau of Reclamation | 445 | Shasta | CA | Shasta | 3 | HY | OP | 142 | 142 | 142 |  | 6 | 1944 | WDS BIT: WAT; N Y: N; Y Y: Y |  | S |  | N | Electric Utility | 1 |  | N | N
2518 | U S Bureau of Reclamation | 445 | Shasta | CA | Shasta | 4 | HY | OP | 142 | 142 | 142 |  | 6 | 1944 | WDS BIT: WAT; N Y: N; Y Y: Y |  | S |  | N | Electric Utility | 1 |  | N | N
2518 | U S Bureau of Reclamation | 445 | Shasta | CA | Shasta | 5 | HY | OP | 142 | 142 | 142 |  | 3 | 1948 | WDS BIT: WAT; N Y: N; Y Y: Y |  | S |  | N | Electric Utility | 1 |  | N | N
2518 | U S Bureau of Reclamation | 445 | Shasta | CA | Shasta | S1 | HY | OP | 2 | 2 | 2 |  | 6 | 1944 | WDS BIT: WAT; N Y: N; Y Y: Y |  | S |  | N | Electric Utility | 1 |  | N | N
2518 | U S Bureau of Reclamation | 445 | Shasta | CA | Shasta | S2 | HY | OP | 2 | 2 | 2 |  | 6 | 1944 | WDS BIT: WAT; N Y: N; Y Y: Y |  | S |  | N | Electric Utility | 1 |  | N | N
2518 | U S Bureau of Reclamation | 446 | ONeill | CA | Merced | 1 | PS | OP | 4.2 | 2.4 | 2.4 |  | 1 | 1968 | WDS BIT: WAT; N Y: N; Y Y: Y |  | S |  | N | Electric Utility | 1 |  | N | N
2518 | U S Bureau of Reclamation | 446 | ONeill | CA | Merced | 2 | PS | OP | 4.2 | 2.4 | 2.4 |  | 2 | 1968 | WDS BIT: WAT; N Y: N; Y Y: Y |  | S |  | N | Electric Utility | 1 |  | N | N
2518 | U S Bureau of Reclamation | 446 | ONeill | CA | Merced | 3 | PS | OP | 4.2 | 2.4 | 2.4 |  | 11 | 1967 | WDS BIT: WAT; N Y: N; Y Y: Y |  | S |  | N | Electric Utility | 1 |  | N | N
2518 | U S Bureau of Reclamation | 446 | ONeill | CA | Merced | 4 | PS | OP | 4.2 | 2.4 | 2.4 |  | 11 | 1967 | WDS BIT: WAT; N Y: N; Y Y: Y |  | S |  | N | Electric Utility | 1 |  | N | N
2518 | U S Bureau of Reclamation | 446 | ONeill | CA | Merced | 5 | PS | OP | 4.2 | 2.4 | 2.4 |  | 2 | 1968 | WDS BIT: WAT; N Y: N; Y Y: Y |  | S |  | N | Electric Utility | 1 |  | N | N
2518 | U S Bureau of Reclamation | 446 | ONeill | CA | Merced | 6 | PS | OP | 4.2 | 2.4 | 2.4 |  | 12 | 1967 | WDS BIT: WAT; N Y: N; Y Y: Y |  | S |  | N | Electric Utility | 1 |  | N | N
2518 | U S Bureau of Reclamation | 447 | Parker Dam | CA | San Bernardino | 1 | HY | OP | 30 | 30 | 30 |  | 12 | 1942 | WDS BIT: WAT; N Y: N; Y Y: Y |  | S |  | N | Electric Utility | 1 |  | N | N
2518 | U S Bureau of Reclamation | 447 | Parker Dam | CA | San Bernardino | 2 | HY | OP | 30 | 30 | 30 |  | 1 | 1943 | WDS BIT: WAT; N Y: N; Y Y: Y |  | S |  | N | Electric Utility | 1 |  | N | N
2518 | U S Bureau of Reclamation | 447 | Parker Dam | CA | San Bernardino | 3 | HY | OP | 30 | 30 | 30 |  | 12 | 1942 | WDS BIT: WAT; N Y: N; Y Y: Y |  | S |  | N | Electric Utility | 1 |  | N | N
2518 | U S Bureau of Reclamation | 447 | Parker Dam | CA | San Bernardino | 4 | HY | OP | 30 | 30 | 30 |  | 5 | 1943 | WDS BIT: WAT; N Y: N; Y Y: Y |  | S |  | N | Electric Utility | 1 |  | N | N
2518 | U S Bureau of Reclamation | 450 | Spring Creek | CA | Shasta | 1 | HY | OP | 90 | 90 | 90 |  | 1 | 1964 | WDS BIT: WAT; N Y: N; Y Y: Y |  | S |  | N | Electric Utility | 1 |  | N | N
2518 | U S Bureau of Reclamation | 450 | Spring Creek | CA | Shasta | 2 | HY | OP | 90 | 90 | 90 |  | 3 | 1964 | WDS BIT: WAT; N Y: N; Y Y: Y |  | S |  | N | Electric Utility | 1 |  | N | N
2518 | U S Bureau of Reclamation | 451 | Trinity | CA | Trinity | 1 | HY | OP | 70 | 70 | 70 |  | 2 | 1964 | WDS BIT: WAT; N Y: N; Y Y: Y |  | S |  | N | Electric Utility | 1 |  | N | N
2518 | U S Bureau of Reclamation | 451 | Trinity | CA | Trinity | 2 | HY | OP | 70 | 70 | 70 |  | 2 | 1964 | WDS BIT: WAT; N Y: N; Y Y: Y |  | S |  | N | Electric Utility | 1 |  | N | N
2518 | U S Bureau of Reclamation | 505 | Boysen | WY | Fremont | 1 | HY | OP | 7.5 | 8.6 | 8.6 |  | 8 | 1952 | WDS BIT: WAT; N Y: N; Y Y: Y |  | S |  | N | Electric Utility | 1 |  | N | N
2518 | U S Bureau of Reclamation | 505 | Boysen | WY | Fremont | 2 | HY | OP | 7.5 | 8.6 | 8.6 |  | 9 | 1952 | WDS BIT: WAT; N Y: N; Y Y: Y |  | S |  | N | Electric Utility | 1 |  | N | N
2518 | U S Bureau of Reclamation | 512 | Blue Mesa | CO | Gunnison | 1 | HY | OP | 43.2 | 43.2 | 43.2 |  | 9 | 1967 | WDS BIT: WAT; N Y: N; Y Y: Y |  | S |  | N | Electric Utility | 1 |  | N | N
2518 | U S Bureau of Reclamation | 512 | Blue Mesa | CO | Gunnison | 2 | HY | OP | 43.2 | 43.2 | 43.2 |  | 11 | 1967 | WDS BIT: WAT; N Y: N; Y Y: Y |  | S |  | N | Electric Utility | 1 |  | N | N
2518 | U S Bureau of Reclamation | 513 | Estes | CO | Larimer | 1 | HY | OP | 15 | 17.2 | 17.2 |  | 9 | 1950 | WDS BIT: WAT; N Y: N; Y Y: Y |  | S |  | N | Electric Utility | 1 |  | N | N
2518 | U S Bureau of Reclamation | 513 | Estes | CO | Larimer | 2 | HY | OP | 15 | 17.2 | 17.2 |  | 12 | 1950 | WDS BIT: WAT; N Y: N; Y Y: Y |  | S |  | N | Electric Utility | 1 |  | N | N
2518 | U S Bureau of Reclamation | 513 | Estes | CO | Larimer | 3 | HY | OP | 15 | 17.2 | 17.2 |  | 12 | 1950 | WDS BIT: WAT; N Y: N; Y Y: Y |  | S |  | N | Electric Utility | 1 |  | N | N
2518 | U S Bureau of Reclamation | 514 | Morrow Point | CO | Montrose | 1 | HY | OP | 86.6 | 86.6 | 86.6 |  | 12 | 1970 | WDS BIT: WAT; N Y: N; Y Y: Y |  | S |  | N | Electric Utility | 1 |  | N | N
2518 | U S Bureau of Reclamation | 514 | Morrow Point | CO | Montrose | 2 | HY | OP | 86.6 | 86.6 | 86.6 |  | 1 | 1971 | WDS BIT: WAT; N Y: N; Y Y: Y |  | S |  | N | Electric Utility | 1 |  | N | N
2518 | U S Bureau of Reclamation | 515 | Big Thompson | CO | Larimer | 1 | HY | OP | 4.5 | 5.2 | 4.1 |  | 4 | 1959 | WDS BIT: WAT; N Y: N; Y Y: Y |  | S |  | N | Electric Utility | 1 |  | N | N
2518 | U S Bureau of Reclamation | 516 | Green Mountain | CO | Summit | 1 | HY | OP | 13 | 13 | 13 |  | 5 | 1943 | WDS BIT: WAT; N Y: N; Y Y: Y |  | S |  | N | Electric Utility | 1 |  | N | N
2518 | U S Bureau of Reclamation | 516 | Green Mountain | CO | Summit | 2 | HY | OP | 13 | 13 | 13 |  | 5 | 1943 | WDS BIT: WAT; N Y: N; Y Y: Y |  | S |  | N | Electric Utility | 1 |  | N | N
2518 | U S Bureau of Reclamation | 517 | Marys Lake | CO | Larimer | 1 | HY | OP | 8.1 | 9.3 | 9.3 |  | 5 | 1951 | WDS BIT: WAT; N Y: N; Y Y: Y |  | S |  | N | Electric Utility | 1 |  | N | N
2518 | U S Bureau of Reclamation | 518 | Flatiron | CO | Larimer | 1 | HY | OP | 45 | 45 | 45 |  | 1 | 1954 | WDS BIT: WAT; N Y: N; Y Y: Y |  | S |  | N | Electric Utility | 1 |  | N | N
2518 | U S Bureau of Reclamation | 518 | Flatiron | CO | Larimer | 2 | HY | OP | 45 | 45 | 45 |  | 1 | 1954 | WDS BIT: WAT; N Y: N; Y Y: Y |  | S |  | N | Electric Utility | 1 |  | N | N
2518 | U S Bureau of Reclamation | 518 | Flatiron | CO | Larimer | 3 | PS | OP | 8.5 | 8.5 | 8.5 |  | 5 | 1954 | WDS BIT: WAT; N Y: N; Y Y: Y |  | S |  | N | Electric Utility | 1 |  | N | N
2518 | U S Bureau of Reclamation | 519 | Pole Hill | CO | Larimer | 1 | HY | OP | 38.2 | 38.2 | 38.2 |  | 1 | 1954 | WDS BIT: WAT; N Y: N; Y Y: Y |  | S |  | N | Electric Utility | 1 |  | N | N
2518 | U S Bureau of Reclamation | 520 | Lower Molina | CO | Mesa | 1 | HY | OP | 4.8 | 4.8 | 4.8 |  | 12 | 1962 | WDS BIT: WAT; N Y: N; Y Y: Y |  | S |  | N | Electric Utility | 1 |  | N | N
2518 | U S Bureau of Reclamation | 521 | Upper Molina | CO | Mesa | 1 | HY | OP | 8.6 | 8.6 | 8.6 |  | 12 | 1962 | WDS BIT: WAT; N Y: N; Y Y: Y |  | S |  | N | Electric Utility | 1 |  | N | N
2518 | U S Bureau of Reclamation | 674 | Pilot Butte | WY | Fremont | 1 | HY | OS | 0.8 | 0.8 | 0.7 |  | 1 | 1925 | WDS BIT: WAT; N Y: N; Y Y: Y |  | S |  | N | Electric Utility | 1 |  | N | N
2518 | U S Bureau of Reclamation | 674 | Pilot Butte | WY | Fremont | 2 | HY | OS | 0.8 | 0.8 | 0.8 |  | 2 | 1929 | WDS BIT: WAT; N Y: N; Y Y: Y |  | S |  | N | Electric Utility | 1 |  | N | N
2518 | U S Bureau of Reclamation | 850 | Palisades | ID | Bonneville | 1 | HY | OP | 44.1 | 44.1 | 44.1 |  | 8 | 1957 | WDS BIT: WAT; N Y: N; Y Y: Y |  | S |  | N | Electric Utility | 1 |  | N | N
2518 | U S Bureau of Reclamation | 850 | Palisades | ID | Bonneville | 2 | HY | OP | 44.1 | 44.1 | 44.1 |  | 5 | 1957 | WDS BIT: WAT; N Y: N; Y Y: Y |  | S |  | N | Electric Utility | 1 |  | N | N
2518 | U S Bureau of Reclamation | 850 | Palisades | ID | Bonneville | 3 | HY | OP | 44.1 | 44.1 | 44.1 |  | 2 | 1957 | WDS BIT: WAT; N Y: N; Y Y: Y |  | S |  | N | Electric Utility | 1 |  | N | N
2518 | U S Bureau of Reclamation | 850 | Palisades | ID | Bonneville | 4 | HY | OP | 44.1 | 44.1 | 44.1 |  | 5 | 1958 | WDS BIT: WAT; N Y: N; Y Y: Y |  | S |  | N | Electric Utility | 1 |  | N | N
2518 | U S Bureau of Reclamation | 2203 | Hungry Horse | MT | Flathead | 1 | HY | OP | 107 | 107 | 107 |  | 10 | 1952 | WDS BIT: WAT; N Y: N; Y Y: Y |  | S |  | N | Electric Utility | 1 |  | N | N
2518 | U S Bureau of Reclamation | 2203 | Hungry Horse | MT | Flathead | 2 | HY | OP | 107 | 107 | 107 |  | 12 | 1952 | WDS BIT: WAT; N Y: N; Y Y: Y |  | S |  | N | Electric Utility | 1 |  | N | N
2518 | U S Bureau of Reclamation | 2203 | Hungry Horse | MT | Flathead | 3 | HY | OP | 107 | 107 | 107 |  | 7 | 1953 | WDS BIT: WAT; N Y: N; Y Y: Y |  | S |  | N | Electric Utility | 1 |  | N | N
2518 | U S Bureau of Reclamation | 2203 | Hungry Horse | MT | Flathead | 4 | HY | OP | 107 | 107 | 107 |  | 7 | 1953 | WDS BIT: WAT; N Y: N; Y Y: Y |  | S |  | N | Electric Utility | 1 |  | N | N
2518 | U S Bureau of Reclamation | 2204 | Yellowtail | MT | Big Horn | 1 | HY | OP | 62.5 | 71.8 | 71.8 |  | 11 | 1966 | WDS BIT: WAT; N Y: N; Y Y: Y |  | S |  | N | Electric Utility | 1 |  | N | N
2518 | U S Bureau of Reclamation | 2204 | Yellowtail | MT | Big Horn | 2 | HY | OP | 62.5 | 71.8 | 71.8 |  | 10 | 1966 | WDS BIT: WAT; N Y: N; Y Y: Y |  | S |  | N | Electric Utility | 1 |  | N | N
2518 | U S Bureau of Reclamation | 2204 | Yellowtail | MT | Big Horn | 3 | HY | OP | 62.5 | 71.8 | 71.8 |  | 8 | 1966 | WDS BIT: WAT; N Y: N; Y Y: Y |  | S |  | N | Electric Utility | 1 |  | N | N
2518 | U S Bureau of Reclamation | 2204 | Yellowtail | MT | Big Horn | 4 | HY | OP | 62.5 | 71.8 | 71.8 |  | 8 | 1966 | WDS BIT: WAT; N Y: N; Y Y: Y |  | S |  | N | Electric Utility | 1 |  | N | N
2518 | U S Bureau of Reclamation | 4176 | Fremont Canyon | WY | Natrona | 1 | HY | OP | 33.4 | 33.4 | 33.4 |  | 1 | 1961 | WDS BIT: WAT; N Y: N; Y Y: Y |  | S |  | N | Electric Utility | 1 |  | N | N
2518 | U S Bureau of Reclamation | 4176 | Fremont Canyon | WY | Natrona | 2 | HY | OP | 33.4 | 33.4 | 33.4 |  | 12 | 1960 | WDS BIT: WAT; N Y: N; Y Y: Y |  | S |  | N | Electric Utility | 1 |  | N | N
2518 | U S Bureau of Reclamation | 4177 | Glendo | WY | Platte | 1 | HY | OP | 19 | 19 | 17.5 |  | 12 | 1958 | WDS BIT: WAT; N Y: N; Y Y: Y |  | S |  | N | Electric Utility | 1 |  | N | N
2518 | U S Bureau of Reclamation | 4177 | Glendo | WY | Platte | 2 | HY | OP | 19 | 19 | 19 |  | 4 | 1959 | WDS BIT: WAT; N Y: N; Y Y: Y |  | S |  | N | Electric Utility | 1 |  | N | N
2518 | U S Bureau of Reclamation | 4178 | Guernsey | WY | Platte | 1 | HY | OP | 3.2 | 3.2 | 2.9 |  | 7 | 1927 | WDS BIT: WAT; N Y: N; Y Y: Y |  | S |  | N | Electric Utility | 1 |  | N | N
2518 | U S Bureau of Reclamation | 4178 | Guernsey | WY | Platte | 2 | HY | OP | 3.2 | 3.2 | 3.2 |  | 1 | 1928 | WDS BIT: WAT; N Y: N; Y Y: Y |  | S |  | N | Electric Utility | 1 |  | N | N
2518 | U S Bureau of Reclamation | 4180 | Kortes | WY | Carbon | 1 | HY | OP | 12 | 12.2 | 12.2 |  | 1 | 1951 | WDS BIT: WAT; N Y: N; Y Y: Y |  | S |  | N | Electric Utility | 1 |  | N | N
2518 | U S Bureau of Reclamation | 4180 | Kortes | WY | Carbon | 2 | HY | OP | 12 | 12.2 | 12.2 |  | 8 | 1950 | WDS BIT: WAT; N Y: N; Y Y: Y |  | S |  | N | Electric Utility | 1 |  | N | N
2518 | U S Bureau of Reclamation | 4180 | Kortes | WY | Carbon | 3 | HY | OP | 12 | 12.2 | 12.2 |  | 6 | 1950 | WDS BIT: WAT; N Y: N; Y Y: Y |  | S |  | N | Electric Utility | 1 |  | N | N
2518 | U S Bureau of Reclamation | 4182 | Seminoe | WY | Carbon | 1 | HY | OP | 17.2 | 17.2 | 17.2 |  | 8 | 1939 | WDS BIT: WAT; N Y: N; Y Y: Y |  | S |  | N | Electric Utility | 1 |  | N | N
2518 | U S Bureau of Reclamation | 4182 | Seminoe | WY | Carbon | 2 | HY | OP | 17.2 | 17.2 | 17.2 |  | 8 | 1939 | WDS BIT: WAT; N Y: N; Y Y: Y |  | S |  | N | Electric Utility | 1 |  | N | N
2518 | U S Bureau of Reclamation | 4182 | Seminoe | WY | Carbon | 3 | HY | OP | 17.2 | 17.2 | 17.2 |  | 8 | 1939 | WDS BIT: WAT; N Y: N; Y Y: Y |  | S |  | N | Electric Utility | 1 |  | N | N
2518 | U S Bureau of Reclamation | 4183 | Shoshone | WY | Park | 1 | HY | OP | 3 | 3 | 3 |  | 4 | 1922 | WDS BIT: WAT; N Y: N; Y Y: Y |  | S |  | N | Electric Utility | 1 |  | N | N
2518 | U S Bureau of Reclamation | 4185 | Fontenelle | WY | Lincoln | 1 | HY | OP | 10 | 11.2 | 11.2 |  | 5 | 1968 | WDS BIT: WAT; N Y: N; Y Y: Y |  | S |  | N | Electric Utility | 1 |  | N | N
2518 | U S Bureau of Reclamation | 6158 | New Melones | CA | Tuolumne | 1 | HY | OP | 150 | 191 | 191 |  | 6 | 1979 | WDS BIT: WAT; N Y: N; Y Y: Y |  | S |  | N | Electric Utility | 1 |  | N | N
2518 | U S Bureau of Reclamation | 6158 | New Melones | CA | Tuolumne | 2 | HY | OP | 150 | 191 | 191 |  | 6 | 1979 | WDS BIT: WAT; N Y: N; Y Y: Y |  | S |  | N | Electric Utility | 1 |  | N | N
2518 | U S Bureau of Reclamation | 6159 | Crystal | CO | Montrose | 1 | HY | OP | 28 | 35 | 35 |  | 6 | 1978 | WDS BIT: WAT; N Y: N; Y Y: Y |  | S |  | N | Electric Utility | 1 |  | N | N
2518 | U S Bureau of Reclamation | 6163 | Grand Coulee | WA | Grant | 1 | HY | OP | 125 | 125 | 125 |  | 4 | 1942 | WDS BIT: WAT; N Y: N; Y Y: Y |  | S |  | N | Electric Utility | 1 |  | N | N
2518 | U S Bureau of Reclamation | 6163 | Grand Coulee | WA | Grant | 10 | HY | OP | 125 | 125 | 125 |  | 9 | 1951 | WDS BIT: WAT; N Y: N; Y Y: Y |  | S |  | N | Electric Utility | 1 |  | N | N
2518 | U S Bureau of Reclamation | 6163 | Grand Coulee | WA | Grant | 11 | HY | OP | 125 | 125 | 125 |  | 6 | 1951 | WDS BIT: WAT; N Y: N; Y Y: Y |  | S |  | N | Electric Utility | 1 |  | N | N
2518 | U S Bureau of Reclamation | 6163 | Grand Coulee | WA | Grant | 12 | HY | OP | 125 | 125 | 125 |  | 4 | 1951 | WDS BIT: WAT; N Y: N; Y Y: Y |  | S |  | N | Electric Utility | 1 |  | N | N
2518 | U S Bureau of Reclamation | 6163 | Grand Coulee | WA | Grant | 13 | HY | OP | 125 | 125 | 125 |  | 10 | 1950 | WDS BIT: WAT; N Y: N; Y Y: Y |  | S |  | N | Electric Utility | 1 |  | N | N
2518 | U S Bureau of Reclamation | 6163 | Grand Coulee | WA | Grant | 14 | HY | OP | 125 | 125 | 125 |  | 7 | 1950 | WDS BIT: WAT; N Y: N; Y Y: Y |  | S |  | N | Electric Utility | 1 |  | N | N
2518 | U S Bureau of Reclamation | 6163 | Grand Coulee | WA | Grant | 15 | HY | OP | 125 | 125 | 125 |  | 4 | 1950 | WDS BIT: WAT; N Y: N; Y Y: Y |  | S |  | N | Electric Utility | 1 |  | N | N
2518 | U S Bureau of Reclamation | 6163 | Grand Coulee | WA | Grant | 16 | HY | OP | 125 | 125 | 125 |  | 9 | 1949 | WDS BIT: WAT; N Y: N; Y Y: Y |  | S |  | N | Electric Utility | 1 |  | N | N
2518 | U S Bureau of Reclamation | 6163 | Grand Coulee | WA | Grant | 17 | HY | OP | 125 | 125 | 125 |  | 7 | 1949 | WDS BIT: WAT; N Y: N; Y Y: Y |  | S |  | N | Electric Utility | 1 |  | N | N
2518 | U S Bureau of Reclamation | 6163 | Grand Coulee | WA | Grant | 18 | HY | OP | 125 | 125 | 125 |  | 5 | 1949 | WDS BIT: WAT; N Y: N; Y Y: Y |  | S |  | N | Electric Utility | 1 |  | N | N
2518 | U S Bureau of Reclamation | 6163 | Grand Coulee | WA | Grant | 19 | HY | OP | 600 | 690 | 690 |  | 9 | 1975 | WDS BIT: WAT; N Y: N; Y Y: Y |  | S |  | N | Electric Utility | 1 |  | N | N
2518 | U S Bureau of Reclamation | 6163 | Grand Coulee | WA | Grant | 2 | HY | OP | 125 | 125 | 125 |  | 1 | 1942 | WDS BIT: WAT; N Y: N; Y Y: Y |  | S |  | N | Electric Utility | 1 |  | N | N
2518 | U S Bureau of Reclamation | 6163 | Grand Coulee | WA | Grant | 20 | HY | OP | 600 | 690 | 690 |  | 4 | 1976 | WDS BIT: WAT; N Y: N; Y Y: Y |  | S |  | N | Electric Utility | 1 |  | N | N
2518 | U S Bureau of Reclamation | 6163 | Grand Coulee | WA | Grant | 21 | HY | OP | 600 | 690 | 690 |  | 12 | 1976 | WDS BIT: WAT; N Y: N; Y Y: Y |  | S |  | N | Electric Utility | 1 |  | N | N
2518 | U S Bureau of Reclamation | 6163 | Grand Coulee | WA | Grant | 22 | HY | OP | 805 | 805 | 805 |  | 5 | 1978 | WDS BIT: WAT; N Y: N; Y Y: Y |  | S |  | N | Electric Utility | 1 |  | N | N
2518 | U S Bureau of Reclamation | 6163 | Grand Coulee | WA | Grant | 23 | HY | OP | 805 | 805 | 805 |  | 11 | 1979 | WDS BIT: WAT; N Y: N; Y Y: Y |  | S |  | N | Electric Utility | 1 |  | N | N
2518 | U S Bureau of Reclamation | 6163 | Grand Coulee | WA | Grant | 24 | HY | OP | 805 | 805 | 805 |  | 5 | 1980 | WDS BIT: WAT; N Y: N; Y Y: Y |  | S |  | N | Electric Utility | 1 |  | N | N
2518 | U S Bureau of Reclamation | 6163 | Grand Coulee | WA | Grant | 3 | HY | OP | 125 | 125 | 125 |  | 9 | 1941 | WDS BIT: WAT; N Y: N; Y Y: Y |  | S |  | N | Electric Utility | 1 |  | N | N
2518 | U S Bureau of Reclamation | 6163 | Grand Coulee | WA | Grant | 4 | HY | OP | 125 | 125 | 125 |  | 2 | 1944 | WDS BIT: WAT; N Y: N; Y Y: Y |  | S |  | N | Electric Utility | 1 |  | N | N
2518 | U S Bureau of Reclamation | 6163 | Grand Coulee | WA | Grant | 5 | HY | OP | 125 | 125 | 125 |  | 11 | 1943 | WDS BIT: WAT; N Y: N; Y Y: Y |  | S |  | N | Electric Utility | 1 |  | N | N
2518 | U S Bureau of Reclamation | 6163 | Grand Coulee | WA | Grant | 6 | HY | OP | 125 | 125 | 125 |  | 8 | 1943 | WDS BIT: WAT; N Y: N; Y Y: Y |  | S |  | N | Electric Utility | 1 |  | N | N
2518 | U S Bureau of Reclamation | 6163 | Grand Coulee | WA | Grant | 7 | HY | OP | 125 | 125 | 125 |  | 10 | 1947 | WDS BIT: WAT; N Y: N; Y Y: Y |  | S |  | N | Electric Utility | 1 |  | N | N
2518 | U S Bureau of Reclamation | 6163 | Grand Coulee | WA | Grant | 8 | HY | OP | 125 | 125 | 125 |  | 2 | 1943 | WDS BIT: WAT; N Y: N; Y Y: Y |  | S |  | N | Electric Utility | 1 |  | N | N
2518 | U S Bureau of Reclamation | 6163 | Grand Coulee | WA | Grant | 9 | HY | OP | 125 | 125 | 125 |  | 4 | 1948 | WDS BIT: WAT; N Y: N; Y Y: Y |  | S |  | N | Electric Utility | 1 |  | N | N
2518 | U S Bureau of Reclamation | 6163 | Grand Coulee | WA | Grant | LS1 | HY | OP | 10 | 10 | 10 |  | 3 | 1941 | WDS BIT: WAT; N Y: N; Y Y: Y |  | S |  | N | Electric Utility | 1 |  | N | N
2518 | U S Bureau of Reclamation | 6163 | Grand Coulee | WA | Grant | LS2 | HY | OP | 10 | 10 | 10 |  | 3 | 1941 | WDS BIT: WAT; N Y: N; Y Y: Y |  | S |  | N | Electric Utility | 1 |  | N | N
2518 | U S Bureau of Reclamation | 6163 | Grand Coulee | WA | Grant | LS3 | HY | OP | 10 | 10 | 10 |  | 1 | 1951 | WDS BIT: WAT; N Y: N; Y Y: Y |  | S |  | N | Electric Utility | 1 |  | N | N
2518 | U S Bureau of Reclamation | 6163 | Grand Coulee | WA | Grant | PG10 | PS | OP | 53.5 | 53.5 | 53.5 |  | 6 | 1983 | WDS BIT: WAT; N Y: N; Y Y: Y |  | S |  | N | Electric Utility | 1 |  | N | N
2518 | U S Bureau of Reclamation | 6163 | Grand Coulee | WA | Grant | PG11 | PS | OP | 53.5 | 53.5 | 53.5 |  | 11 | 1983 | WDS BIT: WAT; N Y: N; Y Y: Y |  | S |  | N | Electric Utility | 1 |  | N | N
2518 | U S Bureau of Reclamation | 6163 | Grand Coulee | WA | Grant | PG12 | PS | OP | 53.5 | 53.5 | 53.5 |  | 4 | 1984 | WDS BIT: WAT; N Y: N; Y Y: Y |  | S |  | N | Electric Utility | 1 |  | N | N
2518 | U S Bureau of Reclamation | 6163 | Grand Coulee | WA | Grant | PG7 | PS | OP | 50 | 50 | 50 |  | 10 | 1973 | WDS BIT: WAT; N Y: N; Y Y: Y |  | S |  | N | Electric Utility | 1 |  | N | N
2518 | U S Bureau of Reclamation | 6163 | Grand Coulee | WA | Grant | PG8 | PS | OP | 50 | 50 | 50 |  | 11 | 1973 | WDS BIT: WAT; N Y: N; Y Y: Y |  | S |  | N | Electric Utility | 1 |  | N | N
2518 | U S Bureau of Reclamation | 6163 | Grand Coulee | WA | Grant | PG9 | PS | OP | 53.5 | 53.5 | 53.5 |  | 4 | 1983 | WDS BIT: WAT; N Y: N; Y Y: Y |  | S |  | N | Electric Utility | 1 |  | N | N
2518 | U S Bureau of Reclamation | 6208 | Mount Elbert | CO | Lake | 1 | PS | OP | 100 | 115 | 115 |  | 6 | 1981 | WDS BIT: WAT; N Y: N; Y Y: Y |  | S |  | N | Electric Utility | 1 |  | N | N
2518 | U S Bureau of Reclamation | 6208 | Mount Elbert | CO | Lake | 2 | PS | OP | 100 | 115 | 115 |  | 2 | 1984 | WDS BIT: WAT; N Y: N; Y Y: Y |  | S |  | N | Electric Utility | 1 |  | N | N
2518 | U S Bureau of Reclamation | 6395 | Anderson Ranch | ID | Elmore | 1 | HY | OP | 20 | 20 | 20 |  | 12 | 1950 | WDS BIT: WAT; N Y: N; Y Y: Y |  | S |  | N | Electric Utility | 1 |  | N | N
2518 | U S Bureau of Reclamation | 6395 | Anderson Ranch | ID | Elmore | 2 | HY | OP | 20 | 20 | 20 |  | 7 | 1951 | WDS BIT: WAT; N Y: N; Y Y: Y |  | S |  | N | Electric Utility | 1 |  | N | N
2518 | U S Bureau of Reclamation | 6396 | Black Canyon | ID | Gem | 1 | HY | OP | 5.1 | 5.1 | 5.1 |  | 12 | 1925 | WDS BIT: WAT; N Y: N; Y Y: Y |  | S |  | N | Electric Utility | 1 |  | N | N
2518 | U S Bureau of Reclamation | 6396 | Black Canyon | ID | Gem | 2 | HY | OP | 5.1 | 5.1 | 5.1 |  | 12 | 1925 | WDS BIT: WAT; N Y: N; Y Y: Y |  | S |  | N | Electric Utility | 1 |  | N | N
2518 | U S Bureau of Reclamation | 6397 | Boise R Diversion | ID | ADA | 1A | HY | OP | 1.1 | 1.1 | 1.1 |  | 6 | 2004 | WDS BIT: WAT; N Y: N; Y Y: Y |  | S |  | N | Electric Utility | 1 |  | N | N | [17 empty] | N
2518 | U S Bureau of Reclamation | 6397 | Boise R Diversion | ID | ADA | 2A | HY | OP | 1.1 | 1.1 | 1.1 |  | 6 | 2004 | WDS BIT: WAT; N Y: N; Y Y: Y |  | S |  | N | Electric Utility | 1 |  | N | N | [17 empty] | N
2518 | U S Bureau of Reclamation | 6397 | Boise R Diversion | ID | ADA | 3A | HY | OP | 1.1 | 1.1 | 1.1 |  | 6 | 2004 | WDS BIT: WAT; N Y: N; Y Y: Y |  | S |  | N | Electric Utility | 1 |  | N | N | [17 empty] | N
2518 | U S Bureau of Reclamation | 6398 | Minidoka | ID | Minidoka | 6 | HY | OP | 2.7 | 2.7 | 2.7 |  | 6 | 1927 | WDS BIT: WAT; N Y: N; Y Y: Y |  | S |  | N | Electric Utility | 1 |  | N | N
2518 | U S Bureau of Reclamation | 6398 | Minidoka | ID | Minidoka | 7 | HY | OP | 5 | 5 | 5 |  | 5 | 1942 | WDS BIT: WAT; N Y: N; Y Y: Y |  | S |  | N | Electric Utility | 1 |  | N | N
2518 | U S Bureau of Reclamation | 6398 | Minidoka | ID | Minidoka | 8 | HY | OP | 10 | 10 | 10 |  | 6 | 1997 | WDS BIT: WAT; N Y: N; Y Y: Y |  | S |  | N | Electric Utility | 1 |  | N | N
2518 | U S Bureau of Reclamation | 6398 | Minidoka | ID | Minidoka | 9 | HY | OP | 10 | 10 | 10 |  | 6 | 1997 | WDS BIT: WAT; N Y: N; Y Y: Y |  | S |  | N | Electric Utility | 1 |  | N | N
2518 | U S Bureau of Reclamation | 6400 | Canyon Ferry | MT | Lewis and Clark | 1 | HY | OP | 16.6 | 19.2 | 19.2 |  | 12 | 1953 | WDS BIT: WAT; N Y: N; Y Y: Y |  | S |  | N | Electric Utility | 1 |  | N | N
2518 | U S Bureau of Reclamation | 6400 | Canyon Ferry | MT | Lewis and Clark | 2 | HY | OP | 16.6 | 19.2 | 19.2 |  | 4 | 1954 | WDS BIT: WAT; N Y: N; Y Y: Y |  | S |  | N | Electric Utility | 1 |  | N | N
2518 | U S Bureau of Reclamation | 6400 | Canyon Ferry | MT | Lewis and Clark | 3 | HY | OP | 16.6 | 19.2 | 19.2 |  | 3 | 1954 | WDS BIT: WAT; N Y: N; Y Y: Y |  | S |  | N | Electric Utility | 1 |  | N | N
2518 | U S Bureau of Reclamation | 6402 | Elephant Butte | NM | Sierra | 1 | HY | OP | 9.3 | 9.3 | 9.3 |  | 11 | 1940 | WDS BIT: WAT; N Y: N; Y Y: Y |  | S |  | N | Electric Utility | 1 |  | N | N
2518 | U S Bureau of Reclamation | 6402 | Elephant Butte | NM | Sierra | 2 | HY | OP | 9.3 | 9.3 | 9.3 |  | 11 | 1940 | WDS BIT: WAT; N Y: N; Y Y: Y |  | S |  | N | Electric Utility | 1 |  | N | N
2518 | U S Bureau of Reclamation | 6402 | Elephant Butte | NM | Sierra | 3 | HY | OP | 9.3 | 9.3 | 9.3 |  | 11 | 1940 | WDS BIT: WAT; N Y: N; Y Y: Y |  | S |  | N | Electric Utility | 1 |  | N | N
2518 | U S Bureau of Reclamation | 6403 | Green Springs | OR | Jackson | 1 | HY | OP | 17.2 | 17.2 | 17.2 |  | 5 | 1960 | WDS BIT: WAT; N Y: N; Y Y: Y |  | S |  | N | Electric Utility | 1 |  | N | N
2518 | U S Bureau of Reclamation | 6404 | Deer Creek | UT | Wasatch | 1 | HY | OP | 2.4 | 2.7 | 2.7 |  | 2 | 1958 | WDS BIT: WAT; N Y: N; Y Y: Y |  | S |  | N | Electric Utility | 1 |  | N | N
2518 | U S Bureau of Reclamation | 6404 | Deer Creek | UT | Wasatch | 2 | HY | OP | 2.4 | 2.7 | 2.7 |  | 2 | 1958 | WDS BIT: WAT; N Y: N; Y Y: Y |  | S |  | N | Electric Utility | 1 |  | N | N
2518 | U S Bureau of Reclamation | 6405 | Flaming Gorge | UT | Daggett | 1 | HY | OP | 50.6 | 50.6 | 50.6 |  | 11 | 1963 | WDS BIT: WAT; N Y: N; Y Y: Y |  | S |  | N | Electric Utility | 1 |  | N | N
2518 | U S Bureau of Reclamation | 6405 | Flaming Gorge | UT | Daggett | 2 | HY | OP | 50.6 | 50.6 | 50.6 |  | 12 | 1963 | WDS BIT: WAT; N Y: N; Y Y: Y |  | S |  | N | Electric Utility | 1 |  | N | N
2518 | U S Bureau of Reclamation | 6405 | Flaming Gorge | UT | Daggett | 3 | HY | OP | 50.6 | 50.6 | 50.6 |  | 2 | 1964 | WDS BIT: WAT; N Y: N; Y Y: Y |  | S |  | N | Electric Utility | 1 |  | N | N
2518 | U S Bureau of Reclamation | 6406 | Chandler | WA | Benton | 1 | HY | OP | 6 | 6 | 6 |  | 2 | 1956 | WDS BIT: WAT; N Y: N; Y Y: Y |  | S |  | N | Electric Utility | 1 |  | N | N
2518 | U S Bureau of Reclamation | 6406 | Chandler | WA | Benton | 2 | HY | OP | 6 | 6 | 6 |  | 2 | 1956 | WDS BIT: WAT; N Y: N; Y Y: Y |  | S |  | N | Electric Utility | 1 |  | N | N
2518 | U S Bureau of Reclamation | 6407 | Roza | WA | Yakima | 1 | HY | OP | 12.9 | 12.9 | 12.9 |  | 8 | 1958 | WDS BIT: WAT; N Y: N; Y Y: Y |  | S |  | N | Electric Utility | 1 |  | N | N
2518 | U S Bureau of Reclamation | 6408 | Heart Mountain | WY | Park | 1 | HY | OP | 5 | 5 | 4.6 |  | 12 | 1948 | WDS BIT: WAT; N Y: N; Y Y: Y |  | S |  | N | Electric Utility | 1 |  | N | N
2518 | U S Bureau of Reclamation | 6409 | Alcova | WY | Natrona | 1 | HY | OP | 20.7 | 20.7 | 20.7 |  | 7 | 1955 | WDS BIT: WAT; N Y: N; Y Y: Y |  | S |  | N | Electric Utility | 1 |  | N | N
2518 | U S Bureau of Reclamation | 6409 | Alcova | WY | Natrona | 2 | HY | OP | 20.7 | 20.7 | 20.7 |  | 7 | 1955 | WDS BIT: WAT; N Y: N; Y Y: Y |  | S |  | N | Electric Utility | 1 |  | N | N
2518 | U S Bureau of Reclamation | 7066 | Stampede | CA | Sierra | 1 | HY | OP | 3 | 3 | 3 |  | 1 | 1988 | WDS BIT: WAT; N Y: N; Y Y: Y |  | S |  | N | Electric Utility | 1 |  | N | N
2518 | U S Bureau of Reclamation | 7066 | Stampede | CA | Sierra | 2 | HY | OP | 0.6 | 0.6 | 0.6 |  | 1 | 1988 | WDS BIT: WAT; N Y: N; Y Y: Y |  | S |  | N | Electric Utility | 1 |  | N | N
2518 | U S Bureau of Reclamation | 7317 | Buffalo Bill | WY | Park | 1 | HY | OP | 6 | 6 | 6 |  | 9 | 1992 | WDS BIT: WAT; N Y: N; Y Y: Y |  | S |  | N | Electric Utility | 1 |  | N | N
2518 | U S Bureau of Reclamation | 7317 | Buffalo Bill | WY | Park | 2 | HY | OP | 6 | 6 | 6 |  | 9 | 1992 | WDS BIT: WAT; N Y: N; Y Y: Y |  | S |  | N | Electric Utility | 1 |  | N | N
2518 | U S Bureau of Reclamation | 7317 | Buffalo Bill | WY | Park | 3 | HY | OP | 6 | 6 | 6 |  | 9 | 1992 | WDS BIT: WAT; N Y: N; Y Y: Y |  | S |  | N | Electric Utility | 1 |  | N | N
2518 | U S Bureau of Reclamation | 7372 | McPhee | CO | Montezuma | 1 | HY | OP | 1.2 | 1.2 | 1.2 |  | 12 | 1992 | WDS BIT: WAT; N Y: N; Y Y: Y |  | S |  | N | Electric Utility | 1 |  | N | N
2518 | U S Bureau of Reclamation | 7373 | Towaoc | CO | Montezuma | 1 | HY | OP | 11.4 | 11.4 | 10.5 |  | 5 | 1993 | WDS BIT: WAT; N Y: N; Y Y: Y |  | S |  | N | Electric Utility | 1 |  | N | N
2518 | U S Bureau of Reclamation | 7541 | Spirit Mountain | WY | Park | 1 | HY | OP | 4.5 | 4.5 | 4.5 |  | 10 | 1994 | WDS BIT: WAT; N Y: N; Y Y: Y |  | S |  | N | Electric Utility | 1 |  | N | N
2518 | U S Bureau of Reclamation | 8902 | Hoover Dam | AZ | Mohave | A0 | HY | OP | 2.4 | 2.7 | 2.7 |  | 9 | 1936 | WDS BIT: WAT; N Y: N; Y Y: Y |  | S |  | N | Electric Utility | 1 |  | N | N | [17 empty] | N
2518 | U S Bureau of Reclamation | 8902 | Hoover Dam | AZ | Mohave | A1 | HY | OP | 130 | 130 | 130 |  | 10 | 1941 | WDS BIT: WAT; N Y: N; Y Y: Y |  | S |  | N | Electric Utility | 1 |  | N | N | [17 empty] | N
2518 | U S Bureau of Reclamation | 8902 | Hoover Dam | AZ | Mohave | A2 | HY | OP | 130 | 130 | 130 |  | 7 | 1942 | WDS BIT: WAT; N Y: N; Y Y: Y |  | S |  | N | Electric Utility | 1 |  | N | N | [17 empty] | N
2518 | U S Bureau of Reclamation | 8902 | Hoover Dam | AZ | Mohave | A3 | HY | OP | 130 | 130 | 130 |  | 9 | 1952 | WDS BIT: WAT; N Y: N; Y Y: Y |  | S |  | N | Electric Utility | 1 |  | N | N | [17 empty] | N
2518 | U S Bureau of Reclamation | 8902 | Hoover Dam | AZ | Mohave | A4 | HY | OP | 130 | 130 | 130 |  | 5 | 1952 | WDS BIT: WAT; N Y: N; Y Y: Y |  | S |  | N | Electric Utility | 1 |  | N | N | [17 empty] | N
2518 | U S Bureau of Reclamation | 8902 | Hoover Dam | AZ | Mohave | A5 | HY | OP | 127 | 127 | 127 |  | 1 | 1943 | WDS BIT: WAT; N Y: N; Y Y: Y |  | S |  | N | Electric Utility | 1 |  | N | N | [17 empty] | N
2518 | U S Bureau of Reclamation | 8902 | Hoover Dam | AZ | Mohave | A6 | HY | OP | 130 | 130 | 130 |  | 9 | 1939 | WDS BIT: WAT; N Y: N; Y Y: Y |  | S |  | N | Electric Utility | 1 |  | N | N | [17 empty] | N
2518 | U S Bureau of Reclamation | 8902 | Hoover Dam | AZ | Mohave | A7 | HY | OP | 130 | 130 | 130 |  | 6 | 1939 | WDS BIT: WAT; N Y: N; Y Y: Y |  | S |  | N | Electric Utility | 1 |  | N | N | [17 empty] | N
2518 | U S Bureau of Reclamation | 8902 | Hoover Dam | AZ | Mohave | A8 | HY | OP | 61.5 | 61.5 | 61.5 |  | 8 | 1937 | WDS BIT: WAT; N Y: N; Y Y: Y |  | S |  | N | Electric Utility | 1 |  | N | N | [17 empty] | N
2518 | U S Bureau of Reclamation | 8902 | Hoover Dam | AZ | Mohave | A9 | HY | OP | 68.5 | 68.5 | 68.5 |  | 4 | 1952 | WDS BIT: WAT; N Y: N; Y Y: Y |  | S |  | N | Electric Utility | 1 |  | N | N | [17 empty] | N
2522 | Buckeye Florida Ltd Partners | 50466 | Buckeye Florida LP | FL | Taylor | GEN2 | ST | OP | 8.2 | 6.7 | 7.5 |  | 7 | 1953 | BLQ | WDS | RFO | NG | OBG |  | Y | Y |  | S |  | Y | Industrial CHP | 7 | T | N | N | [17 empty] | N | [6 empty] | RFO | NG
2522 | Buckeye Florida Ltd Partners | 50466 | Buckeye Florida LP | FL | Taylor | GEN3 | ST | OP | 10.4 | 9.7 | 9.6 |  | 7 | 1965 | BLQ | WDS | RFO | NG | OBG |  | Y | Y |  | S |  | Y | Industrial CHP | 7 | T | N | N | [17 empty] | N | [6 empty] | RFO | NG
2522 | Buckeye Florida Ltd Partners | 50466 | Buckeye Florida LP | FL | Taylor | GEN4 | ST | OP | 14.8 | 12.2 | 11.6 |  | 7 | 1956 | BLQ | WDS | RFO | NG | OBG |  | Y | Y |  | S |  | Y | Industrial CHP | 7 | T | N | N | [17 empty] | N | [6 empty] | RFO | NG
2522 | Buckeye Florida Ltd Partners | 50466 | Buckeye Florida LP | FL | Taylor | GEN5 | ST | OP | 11 | 8.7 | 9 |  | 7 | 1964 | BLQ | WDS | RFO | NG | OBG |  | Y | Y |  | S |  | Y | Industrial CHP | 7 | T | N | N | [17 empty] | N | [6 empty] | RFO | NG
2522 | Buckeye Florida Ltd Partners | 50466 | Buckeye Florida LP | FL | Taylor | GEN6 | ST | OP | 25 | 15 | 15 |  | 1 | 2011 | BLQ | WDS | RFO | NG | OBG |  | Y | Y |  | S |  | N | Industrial CHP | 7 |  | N | [18 empty] | N
2547 | City of Burlingame - (KS) | 1265 | Burlingame | KS | Osage | 1 | IC | OP | 1.1 | 1 | 1.1 |  | 8 | 1973 | WDS BIT: NG; WDS PC: DFO; N Y: Y; Y Y: Y |  | S |  | N | Electric Utility | 1 |  | N | Y | [12 empty] | Y | 12 | 2013 |  |  | N
2547 | City of Burlingame - (KS) | 1265 | Burlingame | KS | Osage | 3 | IC | OP | 0.9 | 0.8 | 0.8 |  | 8 | 1963 | WDS BIT: NG; WDS PC: DFO; N Y: Y; Y Y: Y |  | S |  | N | Electric Utility | 1 |  | N | Y | [12 empty] | Y | 12 | 2013 |  |  | N
2547 | City of Burlingame - (KS) | 1265 | Burlingame | KS | Osage | 4 | IC | OP | 1.1 | 1 | 1.1 |  | 8 | 1969 | WDS BIT: NG; WDS PC: DFO; N Y: Y; Y Y: Y |  | S |  | N | Electric Utility | 1 |  | N | Y | [12 empty] | Y | 12 | 2013 |  |  | N
2547 | City of Burlingame - (KS) | 1265 | Burlingame | KS | Osage | 5 | IC | OP | 0.9 | 0.8 | 0.8 |  | 1 | 1980 | WDS BIT: NG; WDS PC: DFO; N Y: Y; Y Y: Y |  | S |  | N | Electric Utility | 1 |  | N | Y | [12 empty] | Y | 12 | 2013 |  |  | N
2548 | City of Burlington Electric - (VT) | 589 | J C McNeil | VT | Chittenden | 1 | ST | OP | 59.5 | 52 | 54 |  | 6 | 1984 | WDS | NG | DFO |  |  |  | Y | Y |  | J |  | N | Electric Utility | 1 |  | N | N | [17 empty] | N | [6 empty] | DFO | NG
2548 | City of Burlington Electric - (VT) | 3754 | Burlington GT | VT | Chittenden | GT1 | GT | OP | 25.5 | 19.3 | 23.5 |  | 9 | 1971 | WDS BIT: DFO; N Y: N; Y Y: N |  | S |  | N | Electric Utility | 1 |  | N | N | [17 empty] | N
2550 | City of Burlington - (CO) | 490 | Burlington City of | CO | KIT CARSON | 1 | IC | SB | 1.2 | 1 | 1 |  | 6 | 1960 | WDS BIT: DFO; WDS PC: NG; N Y: Y; Y Y: N | Y | S |  | N | Electric Utility | 1 |  | N | N
2550 | City of Burlington - (CO) | 490 | Burlington City of | CO | KIT CARSON | 2 | IC | SB | 2.8 | 2.5 | 2.8 |  | 6 | 1965 | WDS BIT: DFO; WDS PC: NG; N Y: Y; Y Y: N | Y | S |  | N | Electric Utility | 1 |  | N | N
2550 | City of Burlington - (CO) | 490 | Burlington City of | CO | KIT CARSON | 3 | IC | SB | 2.5 | 2.2 | 2.5 |  | 8 | 1969 | WDS BIT: DFO; WDS PC: NG; N Y: Y; Y Y: N | Y | S |  | N | Electric Utility | 1 |  | N | N
2550 | City of Burlington - (CO) | 490 | Burlington City of | CO | KIT CARSON | 4 | IC | SB | 1 | 0.8 | 0.8 |  | 8 | 1951 | WDS BIT: DFO; WDS PC: NG; N Y: Y; Y Y: N | Y | S |  | N | Electric Utility | 1 |  | N | N
2551 | City of Burlington - (KS) | 1266 | Burlington | KS | Coffey | 1A | IC | SB | 2 | 2 | 2 |  | 7 | 2003 | WDS BIT: DFO; N Y: N; Y Y: Y | Y | S |  | N | Electric Utility | 1 |  | N | N | [17 empty] | N
2551 | City of Burlington - (KS) | 1266 | Burlington | KS | Coffey | 2 | IC | SB | 1.3 | 1.3 | 1.3 |  | 9 | 1962 | WDS BIT: NG; WDS PC: DFO; N Y: N; Y Y: Y | Y | S |  | N | Electric Utility | 1 |  | N | N | [17 empty] | N
2551 | City of Burlington - (KS) | 1266 | Burlington | KS | Coffey | 4A | IC | SB | 2.3 | 2.3 | 2.3 |  | 6 | 2005 | WDS BIT: NG; WDS PC: DFO; N Y: N; Y Y: Y | Y | S |  | N | Electric Utility | 1 |  | N | N | [17 empty] | N
2551 | City of Burlington - (KS) | 1266 | Burlington | KS | Coffey | 5 | IC | SB | 1 | 1 | 1 |  | 7 | 1955 | WDS BIT: NG; WDS PC: DFO; N Y: N; Y Y: Y | Y | S |  | N | Electric Utility | 1 |  | N | N | [17 empty] | N
2551 | City of Burlington - (KS) | 1266 | Burlington | KS | Coffey | IC6 | IC | SB | 4.8 | 4.8 | 4.8 |  | 7 | 1983 | WDS BIT: NG; WDS PC: DFO; N Y: N; Y Y: Y | Y | S |  | N | Electric Utility | 1 |  | N | N | [17 empty] | N
2565 | North American Energy Services | 10652 | Burney Forest Products | CA | Shasta | GEN1 | ST | OP | 31 | 31 | 31 |  | 10 | 1989 | WDS BIT: WDS; WDS PC: NG; N Y: N; Y Y: Y |  | J |  | Y | IPP CHP | 3 | T | N | N | [17 empty] | N | [6 empty] | NG
2598 | Burrows Paper Corp | 50652 | Lyonsdale Associates | NY | Lewis | GEN1 | HY | OP | 1.5 | 0.4 | 0.9 |  | 7 | 1984 | WDS BIT: WAT; N Y: N; Y Y: Y |  | W | 1 | N | IPP Non-CHP | 2 |  | N | N | [17 empty] | N
2598 | Burrows Paper Corp | 50652 | Lyonsdale Associates | NY | Lewis | GEN2 | HY | OP | 1.5 | 0.5 | 0.8 |  | 7 | 1984 | WDS BIT: WAT; N Y: N; Y Y: Y |  | W | 1 | N | IPP Non-CHP | 2 |  | N | N | [17 empty] | N
2609 | City of Burwell - (NE) | 2222 | Burwell | NE | Garfield | 1 | IC | SB | 1.3 | 1.4 | 1.4 |  | 10 | 1972 | WDS BIT: DFO; N Y: N; Y Y: Y | Y | S |  | N | Electric Utility | 1 |  | N | N | [12 empty] | Y | 5 | 2013 |  |  | N
2609 | City of Burwell - (NE) | 2222 | Burwell | NE | Garfield | 2 | IC | SB | 1.1 | 1.1 | 1.1 |  | 1 | 1968 | WDS BIT: DFO; N Y: N; Y Y: Y | Y | S |  | N | Electric Utility | 1 |  | N | N | [12 empty] | Y | 5 | 2013 |  |  | N
2609 | City of Burwell - (NE) | 2222 | Burwell | NE | Garfield | 3 | IC | SB | 0.9 | 0.9 | 0.9 |  | 7 | 1960 | WDS BIT: DFO; N Y: N; Y Y: Y | Y | S |  | N | Electric Utility | 1 |  | N | N | [12 empty] | Y | 5 | 2013 |  |  | N
2609 | City of Burwell - (NE) | 2222 | Burwell | NE | Garfield | 4 | IC | SB | 0.6 | 0.7 | 0.7 |  | 3 | 1955 | WDS BIT: DFO; N Y: N; Y Y: Y | Y | S |  | N | Electric Utility | 1 |  | N | N
2634 | City of Bushnell - (IL) | 935 | Bushnell | IL | McDonough | 1 | IC | SB | 0.2 | 0.2 | 0.2 |  | 6 | 1940 | WDS BIT: DFO; N Y: N; Y Y: N | Y | S |  | N | Electric Utility | 1 |  | N | N | [17 empty] | N
2634 | City of Bushnell - (IL) | 935 | Bushnell | IL | McDonough | 2 | IC | SB | 0.2 | 0.2 | 0.2 |  | 6 | 1940 | WDS BIT: DFO; N Y: N; Y Y: N | Y | S |  | N | Electric Utility | 1 |  | N | N | [17 empty] | N
2634 | City of Bushnell - (IL) | 935 | Bushnell | IL | McDonough | 3 | IC | SB | 2.2 | 2.2 | 2.2 |  | 6 | 1965 | WDS BIT: DFO; WDS PC: NG; N Y: N; Y Y: N | Y | S |  | N | Electric Utility | 1 |  | N | N | [17 empty] | N
2634 | City of Bushnell - (IL) | 935 | Bushnell | IL | McDonough | 4 | IC | SB | 2.2 | 2.2 | 2.2 |  | 6 | 1965 | WDS BIT: DFO; WDS PC: NG; N Y: N; Y Y: N | Y | S |  | N | Electric Utility | 1 |  | N | N | [17 empty] | N
2634 | City of Bushnell - (IL) | 935 | Bushnell | IL | McDonough | 5 | IC | SB | 1 | 1 | 1 |  | 6 | 1956 | WDS BIT: DFO; N Y: N; Y Y: N | Y | S |  | N | Electric Utility | 1 |  | N | N | [17 empty] | N
2634 | City of Bushnell - (IL) | 935 | Bushnell | IL | McDonough | 6 | IC | SB | 2.5 | 2.5 | 2.5 |  | 9 | 2000 | WDS BIT: DFO; N Y: N; Y Y: N | Y | S |  | N | Electric Utility | 1 |  | N | N | [17 empty] | N
2634 | City of Bushnell - (IL) | 935 | Bushnell | IL | McDonough | 7 | IC | SB | 2.5 | 2.5 | 2.5 |  | 9 | 2000 | WDS BIT: DFO; N Y: N; Y Y: N | Y | S |  | N | Electric Utility | 1 |  | N | N | [17 empty] | N
2647 | City of Butler - (MO) | 2115 | Butler | MO | Bates | 3 | IC | OP | 0.8 | 0.6 | 0.6 |  | 6 | 1946 | WDS BIT: DFO; WDS PC: NG; N Y: N; Y Y: Y |  | S |  | N | Electric Utility | 1 |  | N | N | [17 empty] | N
2647 | City of Butler - (MO) | 2115 | Butler | MO | Bates | 4 | IC | OP | 1.4 | 1 | 1 |  | 9 | 1952 | WDS BIT: DFO; WDS PC: NG; N Y: N; Y Y: Y |  | S |  | N | Electric Utility | 1 |  | N | N | [17 empty] | N
2647 | City of Butler - (MO) | 2115 | Butler | MO | Bates | 5 | IC | OP | 1.4 | 1 | 1 |  | 4 | 1959 | WDS BIT: DFO; WDS PC: NG; N Y: N; Y Y: Y |  | S |  | N | Electric Utility | 1 |  | N | N | [17 empty] | N
2647 | City of Butler - (MO) | 2115 | Butler | MO | Bates | IC6 | IC | OP | 1.5 | 1 | 1 |  | 3 | 1963 | WDS BIT: DFO; WDS PC: NG; N Y: N; Y Y: Y |  | S |  | N | Electric Utility | 1 |  | N | N | [17 empty] | N
2647 | City of Butler - (MO) | 2115 | Butler | MO | Bates | NG1 | IC | OP | 2 | 1.8 | 1.8 |  | 5 | 2000 | WDS BIT: DFO; N Y: N; Y Y: Y |  | S |  | N | Electric Utility | 1 |  | N | N | [17 empty] | N
2647 | City of Butler - (MO) | 2115 | Butler | MO | Bates | NG2 | IC | OP | 2 | 1.8 | 1.8 |  | 5 | 2000 | WDS BIT: DFO; N Y: N; Y Y: Y |  | S |  | N | Electric Utility | 1 |  | N | N | [17 empty] | N
2647 | City of Butler - (MO) | 2115 | Butler | MO | Bates | SG1 | IC | OP | 2 | 1.8 | 1.8 |  | 5 | 2000 | WDS BIT: DFO; N Y: N; Y Y: Y |  | S |  | N | Electric Utility | 1 |  | N | N | [17 empty] | N
2647 | City of Butler - (MO) | 2115 | Butler | MO | Bates | SG2 | IC | OP | 2 | 1.8 | 1.8 |  | 5 | 2000 | WDS BIT: DFO; N Y: N; Y Y: Y |  | S |  | N | Electric Utility | 1 |  | N | N | [17 empty] | N
2670 | Sherwin Alumina Company | 54291 | Sherwin Alumina | TX | NUECES | 1 | ST | OP | 6 | 6 | 6 |  | 1 | 1953 | WDS BIT: PUR; N Y: N; Y Y: N |  | S |  | Y | Industrial CHP | 7 | T | N | N | [17 empty] | N
2670 | Sherwin Alumina Company | 54291 | Sherwin Alumina | TX | NUECES | 2 | ST | OP | 6 | 6 | 6 |  | 1 | 1953 | WDS BIT: PUR; N Y: N; Y Y: N |  | S |  | Y | Industrial CHP | 7 | T | N | N | [17 empty] | N
2670 | Sherwin Alumina Company | 54291 | Sherwin Alumina | TX | NUECES | 3 | ST | OP | 6 | 6 | 6 |  | 1 | 1957 | WDS BIT: PUR; N Y: N; Y Y: N |  | S |  | Y | Industrial CHP | 7 | T | N | N | [17 empty] | N
2670 | Sherwin Alumina Company | 54291 | Sherwin Alumina | TX | NUECES | 4 | ST | OP | 6 | 6 | 6 |  | 1 | 1958 | WDS BIT: PUR; N Y: N; Y Y: N |  | S |  | Y | Industrial CHP | 7 | T | N | N
2671 | Baconton Power LLC | 55304 | Baconton Power Plant | GA | Mitchell | CT1 | GT | OP | 60 | 49 | 49 |  | 6 | 2000 | WDS BIT: NG; WDS PC: DFO; N Y: Y; Y Y: Y |  | J |  | N | IPP Non-CHP | 2 |  | N | N | [17 empty] | N
2671 | Baconton Power LLC | 55304 | Baconton Power Plant | GA | Mitchell | CT4 | GT | OP | 60 | 49 | 49 |  | 7 | 2000 | WDS BIT: NG; WDS PC: DFO; N Y: Y; Y Y: Y |  | J |  | N | IPP Non-CHP | 2 |  | N | N | [17 empty] | N
2671 | Baconton Power LLC | 55304 | Baconton Power Plant | GA | Mitchell | CT5 | GT | OP | 60 | 49 | 49 |  | 7 | 2000 | WDS BIT: NG; WDS PC: DFO; N Y: Y; Y Y: Y |  | J |  | N | IPP Non-CHP | 2 |  | N | N | [17 empty] | N
2671 | Baconton Power LLC | 55304 | Baconton Power Plant | GA | Mitchell | CT6 | GT | OP | 60 | 49 | 49 |  | 8 | 2000 | WDS BIT: NG; WDS PC: DFO; N Y: Y; Y Y: Y |  | J |  | N | IPP Non-CHP | 2 |  | N | N | [17 empty] | N
2674 | BP West Coast Products LLC-Wilmington | 10601 | BP Wilmington Calciner | CA | Los Angeles | GEN1 | ST | OP | 34 | 30.7 | 30.7 |  | 12 | 1982 | WDS BIT: WH; N Y: N; Y Y: Y |  | S |  | Y | Industrial CHP | 7 | B | N | N | [17 empty] | N
2696 | BP Carson Refinery | 50540 | BP Carson Refinery | CA | Los Angeles | GEN1 | OT | SB | 12 | 6.5 | 6.5 |  | 6 | 1984 | [8 empty] | Y | S |  | N | Industrial Non-CHP | 6 |  | N | N | [17 empty] | N | bar: WDS BIT; N Y to Y Y
2696 | BP Carson Refinery | 50540 | BP Carson Refinery | CA | Los Angeles | GEN2 | ST | OS | 1.5 | 1.5 | 1.5 |  | 4 | 1982 | WDS BIT: NG; WDS PC: OG; N Y: N; Y Y: N |  | S |  | N | Industrial Non-CHP | 6 |  | N | N | [17 empty] | N | [6 empty] | NG
2719 | CalWind Resources Inc | 10191 | Tehachapi Wind Resource I | CA | Kern | EXIS | WT | OP | 8.7 | 8.7 | 8.7 |  | 12 | 1984 | WDS BIT: WND; N Y: N; Y Y: Y |  | S | 134 | N | IPP Non-CHP | 2 |  | N | N | [17 empty] | N
2719 | CalWind Resources Inc | 54909 | Tehachapi Wind Resource II | CA | Kern | EXI2 | WT | OP | 8.3 | 8.3 | 8.3 |  | 12 | 2002 | WDS BIT: WND; N Y: N; Y Y: Y |  | S | 13 | N | IPP Non-CHP | 2 |  | N | N | [17 empty] | N
2719 | CalWind Resources Inc | 54909 | Tehachapi Wind Resource II | CA | Kern | EXIS | WT | OP | 13.6 | 13.6 | 13.6 |  | 1 | 1997 | WDS BIT: WND; N Y: N; Y Y: Y |  | S | 209 | N | IPP Non-CHP | 2 |  | N | N | [17 empty] | N
2769 | Cargill Inc | 54965 | Cargill Salt | MI | St Clair | ACTG | ST | OP | 2 | 2 | 2 |  | 1 | 1968 | WDS BIT: BIT; WDS PC: NG; N Y: Y; Y Y: N | N | S |  | Y | Industrial CHP | 7 | T | N | N | [9 empty] | NG | 1 | 2015 | [5 empty] | N | N | N | N | N | N | N | NG
2770 | Terra-Gen Operating Co LLC | 10586 | Cameron Ridge LLC | CA | Kern | EXIS | WT | OP | 59.6 | 59.6 | 59.6 |  | 12 | 1984 | WDS BIT: WND; N Y: N; Y Y: Y |  | W | 114 | N | IPP Non-CHP | 2 |  | N | N | [12 empty] | N |  |  |  |  | N
2770 | Terra-Gen Operating Co LLC | 10597 | Ridgetop Energy LLC | CA | Kern | WGN1 | WT | OP | 29 | 29 | 29 |  | 1 | 1984 | WDS BIT: WND; N Y: N; Y Y: Y |  | W | 239 | N | IPP Non-CHP | 2 |  | N | N | [12 empty] | N |  |  |  |  | N
2770 | Terra-Gen Operating Co LLC | 50690 | San Gorgonio Westwinds II LLC | CA | Riverside | GEN1 | WT | OP | 43.4 | 43.4 | 43.4 |  | 6 | 1999 | WDS BIT: WND; N Y: N; Y Y: Y |  | S | 62 | N | IPP Non-CHP | 2 |  | N | N | [17 empty] | N
2770 | Terra-Gen Operating Co LLC | 52161 | Terra-Gen 251 Wind LLC | CA | Kern | WGNS | WT | OP | 18.4 | 18.4 | 18.4 |  | 1 | 1987 | WDS BIT: WND; N Y: N; Y Y: Y |  | W | 196 | N | IPP Non-CHP | 2 |  | N | N
2770 | Terra-Gen Operating Co LLC | 54931 | Ridgetop | CA | Kern | WGN1 | WT | OP | 46.8 | 46.9 | 46.9 |  | 4 | 1994 | WDS BIT: WND; N Y: N; Y Y: Y |  | W | 71 | N | IPP Non-CHP | 2 |  | N | N | [12 empty] | N |  |  |  |  | N
2770 | Terra-Gen Operating Co LLC | 54979 | Big Spring Wind Power Facility | TX | Howard | WIND | WT | OP | 34.3 | 34.3 | 34.3 |  | 12 | 1998 | WDS BIT: WND; N Y: N; Y Y: Y |  | W | 46 | N | IPP Non-CHP | 2 |  | N | N | [12 empty] | N |  |  |  |  | N
2770 | Terra-Gen Operating Co LLC | 55608 | Foote Creek II | WY | Albany | GEN1 | WT | OP | 1.8 | 1.8 | 1.8 |  | 6 | 1999 | WDS BIT: WND; N Y: N; Y Y: Y |  | S | 3 | N | IPP Non-CHP | 2 |  | N | N | [17 empty] | N
2770 | Terra-Gen Operating Co LLC | 55609 | Foote Creek III | WY | ALBANY | GEN1 | WT | OP | 24.8 | 24.8 | 24.8 |  | 6 | 1999 | WDS BIT: WND; N Y: N; Y Y: Y |  | W | 33 | N | IPP Non-CHP | 2 |  | N | N | [17 empty] | N
2770 | Terra-Gen Operating Co LLC | 56570 | Terra-Gen VG Wind LLC | CA | Kern | WGNS | WT | OP | 7.4 | 7.4 | 7.4 |  | 1 | 1984 | WDS BIT: WND; N Y: N; Y Y: Y |  | W | 10 | N | IPP Non-CHP | 2 |  |  | N | [12 empty] | N
2770 | Terra-Gen Operating Co LLC | 57282 | Alta Wind Energy Center I | CA | KERN | AW01 | WT | OP | 150 | 150 | 150 |  | 1 | 2011 | WDS BIT: WND; N Y: N; Y Y: Y |  | W | 100 | N | IPP Non-CHP | 2 |  |  | N | [17 empty] | N
2770 | Terra-Gen Operating Co LLC | 57291 | Alta Wind Energy Center II | CA | KERN | AW02 | WT | OP | 150 | 150 | 150 |  | 1 | 2011 | WDS BIT: WND; N Y: N; Y Y: Y |  | W | 50 | N | IPP Non-CHP | 2 |  |  | N | [17 empty] | N
2770 | Terra-Gen Operating Co LLC | 57292 | Alta Wind Energy Center III | CA | KERN | AW03 | WT | OP | 150 | 150 | 150 |  | 2 | 2011 | WDS BIT: WND; N Y: N; Y Y: Y |  | W | 50 | N | IPP Non-CHP | 2 |  |  | N | [17 empty] | N
2770 | Terra-Gen Operating Co LLC | 57293 | Alta Wind Energy Center IV | CA | KERN | AW04 | WT | OP | 102 | 102 | 102 |  | 4 | 2011 | WDS BIT: WND; N Y: N; Y Y: Y |  | W | 34 | N | IPP Non-CHP | 2 |  |  | N | [17 empty] | N
2770 | Terra-Gen Operating Co LLC | 57294 | Alta Wind Energy Center V | CA | KERN | AW05 | WT | OP | 168 | 168 | 168 |  | 4 | 2011 | WDS BIT: WND; N Y: N; Y Y: Y |  | W | 56 | N | IPP Non-CHP | 2 |  |  | N | [17 empty] | N
2770 | Terra-Gen Operating Co LLC | 57833 | Alta Wind VI | CA | Kern | AW06 | WT | OP | 150 | 150 | 150 |  | 5 | 2012 | WDS BIT: WND; N Y: N; Y Y: Y |  | W | 50 | N | IPP Non-CHP | 2 |  |  | N | [17 empty] | N
2782 | Terra-Gen Operating Company | 10287 | Beowawe Power | NV | Lander | GEN1 | ST | OP | 17 | 12.8 | 13.1 |  | 12 | 1985 | WDS BIT: GEO; N Y: N; Y Y: Y |  | S |  | N | IPP Non-CHP | 2 |  | N | N
2782 | Terra-Gen Operating Company | 10287 | Beowawe Power | NV | Lander | GEN2 | BT | OP | 3.6 | 1.3 | 2 |  | 2 | 2011 | WDS BIT: GEO; N Y: N; Y Y: Y |  | S |  | N | IPP Non-CHP | 2 |  | N | N
2782 | Terra-Gen Operating Company | 52015 | Caithness Dixie Valley | NV | Churchill | GEN1 | ST | OP | 60.5 | 56 | 57 |  | 6 | 1998 | WDS BIT: GEO; N Y: N; Y Y: Y |  | S |  | N | IPP Non-CHP | 2 |  | N | N
2799 | Calpine Corp - Metcalf Energy Center | 55393 | Metcalf Energy Center | CA | Santa Clara | CTG1 | CT | OP | 200 | 172 | 188 |  | 6 | 2005 | WDS BIT: NG; N Y: N; Y Y: Y |  | S |  | N | IPP Non-CHP | 2 |  | N | N | [17 empty] | N
2799 | Calpine Corp - Metcalf Energy Center | 55393 | Metcalf Energy Center | CA | Santa Clara | CTG2 | CT | OP | 200 | 172 | 188 |  | 6 | 2005 | WDS BIT: NG; N Y: N; Y Y: Y |  | S |  | N | IPP Non-CHP | 2 |  | N | N | [17 empty] | N
2799 | Calpine Corp - Metcalf Energy Center | 55393 | Metcalf Energy Center | CA | Santa Clara | STG1 | CA | OP | 235 | 202.1 | 220.9 |  | 6 | 2005 | WDS BIT: NG; N Y: N; Y Y: Y |  | S |  | N | IPP Non-CHP | 2 |  | Y | N | [17 empty] | N
2806 | California Dept of Corrections | 54936 | Richard J Donovan Correctional Facility | CA | San Diego | 03 | GT | OP | 2.6 | 2.2 | 2.6 |  | 1 | 1987 | [9 empty] | S |  | Y | Commercial CHP | 5 | T | N | N | [17 empty] | N | bar: WDS BIT; N Y to Y Y
2820 | Calpine Corp - Pastoria Energy Center | 55656 | Pastoria Energy Facility, LLC | CA | Kern | CT01 | CT | OP | 168 | 156 | 161 |  | 7 | 2005 | WDS BIT: NG; N Y: N; Y Y: Y |  | S |  | N | IPP Non-CHP | 2 |  | N | N | [17 empty] | N
2820 | Calpine Corp - Pastoria Energy Center | 55656 | Pastoria Energy Facility, LLC | CA | Kern | CT02 | CT | OP | 168 | 156 | 161 |  | 7 | 2005 | WDS BIT: NG; N Y: N; Y Y: Y |  | S |  | N | IPP Non-CHP | 2 |  | N | N | [17 empty] | N
2820 | Calpine Corp - Pastoria Energy Center | 55656 | Pastoria Energy Facility, LLC | CA | Kern | CT04 | CT | OP | 168 | 156 | 161 |  | 5 | 2005 | WDS BIT: NG; N Y: N; Y Y: Y |  | S |  | N | IPP Non-CHP | 2 |  | N | N | [17 empty] | N
2820 | Calpine Corp - Pastoria Energy Center | 55656 | Pastoria Energy Facility, LLC | CA | Kern | ST03 | CA | OP | 185 | 169 | 172 |  | 7 | 2005 | WDS BIT: WH; N Y: N; Y Y: Y |  | S |  | N | IPP Non-CHP | 2 |  | N | N | [17 empty] | N
2820 | Calpine Corp - Pastoria Energy Center | 55656 | Pastoria Energy Facility, LLC | CA | Kern | ST05 | CA | OP | 90 | 87 | 89 |  | 5 | 2005 | WDS BIT: WH; N Y: N; Y Y: Y |  | S |  | N | IPP Non-CHP | 2 |  | N | N | [17 empty] | N
2836 | BP America Inc | 50722 | BP Naperville Cogeneration Facility | IL | Du Page | GEN1 | GT | OP | 8.3 | 7 | 12 |  | 12 | 1990 | WDS BIT: NG; N Y: N; Y Y: Y | Y | S |  | Y | Industrial CHP | 7 | T |  | N | [17 empty] | N
2838 | Baytown Energy Center LLC | 55327 | Baytown Energy Center | TX | Chambers | CTG1 | CT | OP | 210 | 165 | 190 |  | 6 | 2002 | WDS BIT: NG; N Y: N; Y Y: Y |  | S |  | Y | IPP CHP | 3 | T | N | N
2838 | Baytown Energy Center LLC | 55327 | Baytown Energy Center | TX | Chambers | CTG2 | CT | OP | 214.8 | 165 | 190 |  | 6 | 2002 | WDS BIT: NG; N Y: N; Y Y: Y |  | S |  | Y | IPP CHP | 3 | T | N | N
2838 | Baytown Energy Center LLC | 55327 | Baytown Energy Center | TX | Chambers | CTG3 | CT | OP | 214.8 | 165 | 190 |  | 6 | 2002 | WDS BIT: NG; N Y: N; Y Y: Y |  | S |  | Y | IPP CHP | 3 | T | N | N
2838 | Baytown Energy Center LLC | 55327 | Baytown Energy Center | TX | Chambers | STG1 | CA | OP | 275 | 275 | 275 |  | 6 | 2002 | WDS BIT: NG; N Y: N; Y Y: Y |  | S |  | Y | IPP CHP | 3 | T | Y | N
2843 | Los Medanos Energy Center LLC | 55217 | Los Medanos Energy Center | CA | Contra Costa | CTG1 | CT | OP | 198.9 | 165 | 177 |  | 8 | 2001 | WDS BIT: NG; N Y: N; Y Y: Y |  | S |  | Y | IPP CHP | 3 | T | N | N
2843 | Los Medanos Energy Center LLC | 55217 | Los Medanos Energy Center | CA | Contra Costa | CTG2 | CT | OP | 198.9 | 165 | 177 |  | 8 | 2001 | WDS BIT: NG; N Y: N; Y Y: Y |  | S |  | Y | IPP CHP | 3 | T | N | N
2843 | Los Medanos Energy Center LLC | 55217 | Los Medanos Energy Center | CA | Contra Costa | STG3 | CA | OP | 280.5 | 237 | 244 |  | 8 | 2001 | WDS BIT: NG; N Y: N; Y Y: Y |  | S |  | Y | IPP CHP | 3 | T | Y | N | [17 empty] | N
2844 | Department of the Navy | 50963 | Naval Hospital Medical Center | CA | SAN DIEGO | 4TG | GT | OP | 5.3 | 4.4 | 4.4 |  | 12 | 2003 | WDS BIT: NG; N Y: N; Y Y: Y |  | S |  | Y | Commercial CHP | 5 | T | N | N | [17 empty] | N
2848 | California Institute-Technolgy | 10262 | California Institute of Technology | CA | Los Angeles | GEN6 | CT | OP | 10.5 | 9 | 9.9 |  | 8 | 2003 | WDS BIT: NG; N Y: N; Y Y: Y |  | S |  | Y | Commercial CHP | 5 | T | N | N | [17 empty] | N
2848 | California Institute-Technolgy | 10262 | California Institute of Technology | CA | Los Angeles | GEN7 | CA | OP | 2.5 | 2.1 | 2.1 |  | 10 | 2003 | WDS BIT: NG; N Y: N; Y Y: Y |  | S |  | Y | Commercial CHP | 5 | T | N | N | [17 empty] | N
2850 | Central Arizona Water Conservation Dist | 7164 | Waddell | AZ | Maricopa | PG3 | PS | OP | 10 | 10 | 10 |  | 4 | 1993 | WDS BIT: WAT; N Y: N; Y Y: Y |  | W |  | N | Electric Utility | 1 |  | N | N
2850 | Central Arizona Water Conservation Dist | 7164 | Waddell | AZ | Maricopa | PG6 | PS | OP | 10 | 10 | 10 |  | 8 | 1993 | WDS BIT: WAT; N Y: N; Y Y: Y |  | W |  | N | Electric Utility | 1 |  | N | N
2850 | Central Arizona Water Conservation Dist | 7164 | Waddell | AZ | Maricopa | PG7 | PS | OP | 10 | 10 | 10 |  | 6 | 1993 | WDS BIT: WAT; N Y: N; Y Y: Y |  | W |  | N | Electric Utility | 1 |  | N | N
2850 | Central Arizona Water Conservation Dist | 7164 | Waddell | AZ | Maricopa | PS1 | PS | OP | 10 | 10 | 10 |  | 10 | 1993 | WDS BIT: WAT; N Y: N; Y Y: Y |  | W |  | N | Electric Utility | 1 |  | N | N
2860 | Los Esteros Critical Energy Facility LLC | 55748 | Los Esteros Critical Energy Center | CA | Santa Clara | CTG1 | GT | OP | 45 | 45 | 45 |  | 2 | 2003 | WDS BIT: NG; N Y: N; Y Y: Y | Y | S |  | N | IPP Non-CHP | 2 |  | N | Y | [8 empty] | CT |  | 9 | 2013
2860 | Los Esteros Critical Energy Facility LLC | 55748 | Los Esteros Critical Energy Center | CA | Santa Clara | CTG2 | GT | OP | 45 | 45 | 45 |  | 2 | 2003 | WDS BIT: NG; N Y: N; Y Y: Y | Y | S |  | N | IPP Non-CHP | 2 |  | N | Y | [8 empty] | CT |  | 9 | 2013 | [5 empty] | N
2860 | Los Esteros Critical Energy Facility LLC | 55748 | Los Esteros Critical Energy Center | CA | Santa Clara | CTG3 | GT | OP | 45 | 45 | 45 |  | 2 | 2003 | WDS BIT: NG; N Y: N; Y Y: Y | Y | S |  | N | IPP Non-CHP | 2 |  | N | Y | [8 empty] | CT |  | 9 | 2013 | [5 empty] | N
2860 | Los Esteros Critical Energy Facility LLC | 55748 | Los Esteros Critical Energy Center | CA | Santa Clara | CTG4 | GT | OP | 45 | 45 | 45 |  | 2 | 2003 | WDS BIT: NG; N Y: N; Y Y: Y | Y | S |  | N | IPP Non-CHP | 2 |  | N | Y | [8 empty] | CT |  | 9 | 2013 | [5 empty] | N
2865 | Calpine Corp-King City | 55811 | King City Peaking | CA | Monterey | CTG1 | GT | OP | 47.3 | 44 | 44.5 |  | 4 | 2002 | WDS BIT: NG; N Y: N; Y Y: Y |  | S |  | N | IPP Non-CHP | 2 |  | N | N | [17 empty] | N
2867 | Calpine Corp-Yuba City | 10349 | Greenleaf 2 Power Plant | CA | Sutter | GEN1 | GT | OP | 49.5 | 49.5 | 49.5 |  | 10 | 1989 | WDS BIT: NG; N Y: N; Y Y: Y |  | S |  | Y | IPP CHP | 3 | T |  | N | [17 empty] | N
2867 | Calpine Corp-Yuba City | 10350 | Greenleaf 1 Power Plant | CA | Sutter | GEN1 | CT | OP | 46 | 42 | 44 |  | 2 | 1989 | WDS BIT: NG; N Y: N; Y Y: Y |  | S |  | Y | IPP CHP | 3 | T | N | N | [17 empty] | N
2867 | Calpine Corp-Yuba City | 10350 | Greenleaf 1 Power Plant | CA | Sutter | GEN2 | CA | OP | 20 | 8 | 6 |  | 2 | 1989 | WDS BIT: NG; N Y: N; Y Y: Y | Y | S |  | Y | IPP CHP | 3 | T | Y | N | [17 empty] | N
2867 | Calpine Corp-Yuba City | 55813 | Yuba City Energy Center | CA | Sutter | CTG1 | GT | OP | 47.3 | 45 | 45 |  | 8 | 2002 | WDS BIT: NG; N Y: N; Y Y: Y |  | S |  | N | IPP Non-CHP | 2 |  | N | N | [17 empty] | N
2867 | Calpine Corp-Yuba City | 55847 | Feather River Energy Center | CA | Sutter | CTG1 | GT | OP | 47 | 45 | 45 |  | 1 | 2003 | WDS BIT: NG; N Y: N; Y Y: Y |  | S |  | N | IPP Non-CHP | 2 |  | N | N | [17 empty] | N
2871 | OLS Energy-Agnews Inc. | 50748 | Agnews Power Plant | CA | Santa Clara | GEN1 | CT | OP | 24.4 | 23 | 24 |  | 11 | 1990 | WDS BIT: NG; N Y: N; Y Y: Y |  | S |  | Y | IPP CHP | 3 | T | N | N | [17 empty] | N
2871 | OLS Energy-Agnews Inc. | 50748 | Agnews Power Plant | CA | Santa Clara | GEN2 | CA | OP | 7.6 | 7.3 | 7.4 |  | 11 | 1990 | WDS BIT: NG; N Y: N; Y Y: Y |  | S |  | Y | IPP CHP | 3 | T | N | N | [17 empty] | N
2872 | Auburndale Peaker Energy Center LLC | 55833 | Auburndale Peaker Energy Center | FL | Polk | CTP | GT | OP | 130.1 | 122 | 126 |  | 5 | 2002 | WDS BIT: NG; WDS PC: DFO; N Y: Y; Y Y: Y |  | W |  | N | IPP Non-CHP | 2 |  |  | N | [17 empty] | N
2874 | Gilroy Energy Center for Riverview | 55963 | Riverview Energy Center | CA | Contra Costa | CTG1 | GT | OP | 47 | 46.1 | 46.1 |  | 5 | 2003 | WDS BIT: NG; N Y: N; Y Y: Y |  | S |  | N | IPP Non-CHP | 2 |  | N | N | [17 empty] | N
2876 | Calvert Cliffs Nuclear PP LLC | 6011 | Calvert Cliffs Nuclear Power Plant | MD | Calvert | 1 | ST | OP | 918 | 866 | 872 |  | 5 | 1975 | WDS BIT: NUC; N Y: N; Y Y: Y |  | S |  | N | IPP Non-CHP | 2 |  | N | N | [17 empty] | N
2876 | Calvert Cliffs Nuclear PP LLC | 6011 | Calvert Cliffs Nuclear Power Plant | MD | Calvert | 2 | ST | OP | 910.7 | 850 | 862 |  | 4 | 1977 | WDS BIT: NUC; N Y: N; Y Y: Y |  | S |  | N | IPP Non-CHP | 2 |  | N | N | [17 empty] | N
2877 | Calpine Corp-Magic Valley | 55123 | Magic Valley Generating Station | TX | Hidalgo | CTG1 | CT | OP | 267 | 221 | 232 |  | 2 | 2002 | WDS BIT: NG; N Y: N; Y Y: Y |  | S |  | N | IPP Non-CHP | 2 |  | N | N | [17 empty] | N
2877 | Calpine Corp-Magic Valley | 55123 | Magic Valley Generating Station | TX | Hidalgo | CTG2 | CT | OP | 267 | 221 | 232 |  | 2 | 2002 | WDS BIT: NG; N Y: N; Y Y: Y |  | S |  | N | IPP Non-CHP | 2 |  | N | N | [17 empty] | N
2877 | Calpine Corp-Magic Valley | 55123 | Magic Valley Generating Station | TX | Hidalgo | STG | CA | OP | 267 | 240 | 253 |  | 2 | 2002 | WDS BIT: NG; N Y: N; Y Y: Y |  | S |  | N | IPP Non-CHP | 2 |  | Y | N | [17 empty] | N
2884 | Cambria CoGen Co | 10641 | Cambria Cogen | PA | Cambria | GEN1 | ST | OP | 98 | 87.5 | 87.5 |  | 3 | 1991 | WDS BIT: WC; N Y: N; Y Y: Y |  | S |  | Y | IPP CHP | 3 | T | N | N | [17 empty] | N |  | Y |  |  |  |  | NG
2888 | City of Cambridge - (NE) | 2223 | Cambridge | NE | Furnas | CAT1 | IC | SB | 2 | 2 | 2 |  | 6 | 2005 | WDS BIT: DFO; N Y: N; Y Y: Y | Y | S |  | N | Electric Utility | 1 |  |  | N | [17 empty] | N
2888 | City of Cambridge - (NE) | 2223 | Cambridge | NE | Furnas | CAT2 | IC | OP | 2 | 2 | 2 |  | 6 | 2005 | WDS BIT: DFO; N Y: N; Y Y: Y | Y | S |  | N | Electric Utility | 1 |  |  | N | [17 empty] | N
2891 | Westbrook Energy Center | 55294 | Westbrook Energy Center Power Plant | ME | Cumberland | GTG1 | CT | OP | 184.2 | 160.5 | 181.5 |  | 5 | 2001 | WDS BIT: NG; N Y: N; Y Y: Y |  | S |  | N | IPP Non-CHP | 2 |  | N | N | [17 empty] | N
2891 | Westbrook Energy Center | 55294 | Westbrook Energy Center Power Plant | ME | Cumberland | GTG2 | CT | OP | 184.2 | 160.5 | 181.5 |  | 5 | 2001 | WDS BIT: NG; N Y: N; Y Y: Y |  | S |  | N | IPP Non-CHP | 2 |  | N | N | [17 empty] | N
2891 | Westbrook Energy Center | 55294 | Westbrook Energy Center Power Plant | ME | Cumberland | STG3 | CA | OP | 195.5 | 185 | 190.5 |  | 5 | 2001 | WDS BIT: NG; N Y: N; Y Y: Y |  | S |  | N | IPP Non-CHP | 2 |  | N | N | [17 empty] | N
2897 | Calpine Oneta Power LLC | 55225 | Oneta Energy Center | OK | Wagoner | CTG1 | CT | OP | 176 | 149.3 | 160.1 |  | 7 | 2002 | WDS BIT: NG; N Y: N; Y Y: Y |  | S |  | N | IPP Non-CHP | 2 |  | N | N | [17 empty] | N
2897 | Calpine Oneta Power LLC | 55225 | Oneta Energy Center | OK | Wagoner | CTG2 | CT | OP | 176 | 149.3 | 160.1 |  | 7 | 2002 | WDS BIT: NG; N Y: N; Y Y: Y |  | S |  | N | IPP Non-CHP | 2 |  | N | N | [17 empty] | N
2897 | Calpine Oneta Power LLC | 55225 | Oneta Energy Center | OK | Wagoner | CTG3 | CT | OP | 176 | 149.3 | 160.1 |  | 6 | 2003 | WDS BIT: NG; N Y: N; Y Y: Y |  | S |  | N | IPP Non-CHP | 2 |  | N | N | [17 empty] | N
2897 | Calpine Oneta Power LLC | 55225 | Oneta Energy Center | OK | Wagoner | CTG4 | CT | OP | 176 | 149.3 | 160.1 |  | 6 | 2003 | WDS BIT: NG; N Y: N; Y Y: Y |  | S |  | N | IPP Non-CHP | 2 |  | N | N | [17 empty] | N
2897 | Calpine Oneta Power LLC | 55225 | Oneta Energy Center | OK | Wagoner | STG1 | CA | OP | 255 | 244.6 | 243.9 |  | 7 | 2002 | WDS BIT: NG; N Y: N; Y Y: Y |  | S |  | N | IPP Non-CHP | 2 |  | Y | N | [17 empty] | N
2897 | Calpine Oneta Power LLC | 55225 | Oneta Energy Center | OK | Wagoner | STG2 | CA | OP | 255 | 244.6 | 243.9 |  | 6 | 2003 | WDS BIT: NG; N Y: N; Y Y: Y |  | S |  | N | IPP Non-CHP | 2 |  | Y | N | [17 empty] | N
2929 | Decatur Energy Center LLC | 55292 | Decatur Energy Center | AL | Morgan | CTG1 | CT | OP | 210.8 | 155 | 180 |  | 6 | 2002 | WDS BIT: NG; N Y: N; Y Y: Y |  | S |  | N | IPP Non-CHP | 2 |  | N | N | [17 empty] | N
2929 | Decatur Energy Center LLC | 55292 | Decatur Energy Center | AL | Morgan | CTG2 | CT | OP | 210.8 | 155 | 180 |  | 6 | 2002 | WDS BIT: NG; N Y: N; Y Y: Y |  | S |  | N | IPP Non-CHP | 2 |  | N | N | [17 empty] | N
2929 | Decatur Energy Center LLC | 55292 | Decatur Energy Center | AL | Morgan | CTG3 | CT | OP | 210.8 | 155 | 180 |  | 6 | 2003 | WDS BIT: NG; N Y: N; Y Y: Y |  | S |  | N | IPP Non-CHP | 2 |  | N | N | [17 empty] | N
2929 | Decatur Energy Center LLC | 55292 | Decatur Energy Center | AL | Morgan | STG1 | CA | OP | 270 | 260 | 265 |  | 6 | 2002 | WDS BIT: NG; N Y: N; Y Y: Y |  | S |  | N | IPP Non-CHP | 2 |  | Y | N | [17 empty] | N
2931 | Village of Campbell - (NE) | 2225 | Campbell Village | NE | Franklin | 1 | IC | SB | 0.1 | 0.1 | 0.1 |  | 9 | 1927 | WDS BIT: DFO; N Y: N; Y Y: Y | Y | S |  | N | Electric Utility | 1 |  | N | N | [17 empty] | N
2931 | Village of Campbell - (NE) | 2225 | Campbell Village | NE | Franklin | 2 | IC | SB | 0.1 | 0.1 | 0.1 |  | 9 | 1937 | WDS BIT: DFO; N Y: N; Y Y: Y | Y | S |  | N | Electric Utility | 1 |  | N | N | [17 empty] | N
2931 | Village of Campbell - (NE) | 2225 | Campbell Village | NE | Franklin | 3 | IC | SB | 0.1 | 0.1 | 0.1 |  | 9 | 1946 | WDS BIT: DFO; N Y: N; Y Y: Y | Y | S |  | N | Electric Utility | 1 |  | N | N | [17 empty] | N
2931 | Village of Campbell - (NE) | 2225 | Campbell Village | NE | Franklin | IC4 | IC | SB | 1 | 1 | 1 |  | 9 | 1983 | WDS BIT: DFO; N Y: N; Y Y: Y | Y | S |  | N | Electric Utility | 1 |  | N | N | [17 empty] | N
2934 | Calpine Corp - Hidalgo | 55545 | Hidalgo Energy Center | TX | Hidalgo | CTG1 | CT | OP | 176.6 | 149 | 168 |  | 6 | 2000 | WDS BIT: NG; N Y: N; Y Y: Y |  | J |  | N | IPP Non-CHP | 2 |  | N | N | [17 empty] | N
2934 | Calpine Corp - Hidalgo | 55545 | Hidalgo Energy Center | TX | Hidalgo | CTG2 | CT | OP | 176.6 | 149 | 168 |  | 6 | 2000 | WDS BIT: NG; N Y: N; Y Y: Y |  | J |  | N | IPP Non-CHP | 2 |  | N | N | [17 empty] | N
2934 | Calpine Corp - Hidalgo | 55545 | Hidalgo Energy Center | TX | Hidalgo | STG1 | CA | OP | 198.1 | 172 | 182 |  | 6 | 2000 | WDS BIT: NG; N Y: N; Y Y: Y |  | J |  | N | IPP Non-CHP | 2 |  | N | N | [17 empty] | N | N
2938 | Calpine King City Cogen LLC | 10294 | King City Power Plant | CA | MONTEREY | GTG | CT | OP | 90.8 | 73 | 83.5 |  | 2 | 1989 | WDS BIT: NG; N Y: N; Y Y: Y |  | S |  | Y | IPP CHP | 3 | T | N | N | [17 empty] | N
2938 | Calpine King City Cogen LLC | 10294 | King City Power Plant | CA | MONTEREY | STG | CA | OP | 42.4 | 38 | 39 |  | 3 | 1989 | WDS BIT: NG; N Y: N; Y Y: Y |  | S |  | Y | IPP CHP | 3 | T | N | N | [17 empty] | N
2999 | Caraustar Industries Inc | 54235 | Rittman Paperboard | OH | WAYNE | GEN1 | ST | SB | 3 | 3 | 3 |  | 1 | 1928 | WDS BIT: BIT; N Y: N; Y Y: N | N | S |  | Y | Industrial CHP | 7 | B | N | N | [18 empty] | Y
2999 | Caraustar Industries Inc | 54235 | Rittman Paperboard | OH | WAYNE | GEN2 | ST | SB | 5 | 5 | 5 |  | 1 | 1940 | WDS BIT: BIT; N Y: N; Y Y: N | N | S |  | Y | Industrial CHP | 7 | B | N | N | [18 empty] | Y
2999 | Caraustar Industries Inc | 54235 | Rittman Paperboard | OH | WAYNE | GEN3 | ST | SB | 6 | 6 | 6 |  | 6 | 1946 | WDS BIT: BIT; N Y: N; Y Y: N | N | S |  | Y | Industrial CHP | 7 | B | N | N | [18 empty] | Y
3006 | Cardinal Operating Co | 2828 | Cardinal | OH | Jefferson | 1 | ST | OP | 615.2 | 580 | 580 |  | 2 | 1967 | WDS BIT: BIT; N Y: N; Y Y: Y |  | W |  | N | Electric Utility | 1 |  | N | N | [17 empty] | N | Y |  |  | Y |  |  | DFO
3006 | Cardinal Operating Co | 2828 | Cardinal | OH | Jefferson | 2 | ST | OP | 615.2 | 590 | 590 |  | 7 | 1967 | WDS BIT: BIT; N Y: N; Y Y: Y |  | W |  | N | Electric Utility | 1 |  | N | N | [17 empty] | N | Y |  |  | Y |  |  | DFO
3006 | Cardinal Operating Co | 2828 | Cardinal | OH | Jefferson | 3 | ST | OP | 650 | 630 | 630 |  | 9 | 1977 | WDS BIT: BIT; N Y: N; Y Y: Y |  | W |  | N | Electric Utility | 1 |  | N | N | [17 empty] | N | Y |  |  | Y |  |  | DFO
3028 | Calpine Gilroy Cogen LP | 10034 | Gilroy Power Plant | CA | Santa Clara | GEN1 | CT | OP | 90 | 85 | 85 |  | 10 | 1987 | WDS BIT: NG; N Y: N; Y Y: Y |  | S |  | Y | IPP CHP | 3 | T | N | N | [17 empty] | N
3028 | Calpine Gilroy Cogen LP | 10034 | Gilroy Power Plant | CA | Santa Clara | GEN2 | CA | OP | 40 | 20 | 35 |  | 10 | 1987 | WDS BIT: NG; N Y: N; Y Y: Y |  | S |  | Y | IPP CHP | 3 | T | N | N | [17 empty] | N
3028 | Calpine Gilroy Cogen LP | 55810 | Gilroy Peaking Energy Center | CA | Santa Clara | S3 | GT | OP | 45 | 45 | 45 |  | 11 | 2001 | WDS BIT: NG; N Y: N; Y Y: Y |  | W |  | N | IPP Non-CHP | 2 |  | N | N | [17 empty] | N
3028 | Calpine Gilroy Cogen LP | 55810 | Gilroy Peaking Energy Center | CA | Santa Clara | S4 | GT | OP | 45 | 45 | 45 |  | 11 | 2001 | WDS BIT: NG; N Y: N; Y Y: Y |  | W |  | N | IPP Non-CHP | 2 |  | N | N | [17 empty] | N
3028 | Calpine Gilroy Cogen LP | 55810 | Gilroy Peaking Energy Center | CA | Santa Clara | S5 | GT | OP | 45 | 45 | 45 |  | 2 | 2002 | WDS BIT: NG; N Y: N; Y Y: Y |  | W |  | N | IPP Non-CHP | 2 |  | N | N | [17 empty] | N
3030 | Cardinal Cogen Inc | 10168 | Cardinal Cogen | CA | Santa Clara | GTG1 | CT | OP | 42.1 | 42.1 | 42.1 |  | 12 | 1987 | WDS BIT: NG; N Y: N; Y Y: Y |  | W |  | Y | IPP CHP | 3 | T | N | N | [17 empty] | N
3030 | Cardinal Cogen Inc | 10168 | Cardinal Cogen | CA | Santa Clara | STG1 | CA | OP | 10.7 | 9.4 | 8.6 |  | 1 | 1988 | WDS BIT: NG; N Y: N; Y Y: Y |  | W |  | Y | IPP CHP | 3 | T | Y | N | [17 empty] | N
3037 | City of Carlyle - (IL) | 936 | Carlyle | IL | CLINTON | 1 | IC | SB | 3 | 3 | 3 |  | 8 | 1971 | WDS BIT: DFO; WDS PC: NG; N Y: Y; Y Y: Y | Y | S |  | N | Electric Utility | 1 |  | N | N | [17 empty] | N
3037 | City of Carlyle - (IL) | 936 | Carlyle | IL | CLINTON | 10 | IC | SB | 2.5 | 2.5 | 2.5 |  | 10 | 2003 | WDS BIT: DFO; N Y: N; Y Y: Y | Y | S |  | N | Electric Utility | 1 |  | N | N | [17 empty] | N
3037 | City of Carlyle - (IL) | 936 | Carlyle | IL | CLINTON | 7 | IC | SB | 2 | 2 | 2 |  | 8 | 1964 | WDS BIT: DFO; WDS PC: NG; N Y: Y; Y Y: Y | Y | S |  | N | Electric Utility | 1 |  | N | N | [17 empty] | N
3037 | City of Carlyle - (IL) | 936 | Carlyle | IL | CLINTON | 8 | IC | SB | 2.5 | 2.5 | 2.5 |  | 10 | 1998 | WDS BIT: DFO; N Y: N; Y Y: Y | Y | S |  | N | Electric Utility | 1 |  | N | N | [17 empty] | N
3037 | City of Carlyle - (IL) | 936 | Carlyle | IL | CLINTON | 9 | IC | SB | 2.5 | 2.5 | 2.5 |  | 9 | 1999 | WDS BIT: DFO; N Y: N; Y Y: Y | Y | S |  | N | Electric Utility | 1 |  | N | N | [17 empty] | N
3040 | City of Carmi - (IL) | 937 | Carmi | IL | White | 10 | IC | OP | 1.7 | 1.6 | 1.6 |  | 88 | 1958 | WDS BIT: NG; WDS PC: DFO; N Y: Y; Y Y: Y |  | S |  | N | Electric Utility | 1 |  | N | N
3040 | City of Carmi - (IL) | 937 | Carmi | IL | White | 11 | IC | OP | 2.7 | 2.7 | 2.7 |  | 88 | 1963 | WDS BIT: NG; WDS PC: DFO; N Y: Y; Y Y: Y |  | S |  | N | Electric Utility | 1 |  | N | N
3040 | City of Carmi - (IL) | 937 | Carmi | IL | White | 12 | IC | OP | 2 | 1.8 | 1.8 |  | 88 | 1967 | WDS BIT: NG; WDS PC: DFO; N Y: Y; Y Y: Y |  | S |  | N | Electric Utility | 1 |  | N | N
3040 | City of Carmi - (IL) | 937 | Carmi | IL | White | 13 | IC | OP | 4.4 | 4.3 | 4.3 |  | 88 | 1973 | WDS BIT: NG; WDS PC: DFO; N Y: Y; Y Y: Y |  | S |  | N | Electric Utility | 1 |  | N | N | [17 empty] | N
3040 | City of Carmi - (IL) | 937 | Carmi | IL | White | 5 | IC | OS | 0.6 | 0.5 | 0.5 |  | 88 | 1945 | WDS BIT: NG; WDS PC: DFO; N Y: Y; Y Y: Y |  | S |  | N | Electric Utility | 1 |  | N | N | [17 empty] | N
3040 | City of Carmi - (IL) | 937 | Carmi | IL | White | 6 | IC | OP | 0.7 | 0.5 | 0.5 |  | 88 | 1939 | WDS BIT: DFO; N Y: N; Y Y: Y |  | S |  | N | Electric Utility | 1 |  | N | N | [17 empty] | N
3040 | City of Carmi - (IL) | 937 | Carmi | IL | White | 7 | IC | OP | 1.1 | 0.9 | 0.9 |  | 88 | 1948 | WDS BIT: DFO; N Y: N; Y Y: Y |  | S |  | N | Electric Utility | 1 |  | N | N
3040 | City of Carmi - (IL) | 937 | Carmi | IL | White | 8 | IC | OP | 1.4 | 1.2 | 1.2 |  | 88 | 1951 | WDS BIT: NG; WDS PC: DFO; N Y: Y; Y Y: Y |  | S |  | N | Electric Utility | 1 |  | N | N
3040 | City of Carmi - (IL) | 937 | Carmi | IL | White | 9 | IC | OP | 1.7 | 1.5 | 1.5 |  | 88 | 1958 | WDS BIT: NG; WDS PC: DFO; N Y: Y; Y Y: Y |  | S |  | N | Electric Utility | 1 |  | N | N
3046 | Progress Energy Carolinas Inc | 2706 | Asheville | NC | Buncombe | 1 | ST | OP | 206.6 | 191 | 196 |  | 5 | 1964 | WDS BIT: BIT; N Y: N; Y Y: Y | Y | S |  | N | Electric Utility | 1 |  | N | N | [17 empty] | N |  |  | Y |  |  |  | DFO
3046 | Progress Energy Carolinas Inc | 2706 | Asheville | NC | Buncombe | 2 | ST | OP | 207 | 185 | 187 |  | 5 | 1971 | WDS BIT: BIT; N Y: N; Y Y: Y | Y | S |  | N | Electric Utility | 1 |  | N | N | [17 empty] | N |  |  | Y |  |  |  | DFO
3046 | Progress Energy Carolinas Inc | 2706 | Asheville | NC | Buncombe | GT1 | GT | OP | 211.7 | 164 | 185 |  | 6 | 1999 | WDS BIT: NG; WDS PC: DFO; N Y: Y; Y Y: Y | Y | S |  | N | Electric Utility | 1 |  | N | N
3046 | Progress Energy Carolinas Inc | 2706 | Asheville | NC | Buncombe | GT2 | GT | OP | 211.8 | 160 | 185 |  | 6 | 2000 | WDS BIT: NG; WDS PC: DFO; N Y: Y; Y Y: Y | Y | S |  | N | Electric Utility | 1 |  | N | N
3046 | Progress Energy Carolinas Inc | 2707 | Blewett | NC | Anson | 1 | HY | OP | 3.2 | 3 | 4 |  | 6 | 1912 | WDS BIT: WAT; N Y: N; Y Y: Y |  | S | 0 | N | Electric Utility | 1 |  | N | N | [17 empty] | N
3046 | Progress Energy Carolinas Inc | 2707 | Blewett | NC | Anson | 2 | HY | OP | 3.2 | 3 | 4 |  | 6 | 1912 | WDS BIT: WAT; N Y: N; Y Y: Y |  | S | 0 | N | Electric Utility | 1 |  | N | N | [17 empty] | N
3046 | Progress Energy Carolinas Inc | 2707 | Blewett | NC | Anson | 3 | HY | OP | 3.2 | 4 | 4 |  | 6 | 1912 | WDS BIT: WAT; N Y: N; Y Y: Y |  | S | 0 | N | Electric Utility | 1 |  | N | N | [17 empty] | N
3046 | Progress Energy Carolinas Inc | 2707 | Blewett | NC | Anson | 4 | HY | OP | 5 | 4 | 5 |  | 6 | 1912 | WDS BIT: WAT; N Y: N; Y Y: Y | Y | S | 0 | N | Electric Utility | 1 |  | N | N
3046 | Progress Energy Carolinas Inc | 2707 | Blewett | NC | Anson | 5 | HY | OP | 5 | 4 | 5 |  | 6 | 1912 | WDS BIT: WAT; N Y: N; Y Y: Y | Y | S | 0 | N | Electric Utility | 1 |  | N | N
3046 | Progress Energy Carolinas Inc | 2707 | Blewett | NC | Anson | 6 | HY | OP | 5 | 4 | 5 |  | 6 | 1912 | WDS BIT: WAT; N Y: N; Y Y: Y | Y | S | 0 | N | Electric Utility | 1 |  | N | N
3046 | Progress Energy Carolinas Inc | 2707 | Blewett | NC | Anson | GT1 | GT | OP | 17.5 | 13 | 17 |  | 5 | 1971 | WDS BIT: DFO; N Y: N; Y Y: Y | Y | S |  | N | Electric Utility | 1 |  | N | N
3046 | Progress Energy Carolinas Inc | 2707 | Blewett | NC | Anson | GT2 | GT | OP | 17.5 | 13 | 17 |  | 5 | 1971 | WDS BIT: DFO; N Y: N; Y Y: Y | Y | S |  | N | Electric Utility | 1 |  | N | N
3046 | Progress Energy Carolinas Inc | 2707 | Blewett | NC | Anson | GT3 | GT | OP | 17.5 | 13 | 17 |  | 5 | 1971 | WDS BIT: DFO; N Y: N; Y Y: Y | Y | S |  | N | Electric Utility | 1 |  | N | N
3046 | Progress Energy Carolinas Inc | 2707 | Blewett | NC | Anson | GT4 | GT | OP | 17.5 | 13 | 17 |  | 7 | 1971 | WDS BIT: DFO; N Y: N; Y Y: Y | Y | S |  | N | Electric Utility | 1 |  | N | N
3046 | Progress Energy Carolinas Inc | 2708 | Cape Fear | NC | Chatham | 1 | CA | OP | 15 | 11 | 12 |  | 12 | 1923 | WDS BIT: DFO; N Y: N; Y Y: Y | Y | S |  | N | Electric Utility | 1 |  | N | N | [17 empty] | N
3046 | Progress Energy Carolinas Inc | 2708 | Cape Fear | NC | Chatham | 1A | CT | OP | 18 | 11 | 14 |  | 6 | 1969 | WDS BIT: DFO; N Y: N; Y Y: Y | Y | S |  | N | Electric Utility | 1 |  | N | Y | [12 empty] | N |  |  | 3 | 2013 | N
3046 | Progress Energy Carolinas Inc | 2708 | Cape Fear | NC | Chatham | 1B | CT | OP | 18 | 12 | 14 |  | 6 | 1969 | WDS BIT: DFO; N Y: N; Y Y: Y | Y | S |  | N | Electric Utility | 1 |  | N | Y | [12 empty] | N |  |  | 3 | 2013 | N
3046 | Progress Energy Carolinas Inc | 2708 | Cape Fear | NC | Chatham | 2 | CA | OP | 15 | 7 | 12 |  | 10 | 1924 | WDS BIT: DFO; N Y: N; Y Y: Y | Y | S |  | N | Electric Utility | 1 |  | N | N | [17 empty] | N
3046 | Progress Energy Carolinas Inc | 2708 | Cape Fear | NC | Chatham | 2A | CT | OP | 18 | 12 | 15 |  | 6 | 1969 | WDS BIT: DFO; N Y: N; Y Y: Y | Y | S |  | N | Electric Utility | 1 |  | N | Y | [12 empty] | N |  |  | 3 | 2013 | N
3046 | Progress Energy Carolinas Inc | 2710 | Marshall | NC | Madison | HC1 | HY | OP | 2.5 | 2 | 2 |  | 1 | 1985 | WDS BIT: WAT; N Y: N; Y Y: Y | Y | S | 0 | N | Electric Utility | 1 |  | N | N
3046 | Progress Energy Carolinas Inc | 2710 | Marshall | NC | Madison | HC2 | HY | OP | 2.5 | 2 | 2 |  | 1 | 1985 | WDS BIT: WAT; N Y: N; Y Y: Y | Y | S | 0 | N | Electric Utility | 1 |  | N | N
3046 | Progress Energy Carolinas Inc | 2712 | Roxboro | NC | Person | 1 | ST | OP | 410.8 | 379 | 366 |  | 5 | 1966 | WDS BIT: BIT; N Y: N; Y Y: Y | Y | S |  | N | Electric Utility | 1 |  | N | N | [18 empty] | Y | [5 empty] | DFO
3046 | Progress Energy Carolinas Inc | 2712 | Roxboro | NC | Person | 2 | ST | OP | 657 | 659 | 662 |  | 5 | 1968 | WDS BIT: BIT; N Y: N; Y Y: Y | Y | S |  | N | Electric Utility | 1 |  | N | N | [18 empty] | Y | [5 empty] | DFO
3046 | Progress Energy Carolinas Inc | 2712 | Roxboro | NC | Person | 3 | ST | OP | 745.2 | 696 | 705 |  | 7 | 1973 | WDS BIT: BIT; N Y: N; Y Y: Y | Y | S |  | N | Electric Utility | 1 |  | N | N | [12 empty] | N | [5 empty] | Y | [5 empty] | DFO
3046 | Progress Energy Carolinas Inc | 2712 | Roxboro | NC | Person | 4 | ST | OP | 745.2 | 698 | 711 |  | 9 | 1980 | WDS BIT: BIT; N Y: N; Y Y: Y | Y | J |  | N | Electric Utility | 1 |  | N | N | [18 empty] | Y | [5 empty] | DFO
3046 | Progress Energy Carolinas Inc | 2713 | L V Sutton Steam | NC | New Hanover | 1 | ST | OP | 112.5 | 97 | 98 |  | 8 | 1954 | WDS BIT: BIT; N Y: N; Y Y: Y | Y | S |  | N | Electric Utility | 1 |  | N | Y | [15 empty] | 12 | 2013 | N | Y | [5 empty] | DFO
3046 | Progress Energy Carolinas Inc | 2713 | L V Sutton Steam | NC | New Hanover | 2 | ST | OP | 112.5 | 90 | 105 |  | 5 | 1955 | WDS BIT: BIT; N Y: N; Y Y: Y | Y | S |  | N | Electric Utility | 1 |  | N | Y | [15 empty] | 12 | 2013 | N | Y | [5 empty] | DFO
3046 | Progress Energy Carolinas Inc | 2713 | L V Sutton Steam | NC | New Hanover | 3 | ST | OP | 446.6 | 366 | 389 |  | 6 | 1972 | WDS BIT: BIT; N Y: N; Y Y: Y | Y | S |  | N | Electric Utility | 1 |  | N | Y | [15 empty] | 12 | 2013 | N | Y | [5 empty] | DFO
3046 | Progress Energy Carolinas Inc | 2713 | L V Sutton Steam | NC | New Hanover | GT1 | GT | OP | 16.3 | 11 | 14 |  | 2 | 1968 | WDS BIT: DFO; N Y: N; Y Y: Y | Y | S |  | N | Electric Utility | 1 |  | N | N | [17 empty] | N
3046 | Progress Energy Carolinas Inc | 2713 | L V Sutton Steam | NC | New Hanover | GTA | GT | OP | 37.5 | 24 | 31 |  | 6 | 1969 | WDS BIT: DFO; N Y: N; Y Y: Y | Y | S |  | N | Electric Utility | 1 |  | N | N | [17 empty] | N
3046 | Progress Energy Carolinas Inc | 2713 | L V Sutton Steam | NC | New Hanover | GTB | GT | OP | 37.5 | 26 | 31 |  | 5 | 1969 | WDS BIT: DFO; N Y: N; Y Y: Y | Y | S |  | N | Electric Utility | 1 |  | N | N
3046 | Progress Energy Carolinas Inc | 2714 | Tillery | NC | Montgomery | 1 | HY | OP | 22 | 21 | 21 |  | 8 | 1928 | WDS BIT: WAT; N Y: N; Y Y: Y | Y | S | 0 | N | Electric Utility | 1 |  | N | N
3046 | Progress Energy Carolinas Inc | 2714 | Tillery | NC | Montgomery | 2 | HY | OP | 18 | 18 | 18 |  | 8 | 1928 | WDS BIT: WAT; N Y: N; Y Y: Y | Y | S | 0 | N | Electric Utility | 1 |  | N | N
3046 | Progress Energy Carolinas Inc | 2714 | Tillery | NC | Montgomery | 3 | HY | OP | 22 | 21 | 21 |  | 8 | 1928 | WDS BIT: WAT; N Y: N; Y Y: Y | Y | S | 0 | N | Electric Utility | 1 |  | N | N
3046 | Progress Energy Carolinas Inc | 2714 | Tillery | NC | Montgomery | 4 | HY | OP | 22 | 24 | 24 |  | 6 | 1960 | WDS BIT: WAT; N Y: N; Y Y: Y | Y | S | 0 | N | Electric Utility | 1 |  | N | N
3046 | Progress Energy Carolinas Inc | 2715 | Walters | NC | Haywood | 1 | HY | OP | 36 | 36 | 36 |  | 7 | 1930 | WDS BIT: WAT; N Y: N; Y Y: Y | Y | S | 0 | N | Electric Utility | 1 |  | N | N
3046 | Progress Energy Carolinas Inc | 2715 | Walters | NC | Haywood | 2 | HY | OP | 36 | 40 | 40 |  | 7 | 1930 | WDS BIT: WAT; N Y: N; Y Y: Y | Y | S | 0 | N | Electric Utility | 1 |  | N | N
3046 | Progress Energy Carolinas Inc | 2715 | Walters | NC | Haywood | 3 | HY | OP | 36 | 36 | 36 |  | 11 | 1930 | WDS BIT: WAT; N Y: N; Y Y: Y | Y | S | 0 | N | Electric Utility | 1 |  | N | N
3046 | Progress Energy Carolinas Inc | 2716 | W H Weatherspoon | NC | Robeson | GT1 | GT | OP | 39.7 | 33 | 41 |  | 5 | 1970 | WDS BIT: DFO; WDS PC: NG; N Y: Y; Y Y: Y | Y | S |  | N | Electric Utility | 1 |  | N | N | [17 empty] | N
3046 | Progress Energy Carolinas Inc | 2716 | W H Weatherspoon | NC | Robeson | GT2 | GT | OP | 39.7 | 32 | 41 |  | 5 | 1970 | WDS BIT: DFO; WDS PC: NG; N Y: Y; Y Y: Y | Y | S |  | N | Electric Utility | 1 |  | N | N | [17 empty] | N
3046 | Progress Energy Carolinas Inc | 2716 | W H Weatherspoon | NC | Robeson | GT3 | GT | OP | 48.6 | 33 | 41 |  | 4 | 1971 | WDS BIT: DFO; WDS PC: NG; N Y: Y; Y Y: Y | Y | S |  | N | Electric Utility | 1 |  | N | N | [17 empty] | N
3046 | Progress Energy Carolinas Inc | 2716 | W H Weatherspoon | NC | Robeson | GT4 | GT | OP | 48.6 | 31 | 41 |  | 4 | 1971 | WDS BIT: DFO; WDS PC: NG; N Y: Y; Y Y: Y | Y | S |  | N | Electric Utility | 1 |  | N | N
3046 | Progress Energy Carolinas Inc | 3250 | Darlington County | SC | Darlington | 1 | GT | OP | 66.8 | 52 | 65 |  | 8 | 1974 | WDS BIT: NG; WDS PC: DFO; N Y: Y; Y Y: Y | Y | S |  | N | Electric Utility | 1 |  | N | N
3046 | Progress Energy Carolinas Inc | 3250 | Darlington County | SC | Darlington | 10 | GT | OP | 65.8 | 51 | 67 |  | 8 | 1974 | WDS BIT: DFO; WDS PC: WO; N Y: N; Y Y: Y | Y | S |  | N | Electric Utility | 1 |  | N | N
3046 | Progress Energy Carolinas Inc | 3250 | Darlington County | SC | Darlington | 11 | GT | OP | 66.8 | 52 | 67 |  | 9 | 1974 | WDS BIT: DFO; WDS PC: WO; N Y: N; Y Y: Y | Y | S |  | N | Electric Utility | 1 |  | N | N | [17 empty] | N
3046 | Progress Energy Carolinas Inc | 3250 | Darlington County | SC | Darlington | 12 | GT | OP | 158 | 118 | 133 |  | 5 | 1997 | WDS BIT: NG; WDS PC: DFO; N Y: Y; Y Y: Y | Y | S |  | N | Electric Utility | 1 |  | N | N | [17 empty] | N
3046 | Progress Energy Carolinas Inc | 3250 | Darlington County | SC | Darlington | 13 | GT | OP | 158 | 116 | 133 |  | 6 | 1997 | WDS BIT: NG; WDS PC: DFO; N Y: Y; Y Y: Y | Y | S |  | N | Electric Utility | 1 |  | N | N | [17 empty] | N
3046 | Progress Energy Carolinas Inc | 3250 | Darlington County | SC | Darlington | 2 | GT | OP | 65.8 | 48 | 67 |  | 8 | 1974 | WDS BIT: DFO; WDS PC: WO; N Y: N; Y Y: Y | Y | S |  | N | Electric Utility | 1 |  | N | N
3046 | Progress Energy Carolinas Inc | 3250 | Darlington County | SC | Darlington | 3 | GT | OP | 66.8 | 52 | 67 |  | 8 | 1974 | WDS BIT: NG; WDS PC: DFO; N Y: Y; Y Y: Y | Y | S |  | N | Electric Utility | 1 |  | N | N
3046 | Progress Energy Carolinas Inc | 3250 | Darlington County | SC | Darlington | 4 | GT | OP | 65.8 | 52 | 66 |  | 8 | 1974 | WDS BIT: DFO; WDS PC: WO; N Y: N; Y Y: Y | Y | S |  | N | Electric Utility | 1 |  | N | N
3046 | Progress Energy Carolinas Inc | 3250 | Darlington County | SC | Darlington | 5 | GT | OP | 66.8 | 52 | 66 |  | 3 | 1975 | WDS BIT: NG; WDS PC: DFO; N Y: Y; Y Y: Y | Y | S |  | N | Electric Utility | 1 |  | N | N
3046 | Progress Energy Carolinas Inc | 3250 | Darlington County | SC | Darlington | 6 | GT | OP | 65.8 | 45 | 62 |  | 8 | 1974 | WDS BIT: DFO; WDS PC: WO; N Y: N; Y Y: Y | Y | S |  | N | Electric Utility | 1 |  | N | N
3046 | Progress Energy Carolinas Inc | 3250 | Darlington County | SC | Darlington | 7 | GT | OP | 66.8 | 51 | 67 |  | 6 | 1975 | WDS BIT: NG; WDS PC: DFO; N Y: Y; Y Y: Y | Y | S |  | N | Electric Utility | 1 |  | N | N
3046 | Progress Energy Carolinas Inc | 3250 | Darlington County | SC | Darlington | 8 | GT | OP | 65.8 | 48 | 66 |  | 8 | 1974 | WDS BIT: DFO; WDS PC: WO; N Y: N; Y Y: Y | Y | S |  | N | Electric Utility | 1 |  | N | N
3046 | Progress Energy Carolinas Inc | 3250 | Darlington County | SC | Darlington | 9 | GT | OP | 66.8 | 52 | 67 |  | 9 | 1974 | WDS BIT: DFO; WDS PC: WO; N Y: N; Y Y: Y | Y | S |  | N | Electric Utility | 1 |  | N | N
3046 | Progress Energy Carolinas Inc | 3251 | H B Robinson | SC | Darlington | 2 | ST | OP | 768.6 | 741 | 797 |  | 3 | 1971 | WDS BIT: NUC; N Y: N; Y Y: Y | Y | S |  | N | Electric Utility | 1 |  | N | [18 empty] | N | [6 empty] | DFO
3046 | Progress Energy Carolinas Inc | 3251 | H B Robinson | SC | Darlington | GT1 | GT | OP | 16.3 | 11 | 15 |  | 3 | 1968 | WDS BIT: NG; WDS PC: DFO; N Y: N; Y Y: Y | Y | S |  | N | Electric Utility | 1 |  | N | N | [17 empty] | N
3046 | Progress Energy Carolinas Inc | 6014 | Brunswick | NC | Brunswick | 1 | ST | OP | 1001.6 | 938 | 975 |  | 3 | 1977 | WDS BIT: NUC; N Y: N; Y Y: Y | Y | J |  | N | Electric Utility | 1 |  | N | N | [17 empty] | N | [6 empty] | DFO
3046 | Progress Energy Carolinas Inc | 6014 | Brunswick | NC | Brunswick | 2 | ST | OP | 1001.6 | 932 | 953 |  | 11 | 1975 | WDS BIT: NUC; N Y: N; Y Y: Y | Y | J |  | N | Electric Utility | 1 |  | N | N | [24 empty] | DFO
3046 | Progress Energy Carolinas Inc | 6015 | Harris | NC | Wake | 1 | ST | OP | 950.9 | 928 | 973 |  | 5 | 1987 | WDS BIT: NUC; N Y: N; Y Y: Y | Y | J |  | N | Electric Utility | 1 |  | N | N | [24 empty] | DFO
3046 | Progress Energy Carolinas Inc | 6250 | Mayo | NC | Person | 1 | ST | OP | 735.8 | 727 | 746 |  | 3 | 1983 | WDS BIT: BIT; N Y: N; Y Y: Y | Y | J |  | N | Electric Utility | 1 |  | N | N | [12 empty] | N | [5 empty] | Y | [5 empty] | DFO
3046 | Progress Energy Carolinas Inc | 7538 | Wayne County | NC | Wayne | 1 | GT | OP | 211.8 | 177 | 192 |  | 5 | 2000 | WDS BIT: NG; WDS PC: DFO; N Y: Y; Y Y: Y | Y | S |  | N | Electric Utility | 1 |  | N | N
3046 | Progress Energy Carolinas Inc | 7538 | Wayne County | NC | Wayne | 2 | GT | OP | 211.8 | 174 | 192 |  | 5 | 2000 | WDS BIT: NG; WDS PC: DFO; N Y: Y; Y Y: Y | Y | S |  | N | Electric Utility | 1 |  | N | N
3046 | Progress Energy Carolinas Inc | 7538 | Wayne County | NC | Wayne | 3 | GT | OP | 211.8 | 173 | 193 |  | 6 | 2000 | WDS BIT: NG; WDS PC: DFO; N Y: Y; Y Y: Y | Y | S |  | N | Electric Utility | 1 |  | N | N
3046 | Progress Energy Carolinas Inc | 7538 | Wayne County | NC | Wayne | 4 | GT | OP | 211.8 | 170 | 191 |  | 6 | 2000 | WDS BIT: NG; WDS PC: DFO; N Y: Y; Y Y: Y | Y | S |  | N | Electric Utility | 1 |  | N | N
3046 | Progress Energy Carolinas Inc | 7538 | Wayne County | NC | Wayne | 5 | GT | OP | 211.8 | 169 | 197 |  | 6 | 2009 | WDS BIT: NG; WDS PC: DFO; N Y: Y; Y Y: Y |  | S |  | N | Electric Utility | 1 |  |  | N
3046 | Progress Energy Carolinas Inc | 7805 | Sherwood H Smith Jr Energy Complex | NC | Richmond | 001 | GT | OP | 211.8 | 162 | 183 |  | 5 | 2001 | WDS BIT: NG; WDS PC: DFO; N Y: Y; Y Y: Y | Y | S |  | N | Electric Utility | 1 |  | N | N
3046 | Progress Energy Carolinas Inc | 7805 | Sherwood H Smith Jr Energy Complex | NC | Richmond | 002 | GT | OP | 211.8 | 167 | 183 |  | 5 | 2001 | WDS BIT: NG; WDS PC: DFO; N Y: Y; Y Y: Y | Y | S |  | N | Electric Utility | 1 |  | N | N
3046 | Progress Energy Carolinas Inc | 7805 | Sherwood H Smith Jr Energy Complex | NC | Richmond | 003 | GT | OP | 211.8 | 169 | 185 |  | 5 | 2001 | WDS BIT: NG; WDS PC: DFO; N Y: Y; Y Y: Y | Y | S |  | N | Electric Utility | 1 |  | N | N
3046 | Progress Energy Carolinas Inc | 7805 | Sherwood H Smith Jr Energy Complex | NC | Richmond | 004 | GT | OP | 211.8 | 163 | 186 |  | 5 | 2001 | WDS BIT: NG; WDS PC: DFO; N Y: Y; Y Y: Y | Y | S |  | N | Electric Utility | 1 |  | N | N
3046 | Progress Energy Carolinas Inc | 7805 | Sherwood H Smith Jr Energy Complex | NC | Richmond | 10 | CT | OP | 191.2 | 182 | 214 | 2 | 6 | 2011 | WDS BIT: NG; WDS PC: DFO; N Y: Y; Y Y: Y | Y | S |  | N | Electric Utility | 1 |  |  | N
3046 | Progress Energy Carolinas Inc | 7805 | Sherwood H Smith Jr Energy Complex | NC | Richmond | 6 | GT | OP | 195.3 | 159 | 187 |  | 6 | 2002 | WDS BIT: NG; WDS PC: DFO; N Y: Y; Y Y: Y | Y | S |  | N | Electric Utility | 1 |  | N | N
3046 | Progress Energy Carolinas Inc | 7805 | Sherwood H Smith Jr Energy Complex | NC | Richmond | 7 | CT | OP | 195.3 | 156 | 185 | 1 | 6 | 2002 | WDS BIT: NG; WDS PC: DFO; N Y: Y; Y Y: Y | Y | S |  | N | Electric Utility | 1 |  |  | N
3046 | Progress Energy Carolinas Inc | 7805 | Sherwood H Smith Jr Energy Complex | NC | Richmond | 8 | CT | OP | 195.3 | 156 | 185 | 1 | 6 | 2002 | WDS BIT: NG; WDS PC: DFO; N Y: Y; Y Y: Y | Y | S |  | N | Electric Utility | 1 |  |  | N
3046 | Progress Energy Carolinas Inc | 7805 | Sherwood H Smith Jr Energy Complex | NC | Richmond | 9 | CT | OP | 191.2 | 182 | 214 | 2 | 6 | 2011 | WDS BIT: NG; WDS PC: DFO; N Y: Y; Y Y: Y | Y | S |  | N | Electric Utility | 1 |  |  | N
3046 | Progress Energy Carolinas Inc | 7805 | Sherwood H Smith Jr Energy Complex | NC | Richmond | ST4 | CA | OP | 195.3 | 176 | 190 | 1 | 6 | 2002 | WDS BIT: NG; N Y: N; Y Y: Y | Y | S |  | N | Electric Utility | 1 |  | N | N
3046 | Progress Energy Carolinas Inc | 7805 | Sherwood H Smith Jr Energy Complex | NC | Richmond | ST5 | CA | OP | 271 | 250 | 246 | 2 | 6 | 2011 | WDS BIT: NG; N Y: N; Y Y: Y | Y | S |  | N | Electric Utility | 1 |  | Y | N
3046 | Progress Energy Carolinas Inc | 58215 | Lee Combined Cycle Plant | NC | Wayne | 1A | CT | OP | 221 | 181 | 223 |  | 12 | 2012 | WDS BIT: NG; WDS PC: DFO; N Y: Y; Y Y: Y |  | S |  | Y | Electric Utility | 1 | T |  | N | [17 empty] | N
3046 | Progress Energy Carolinas Inc | 58215 | Lee Combined Cycle Plant | NC | Wayne | 1B | CT | OP | 221 | 181 | 223 |  | 12 | 2012 | WDS BIT: NG; WDS PC: DFO; N Y: Y; Y Y: Y |  | S |  | Y | Electric Utility | 1 | T |  | N | [17 empty] | N
3046 | Progress Energy Carolinas Inc | 58215 | Lee Combined Cycle Plant | NC | Wayne | 1C | CT | OP | 221 | 181 | 223 |  | 12 | 2012 | WDS BIT: NG; WDS PC: DFO; N Y: Y; Y Y: Y |  | S |  | Y | Electric Utility | 1 | T |  | N | [17 empty] | N
3046 | Progress Energy Carolinas Inc | 58215 | Lee Combined Cycle Plant | NC | Wayne | ST1 | CA | OP | 405 | 377 | 380 |  | 12 | 2012 | WDS BIT: NG; WDS PC: DFO; N Y: Y; Y Y: Y |  | S |  | Y | Electric Utility | 1 | T | Y | N | [17 empty] | N
3057 | Catawba County | 55488 | Blackburn Landfill Co-Generation | NC | CATAWBA | BB1 | IC | OP | 1 | 1 | 1 |  | 9 | 1999 | WDS BIT: LFG; N Y: N; Y Y: Y | Y | S |  | Y | IPP CHP | 3 | T | N | N | [17 empty] | N
3057 | Catawba County | 55488 | Blackburn Landfill Co-Generation | NC | CATAWBA | BB2 | IC | OP | 1 | 1 | 1 |  | 12 | 1999 | WDS BIT: LFG; N Y: N; Y Y: Y | Y | S |  | Y | IPP CHP | 3 | T | N | N | [17 empty] | N
3057 | Catawba County | 55488 | Blackburn Landfill Co-Generation | NC | CATAWBA | BB3 | IC | OP | 0.9 | 0.9 | 0.9 |  | 3 | 2002 | WDS BIT: LFG; N Y: N; Y Y: Y | Y | S |  | Y | IPP CHP | 3 | T | N | N | [17 empty] | N
3082 | Carrollton Board of Public Wks | 2120 | Carrollton | MO | Carroll | 10 | IC | OP | 6.1 | 6 | 6 |  | 9 | 1972 | WDS BIT: NG; WDS PC: DFO; N Y: Y; Y Y: Y |  | S |  | N | Electric Utility | 1 |  | N | N | [17 empty] | N
3082 | Carrollton Board of Public Wks | 2120 | Carrollton | MO | Carroll | 11 | IC | OP | 2 | 1.8 | 1.8 |  | 7 | 2001 | WDS BIT: DFO; N Y: N; Y Y: Y |  | S |  | N | Electric Utility | 1 |  | N | N | [17 empty] | N
3082 | Carrollton Board of Public Wks | 2120 | Carrollton | MO | Carroll | 3 | IC | OP | 1.8 | 1.8 | 1.8 |  | 3 | 1947 | WDS BIT: NG; WDS PC: DFO; N Y: Y; Y Y: Y |  | S |  | N | Electric Utility | 1 |  | N | N | [17 empty] | N
3082 | Carrollton Board of Public Wks | 2120 | Carrollton | MO | Carroll | 7 | IC | OP | 2.5 | 2.5 | 2.5 |  | 4 | 1959 | WDS BIT: NG; WDS PC: DFO; N Y: Y; Y Y: Y |  | S |  | N | Electric Utility | 1 |  | N | N | [17 empty] | N
3082 | Carrollton Board of Public Wks | 2120 | Carrollton | MO | Carroll | 8 | IC | OP | 4.1 | 3.7 | 3.7 |  | 10 | 1966 | WDS BIT: NG; WDS PC: DFO; N Y: Y; Y Y: Y |  | S |  | N | Electric Utility | 1 |  | N | N | [17 empty] | N
3082 | Carrollton Board of Public Wks | 2120 | Carrollton | MO | Carroll | 9 | IC | OP | 4.1 | 3.7 | 3.7 |  | 5 | 1970 | WDS BIT: NG; WDS PC: DFO; N Y: Y; Y Y: Y |  | S |  | N | Electric Utility | 1 |  | N | N | [17 empty] | N
3084 | Carson Cogeneration Co | 10169 | Carson Cogeneration | CA | Los Angeles | GEN1 | CT | OP | 45.3 | 41.3 | 41.1 |  | 12 | 1989 | WDS BIT: NG; N Y: N; Y Y: Y |  | J |  | Y | IPP CHP | 3 | T | N | N | [17 empty] | N
3084 | Carson Cogeneration Co | 10169 | Carson Cogeneration | CA | Los Angeles | GEN2 | CA | OP | 10.5 | 8 | 8.1 |  | 1 | 1990 | WDS BIT: NG; N Y: N; Y Y: Y |  | J |  | Y | IPP CHP | 3 | T | N | N | [17 empty] | N
3085 | Carthage Energy LLC | 10620 | Carthage Energy LLC | NY | Jefferson | GEN1 | CT | SB | 40.9 | 38.2 | 44.7 |  | 11 | 1991 | WDS BIT: NG; WDS PC: DFO; N Y: Y; Y Y: Y | Y | W |  | N | IPP Non-CHP | 2 |  | N | N | [12 empty] | N |  |  |  |  | N
3085 | Carthage Energy LLC | 10620 | Carthage Energy LLC | NY | Jefferson | GEN2 | CA | SB | 22 | 21 | 21.5 |  | 11 | 1991 | WDS BIT: NG; N Y: N; Y Y: Y | Y | W |  | N | IPP Non-CHP | 2 |  | Y | N | [12 empty] | N |  |  |  |  | N
3102 | Mosaic Company | 10204 | Mosaic Co Tampa Facility | FL | Hillsborough | GEN1 | ST | OP | 35.4 | 34.4 | 34.4 |  | 8 | 1988 | WDS BIT: WH; WDS PC: OTH; N Y: N; Y Y: Y |  | S |  | Y | Industrial CHP | 7 | B | N | N | [12 empty] | N |  |  |  |  | N
3102 | Mosaic Company | 10204 | Mosaic Co Tampa Facility | FL | Hillsborough | GEN3 | ST | OP | 42.5 | 41.5 | 41.5 |  | 11 | 1999 | WDS BIT: WH; WDS PC: OTH; N Y: N; Y Y: Y |  | S |  | Y | Industrial CHP | 7 | B | N | N | [12 empty] | N |  |  |  |  | N
3102 | Mosaic Company | 50633 | Mosaic Co Martlow Facility | FL | Polk | GEN1 | ST | OP | 36.9 | 36 | 36 |  | 12 | 1985 | WDS BIT: OTH; WDS PC: OTH; N Y: N; Y Y: Y |  | S |  | Y | Industrial CHP | 7 | B | N | N | [17 empty] | N | [6 empty] | WH
3102 | Mosaic Company | 50633 | Mosaic Co Martlow Facility | FL | Polk | GEN2 | ST | OP | 45 | 44 | 44 |  | 8 | 1992 | WDS BIT: OTH; WDS PC: OTH; N Y: N; Y Y: Y |  | S |  | Y | Industrial CHP | 7 | B | N | N | [17 empty] | N | [6 empty] | WH
3103 | Cargill Inc | 10729 | Cargill Corn Wet Milling Plant | TN | Shelby | GEN1 | ST | OP | 25 | 10.3 | 10.3 |  | 5 | 1985 | WDS BIT: BIT; WDS PC: NG; N Y: Y; Y Y: Y | N | S |  | Y | Industrial CHP | 7 | T | N | N | [17 empty] | N | Y |  | Y | N |  |  | NG
3106 | Cargill Inc North America Sweetners | 10855 | Cargill Corn Milling Division | IA | Monroe | GEN1 | ST | SB | 20 | 18.7 | 18.8 |  | 12 | 1952 | WDS BIT: SUB; N Y: N; Y Y: N | Y | S |  | Y | Industrial CHP | 7 | T |  | N | [17 empty] | N |  |  | Y |  |  |  | SUB
3106 | Cargill Inc North America Sweetners | 10855 | Cargill Corn Milling Division | IA | Monroe | GEN2 | ST | OP | 20 | 18 | 18 |  | 12 | 1952 | WDS BIT: SUB; N Y: N; Y Y: N | Y | S |  | Y | Industrial CHP | 7 | T |  | N | [17 empty] | N |  |  | Y |  |  |  | SUB
3113 | City of Carthage - (MO) | 2121 | Carthage | MO | Jasper | 10 | IC | OP | 7 | 6 | 6 |  | 7 | 1965 | WDS BIT: NG; WDS PC: DFO; N Y: N; Y Y: N | N | S |  | N | Electric Utility | 1 |  | N | N | [17 empty] | N
3113 | City of Carthage - (MO) | 2121 | Carthage | MO | Jasper | 11 | IC | OP | 4.5 | 4 | 4 |  | 7 | 1970 | WDS BIT: NG; WDS PC: DFO; N Y: N; Y Y: N | N | S |  | N | Electric Utility | 1 |  | N | N | [17 empty] | N
3113 | City of Carthage - (MO) | 2121 | Carthage | MO | Jasper | 12 | IC | OP | 4.5 | 4 | 4 |  | 7 | 1971 | WDS BIT: NG; WDS PC: DFO; N Y: N; Y Y: N | N | S |  | N | Electric Utility | 1 |  | N | N | [17 empty] | N
3113 | City of Carthage - (MO) | 2121 | Carthage | MO | Jasper | 13 | IC | OP | 6 | 5.5 | 5.5 |  | 2 | 1976 | WDS BIT: NG; WDS PC: DFO; N Y: N; Y Y: N | N | S |  | N | Electric Utility | 1 |  | N | N | [17 empty] | N
3113 | City of Carthage - (MO) | 2121 | Carthage | MO | Jasper | 14 | IC | OP | 6 | 5.5 | 5.5 |  | 4 | 1976 | WDS BIT: NG; WDS PC: DFO; N Y: N; Y Y: N | N | S |  | N | Electric Utility | 1 |  | N | N | [17 empty] | N
3113 | City of Carthage - (MO) | 2121 | Carthage | MO | Jasper | 6 | IC | OP | 2.5 | 2 | 2 |  | 7 | 1946 | WDS BIT: NG; WDS PC: DFO; N Y: N; Y Y: N | N | S |  | N | Electric Utility | 1 |  | N | N | [17 empty] | N
3113 | City of Carthage - (MO) | 2121 | Carthage | MO | Jasper | 7 | IC | OP | 3 | 2.2 | 2.2 |  | 7 | 1949 | WDS BIT: NG; WDS PC: DFO; N Y: N; Y Y: N | N | S |  | N | Electric Utility | 1 |  | N | N | [17 empty] | N
3113 | City of Carthage - (MO) | 2121 | Carthage | MO | Jasper | 8 | IC | OP | 3.3 | 2.5 | 2.5 |  | 7 | 1952 | WDS BIT: NG; WDS PC: DFO; N Y: N; Y Y: N |  | S |  | N | Electric Utility | 1 |  | N | N | [17 empty] | N
3113 | City of Carthage - (MO) | 2121 | Carthage | MO | Jasper | 9 | IC | OP | 5 | 4 | 4 |  | 8 | 1957 | WDS BIT: NG; WDS PC: DFO; N Y: N; Y Y: N |  | S |  | N | Electric Utility | 1 |  | N | N | [17 empty] | N
3123 | CDM Hydroelectric Co | 10028 | Felt Hydroelectric Plant | ID | Teton | GEN1 | HY | OP | 2.7 | 2.3 | 2.3 |  | 12 | 1985 | WDS BIT: WAT; N Y: N; Y Y: Y |  | S | 0 | N | IPP Non-CHP | 2 |  | N | N
3123 | CDM Hydroelectric Co | 10028 | Felt Hydroelectric Plant | ID | Teton | GEN2 | HY | OP | 2.7 | 2.3 | 2.3 |  | 12 | 1985 | WDS BIT: WAT; N Y: N; Y Y: Y |  | S | 0 | N | IPP Non-CHP | 2 |  | N | N
3123 | CDM Hydroelectric Co | 10028 | Felt Hydroelectric Plant | ID | Teton | GEN3 | HY | SB | 1.1 | 0.8 | 0.8 |  | 4 | 1986 | WDS BIT: WAT; N Y: N; Y Y: Y | Y | S | 0 | N | IPP Non-CHP | 2 |  | N | N
3123 | CDM Hydroelectric Co | 10028 | Felt Hydroelectric Plant | ID | Teton | GEN4 | HY | SB | 0.9 | 0.5 | 0.5 |  | 4 | 1986 | WDS BIT: WAT; N Y: N; Y Y: Y | Y | S | 0 | N | IPP Non-CHP | 2 |  | N | N
3131 | Carville Energy LLC | 55404 | Carville Energy LLC | LA | Iberville | CTG1 | CT | OP | 187 | 170 | 180 |  | 6 | 2003 | WDS BIT: NG; N Y: N; Y Y: Y |  | S |  | Y | IPP CHP | 3 | B | N | N | [17 empty] | N
3131 | Carville Energy LLC | 55404 | Carville Energy LLC | LA | Iberville | CTG2 | CT | OP | 187 | 170 | 180 |  | 6 | 2003 | WDS BIT: NG; N Y: N; Y Y: Y |  | S |  | Y | IPP CHP | 3 | B | N | N | [17 empty] | N
3131 | Carville Energy LLC | 55404 | Carville Energy LLC | LA | Iberville | STG | CA | OP | 196 | 133 | 140 |  | 6 | 2003 | WDS BIT: NG; N Y: N; Y Y: Y |  | S |  | Y | IPP CHP | 3 | B | Y | N | [17 empty] | N
3137 | Cascade Municipal Utilities | 1129 | Cascade | IA | Jones | 1 | IC | OP | 0.7 | 0.7 | 0.7 |  | 2 | 1957 | WDS BIT: DFO; N Y: N; Y Y: Y |  | S |  | N | Electric Utility | 1 |  | N | N | [17 empty] | N
3137 | Cascade Municipal Utilities | 1129 | Cascade | IA | Jones | 2 | IC | OP | 2 | 1.9 | 2 |  | 12 | 1971 | WDS BIT: DFO; WDS PC: NG; N Y: Y; Y Y: Y |  | S |  | N | Electric Utility | 1 |  | N | N | [17 empty] | N
3137 | Cascade Municipal Utilities | 1129 | Cascade | IA | Jones | 3A | IC | OP | 1.8 | 1.8 | 1.8 |  | 1 | 1998 | WDS BIT: DFO; N Y: N; Y Y: Y |  | S |  | N | Electric Utility | 1 |  | N | N | [17 empty] | N
3137 | Cascade Municipal Utilities | 1129 | Cascade | IA | Jones | 4 | IC | OP | 0.7 | 0.5 | 0.6 |  | 4 | 1951 | WDS BIT: DFO; N Y: N; Y Y: Y |  | S |  | N | Electric Utility | 1 |  | N | N | [12 empty] | N |  |  |  |  | N
3153 | City of Casey - (IL) | 56053 | Casey City of | IL | CLARK | 1 | IC | SB | 1.8 | 1.8 | 1.8 |  | 5 | 2002 | WDS BIT: DFO; N Y: N; Y Y: N | Y | S |  | N | Electric Utility | 1 |  | N | N | [17 empty] | N
3153 | City of Casey - (IL) | 56053 | Casey City of | IL | CLARK | 2 | IC | SB | 1.8 | 1.8 | 1.8 |  | 5 | 2002 | WDS BIT: DFO; N Y: N; Y Y: N | Y | S |  | N | Electric Utility | 1 |  | N | N | [17 empty] | N
3153 | City of Casey - (IL) | 56053 | Casey City of | IL | CLARK | 3 | IC | SB | 1.8 | 1.8 | 1.8 |  | 5 | 2002 | WDS BIT: DFO; N Y: N; Y Y: N | Y | S |  | N | Electric Utility | 1 |  | N | N | [17 empty] | N
3156 | Village of Cashton | 4107 | Cashton | WI | Monroe | 3 | IC | OP | 0.4 | 0.4 | 0.4 |  | 8 | 1932 | WDS BIT: DFO; N Y: N; Y Y: Y | Y | S |  | N | Electric Utility | 1 |  | N | N | [17 empty] | N
3156 | Village of Cashton | 4107 | Cashton | WI | Monroe | 5 | IC | OP | 1.1 | 1.1 | 1.1 |  | 1 | 1970 | WDS BIT: NG; WDS PC: DFO; N Y: Y; Y Y: Y | Y | S |  | N | Electric Utility | 1 |  | N | N | [17 empty] | N
3156 | Village of Cashton | 4107 | Cashton | WI | Monroe | 6 | IC | OP | 2 | 2 | 2 |  | 1 | 2002 | WDS BIT: DFO; N Y: N; Y Y: Y | Y | S |  | N | Electric Utility | 1 |  | N | N | [17 empty] | N
3179 | Caterpillar Inc | 50935 | Caterpillar | IN | Tippecanoe | 3512 | IC | SB | 0.9 | 0.8 | 0.8 |  | 12 | 1983 | WDS BIT: DFO; N Y: N; Y Y: Y | Y | S |  | N | Industrial Non-CHP | 6 |  | N | N | [17 empty] | N
3179 | Caterpillar Inc | 50935 | Caterpillar | IN | Tippecanoe | 3516 | IC | SB | 1.2 | 0.8 | 0.8 |  | 7 | 1987 | WDS BIT: DFO; N Y: N; Y Y: Y | Y | S |  | N | Industrial Non-CHP | 6 |  | N | N | [17 empty] | N
3179 | Caterpillar Inc | 50935 | Caterpillar | IN | Tippecanoe | 516A | IC | SB | 1.8 | 1.8 | 1.8 |  | 3 | 1996 | WDS BIT: DFO; N Y: N; Y Y: Y | Y | S |  | N | Industrial Non-CHP | 6 |  | N | N | [17 empty] | N
3179 | Caterpillar Inc | 50935 | Caterpillar | IN | Tippecanoe | ET1 | IC | OP | 2 | 2 | 2 |  | 4 | 2011 | WDS BIT: NG; N Y: N; Y Y: Y |  | S |  | N | Industrial Non-CHP | 6 |  |  | N | [17 empty] | N
3179 | Caterpillar Inc | 50935 | Caterpillar | IN | Tippecanoe | ET2 | IC | OP | 2 | 2 | 2 |  | 4 | 2011 | WDS BIT: NG; N Y: N; Y Y: Y |  | S |  | N | Industrial Non-CHP | 6 |  |  | N | [17 empty] | N
3179 | Caterpillar Inc | 50935 | Caterpillar | IN | Tippecanoe | ET3 | IC | OP | 2.5 | 2.5 | 2.5 |  | 1 | 2011 | WDS BIT: DFO; N Y: N; Y Y: Y |  | S |  | N | Industrial Non-CHP | 6 |  |  | N | [17 empty] | N
3179 | Caterpillar Inc | 50935 | Caterpillar | IN | Tippecanoe | R12 | IC | SB | 0.4 | 0.3 | 0.3 |  | 6 | 2001 | WDS BIT: DFO; N Y: N; Y Y: Y | Y | S |  | N | Industrial Non-CHP | 6 |  | N | N | [17 empty] | N
3203 | Cedar Falls Utilities | 1130 | Gas Turbine | IA | Black Hawk | 1 | GT | OP | 19.6 | 17.1 | 24.2 |  | 1 | 1968 | WDS BIT: NG; WDS PC: DFO; N Y: Y; Y Y: Y |  | S |  | N | Electric Utility | 1 |  | N | N | [17 empty] | N
3203 | Cedar Falls Utilities | 1130 | Gas Turbine | IA | Black Hawk | 2 | GT | OP | 23.8 | 22.9 | 28 |  | 9 | 2000 | WDS BIT: NG; WDS PC: DFO; N Y: Y; Y Y: Y |  | S |  | N | Electric Utility | 1 |  | N | N | [17 empty] | N
3203 | Cedar Falls Utilities | 1131 | Streeter Station | IA | Black Hawk | 6 | ST | OP | 16.5 | 16.5 | 11.6 |  | 9 | 1963 | BIT | NG | WDS | OBS | AB |  | Y | Y |  | S |  | N | Electric Utility | 1 |  | N | N | [17 empty] | N | Y | [5 empty] | NG | BIT
3203 | Cedar Falls Utilities | 1131 | Streeter Station | IA | Black Hawk | 7 | ST | OP | 35 | 35 | 35 |  | 6 | 1973 | WDS BIT: BIT; WDS PC: NG; N Y: Y; Y Y: Y |  | S |  | N | Electric Utility | 1 |  | N | N | [17 empty] | N | Y | [5 empty] | NG | BIT
3213 | Cedar Rapids Hydro Dam | 10171 | 5 in 1 Dam Hydroelectric | IA | Linn | GEN1 | HY | OS | 0.7 | 0.7 | 0.7 |  | 11 | 1986 | WDS BIT: WAT; N Y: N; Y Y: N |  | S |  | N | IPP Non-CHP | 2 |  | N | Y | [12 empty] | Y | 4 | 2015 |  |  | N
3213 | Cedar Rapids Hydro Dam | 10171 | 5 in 1 Dam Hydroelectric | IA | Linn | GEN2 | HY | OS | 0.7 | 0.7 | 0.7 |  | 11 | 1986 | WDS BIT: WAT; N Y: N; Y Y: N |  | S |  | N | IPP Non-CHP | 2 |  | N | Y | [12 empty] | Y | 4 | 2015 |  |  | N
3213 | Cedar Rapids Hydro Dam | 10171 | 5 in 1 Dam Hydroelectric | IA | Linn | GEN3 | HY | OS | 0.7 | 0.7 | 0.7 |  | 11 | 1986 | WDS BIT: WAT; N Y: N; Y Y: N |  | S |  | N | IPP Non-CHP | 2 |  | N | Y | [12 empty] | Y | 4 | 2015 |  |  | N
3220 | Central Oregon Irrigation Dist | 50980 | Siphon Power Project | OR | Deschutes | GEN1 | HY | OP | 2.7 | 2.7 | 2.7 |  | 8 | 1989 | WDS BIT: WAT; N Y: N; Y Y: Y |  | S | 1 | N | IPP Non-CHP | 2 |  | N | N | [17 empty] | N
3220 | Central Oregon Irrigation Dist | 50980 | Siphon Power Project | OR | Deschutes | GEN2 | HY | OP | 2.7 | 2.7 | 2.7 |  | 8 | 1989 | WDS BIT: WAT; N Y: N; Y Y: Y |  | S | 1 | N | IPP Non-CHP | 2 |  | N | N | [17 empty] | N
3220 | Central Oregon Irrigation Dist | 57437 | Juniper Ridge Hydroelectric Project | OR | Deschutes | 21-01 | HY | OP | 5 | 3 | 1.1 |  | 10 | 2010 | WDS BIT: WAT; N Y: N; Y Y: Y |  | S | 1 | N | IPP Non-CHP | 2 |  |  | Y | 2 | 0 | 10 | 2014 | [13 empty] | N
3221 | CPKelco U S Inc | 52147 | C P Kelco San Diego Plant | CA | San Diego | GEN1 | GT | OP | 8 | 8 | 8 |  | 10 | 1983 | WDS BIT: NG; N Y: N; Y Y: Y |  | S |  | Y | Industrial CHP | 7 | T |  | N | [12 empty] | N |  |  |  |  | N
3221 | CPKelco U S Inc | 52147 | C P Kelco San Diego Plant | CA | San Diego | GEN2 | GT | OP | 10 | 9.3 | 9.3 |  | 10 | 1983 | WDS BIT: NG; N Y: N; Y Y: Y |  | S |  | Y | Industrial CHP | 7 | T |  | N | [12 empty] | N |  |  |  |  | N
3221 | CPKelco U S Inc | 52147 | C P Kelco San Diego Plant | CA | San Diego | GEN3 | GT | OP | 10 | 9.3 | 9.3 |  | 10 | 1983 | WDS BIT: NG; N Y: N; Y Y: Y |  | S |  | Y | Industrial CHP | 7 | T |  | N | [12 empty] | N |  |  |  |  | N
3227 | City of Center - (CO) | 491 | Center | CO | SAGUACHE | 3 | IC | SB | 0.5 | 0.5 | 0.5 |  | 7 | 1963 | WDS BIT: DFO; WDS PC: NG; N Y: N; Y Y: N | Y | S |  | N | Electric Utility | 1 |  | N | N
3227 | City of Center - (CO) | 491 | Center | CO | SAGUACHE | 5 | IC | SB | 1 | 1 | 1 |  | 8 | 1959 | WDS BIT: DFO; N Y: N; Y Y: N | Y | S |  | N | Electric Utility | 1 |  | N | N
3242 | Central Electric Power Coop - (MO) | 2169 | Chamois | MO | Osage | 1 | ST | OP | 15 | 16 | 17 |  | 12 | 1953 | WDS BIT: BIT; N Y: N; Y Y: Y |  | S |  | N | Electric Utility | 1 |  | N | N | [17 empty] | N | Y |  | Y |  |  |  | DFO
3242 | Central Electric Power Coop - (MO) | 2169 | Chamois | MO | Osage | 2 | ST | OP | 44 | 47 | 50 |  | 11 | 1960 | WDS BIT: SUB; WDS PC: BIT; N Y: N; Y Y: Y |  | S |  | N | Electric Utility | 1 |  | N | N | [17 empty] | N | Y |  | Y |  |  |  | DFO
3249 | Central Hudson Gas & Elec Corp | 579 | Central Hudson High Falls | NY | ULSTER | 1 | HY | OP | 3.2 | 3.2 | 3.2 |  | 12 | 1986 | WDS BIT: WAT; N Y: N; Y Y: Y |  | S |  | N | Electric Utility | 1 |  | N | N | [17 empty] | N
3249 | Central Hudson Gas & Elec Corp | 2481 | Dashville | NY | Ulster | 1 | HY | OP | 2.4 | 2.4 | 2.4 |  | 1 | 1920 | WDS BIT: WAT; N Y: N; Y Y: Y |  | S |  | N | Electric Utility | 1 |  | N | N | [17 empty] | N
3249 | Central Hudson Gas & Elec Corp | 2481 | Dashville | NY | Ulster | 2 | HY | OP | 2.4 | 2.4 | 2.4 |  | 1 | 1920 | WDS BIT: WAT; N Y: N; Y Y: Y |  | S |  | N | Electric Utility | 1 |  | N | N | [17 empty] | N
3249 | Central Hudson Gas & Elec Corp | 2485 | South Cairo | NY | Greene | GT1 | GT | OP | 21.6 | 21.3 | 21.3 |  | 6 | 1970 | WDS BIT: KER; N Y: N; Y Y: Y |  | S |  | N | Electric Utility | 1 |  | N | N | [17 empty] | N
3249 | Central Hudson Gas & Elec Corp | 2486 | Sturgeon | NY | Ulster | H1 | HY | OP | 4.8 | 4.8 | 4.8 |  | 1 | 1924 | WDS BIT: WAT; N Y: N; Y Y: Y |  | S |  | N | Electric Utility | 1 |  | N | N | [17 empty] | N
3249 | Central Hudson Gas & Elec Corp | 2486 | Sturgeon | NY | Ulster | H2 | HY | OP | 4.8 | 4.8 | 4.8 |  | 1 | 1924 | WDS BIT: WAT; N Y: N; Y Y: Y |  | S |  | N | Electric Utility | 1 |  | N | N | [17 empty] | N
3249 | Central Hudson Gas & Elec Corp | 2486 | Sturgeon | NY | Ulster | H3 | HY | OP | 4.8 | 4.8 | 4.8 |  | 1 | 1924 | WDS BIT: WAT; N Y: N; Y Y: Y |  | S |  | N | Electric Utility | 1 |  | N | N | [17 empty] | N
3249 | Central Hudson Gas & Elec Corp | 2487 | West Coxsackie | NY | Greene | GT1 | GT | OP | 21.6 | 21.3 | 21.3 |  | 12 | 1969 | WDS BIT: KER; WDS PC: NG; N Y: Y; Y Y: Y |  | S |  | N | Electric Utility | 1 |  | N | N | [17 empty] | N
3255 | California Dept. of Water Resources | 436 | Devil Canyon | CA | San Bernardino | 1 | HY | OP | 59.8 | 60 | 60 |  | 12 | 1972 | WDS BIT: WAT; N Y: N; Y Y: Y |  | S |  | N | Electric Utility | 1 |  | N | N | [17 empty] | N
3255 | California Dept. of Water Resources | 436 | Devil Canyon | CA | San Bernardino | 2 | HY | OP | 59.8 | 60 | 60 |  | 7 | 1976 | WDS BIT: WAT; N Y: N; Y Y: Y |  | S |  | N | Electric Utility | 1 |  | N | N | [17 empty] | N
3255 | California Dept. of Water Resources | 436 | Devil Canyon | CA | San Bernardino | 3 | HY | OP | 78.3 | 80 | 80 |  | 7 | 1994 | WDS BIT: WAT; N Y: N; Y Y: Y |  | S |  | N | Electric Utility | 1 |  | N | N | [17 empty] | N
3255 | California Dept. of Water Resources | 436 | Devil Canyon | CA | San Bernardino | 4 | HY | OP | 78.3 | 80 | 80 |  | 7 | 1992 | WDS BIT: WAT; N Y: N; Y Y: Y |  | S |  | N | Electric Utility | 1 |  | N | N | [17 empty] | N
3255 | California Dept. of Water Resources | 437 | Edward C Hyatt | CA | Butte | 1 | HY | OP | 117 | 135.3 | 131.3 |  | 3 | 1968 | WDS BIT: WAT; N Y: N; Y Y: Y |  | S |  | N | Electric Utility | 1 |  | N | N | [17 empty] | N
3255 | California Dept. of Water Resources | 437 | Edward C Hyatt | CA | Butte | 2 | PS | OP | 97.7 | 112.4 | 122.6 |  | 11 | 1968 | WDS BIT: WAT; N Y: N; Y Y: Y |  | S |  | N | Electric Utility | 1 |  | N | N | [17 empty] | N
3255 | California Dept. of Water Resources | 437 | Edward C Hyatt | CA | Butte | 3 | HY | OP | 117 | 135.3 | 131.3 |  | 6 | 1968 | WDS BIT: WAT; N Y: N; Y Y: Y |  | S |  | N | Electric Utility | 1 |  | N | N | [17 empty] | N
3255 | California Dept. of Water Resources | 437 | Edward C Hyatt | CA | Butte | 4 | PS | OP | 97.7 | 112.4 | 122.6 |  | 12 | 1968 | WDS BIT: WAT; N Y: N; Y Y: Y |  | S |  | N | Electric Utility | 1 |  | N | N | [17 empty] | N
3255 | California Dept. of Water Resources | 437 | Edward C Hyatt | CA | Butte | 5 | HY | OP | 117 | 135.3 | 131.3 |  | 8 | 1968 | WDS BIT: WAT; N Y: N; Y Y: Y |  | S |  | N | Electric Utility | 1 |  | N | N | [17 empty] | N
3255 | California Dept. of Water Resources | 437 | Edward C Hyatt | CA | Butte | 6 | PS | OP | 97.7 | 112.4 | 122.6 |  | 2 | 1969 | WDS BIT: WAT; N Y: N; Y Y: Y |  | S |  | N | Electric Utility | 1 |  | N | N | [17 empty] | N
3255 | California Dept. of Water Resources | 438 | Thermalito | CA | Butte | 1 | HY | OP | 32.6 | 28 | 30 |  | 11 | 1968 | WDS BIT: WAT; N Y: N; Y Y: Y |  | S |  | N | Electric Utility | 1 |  | N | N | [17 empty] | N
3255 | California Dept. of Water Resources | 438 | Thermalito | CA | Butte | 2 | PS | OP | 27.5 | 25.6 | 27.3 |  | 7 | 1968 | WDS BIT: WAT; N Y: N; Y Y: Y |  | S |  | N | Electric Utility | 1 |  | N | N | [17 empty] | N
3255 | California Dept. of Water Resources | 438 | Thermalito | CA | Butte | 3 | PS | OP | 27.5 | 25.6 | 27.3 |  | 7 | 1968 | WDS BIT: WAT; N Y: N; Y Y: Y |  | S |  | N | Electric Utility | 1 |  | N | N | [17 empty] | N
3255 | California Dept. of Water Resources | 438 | Thermalito | CA | Butte | 4 | PS | OP | 27.5 | 25.6 | 27.3 |  | 2 | 1968 | WDS BIT: WAT; N Y: N; Y Y: Y |  | S |  | N | Electric Utility | 1 |  | N | N | [17 empty] | N
3255 | California Dept. of Water Resources | 448 | W R Gianelli | CA | Merced | 1 | PS | OP | 53 | 51 | 51 |  | 6 | 1968 | WDS BIT: WAT; N Y: N; Y Y: Y |  | J |  | N | Electric Utility | 1 |  | N | N | [17 empty] | N
3255 | California Dept. of Water Resources | 448 | W R Gianelli | CA | Merced | 2 | PS | OP | 53 | 50 | 50 |  | 3 | 1968 | WDS BIT: WAT; N Y: N; Y Y: Y |  | J |  | N | Electric Utility | 1 |  | N | N | [17 empty] | N
3255 | California Dept. of Water Resources | 448 | W R Gianelli | CA | Merced | 3 | PS | OP | 53 | 50 | 50 |  | 11 | 1967 | WDS BIT: WAT; N Y: N; Y Y: Y |  | J |  | N | Electric Utility | 1 |  | N | N | [17 empty] | N
3255 | California Dept. of Water Resources | 448 | W R Gianelli | CA | Merced | 4 | PS | OP | 53 | 50 | 50 |  | 9 | 1967 | WDS BIT: WAT; N Y: N; Y Y: Y |  | J |  | N | Electric Utility | 1 |  | N | N | [17 empty] | N
3255 | California Dept. of Water Resources | 448 | W R Gianelli | CA | Merced | 5 | PS | OP | 53 | 50 | 50 |  | 8 | 1967 | WDS BIT: WAT; N Y: N; Y Y: Y |  | J |  | N | Electric Utility | 1 |  | N | N | [17 empty] | N
3255 | California Dept. of Water Resources | 448 | W R Gianelli | CA | Merced | 6 | PS | OP | 53 | 50 | 50 |  | 7 | 1967 | WDS BIT: WAT; N Y: N; Y Y: Y |  | J |  | N | Electric Utility | 1 |  | N | N | [17 empty] | N
3255 | California Dept. of Water Resources | 448 | W R Gianelli | CA | Merced | 7 | PS | OP | 53 | 50 | 50 |  | 5 | 1967 | WDS BIT: WAT; N Y: N; Y Y: Y |  | J |  | N | Electric Utility | 1 |  | N | N | [17 empty] | N
3255 | California Dept. of Water Resources | 448 | W R Gianelli | CA | Merced | 8 | PS | OP | 53 | 50 | 50 |  | 3 | 1967 | WDS BIT: WAT; N Y: N; Y Y: Y |  | J |  | N | Electric Utility | 1 |  | N | N | [17 empty] | N
3255 | California Dept. of Water Resources | 905 | Alamo | CA | Los Angeles | 1 | HY | OP | 19.6 | 17 | 17 |  | 7 | 1986 | WDS BIT: WAT; N Y: N; Y Y: Y |  | S |  | N | Electric Utility | 1 |  | N | N | [17 empty] | N
3255 | California Dept. of Water Resources | 6196 | W E Warne | CA | Los Angeles | 1 | HY | OP | 37.1 | 38 | 38 |  | 11 | 1982 | WDS BIT: WAT; N Y: N; Y Y: Y |  | S |  | N | Electric Utility | 1 |  | N | N | [17 empty] | N
3255 | California Dept. of Water Resources | 6196 | W E Warne | CA | Los Angeles | 2 | HY | OP | 37.1 | 38 | 38 |  | 2 | 1983 | WDS BIT: WAT; N Y: N; Y Y: Y |  | S |  | N | Electric Utility | 1 |  | N | N | [17 empty] | N
3255 | California Dept. of Water Resources | 7072 | Mojave Siphon | CA | San Bernardino | 1 | HY | OP | 10.9 | 10.8 | 10.8 |  | 8 | 1996 | WDS BIT: WAT; N Y: N; Y Y: Y |  | S |  | N | Electric Utility | 1 |  | N | N | [17 empty] | N
3255 | California Dept. of Water Resources | 7072 | Mojave Siphon | CA | San Bernardino | 2 | HY | OP | 10.9 | 10.8 | 10.8 |  | 8 | 1996 | WDS BIT: WAT; N Y: N; Y Y: Y |  | S |  | N | Electric Utility | 1 |  | N | N | [17 empty] | N
3255 | California Dept. of Water Resources | 7072 | Mojave Siphon | CA | San Bernardino | 3 | HY | OP | 10.9 | 10.8 | 10.8 |  | 8 | 1996 | WDS BIT: WAT; N Y: N; Y Y: Y |  | S |  | N | Electric Utility | 1 |  | N | N | [17 empty] | N
3255 | California Dept. of Water Resources | 7129 | Thermalito Diverson Dam | CA | Butte | TD1 | HY | OP | 3.4 | 3 | 3 |  | 7 | 1987 | WDS BIT: WAT; N Y: N; Y Y: Y |  | S |  | N | Electric Utility | 1 |  | N | N | [17 empty] | N
3258 | Central Iowa Power Cooperative | 1206 | Summit Lake | IA | UNION | 1 | CA | OP | 7.5 | 7.4 | 7.4 |  | 3 | 1951 | WDS BIT: NG; WDS PC: DFO; N Y: Y; Y Y: Y |  | S |  | N | Electric Utility | 1 |  | N | N | [17 empty] | N
3258 | Central Iowa Power Cooperative | 1206 | Summit Lake | IA | UNION | 2 | CA | OP | 7.5 | 7 | 7 |  | 3 | 1951 | WDS BIT: NG; WDS PC: DFO; N Y: Y; Y Y: Y |  | S |  | N | Electric Utility | 1 |  | N | N | [17 empty] | N
3258 | Central Iowa Power Cooperative | 1206 | Summit Lake | IA | UNION | 3 | CA | OP | 7.5 | 7.4 | 7.4 |  | 10 | 1957 | WDS BIT: NG; WDS PC: DFO; N Y: Y; Y Y: Y |  | S |  | N | Electric Utility | 1 |  | N | N | [17 empty] | N
3258 | Central Iowa Power Cooperative | 1206 | Summit Lake | IA | UNION | GT1 | CT | OP | 27 | 33 | 36.5 |  | 7 | 1973 | WDS BIT: NG; WDS PC: DFO; N Y: Y; Y Y: Y |  | S |  | N | Electric Utility | 1 |  | N | N | [17 empty] | N
3258 | Central Iowa Power Cooperative | 1206 | Summit Lake | IA | UNION | GT2 | CT | OP | 35.3 | 30.5 | 33.8 |  | 6 | 1975 | WDS BIT: NG; WDS PC: DFO; N Y: Y; Y Y: Y |  | S |  | N | Electric Utility | 1 |  | N | N | [17 empty] | N
3258 | Central Iowa Power Cooperative | 1218 | Fair Station | IA | MUSCATINE | 1 | ST | OP | 25 | 23 | 24 |  | 1 | 1960 | WDS BIT: BIT; WDS PC: NG; N Y: Y; Y Y: Y |  | S |  | N | Electric Utility | 1 |  | N | Y | [15 empty] | 9 | 2013 | N | Y |  | Y |  |  |  | NG
3258 | Central Iowa Power Cooperative | 1218 | Fair Station | IA | MUSCATINE | 2 | ST | OP | 37.5 | 41 | 42 |  | 4 | 1967 | WDS BIT: BIT; WDS PC: NG; N Y: Y; Y Y: Y |  | S |  | N | Electric Utility | 1 |  | N | Y | [15 empty] | 9 | 2013 | N | Y |  | Y |  |  |  | NG
3265 | Cleco Power LLC | 51 | Dolet Hills | LA | De Soto | 1 | ST | OP | 720.7 | 638 | 638 |  | 4 | 1986 | WDS BIT: LIG; N Y: N; Y Y: Y |  | J |  | N | Electric Utility | 1 |  | N | Y | [12 empty] | Y | 5 | 2014 |  |  | N | Y |  | Y |  |  |  | NG | PG
3265 | Cleco Power LLC | 1400 | Teche | LA | St Mary | 1 | ST | OP | 24.9 | 18 | 18 |  | 7 | 1953 | WDS BIT: NG; N Y: N; Y Y: Y |  | S |  | N | Electric Utility | 1 |  | N | N | [17 empty] | N | [6 empty] | NG
3265 | Cleco Power LLC | 1400 | Teche | LA | St Mary | 3 | ST | OP | 348.5 | 328 | 328 |  | 3 | 1971 | WDS BIT: NG; WDS PC: DFO; N Y: Y; Y Y: Y |  | S |  | N | Electric Utility | 1 |  | N | N | [17 empty] | N | [6 empty] | NG
3265 | Cleco Power LLC | 1400 | Teche | LA | St Mary | 4 | GT | OP | 38.4 | 34 | 34 |  | 3 | 2011 | WDS BIT: NG; N Y: N; Y Y: Y |  | S |  | N | Electric Utility | 1 |  | N | [18 empty] | N
3265 | Cleco Power LLC | 1435 | Franklin | LA | St Mary | GT1 | GT | SB | 10 | 8 | 8 |  | 1 | 1973 | WDS BIT: NG; N Y: N; Y Y: Y | Y | S |  | N | Electric Utility | 1 |  | N | N | [17 empty] | N
3265 | Cleco Power LLC | 6190 | Brame Energy Center | LA | Rapides | 1 | ST | OP | 445.5 | 422 | 422 |  | 6 | 1975 | NG | RFO | DFO |  |  |  | Y | Y |  | S |  | N | Electric Utility | 1 |  | N | N | [17 empty] | N |  |  | Y |  |  |  | NG | DFO
3265 | Cleco Power LLC | 6190 | Brame Energy Center | LA | Rapides | 2 | ST | OP | 558 | 493 | 493 |  | 8 | 1982 | WDS BIT: SUB; N Y: N; Y Y: Y |  | J |  | N | Electric Utility | 1 |  | N | Y | [12 empty] | Y | 5 | 2014 |  |  | N | Y |  | Y |  |  |  | NG
3265 | Cleco Power LLC | 6190 | Brame Energy Center | LA | Rapides | 3 | ST | OP | 703.8 | 628 | 628 |  | 2 | 2010 | PC | BIT | SUB | LIG |  |  | Y | Y |  | S |  | N | Electric Utility | 1 |  | N | Y | [12 empty] | Y | 5 | 2015 |  |  | N |  | Y | Y
3265 | Cleco Power LLC | 55173 | Acadia Energy Center | LA | Acadia | CT11 | CT | OP | 212 | 170.6 | 204.7 |  | 7 | 2002 | WDS BIT: NG; N Y: N; Y Y: Y |  | S |  | N | Electric Utility | 1 |  | N | N | [12 empty] | N |  |  |  |  | N
3265 | Cleco Power LLC | 55173 | Acadia Energy Center | LA | Acadia | CT12 | CT | OP | 212 | 170.6 | 204.7 |  | 7 | 2002 | WDS BIT: NG; N Y: N; Y Y: Y |  | S |  | N | Electric Utility | 1 |  | N | N | [12 empty] | N |  |  |  |  | N
3265 | Cleco Power LLC | 55173 | Acadia Energy Center | LA | Acadia | CT24 | CT | OP | 212 | 170.6 | 204.7 |  | 8 | 2002 | WDS BIT: NG; N Y: N; Y Y: Y |  | W |  | N | Electric Utility | 1 |  | N | N | [12 empty] | N |  |  |  |  | N
3265 | Cleco Power LLC | 55173 | Acadia Energy Center | LA | Acadia | CT25 | CT | OP | 212 | 170.6 | 204.7 |  | 8 | 2002 | WDS BIT: NG; N Y: N; Y Y: Y |  | W |  | N | Electric Utility | 1 |  | N | N | [12 empty] | N |  |  |  |  | N
3265 | Cleco Power LLC | 55173 | Acadia Energy Center | LA | Acadia | ST13 | CA | OP | 264 | 190.3 | 211.8 |  | 7 | 2002 | WDS BIT: NG; N Y: N; Y Y: Y |  | S |  | N | Electric Utility | 1 |  | Y | N | [12 empty] | N |  |  |  |  | N
3265 | Cleco Power LLC | 55173 | Acadia Energy Center | LA | Acadia | ST26 | CA | OP | 264 | 190.3 | 211.8 |  | 8 | 2002 | WDS BIT: NG; N Y: N; Y Y: Y |  | W |  | N | Electric Utility | 1 |  | Y | N | [12 empty] | N |  |  |  |  | N
3271 | Central Nebraska Pub P&I Dist | 785 | Kingsley | NE | Keith | 1 | HY | OP | 50 | 38 | 38 |  | 11 | 1984 | WDS BIT: WAT; N Y: N; Y Y: Y |  | S | 1 | N | Electric Utility | 1 |  | N | N | [17 empty] | N
3271 | Central Nebraska Pub P&I Dist | 2227 | Jeffrey | NE | Lincoln | 1 | HY | OP | 10.8 | 10.5 | 10.5 |  | 1 | 1941 | WDS BIT: WAT; N Y: N; Y Y: Y |  | S | 1 | N | Electric Utility | 1 |  | N | N | [17 empty] | N
3271 | Central Nebraska Pub P&I Dist | 2227 | Jeffrey | NE | Lincoln | 2 | HY | OP | 10.8 | 10.5 | 10.5 |  | 1 | 1941 | WDS BIT: WAT; N Y: N; Y Y: Y |  | S | 1 | N | Electric Utility | 1 |  | N | N | [17 empty] | N
3271 | Central Nebraska Pub P&I Dist | 2228 | Johnson 1 | NE | Gosper | 1 | HY | OP | 10.8 | 10 | 10 |  | 4 | 1941 | WDS BIT: WAT; N Y: N; Y Y: Y |  | S | 1 | N | Electric Utility | 1 |  | N | N | [17 empty] | N
3271 | Central Nebraska Pub P&I Dist | 2228 | Johnson 1 | NE | Gosper | 2 | HY | OP | 10.8 | 10 | 10 |  | 4 | 1941 | WDS BIT: WAT; N Y: N; Y Y: Y |  | S | 1 | N | Electric Utility | 1 |  | N | N | [17 empty] | N
3271 | Central Nebraska Pub P&I Dist | 2229 | Johnson 2 | NE | Gosper | 1 | HY | OP | 22.5 | 22.5 | 22.5 |  | 4 | 1941 | WDS BIT: WAT; N Y: N; Y Y: Y |  | S | 1 | N | Electric Utility | 1 |  | N | N | [17 empty] | N
3283 | Bunge North America East LLC | 50316 | Bunge North America East LLC | IN | ADAMS | 3516 | ST | OP | 2 | 2.2 | 2.2 |  | 12 | 1950 | WDS BIT: BIT; N Y: N; Y Y: N |  | S |  | Y | Industrial CHP | 7 | T | N | N | [12 empty] | N |  |  |  |  | N | [5 empty] | Y | WDS | DFO
3295 | City of Centralia - (WA) | 3878 | Yelm | WA | Thurston | 1 | HY | OP | 3 | 2.7 | 2.7 |  | 88 | 1930 | WDS BIT: WAT; N Y: N; Y Y: Y |  | S |  | N | Electric Utility | 1 |  | N | N
3295 | City of Centralia - (WA) | 3878 | Yelm | WA | Thurston | 2 | HY | OP | 3 | 2.7 | 2.7 |  | 88 | 1930 | WDS BIT: WAT; N Y: N; Y Y: Y |  | S |  | N | Electric Utility | 1 |  | N | N
3295 | City of Centralia - (WA) | 3878 | Yelm | WA | Thurston | 3 | HY | OP | 6 | 6 | 6 |  | 88 | 1955 | WDS BIT: WAT; N Y: N; Y Y: Y |  | S |  | N | Electric Utility | 1 |  | N | N
3303 | Florida Power Development | 10333 | Florida Power Development | FL | Hernando | GEN1 | ST | OA | 125 | 135 | 140 |  | 6 | 1988 | WDS BIT: BIT; N Y: N; Y Y: Y |  | S |  | Y | IPP CHP | 3 | T | N | Y | [9 empty] | OBS | 10 | 2013 | [5 empty] | N | Y |  | Y |  |  |  | DFO
3304 | Central Michigan University | 56190 | Central Michigan University | MI | Isabella | GT1 | GT | SB | 3.8 | 3.2 | 3.9 |  | 12 | 1990 | WDS BIT: NG; WDS PC: DFO; N Y: Y; Y Y: Y | Y | S |  | Y | Commercial CHP | 5 | T | N | N | [17 empty] | N
3304 | Central Michigan University | 56190 | Central Michigan University | MI | Isabella | STM1 | ST | OP | 1 | 1 | 1 |  | 12 | 1987 | WDS BIT: WDS; WDS PC: NG; N Y: N; Y Y: Y |  | S |  | Y | Commercial CHP | 5 | T | N | N | [17 empty] | N | [6 empty] | WDS
3329 | Borough of Chambersburg | 7397 | Falling Spring | PA | FRANKLIN | 5 | IC | OP | 2 | 2.1 | 2.1 |  | 12 | 1967 | WDS BIT: NG; WDS PC: DFO; N Y: Y; Y Y: Y |  | S |  | N | Electric Utility | 1 |  | N | N | [17 empty] | N
3329 | Borough of Chambersburg | 7397 | Falling Spring | PA | FRANKLIN | 6 | IC | OP | 2 | 2.1 | 2.1 |  | 12 | 1967 | WDS BIT: NG; WDS PC: DFO; N Y: Y; Y Y: Y |  | S |  | N | Electric Utility | 1 |  | N | N | [17 empty] | N
3329 | Borough of Chambersburg | 7397 | Falling Spring | PA | FRANKLIN | 7 | IC | OP | 3.2 | 2.9 | 2.9 |  | 6 | 2001 | WDS BIT: NG; WDS PC: DFO; N Y: Y; Y Y: Y |  | S |  | N | Electric Utility | 1 |  | N | N | [17 empty] | N
3329 | Borough of Chambersburg | 55997 | Orchard Park | PA | FRANKLIN | 10 | IC | OP | 6 | 5.8 | 5.8 |  | 12 | 2003 | WDS BIT: NG; WDS PC: DFO; N Y: Y; Y Y: Y |  | S |  | N | Electric Utility | 1 |  | N | N | [17 empty] | N
3329 | Borough of Chambersburg | 55997 | Orchard Park | PA | FRANKLIN | 11 | IC | OP | 6 | 5.8 | 5.8 |  | 12 | 2003 | WDS BIT: NG; WDS PC: DFO; N Y: Y; Y Y: Y |  | S |  | N | Electric Utility | 1 |  | N | N | [17 empty] | N
3329 | Borough of Chambersburg | 55997 | Orchard Park | PA | FRANKLIN | 8 | IC | OP | 6 | 5.8 | 5.8 |  | 12 | 2003 | WDS BIT: NG; WDS PC: DFO; N Y: Y; Y Y: Y |  | S |  | N | Electric Utility | 1 |  | N | N | [17 empty] | N
3329 | Borough of Chambersburg | 55997 | Orchard Park | PA | FRANKLIN | 9 | IC | OP | 6 | 5.8 | 5.8 |  | 12 | 2003 | WDS BIT: NG; WDS PC: DFO; N Y: Y; Y Y: Y |  | S |  | N | Electric Utility | 1 |  | N | N | [17 empty] | N
3355 | City of Chanute | 1268 | Chanute 2 | KS | Neosho | 14 | GT | OP | 60 | 42 | 52 |  | 2 | 2002 | WDS BIT: NG; N Y: N; Y Y: Y | Y | S |  | N | Electric Utility | 1 |  | N | N | [17 empty] | N
3355 | City of Chanute | 1268 | Chanute 2 | KS | Neosho | 7 | IC | OP | 2 | 2 | 2 |  | 8 | 1965 | WDS BIT: NG; WDS PC: DFO; N Y: N; Y Y: Y | Y | S |  | N | Electric Utility | 1 |  | N | N | [17 empty] | N
3355 | City of Chanute | 1268 | Chanute 2 | KS | Neosho | 8 | IC | OP | 2 | 2 | 2 |  | 8 | 1965 | WDS BIT: NG; WDS PC: DFO; N Y: N; Y Y: Y | Y | S |  | N | Electric Utility | 1 |  | N | N | [17 empty] | N
3355 | City of Chanute | 7018 | Chanute 3 | KS | Neosho | 10 | IC | OP | 7.6 | 6.9 | 6.9 |  | 8 | 1986 | WDS BIT: NG; WDS PC: DFO; N Y: N; Y Y: Y | Y | S |  | N | Electric Utility | 1 |  | N | N | [17 empty] | N
3355 | City of Chanute | 7018 | Chanute 3 | KS | Neosho | 11 | IC | OP | 7.6 | 6.9 | 6.9 |  | 8 | 1986 | WDS BIT: NG; WDS PC: DFO; N Y: N; Y Y: Y | Y | S |  | N | Electric Utility | 1 |  | N | N | [17 empty] | N
3355 | City of Chanute | 7018 | Chanute 3 | KS | Neosho | 12 | IC | OP | 6 | 5.5 | 5.5 |  | 11 | 1991 | WDS BIT: DFO; N Y: N; Y Y: Y | Y | S |  | N | Electric Utility | 1 |  | N | N | [17 empty] | N
3355 | City of Chanute | 7018 | Chanute 3 | KS | Neosho | 13 | IC | OP | 6 | 5.9 | 5.9 |  | 11 | 1991 | WDS BIT: DFO; N Y: N; Y Y: Y | Y | S |  | N | Electric Utility | 1 |  | N | N | [17 empty] | N
3355 | City of Chanute | 7018 | Chanute 3 | KS | Neosho | 9 | IC | OP | 7.6 | 6.9 | 6.9 |  | 10 | 1985 | WDS BIT: NG; WDS PC: DFO; N Y: N; Y Y: Y | Y | S |  | N | Electric Utility | 1 |  | N | N | [17 empty] | N
3370 | Channel Energy Center LLC | 55299 | Channel Energy Center LLC | TX | Harris | CTG1 | CT | OP | 215 | 185 | 210 |  | 7 | 2001 | WDS BIT: NG; WDS PC: OG; N Y: N; Y Y: Y |  | W |  | Y | IPP CHP | 3 | T | N | N | [17 empty] | N
3370 | Channel Energy Center LLC | 55299 | Channel Energy Center LLC | TX | Harris | CTG2 | CT | OP | 215 | 185 | 210 |  | 4 | 2002 | WDS BIT: NG; WDS PC: OG; N Y: N; Y Y: Y |  | W |  | Y | IPP CHP | 3 | T | N | N | [17 empty] | N
3370 | Channel Energy Center LLC | 55299 | Channel Energy Center LLC | TX | Harris | ST-1 | CA | OP | 285 | 215 | 215 |  | 4 | 2002 | WDS BIT: NG; WDS PC: OG; N Y: N; Y Y: Y |  | W |  | Y | IPP CHP | 3 | T | Y | N | [17 empty] | N
3373 | City of Chappell | 2230 | Chappell | NE | Deuel | 1 | IC | OP | 0.2 | 0.1 | 0.1 |  | 1 | 1940 | WDS BIT: DFO; N Y: N; Y Y: Y |  | S |  | N | Electric Utility | 1 |  | N | N | [17 empty] | N
3373 | City of Chappell | 2230 | Chappell | NE | Deuel | 5 | IC | OP | 1.1 | 1 | 1 |  | 8 | 1982 | WDS BIT: DFO; N Y: N; Y Y: Y |  | S |  | N | Electric Utility | 1 |  | N | N | [17 empty] | N
3413 | PUD No 1 of Chelan County | 3883 | Rocky Reach | WA | Chelan | C-1 | HY | OP | 114 | 104.9 | 104.9 |  | 6 | 1961 | WDS BIT: WAT; N Y: N; Y Y: Y |  | S |  | N | Electric Utility | 1 |  | N | N
3413 | PUD No 1 of Chelan County | 3883 | Rocky Reach | WA | Chelan | C-10 | HY | OP | 125.4 | 129.9 | 129.9 |  | 1 | 1974 | WDS BIT: WAT; N Y: N; Y Y: Y |  | S |  | N | Electric Utility | 1 |  | N | N
3413 | PUD No 1 of Chelan County | 3883 | Rocky Reach | WA | Chelan | C-11 | HY | OP | 125.4 | 129.9 | 129.9 |  | 2 | 1974 | WDS BIT: WAT; N Y: N; Y Y: Y |  | S |  | N | Electric Utility | 1 |  | N | N
3413 | PUD No 1 of Chelan County | 3883 | Rocky Reach | WA | Chelan | C-2 | HY | OP | 114 | 104.9 | 104.9 |  | 6 | 1961 | WDS BIT: WAT; N Y: N; Y Y: Y |  | S |  | N | Electric Utility | 1 |  | N | N
3413 | PUD No 1 of Chelan County | 3883 | Rocky Reach | WA | Chelan | C-3 | HY | OP | 114 | 104.9 | 104.9 |  | 6 | 1961 | WDS BIT: WAT; N Y: N; Y Y: Y |  | S |  | N | Electric Utility | 1 |  | N | N
3413 | PUD No 1 of Chelan County | 3883 | Rocky Reach | WA | Chelan | C-4 | HY | OP | 114 | 104.9 | 104.9 |  | 8 | 1961 | WDS BIT: WAT; N Y: N; Y Y: Y |  | S |  | N | Electric Utility | 1 |  | N | N
3413 | PUD No 1 of Chelan County | 3883 | Rocky Reach | WA | Chelan | C-5 | HY | OP | 114 | 104.9 | 104.9 |  | 8 | 1961 | WDS BIT: WAT; N Y: N; Y Y: Y |  | S |  | N | Electric Utility | 1 |  | N | N
3413 | PUD No 1 of Chelan County | 3883 | Rocky Reach | WA | Chelan | C-6 | HY | OP | 114 | 104.9 | 104.9 |  | 8 | 1961 | WDS BIT: WAT; N Y: N; Y Y: Y |  | S |  | N | Electric Utility | 1 |  | N | N
3413 | PUD No 1 of Chelan County | 3883 | Rocky Reach | WA | Chelan | C-7 | HY | OP | 114 | 104.9 | 104.9 |  | 9 | 1961 | WDS BIT: WAT; N Y: N; Y Y: Y |  | S |  | N | Electric Utility | 1 |  | N | N
3413 | PUD No 1 of Chelan County | 3883 | Rocky Reach | WA | Chelan | C-8 | HY | OP | 125.4 | 129.9 | 129.9 |  | 8 | 1973 | WDS BIT: WAT; N Y: N; Y Y: Y |  | S |  | N | Electric Utility | 1 |  | N | N
3413 | PUD No 1 of Chelan County | 3883 | Rocky Reach | WA | Chelan | C-9 | HY | OP | 125.4 | 129.9 | 129.9 |  | 11 | 1973 | WDS BIT: WAT; N Y: N; Y Y: Y |  | S |  | N | Electric Utility | 1 |  | N | N
3413 | PUD No 1 of Chelan County | 6200 | Rock Island | WA | Chelan | A | HY | OP | 1.2 | 1.2 | 1.2 |  | 10 | 1931 | WDS BIT: WAT; N Y: N; Y Y: Y |  | S |  | N | Electric Utility | 1 |  | N | N
3413 | PUD No 1 of Chelan County | 6200 | Rock Island | WA | Chelan | B-1 | HY | OP | 20.7 | 15 | 15 |  | 11 | 1931 | WDS BIT: WAT; N Y: N; Y Y: Y |  | S |  | N | Electric Utility | 1 |  | N | N
3413 | PUD No 1 of Chelan County | 6200 | Rock Island | WA | Chelan | B-10 | HY | OP | 22.5 | 19 | 19 |  | 4 | 1953 | WDS BIT: WAT; N Y: N; Y Y: Y |  | S |  | N | Electric Utility | 1 |  | N | N
3413 | PUD No 1 of Chelan County | 6200 | Rock Island | WA | Chelan | B-2 | HY | OP | 20.7 | 15 | 15 |  | 10 | 1931 | WDS BIT: WAT; N Y: N; Y Y: Y |  | S |  | N | Electric Utility | 1 |  | N | Y | [8 empty] | HY | WAT | 5 | 2018 | N
3413 | PUD No 1 of Chelan County | 6200 | Rock Island | WA | Chelan | B-3 | HY | OP | 20.7 | 15 | 15 |  | 12 | 1932 | WDS BIT: WAT; N Y: N; Y Y: Y |  | S |  | N | Electric Utility | 1 |  | N | N
3413 | PUD No 1 of Chelan County | 6200 | Rock Island | WA | Chelan | B-4 | HY | OP | 20.7 | 15 | 15 |  | 10 | 1932 | WDS BIT: WAT; N Y: N; Y Y: Y |  | S |  | N | Electric Utility | 1 |  | N | N
3413 | PUD No 1 of Chelan County | 6200 | Rock Island | WA | Chelan | B-5 | HY | OP | 22.5 | 17 | 17 |  | 9 | 1952 | WDS BIT: WAT; N Y: N; Y Y: Y |  | S |  | N | Electric Utility | 1 |  | N | N
3413 | PUD No 1 of Chelan County | 6200 | Rock Island | WA | Chelan | B-6 | HY | OP | 22.5 | 17 | 17 |  | 10 | 1952 | WDS BIT: WAT; N Y: N; Y Y: Y |  | S |  | N | Electric Utility | 1 |  | N | N
3413 | PUD No 1 of Chelan County | 6200 | Rock Island | WA | Chelan | B-7 | HY | OP | 22.5 | 17 | 17 |  | 11 | 1952 | WDS BIT: WAT; N Y: N; Y Y: Y |  | S |  | N | Electric Utility | 1 |  | N | N
3413 | PUD No 1 of Chelan County | 6200 | Rock Island | WA | Chelan | B-8 | HY | OP | 22.5 | 17 | 17 |  | 1 | 1953 | WDS BIT: WAT; N Y: N; Y Y: Y |  | S |  | N | Electric Utility | 1 |  | N | N
3413 | PUD No 1 of Chelan County | 6200 | Rock Island | WA | Chelan | B-9 | HY | OP | 22.5 | 19 | 19 |  | 3 | 1953 | WDS BIT: WAT; N Y: N; Y Y: Y |  | S |  | N | Electric Utility | 1 |  | N | N
3413 | PUD No 1 of Chelan County | 6200 | Rock Island | WA | Chelan | U-1 | HY | OP | 51.3 | 42 | 42 |  | 8 | 1979 | WDS BIT: WAT; N Y: N; Y Y: Y |  | S |  | N | Electric Utility | 1 |  | N | N
3413 | PUD No 1 of Chelan County | 6200 | Rock Island | WA | Chelan | U-2 | HY | OP | 51.3 | 42 | 42 |  | 6 | 1979 | WDS BIT: WAT; N Y: N; Y Y: Y |  | S |  | N | Electric Utility | 1 |  | N | N
3413 | PUD No 1 of Chelan County | 6200 | Rock Island | WA | Chelan | U-3 | HY | OP | 51.3 | 42 | 42 |  | 4 | 1979 | WDS BIT: WAT; N Y: N; Y Y: Y |  | S |  | N | Electric Utility | 1 |  | N | N
3413 | PUD No 1 of Chelan County | 6200 | Rock Island | WA | Chelan | U-4 | HY | OP | 51.3 | 42 | 42 |  | 2 | 1979 | WDS BIT: WAT; N Y: N; Y Y: Y |  | S |  | N | Electric Utility | 1 |  | N | N
3413 | PUD No 1 of Chelan County | 6200 | Rock Island | WA | Chelan | U-5 | HY | OP | 51.3 | 42 | 42 |  | 12 | 1978 | WDS BIT: WAT; N Y: N; Y Y: Y |  | S |  | N | Electric Utility | 1 |  | N | N
3413 | PUD No 1 of Chelan County | 6200 | Rock Island | WA | Chelan | U-6 | HY | OP | 51.3 | 42 | 42 |  | 10 | 1978 | WDS BIT: WAT; N Y: N; Y Y: Y |  | S |  | N | Electric Utility | 1 |  | N | N
3413 | PUD No 1 of Chelan County | 6200 | Rock Island | WA | Chelan | U-7 | HY | OP | 51.3 | 42 | 42 |  | 8 | 1978 | WDS BIT: WAT; N Y: N; Y Y: Y |  | S |  | N | Electric Utility | 1 |  | N | N
3413 | PUD No 1 of Chelan County | 6200 | Rock Island | WA | Chelan | U-8 | HY | OP | 51.3 | 42 | 42 |  | 7 | 1978 | WDS BIT: WAT; N Y: N; Y Y: Y |  | S |  | N | Electric Utility | 1 |  | N | N
3413 | PUD No 1 of Chelan County | 6424 | Chelan | WA | Chelan | A-1 | HY | OP | 29.6 | 31.4 | 31.4 |  | 9 | 1927 | WDS BIT: WAT; N Y: N; Y Y: Y |  | S |  | N | Electric Utility | 1 |  | N | N
3413 | PUD No 1 of Chelan County | 6424 | Chelan | WA | Chelan | A-2 | HY | OP | 29.6 | 30.7 | 30.7 |  | 8 | 1928 | WDS BIT: WAT; N Y: N; Y Y: Y |  | S |  | N | Electric Utility | 1 |  | N | N
3432 | Ticona Polymers Inc | 10243 | Ticona Polymers Inc | TX | Nueces | GEN5 | GT | OP | 44.2 | 32.5 | 38 |  | 4 | 1989 | WDS BIT: NG; N Y: N; Y Y: Y |  | S |  | Y | Industrial CHP | 7 | T | N | Y | [12 empty] | Y | 5 | 2013 |  |  | N
3452 | Chevron USA Inc-El Sequndo | 10213 | El Segundo Cogen | CA | Los Angeles | GEN1 | CT | OP | 42.4 | 38.7 | 38.7 |  | 12 | 1987 | WDS BIT: NG; WDS PC: OG; N Y: Y; Y Y: Y |  | W |  | Y | Industrial CHP | 7 | T | N | N | [17 empty] | N
3452 | Chevron USA Inc-El Sequndo | 10213 | El Segundo Cogen | CA | Los Angeles | GEN2 | CT | OP | 42.4 | 38.7 | 38.7 |  | 12 | 1987 | WDS BIT: NG; WDS PC: OG; N Y: Y; Y Y: Y |  | W |  | Y | Industrial CHP | 7 | T | N | N | [17 empty] | N
3452 | Chevron USA Inc-El Sequndo | 10213 | El Segundo Cogen | CA | Los Angeles | GEN3 | CA | OS | 1.5 | 1 | 1 |  | 1 | 1975 | WDS BIT: NG; WDS PC: OG; N Y: Y; Y Y: Y |  | W |  | Y | Industrial CHP | 7 | B | Y | N | [17 empty] | N
3452 | Chevron USA Inc-El Sequndo | 10213 | El Segundo Cogen | CA | Los Angeles | GEN4 | CA | OS | 1.2 | 1 | 1 |  | 11 | 1991 | WDS BIT: NG; WDS PC: OG; N Y: Y; Y Y: Y |  | W |  | Y | Industrial CHP | 7 | B | Y | N | [17 empty] | N
3452 | Chevron USA Inc-El Sequndo | 10213 | El Segundo Cogen | CA | Los Angeles | GEN5 | CT | OP | 40.3 | 39.2 | 39.2 |  | 3 | 1996 | WDS BIT: NG; WDS PC: OG; N Y: Y; Y Y: Y |  | W |  | Y | Industrial CHP | 7 | T | N | N | [17 empty] | N
3452 | Chevron USA Inc-El Sequndo | 10213 | El Segundo Cogen | CA | Los Angeles | GEN6 | CA | OP | 9.1 | 9.1 | 9.1 |  | 3 | 1996 | WDS BIT: NG; WDS PC: OG; N Y: Y; Y Y: Y |  | W |  | Y | Industrial CHP | 7 | B | Y | N | [17 empty] | N
3453 | Chevron Refinery-Hawaii | 10194 | Hawaii Cogen | HI | Honolulu | GEN1 | GT | OP | 3 | 3 | 3 |  | 8 | 1990 | WDS BIT: OG; WDS PC: WO; N Y: Y; Y Y: Y | Y | W |  | Y | Industrial CHP | 7 | T |  | N | [17 empty] | N
3453 | Chevron Refinery-Hawaii | 10194 | Hawaii Cogen | HI | Honolulu | GEN2 | GT | OP | 3 | 3 | 3 |  | 8 | 1990 | WDS BIT: OG; WDS PC: WO; N Y: Y; Y Y: Y |  | W |  | Y | Industrial CHP | 7 | T |  | N | [17 empty] | N
3453 | Chevron Refinery-Hawaii | 10194 | Hawaii Cogen | HI | Honolulu | GEN3 | GT | OP | 3 | 3 | 3 |  | 8 | 1990 | WDS BIT: WO; WDS PC: OG; N Y: Y; Y Y: Y |  | W |  | Y | Industrial CHP | 7 | T |  | N | [17 empty] | N
3453 | Chevron Refinery-Hawaii | 10194 | Hawaii Cogen | HI | Honolulu | GEN4 | GT | OP | 3.2 | 3.2 | 3.2 |  | 6 | 2011 | WDS BIT: WO; WDS PC: OG; N Y: Y; Y Y: Y |  | W |  | Y | Industrial CHP | 7 | T |  | N | [17 empty] | N
3455 | Chevron Oronite Co LLC | 55857 | Oak Point Cogen | LA | Plaquemines | 5121 | GT | OP | 4.7 | 4 | 5 |  | 10 | 1999 | WDS BIT: NG; N Y: N; Y Y: Y |  | W |  | Y | Industrial CHP | 7 | T | N | N | [17 empty] | N
3455 | Chevron Oronite Co LLC | 55857 | Oak Point Cogen | LA | Plaquemines | 5131 | GT | OP | 4.7 | 4 | 5 |  | 10 | 1999 | WDS BIT: NG; N Y: N; Y Y: Y |  | W |  | Y | Industrial CHP | 7 | T | N | N | [17 empty] | N
3455 | Chevron Oronite Co LLC | 55857 | Oak Point Cogen | LA | Plaquemines | 5141 | GT | OP | 4.7 | 4 | 5 |  | 10 | 1999 | WDS BIT: NG; N Y: N; Y Y: Y |  | W |  | Y | Industrial CHP | 7 | T | N | N | [17 empty] | N
3455 | Chevron Oronite Co LLC | 55857 | Oak Point Cogen | LA | Plaquemines | 5151 | GT | OP | 4.7 | 4 | 5 |  | 10 | 1999 | WDS BIT: NG; N Y: N; Y Y: Y |  | W |  | Y | Industrial CHP | 7 | T | N | N | [17 empty] | N
3455 | Chevron Oronite Co LLC | 55857 | Oak Point Cogen | LA | Plaquemines | 5161 | GT | OP | 4.7 | 4 | 5 |  | 10 | 1999 | WDS BIT: NG; N Y: N; Y Y: Y |  | W |  | Y | Industrial CHP | 7 | T | N | N | [17 empty] | N
3456 | Chevron Products Co-Pascagoula | 52084 | Pascagoula Cogen | MS | Jackson | TG1 | ST | OS | 6 | 4 | 4 |  | 8 | 1983 | [8 empty] | N | W |  | Y | Industrial CHP | 7 | B | N | Y | [15 empty] | 2 | 2013 | N | [6 empty] | OG | bar: WDS BIT; N Y to Y Y
3473 | Metro Wtr Recl Dist Grtr Chi | 10903 | Lockport Powerhouse | IL | Will | 1GEN | HY | OP | 8 | 6 | 6 |  | 2 | 1999 | WDS BIT: WAT; N Y: N; Y Y: Y |  | S |  | N | IPP Non-CHP | 2 |  | N | N | [17 empty] | N
3473 | Metro Wtr Recl Dist Grtr Chi | 10903 | Lockport Powerhouse | IL | Will | 2GEN | HY | OP | 8 | 6 | 6 |  | 12 | 2001 | WDS BIT: WAT; N Y: N; Y Y: Y |  | S |  | N | IPP Non-CHP | 2 |  | N | N | [17 empty] | N
3476 | DTE San Diego COGEN Inc. | 10175 | Childrens Hospital | CA | San Diego | 0799 | IC | SB | 2 | 2 | 2 |  | 4 | 2000 | WDS BIT: DFO; N Y: N; Y Y: N | N | S |  | N | Commercial CHP | 5 |  | N | N | [17 empty] | N
3476 | DTE San Diego COGEN Inc. | 10175 | Childrens Hospital | CA | San Diego | 1711 | GT | OP | 3.5 | 3.5 | 3.5 |  | 12 | 2004 | WDS BIT: NG; N Y: N; Y Y: Y | Y | S |  | Y | Commercial CHP | 5 | T | N | N | [17 empty] | N
3476 | DTE San Diego COGEN Inc. | 10175 | Childrens Hospital | CA | San Diego | 5083 | IC | OP | 1.5 | 1.5 | 1.5 |  | 10 | 2010 | WDS BIT: DFO; N Y: N; Y Y: N |  | S |  | N | Commercial CHP | 5 |  |  | N | [17 empty] | N
3476 | DTE San Diego COGEN Inc. | 10175 | Childrens Hospital | CA | San Diego | 5084 | IC | OP | 1.5 | 1.5 | 1.5 |  | 10 | 2010 | WDS BIT: DFO; N Y: N; Y Y: N |  | S |  | N | Commercial CHP | 5 |  |  | N | [17 empty] | N
3476 | DTE San Diego COGEN Inc. | 10175 | Childrens Hospital | CA | San Diego | 5085 | IC | OP | 1.5 | 1.5 | 1.5 |  | 10 | 2010 | WDS BIT: DFO; N Y: N; Y Y: N |  | S |  | N | Commercial CHP | 5 |  |  | N | [17 empty] | N
3477 | City of Chicopee - (MA) | 7396 | Front Street | MA | HAMPDEN | 1 | IC | OP | 2.7 | 2.8 | 2.8 |  | 1 | 1978 | WDS BIT: DFO; N Y: N; Y Y: Y |  | S |  | N | Electric Utility | 1 |  | N | N | [17 empty] | N
3477 | City of Chicopee - (MA) | 7396 | Front Street | MA | HAMPDEN | 2 | IC | OP | 2.7 | 2.8 | 2.8 |  | 1 | 1978 | WDS BIT: DFO; N Y: N; Y Y: Y |  | S |  | N | Electric Utility | 1 |  | N | N | [17 empty] | N
3477 | City of Chicopee - (MA) | 7396 | Front Street | MA | HAMPDEN | 3 | IC | OP | 2.7 | 2.8 | 2.8 |  | 1 | 1978 | WDS BIT: DFO; N Y: N; Y Y: Y |  | S |  | N | Electric Utility | 1 |  | N | N | [17 empty] | N
3486 | Chillicothe Municipal Utils | 2122 | Chillicothe | MO | Livingston | D1 | IC | OP | 2 | 2 | 2 |  | 6 | 2003 | WDS BIT: DFO; N Y: N; Y Y: Y |  | S |  | N | Electric Utility | 1 |  | N | N | [17 empty] | N
3486 | Chillicothe Municipal Utils | 2122 | Chillicothe | MO | Livingston | D2 | IC | OP | 2 | 2 | 2 |  | 6 | 2003 | WDS BIT: DFO; N Y: N; Y Y: Y |  | S |  | N | Electric Utility | 1 |  | N | N | [17 empty] | N
3486 | Chillicothe Municipal Utils | 2122 | Chillicothe | MO | Livingston | D3 | IC | OP | 2 | 2 | 2 |  | 6 | 2003 | WDS BIT: DFO; N Y: N; Y Y: Y |  | S |  | N | Electric Utility | 1 |  | N | N | [17 empty] | N
3486 | Chillicothe Municipal Utils | 2122 | Chillicothe | MO | Livingston | D4 | IC | OP | 2 | 2 | 2 |  | 6 | 2003 | WDS BIT: DFO; N Y: N; Y Y: Y |  | S |  | N | Electric Utility | 1 |  | N | N | [17 empty] | N
3486 | Chillicothe Municipal Utils | 2122 | Chillicothe | MO | Livingston | D5 | IC | OP | 2 | 2 | 2 |  | 6 | 2003 | WDS BIT: DFO; N Y: N; Y Y: Y |  | S |  | N | Electric Utility | 1 |  | N | N | [17 empty] | N
3486 | Chillicothe Municipal Utils | 2122 | Chillicothe | MO | Livingston | GT1 | GT | OP | 40 | 40 | 42 |  | 6 | 1986 | WDS BIT: NG; WDS PC: DFO; N Y: Y; Y Y: Y |  | S |  | N | Electric Utility | 1 |  | N | N | [17 empty] | N
3486 | Chillicothe Municipal Utils | 2122 | Chillicothe | MO | Livingston | GT2 | GT | OP | 40 | 40 | 42 |  | 6 | 1986 | WDS BIT: NG; WDS PC: DFO; N Y: Y; Y Y: Y |  | S |  | N | Electric Utility | 1 |  | N | N | [17 empty] | N
3490 | Crystal Springs Hydro Elec LP | 10806 | Crystal Springs | ID | Twin Falls | GEN1 | HY | OP | 2.3 | 2 | 2 |  | 1 | 1988 | WDS BIT: WAT; N Y: N; Y Y: Y | Y | S |  | N | IPP Non-CHP | 2 |  | N | N
3522 | Chugach Electric Assn Inc | 96 | Beluga | AK | Kenai Peninsula | 1 | GT | OP | 16 | 18.9 | 19.6 |  | 1 | 1968 | WDS BIT: NG; N Y: N; Y Y: Y |  | S |  | N | Electric Utility | 1 |  |  | N | [12 empty] | N |  |  |  |  | N
3522 | Chugach Electric Assn Inc | 96 | Beluga | AK | Kenai Peninsula | 2 | GT | OP | 16 | 18.9 | 19.6 |  | 1 | 1968 | WDS BIT: NG; N Y: N; Y Y: Y |  | S |  | N | Electric Utility | 1 |  |  | N | [12 empty] | N |  |  |  |  | N
3522 | Chugach Electric Assn Inc | 96 | Beluga | AK | Kenai Peninsula | 3 | GT | OP | 59.1 | 58 | 64.8 |  | 5 | 1972 | WDS BIT: NG; N Y: N; Y Y: Y |  | S |  | N | Electric Utility | 1 |  |  | N | [12 empty] | N |  |  |  |  | N
3522 | Chugach Electric Assn Inc | 96 | Beluga | AK | Kenai Peninsula | 5 | GT | OP | 68.3 | 61.4 | 68.7 |  | 10 | 1975 | WDS BIT: NG; N Y: N; Y Y: Y |  | S |  | N | Electric Utility | 1 |  |  | N | [12 empty] | N |  |  |  |  | N
3522 | Chugach Electric Assn Inc | 96 | Beluga | AK | Kenai Peninsula | 6 | CT | OP | 76.5 | 72.6 | 79.2 |  | 5 | 1976 | WDS BIT: NG; N Y: N; Y Y: Y |  | S |  | N | Electric Utility | 1 |  |  | N | [12 empty] | N |  |  |  |  | N
3522 | Chugach Electric Assn Inc | 96 | Beluga | AK | Kenai Peninsula | 7 | CT | OP | 76.5 | 70.6 | 80.1 |  | 12 | 1978 | WDS BIT: NG; N Y: N; Y Y: Y |  | S |  | N | Electric Utility | 1 |  |  | N | [12 empty] | N |  |  |  |  | N
3522 | Chugach Electric Assn Inc | 96 | Beluga | AK | Kenai Peninsula | 8 | CA | OP | 62 | 44 | 53 |  | 9 | 1982 | WDS BIT: NG; N Y: N; Y Y: Y |  | S |  | N | Electric Utility | 1 |  | N | N | [12 empty] | N |  |  |  |  | N
3522 | Chugach Electric Assn Inc | 6291 | Cooper Lake | AK | KENAI PENINSULA | 1 | HY | OP | 9.7 | 9.7 | 9.7 |  | 5 | 1961 | WDS BIT: WAT; N Y: N; Y Y: Y |  | S |  | N | Electric Utility | 1 |  | N | N | [12 empty] | N
3522 | Chugach Electric Assn Inc | 6291 | Cooper Lake | AK | KENAI PENINSULA | 2 | HY | OP | 9.7 | 9.7 | 9.7 |  | 5 | 1961 | WDS BIT: WAT; N Y: N; Y Y: Y |  | S |  | N | Electric Utility | 1 |  | N | N | [12 empty] | N
3522 | Chugach Electric Assn Inc | 6293 | International | AK | Anchorage | 1 | GT | OP | 15 | 12.6 | 14.1 |  | 12 | 1964 | WDS BIT: NG; N Y: N; Y Y: Y |  | S |  | N | Electric Utility | 1 |  |  | N | [12 empty] | N |  |  |  |  | N
3522 | Chugach Electric Assn Inc | 6293 | International | AK | Anchorage | 2 | GT | OP | 15 | 12.6 | 14.1 |  | 11 | 1965 | WDS BIT: NG; N Y: N; Y Y: Y |  | S |  | N | Electric Utility | 1 |  |  | N | [12 empty] | N |  |  |  |  | N
3522 | Chugach Electric Assn Inc | 6293 | International | AK | Anchorage | 3 | GT | OP | 16.3 | 16.7 | 18.5 |  | 11 | 1969 | WDS BIT: NG; N Y: N; Y Y: Y |  | S |  | N | Electric Utility | 1 |  |  | N | [12 empty] | N |  |  |  |  | N
3542 | Duke Energy Ohio Inc | 2830 | Walter C Beckjord | OH | Clermont | 2 | ST | OP | 112.5 | 94 | 94 |  | 10 | 1953 | WDS BIT: BIT; N Y: N; Y Y: Y |  | S |  | N | Electric Utility | 1 |  | N | Y | [15 empty] | 4 | 2015 | N | Y | [5 empty] | DFO
3542 | Duke Energy Ohio Inc | 2830 | Walter C Beckjord | OH | Clermont | 3 | ST | OP | 125 | 128 | 128 |  | 11 | 1954 | WDS BIT: BIT; N Y: N; Y Y: Y |  | S |  | N | Electric Utility | 1 |  | N | Y | [15 empty] | 4 | 2015 | N | Y | [5 empty] | DFO
3542 | Duke Energy Ohio Inc | 2830 | Walter C Beckjord | OH | Clermont | 4 | ST | OP | 163.2 | 150 | 150 |  | 7 | 1958 | WDS BIT: BIT; N Y: N; Y Y: Y |  | S |  | N | Electric Utility | 1 |  | N | Y | [15 empty] | 4 | 2015 | N | Y | [5 empty] | DFO
3542 | Duke Energy Ohio Inc | 2830 | Walter C Beckjord | OH | Clermont | 5 | ST | OP | 244.8 | 238 | 238 |  | 12 | 1962 | WDS BIT: BIT; N Y: N; Y Y: Y |  | S |  | N | Electric Utility | 1 |  | N | Y | [15 empty] | 4 | 2015 | N | Y | [5 empty] | DFO
3542 | Duke Energy Ohio Inc | 2830 | Walter C Beckjord | OH | Clermont | 6 | ST | OP | 460.8 | 414 | 420 |  | 7 | 1969 | WDS BIT: BIT; N Y: N; Y Y: Y |  | J |  | N | Electric Utility | 1 |  | N | Y | [15 empty] | 4 | 2015 | N | Y | [5 empty] | DFO
3542 | Duke Energy Ohio Inc | 2830 | Walter C Beckjord | OH | Clermont | GT1 | GT | OP | 52.9 | 46.6 | 61.2 |  | 4 | 1972 | WDS BIT: DFO; N Y: N; Y Y: Y |  | S |  | N | Electric Utility | 1 |  | N | N
3542 | Duke Energy Ohio Inc | 2830 | Walter C Beckjord | OH | Clermont | GT2 | GT | OP | 52.9 | 46.6 | 61.2 |  | 4 | 1972 | WDS BIT: DFO; N Y: N; Y Y: Y |  | S |  | N | Electric Utility | 1 |  | N | N
3542 | Duke Energy Ohio Inc | 2830 | Walter C Beckjord | OH | Clermont | GT3 | GT | OP | 52.9 | 46.6 | 61.2 |  | 6 | 1972 | WDS BIT: DFO; N Y: N; Y Y: Y |  | S |  | N | Electric Utility | 1 |  | N | N
3542 | Duke Energy Ohio Inc | 2830 | Walter C Beckjord | OH | Clermont | GT4 | GT | OP | 52.9 | 46.6 | 61.2 |  | 6 | 1972 | WDS BIT: DFO; N Y: N; Y Y: Y |  | S |  | N | Electric Utility | 1 |  | N | N
3542 | Duke Energy Ohio Inc | 2832 | Miami Fort | OH | Hamilton | 6 | ST | OP | 163.2 | 163 | 163 |  | 11 | 1960 | WDS BIT: BIT; N Y: N; Y Y: Y |  | S |  | N | Electric Utility | 1 |  | N | Y | [15 empty] | 1 | 2015 | N | Y | [5 empty] | DFO
3542 | Duke Energy Ohio Inc | 2832 | Miami Fort | OH | Hamilton | 7 | ST | OP | 557.1 | 510 | 510 |  | 5 | 1975 | WDS BIT: BIT; N Y: N; Y Y: Y |  | J |  | N | Electric Utility | 1 |  | N | N | [17 empty] | N | Y | [5 empty] | DFO
3542 | Duke Energy Ohio Inc | 2832 | Miami Fort | OH | Hamilton | 8 | ST | OP | 557.7 | 510 | 510 |  | 2 | 1978 | WDS BIT: BIT; N Y: N; Y Y: Y |  | J |  | N | Electric Utility | 1 |  | N | N | [17 empty] | N | Y | [5 empty] | DFO
3542 | Duke Energy Ohio Inc | 2832 | Miami Fort | OH | Hamilton | GT3 | GT | OP | 16.5 | 14.2 | 19.5 |  | 7 | 1971 | WDS BIT: DFO; N Y: N; Y Y: Y |  | S |  | N | Electric Utility | 1 |  | N | N
3542 | Duke Energy Ohio Inc | 2832 | Miami Fort | OH | Hamilton | GT4 | GT | OP | 16.5 | 14.2 | 19.5 |  | 8 | 1971 | WDS BIT: DFO; N Y: N; Y Y: Y |  | S |  | N | Electric Utility | 1 |  | N | N
3542 | Duke Energy Ohio Inc | 2832 | Miami Fort | OH | Hamilton | GT5 | GT | OP | 16.5 | 14.2 | 19.5 |  | 9 | 1971 | WDS BIT: DFO; N Y: N; Y Y: Y |  | S |  | N | Electric Utility | 1 |  | N | N
3542 | Duke Energy Ohio Inc | 2832 | Miami Fort | OH | Hamilton | GT6 | GT | OP | 16.5 | 14.2 | 19.5 |  | 10 | 1971 | WDS BIT: DFO; N Y: N; Y Y: Y |  | S |  | N | Electric Utility | 1 |  | N | N
3542 | Duke Energy Ohio Inc | 6019 | W H Zimmer | OH | Clermont | ST1 | ST | OP | 1425.6 | 1300 | 1300 |  | 3 | 1991 | WDS BIT: BIT; N Y: N; Y Y: Y |  | J |  | N | Electric Utility | 1 |  | N | N | [17 empty] | N | Y | [5 empty] | DFO
3542 | Duke Energy Ohio Inc | 55111 | Vermillion Energy Facility | IN | Vermillion | CT1 | GT | OP | 85.4 | 71 | 89 |  | 6 | 2000 | WDS BIT: NG; N Y: N; Y Y: Y | Y | J |  | N | Electric Utility | 1 |  | N | N | [17 empty] | N
3542 | Duke Energy Ohio Inc | 55111 | Vermillion Energy Facility | IN | Vermillion | CT2 | GT | OP | 85.4 | 71 | 89 |  | 6 | 2000 | WDS BIT: NG; N Y: N; Y Y: Y | Y | J |  | N | Electric Utility | 1 |  | N | N | [17 empty] | N
3542 | Duke Energy Ohio Inc | 55111 | Vermillion Energy Facility | IN | Vermillion | CT3 | GT | OP | 85.4 | 71 | 89 |  | 6 | 2000 | WDS BIT: NG; N Y: N; Y Y: Y | Y | J |  | N | Electric Utility | 1 |  | N | N | [17 empty] | N
3542 | Duke Energy Ohio Inc | 55111 | Vermillion Energy Facility | IN | Vermillion | CT4 | GT | OP | 85.4 | 71 | 89 |  | 6 | 2000 | WDS BIT: NG; N Y: N; Y Y: Y | Y | J |  | N | Electric Utility | 1 |  | N | N | [17 empty] | N
3542 | Duke Energy Ohio Inc | 55111 | Vermillion Energy Facility | IN | Vermillion | CT5 | GT | OP | 85.4 | 71 | 89 |  | 6 | 2000 | WDS BIT: NG; N Y: N; Y Y: Y | Y | J |  | N | Electric Utility | 1 |  | N | N | [17 empty] | N
3542 | Duke Energy Ohio Inc | 55111 | Vermillion Energy Facility | IN | Vermillion | CT6 | GT | OP | 85.4 | 71 | 89 |  | 6 | 2000 | WDS BIT: NG; N Y: N; Y Y: Y | Y | J |  | N | Electric Utility | 1 |  | N | N | [17 empty] | N
3542 | Duke Energy Ohio Inc | 55111 | Vermillion Energy Facility | IN | Vermillion | CT7 | GT | OP | 85.4 | 71 | 89 |  | 6 | 2000 | WDS BIT: NG; N Y: N; Y Y: Y | Y | J |  | N | Electric Utility | 1 |  | N | N | [17 empty] | N
3542 | Duke Energy Ohio Inc | 55111 | Vermillion Energy Facility | IN | Vermillion | CT8 | GT | OP | 85.4 | 71 | 89 |  | 6 | 2000 | WDS BIT: NG; N Y: N; Y Y: Y | Y | J |  | N | Electric Utility | 1 |  | N | N | [17 empty] | N
3549 | Choctaw Gas Generating Pro LLC | 55694 | Quantum Choctaw Power LLC | MS | Choctaw | CT1 | CT | OP | 270 | 210 | 240 |  | 6 | 2006 | WDS BIT: NG; N Y: N; Y Y: Y |  | S |  | N | IPP Non-CHP | 2 |  |  | N | [17 empty] | N
3549 | Choctaw Gas Generating Pro LLC | 55694 | Quantum Choctaw Power LLC | MS | Choctaw | CT2 | CT | OP | 270 | 210 | 240 |  | 11 | 2006 | WDS BIT: NG; N Y: N; Y Y: Y |  | S |  | N | IPP Non-CHP | 2 |  |  | N | [17 empty] | N
3549 | Choctaw Gas Generating Pro LLC | 55694 | Quantum Choctaw Power LLC | MS | Choctaw | ST1 | CA | OP | 310.5 | 270 | 285 |  | 7 | 2006 | WDS BIT: NG; N Y: N; Y Y: Y |  | S |  | N | IPP Non-CHP | 2 |  | Y | N | [17 empty] | N
3593 | Choctaw Generating LP | 55076 | Red Hills Generating Facility | MS | Choctaw | RHGF | ST | OP | 513.7 | 440 | 440 |  | 4 | 2001 | WDS BIT: LIG; WDS PC: NG; N Y: N; Y Y: Y |  | W | 1 | N | IPP Non-CHP | 2 |  | N | N | [17 empty] | N |  | Y |  |  |  |  | NG
3599 | Citizens Thermal Energy | 992 | CC Perry K | IN | Marion | 4 | ST | OP | 15 | 10 | 10 |  | 1 | 1925 | BIT | PUR | NG |  |  |  | Y | N |  | S |  | N | IPP CHP | 3 |  | N | N | [17 empty] | N | Y | [5 empty] | NG
3599 | Citizens Thermal Energy | 992 | CC Perry K | IN | Marion | 6 | ST | OP | 5 | 3 | 5 |  | 7 | 1938 | WDS BIT: BIT; WDS PC: NG; N Y: Y; Y Y: N |  | S |  | N | IPP CHP | 3 |  | N | N | [17 empty] | N | Y | [5 empty] | NG
3599 | Citizens Thermal Energy | 992 | CC Perry K | IN | Marion | 7 | ST | OP | 1.7 | 1.7 | 1.7 |  | 6 | 2009 | WDS BIT: BIT; WDS PC: NG; N Y: N; Y Y: N |  | S |  | Y | IPP CHP | 3 | T |  | N | [17 empty] | N | Y |  | Y
3599 | Citizens Thermal Energy | 992 | CC Perry K | IN | Marion | 8 | ST | OP | 1.7 | 1.7 | 1.7 |  | 6 | 2009 | WDS BIT: BIT; WDS PC: NG; N Y: N; Y Y: N |  | S |  | Y | IPP CHP | 3 | T |  | N | [17 empty] | N | Y |  | Y
3608 | Puna Geothermal Venture | 52028 | Puna Geothermal Venture I | HI | Hawaii | OEC11 | ST | OP | 3.5 | 3.1 | 3.1 |  | 8 | 1992 | WDS BIT: GEO; N Y: N; Y Y: Y |  | S |  | N | IPP Non-CHP | 2 |  | N | N | [17 empty] | N
3608 | Puna Geothermal Venture | 52028 | Puna Geothermal Venture I | HI | Hawaii | OEC12 | ST | OP | 3.5 | 3.1 | 3.1 |  | 8 | 1992 | WDS BIT: GEO; N Y: N; Y Y: Y |  | S |  | N | IPP Non-CHP | 2 |  | N | N | [17 empty] | N
3608 | Puna Geothermal Venture | 52028 | Puna Geothermal Venture I | HI | Hawaii | OEC13 | ST | OP | 3.5 | 3.1 | 3.1 |  | 8 | 1992 | WDS BIT: GEO; N Y: N; Y Y: Y |  | S |  | N | IPP Non-CHP | 2 |  | N | N | [17 empty] | N
3608 | Puna Geothermal Venture | 52028 | Puna Geothermal Venture I | HI | Hawaii | OEC14 | ST | OP | 3.5 | 3.1 | 3.1 |  | 8 | 1992 | WDS BIT: GEO; N Y: N; Y Y: Y |  | S |  | N | IPP Non-CHP | 2 |  | N | N | [17 empty] | N
3608 | Puna Geothermal Venture | 52028 | Puna Geothermal Venture I | HI | Hawaii | OEC15 | ST | OP | 3.5 | 3.1 | 3.1 |  | 8 | 1992 | WDS BIT: GEO; N Y: N; Y Y: Y |  | S |  | N | IPP Non-CHP | 2 |  | N | N | [17 empty] | N
3608 | Puna Geothermal Venture | 52028 | Puna Geothermal Venture I | HI | Hawaii | OEC21 | ST | OP | 3.5 | 3.1 | 3.1 |  | 8 | 1992 | WDS BIT: GEO; N Y: N; Y Y: Y |  | S |  | N | IPP Non-CHP | 2 |  | N | N | [17 empty] | N
3608 | Puna Geothermal Venture | 52028 | Puna Geothermal Venture I | HI | Hawaii | OEC22 | ST | OP | 3.5 | 3.1 | 3.1 |  | 8 | 1992 | WDS BIT: GEO; N Y: N; Y Y: Y |  | S |  | N | IPP Non-CHP | 2 |  | N | N | [17 empty] | N
3608 | Puna Geothermal Venture | 52028 | Puna Geothermal Venture I | HI | Hawaii | OEC23 | ST | OP | 3.5 | 3.1 | 3.1 |  | 8 | 1992 | WDS BIT: GEO; N Y: N; Y Y: Y |  | S |  | N | IPP Non-CHP | 2 |  | N | N | [17 empty] | N
3608 | Puna Geothermal Venture | 52028 | Puna Geothermal Venture I | HI | Hawaii | OEC24 | ST | OP | 3.5 | 3.1 | 3.1 |  | 8 | 1992 | WDS BIT: GEO; N Y: N; Y Y: Y |  | S |  | N | IPP Non-CHP | 2 |  | N | N | [17 empty] | N
3608 | Puna Geothermal Venture | 52028 | Puna Geothermal Venture I | HI | Hawaii | OEC25 | ST | OP | 3.5 | 3.1 | 3.1 |  | 8 | 1992 | WDS BIT: GEO; N Y: N; Y Y: Y |  | S |  | N | IPP Non-CHP | 2 |  | N | N | [17 empty] | N
3608 | Puna Geothermal Venture | 52028 | Puna Geothermal Venture I | HI | Hawaii | OEC31 | BT | OP | 8 | 6 | 6 |  | 2 | 2012 | WDS BIT: GEO; N Y: N; Y Y: Y |  | S |  | N | IPP Non-CHP | 2 |  | N | [18 empty] | N
3608 | Puna Geothermal Venture | 52028 | Puna Geothermal Venture I | HI | Hawaii | OEC32 | BT | OP | 8 | 6 | 6 |  | 2 | 2012 | WDS BIT: GEO; N Y: N; Y Y: Y |  | S |  | N | IPP Non-CHP | 2 |  | N | [18 empty] | N
3660 | PUD No 1 of Clark County - (WA) | 7605 | River Road Gen Plant | WA | Clark | 1 | CS | OP | 248 | 220 | 248 |  | 12 | 1997 | WDS BIT: NG; N Y: N; Y Y: Y |  | S |  | N | Electric Utility | 1 |  | N | N | [17 empty] | N | [6 empty] | NG
3662 | Citrus World Inc | 10275 | Florida's Natural Growers | FL | Polk | CE50 | GT | OP | 3.5 | 3 | 3.3 |  | 12 | 1989 | WDS BIT: NG; N Y: N; Y Y: Y | Y | S |  | Y | Industrial CHP | 7 | T | N | N | [17 empty] | N
3662 | Citrus World Inc | 10275 | Florida's Natural Growers | FL | Polk | TA70 | GT | OP | 7.2 | 5.1 | 5.8 |  | 11 | 2000 | WDS BIT: NG; N Y: N; Y Y: Y | Y | S |  | Y | Industrial CHP | 7 | T | N | N | [17 empty] | N
3663 | CHI-West Inc | 50156 | Bear Creek | CA | Shasta | GEN1 | HY | OP | 3.2 | 3 | 2.9 |  | 1 | 1990 | WDS BIT: WAT; N Y: N; Y Y: Y |  | S |  | N | IPP Non-CHP | 2 |  | N | N
3670 | Phelps Dodge Corp-Chino Mines | 54667 | Chino Mines | NM | Grant | 7 | CA | SB | 16.5 | 15.4 | 15.5 |  | 10 | 1959 | WDS BIT: NG; N Y: N; Y Y: Y | Y | S |  | N | Industrial Non-CHP | 6 |  | Y | N | [17 empty] | N
3670 | Phelps Dodge Corp-Chino Mines | 54667 | Chino Mines | NM | Grant | 9 | CT | SB | 37.5 | 35 | 40 |  | 7 | 2001 | WDS BIT: NG; N Y: N; Y Y: Y | Y | S |  | N | Industrial Non-CHP | 6 |  | N | N | [17 empty] | N
3682 | CHI West Inc | 54387 | Weeks Falls | WA | KING | GEN1 | HY | OP | 4.3 | 4.2 | 4.2 |  | 6 | 1990 | WDS BIT: WAT; N Y: N; Y Y: Y |  | J | 0 | N | IPP Non-CHP | 2 |  | N | N
3702 | Clarksdale Public Utilities | 2059 | L L Wilkins | MS | Coahoma | 6 | CA | OP | 6 | 6.8 | 6.8 |  | 10 | 1996 | WDS BIT: NG; N Y: N; Y Y: Y |  | S |  | N | Electric Utility | 1 |  | Y | N | [17 empty] | N
3702 | Clarksdale Public Utilities | 2059 | L L Wilkins | MS | Coahoma | 7 | ST | OP | 7.5 | 7.5 | 7.5 |  | 10 | 1961 | WDS BIT: NG; N Y: N; Y Y: Y |  | S |  | N | Electric Utility | 1 |  | N | N | [17 empty] | N
3702 | Clarksdale Public Utilities | 2059 | L L Wilkins | MS | Coahoma | 8 | CT | OP | 16.2 | 13.2 | 15 |  | 10 | 1965 | WDS BIT: NG; WDS PC: DFO; N Y: Y; Y Y: Y |  | S |  | N | Electric Utility | 1 |  | N | N | [17 empty] | N
3702 | Clarksdale Public Utilities | 2059 | L L Wilkins | MS | Coahoma | 9 | CS | OP | 25.5 | 22 | 23 |  | 10 | 1971 | WDS BIT: NG; WDS PC: DFO; N Y: Y; Y Y: Y |  | S |  | N | Electric Utility | 1 |  | N | N
3702 | Clarksdale Public Utilities | 55395 | Crossroads Energy Center | MS | Coahoma | CT01 | GT | OP | 76.6 | 77 | 77 |  | 7 | 2002 | WDS BIT: NG; N Y: N; Y Y: Y |  | S |  | N | Electric Utility | 1 |  | N | N | [17 empty] | N
3702 | Clarksdale Public Utilities | 55395 | Crossroads Energy Center | MS | Coahoma | CT02 | GT | OP | 76.6 | 77 | 77 |  | 7 | 2002 | WDS BIT: NG; N Y: N; Y Y: Y |  | S |  | N | Electric Utility | 1 |  | N | N | [17 empty] | N
3702 | Clarksdale Public Utilities | 55395 | Crossroads Energy Center | MS | Coahoma | CT03 | GT | OP | 76.6 | 77 | 77 |  | 7 | 2002 | WDS BIT: NG; N Y: N; Y Y: Y |  | S |  | N | Electric Utility | 1 |  | N | N | [17 empty] | N
3702 | Clarksdale Public Utilities | 55395 | Crossroads Energy Center | MS | Coahoma | CT04 | GT | OP | 76.6 | 77 | 77 |  | 7 | 2002 | WDS BIT: NG; N Y: N; Y Y: Y |  | S |  | N | Electric Utility | 1 |  | N | N | [17 empty] | N
3710 | City of Clay Center | 1270 | Clay Center | KS | Clay | 5 | ST | OP | 3 | 3 | 3 |  | 1 | 1948 | WDS BIT: NG; WDS PC: DFO; N Y: Y; Y Y: Y | Y | S |  | N | Electric Utility | 1 |  | N | N | [17 empty] | N
3710 | City of Clay Center | 1270 | Clay Center | KS | Clay | 6 | ST | OP | 5 | 5 | 5 |  | 1 | 1961 | WDS BIT: NG; WDS PC: DFO; N Y: Y; Y Y: Y | Y | S |  | N | Electric Utility | 1 |  | N | N | [17 empty] | N
3710 | City of Clay Center | 1270 | Clay Center | KS | Clay | IC1 | IC | OP | 0.9 | 0.9 | 0.9 |  | 1 | 1958 | WDS BIT: NG; WDS PC: DFO; N Y: Y; Y Y: Y | Y | S |  | N | Electric Utility | 1 |  | N | N | [17 empty] | N
3710 | City of Clay Center | 1270 | Clay Center | KS | Clay | IC2 | IC | OP | 2.1 | 2 | 2 |  | 1 | 1966 | WDS BIT: NG; WDS PC: DFO; N Y: Y; Y Y: Y | Y | S |  | N | Electric Utility | 1 |  | N | N | [17 empty] | N
3710 | City of Clay Center | 1270 | Clay Center | KS | Clay | IC3 | IC | OP | 5.1 | 5 | 5 |  | 1 | 1972 | WDS BIT: NG; WDS PC: DFO; N Y: Y; Y Y: Y | Y | S |  | N | Electric Utility | 1 |  | N | N | [17 empty] | N
3710 | City of Clay Center | 1270 | Clay Center | KS | Clay | IC4 | IC | OP | 3.5 | 3.5 | 3.5 |  | 4 | 1996 | WDS BIT: NG; WDS PC: DFO; N Y: Y; Y Y: Y | Y | S |  | N | Electric Utility | 1 |  | N | N | [17 empty] | N
3710 | City of Clay Center | 1270 | Clay Center | KS | Clay | IC5 | IC | OP | 3.5 | 3.5 | 3.5 |  | 6 | 1996 | WDS BIT: NG; WDS PC: DFO; N Y: Y; Y Y: Y | Y | S |  | N | Electric Utility | 1 |  | N | N | [17 empty] | N
3710 | City of Clay Center | 1270 | Clay Center | KS | Clay | IC6 | IC | OP | 6.8 | 6.8 | 6.8 |  | 3 | 2005 | WDS BIT: NG; WDS PC: DFO; N Y: Y; Y Y: Y | Y | S |  | N | Electric Utility | 1 |  | N | N | [17 empty] | N
3719 | Clement Dam Hydroelectric LLC | 10276 | Clement Dam Hydro LLC | NH | Belknap | 0049 | HY | OS | 2.4 | 1.3 | 1.4 |  | 12 | 1984 | WDS BIT: WAT; N Y: N; Y Y: Y |  | S | 0 | N | IPP Non-CHP | 2 |  | N | N | [17 empty] | N
3737 | Cleco Evangeline LLC | 1396 | Coughlin Power Station | LA | Evangeline | 6 | CA | OP | 113.6 | 96 | 99 |  | 4 | 1961 | WDS BIT: NG; N Y: N; Y Y: Y |  | S |  | N | IPP Non-CHP | 2 |  | Y | N | [17 empty] | N
3737 | Cleco Evangeline LLC | 1396 | Coughlin Power Station | LA | Evangeline | 7 | CA | OP | 243.1 | 174 | 185 |  | 2 | 1966 | WDS BIT: NG; N Y: N; Y Y: Y |  | S |  | N | IPP Non-CHP | 2 |  | Y | N
3737 | Cleco Evangeline LLC | 1396 | Coughlin Power Station | LA | Evangeline | U6CT | CT | OP | 188.7 | 163 | 175 |  | 6 | 2000 | WDS BIT: NG; N Y: N; Y Y: Y |  | S |  | N | IPP Non-CHP | 2 |  | N | N
3737 | Cleco Evangeline LLC | 1396 | Coughlin Power Station | LA | Evangeline | U72 | CT | OP | 188.7 | 149 | 175 |  | 6 | 2000 | WDS BIT: NG; N Y: N; Y Y: Y |  | S |  | N | IPP Non-CHP | 2 |  | N | N
3737 | Cleco Evangeline LLC | 1396 | Coughlin Power Station | LA | Evangeline | U7CT | CT | OP | 188.7 | 150 | 175 |  | 6 | 2000 | WDS BIT: NG; N Y: N; Y Y: Y |  | S |  | N | IPP Non-CHP | 2 |  | N | N
3762 | City of Cleveland - (OH) | 2906 | Collinwood | OH | Cuyahoga | 3 | GT | OP | 16 | 16 | 18 |  | 2 | 1971 | WDS BIT: NG; WDS PC: DFO; N Y: Y; Y Y: N |  | S |  | N | Electric Utility | 1 |  | N | N
3762 | City of Cleveland - (OH) | 2909 | West 41st Street | OH | Cuyahoga | 1 | GT | OP | 16 | 16 | 18 |  | 3 | 1970 | WDS BIT: NG; WDS PC: DFO; N Y: Y; Y Y: N |  | S |  | N | Electric Utility | 1 |  | N | N
3762 | City of Cleveland - (OH) | 2909 | West 41st Street | OH | Cuyahoga | 2 | GT | OP | 16 | 16 | 18 |  | 3 | 1970 | WDS BIT: NG; WDS PC: DFO; N Y: Y; Y Y: N |  | S |  | N | Electric Utility | 1 |  | N | N
3770 | Co-Generation Co | 50921 | Co-Gen LLC | OR | Grant | GEN1 | ST | OP | 7.5 | 7.5 | 7.5 |  | 5 | 1986 | WDS BIT: WDS; N Y: N; Y Y: Y |  | S |  | Y | IPP CHP | 3 | T | N | N | [24 empty] | WDS
3775 | Clear Lake Cogeneration LP | 10741 | Clear Lake Cogeneration Ltd | TX | Harris | G102 | CT | OP | 129 | 100 | 115 |  | 1 | 1985 | WDS BIT: NG; N Y: N; Y Y: Y |  | S |  | Y | IPP CHP | 3 | T | N | N | [17 empty] | N
3775 | Clear Lake Cogeneration LP | 10741 | Clear Lake Cogeneration Ltd | TX | Harris | G103 | CT | OP | 129 | 100 | 115 |  | 1 | 1985 | WDS BIT: NG; N Y: N; Y Y: Y |  | S |  | Y | IPP CHP | 3 | T | N | N | [17 empty] | N
3775 | Clear Lake Cogeneration LP | 10741 | Clear Lake Cogeneration Ltd | TX | Harris | G104 | CT | OP | 129 | 100 | 115 |  | 1 | 1985 | WDS BIT: NG; N Y: N; Y Y: Y |  | S |  | Y | IPP CHP | 3 | T | N | N | [17 empty] | N
3775 | Clear Lake Cogeneration LP | 10741 | Clear Lake Cogeneration Ltd | TX | Harris | S101 | CA | OP | 59 | 52 | 52 |  | 1 | 1985 | WDS BIT: NG; N Y: N; Y Y: Y |  | S |  | N | IPP CHP | 3 |  | N | N | [17 empty] | N
3775 | Clear Lake Cogeneration LP | 10741 | Clear Lake Cogeneration Ltd | TX | Harris | S102 | CA | OP | 19.2 | 14 | 14 |  | 1 | 1985 | WDS BIT: NG; N Y: N; Y Y: Y |  | S |  | N | IPP CHP | 3 |  | N | N | [17 empty] | N
3790 | BF ATL Realty Services LLC | 55152 | Bank of America Plaza | GA | Fulton | GEN1 | IC | SB | 1.5 | 1.3 | 1.3 |  | 11 | 1991 | WDS BIT: DFO; N Y: N; Y Y: N | N | S |  | N | Commercial Non-CHP | 4 |  | N | N | [17 empty] | N
3790 | BF ATL Realty Services LLC | 55152 | Bank of America Plaza | GA | Fulton | GEN2 | IC | SB | 1.5 | 1.3 | 1.3 |  | 11 | 1991 | WDS BIT: DFO; N Y: N; Y Y: N | N | S |  | N | Commercial Non-CHP | 4 |  | N | N | [17 empty] | N
3807 | Cleveland Cliffs Inc | 10849 | Silver Bay Power | MN | Lake | GEN1 | ST | OP | 50 | 36 | 36 |  | 10 | 1955 | WDS BIT: SUB; WDS PC: NG; N Y: Y; Y Y: Y |  | S |  | Y | Industrial CHP | 7 | T | N | N | [17 empty] | N | Y |  | Y |  |  |  | DFO
3807 | Cleveland Cliffs Inc | 10849 | Silver Bay Power | MN | Lake | GEN2 | ST | OP | 81.6 | 69 | 69 |  | 1 | 1962 | WDS BIT: SUB; WDS PC: NG; N Y: Y; Y Y: Y |  | S |  | Y | Industrial CHP | 7 | T | N | N | [17 empty] | N | Y |  | Y |  |  |  | NG
3813 | Village of Clinton - (MI) | 1818 | Clinton | MI | LENAWEE | 1 | IC | SB | 0.5 | 0.5 | 0.5 |  | 3 | 1939 | WDS BIT: DFO; WDS PC: NG; N Y: N; Y Y: Y | Y | S |  | N | Electric Utility | 1 |  | N | N | [17 empty] | N
3813 | Village of Clinton - (MI) | 1818 | Clinton | MI | LENAWEE | 2 | IC | SB | 0.5 | 0.5 | 0.5 |  | 3 | 1939 | WDS BIT: DFO; WDS PC: NG; N Y: N; Y Y: Y | Y | S |  | N | Electric Utility | 1 |  | N | N | [17 empty] | N
3813 | Village of Clinton - (MI) | 1818 | Clinton | MI | LENAWEE | 6 | IC | OP | 2 | 2 | 2 |  | 5 | 1980 | WDS BIT: NG; WDS PC: DFO; N Y: Y; Y Y: Y | Y | S |  | N | Electric Utility | 1 |  | N | N | [17 empty] | N
3828 | Cloverland Electric Co-op | 1750 | Manistique | MI | Schoolcraft | 1 | IC | OP | 2 | 2 | 2 |  | 7 | 1960 | WDS BIT: DFO; N Y: N; Y Y: Y |  | S |  | N | Electric Utility | 1 |  | N | N | [17 empty] | N
3828 | Cloverland Electric Co-op | 1750 | Manistique | MI | Schoolcraft | 2 | IC | OP | 2.8 | 2.8 | 2.8 |  | 88 | 1972 | WDS BIT: DFO; N Y: N; Y Y: Y |  | S |  | N | Electric Utility | 1 |  | N | N | [17 empty] | N
3828 | Cloverland Electric Co-op | 1751 | Edison Sault | MI | Chippewa | 10 | HY | OP | 0.6 | 0.4 | 0.3 |  | 7 | 1963 | WDS BIT: WAT; N Y: N; Y Y: Y |  | S |  | N | Electric Utility | 1 |  | N | N
3828 | Cloverland Electric Co-op | 1751 | Edison Sault | MI | Chippewa | 11 | HY | OP | 0.6 | 0.4 | 0.3 |  | 7 | 1963 | WDS BIT: WAT; N Y: N; Y Y: Y |  | S |  | N | Electric Utility | 1 |  |  | N
3828 | Cloverland Electric Co-op | 1751 | Edison Sault | MI | Chippewa | 12 | HY | OP | 0.6 | 0.4 | 0.3 |  | 7 | 1963 | WDS BIT: WAT; N Y: N; Y Y: Y |  | S |  | N | Electric Utility | 1 |  | N | N
3828 | Cloverland Electric Co-op | 1751 | Edison Sault | MI | Chippewa | 13 | HY | OP | 0.6 | 0.4 | 0.3 |  | 7 | 1963 | WDS BIT: WAT; N Y: N; Y Y: Y |  | S |  | N | Electric Utility | 1 |  | N | N
3828 | Cloverland Electric Co-op | 1751 | Edison Sault | MI | Chippewa | 14 | HY | OP | 0.6 | 0.4 | 0.3 |  | 7 | 1963 | WDS BIT: WAT; N Y: N; Y Y: Y |  | S |  | N | Electric Utility | 1 |  | N | N
3828 | Cloverland Electric Co-op | 1751 | Edison Sault | MI | Chippewa | 15 | HY | OP | 0.6 | 0.4 | 0.3 |  | 7 | 1963 | WDS BIT: WAT; N Y: N; Y Y: Y |  | S |  | N | Electric Utility | 1 |  | N | N
3828 | Cloverland Electric Co-op | 1751 | Edison Sault | MI | Chippewa | 16 | HY | OP | 0.6 | 0.4 | 0.3 |  | 7 | 1963 | WDS BIT: WAT; N Y: N; Y Y: Y |  | S |  | N | Electric Utility | 1 |  | N | N
3828 | Cloverland Electric Co-op | 1751 | Edison Sault | MI | Chippewa | 17 | HY | OP | 0.6 | 0.4 | 0.3 |  | 7 | 1963 | WDS BIT: WAT; N Y: N; Y Y: Y |  | S |  | N | Electric Utility | 1 |  | N | N
3828 | Cloverland Electric Co-op | 1751 | Edison Sault | MI | Chippewa | 18 | HY | OP | 0.6 | 0.4 | 0.3 |  | 7 | 1963 | WDS BIT: WAT; N Y: N; Y Y: Y |  | S |  | N | Electric Utility | 1 |  | N | N
3828 | Cloverland Electric Co-op | 1751 | Edison Sault | MI | Chippewa | 19 | HY | OP | 0.6 | 0.4 | 0.3 |  | 7 | 1963 | WDS BIT: WAT; N Y: N; Y Y: Y |  | S |  | N | Electric Utility | 1 |  | N | N
3828 | Cloverland Electric Co-op | 1751 | Edison Sault | MI | Chippewa | 20 | HY | OP | 0.6 | 0.4 | 0.3 |  | 7 | 1963 | WDS BIT: WAT; N Y: N; Y Y: Y |  | S |  | N | Electric Utility | 1 |  | N | N
3828 | Cloverland Electric Co-op | 1751 | Edison Sault | MI | Chippewa | 21 | HY | OP | 0.6 | 0.4 | 0.3 |  | 7 | 1963 | WDS BIT: WAT; N Y: N; Y Y: Y |  | S |  | N | Electric Utility | 1 |  | N | N
3828 | Cloverland Electric Co-op | 1751 | Edison Sault | MI | Chippewa | 22 | HY | OP | 0.6 | 0.4 | 0.3 |  | 7 | 1963 | WDS BIT: WAT; N Y: N; Y Y: Y |  | S |  | N | Electric Utility | 1 |  | N | N
3828 | Cloverland Electric Co-op | 1751 | Edison Sault | MI | Chippewa | 23 | HY | OP | 0.6 | 0.4 | 0.3 |  | 7 | 1963 | WDS BIT: WAT; N Y: N; Y Y: Y |  | S |  | N | Electric Utility | 1 |  | N | N
3828 | Cloverland Electric Co-op | 1751 | Edison Sault | MI | Chippewa | 24 | HY | OP | 0.6 | 0.4 | 0.3 |  | 7 | 1963 | WDS BIT: WAT; N Y: N; Y Y: Y |  | S |  | N | Electric Utility | 1 |  | N | N
3828 | Cloverland Electric Co-op | 1751 | Edison Sault | MI | Chippewa | 25 | HY | OP | 0.6 | 0.4 | 0.3 |  | 7 | 1963 | WDS BIT: WAT; N Y: N; Y Y: Y |  | S |  | N | Electric Utility | 1 |  | N | N
3828 | Cloverland Electric Co-op | 1751 | Edison Sault | MI | Chippewa | 26 | HY | OP | 0.6 | 0.4 | 0.3 |  | 7 | 1963 | WDS BIT: WAT; N Y: N; Y Y: Y |  | S |  | N | Electric Utility | 1 |  | N | N
3828 | Cloverland Electric Co-op | 1751 | Edison Sault | MI | Chippewa | 27 | HY | OP | 0.6 | 0.4 | 0.3 |  | 7 | 1963 | WDS BIT: WAT; N Y: N; Y Y: Y |  | S |  | N | Electric Utility | 1 |  | N | N
3828 | Cloverland Electric Co-op | 1751 | Edison Sault | MI | Chippewa | 28 | HY | OP | 0.6 | 0.4 | 0.3 |  | 7 | 1963 | WDS BIT: WAT; N Y: N; Y Y: Y |  | S |  | N | Electric Utility | 1 |  | N | N
3828 | Cloverland Electric Co-op | 1751 | Edison Sault | MI | Chippewa | 29 | HY | OP | 0.6 | 0.4 | 0.3 |  | 7 | 1963 | WDS BIT: WAT; N Y: N; Y Y: Y |  | S |  | N | Electric Utility | 1 |  | N | N
3828 | Cloverland Electric Co-op | 1751 | Edison Sault | MI | Chippewa | 30 | HY | OP | 0.6 | 0.4 | 0.3 |  | 7 | 1963 | WDS BIT: WAT; N Y: N; Y Y: Y |  | S |  | N | Electric Utility | 1 |  | N | N
3828 | Cloverland Electric Co-op | 1751 | Edison Sault | MI | Chippewa | 31 | HY | OP | 0.6 | 0.4 | 0.3 |  | 7 | 1963 | WDS BIT: WAT; N Y: N; Y Y: Y |  | S |  | N | Electric Utility | 1 |  | N | N
3828 | Cloverland Electric Co-op | 1751 | Edison Sault | MI | Chippewa | 32 | HY | OP | 0.6 | 0.4 | 0.3 |  | 7 | 1963 | WDS BIT: WAT; N Y: N; Y Y: Y |  | S |  | N | Electric Utility | 1 |  | N | N
3828 | Cloverland Electric Co-op | 1751 | Edison Sault | MI | Chippewa | 33 | HY | OP | 0.6 | 0.4 | 0.3 |  | 7 | 1963 | WDS BIT: WAT; N Y: N; Y Y: Y |  | S |  | N | Electric Utility | 1 |  | N | N
3828 | Cloverland Electric Co-op | 1751 | Edison Sault | MI | Chippewa | 34 | HY | OP | 0.6 | 0.4 | 0.3 |  | 7 | 1963 | WDS BIT: WAT; N Y: N; Y Y: Y |  | S |  | N | Electric Utility | 1 |  | N | N
3828 | Cloverland Electric Co-op | 1751 | Edison Sault | MI | Chippewa | 35 | HY | OP | 0.6 | 0.4 | 0.3 |  | 88 | 1963 | WDS BIT: WAT; N Y: N; Y Y: Y |  | S |  | N | Electric Utility | 1 |  | N | N
3828 | Cloverland Electric Co-op | 1751 | Edison Sault | MI | Chippewa | 36 | HY | OP | 0.6 | 0.4 | 0.3 |  | 88 | 1963 | WDS BIT: WAT; N Y: N; Y Y: Y |  | S |  | N | Electric Utility | 1 |  | N | N
3828 | Cloverland Electric Co-op | 1751 | Edison Sault | MI | Chippewa | 37 | HY | OP | 0.6 | 0.4 | 0.3 |  | 88 | 1963 | WDS BIT: WAT; N Y: N; Y Y: Y |  | S |  | N | Electric Utility | 1 |  | N | N
3828 | Cloverland Electric Co-op | 1751 | Edison Sault | MI | Chippewa | 38 | HY | OP | 0.6 | 0.4 | 0.3 |  | 88 | 1963 | WDS BIT: WAT; N Y: N; Y Y: Y |  | S |  | N | Electric Utility | 1 |  | N | N
3828 | Cloverland Electric Co-op | 1751 | Edison Sault | MI | Chippewa | 39 | HY | OP | 0.6 | 0.4 | 0.3 |  | 88 | 1963 | WDS BIT: WAT; N Y: N; Y Y: Y |  | S |  | N | Electric Utility | 1 |  | N | N
3828 | Cloverland Electric Co-op | 1751 | Edison Sault | MI | Chippewa | 40 | HY | OP | 0.6 | 0.4 | 0.3 |  | 88 | 1963 | WDS BIT: WAT; N Y: N; Y Y: Y |  | S |  | N | Electric Utility | 1 |  | N | N
3828 | Cloverland Electric Co-op | 1751 | Edison Sault | MI | Chippewa | 41 | HY | OP | 0.6 | 0.4 | 0.3 |  | 88 | 1901 | WDS BIT: WAT; N Y: N; Y Y: Y |  | S |  | N | Electric Utility | 1 |  | N | N
3828 | Cloverland Electric Co-op | 1751 | Edison Sault | MI | Chippewa | 42 | HY | OP | 0.5 | 0.4 | 0.3 |  | 88 | 1901 | WDS BIT: WAT; N Y: N; Y Y: Y |  | S |  | N | Electric Utility | 1 |  | N | N
3828 | Cloverland Electric Co-op | 1751 | Edison Sault | MI | Chippewa | 45 | HY | OP | 0.6 | 0.4 | 0.3 |  | 88 | 1916 | WDS BIT: WAT; N Y: N; Y Y: Y |  | S |  | N | Electric Utility | 1 |  | N | N
3828 | Cloverland Electric Co-op | 1751 | Edison Sault | MI | Chippewa | 46 | HY | OP | 0.6 | 0.4 | 0.4 |  | 88 | 1963 | WDS BIT: WAT; N Y: N; Y Y: Y |  | S |  | N | Electric Utility | 1 |  | N | N
3828 | Cloverland Electric Co-op | 1751 | Edison Sault | MI | Chippewa | 47 | HY | OP | 0.6 | 0.4 | 0.4 |  | 88 | 1963 | WDS BIT: WAT; N Y: N; Y Y: Y |  | S |  | N | Electric Utility | 1 |  | N | N
3828 | Cloverland Electric Co-op | 1751 | Edison Sault | MI | Chippewa | 48 | HY | OP | 0.6 | 0.4 | 0.4 |  | 88 | 1963 | WDS BIT: WAT; N Y: N; Y Y: Y |  | S |  | N | Electric Utility | 1 |  | N | N
3828 | Cloverland Electric Co-op | 1751 | Edison Sault | MI | Chippewa | 49 | HY | OP | 0.6 | 0.4 | 0.4 |  | 88 | 1963 | WDS BIT: WAT; N Y: N; Y Y: Y |  | S |  | N | Electric Utility | 1 |  | N | N
3828 | Cloverland Electric Co-op | 1751 | Edison Sault | MI | Chippewa | 50 | HY | OP | 0.6 | 0.4 | 0.4 |  | 88 | 1963 | WDS BIT: WAT; N Y: N; Y Y: Y |  | S |  | N | Electric Utility | 1 |  | N | N
3828 | Cloverland Electric Co-op | 1751 | Edison Sault | MI | Chippewa | 51 | HY | OP | 0.6 | 0.4 | 0.4 |  | 88 | 1963 | WDS BIT: WAT; N Y: N; Y Y: Y |  | S |  | N | Electric Utility | 1 |  | N | N
3828 | Cloverland Electric Co-op | 1751 | Edison Sault | MI | Chippewa | 52 | HY | OP | 0.6 | 0.4 | 0.3 |  | 88 | 1963 | WDS BIT: WAT; N Y: N; Y Y: Y |  | S |  | N | Electric Utility | 1 |  | N | N
3828 | Cloverland Electric Co-op | 1751 | Edison Sault | MI | Chippewa | 53 | HY | OP | 0.6 | 0.4 | 0.3 |  | 88 | 1963 | WDS BIT: WAT; N Y: N; Y Y: Y |  | S |  | N | Electric Utility | 1 |  | N | N
3828 | Cloverland Electric Co-op | 1751 | Edison Sault | MI | Chippewa | 54 | HY | OP | 0.6 | 0.4 | 0.3 |  | 88 | 1963 | WDS BIT: WAT; N Y: N; Y Y: Y |  | S |  | N | Electric Utility | 1 |  | N | N
3828 | Cloverland Electric Co-op | 1751 | Edison Sault | MI | Chippewa | 55 | HY | OP | 0.6 | 0.4 | 0.3 |  | 88 | 1963 | WDS BIT: WAT; N Y: N; Y Y: Y |  | S |  | N | Electric Utility | 1 |  | N | N
3828 | Cloverland Electric Co-op | 1751 | Edison Sault | MI | Chippewa | 56 | HY | OP | 0.6 | 0.4 | 0.3 |  | 88 | 1963 | WDS BIT: WAT; N Y: N; Y Y: Y |  | S |  | N | Electric Utility | 1 |  | N | N
3828 | Cloverland Electric Co-op | 1751 | Edison Sault | MI | Chippewa | 57 | HY | OP | 0.6 | 0.4 | 0.3 |  | 88 | 1963 | WDS BIT: WAT; N Y: N; Y Y: Y |  | S |  | N | Electric Utility | 1 |  | N | N
3828 | Cloverland Electric Co-op | 1751 | Edison Sault | MI | Chippewa | 58 | HY | OP | 0.6 | 0.4 | 0.3 |  | 88 | 1963 | WDS BIT: WAT; N Y: N; Y Y: Y |  | S |  | N | Electric Utility | 1 |  | N | N
3828 | Cloverland Electric Co-op | 1751 | Edison Sault | MI | Chippewa | 59 | HY | OP | 0.6 | 0.4 | 0.3 |  | 88 | 1963 | WDS BIT: WAT; N Y: N; Y Y: Y |  | S |  | N | Electric Utility | 1 |  | N | N
3828 | Cloverland Electric Co-op | 1751 | Edison Sault | MI | Chippewa | 6 | HY | OP | 0.6 | 0.4 | 0.3 |  | 88 | 1963 | WDS BIT: WAT; N Y: N; Y Y: Y |  | S |  | N | Electric Utility | 1 |  | N | N
3828 | Cloverland Electric Co-op | 1751 | Edison Sault | MI | Chippewa | 60 | HY | OP | 0.6 | 0.4 | 0.3 |  | 88 | 1963 | WDS BIT: WAT; N Y: N; Y Y: Y |  | S |  | N | Electric Utility | 1 |  | N | N
3828 | Cloverland Electric Co-op | 1751 | Edison Sault | MI | Chippewa | 61 | HY | OP | 0.6 | 0.4 | 0.3 |  | 88 | 1963 | WDS BIT: WAT; N Y: N; Y Y: Y |  | S |  | N | Electric Utility | 1 |  | N | N
3828 | Cloverland Electric Co-op | 1751 | Edison Sault | MI | Chippewa | 62 | HY | OP | 0.5 | 0.4 | 0.3 |  | 88 | 1916 | WDS BIT: WAT; N Y: N; Y Y: Y |  | S |  | N | Electric Utility | 1 |  | N | N
3828 | Cloverland Electric Co-op | 1751 | Edison Sault | MI | Chippewa | 63 | HY | OP | 0.5 | 0.4 | 0.3 |  | 88 | 1916 | WDS BIT: WAT; N Y: N; Y Y: Y |  | S |  | N | Electric Utility | 1 |  | N | N
3828 | Cloverland Electric Co-op | 1751 | Edison Sault | MI | Chippewa | 64 | HY | OP | 0.5 | 0.4 | 0.3 |  | 88 | 1916 | WDS BIT: WAT; N Y: N; Y Y: Y |  | S |  | N | Electric Utility | 1 |  | N | N
3828 | Cloverland Electric Co-op | 1751 | Edison Sault | MI | Chippewa | 65 | HY | OP | 0.5 | 0.4 | 0.3 |  | 88 | 1916 | WDS BIT: WAT; N Y: N; Y Y: Y |  | S |  | N | Electric Utility | 1 |  | N | N
3828 | Cloverland Electric Co-op | 1751 | Edison Sault | MI | Chippewa | 66 | HY | OP | 0.5 | 0.4 | 0.3 |  | 88 | 1916 | WDS BIT: WAT; N Y: N; Y Y: Y |  | S |  | N | Electric Utility | 1 |  | N | N
3828 | Cloverland Electric Co-op | 1751 | Edison Sault | MI | Chippewa | 67 | HY | OP | 0.5 | 0.4 | 0.3 |  | 88 | 1916 | WDS BIT: WAT; N Y: N; Y Y: Y |  | S |  | N | Electric Utility | 1 |  | N | N
3828 | Cloverland Electric Co-op | 1751 | Edison Sault | MI | Chippewa | 68 | HY | OP | 0.5 | 0.4 | 0.3 |  | 88 | 1916 | WDS BIT: WAT; N Y: N; Y Y: Y |  | S |  | N | Electric Utility | 1 |  | N | N
3828 | Cloverland Electric Co-op | 1751 | Edison Sault | MI | Chippewa | 69 | HY | OP | 0.5 | 0.4 | 0.3 |  | 88 | 1916 | WDS BIT: WAT; N Y: N; Y Y: Y |  | S |  | N | Electric Utility | 1 |  | N | N
3828 | Cloverland Electric Co-op | 1751 | Edison Sault | MI | Chippewa | 7 | HY | OP | 0.6 | 0.4 | 0.3 |  | 88 | 1963 | WDS BIT: WAT; N Y: N; Y Y: Y |  | S |  | N | Electric Utility | 1 |  | N | N
3828 | Cloverland Electric Co-op | 1751 | Edison Sault | MI | Chippewa | 70 | HY | OP | 0.5 | 0.4 | 0.3 |  | 88 | 1916 | WDS BIT: WAT; N Y: N; Y Y: Y |  | S |  | N | Electric Utility | 1 |  | N | N
3828 | Cloverland Electric Co-op | 1751 | Edison Sault | MI | Chippewa | 71 | HY | OP | 0.5 | 0.4 | 0.3 |  | 88 | 1916 | WDS BIT: WAT; N Y: N; Y Y: Y |  | S |  | N | Electric Utility | 1 |  | N | N
3828 | Cloverland Electric Co-op | 1751 | Edison Sault | MI | Chippewa | 72 | HY | OP | 0.5 | 0.4 | 0.3 |  | 88 | 1916 | WDS BIT: WAT; N Y: N; Y Y: Y |  | S |  | N | Electric Utility | 1 |  | N | N
3828 | Cloverland Electric Co-op | 1751 | Edison Sault | MI | Chippewa | 73 | HY | OP | 0.5 | 0.4 | 0.3 |  | 88 | 1916 | WDS BIT: WAT; N Y: N; Y Y: Y |  | S |  | N | Electric Utility | 1 |  | N | N
3828 | Cloverland Electric Co-op | 1751 | Edison Sault | MI | Chippewa | 74 | HY | OP | 0.5 | 0.4 | 0.3 |  | 88 | 1916 | WDS BIT: WAT; N Y: N; Y Y: Y |  | S |  | N | Electric Utility | 1 |  | N | N
3828 | Cloverland Electric Co-op | 1751 | Edison Sault | MI | Chippewa | 75 | HY | OP | 0.5 | 0.4 | 0.3 |  | 88 | 1916 | WDS BIT: WAT; N Y: N; Y Y: Y |  | S |  | N | Electric Utility | 1 |  | N | N
3828 | Cloverland Electric Co-op | 1751 | Edison Sault | MI | Chippewa | 76 | HY | OP | 0.5 | 0.4 | 0.3 |  | 88 | 1916 | WDS BIT: WAT; N Y: N; Y Y: Y |  | S |  | N | Electric Utility | 1 |  | N | N
3828 | Cloverland Electric Co-op | 1751 | Edison Sault | MI | Chippewa | 77 | HY | OP | 0.5 | 0.4 | 0.3 |  | 88 | 1916 | WDS BIT: WAT; N Y: N; Y Y: Y |  | S |  | N | Electric Utility | 1 |  | N | N
3828 | Cloverland Electric Co-op | 1751 | Edison Sault | MI | Chippewa | 78 | HY | OP | 0.5 | 0.4 | 0.3 |  | 88 | 1916 | WDS BIT: WAT; N Y: N; Y Y: Y |  | S |  | N | Electric Utility | 1 |  | N | N
3828 | Cloverland Electric Co-op | 1751 | Edison Sault | MI | Chippewa | 79 | HY | OP | 0.5 | 0.4 | 0.3 |  | 88 | 1916 | WDS BIT: WAT; N Y: N; Y Y: Y |  | S |  | N | Electric Utility | 1 |  | N | N
3828 | Cloverland Electric Co-op | 1751 | Edison Sault | MI | Chippewa | 8 | HY | OP | 0.6 | 0.4 | 0.3 |  | 88 | 1963 | WDS BIT: WAT; N Y: N; Y Y: Y |  | S |  | N | Electric Utility | 1 |  | N | N
3828 | Cloverland Electric Co-op | 1751 | Edison Sault | MI | Chippewa | 80 | HY | OP | 0.5 | 0.4 | 0.3 |  | 88 | 1916 | WDS BIT: WAT; N Y: N; Y Y: Y |  | S |  | N | Electric Utility | 1 |  | N | N
3828 | Cloverland Electric Co-op | 1751 | Edison Sault | MI | Chippewa | 9 | HY | OP | 0.6 | 0.4 | 0.3 |  | 88 | 1963 | WDS BIT: WAT; N Y: N; Y Y: Y |  | S |  | N | Electric Utility | 1 |  | N | N
3828 | Cloverland Electric Co-op | 1868 | Dafter | MI | Chippewa | 1 | IC | OP | 1 | 0.9 | 0.9 |  | 11 | 1955 | WDS BIT: DFO; N Y: N; Y Y: Y |  | S |  | N | Electric Utility | 1 |  | N | N | [17 empty] | N
3828 | Cloverland Electric Co-op | 1868 | Dafter | MI | Chippewa | 3 | IC | OP | 1 | 0.9 | 0.9 |  | 11 | 1955 | WDS BIT: DFO; N Y: N; Y Y: Y |  | S |  | N | Electric Utility | 1 |  | N | N | [17 empty] | N
3828 | Cloverland Electric Co-op | 1868 | Dafter | MI | Chippewa | 4 | IC | OP | 3 | 2.5 | 2.5 |  | 6 | 1960 | WDS BIT: DFO; N Y: N; Y Y: Y |  | S |  | N | Electric Utility | 1 |  | N | N | [17 empty] | N
3828 | Cloverland Electric Co-op | 1868 | Dafter | MI | Chippewa | 5 | IC | OP | 3 | 2.5 | 2.5 |  | 6 | 1960 | WDS BIT: DFO; N Y: N; Y Y: Y |  | S |  | N | Electric Utility | 1 |  | N | N | [17 empty] | N
3828 | Cloverland Electric Co-op | 6369 | Detour | MI | Chippewa | 6 | IC | OP | 3 | 2.5 | 2.5 |  | 10 | 1973 | WDS BIT: DFO; N Y: N; Y Y: Y |  | S |  | N | Electric Utility | 1 |  | N | N
3828 | Cloverland Electric Co-op | 6369 | Detour | MI | Chippewa | 7 | IC | OP | 3 | 2.5 | 2.5 |  | 8 | 1976 | WDS BIT: DFO; N Y: N; Y Y: Y |  | S |  | N | Electric Utility | 1 |  | N | N
3836 | CMS Generation Operating LLC | 10822 | Grayling Generating Station | MI | Crawford | GEN1 | ST | OP | 38 | 38 | 38 |  | 5 | 1992 | WDS BIT: WDS; WDS PC: TDF; N Y: Y; Y Y: Y |  | J |  | N | IPP Non-CHP | 2 |  | N | N | [17 empty] | N | [6 empty] | NG
3836 | CMS Generation Operating LLC | 54751 | Genesee Power Station LP | MI | Genesee | GEN1 | ST | OP | 39.5 | 35 | 35 |  | 12 | 1995 | WDS BIT: WDS; WDS PC: TDF; N Y: N; Y Y: Y |  | J |  | N | IPP Non-CHP | 2 |  | N | N | [17 empty] | N | [6 empty] | NG
3837 | CMS Generation Operating Co II | 10525 | Craven County Wood Energy LP | NC | Craven | 1UNI | ST | OP | 50 | 48 | 48 |  | 11 | 1990 | WDS | OBS | WO |  |  |  | Y | Y |  | J |  | N | IPP Non-CHP | 2 |  | N | N | [17 empty] | N | [6 empty] | PG
3838 | CMS Generation MI Power LLC | 55101 | Kalamazoo River Generating Station | MI | Kalamazoo | 0001 | GT | OP | 73.1 | 65 | 70 |  | 6 | 1999 | WDS BIT: NG; N Y: N; Y Y: Y |  | S |  | N | IPP Non-CHP | 2 |  | N | N | [17 empty] | N
3838 | CMS Generation MI Power LLC | 55102 | Livingston Generating Station | MI | Otsego | 001 | GT | OP | 42.9 | 33 | 40 |  | 6 | 1999 | WDS BIT: NG; N Y: N; Y Y: Y |  | S |  | N | IPP Non-CHP | 2 |  | N | N | [17 empty] | N
3838 | CMS Generation MI Power LLC | 55102 | Livingston Generating Station | MI | Otsego | 002 | GT | OP | 42.4 | 33 | 40 |  | 6 | 1999 | WDS BIT: NG; N Y: N; Y Y: Y |  | S |  | N | IPP Non-CHP | 2 |  | N | N | [17 empty] | N
3838 | CMS Generation MI Power LLC | 55102 | Livingston Generating Station | MI | Otsego | 003 | GT | OP | 42.4 | 33 | 40 |  | 6 | 1999 | WDS BIT: NG; N Y: N; Y Y: Y |  | S |  | N | IPP Non-CHP | 2 |  | N | N | [17 empty] | N
3838 | CMS Generation MI Power LLC | 55102 | Livingston Generating Station | MI | Otsego | 004 | GT | OP | 42.4 | 33 | 40 |  | 6 | 1999 | WDS BIT: NG; N Y: N; Y Y: Y |  | S |  | N | IPP Non-CHP | 2 |  | N | N | [17 empty] | N
3852 | Coalinga Cogeneration Co | 50131 | Coalinga Cogeneration | CA | Fresno | K100 | GT | OP | 38.4 | 36 | 38 |  | 10 | 1991 | WDS BIT: NG; N Y: N; Y Y: Y |  | S |  | Y | IPP CHP | 3 | T | N | N
3890 | Cogen Technologies Linden Vent | 50006 | Linden Cogen Plant | NJ | Union | GTG1 | CT | OP | 95.2 | 94.5 | 100 |  | 3 | 1992 | WDS BIT: NG; WDS PC: WO; N Y: Y; Y Y: Y |  | S |  | Y | IPP CHP | 3 | T | N | N | [17 empty] | N
3890 | Cogen Technologies Linden Vent | 50006 | Linden Cogen Plant | NJ | Union | GTG2 | CT | OP | 95.2 | 94.5 | 100 |  | 3 | 1992 | WDS BIT: NG; WDS PC: WO; N Y: Y; Y Y: Y |  | S |  | Y | IPP CHP | 3 | T | N | N | [17 empty] | N
3890 | Cogen Technologies Linden Vent | 50006 | Linden Cogen Plant | NJ | Union | GTG3 | CT | OP | 95.2 | 94.5 | 100 |  | 4 | 1992 | WDS BIT: NG; WDS PC: WO; N Y: Y; Y Y: Y |  | S |  | Y | IPP CHP | 3 | T | N | N | [17 empty] | N
3890 | Cogen Technologies Linden Vent | 50006 | Linden Cogen Plant | NJ | Union | GTG4 | CT | OP | 95.2 | 94.5 | 100 |  | 3 | 1992 | WDS BIT: NG; WDS PC: WO; N Y: Y; Y Y: Y |  | S |  | Y | IPP CHP | 3 | T | N | N | [17 empty] | N
3890 | Cogen Technologies Linden Vent | 50006 | Linden Cogen Plant | NJ | Union | GTG5 | CT | OP | 95.2 | 94.5 | 100 |  | 4 | 1992 | WDS BIT: NG; WDS PC: WO; N Y: Y; Y Y: Y |  | S |  | Y | IPP CHP | 3 | T | N | N | [17 empty] | N
3890 | Cogen Technologies Linden Vent | 50006 | Linden Cogen Plant | NJ | Union | GTG6 | CT | OP | 212.5 | 160.4 | 178.6 |  | 1 | 2002 | WDS BIT: NG; WDS PC: DFO; N Y: Y; Y Y: Y |  | S |  | Y | IPP CHP | 3 | T | N | N | [17 empty] | N
3890 | Cogen Technologies Linden Vent | 50006 | Linden Cogen Plant | NJ | Union | STG1 | CA | OP | 95.2 | 94.5 | 100 |  | 3 | 1992 | WDS BIT: NG; WDS PC: WO; N Y: N; Y Y: Y |  | S |  | Y | IPP CHP | 3 | T | Y | N | [17 empty] | N
3890 | Cogen Technologies Linden Vent | 50006 | Linden Cogen Plant | NJ | Union | STG2 | CA | OP | 95.2 | 94.5 | 100 |  | 3 | 1992 | WDS BIT: NG; WDS PC: WO; N Y: N; Y Y: Y |  | S |  | Y | IPP CHP | 3 | T | Y | N | [17 empty] | N
3890 | Cogen Technologies Linden Vent | 50006 | Linden Cogen Plant | NJ | Union | STG3 | CA | OP | 95.2 | 94.5 | 100 |  | 4 | 1992 | WDS BIT: NG; WDS PC: WO; N Y: N; Y Y: Y |  | S |  | Y | IPP CHP | 3 | T | Y | N | [17 empty] | N
3892 | City of Coffeyville - (KS) | 1271 | Coffeyville | KS | Montgomery | 1 | IC | OP | 2 | 2 | 2 |  | 4 | 2007 | WDS BIT: DFO; N Y: N; Y Y: Y |  | S |  | N | Electric Utility | 1 |  |  | N | [17 empty] | N
3892 | City of Coffeyville - (KS) | 1271 | Coffeyville | KS | Montgomery | 2 | IC | OP | 2 | 2 | 2 |  | 4 | 2007 | WDS BIT: DFO; N Y: N; Y Y: Y |  | S |  | N | Electric Utility | 1 |  |  | N | [17 empty] | N
3892 | City of Coffeyville - (KS) | 1271 | Coffeyville | KS | Montgomery | 6 | ST | OP | 18.7 | 16 | 18.5 |  | 8 | 1956 | WDS BIT: NG; N Y: N; Y Y: Y |  | S |  | N | Electric Utility | 1 |  | N | N | [17 empty] | N | [6 empty] | NG
3892 | City of Coffeyville - (KS) | 1271 | Coffeyville | KS | Montgomery | 7 | ST | OP | 40 | 37 | 38.2 |  | 6 | 1973 | WDS BIT: NG; N Y: N; Y Y: Y |  | S |  | N | Electric Utility | 1 |  | N | N | [17 empty] | N | [6 empty] | NG
3900 | City of Coggon | 1132 | Coggon | IA | Linn | 4 | IC | OP | 0.6 | 0.6 | 0.6 |  | 10 | 1987 | WDS BIT: DFO; N Y: N; Y Y: Y |  | S |  | N | Electric Utility | 1 |  | N | N
3900 | City of Coggon | 1132 | Coggon | IA | Linn | IC1 | IC | OP | 0.6 | 0.6 | 0.6 |  | 10 | 1957 | WDS BIT: DFO; N Y: N; Y Y: Y |  | S |  | N | Electric Utility | 1 |  | N | N
3900 | City of Coggon | 1132 | Coggon | IA | Linn | IC5 | IC | OP | 2 | 2 | 2 |  | 6 | 2003 | WDS BIT: DFO; N Y: N; Y Y: Y |  | S |  | N | Electric Utility | 1 |  | N | N
3913 | City of Colby - (KS) | 1272 | Colby City of | KS | THOMAS | 3 | IC | OP | 2.5 | 1.8 | 1.8 |  | 7 | 1963 | WDS BIT: DFO; WDS PC: NG; N Y: Y; Y Y: Y | Y | S |  | N | Electric Utility | 1 |  | N | N | [17 empty] | N
3913 | City of Colby - (KS) | 1272 | Colby City of | KS | THOMAS | 4 | IC | OP | 1.7 | 1.2 | 1.2 |  | 8 | 1958 | WDS BIT: DFO; WDS PC: NG; N Y: Y; Y Y: Y | Y | S |  | N | Electric Utility | 1 |  | N | N | [17 empty] | N
3913 | City of Colby - (KS) | 1272 | Colby City of | KS | THOMAS | 5 | IC | OP | 1.3 | 1 | 1 |  | 5 | 1958 | WDS BIT: DFO; WDS PC: NG; N Y: Y; Y Y: Y | Y | S |  | N | Electric Utility | 1 |  | N | N | [17 empty] | N
3913 | City of Colby - (KS) | 1272 | Colby City of | KS | THOMAS | 6 | IC | OP | 4.5 | 3.5 | 3.5 |  | 10 | 1971 | WDS BIT: DFO; WDS PC: NG; N Y: Y; Y Y: Y | Y | S |  | N | Electric Utility | 1 |  | N | N | [17 empty] | N
3913 | City of Colby - (KS) | 1272 | Colby City of | KS | THOMAS | 7 | IC | OP | 4.5 | 3.5 | 3.5 |  | 6 | 1971 | WDS BIT: DFO; WDS PC: NG; N Y: Y; Y Y: Y | Y | S |  | N | Electric Utility | 1 |  | N | N | [17 empty] | N
3913 | City of Colby - (KS) | 1272 | Colby City of | KS | THOMAS | 8 | IC | OP | 2.7 | 2.5 | 2.5 |  | 3 | 1965 | WDS BIT: DFO; WDS PC: NG; N Y: Y; Y Y: Y | Y | S |  | N | Electric Utility | 1 |  | N | N | [17 empty] | N
3915 | Coldwater Board of Public Util | 1819 | Coldwater | MI | Branch | IC4 | IC | OP | 2.5 | 2.5 | 2.5 |  | 2 | 1974 | WDS BIT: DFO; N Y: N; Y Y: Y |  | S |  | N | Electric Utility | 1 |  | N | N
3915 | Coldwater Board of Public Util | 1819 | Coldwater | MI | Branch | IC5 | IC | OP | 6 | 6 | 6 |  | 5 | 1978 | WDS BIT: NG; WDS PC: DFO; N Y: Y; Y Y: Y |  | S |  | N | Electric Utility | 1 |  | N | N
3930 | Co-Gen II | 50993 | Co-Gen II LLC | OR | Douglas | GEN1 | ST | OP | 7.5 | 7.8 | 7.3 |  | 10 | 1987 | WDS BIT: WDS; WDS PC: NG; N Y: N; Y Y: Y | Y | S |  | Y | IPP CHP | 3 | T | N | N | [24 empty] | WDS
3953 | Collins Pine Co | 10661 | Collins Pine Project | CA | PLUMAS | GEN4 | ST | OP | 12 | 12 | 12 |  | 12 | 1985 | WDS BIT: WDS; N Y: N; Y Y: Y |  | S |  | Y | Industrial CHP | 7 | T | N | N | [17 empty] | N | [6 empty] | WDS
3989 | City of Colorado Springs - (CO) | 492 | Martin Drake | CO | El Paso | 5 | ST | OP | 50 | 46 | 46 |  | 11 | 1962 | SUB | BIT | NG | WDS |  |  | Y | Y |  | S |  | N | Electric Utility | 1 |  | N | N | [17 empty] | N | Y |  | Y |  |  |  | NG
3989 | City of Colorado Springs - (CO) | 492 | Martin Drake | CO | El Paso | 6 | ST | OP | 75 | 77 | 77 |  | 10 | 1968 | SUB | BIT | NG | WDS |  |  | Y | Y |  | S |  | N | Electric Utility | 1 |  | N | N | [17 empty] | N | Y |  | Y |  |  |  | NG
3989 | City of Colorado Springs - (CO) | 492 | Martin Drake | CO | El Paso | 7 | ST | OP | 132 | 131 | 131 |  | 7 | 1974 | SUB | BIT | NG | WDS |  |  | Y | Y |  | S |  | N | Electric Utility | 1 |  | N | N | [17 empty] | N | Y |  | Y |  |  |  | NG
3989 | City of Colorado Springs - (CO) | 493 | George Birdsall | CO | El Paso | 1 | ST | OP | 17.3 | 16 | 16 |  | 8 | 1953 | WDS BIT: NG; WDS PC: DFO; N Y: Y; Y Y: Y |  | S |  | N | Electric Utility | 1 |  | N | N | [17 empty] | N |  |  | N |  |  |  | NG
3989 | City of Colorado Springs - (CO) | 493 | George Birdsall | CO | El Paso | 2 | ST | OP | 18.8 | 16 | 16 |  | 3 | 1954 | WDS BIT: NG; WDS PC: DFO; N Y: Y; Y Y: Y |  | S |  | N | Electric Utility | 1 |  | N | N | [17 empty] | N |  | N | N |  |  |  | NG
3989 | City of Colorado Springs - (CO) | 493 | George Birdsall | CO | El Paso | 3 | ST | OP | 23.5 | 23 | 23 |  | 3 | 1957 | WDS BIT: NG; WDS PC: DFO; N Y: Y; Y Y: Y |  | S |  | N | Electric Utility | 1 |  | N | N | [17 empty] | N |  |  | N |  |  |  | NG
3989 | City of Colorado Springs - (CO) | 494 | Manitou Springs | CO | El Paso | 1 | HY | OP | 2.5 | 2.5 | 2.5 |  | 5 | 1939 | WDS BIT: WAT; N Y: N; Y Y: Y |  | S |  | N | Electric Utility | 1 |  | N | N | [17 empty] | N
3989 | City of Colorado Springs - (CO) | 494 | Manitou Springs | CO | El Paso | 2 | HY | OP | 2.5 | 2.6 | 2.6 |  | 5 | 1927 | WDS BIT: WAT; N Y: N; Y Y: Y |  | S |  | N | Electric Utility | 1 |  | N | N | [17 empty] | N
3989 | City of Colorado Springs - (CO) | 494 | Manitou Springs | CO | El Paso | 3 | HY | OP | 1 | 0.5 | 0.5 |  | 3 | 2006 | WDS BIT: WAT; N Y: N; Y Y: Y |  | S |  | N | Electric Utility | 1 |  | N | N | [17 empty] | N
3989 | City of Colorado Springs - (CO) | 495 | Ruxton Park | CO | El Paso | 1 | HY | OP | 1.2 | 1 | 1 |  | 5 | 1925 | WDS BIT: WAT; N Y: N; Y Y: Y |  | S |  | N | Electric Utility | 1 |  | N | N | [17 empty] | N
3989 | City of Colorado Springs - (CO) | 7233 | Tesla | CO | El Paso | 1 | HY | OP | 27.6 | 28 | 28 |  | 4 | 1997 | WDS BIT: WAT; N Y: N; Y Y: Y |  | S |  | N | Electric Utility | 1 |  | N | N | [17 empty] | N
3989 | City of Colorado Springs - (CO) | 7730 | SECC | CO | El Paso | 1 | IC | SB | 1.5 | 1.1 | 1.1 |  | 1 | 1998 | WDS BIT: DFO; N Y: N; Y Y: Y | Y | S |  | N | Electric Utility | 1 |  | N | N | [17 empty] | N
3989 | City of Colorado Springs - (CO) | 8219 | Ray D Nixon | CO | El Paso | 1 | ST | OP | 207 | 208 | 208 |  | 4 | 1980 | SUB | BIT | DFO |  |  |  | N | Y |  | S |  | N | Electric Utility | 1 |  | N | N | [17 empty] | N | Y |  | Y |  |  |  | DFO
3989 | City of Colorado Springs - (CO) | 8219 | Ray D Nixon | CO | El Paso | GT1 | GT | OP | 35.8 | 29.3 | 32 |  | 7 | 1999 | WDS BIT: NG; N Y: N; Y Y: Y |  | S |  | N | Electric Utility | 1 |  | N | N | [17 empty] | N
3989 | City of Colorado Springs - (CO) | 8219 | Ray D Nixon | CO | El Paso | GT2 | GT | OP | 35.8 | 30 | 32 |  | 7 | 1999 | WDS BIT: NG; N Y: N; Y Y: Y |  | S |  | N | Electric Utility | 1 |  | N | N | [17 empty] | N
3989 | City of Colorado Springs - (CO) | 55283 | Front Range Power Plant | CO | El Paso | 1 | CT | OP | 154 | 132.4 | 144.7 |  | 4 | 2003 | WDS BIT: NG; N Y: N; Y Y: Y |  | S |  | N | Electric Utility | 1 |  | N | N | [17 empty] | N
3989 | City of Colorado Springs - (CO) | 55283 | Front Range Power Plant | CO | El Paso | 2 | CT | OP | 154 | 132.7 | 145.5 |  | 4 | 2003 | WDS BIT: NG; N Y: N; Y Y: Y |  | S |  | N | Electric Utility | 1 |  | N | N | [17 empty] | N
3989 | City of Colorado Springs - (CO) | 55283 | Front Range Power Plant | CO | El Paso | 3 | CA | OP | 233 | 196.4 | 207 |  | 4 | 2003 | WDS BIT: NG; N Y: N; Y Y: Y |  | S |  | N | Electric Utility | 1 |  | Y | N | [17 empty] | N
3990 | Colorado River Indian Irr Proj | 7179 | Headgate Rock | AZ | La Paz | 1 | HY | OP | 6.5 | 6.5 | 6.5 |  | 3 | 1993 | WDS BIT: WAT; N Y: N; Y Y: Y |  | S |  | N | Electric Utility | 1 |  | N | N | [17 empty] | N
3990 | Colorado River Indian Irr Proj | 7179 | Headgate Rock | AZ | La Paz | 2 | HY | OP | 6.5 | 6.5 | 6.5 |  | 8 | 1993 | WDS BIT: WAT; N Y: N; Y Y: Y |  | S |  | N | Electric Utility | 1 |  | N | N | [17 empty] | N
3990 | Colorado River Indian Irr Proj | 7179 | Headgate Rock | AZ | La Paz | 3 | HY | OP | 6.5 | 6.5 | 6.5 |  | 7 | 1993 | WDS BIT: WAT; N Y: N; Y Y: Y |  | S |  | N | Electric Utility | 1 |  | N | N | [17 empty] | N
3998 | Desert View Power Inc | 10300 | Desert View Power | CA | Riverside | GEN1 | ST | OP | 55.5 | 47 | 47 |  | 11 | 1991 | WDS | PC | NG | TDF |  |  | Y | Y |  | S |  | N | IPP Non-CHP | 2 |  | N | N | [17 empty] | N | [6 empty] | NG
4028 | Columbia Energy LLC | 55386 | Columbia Energy Center | SC | Calhoun | CT1 | CT | OP | 197 | 151.5 | 180.1 |  | 5 | 2004 | WDS BIT: NG; WDS PC: DFO; N Y: Y; Y Y: Y |  | S |  | Y | IPP CHP | 3 | T | N | N | [17 empty] | N
4028 | Columbia Energy LLC | 55386 | Columbia Energy Center | SC | Calhoun | CT2 | CT | OP | 197 | 151.5 | 180.1 |  | 5 | 2004 | WDS BIT: NG; WDS PC: DFO; N Y: Y; Y Y: Y |  | S |  | Y | IPP CHP | 3 | T | N | N | [17 empty] | N
4028 | Columbia Energy LLC | 55386 | Columbia Energy Center | SC | Calhoun | ST1 | CA | OP | 274.5 | 105.7 | 115.1 |  | 5 | 2004 | WDS BIT: NG; N Y: N; Y Y: Y |  | S |  | Y | IPP CHP | 3 | T | Y | N | [17 empty] | N
4034 | Collins Hydroelectric Partners | 52166 | Collins Facility | MA | Hampden | 1 | HY | OP | 0.6 | 0.6 | 0.6 |  | 3 | 1985 | WDS BIT: WAT; N Y: N; Y Y: Y |  | S |  | N | IPP Non-CHP | 2 |  | N | N | [17 empty] | N
4034 | Collins Hydroelectric Partners | 52166 | Collins Facility | MA | Hampden | 2 | HY | OP | 0.6 | 0.6 | 0.6 |  | 3 | 1985 | WDS BIT: WAT; N Y: N; Y Y: Y |  | S |  | N | IPP Non-CHP | 2 |  | N | N | [17 empty] | N
4045 | City of Columbia - (MO) | 2123 | Columbia | MO | Boone | 5 | ST | OP | 16.5 | 16.5 | 16.5 |  | 1 | 1957 | WDS BIT: BIT; N Y: N; Y Y: Y |  | S |  | N | Electric Utility | 1 |  | N | N | [17 empty] | N | Y | [5 empty] | BIT
4045 | City of Columbia - (MO) | 2123 | Columbia | MO | Boone | 6 | GT | OP | 12.5 | 12.5 | 12.5 |  | 8 | 1963 | WDS BIT: NG; WDS PC: DFO; N Y: N; Y Y: Y |  | S |  | N | Electric Utility | 1 |  | N | N
4045 | City of Columbia - (MO) | 2123 | Columbia | MO | Boone | 7 | ST | OP | 22 | 22 | 22 |  | 1 | 1965 | WDS BIT: BIT; N Y: N; Y Y: Y |  | S |  | N | Electric Utility | 1 |  | N | N | [17 empty] | N | Y | [5 empty] | BIT
4045 | City of Columbia - (MO) | 2123 | Columbia | MO | Boone | 8 | ST | OP | 35 | 35 | 35 |  | 1 | 1970 | WDS BIT: NG; WDS PC: DFO; N Y: N; Y Y: Y |  | S |  | N | Electric Utility | 1 |  | N | N | [18 empty] | N
4045 | City of Columbia - (MO) | 2123 | Columbia | MO | Boone | DAN1 | IC | OP | 2 | 2 | 2 |  | 8 | 2004 | WDS BIT: DFO; N Y: N; Y Y: Y |  | S |  | N | Electric Utility | 1 |  | N | N
4045 | City of Columbia - (MO) | 2123 | Columbia | MO | Boone | LF1 | IC | OP | 1 | 1 | 1 |  | 6 | 2008 | WDS BIT: LFG; N Y: N; Y Y: Y |  | S |  | N | Electric Utility | 1 |  |  | N
4045 | City of Columbia - (MO) | 2123 | Columbia | MO | Boone | LF2 | IC | OP | 1 | 1 | 1 |  | 6 | 2008 | WDS BIT: LFG; N Y: N; Y Y: Y |  | S |  | N | Electric Utility | 1 |  |  | N
4045 | City of Columbia - (MO) | 2123 | Columbia | MO | Boone | MBS1 | IC | OP | 1 | 1 | 1 |  | 11 | 2008 | WDS BIT: DFO; N Y: N; Y Y: Y |  | S |  | N | Electric Utility | 1 |  | N | N
4045 | City of Columbia - (MO) | 2123 | Columbia | MO | Boone | MBS2 | IC | OP | 1 | 1 | 1 |  | 11 | 2008 | WDS BIT: DFO; N Y: N; Y Y: Y |  | S |  | N | Electric Utility | 1 |  | N | N
4045 | City of Columbia - (MO) | 2123 | Columbia | MO | Boone | SF1 | IC | OP | 1 | 1 | 1 |  | 11 | 2008 | WDS BIT: DFO; N Y: N; Y Y: Y |  | S |  | N | Electric Utility | 1 |  | N | N
4045 | City of Columbia - (MO) | 2123 | Columbia | MO | Boone | SF2 | IC | OP | 1 | 1 | 1 |  | 11 | 2008 | WDS BIT: DFO; N Y: N; Y Y: Y |  | S |  | N | Electric Utility | 1 |  | N | N
4045 | City of Columbia - (MO) | 2123 | Columbia | MO | Boone | SH1 | IC | OP | 1.3 | 1.3 | 1.3 |  | 4 | 2002 | WDS BIT: DFO; N Y: N; Y Y: Y |  | S |  | N | Electric Utility | 1 |  | N | N
4045 | City of Columbia - (MO) | 2123 | Columbia | MO | Boone | SH2 | IC | OP | 1.3 | 1.3 | 1.3 |  | 4 | 2002 | WDS BIT: DFO; N Y: N; Y Y: Y |  | S |  | N | Electric Utility | 1 |  | N | N
4045 | City of Columbia - (MO) | 2123 | Columbia | MO | Boone | WTP1 | IC | OP | 2 | 2 | 2 |  | 8 | 2004 | WDS BIT: DFO; N Y: N; Y Y: Y |  | S |  | N | Electric Utility | 1 |  | N | N
4045 | City of Columbia - (MO) | 2123 | Columbia | MO | Boone | WTP2 | IC | OP | 2 | 2 | 2 |  | 8 | 2004 | WDS BIT: DFO; N Y: N; Y Y: Y |  | S |  | N | Electric Utility | 1 |  | N | N
4045 | City of Columbia - (MO) | 55447 | Columbia Energy Center | MO | Boone | CT01 | GT | OP | 40.7 | 35 | 40 |  | 7 | 2001 | WDS BIT: NG; N Y: N; Y Y: Y |  | S |  | N | Electric Utility | 1 |  | N | N | [17 empty] | N
4045 | City of Columbia - (MO) | 55447 | Columbia Energy Center | MO | Boone | CT02 | GT | OP | 40.7 | 35 | 40 |  | 7 | 2001 | WDS BIT: NG; N Y: N; Y Y: Y |  | S |  | N | Electric Utility | 1 |  | N | N | [17 empty] | N
4045 | City of Columbia - (MO) | 55447 | Columbia Energy Center | MO | Boone | CT03 | GT | OP | 40.7 | 35 | 40 |  | 6 | 2001 | WDS BIT: NG; N Y: N; Y Y: Y |  | S |  | N | Electric Utility | 1 |  | N | N | [17 empty] | N
4045 | City of Columbia - (MO) | 55447 | Columbia Energy Center | MO | Boone | CT04 | GT | OP | 40.7 | 35 | 40 |  | 7 | 2001 | WDS BIT: NG; N Y: N; Y Y: Y |  | S |  | N | Electric Utility | 1 |  | N | N | [17 empty] | N
4065 | City of Columbus - (OH) | 7279 | O'Shaughnessy Hydro | OH | Delaware | 1 | HY | OP | 1.3 | 1.3 | 1.3 |  | 9 | 1988 | WDS BIT: WAT; N Y: N; Y Y: Y |  | S | 0 | N | Electric Utility | 1 |  | N | N | [17 empty] | N
4065 | City of Columbus - (OH) | 7279 | O'Shaughnessy Hydro | OH | Delaware | 2 | HY | OP | 3.9 | 3.9 | 3.9 |  | 9 | 1988 | WDS BIT: WAT; N Y: N; Y Y: Y |  | S | 0 | N | Electric Utility | 1 |  | N | N | [17 empty] | N
4065 | City of Columbus - (OH) | 56420 | Renick Run Pumping Station 03-04 | OH | FRANKLIN | 0003 | IC | OP | 1.4 | 1.1 | 1.1 |  | 9 | 2006 | WDS BIT: DFO; N Y: N; Y Y: Y |  | S |  | N | Electric Utility | 1 |  | N | N | [17 empty] | N
4065 | City of Columbus - (OH) | 56420 | Renick Run Pumping Station 03-04 | OH | FRANKLIN | 0004 | IC | OP | 1.4 | 1.1 | 1.1 |  | 9 | 2006 | WDS BIT: DFO; N Y: N; Y Y: Y |  | S |  | N | Electric Utility | 1 |  | N | N | [17 empty] | N
4065 | City of Columbus - (OH) | 56421 | PS ST-8 Engine No 1 | OH | FRANKLIN | 0005 | IC | OP | 2 | 1.8 | 1.8 |  | 1 | 2008 | WDS BIT: DFO; N Y: N; Y Y: Y |  | S |  | N | Electric Utility | 1 |  | N | N | [17 empty] | N
4065 | City of Columbus - (OH) | 56422 | ST-1/1A Engine No 1 | OH | FRANKLIN | 0006 | IC | OP | 1.3 | 1.1 | 1.1 |  | 1 | 2008 | WDS BIT: DFO; N Y: N; Y Y: Y |  | S |  | N | Electric Utility | 1 |  | N | N | [17 empty] | N
4065 | City of Columbus - (OH) | 56423 | Dodge Park Engine No 1 | OH | FRANKLIN | 0007 | IC | OP | 2 | 1.8 | 1.8 |  | 1 | 2008 | WDS BIT: DFO; N Y: N; Y Y: Y |  | S |  | N | Electric Utility | 1 |  | N | N | [17 empty] | N
4119 | Hewlett-Packard Company | 54457 | Hewlett Packard Alpharetta | GA | Fulton | ALF1 | IC | SB | 1 | 1 | 1 |  | 5 | 1989 | WDS BIT: DFO; N Y: N; Y Y: N | N | S |  | N | Commercial Non-CHP | 4 |  | N | N | [17 empty] | N
4119 | Hewlett-Packard Company | 54457 | Hewlett Packard Alpharetta | GA | Fulton | ALF2 | IC | SB | 1 | 1 | 1 |  | 5 | 1989 | WDS BIT: DFO; N Y: N; Y Y: N | N | S |  | N | Commercial Non-CHP | 4 |  | N | N | [17 empty] | N
4119 | Hewlett-Packard Company | 54457 | Hewlett Packard Alpharetta | GA | Fulton | ALF3 | IC | SB | 1 | 1 | 1 |  | 5 | 1989 | WDS BIT: DFO; N Y: N; Y Y: N | N | S |  | N | Commercial Non-CHP | 4 |  | N | N | [17 empty] | N
4119 | Hewlett-Packard Company | 54457 | Hewlett Packard Alpharetta | GA | Fulton | ALF4 | IC | SB | 1 | 1 | 1 |  | 5 | 1989 | WDS BIT: DFO; N Y: N; Y Y: N | N | S |  | N | Commercial Non-CHP | 4 |  | N | N | [17 empty] | N
4119 | Hewlett-Packard Company | 54457 | Hewlett Packard Alpharetta | GA | Fulton | ALF5 | IC | SB | 1 | 1 | 1 |  | 5 | 1991 | WDS BIT: DFO; N Y: N; Y Y: N | N | S |  | N | Commercial Non-CHP | 4 |  | N | N | [17 empty] | N
4119 | Hewlett-Packard Company | 54457 | Hewlett Packard Alpharetta | GA | Fulton | B1GN1 | IC | SB | 1.5 | 1.4 | 1.5 |  | 5 | 2005 | WDS BIT: DFO; N Y: N; Y Y: N | N | S |  | N | Commercial Non-CHP | 4 |  |  | N | [17 empty] | N
4119 | Hewlett-Packard Company | 54457 | Hewlett Packard Alpharetta | GA | Fulton | B1GN2 | IC | SB | 1.5 | 1.4 | 1.5 |  | 5 | 2005 | WDS BIT: DFO; N Y: N; Y Y: N | N | S |  | N | Commercial Non-CHP | 4 |  |  | N | [17 empty] | N
4129 | Colmac Clarion Inc | 54144 | Piney Creek Project | PA | CLARION | GEN1 | ST | OP | 36.2 | 32.5 | 32.5 |  | 11 | 1992 | WC | WDS | OTH |  |  |  | Y | Y |  | S |  | N | IPP Non-CHP | 2 |  | N | N | [17 empty] | N |  | Y |  |  |  |  | DFO
4161 | Constellation Power Source Gen | 1553 | Gould Street | MD | Baltimore City | 3 | ST | OP | 103.5 | 97 | 97 |  | 12 | 1952 | WDS BIT: NG; N Y: N; Y Y: Y |  | S |  | N | IPP Non-CHP | 2 |  | N | N | [24 empty] | NG
4161 | Constellation Power Source Gen | 1555 | Notch Cliff | MD | Baltimore | GT1 | GT | OP | 18 | 14 | 14 |  | 6 | 1969 | WDS BIT: NG; N Y: N; Y Y: Y |  | S |  | N | IPP Non-CHP | 2 |  | N | N | [17 empty] | N
4161 | Constellation Power Source Gen | 1555 | Notch Cliff | MD | Baltimore | GT2 | GT | OP | 18 | 14 | 14 |  | 6 | 1969 | WDS BIT: NG; N Y: N; Y Y: Y |  | S |  | N | IPP Non-CHP | 2 |  | N | N | [17 empty] | N
4161 | Constellation Power Source Gen | 1555 | Notch Cliff | MD | Baltimore | GT3 | GT | OP | 18 | 14 | 14 |  | 6 | 1969 | WDS BIT: NG; N Y: N; Y Y: Y |  | S |  | N | IPP Non-CHP | 2 |  | N | N | [17 empty] | N
4161 | Constellation Power Source Gen | 1555 | Notch Cliff | MD | Baltimore | GT4 | GT | OP | 18 | 14 | 14 |  | 6 | 1969 | WDS BIT: NG; N Y: N; Y Y: Y |  | S |  | N | IPP Non-CHP | 2 |  | N | N | [17 empty] | N
4161 | Constellation Power Source Gen | 1555 | Notch Cliff | MD | Baltimore | GT5 | GT | OP | 18 | 14.6 | 14.6 |  | 6 | 1969 | WDS BIT: NG; N Y: N; Y Y: Y |  | S |  | N | IPP Non-CHP | 2 |  | N | N | [17 empty] | N
4161 | Constellation Power Source Gen | 1555 | Notch Cliff | MD | Baltimore | GT6 | GT | OP | 18 | 15.6 | 15.6 |  | 6 | 1969 | WDS BIT: NG; N Y: N; Y Y: Y |  | S |  | N | IPP Non-CHP | 2 |  | N | N | [17 empty] | N
4161 | Constellation Power Source Gen | 1555 | Notch Cliff | MD | Baltimore | GT7 | GT | OP | 18 | 14.5 | 14.5 |  | 6 | 1969 | WDS BIT: NG; N Y: N; Y Y: Y |  | S |  | N | IPP Non-CHP | 2 |  | N | N | [17 empty] | N
4161 | Constellation Power Source Gen | 1555 | Notch Cliff | MD | Baltimore | GT8 | GT | OP | 18 | 16 | 16 |  | 6 | 1969 | WDS BIT: NG; N Y: N; Y Y: Y |  | S |  | N | IPP Non-CHP | 2 |  | N | N | [17 empty] | N
4161 | Constellation Power Source Gen | 1556 | Perryman | MD | Harford | GT1 | GT | OP | 53.1 | 52 | 52 |  | 1 | 1972 | WDS BIT: DFO; N Y: N; Y Y: Y |  | S |  | N | IPP Non-CHP | 2 |  | N | N | [17 empty] | N
4161 | Constellation Power Source Gen | 1556 | Perryman | MD | Harford | GT2 | GT | OP | 53.1 | 51 | 51 |  | 4 | 1972 | WDS BIT: DFO; N Y: N; Y Y: Y |  | S |  | N | IPP Non-CHP | 2 |  | N | N | [17 empty] | N
4161 | Constellation Power Source Gen | 1556 | Perryman | MD | Harford | GT3 | GT | OP | 53.1 | 51 | 51 |  | 4 | 1972 | WDS BIT: DFO; N Y: N; Y Y: Y |  | S |  | N | IPP Non-CHP | 2 |  | N | N | [17 empty] | N
4161 | Constellation Power Source Gen | 1556 | Perryman | MD | Harford | GT4 | GT | OP | 53.1 | 52 | 52 |  | 4 | 1972 | WDS BIT: DFO; N Y: N; Y Y: Y |  | S |  | N | IPP Non-CHP | 2 |  | N | N | [17 empty] | N
4161 | Constellation Power Source Gen | 1556 | Perryman | MD | Harford | GT5 | GT | OP | 192 | 147.6 | 147.6 |  | 6 | 1995 | WDS BIT: NG; WDS PC: DFO; N Y: Y; Y Y: Y |  | S |  | N | IPP Non-CHP | 2 |  | N | N | [17 empty] | N
4161 | Constellation Power Source Gen | 1557 | Philadelphia | MD | Baltimore City | GT1 | GT | OP | 20.7 | 15.3 | 15.3 |  | 8 | 1970 | WDS BIT: DFO; N Y: N; Y Y: Y |  | S |  | N | IPP Non-CHP | 2 |  | N | N | [17 empty] | N
4161 | Constellation Power Source Gen | 1557 | Philadelphia | MD | Baltimore City | GT2 | GT | OP | 20.7 | 16 | 16 |  | 8 | 1970 | WDS BIT: DFO; N Y: N; Y Y: Y |  | S |  | N | IPP Non-CHP | 2 |  | N | N | [17 empty] | N
4161 | Constellation Power Source Gen | 1557 | Philadelphia | MD | Baltimore City | GT3 | GT | OP | 20.7 | 14.8 | 14.8 |  | 9 | 1970 | WDS BIT: DFO; N Y: N; Y Y: Y |  | S |  | N | IPP Non-CHP | 2 |  | N | N | [17 empty] | N
4161 | Constellation Power Source Gen | 1557 | Philadelphia | MD | Baltimore City | GT4 | GT | OP | 20.7 | 14.8 | 14.8 |  | 9 | 1970 | WDS BIT: DFO; N Y: N; Y Y: Y |  | S |  | N | IPP Non-CHP | 2 |  | N | N | [17 empty] | N
4161 | Constellation Power Source Gen | 1559 | Riverside | MD | Baltimore | 4 | ST | OP | 72.2 | 74 | 74 |  | 9 | 1951 | WDS BIT: NG; N Y: N; Y Y: Y |  | S |  | N | IPP Non-CHP | 2 |  | N | N | [17 empty] | N | [6 empty] | NG
4161 | Constellation Power Source Gen | 1559 | Riverside | MD | Baltimore | GT6 | GT | OP | 135 | 115 | 115 |  | 4 | 1970 | WDS BIT: NG; WDS PC: KER; N Y: Y; Y Y: Y |  | S |  | N | IPP Non-CHP | 2 |  | N | N | [15 empty] | 6 | 2014 | N
4161 | Constellation Power Source Gen | 1559 | Riverside | MD | Baltimore | GT7 | GT | OP | 25 | 19 | 19 |  | 9 | 1970 | WDS BIT: DFO; N Y: N; Y Y: Y |  | S |  | N | IPP Non-CHP | 2 |  | N | N | [17 empty] | N
4161 | Constellation Power Source Gen | 1559 | Riverside | MD | Baltimore | GT8 | GT | OP | 25 | 20 | 20 |  | 9 | 1970 | WDS BIT: DFO; N Y: N; Y Y: Y |  | S |  | N | IPP Non-CHP | 2 |  | N | N | [17 empty] | N
4161 | Constellation Power Source Gen | 1560 | Westport | MD | Baltimore City | GT5 | GT | OP | 121.5 | 115.8 | 115.8 |  | 2 | 1969 | WDS BIT: NG; N Y: N; Y Y: Y |  | S |  | N | IPP Non-CHP | 2 |  | N | N | [17 empty] | N
4172 | Constellation Operatg Serv Inc | 50560 | Pacific-Ultrapower Chinese Station | CA | Tuolumne | GEN1 | ST | OP | 25 | 19.8 | 19.8 |  | 6 | 1985 | WDS BIT: WDS; N Y: N; Y Y: Y |  | J |  | N | IPP Non-CHP | 2 |  | N | N | [17 empty] | N | [6 empty] | PG
4174 | Cokenergy Inc | 55066 | Heat Recovery Coke Facility | IN | Lake | TG18 | ST | OP | 94.6 | 88 | 88 |  | 4 | 1998 | WDS BIT: WH; N Y: N; Y Y: Y |  | W |  | N | Industrial Non-CHP | 6 |  | N | N | [17 empty] | N
4180 | Connecticut Mun Elec Engy Coop | 6635 | A L Pierce | CT | New Haven | 4 | GT | OP | 84 | 76.6 | 96.2 |  | 10 | 2007 | NG | DFO | LFG |  |  |  | Y | Y |  | S |  | N | Electric Utility | 1 |  |  | N | [17 empty] | N
4180 | Connecticut Mun Elec Engy Coop | 56256 | John Street 1, 3, 4 & 5 | CT | New Haven | JS 3 | IC | SB | 1.8 | 2 | 2 |  | 1 | 2006 | WDS BIT: DFO; N Y: N; Y Y: N | Y | S |  | N | Electric Utility | 1 |  |  | N | [17 empty] | N
4180 | Connecticut Mun Elec Engy Coop | 56256 | John Street 1, 3, 4 & 5 | CT | New Haven | JS 4 | IC | SB | 1.8 | 2 | 2 |  | 1 | 2006 | WDS BIT: DFO; N Y: N; Y Y: N | Y | S |  | N | Electric Utility | 1 |  |  | N | [17 empty] | N
4180 | Connecticut Mun Elec Engy Coop | 56256 | John Street 1, 3, 4 & 5 | CT | New Haven | JS 5 | IC | SB | 1.8 | 2 | 2 |  | 12 | 2007 | WDS BIT: DFO; N Y: N; Y Y: Y | Y | S |  | N | Electric Utility | 1 |  |  | N | [17 empty] | N
4180 | Connecticut Mun Elec Engy Coop | 57598 | Bridge Street 1 & 2 | CT | New London | BS1 | IC | OP | 2.5 | 2.5 | 2.5 |  | 8 | 2010 | WDS BIT: DFO; N Y: N; Y Y: Y |  | S |  | N | Electric Utility | 1 |  | N | N
4180 | Connecticut Mun Elec Engy Coop | 57598 | Bridge Street 1 & 2 | CT | New London | BS2 | IC | OP | 2.5 | 2.5 | 2.5 |  | 7 | 2010 | WDS BIT: DFO; N Y: N; Y Y: Y |  | S |  | N | Electric Utility | 1 |  | N | N
4180 | Connecticut Mun Elec Engy Coop | 57599 | Fort Hill 1, 2, 3 & 4 | CT | New London | FH1 | IC | OP | 2.5 | 2.5 | 2.5 |  | 8 | 2010 | WDS BIT: DFO; N Y: N; Y Y: Y |  | S |  | N | Electric Utility | 1 |  |  | N
4180 | Connecticut Mun Elec Engy Coop | 57599 | Fort Hill 1, 2, 3 & 4 | CT | New London | FH2 | IC | OP | 2.5 | 2.5 | 2.5 |  | 8 | 2010 | WDS BIT: DFO; N Y: N; Y Y: Y |  | S |  | N | Electric Utility | 1 |  |  | N
4180 | Connecticut Mun Elec Engy Coop | 57599 | Fort Hill 1, 2, 3 & 4 | CT | New London | FH3 | IC | OP | 2.5 | 2.5 | 2.5 |  | 8 | 2010 | WDS BIT: DFO; N Y: N; Y Y: Y |  | S |  | N | Electric Utility | 1 |  |  | N
4180 | Connecticut Mun Elec Engy Coop | 57599 | Fort Hill 1, 2, 3 & 4 | CT | New London | FH4 | IC | OP | 2.5 | 2.5 | 2.5 |  | 8 | 2010 | WDS BIT: DFO; N Y: N; Y Y: Y |  | S |  | N | Electric Utility | 1 |  |  | N
4180 | Connecticut Mun Elec Engy Coop | 57600 | Fishers Island 1 | NY | Suffolk | FI1 | IC | OP | 2.5 | 2.5 | 2.5 |  | 12 | 2010 | WDS BIT: DFO; N Y: N; Y Y: Y |  | S |  | N | Electric Utility | 1 |  | N | N
4180 | Connecticut Mun Elec Engy Coop | 57601 | Gary Court 1 & 2 | CT | New London | GC1 | IC | OP | 2.5 | 2.5 | 2.5 |  | 7 | 2010 | WDS BIT: DFO; N Y: N; Y Y: Y |  | S |  | N | Electric Utility | 1 |  | N | N
4180 | Connecticut Mun Elec Engy Coop | 57601 | Gary Court 1 & 2 | CT | New London | GC2 | IC | OP | 2.5 | 2.5 | 2.5 |  | 7 | 2010 | WDS BIT: DFO; N Y: N; Y Y: Y |  | S |  | N | Electric Utility | 1 |  | N | N
4180 | Connecticut Mun Elec Engy Coop | 57602 | Jewett City 1 | CT | New London | JC1 | IC | OP | 2.5 | 2.5 | 2.5 |  | 2 | 2010 | WDS BIT: DFO; N Y: N; Y Y: Y |  | S |  | N | Electric Utility | 1 |  | N | N
4180 | Connecticut Mun Elec Engy Coop | 57603 | LNG 1 & 2 | CT | New London | LNG1 | IC | OP | 2.5 | 2.5 | 2.5 |  | 4 | 2010 | WDS BIT: DFO; N Y: N; Y Y: Y |  | S |  | N | Electric Utility | 1 |  | N | N
4180 | Connecticut Mun Elec Engy Coop | 57603 | LNG 1 & 2 | CT | New London | LNG2 | IC | OP | 2.5 | 2.5 | 2.5 |  | 4 | 2010 | WDS BIT: DFO; N Y: N; Y Y: Y |  | S |  | N | Electric Utility | 1 |  | N | N
4180 | Connecticut Mun Elec Engy Coop | 57604 | Lebanon Pines 1 & 2 | CT | New London | LP1 | IC | OP | 2.5 | 2.5 | 2.5 |  | 4 | 2010 | WDS BIT: DFO; N Y: N; Y Y: Y |  | S |  | N | Electric Utility | 1 |  | N | N
4180 | Connecticut Mun Elec Engy Coop | 57604 | Lebanon Pines 1 & 2 | CT | New London | LP2 | IC | OP | 2.5 | 2.5 | 2.5 |  | 4 | 2010 | WDS BIT: DFO; N Y: N; Y Y: Y |  | S |  | N | Electric Utility | 1 |  | N | N
4180 | Connecticut Mun Elec Engy Coop | 57605 | Water Treatment 1 & 2 | CT | New London | WT1 | IC | OP | 2.5 | 2.5 | 2.5 |  | 10 | 2010 | WDS BIT: DFO; N Y: N; Y Y: Y |  | S |  | N | Electric Utility | 1 |  | N | N
4180 | Connecticut Mun Elec Engy Coop | 57605 | Water Treatment 1 & 2 | CT | New London | WT2 | IC | OP | 2.5 | 2.5 | 2.5 |  | 10 | 2010 | WDS BIT: DFO; N Y: N; Y Y: Y |  | S |  | N | Electric Utility | 1 |  | N | N
4194 | Commonwealth Chesapeake Co LLC | 55381 | Commonwealth Chesapeake | VA | Accomack | UNT1 | GT | SB | 57.5 | 45.5 | 48.1 |  | 8 | 2000 | WDS BIT: DFO; N Y: N; Y Y: Y | Y | W |  | N | IPP Non-CHP | 2 |  | N | N | [17 empty] | N
4194 | Commonwealth Chesapeake Co LLC | 55381 | Commonwealth Chesapeake | VA | Accomack | UNT2 | GT | SB | 57.5 | 44.1 | 47.8 |  | 9 | 2000 | WDS BIT: DFO; N Y: N; Y Y: Y | Y | W |  | N | IPP Non-CHP | 2 |  | N | N | [17 empty] | N
4194 | Commonwealth Chesapeake Co LLC | 55381 | Commonwealth Chesapeake | VA | Accomack | UNT3 | GT | SB | 57.5 | 44.8 | 48.3 |  | 9 | 2000 | WDS BIT: DFO; N Y: N; Y Y: Y | Y | W |  | N | IPP Non-CHP | 2 |  | N | N | [17 empty] | N
4194 | Commonwealth Chesapeake Co LLC | 55381 | Commonwealth Chesapeake | VA | Accomack | UNT4 | GT | SB | 57.5 | 46.2 | 48.6 |  | 6 | 2001 | WDS BIT: DFO; N Y: N; Y Y: Y | Y | W |  | N | IPP Non-CHP | 2 |  | N | N | [17 empty] | N
4194 | Commonwealth Chesapeake Co LLC | 55381 | Commonwealth Chesapeake | VA | Accomack | UNT5 | GT | SB | 57.5 | 45.6 | 48.6 |  | 6 | 2001 | WDS BIT: DFO; N Y: N; Y Y: Y | Y | W |  | N | IPP Non-CHP | 2 |  | N | N | [17 empty] | N
4194 | Commonwealth Chesapeake Co LLC | 55381 | Commonwealth Chesapeake | VA | Accomack | UNT6 | GT | SB | 57.5 | 44.9 | 48.7 |  | 6 | 2001 | WDS BIT: DFO; N Y: N; Y Y: Y | Y | W |  | N | IPP Non-CHP | 2 |  | N | N | [17 empty] | N
4194 | Commonwealth Chesapeake Co LLC | 55381 | Commonwealth Chesapeake | VA | Accomack | UNT7 | GT | SB | 57.5 | 45.2 | 48.6 |  | 8 | 2001 | WDS BIT: DFO; N Y: N; Y Y: Y | Y | W |  | N | IPP Non-CHP | 2 |  | N | N | [17 empty] | N
4207 | Consolidated Hydro NH Inc | 54384 | EHC West Hopkinton | NH | Merrimack | GEN1 | HY | OP | 1 | 1 | 0.9 |  | 7 | 1985 | WDS BIT: WAT; N Y: N; Y Y: Y | Y | S | 0 | N | IPP Non-CHP | 2 |  | N | N
4207 | Consolidated Hydro NH Inc | 54418 | Rollinsford | NH | Strafford | GEN1 | HY | OP | 0.7 | 0.7 | 0.6 |  | 10 | 1986 | WDS BIT: WAT; N Y: N; Y Y: Y |  | S | 0 | N | IPP Non-CHP | 2 |  | N | N
4207 | Consolidated Hydro NH Inc | 54418 | Rollinsford | NH | Strafford | GEN2 | HY | OP | 0.7 | 0.7 | 0.6 |  | 1 | 1995 | WDS BIT: WAT; N Y: N; Y Y: Y |  | S | 0 | N | IPP Non-CHP | 2 |  | N | N
4208 | Phillips 66 Company | 50119 | Phillips 66 Rodeo Refinery | CA | Contra Costa | GENA | GT | OP | 18.3 | 15.6 | 16.6 |  | 5 | 1987 | WDS BIT: OG; WDS PC: NG; N Y: N; Y Y: Y |  | S |  | Y | Industrial CHP | 7 | T |  | N | [17 empty] | N
4208 | Phillips 66 Company | 50119 | Phillips 66 Rodeo Refinery | CA | Contra Costa | GENB | GT | OP | 18.3 | 16.1 | 17 |  | 5 | 1987 | WDS BIT: OG; WDS PC: NG; N Y: N; Y Y: Y |  | S |  | Y | Industrial CHP | 7 | T |  | N | [17 empty] | N
4208 | Phillips 66 Company | 50119 | Phillips 66 Rodeo Refinery | CA | Contra Costa | GENC | GT | OP | 18.3 | 15.5 | 16.7 |  | 5 | 1987 | WDS BIT: OG; WDS PC: NG; N Y: N; Y Y: Y |  | S |  | Y | Industrial CHP | 7 | T |  | N | [17 empty] | N
4210 | Cordova Energy Co LLC | 55188 | Cordova Energy | IL | Rock Island | PT11 | CT | OP | 210 | 165 | 205 |  | 6 | 2001 | WDS BIT: NG; N Y: N; Y Y: Y |  | S |  | N | IPP Non-CHP | 2 |  | N | N | [12 empty] | N |  |  |  |  | N
4210 | Cordova Energy Co LLC | 55188 | Cordova Energy | IL | Rock Island | PT21 | CT | OP | 210 | 165 | 205 |  | 6 | 2001 | WDS BIT: NG; N Y: N; Y Y: Y |  | S |  | N | IPP Non-CHP | 2 |  | N | N | [12 empty] | N |  |  |  |  | N
4210 | Cordova Energy Co LLC | 55188 | Cordova Energy | IL | Rock Island | PT31 | CA | OP | 191.2 | 191.2 | 191.2 |  | 6 | 2001 | WDS BIT: NG; N Y: N; Y Y: Y |  | S |  | N | IPP Non-CHP | 2 |  | N | N | [12 empty] | N |  |  |  |  | N
4211 | Consolidated Hydro NH, Inc | 50702 | Salmon Falls | ME | York | GEN1 | HY | OP | 0.4 | 0.4 | 0.4 |  | 7 | 1986 | WDS BIT: WAT; N Y: N; Y Y: Y | Y | S | 0 | N | IPP Non-CHP | 2 |  | N | N
4211 | Consolidated Hydro NH, Inc | 50702 | Salmon Falls | ME | York | GEN2 | HY | OP | 0.4 | 0.4 | 0.4 |  | 7 | 1986 | WDS BIT: WAT; N Y: N; Y Y: Y | Y | S | 0 | N | IPP Non-CHP | 2 |  | N | N
4211 | Consolidated Hydro NH, Inc | 50702 | Salmon Falls | ME | York | GEN3 | HY | OP | 0.4 | 0.4 | 0.4 |  | 7 | 1986 | WDS BIT: WAT; N Y: N; Y Y: Y | Y | S | 0 | N | IPP Non-CHP | 2 |  | N | N
4217 | Colstrip Energy LP | 10784 | Colstrip Energy LP | MT | Rosebud | GEN1 | ST | OP | 46.1 | 35 | 40.5 |  | 2 | 1990 | WDS BIT: WC; N Y: N; Y Y: Y |  | W |  | N | IPP Non-CHP | 2 |  | N | N | [17 empty] | N |  | Y |  |  |  |  | DFO
4222 | Ingredion Inc - Illinois | 54556 | Ingredion Illinois | IL | Cook | TG03 | GT | SB | 4.8 | 4.4 | 4.8 |  | 2 | 1996 | WDS BIT: NG; N Y: N; Y Y: Y | Y | S |  | N | Industrial CHP | 7 |  | N | N | [17 empty] | N
4222 | Ingredion Inc - Illinois | 54556 | Ingredion Illinois | IL | Cook | TG04 | GT | SB | 4.8 | 4.4 | 4.8 |  | 2 | 1996 | WDS BIT: NG; N Y: N; Y Y: Y | Y | S |  | N | Industrial CHP | 7 |  | N | N | [17 empty] | N
4222 | Ingredion Inc - Illinois | 54556 | Ingredion Illinois | IL | Cook | TGO1 | ST | OP | 22.5 | 21.1 | 21.2 |  | 5 | 1991 | WDS BIT: BIT; WDS PC: NG; N Y: N; Y Y: Y |  | S |  | Y | Industrial CHP | 7 | T | N | N | [17 empty] | N |  | Y |  |  |  |  | NG
4222 | Ingredion Inc - Illinois | 54556 | Ingredion Illinois | IL | Cook | TGO2 | ST | OP | 22.5 | 21.1 | 21.2 |  | 5 | 1991 | WDS BIT: BIT; WDS PC: NG; N Y: N; Y Y: Y |  | S |  | Y | Industrial CHP | 7 | T | N | N | [17 empty] | N |  | Y |  |  |  |  | NG
4226 | Consolidated Edison Co-NY Inc | 2493 | East River | NY | New York | 1 | GT | OP | 180 | 145.9 | 179.1 |  | 4 | 2005 | WDS BIT: NG; WDS PC: DFO; N Y: Y; Y Y: Y |  | S |  | N | Electric Utility | 1 |  |  | N | [17 empty] | N
4226 | Consolidated Edison Co-NY Inc | 2493 | East River | NY | New York | 2 | GT | OP | 180 | 146.7 | 178.8 |  | 4 | 2005 | WDS BIT: NG; WDS PC: DFO; N Y: Y; Y Y: Y |  | S |  | N | Electric Utility | 1 |  |  | N | [17 empty] | N
4226 | Consolidated Edison Co-NY Inc | 2493 | East River | NY | New York | 6 | ST | OP | 156.2 | 137.3 | 140.4 |  | 11 | 1951 | WDS BIT: RFO; WDS PC: NG; N Y: Y; Y Y: Y |  | S |  | Y | Electric Utility | 1 | T | N | N | [17 empty] | N | [6 empty] | NG
4226 | Consolidated Edison Co-NY Inc | 2493 | East River | NY | New York | 7 | ST | OP | 200 | 180.3 | 183.9 |  | 6 | 1955 | WDS BIT: RFO; WDS PC: NG; N Y: Y; Y Y: Y |  | S |  | N | Electric Utility | 1 |  | N | N | [17 empty] | N | [6 empty] | NG
4226 | Consolidated Edison Co-NY Inc | 2496 | Hudson Avenue | NY | Kings | 4 | GT | OP | 16.3 | 14.4 | 16.4 |  | 7 | 1970 | WDS BIT: KER; N Y: N; Y Y: Y |  | S |  | N | Electric Utility | 1 |  | N | N | [17 empty] | N
4226 | Consolidated Edison Co-NY Inc | 2496 | Hudson Avenue | NY | Kings | GT3 | GT | OP | 16.3 | 15.3 | 16.8 |  | 7 | 1970 | WDS BIT: KER; N Y: N; Y Y: Y |  | S |  | N | Electric Utility | 1 |  | N | N | [17 empty] | N
4226 | Consolidated Edison Co-NY Inc | 2496 | Hudson Avenue | NY | Kings | GT5 | GT | OP | 16.3 | 15.4 | 17.3 |  | 7 | 1970 | WDS BIT: KER; N Y: N; Y Y: Y |  | S |  | N | Electric Utility | 1 |  | N | N
4226 | Consolidated Edison Co-NY Inc | 2503 | 59th Street | NY | New York | GT1 | GT | OP | 17.1 | 15.2 | 20.4 |  | 6 | 1969 | WDS BIT: KER; N Y: N; Y Y: Y |  | S |  | N | Electric Utility | 1 |  | N | N | [17 empty] | N
4226 | Consolidated Edison Co-NY Inc | 2504 | 74th Street | NY | New York | GT1 | GT | OP | 18.5 | 14 | 16.4 |  | 10 | 1968 | WDS BIT: KER; N Y: N; Y Y: Y |  | S |  | N | Electric Utility | 1 |  | N | N | [17 empty] | N
4226 | Consolidated Edison Co-NY Inc | 2504 | 74th Street | NY | New York | GT2 | GT | OP | 18.5 | 17.6 | 20.4 |  | 10 | 1968 | WDS BIT: KER; N Y: N; Y Y: Y |  | S |  | N | Electric Utility | 1 |  | N | N | [17 empty] | N
4247 | Consolidated Water Power Co | 3971 | Biron | WI | Wood | 1 | HY | OP | 1.4 | 1.3 | 1.3 |  | 1 | 1921 | WDS BIT: WAT; N Y: N; Y Y: Y |  | S |  | N | Electric Utility | 1 |  | N | N | [17 empty] | N
4247 | Consolidated Water Power Co | 3971 | Biron | WI | Wood | 2 | HY | OP | 1.4 | 1.3 | 1.3 |  | 1 | 1921 | WDS BIT: WAT; N Y: N; Y Y: Y |  | S |  | N | Electric Utility | 1 |  | N | N | [17 empty] | N
4247 | Consolidated Water Power Co | 3971 | Biron | WI | Wood | 3 | HY | OS | 0.4 | 0.4 | 0.4 |  | 1 | 1916 | WDS BIT: WAT; N Y: N; Y Y: Y |  | S |  | N | Electric Utility | 1 |  | N | N | [17 empty] | N
4247 | Consolidated Water Power Co | 3971 | Biron | WI | Wood | 4 | HY | OS | 0.4 | 0.4 | 0.4 |  | 1 | 1896 | WDS BIT: WAT; N Y: N; Y Y: Y |  | S |  | N | Electric Utility | 1 |  | N | N
4247 | Consolidated Water Power Co | 3971 | Biron | WI | Wood | 5 | HY | OS | 0.4 | 0.4 | 0.4 |  | 1 | 1896 | WDS BIT: WAT; N Y: N; Y Y: Y |  | S |  | N | Electric Utility | 1 |  | N | N
4247 | Consolidated Water Power Co | 3971 | Biron | WI | Wood | 6 | HY | OP | 0.4 | 0.4 | 0.4 |  | 1 | 1896 | WDS BIT: WAT; N Y: N; Y Y: Y |  | S |  | N | Electric Utility | 1 |  | N | N
4247 | Consolidated Water Power Co | 3971 | Biron | WI | Wood | 7 | HY | OS | 0.4 | 0.4 | 0.4 |  | 1 | 1896 | WDS BIT: WAT; N Y: N; Y Y: Y |  | S |  | N | Electric Utility | 1 |  | N | N
4247 | Consolidated Water Power Co | 3971 | Biron | WI | Wood | 9 | HY | OP | 0.8 | 0.8 | 0.8 |  | 1 | 1896 | WDS BIT: WAT; N Y: N; Y Y: Y |  | S |  | N | Electric Utility | 1 |  | N | N
4247 | Consolidated Water Power Co | 3972 | Du Bay | WI | Portage | 1 | HY | OP | 1.2 | 1.2 | 1.2 |  | 1 | 1942 | WDS BIT: WAT; N Y: N; Y Y: Y |  | S |  | N | Electric Utility | 1 |  | N | N | [17 empty] | N
4247 | Consolidated Water Power Co | 3972 | Du Bay | WI | Portage | 2 | HY | OP | 2 | 2 | 2 |  | 1 | 1942 | WDS BIT: WAT; N Y: N; Y Y: Y |  | S |  | N | Electric Utility | 1 |  | N | N | [17 empty] | N
4247 | Consolidated Water Power Co | 3972 | Du Bay | WI | Portage | 3 | HY | OP | 2 | 2 | 2 |  | 1 | 1942 | WDS BIT: WAT; N Y: N; Y Y: Y |  | S |  | N | Electric Utility | 1 |  | N | N | [17 empty] | N
4247 | Consolidated Water Power Co | 3972 | Du Bay | WI | Portage | 4 | HY | OP | 2 | 2 | 2 |  | 1 | 1942 | WDS BIT: WAT; N Y: N; Y Y: Y |  | S |  | N | Electric Utility | 1 |  | N | N | [17 empty] | N
4247 | Consolidated Water Power Co | 3973 | Stevens Point | WI | Portage | 1 | HY | OP | 0.8 | 0.8 | 0.8 |  | 1 | 1918 | WDS BIT: WAT; N Y: N; Y Y: Y |  | S |  | N | Electric Utility | 1 |  | N | N
4247 | Consolidated Water Power Co | 3973 | Stevens Point | WI | Portage | 2 | HY | OA | 0.8 | 0.8 | 0.8 |  | 1 | 1918 | WDS BIT: WAT; N Y: N; Y Y: Y |  | S |  | N | Electric Utility | 1 |  | N | N
4247 | Consolidated Water Power Co | 3973 | Stevens Point | WI | Portage | 3 | HY | OP | 0.8 | 0.8 | 0.8 |  | 1 | 1918 | WDS BIT: WAT; N Y: N; Y Y: Y |  | S |  | N | Electric Utility | 1 |  | N | N
4247 | Consolidated Water Power Co | 3973 | Stevens Point | WI | Portage | 4 | HY | OP | 0.8 | 0.8 | 0.8 |  | 1 | 1918 | WDS BIT: WAT; N Y: N; Y Y: Y |  | S |  | N | Electric Utility | 1 |  | N | N
4247 | Consolidated Water Power Co | 3973 | Stevens Point | WI | Portage | 5 | HY | OP | 0.8 | 0.8 | 0.8 |  | 1 | 1918 | WDS BIT: WAT; N Y: N; Y Y: Y |  | S |  | N | Electric Utility | 1 |  | N | N
4247 | Consolidated Water Power Co | 3973 | Stevens Point | WI | Portage | 6 | HY | OS | 0.8 | 0.8 | 0.8 |  | 1 | 1918 | WDS BIT: WAT; N Y: N; Y Y: Y |  | S |  | N | Electric Utility | 1 |  | N | N
4247 | Consolidated Water Power Co | 3974 | Wisconsin Rapids | WI | Wood | 1 | HY | OP | 2.3 | 2.3 | 2.3 |  | 1 | 1920 | WDS BIT: WAT; N Y: N; Y Y: Y |  | S |  | N | Electric Utility | 1 |  | N | N
4247 | Consolidated Water Power Co | 3974 | Wisconsin Rapids | WI | Wood | 10 | HY | OP | 0.6 | 0.6 | 0.6 |  | 1 | 1903 | WDS BIT: WAT; N Y: N; Y Y: Y |  | S |  | N | Electric Utility | 1 |  | N | N
4247 | Consolidated Water Power Co | 3974 | Wisconsin Rapids | WI | Wood | 2 | HY | OP | 2.3 | 2.3 | 2.3 |  | 1 | 1920 | WDS BIT: WAT; N Y: N; Y Y: Y |  | S |  | N | Electric Utility | 1 |  | N | N
4247 | Consolidated Water Power Co | 3974 | Wisconsin Rapids | WI | Wood | 3 | HY | OP | 0.6 | 0.6 | 0.6 |  | 1 | 1903 | WDS BIT: WAT; N Y: N; Y Y: Y |  | S |  | N | Electric Utility | 1 |  | N | N
4247 | Consolidated Water Power Co | 3974 | Wisconsin Rapids | WI | Wood | 4 | HY | OP | 0.6 | 0.6 | 0.6 |  | 1 | 1903 | WDS BIT: WAT; N Y: N; Y Y: Y |  | S |  | N | Electric Utility | 1 |  | N | N
4247 | Consolidated Water Power Co | 3974 | Wisconsin Rapids | WI | Wood | 5 | HY | OP | 0.6 | 0.6 | 0.6 |  | 1 | 1903 | WDS BIT: WAT; N Y: N; Y Y: Y |  | S |  | N | Electric Utility | 1 |  | N | N
4247 | Consolidated Water Power Co | 3974 | Wisconsin Rapids | WI | Wood | 6 | HY | OP | 0.3 | 0.3 | 0.3 |  | 1 | 1903 | WDS BIT: WAT; N Y: N; Y Y: Y |  | S |  | N | Electric Utility | 1 |  | N | N
4247 | Consolidated Water Power Co | 3974 | Wisconsin Rapids | WI | Wood | 7 | HY | OP | 0.6 | 0.6 | 0.6 |  | 1 | 1903 | WDS BIT: WAT; N Y: N; Y Y: Y |  | S |  | N | Electric Utility | 1 |  | N | N
4247 | Consolidated Water Power Co | 3974 | Wisconsin Rapids | WI | Wood | 8 | HY | OA | 0.3 | 0.3 | 0.3 |  | 1 | 1903 | WDS BIT: WAT; N Y: N; Y Y: Y |  | S |  | N | Electric Utility | 1 |  | N | N
4247 | Consolidated Water Power Co | 3974 | Wisconsin Rapids | WI | Wood | 9 | HY | OP | 0.6 | 0.6 | 0.6 |  | 1 | 1903 | WDS BIT: WAT; N Y: N; Y Y: Y |  | S |  | N | Electric Utility | 1 |  | N | N
4247 | Consolidated Water Power Co | 3975 | Whiting | WI | Portage | 1 | HY | OS | 1.2 | 1.2 | 1.2 |  | 7 | 1963 | WDS BIT: WAT; N Y: N; Y Y: Y |  | S |  | N | Electric Utility | 1 |  | N | N | [17 empty] | N
4247 | Consolidated Water Power Co | 3975 | Whiting | WI | Portage | 10 | HY | OP | 0.3 | 0.3 | 0.3 |  | 1 | 1891 | WDS BIT: WAT; N Y: N; Y Y: Y |  | S |  | N | Electric Utility | 1 |  | N | N | [17 empty] | N
4247 | Consolidated Water Power Co | 3975 | Whiting | WI | Portage | 2 | HY | OP | 0.5 | 0.5 | 0.5 |  | 1 | 1891 | WDS BIT: WAT; N Y: N; Y Y: Y |  | S |  | N | Electric Utility | 1 |  | N | N | [17 empty] | N
4247 | Consolidated Water Power Co | 3975 | Whiting | WI | Portage | 3 | HY | OS | 0.5 | 0.5 | 0.5 |  | 1 | 1891 | WDS BIT: WAT; N Y: N; Y Y: Y |  | S |  | N | Electric Utility | 1 |  | N | N
4247 | Consolidated Water Power Co | 3975 | Whiting | WI | Portage | 4 | HY | OP | 0.5 | 0.5 | 0.5 |  | 1 | 1891 | WDS BIT: WAT; N Y: N; Y Y: Y |  | S |  | N | Electric Utility | 1 |  | N | N
4247 | Consolidated Water Power Co | 3975 | Whiting | WI | Portage | 5 | HY | OP | 0.5 | 0.5 | 0.5 |  | 1 | 1891 | WDS BIT: WAT; N Y: N; Y Y: Y |  | S |  | N | Electric Utility | 1 |  | N | N
4247 | Consolidated Water Power Co | 3975 | Whiting | WI | Portage | 6 | HY | OP | 0.5 | 0.5 | 0.5 |  | 1 | 1891 | WDS BIT: WAT; N Y: N; Y Y: Y |  | S |  | N | Electric Utility | 1 |  | N | N
4247 | Consolidated Water Power Co | 3975 | Whiting | WI | Portage | 7 | HY | OP | 0.5 | 0.5 | 0.5 |  | 1 | 1891 | WDS BIT: WAT; N Y: N; Y Y: Y |  | S |  | N | Electric Utility | 1 |  | N | N
4247 | Consolidated Water Power Co | 3975 | Whiting | WI | Portage | 8 | HY | OP | 0.3 | 0.3 | 0.3 |  | 1 | 1891 | WDS BIT: WAT; N Y: N; Y Y: Y |  | S |  | N | Electric Utility | 1 |  | N | N
4247 | Consolidated Water Power Co | 3975 | Whiting | WI | Portage | 9 | HY | OP | 0.3 | 0.3 | 0.3 |  | 1 | 1891 | WDS BIT: WAT; N Y: N; Y Y: Y |  | S |  | N | Electric Utility | 1 |  | N | N
4254 | Consumers Energy Co | 1693 | Alcona | MI | Alcona | 1 | HY | OP | 4 | 1.4 | 1.4 |  | 1 | 1924 | WDS BIT: WAT; N Y: N; Y Y: Y |  | S | 0 | N | Electric Utility | 1 |  | N | N | [17 empty] | N
4254 | Consumers Energy Co | 1693 | Alcona | MI | Alcona | 2 | HY | OP | 4 | 1.4 | 1.4 |  | 1 | 1924 | WDS BIT: WAT; N Y: N; Y Y: Y |  | S | 0 | N | Electric Utility | 1 |  | N | N | [17 empty] | N
4254 | Consumers Energy Co | 1694 | Allegan Dam | MI | Allegan | 1 | HY | OP | 0.5 | 0.2 | 0.3 |  | 1 | 1935 | WDS BIT: WAT; N Y: N; Y Y: Y |  | S | 0 | N | Electric Utility | 1 |  | N | N | [17 empty] | N
4254 | Consumers Energy Co | 1694 | Allegan Dam | MI | Allegan | 2 | HY | OP | 0.9 | 0.5 | 0.6 |  | 1 | 1935 | WDS BIT: WAT; N Y: N; Y Y: Y |  | S | 0 | N | Electric Utility | 1 |  | N | N | [17 empty] | N
4254 | Consumers Energy Co | 1694 | Allegan Dam | MI | Allegan | 3 | HY | OP | 1.2 | 0.6 | 0.8 |  | 1 | 1945 | WDS BIT: WAT; N Y: N; Y Y: Y |  | S | 0 | N | Electric Utility | 1 |  | N | N | [17 empty] | N
4254 | Consumers Energy Co | 1695 | B C Cobb | MI | Muskegon | 1 | ST | OS | 69 | 54 | 59 |  | 10 | 1948 | WDS BIT: NG; N Y: N; Y Y: Y |  | S |  | N | Electric Utility | 1 |  | N | N | [24 empty] | NG
4254 | Consumers Energy Co | 1695 | B C Cobb | MI | Muskegon | 2 | ST | OS | 69 | 65 | 68 |  | 12 | 1948 | WDS BIT: NG; N Y: N; Y Y: Y |  | S |  | N | Electric Utility | 1 |  | N | N | [24 empty] | NG
4254 | Consumers Energy Co | 1695 | B C Cobb | MI | Muskegon | 3 | ST | OS | 69 | 68 | 68 |  | 9 | 1950 | WDS BIT: NG; N Y: N; Y Y: Y |  | S |  | N | Electric Utility | 1 |  | N | N | [24 empty] | NG
4254 | Consumers Energy Co | 1695 | B C Cobb | MI | Muskegon | 4 | ST | OP | 156.3 | 156 | 160 |  | 9 | 1956 | WDS BIT: SUB; WDS PC: BIT; N Y: N; Y Y: Y |  | S |  | N | Electric Utility | 1 |  | N | N | [18 empty] | Y |  | Y |  |  |  | NG
4254 | Consumers Energy Co | 1695 | B C Cobb | MI | Muskegon | 5 | ST | OP | 156.3 | 156 | 160 |  | 3 | 1957 | WDS BIT: SUB; WDS PC: BIT; N Y: N; Y Y: Y |  | S |  | N | Electric Utility | 1 |  | N | N | [18 empty] | Y |  | Y |  |  |  | NG
4254 | Consumers Energy Co | 1696 | B E Morrow | MI | Kalamazoo | A | GT | OP | 18 | 13 | 17 |  | 12 | 1968 | WDS BIT: NG; N Y: N; Y Y: Y |  | S |  | N | Electric Utility | 1 |  | N | N
4254 | Consumers Energy Co | 1696 | B E Morrow | MI | Kalamazoo | B | GT | OP | 18 | 11 | 15 |  | 7 | 1969 | WDS BIT: NG; N Y: N; Y Y: Y |  | S |  | N | Electric Utility | 1 |  | N | N
4254 | Consumers Energy Co | 1698 | C W Tippy | MI | Manistee | 1 | HY | OP | 6.7 | 2 | 2.1 |  | 1 | 1918 | WDS BIT: WAT; N Y: N; Y Y: Y |  | S | 0 | N | Electric Utility | 1 |  | N | N
4254 | Consumers Energy Co | 1698 | C W Tippy | MI | Manistee | 2 | HY | OP | 6.7 | 2 | 2.1 |  | 1 | 1918 | WDS BIT: WAT; N Y: N; Y Y: Y |  | S | 0 | N | Electric Utility | 1 |  | N | N
4254 | Consumers Energy Co | 1698 | C W Tippy | MI | Manistee | 3 | HY | OP | 6.7 | 2 | 2.1 |  | 1 | 1918 | WDS BIT: WAT; N Y: N; Y Y: Y |  | S | 0 | N | Electric Utility | 1 |  | N | N
4254 | Consumers Energy Co | 1700 | Cooke | MI | Iosco | 1 | HY | OP | 3 | 1.5 | 1.5 |  | 1 | 1911 | WDS BIT: WAT; N Y: N; Y Y: Y |  | S | 0 | N | Electric Utility | 1 |  | N | N
4254 | Consumers Energy Co | 1700 | Cooke | MI | Iosco | 2 | HY | OP | 3 | 2.7 | 2.7 |  | 1 | 1911 | WDS BIT: WAT; N Y: N; Y Y: Y |  | S | 0 | N | Electric Utility | 1 |  | N | N
4254 | Consumers Energy Co | 1700 | Cooke | MI | Iosco | 3 | HY | OP | 3 | 2.9 | 2.9 |  | 1 | 1911 | WDS BIT: WAT; N Y: N; Y Y: Y |  | S | 0 | N | Electric Utility | 1 |  | N | N
4254 | Consumers Energy Co | 1701 | Croton | MI | Newaygo | 1 | HY | OP | 3 | 1.2 | 1.7 |  | 1 | 1907 | WDS BIT: WAT; N Y: N; Y Y: Y |  | S | 0 | N | Electric Utility | 1 |  | N | N
4254 | Consumers Energy Co | 1701 | Croton | MI | Newaygo | 2 | HY | OP | 3 | 1.2 | 1.7 |  | 1 | 1907 | WDS BIT: WAT; N Y: N; Y Y: Y |  | S | 0 | N | Electric Utility | 1 |  | N | N
4254 | Consumers Energy Co | 1701 | Croton | MI | Newaygo | 3 | HY | OP | 1.4 | 0.6 | 0.8 |  | 1 | 1915 | WDS BIT: WAT; N Y: N; Y Y: Y |  | S | 0 | N | Electric Utility | 1 |  | N | N
4254 | Consumers Energy Co | 1701 | Croton | MI | Newaygo | 4 | HY | OP | 1.5 | 0.6 | 0.8 |  | 1 | 1912 | WDS BIT: WAT; N Y: N; Y Y: Y |  | S | 0 | N | Electric Utility | 1 |  | N | N
4254 | Consumers Energy Co | 1702 | Dan E Karn | MI | Bay | 1A | ST | OP | 136 | 255 | 255 | G381 | 11 | 1959 | WDS BIT: SUB; WDS PC: BIT; N Y: N; Y Y: Y |  | S |  | N | Electric Utility | 1 |  | N | N | [17 empty] | N | Y |  | Y |  |  |  | DFO
4254 | Consumers Energy Co | 1702 | Dan E Karn | MI | Bay | 1B | ST | OP | 136 |  |  | G381 | 11 | 1959 | WDS BIT: SUB; WDS PC: BIT; N Y: N; Y Y: Y |  | S |  | N | Electric Utility | 1 |  | N | N | [17 empty] | N | Y |  | Y |  |  |  | DFO
4254 | Consumers Energy Co | 1702 | Dan E Karn | MI | Bay | 2A | ST | OP | 136 | 260 | 260 | G382 | 3 | 1961 | WDS BIT: SUB; WDS PC: BIT; N Y: N; Y Y: Y |  | S |  | N | Electric Utility | 1 |  | N | [18 empty] | N | Y |  | Y |  |  |  | DFO
4254 | Consumers Energy Co | 1702 | Dan E Karn | MI | Bay | 2B | ST | OP | 136 |  |  | G382 | 3 | 1961 | WDS BIT: SUB; WDS PC: BIT; N Y: N; Y Y: Y |  | S |  | N | Electric Utility | 1 |  | N | [18 empty] | N | Y |  | Y |  |  |  | DFO
4254 | Consumers Energy Co | 1702 | Dan E Karn | MI | Bay | 3 | ST | OP | 692.5 | 638 | 638 |  | 1 | 1975 | WDS BIT: NG; WDS PC: RFO; N Y: Y; Y Y: Y |  | S |  | N | Electric Utility | 1 |  | N | N | [24 empty] | RFO
4254 | Consumers Energy Co | 1702 | Dan E Karn | MI | Bay | 4 | ST | OP | 709.8 | 638 | 638 |  | 9 | 1977 | WDS BIT: NG; WDS PC: RFO; N Y: Y; Y Y: Y |  | S |  | N | Electric Utility | 1 |  | N | N | [24 empty] | RFO
4254 | Consumers Energy Co | 1704 | Five Channels | MI | Iosco | 1 | HY | OP | 3 | 3.4 | 3.4 |  | 1 | 1912 | WDS BIT: WAT; N Y: N; Y Y: Y |  | S | 0 | N | Electric Utility | 1 |  | N | N
4254 | Consumers Energy Co | 1704 | Five Channels | MI | Iosco | 2 | HY | OP | 3 | 3 | 3 |  | 1 | 1912 | WDS BIT: WAT; N Y: N; Y Y: Y |  | S | 0 | N | Electric Utility | 1 |  | N | N
4254 | Consumers Energy Co | 1705 | Foote | MI | Iosco | 1 | HY | OP | 3 | 1 | 1.1 |  | 1 | 1918 | WDS BIT: WAT; N Y: N; Y Y: Y |  | S | 0 | N | Electric Utility | 1 |  | N | N
4254 | Consumers Energy Co | 1705 | Foote | MI | Iosco | 2 | HY | OP | 3 | 1 | 1.1 |  | 1 | 1918 | WDS BIT: WAT; N Y: N; Y Y: Y |  | S | 0 | N | Electric Utility | 1 |  | N | N
4254 | Consumers Energy Co | 1705 | Foote | MI | Iosco | 3 | HY | OP | 3 | 1 | 1.1 |  | 1 | 1918 | WDS BIT: WAT; N Y: N; Y Y: Y |  | S | 0 | N | Electric Utility | 1 |  | N | N
4254 | Consumers Energy Co | 1706 | Gaylord | MI | Otsego | 1 | GT | OP | 16 | 13 | 16 |  | 8 | 1966 | WDS BIT: NG; N Y: N; Y Y: Y |  | S |  | N | Electric Utility | 1 |  | N | N
4254 | Consumers Energy Co | 1706 | Gaylord | MI | Otsego | 2 | GT | OP | 16 | 10 | 13 |  | 8 | 1966 | WDS BIT: NG; N Y: N; Y Y: Y |  | S |  | N | Electric Utility | 1 |  | N | N
4254 | Consumers Energy Co | 1706 | Gaylord | MI | Otsego | 3 | GT | OP | 16 | 11 | 14 |  | 8 | 1966 | WDS BIT: NG; N Y: N; Y Y: Y |  | S |  | N | Electric Utility | 1 |  | N | N
4254 | Consumers Energy Co | 1706 | Gaylord | MI | Otsego | 4 | GT | OA | 16 | 12 | 15 |  | 8 | 1966 | WDS BIT: NG; N Y: N; Y Y: Y |  | S |  | N | Electric Utility | 1 |  | N | N
4254 | Consumers Energy Co | 1707 | Hardy | MI | Newaygo | 1 | HY | OP | 10 | 11 | 11 |  | 6 | 1931 | WDS BIT: WAT; N Y: N; Y Y: Y |  | S | 0 | N | Electric Utility | 1 |  | N | N
4254 | Consumers Energy Co | 1707 | Hardy | MI | Newaygo | 2 | HY | OP | 10 | 11 | 11 |  | 6 | 1931 | WDS BIT: WAT; N Y: N; Y Y: Y |  | S | 0 | N | Electric Utility | 1 |  | N | N
4254 | Consumers Energy Co | 1707 | Hardy | MI | Newaygo | 3 | HY | OP | 11.5 | 11.5 | 11.5 |  | 6 | 1931 | WDS BIT: WAT; N Y: N; Y Y: Y |  | S | 0 | N | Electric Utility | 1 |  | N | N | [12 empty] | N
4254 | Consumers Energy Co | 1708 | Hodenpyl | MI | Wexford | 1 | HY | OP | 9.5 | 1.9 | 2.2 |  | 7 | 1925 | WDS BIT: WAT; N Y: N; Y Y: Y |  | S | 0 | N | Electric Utility | 1 |  | N | N
4254 | Consumers Energy Co | 1708 | Hodenpyl | MI | Wexford | 2 | HY | OP | 9.5 | 1.9 | 2.2 |  | 8 | 1925 | WDS BIT: WAT; N Y: N; Y Y: Y |  | S | 0 | N | Electric Utility | 1 |  | N | N
4254 | Consumers Energy Co | 1710 | J H Campbell | MI | Ottawa | 1 | ST | OP | 265.2 | 260 | 260 |  | 10 | 1962 | WDS BIT: SUB; N Y: N; Y Y: Y |  | S |  | N | Electric Utility | 1 |  | N | N | [17 empty] | N | Y |  | Y |  |  |  | DFO
4254 | Consumers Energy Co | 1710 | J H Campbell | MI | Ottawa | 2 | ST | OP | 403.9 | 355 | 360 |  | 7 | 1967 | WDS BIT: SUB; WDS PC: BIT; N Y: N; Y Y: Y |  | S |  | N | Electric Utility | 1 |  | N | N | [12 empty] | N |  |  |  |  | N | Y |  |  | Y |  |  | DFO
4254 | Consumers Energy Co | 1710 | J H Campbell | MI | Ottawa | 3 | ST | OP | 916.8 | 825 | 835 |  | 9 | 1980 | WDS BIT: SUB; N Y: N; Y Y: Y |  | J |  | N | Electric Utility | 1 |  | N | N | [17 empty] | N | Y |  | Y |  |  |  | DFO
4254 | Consumers Energy Co | 1710 | J H Campbell | MI | Ottawa | A | GT | OP | 18.6 | 11.2 | 15.8 |  | 12 | 1968 | WDS BIT: DFO; N Y: N; Y Y: Y |  | S |  | N | Electric Utility | 1 |  | N | N | [17 empty] | N
4254 | Consumers Energy Co | 1712 | Loud | MI | Iosco | 1 | HY | OP | 2 | 2.4 | 2.4 |  | 1 | 1913 | WDS BIT: WAT; N Y: N; Y Y: Y |  | S | 0 | N | Electric Utility | 1 |  | N | N
4254 | Consumers Energy Co | 1712 | Loud | MI | Iosco | 2 | HY | OP | 2 | 2.5 | 2.5 |  | 1 | 1913 | WDS BIT: WAT; N Y: N; Y Y: Y |  | S | 0 | N | Electric Utility | 1 |  | N | N
4254 | Consumers Energy Co | 1713 | Ludington | MI | Mason | 1 | PS | OP | 329.8 | 312 | 295 |  | 1 | 1973 | WDS BIT: WAT; N Y: N; Y Y: Y |  | J | 0 | N | Electric Utility | 1 |  | N | N
4254 | Consumers Energy Co | 1713 | Ludington | MI | Mason | 2 | PS | OP | 329.8 | 312 | 289 |  | 3 | 1973 | WDS BIT: WAT; N Y: N; Y Y: Y |  | J | 0 | N | Electric Utility | 1 |  | N | N
4254 | Consumers Energy Co | 1713 | Ludington | MI | Mason | 3 | PS | OP | 329.8 | 311 | 288 |  | 4 | 1973 | WDS BIT: WAT; N Y: N; Y Y: Y |  | J | 0 | N | Electric Utility | 1 |  | N | N
4254 | Consumers Energy Co | 1713 | Ludington | MI | Mason | 4 | PS | OP | 329.8 | 312 | 293 |  | 6 | 1973 | WDS BIT: WAT; N Y: N; Y Y: Y |  | J | 0 | N | Electric Utility | 1 |  | N | N
4254 | Consumers Energy Co | 1713 | Ludington | MI | Mason | 5 | PS | OP | 329.8 | 312 | 292 |  | 8 | 1973 | WDS BIT: WAT; N Y: N; Y Y: Y |  | J | 0 | N | Electric Utility | 1 |  | N | N
4254 | Consumers Energy Co | 1713 | Ludington | MI | Mason | 6 | PS | OP | 329.8 | 312 | 300 |  | 10 | 1973 | WDS BIT: WAT; N Y: N; Y Y: Y |  | J | 0 | N | Electric Utility | 1 |  | N | N
4254 | Consumers Energy Co | 1714 | Mio | MI | Oscoda | 1 | HY | OP | 2.5 | 0.7 | 0.8 |  | 1 | 1916 | WDS BIT: WAT; N Y: N; Y Y: Y |  | S | 0 | N | Electric Utility | 1 |  | N | N
4254 | Consumers Energy Co | 1714 | Mio | MI | Oscoda | 2 | HY | OP | 2.5 | 0.7 | 0.8 |  | 1 | 1916 | WDS BIT: WAT; N Y: N; Y Y: Y |  | S | 0 | N | Electric Utility | 1 |  | N | N
4254 | Consumers Energy Co | 1716 | Rogers | MI | Mecosta | 1 | HY | OP | 1.7 | 0.7 | 0.8 |  | 1 | 1922 | WDS BIT: WAT; N Y: N; Y Y: Y |  | S | 0 | N | Electric Utility | 1 |  | N | N
4254 | Consumers Energy Co | 1716 | Rogers | MI | Mecosta | 2 | HY | OP | 1.7 | 0.7 | 0.8 |  | 1 | 1922 | WDS BIT: WAT; N Y: N; Y Y: Y |  | S | 0 | N | Electric Utility | 1 |  | N | N
4254 | Consumers Energy Co | 1716 | Rogers | MI | Mecosta | 3 | HY | OP | 1.7 | 0.7 | 0.8 |  | 1 | 1922 | WDS BIT: WAT; N Y: N; Y Y: Y |  | S | 0 | N | Electric Utility | 1 |  | N | N
4254 | Consumers Energy Co | 1716 | Rogers | MI | Mecosta | 4 | HY | OP | 1.7 | 0.7 | 0.8 |  | 1 | 1922 | WDS BIT: WAT; N Y: N; Y Y: Y |  | S | 0 | N | Electric Utility | 1 |  | N | N
4254 | Consumers Energy Co | 1718 | Straits | MI | Emmet | 1 | GT | OP | 20 | 5 | 10 |  | 10 | 1969 | WDS BIT: NG; N Y: N; Y Y: Y |  | S |  | N | Electric Utility | 1 |  | N | N
4254 | Consumers Energy Co | 1719 | Thetford | MI | Genesee | 1 | GT | OS | 33.6 | 30 | 37 |  | 1 | 1970 | WDS BIT: NG; N Y: N; Y Y: Y |  | S |  | N | Electric Utility | 1 |  | N | N
4254 | Consumers Energy Co | 1719 | Thetford | MI | Genesee | 2 | GT | OS | 33.6 | 29 | 37 |  | 1 | 1970 | WDS BIT: NG; N Y: N; Y Y: Y |  | S |  | N | Electric Utility | 1 |  | N | N
4254 | Consumers Energy Co | 1719 | Thetford | MI | Genesee | 3 | GT | OP | 33.6 | 25 | 33 |  | 6 | 1970 | WDS BIT: NG; N Y: N; Y Y: Y |  | S |  | N | Electric Utility | 1 |  | N | N
4254 | Consumers Energy Co | 1719 | Thetford | MI | Genesee | 4 | GT | OP | 33.6 | 32 | 40 |  | 7 | 1970 | WDS BIT: NG; N Y: N; Y Y: Y |  | S |  | N | Electric Utility | 1 |  | N | N
4254 | Consumers Energy Co | 1719 | Thetford | MI | Genesee | 5 | GT | OS | 17.6 | 15 | 17 |  | 7 | 1971 | WDS BIT: NG; N Y: N; Y Y: Y |  | S |  | N | Electric Utility | 1 |  | N | N
4254 | Consumers Energy Co | 1719 | Thetford | MI | Genesee | 6 | GT | OS | 17.6 | 15 | 17 |  | 7 | 1971 | WDS BIT: NG; N Y: N; Y Y: Y |  | S |  | N | Electric Utility | 1 |  | N | N
4254 | Consumers Energy Co | 1719 | Thetford | MI | Genesee | 7 | GT | OS | 17.6 | 14 | 17 |  | 7 | 1971 | WDS BIT: NG; N Y: N; Y Y: Y |  | S |  | N | Electric Utility | 1 |  | N | N
4254 | Consumers Energy Co | 1719 | Thetford | MI | Genesee | 8 | GT | OP | 17.6 | 11 | 15 |  | 7 | 1971 | WDS BIT: NG; N Y: N; Y Y: Y |  | S |  | N | Electric Utility | 1 |  | N | N
4254 | Consumers Energy Co | 1719 | Thetford | MI | Genesee | 9 | GT | OP | 17.6 | 12 | 15 |  | 7 | 1971 | WDS BIT: NG; N Y: N; Y Y: Y |  | S |  | N | Electric Utility | 1 |  | N | N
4254 | Consumers Energy Co | 1720 | J C Weadock | MI | Bay | 7 | ST | OP | 156.3 | 155 | 155 |  | 5 | 1955 | WDS BIT: SUB; WDS PC: BIT; N Y: N; Y Y: Y |  | S |  | N | Electric Utility | 1 |  | N | N | [17 empty] | N | Y |  | Y |  |  |  | DFO
4254 | Consumers Energy Co | 1720 | J C Weadock | MI | Bay | 8 | ST | OP | 156.3 | 155 | 155 |  | 1 | 1958 | WDS BIT: SUB; WDS PC: BIT; N Y: N; Y Y: Y |  | S |  | N | Electric Utility | 1 |  | N | N | [17 empty] | N | Y |  | Y |  |  |  | DFO
4254 | Consumers Energy Co | 1720 | J C Weadock | MI | Bay | A | GT | OS | 18.6 | 13 | 17 |  | 5 | 1968 | WDS BIT: NG; N Y: N; Y Y: Y |  | S |  | N | Electric Utility | 1 |  | N | N
4254 | Consumers Energy Co | 1722 | Webber | MI | Ionia | 1 | HY | OP | 3.3 | 0.3 | 0.4 |  | 1 | 1907 | WDS BIT: WAT; N Y: N; Y Y: Y |  | S | 0 | N | Electric Utility | 1 |  | N | N
4254 | Consumers Energy Co | 1722 | Webber | MI | Ionia | 2 | HY | OP | 1 | 0.8 | 1.3 |  | 1 | 1949 | WDS BIT: WAT; N Y: N; Y Y: Y |  | S | 0 | N | Electric Utility | 1 |  | N | N
4254 | Consumers Energy Co | 1723 | J R Whiting | MI | Monroe | 1 | ST | OP | 106.3 | 100 | 102 |  | 7 | 1952 | WDS BIT: SUB; WDS PC: BIT; N Y: N; Y Y: Y |  | S |  | N | Electric Utility | 1 |  | N | N | [17 empty] | N | Y |  | Y |  |  |  | DFO
4254 | Consumers Energy Co | 1723 | J R Whiting | MI | Monroe | 2 | ST | OP | 106.3 | 101 | 102 |  | 12 | 1952 | WDS BIT: SUB; WDS PC: BIT; N Y: N; Y Y: Y |  | S |  | N | Electric Utility | 1 |  | N | N | [17 empty] | N | Y |  | Y |  |  |  | DFO
4254 | Consumers Energy Co | 1723 | J R Whiting | MI | Monroe | 3 | ST | OP | 132.8 | 124 | 124 |  | 11 | 1953 | WDS BIT: SUB; WDS PC: BIT; N Y: N; Y Y: Y |  | S |  | N | Electric Utility | 1 |  | N | N | [17 empty] | N | Y |  | Y |  |  |  | DFO
4254 | Consumers Energy Co | 1723 | J R Whiting | MI | Monroe | A | GT | OS | 18.6 | 13 | 17 |  | 5 | 1968 | WDS BIT: DFO; N Y: N; Y Y: Y |  | S |  | N | Electric Utility | 1 |  | N | N | [17 empty] | N
4254 | Consumers Energy Co | 55087 | Zeeland Generating Station | MI | Ottawa | 1A | GT | OP | 188.7 | 165 | 180 |  | 6 | 2001 | WDS BIT: NG; N Y: N; Y Y: Y | Y | S |  | N | Electric Utility | 1 |  | N | N | [17 empty] | N
4254 | Consumers Energy Co | 55087 | Zeeland Generating Station | MI | Ottawa | 1B | GT | OP | 188.7 | 158 | 180 |  | 6 | 2001 | WDS BIT: NG; N Y: N; Y Y: Y | Y | S |  | N | Electric Utility | 1 |  | N | N | [17 empty] | N
4254 | Consumers Energy Co | 55087 | Zeeland Generating Station | MI | Ottawa | 2A | CT | OP | 188.7 | 162 | 180 |  | 8 | 2002 | WDS BIT: NG; N Y: N; Y Y: Y | Y | S |  | N | Electric Utility | 1 |  | N | N | [17 empty] | N
4254 | Consumers Energy Co | 55087 | Zeeland Generating Station | MI | Ottawa | 2B | CT | OP | 188.7 | 162 | 180 |  | 8 | 2002 | WDS BIT: NG; N Y: N; Y Y: Y | Y | S |  | N | Electric Utility | 1 |  | N | N | [17 empty] | N
4254 | Consumers Energy Co | 55087 | Zeeland Generating Station | MI | Ottawa | 2C | CA | OP | 213.3 | 203 | 215 |  | 8 | 2002 | WDS BIT: NG; N Y: N; Y Y: Y | Y | S |  | N | Electric Utility | 1 |  | Y | N | [17 empty] | N
4254 | Consumers Energy Co | 57984 | Lake Winds Energy Park | MI | Mason | LWEP | WT | OP | 100.8 | 100.8 | 100.8 |  | 11 | 2012 | WDS BIT: WND; N Y: N; Y Y: Y |  | S | 56 | N | Electric Utility | 1 | [20 empty] | N
4277 | Converse Energy Inc | 52049 | Clifton Dam 3 Power Station | SC | Spartanburg | 1H | HY | OP | 0.7 | 0.7 | 0.7 |  | 4 | 1987 | WDS BIT: WAT; N Y: N; Y Y: Y |  | S |  | N | IPP Non-CHP | 2 |  | N | N
4277 | Converse Energy Inc | 52049 | Clifton Dam 3 Power Station | SC | Spartanburg | 2V | HY | OP | 0.5 | 0.5 | 0.5 |  | 8 | 1985 | WDS BIT: WAT; N Y: N; Y Y: Y |  | S |  | N | IPP Non-CHP | 2 |  | N | N
4305 | City of Coon Rapids | 7847 | Coon Rapids II | IA | CARROLL | 1 | IC | SB | 1.8 | 1.7 | 1.8 |  | 10 | 2001 | WDS BIT: DFO; N Y: N; Y Y: Y | Y | S |  | N | Electric Utility | 1 |  | N | N | [17 empty] | N
4305 | City of Coon Rapids | 7847 | Coon Rapids II | IA | CARROLL | 2 | IC | SB | 1.8 | 1.7 | 1.8 |  | 10 | 2001 | WDS BIT: DFO; N Y: N; Y Y: Y | Y | S |  | N | Electric Utility | 1 |  | N | N | [17 empty] | N
4305 | City of Coon Rapids | 7847 | Coon Rapids II | IA | CARROLL | 3 | IC | SB | 1.8 | 1.7 | 1.8 |  | 10 | 2001 | WDS BIT: DFO; N Y: N; Y Y: Y | Y | S |  | N | Electric Utility | 1 |  | N | N | [17 empty] | N
4329 | Copper Valley Elec Assn, Inc | 390 | Solomon Gulch | AK | Valdez-Cordova | 1 | HY | OP | 6 | 6 | 6 |  | 1 | 1982 | WDS BIT: WAT; N Y: N; Y Y: N |  | W |  | N | Electric Utility | 1 |  | N | N
4329 | Copper Valley Elec Assn, Inc | 390 | Solomon Gulch | AK | Valdez-Cordova | 2 | HY | OP | 6 | 6 | 6 |  | 1 | 1982 | WDS BIT: WAT; N Y: N; Y Y: N |  | W |  | N | Electric Utility | 1 |  | N | N
4329 | Copper Valley Elec Assn, Inc | 6305 | Glennallen | AK | Valdez-Cordova | 3 | IC | OP | 0.5 | 0.5 | 0.5 |  | 4 | 1963 | WDS BIT: DFO; N Y: N; Y Y: N |  | S |  | N | Electric Utility | 1 |  | N | N
4329 | Copper Valley Elec Assn, Inc | 6305 | Glennallen | AK | Valdez-Cordova | 4 | IC | OP | 0.5 | 0.5 | 0.5 |  | 4 | 1966 | WDS BIT: DFO; N Y: N; Y Y: N |  | S |  | N | Electric Utility | 1 |  | N | N
4329 | Copper Valley Elec Assn, Inc | 6305 | Glennallen | AK | Valdez-Cordova | 5 | IC | OP | 0.5 | 0.5 | 0.5 |  | 4 | 1966 | WDS BIT: DFO; N Y: N; Y Y: N |  | S |  | N | Electric Utility | 1 |  | N | N
4329 | Copper Valley Elec Assn, Inc | 6305 | Glennallen | AK | Valdez-Cordova | 6 | IC | OP | 2.6 | 2.5 | 2.5 |  | 5 | 1976 | WDS BIT: DFO; N Y: N; Y Y: N |  | S |  | N | Electric Utility | 1 |  | N | N
4329 | Copper Valley Elec Assn, Inc | 6305 | Glennallen | AK | Valdez-Cordova | 7 | IC | OP | 2.6 | 2.5 | 2.5 |  | 5 | 1976 | WDS BIT: DFO; N Y: N; Y Y: N |  | S |  | N | Electric Utility | 1 |  | N | N
4329 | Copper Valley Elec Assn, Inc | 6305 | Glennallen | AK | Valdez-Cordova | 8 | IC | OP | 1.2 | 1.2 | 1.2 |  | 2 | 1999 | WDS BIT: DFO; N Y: N; Y Y: N |  | S |  | N | Electric Utility | 1 |  | N | N
4329 | Copper Valley Elec Assn, Inc | 6305 | Glennallen | AK | Valdez-Cordova | 9 | IC | OP | 2.8 | 2.8 | 2.1 |  | 5 | 2010 | WDS BIT: DFO; N Y: N; Y Y: N |  | S |  | N | Electric Utility | 1 |  | N | N | [17 empty] | N
4329 | Copper Valley Elec Assn, Inc | 6306 | Valdez | AK | Valdez-Cordova | 1 | IC | OP | 0.5 | 0.5 | 0.5 |  | 1 | 1967 | WDS BIT: DFO; N Y: N; Y Y: N |  | S |  | N | Electric Utility | 1 |  | N | N
4329 | Copper Valley Elec Assn, Inc | 6306 | Valdez | AK | Valdez-Cordova | 2 | IC | OP | 0.5 | 0.5 | 0.5 |  | 1 | 1967 | WDS BIT: DFO; N Y: N; Y Y: N |  | S |  | N | Electric Utility | 1 |  | N | N
4329 | Copper Valley Elec Assn, Inc | 6306 | Valdez | AK | Valdez-Cordova | 3 | IC | OP | 0.5 | 0.5 | 0.5 |  | 1 | 1967 | WDS BIT: DFO; N Y: N; Y Y: N |  | S |  | N | Electric Utility | 1 |  | N | N
4329 | Copper Valley Elec Assn, Inc | 6306 | Valdez | AK | Valdez-Cordova | 4 | IC | OP | 1.9 | 1.5 | 1.5 |  | 10 | 1972 | WDS BIT: DFO; N Y: N; Y Y: N |  | S |  | N | Electric Utility | 1 |  | N | N
4329 | Copper Valley Elec Assn, Inc | 6306 | Valdez | AK | Valdez-Cordova | 5 | IC | OP | 2.6 | 2 | 2 |  | 6 | 1975 | WDS BIT: DFO; N Y: N; Y Y: N |  | S |  | N | Electric Utility | 1 |  | N | N
4329 | Copper Valley Elec Assn, Inc | 6306 | Valdez | AK | Valdez-Cordova | 6 | IC | OP | 0.9 | 0.8 | 0.8 |  | 8 | 1974 | WDS BIT: DFO; N Y: N; Y Y: N |  | S |  | N | Electric Utility | 1 |  | N | N
4329 | Copper Valley Elec Assn, Inc | 6306 | Valdez | AK | Valdez-Cordova | 7 | GT | OP | 2.8 | 2.8 | 2.8 |  | 8 | 1976 | WDS BIT: DFO; N Y: N; Y Y: N |  | S |  | N | Electric Utility | 1 |  | N | N
4329 | Copper Valley Elec Assn, Inc | 7841 | Valdez Cogen | AK | Valdez-Cordova | 1 | GT | OP | 5.3 | 5.1 | 5.3 |  | 4 | 2000 | [9 empty] | S |  | Y | Electric Utility | 1 | T | N | N | bar: WDS BIT; N Y to Y Y
4361 | Ingredion Inc - Stockton | 52115 | Ingredion Stockton | CA | SAN JOAQUIN | GEN1 | GT | OP | 2.8 | 2.8 | 2.8 |  | 3 | 1984 | [9 empty] | S |  | Y | Industrial CHP | 7 | T | N | N | [17 empty] | N | bar: WDS BIT; N Y to Y Y
4362 | Corn Belt Energy Corporation | 7888 | Parkside | IL | McLean | 2 | IC | SB | 2 | 1.8 | 1.8 |  | 7 | 2000 | WDS BIT: DFO; N Y: N; Y Y: Y | Y | S |  | N | Electric Utility | 1 |  | N | N | [17 empty] | N
4362 | Corn Belt Energy Corporation | 7888 | Parkside | IL | McLean | 3 | IC | SB | 2 | 1.8 | 1.8 |  | 7 | 2000 | WDS BIT: DFO; N Y: N; Y Y: Y | Y | S |  | N | Electric Utility | 1 |  | N | N | [17 empty] | N
4362 | Corn Belt Energy Corporation | 7888 | Parkside | IL | McLean | 4 | IC | SB | 2 | 1.8 | 1.8 |  | 6 | 2002 | WDS BIT: DFO; N Y: N; Y Y: Y | Y | S |  | N | Electric Utility | 1 |  | N | N | [17 empty] | N
4362 | Corn Belt Energy Corporation | 7891 | Gillum | IL | McLean | 1 | IC | SB | 2 | 1.8 | 1.8 |  | 6 | 2000 | WDS BIT: DFO; N Y: N; Y Y: Y | Y | S |  | N | Electric Utility | 1 |  | N | N | [17 empty] | N
4362 | Corn Belt Energy Corporation | 7891 | Gillum | IL | McLean | 2 | IC | SB | 2 | 1.8 | 1.8 |  | 6 | 2000 | WDS BIT: DFO; N Y: N; Y Y: Y | Y | S |  | N | Electric Utility | 1 |  | N | N | [17 empty] | N
4362 | Corn Belt Energy Corporation | 56176 | BNWRD | IL | McLean | 1 | IC | SB | 2 | 1.8 | 1.8 |  | 7 | 2000 | WDS BIT: DFO; N Y: N; Y Y: N | N | S |  | N | Electric Utility | 1 |  | N | N | [17 empty] | N
4363 | Corn Belt Power Coop | 1217 | Earl F Wisdom | IA | Clay | 1 | ST | OP | 33 | 37.5 | 38 |  | 4 | 1960 | WDS BIT: BIT; WDS PC: SUB; N Y: N; Y Y: Y |  | S |  | N | Electric Utility | 1 |  | N | N | [17 empty] | N | Y |  | Y |  |  |  | NG
4363 | Corn Belt Power Coop | 1217 | Earl F Wisdom | IA | Clay | 2 | GT | OP | 110 | 76 | 80 |  | 4 | 2004 | WDS BIT: NG; WDS PC: DFO; N Y: Y; Y Y: Y |  | J |  | N | Electric Utility | 1 |  | N | N | [17 empty] | N
4375 | City of Corning - (IA) | 1134 | Corning | IA | ADAMS | 5 | IC | OP | 2.8 | 2.8 | 2.8 |  | 6 | 1975 | WDS BIT: DFO; N Y: N; Y Y: Y |  | S |  | N | Electric Utility | 1 |  | N | N | [17 empty] | N
4375 | City of Corning - (IA) | 1134 | Corning | IA | ADAMS | 6 | IC | OP | 2 | 2 | 2 |  | 3 | 2006 | WDS BIT: DFO; N Y: N; Y Y: Y |  | S |  | N | Electric Utility | 1 |  | N | N | [17 empty] | N
4375 | City of Corning - (IA) | 1134 | Corning | IA | ADAMS | 7 | IC | OP | 2 | 2 | 2 |  | 3 | 2006 | WDS BIT: DFO; N Y: N; Y Y: Y |  | S |  | N | Electric Utility | 1 |  | N | N | [17 empty] | N
4382 | Colton Power LP | 55934 | Century Generating Facility | CA | San Bernardino | C1 | GT | OP | 11.2 | 9.5 | 11 |  | 9 | 2001 | WDS BIT: NG; N Y: N; Y Y: Y |  | S |  | N | IPP Non-CHP | 2 |  | N | N | [17 empty] | N
4382 | Colton Power LP | 55934 | Century Generating Facility | CA | San Bernardino | C2 | GT | OP | 11.2 | 9.5 | 11 |  | 9 | 2001 | WDS BIT: NG; N Y: N; Y Y: Y |  | S |  | N | IPP Non-CHP | 2 |  | N | N | [17 empty] | N
4382 | Colton Power LP | 55934 | Century Generating Facility | CA | San Bernardino | C3 | GT | OP | 11.2 | 9.5 | 11 |  | 9 | 2001 | WDS BIT: NG; N Y: N; Y Y: Y |  | S |  | N | IPP Non-CHP | 2 |  | N | N | [17 empty] | N
4382 | Colton Power LP | 55934 | Century Generating Facility | CA | San Bernardino | C4 | GT | OP | 11.2 | 9.5 | 11 |  | 9 | 2001 | WDS BIT: NG; N Y: N; Y Y: Y |  | S |  | N | IPP Non-CHP | 2 |  | N | N | [17 empty] | N
4382 | Colton Power LP | 55935 | Drews Generating Facility | CA | San Bernardino | D1 | GT | OP | 11.2 | 9.5 | 11 |  | 8 | 2001 | WDS BIT: NG; N Y: N; Y Y: Y |  | S |  | N | IPP Non-CHP | 2 |  | N | N | [17 empty] | N
4382 | Colton Power LP | 55935 | Drews Generating Facility | CA | San Bernardino | D2 | GT | OP | 11.2 | 9.5 | 11 |  | 8 | 2001 | WDS BIT: NG; N Y: N; Y Y: Y |  | S |  | N | IPP Non-CHP | 2 |  | N | N | [17 empty] | N
4382 | Colton Power LP | 55935 | Drews Generating Facility | CA | San Bernardino | D3 | GT | OP | 11.2 | 9.5 | 11 |  | 8 | 2001 | WDS BIT: NG; N Y: N; Y Y: Y |  | S |  | N | IPP Non-CHP | 2 |  | N | N | [17 empty] | N
4382 | Colton Power LP | 55935 | Drews Generating Facility | CA | San Bernardino | D4 | GT | OP | 11.2 | 9.5 | 11 |  | 8 | 2001 | WDS BIT: NG; N Y: N; Y Y: Y |  | S |  | N | IPP Non-CHP | 2 |  | N | N | [17 empty] | N
4383 | Corpus Christi Cogeneration LLC | 55206 | Corpus Christi Energy Center | TX | Nueces | CT1 | CT | OP | 190 | 159 | 153 |  | 10 | 2002 | WDS BIT: NG; N Y: N; Y Y: Y |  | S |  | Y | IPP CHP | 3 | T | N | N | [17 empty] | N
4383 | Corpus Christi Cogeneration LLC | 55206 | Corpus Christi Energy Center | TX | Nueces | CT2 | CT | OP | 190 | 159 | 153 |  | 10 | 2002 | WDS BIT: NG; N Y: N; Y Y: Y |  | S |  | Y | IPP CHP | 3 | T | N | N | [17 empty] | N
4383 | Corpus Christi Cogeneration LLC | 55206 | Corpus Christi Energy Center | TX | Nueces | ST1 | CA | OP | 195.5 | 165 | 165 |  | 10 | 2002 | [9 empty] | S |  | Y | IPP CHP | 3 | T | Y | N | [17 empty] | N | bar: WDS BIT to WDS PC; N Y to Y Y
4385 | Anderson Power Products | 10553 | Anderson Power Products Division | MA | Worcester | 3622 | IC | OS | 0.1 | 0.1 | 0.1 |  | 8 | 1987 | WDS BIT: DFO; N Y: N; Y Y: Y | Y | S |  | N | Industrial Non-CHP | 6 |  | N | N | [17 empty] | N
4385 | Anderson Power Products | 10553 | Anderson Power Products Division | MA | Worcester | 6033 | IC | SB | 0.3 | 0.3 | 0.3 |  | 8 | 1987 | WDS BIT: DFO; N Y: N; Y Y: Y | Y | S |  | N | Industrial Non-CHP | 6 |  | N | N | [17 empty] | N
4385 | Anderson Power Products | 10553 | Anderson Power Products Division | MA | Worcester | 6035 | IC | SB | 0.3 | 0.3 | 0.3 |  | 8 | 1987 | WDS BIT: DFO; N Y: N; Y Y: Y | Y | S |  | N | Industrial Non-CHP | 6 |  | N | N | [17 empty] | N
4385 | Anderson Power Products | 10553 | Anderson Power Products Division | MA | Worcester | 6046 | IC | SB | 0.3 | 0.3 | 0.3 |  | 8 | 1987 | WDS BIT: DFO; N Y: N; Y Y: Y | Y | S |  | N | Industrial Non-CHP | 6 |  | N | N | [17 empty] | N
4386 | Cornell Hydro | 10286 | Cornell Hydro | NY | Tompkins | 1 | HY | OP | 0.8 | 0.5 | 0.7 |  | 12 | 1981 | WDS BIT: WAT; N Y: N; Y Y: N | Y | S |  | N | Commercial Non-CHP | 4 |  | N | N | [17 empty] | N
4386 | Cornell Hydro | 10286 | Cornell Hydro | NY | Tompkins | 2 | HY | SB | 1.1 | 1.1 | 1.1 |  | 12 | 1981 | WDS BIT: WAT; N Y: N; Y Y: N | Y | S |  | N | Commercial Non-CHP | 4 |  | N | N | [17 empty] | N
4397 | Coso Operating Co LLC | 10873 | Coso Finance Partners | CA | Inyo | GEN1 | ST | OP | 32.2 | 27.5 | 27.5 |  | 7 | 1987 | WDS BIT: GEO; N Y: N; Y Y: Y |  | S |  | N | IPP Non-CHP | 2 |  | N | N | [17 empty] | N
4397 | Coso Operating Co LLC | 10873 | Coso Finance Partners | CA | Inyo | GEN2 | ST | OP | 30 | 27 | 27 |  | 11 | 1988 | WDS BIT: GEO; N Y: N; Y Y: Y |  | S |  | N | IPP Non-CHP | 2 |  | N | N | [17 empty] | N
4397 | Coso Operating Co LLC | 10873 | Coso Finance Partners | CA | Inyo | GEN3 | ST | OP | 30 | 26.7 | 27.2 |  | 11 | 1988 | WDS BIT: GEO; N Y: N; Y Y: Y |  | S |  | N | IPP Non-CHP | 2 |  | N | N | [17 empty] | N
4397 | Coso Operating Co LLC | 10874 | Coso Power Developers | CA | Inyo | GEN4 | ST | OP | 30 | 30 | 30 |  | 11 | 1989 | WDS BIT: GEO; N Y: N; Y Y: Y |  | S |  | N | IPP Non-CHP | 2 |  | N | N | [17 empty] | N
4397 | Coso Operating Co LLC | 10874 | Coso Power Developers | CA | Inyo | GEN5 | ST | OP | 30 | 23.4 | 27 |  | 12 | 1989 | WDS BIT: GEO; N Y: N; Y Y: Y |  | S |  | N | IPP Non-CHP | 2 |  | N | N | [17 empty] | N
4397 | Coso Operating Co LLC | 10874 | Coso Power Developers | CA | Inyo | GEN6 | ST | OP | 30 | 26.9 | 29 |  | 12 | 1989 | WDS BIT: GEO; N Y: N; Y Y: Y |  | S |  | N | IPP Non-CHP | 2 |  | N | N | [17 empty] | N
4397 | Coso Operating Co LLC | 10875 | Coso Energy Developers | CA | Inyo | GEN7 | ST | OP | 30 | 21.8 | 26.1 |  | 12 | 1988 | WDS BIT: GEO; N Y: N; Y Y: Y |  | S |  | N | IPP Non-CHP | 2 |  | N | N | [17 empty] | N
4397 | Coso Operating Co LLC | 10875 | Coso Energy Developers | CA | Inyo | GEN8 | ST | OP | 30 | 22.5 | 28.5 |  | 12 | 1988 | WDS BIT: GEO; N Y: N; Y Y: Y |  | S |  | N | IPP Non-CHP | 2 |  | N | N | [17 empty] | N
4397 | Coso Operating Co LLC | 10875 | Coso Energy Developers | CA | Inyo | GEN9 | ST | OP | 30 | 23.5 | 28.7 |  | 8 | 1989 | WDS BIT: GEO; N Y: N; Y Y: Y |  | S |  | N | IPP Non-CHP | 2 |  | N | N | [17 empty] | N
4405 | Cottonwood Energy Co LP | 55358 | Cottonwood Energy Project | TX | Newton | CT1 | CT | OP | 198.9 | 163.7 | 169.3 |  | 7 | 2003 | WDS BIT: NG; N Y: N; Y Y: Y |  | S |  | N | IPP Non-CHP | 2 |  | N | N | [17 empty] | N
4405 | Cottonwood Energy Co LP | 55358 | Cottonwood Energy Project | TX | Newton | CT2 | CT | OP | 198.9 | 163.7 | 169.3 |  | 7 | 2003 | WDS BIT: NG; N Y: N; Y Y: Y |  | S |  | N | IPP Non-CHP | 2 |  | N | N | [17 empty] | N
4405 | Cottonwood Energy Co LP | 55358 | Cottonwood Energy Project | TX | Newton | CT3 | CT | OP | 198.9 | 163.7 | 169.3 |  | 7 | 2003 | WDS BIT: NG; N Y: N; Y Y: Y |  | S |  | N | IPP Non-CHP | 2 |  | N | N | [17 empty] | N
4405 | Cottonwood Energy Co LP | 55358 | Cottonwood Energy Project | TX | Newton | CT4 | CT | OP | 198.9 | 163.7 | 169.3 |  | 7 | 2003 | WDS BIT: NG; N Y: N; Y Y: Y |  | S |  | N | IPP Non-CHP | 2 |  | N | N | [17 empty] | N
4405 | Cottonwood Energy Co LP | 55358 | Cottonwood Energy Project | TX | Newton | ST1 | CA | OP | 159.5 | 131.3 | 135.7 |  | 7 | 2003 | WDS BIT: NG; N Y: N; Y Y: Y |  | S |  | N | IPP Non-CHP | 2 |  | Y | N | [17 empty] | N
4405 | Cottonwood Energy Co LP | 55358 | Cottonwood Energy Project | TX | Newton | ST2 | CA | OP | 159.5 | 131.3 | 135.7 |  | 7 | 2003 | WDS BIT: NG; N Y: N; Y Y: Y |  | S |  | N | IPP Non-CHP | 2 |  | Y | N | [17 empty] | N
4405 | Cottonwood Energy Co LP | 55358 | Cottonwood Energy Project | TX | Newton | ST3 | CA | OP | 159.5 | 131.3 | 135.7 |  | 7 | 2003 | WDS BIT: NG; N Y: N; Y Y: Y |  | S |  | N | IPP Non-CHP | 2 |  | Y | N | [17 empty] | N
4405 | Cottonwood Energy Co LP | 55358 | Cottonwood Energy Project | TX | Newton | ST4 | CA | OP | 159.5 | 131.3 | 135.7 |  | 7 | 2003 | WDS BIT: NG; N Y: N; Y Y: Y |  | S |  | N | IPP Non-CHP | 2 |  | Y | N | [17 empty] | N
4413 | Cox Waste-to-Energy | 54850 | Cox Waste to Energy | KY | Taylor | 01 | ST | OP | 4 | 3 | 2.5 |  | 1 | 1995 | WDS BIT: WDS; N Y: N; Y Y: Y |  | S |  | Y | Industrial CHP | 7 | B | N | N | [12 empty] | N |  |  |  |  | Y | [6 empty] | WDS
4413 | Cox Waste-to-Energy | 54850 | Cox Waste to Energy | KY | Taylor | 02 | ST | OP | 1 | 0.3 | 0.9 |  | 10 | 2002 | WDS BIT: WDS; N Y: N; Y Y: Y |  | S |  | Y | Industrial CHP | 7 | B | N | N | [12 empty] | N |  |  |  |  | Y | [6 empty] | WDS
4417 | Ingredion Inc - Winston Salem | 54618 | Ingredion Winston Salem | NC | Forsyth | 7500 | ST | OP | 7.5 | 6.6 | 6.6 |  | 12 | 1985 | WDS | BIT | NG |  |  |  | Y | N |  | S |  | Y | Industrial CHP | 7 | T | N | N | [17 empty] | Y | [6 empty] | WDS | BIT
4417 | Ingredion Inc - Winston Salem | 54618 | Ingredion Winston Salem | NC | Forsyth | 900 | ST | OP | 0.9 | 0.4 | 0.5 |  | 5 | 1993 | WDS | BIT | NG |  |  |  | Y | N |  | S |  | Y | Industrial CHP | 7 | T | N | N | [17 empty] | Y | [6 empty] | WDS | BIT
4425 | Covanta Fairfax Inc | 50658 | Covanta Fairfax Energy | VA | Fairfax | GEN1 | ST | OP | 62 | 49 | 49 |  | 3 | 1990 | WDS BIT: MSW; WDS PC: NG; N Y: N; Y Y: Y |  | S |  | N | IPP Non-CHP | 2 |  | N | N | [17 empty] | N
4425 | Covanta Fairfax Inc | 50658 | Covanta Fairfax Energy | VA | Fairfax | GEN2 | ST | OP | 62 | 49 | 49 |  | 3 | 1990 | WDS BIT: MSW; WDS PC: NG; N Y: N; Y Y: Y |  | S |  | N | IPP Non-CHP | 2 |  | N | N | [17 empty] | N
4426 | NAES Corp | 563 | South Meadow | CT | Hartford | 11 | GT | SB | 41.8 | 35.7 | 46.9 |  | 8 | 1970 | WDS BIT: KER; WDS PC: KER; N Y: N; Y Y: Y | Y | W |  | N | IPP Non-CHP | 2 |  | N | N
4426 | NAES Corp | 563 | South Meadow | CT | Hartford | 12 | GT | SB | 41.8 | 37.7 | 47.8 |  | 8 | 1970 | WDS BIT: KER; WDS PC: KER; N Y: N; Y Y: Y | Y | W |  | N | IPP Non-CHP | 2 |  | N | N
4426 | NAES Corp | 563 | South Meadow | CT | Hartford | 13 | GT | SB | 41.8 | 38.3 | 47.9 |  | 8 | 1970 | WDS BIT: KER; WDS PC: KER; N Y: N; Y Y: Y | Y | W |  | N | IPP Non-CHP | 2 |  | N | N
4426 | NAES Corp | 563 | South Meadow | CT | Hartford | 14 | GT | SB | 41.8 | 36.7 | 46.3 |  | 8 | 1970 | WDS BIT: KER; WDS PC: KER; N Y: N; Y Y: Y | Y | W |  | N | IPP Non-CHP | 2 |  | N | N
4426 | NAES Corp | 54945 | CT Resource Rec Authority Facility | CT | Hartford | NO 5 | ST | OP | 45 | 28.3 | 34.5 |  | 7 | 1988 | WDS BIT: MSW; N Y: N; Y Y: Y |  | W |  | N | IPP Non-CHP | 2 |  | N | N | [17 empty] | N | [6 empty] | NG
4426 | NAES Corp | 54945 | CT Resource Rec Authority Facility | CT | Hartford | NO 6 | ST | OP | 45 | 34.5 | 29.9 |  | 7 | 1988 | WDS BIT: MSW; N Y: N; Y Y: Y |  | W |  | N | IPP Non-CHP | 2 |  | N | N | [17 empty] | N | [6 empty] | NG
4427 | Covanta Projects LP | 50664 | Covanta Wallingford Energy | CT | New Haven | GEN1 | ST | OP | 11 | 8.4 | 8.4 |  | 10 | 1988 | WDS BIT: MSW; N Y: N; Y Y: Y | Y | S | 1 | N | IPP Non-CHP | 2 |  | N | N | [17 empty] | N | [6 empty] | DFO | WDS
4434 | New Martinsville Hannibal Hydro | 50036 | New Martinsville Hannibal Hydro | WV | Wetzel | UNT1 | HY | OP | 18.7 | 6.8 | 13.7 |  | 8 | 1988 | WDS BIT: WAT; N Y: N; Y Y: Y |  | S | 0 | N | IPP Non-CHP | 2 |  | N | N | [17 empty] | N
4434 | New Martinsville Hannibal Hydro | 50036 | New Martinsville Hannibal Hydro | WV | Wetzel | UNT2 | HY | OP | 18.7 | 7.2 | 13.8 |  | 7 | 1988 | WDS BIT: WAT; N Y: N; Y Y: Y |  | S | 0 | N | IPP Non-CHP | 2 |  | N | N | [17 empty] | N
4435 | Covanta Energy Co | 10013 | Covanta Hennepin Energy | MN | Hennepin | GEN1 | ST | OP | 39.5 | 33.7 | 33.7 |  | 10 | 1989 | WDS BIT: MSW; N Y: N; Y Y: N |  | W |  | N | IPP Non-CHP | 2 |  | N | N | [17 empty] | N | [6 empty] | NG
4436 | Covanta Hydro Ops West Inc | 54267 | Koma Kulshan Associates | WA | Whatcom | GEN1 | HY | OP | 12 | 12.4 | 12.4 |  | 10 | 1990 | WDS BIT: WAT; N Y: N; Y Y: Y |  | J | 0 | N | IPP Non-CHP | 2 |  | N | N
4440 | Covanta Union Operations LLC | 50960 | Union County Resource Recovery | NJ | Union | GEN1 | ST | OP | 45 | 37.5 | 38.5 |  | 2 | 1994 | WDS BIT: MSW; N Y: N; Y Y: Y |  | W |  | N | Commercial Non-CHP | 4 |  | N | N | [24 empty] | NG
4447 | Covanta Lancaster Inc | 50859 | Lancaster County Resource Recovery | PA | Lancaster | GEN1 | ST | OP | 35.7 | 32.4 | 32.4 |  | 12 | 1990 | WDS BIT: MSW; WDS PC: PG; N Y: N; Y Y: Y |  | W |  | N | IPP Non-CHP | 2 |  | N | N | [17 empty] | N | [6 empty] | PG
4458 | Covanta Warren Energy Resource Co LP | 10012 | Covanta Warren Energy | NJ | Warren | 1 | ST | OP | 13.5 | 10 | 10.5 |  | 9 | 1988 | WDS BIT: MSW; N Y: N; Y Y: Y |  | S |  | N | IPP Non-CHP | 2 |  | N | N | [17 empty] | N | [6 empty] | DFO
4464 | Crockett Cogeneration | 55084 | Crockett Cogen Project | CA | Contra Costa | GE1 | CS | OP | 247.4 | 247.4 | 247.4 |  | 12 | 1995 | WDS BIT: NG; N Y: N; Y Y: Y |  | J |  | Y | IPP CHP | 3 | T | Y | N | [17 empty] | N
4468 | Crestwood Corp | 54985 | Crestwood Dothan | AL | Houston | GEN1 | IC | OP | 1 | 1.2 | 1.2 |  | 1 | 1995 | WDS BIT: DFO; N Y: N; Y Y: Y | Y | S |  | N | IPP Non-CHP | 2 |  | N | N | [17 empty] | N
4468 | Crestwood Corp | 54985 | Crestwood Dothan | AL | Houston | GEN2 | IC | OP | 1 | 1.2 | 1.3 |  | 1 | 1995 | WDS BIT: DFO; N Y: N; Y Y: Y | Y | S |  | N | IPP Non-CHP | 2 |  | N | N | [17 empty] | N
4468 | Crestwood Corp | 54985 | Crestwood Dothan | AL | Houston | GEN3 | IC | OP | 2 | 1.5 | 1.7 |  | 12 | 2002 | WDS BIT: DFO; N Y: N; Y Y: Y | Y | S |  | N | IPP Non-CHP | 2 |  | N | N | [17 empty] | N
4468 | Crestwood Corp | 54985 | Crestwood Dothan | AL | Houston | GEN5 | IC | OP | 1 | 1.2 | 1.3 |  | 1 | 1996 | WDS BIT: DFO; N Y: N; Y Y: Y | Y | S |  | N | IPP Non-CHP | 2 |  | N | N | [17 empty] | N
4468 | Crestwood Corp | 54985 | Crestwood Dothan | AL | Houston | GEN7 | IC | SB | 1 | 1.2 | 1.3 |  | 10 | 1997 | WDS BIT: DFO; N Y: N; Y Y: Y | Y | S |  | N | IPP Non-CHP | 2 |  | N | N | [17 empty] | N
4468 | Crestwood Corp | 54985 | Crestwood Dothan | AL | Houston | GEN8 | IC | SB | 0.6 | 0.7 | 0.8 |  | 10 | 1997 | WDS BIT: DFO; N Y: N; Y Y: Y | Y | S |  | N | IPP Non-CHP | 2 |  | N | N | [17 empty] | N
4468 | Crestwood Corp | 54985 | Crestwood Dothan | AL | Houston | GEN9 | IC | OP | 2 | 2 | 2.3 |  | 2 | 2002 | WDS BIT: DFO; N Y: N; Y Y: Y | Y | S |  | N | IPP Non-CHP | 2 |  | N | N | [17 empty] | N
4474 | Covanta Bristol Inc | 50648 | Covanta Bristol Energy | CT | HARTFORD | GEN1 | ST | OP | 16.3 | 13.2 | 13.2 |  | 12 | 1987 | WDS BIT: MSW; WDS PC: NG; N Y: N; Y Y: Y |  | S |  | N | IPP Non-CHP | 2 |  | N | N | [24 empty] | NG
4476 | Covanta Marion Inc | 50630 | Covanta Marion Inc | OR | MARION | GEN1 | ST | OP | 13.1 | 11.5 | 11.5 |  | 8 | 1986 | WDS BIT: MSW; WDS PC: NG; N Y: N; Y Y: Y | Y | S |  | N | IPP Non-CHP | 2 |  | N | N | [17 empty] | N | [6 empty] | NG
4482 | Covanta Lake Inc | 50629 | Covanta Lake County Energy | FL | Lake | GEN1 | ST | OP | 15.5 | 12.5 | 12.5 |  | 9 | 1990 | WDS BIT: MSW; N Y: N; Y Y: Y |  | S |  | N | IPP Non-CHP | 2 |  | N | N | [17 empty] | N | [6 empty] | NG
4484 | Covanta Babylon Inc | 50649 | Covanta Babylon Inc | NY | Suffolk | GEN1 | ST | OP | 17 | 14.4 | 14.4 |  | 1 | 1989 | WDS BIT: MSW; N Y: N; Y Y: Y |  | S |  | N | Commercial Non-CHP | 4 |  | N | N | [17 empty] | N | [6 empty] | DFO
4487 | Covanta Onondega LP | 50662 | Onondaga County Resource Recovery | NY | Onondaga | GEN1 | ST | OP | 39.5 | 30 | 30 |  | 11 | 1994 | WDS BIT: MSW; N Y: N; Y Y: Y |  | S |  | N | Commercial Non-CHP | 4 |  | N | N | [17 empty] | N | [6 empty] | NG
4496 | Covanta Alexandria/Arlington | 50663 | Covanta Alexandria/Arlington Energy | VA | Alexandria | GEN1 | ST | OP | 14.5 | 14.5 | 14.5 |  | 10 | 1987 | WDS BIT: MSW; N Y: N; Y Y: N |  | S |  | N | Commercial Non-CHP | 4 |  | N | N
4496 | Covanta Alexandria/Arlington | 50663 | Covanta Alexandria/Arlington Energy | VA | Alexandria | GEN2 | ST | OP | 14.5 | 14.5 | 14.5 |  | 10 | 1987 | WDS BIT: MSW; N Y: N; Y Y: N |  | S |  | N | Commercial Non-CHP | 4 |  | N | N
4497 | Covanta Indianapolis Inc | 50647 | Covanta Indianapolis Energy | IN | Marion | GEN1 | ST | OP | 6.5 | 5 | 5 |  | 11 | 1988 | WDS BIT: MSW; WDS PC: NG; N Y: Y; Y Y: Y | Y | S | 0 | Y | Commercial CHP | 5 | T | N | N | [17 empty] | N | [6 empty] | MSW
4498 | Covanta Stanislaus Inc | 50632 | Covanta Stanislaus Energy | CA | Stanislaus | GEN1 | ST | OP | 24 | 18 | 18 |  | 9 | 1988 | WDS BIT: MSW; N Y: N; Y Y: Y | Y | S |  | N | IPP Non-CHP | 2 |  | N | N | [17 empty] | N | [6 empty] | DFO
4508 | Crawfordsville Elec, Lgt & Pwr | 1024 | Crawfordsville | IN | Montgomery | 4 | ST | OP | 11.5 | 10.6 | 10.6 |  | 1 | 1955 | WDS BIT: BIT; N Y: N; Y Y: Y |  | S |  | N | Electric Utility | 1 |  | N | N | [17 empty] | N |  |  | Y |  |  |  | NG
4508 | Crawfordsville Elec, Lgt & Pwr | 1024 | Crawfordsville | IN | Montgomery | 5 | ST | OP | 12.6 | 12.6 | 12.6 |  | 1 | 1965 | WDS BIT: BIT; N Y: N; Y Y: Y |  | S |  | N | Electric Utility | 1 |  | N | N | [17 empty] | N |  |  | Y |  |  |  | WDS | KER
4508 | Crawfordsville Elec, Lgt & Pwr | 1024 | Crawfordsville | IN | Montgomery | D1 | IC | OP | 0.8 | 0.9 | 0.9 |  | 10 | 1994 | WDS BIT: DFO; N Y: N; Y Y: Y |  | S |  | N | Electric Utility | 1 |  | N | N | [17 empty] | N
4527 | City of Crete | 2231 | Crete | NE | Saline | 1 | IC | OP | 0.4 | 0.4 | 0.4 |  | 9 | 1939 | WDS BIT: DFO; N Y: N; Y Y: Y |  | S |  | N | Electric Utility | 1 |  | N | N | [17 empty] | N
4527 | City of Crete | 2231 | Crete | NE | Saline | 2 | IC | OP | 1.3 | 1.3 | 1.3 |  | 5 | 1955 | WDS BIT: NG; WDS PC: DFO; N Y: Y; Y Y: Y |  | S |  | N | Electric Utility | 1 |  | N | N | [17 empty] | N
4527 | City of Crete | 2231 | Crete | NE | Saline | 3 | IC | OP | 0.9 | 0.8 | 0.9 |  | 1 | 1951 | WDS BIT: NG; WDS PC: DFO; N Y: Y; Y Y: Y |  | S |  | N | Electric Utility | 1 |  | N | N | [17 empty] | N
4527 | City of Crete | 2231 | Crete | NE | Saline | 4 | IC | OP | 1.1 | 1 | 1.1 |  | 6 | 1947 | WDS BIT: NG; WDS PC: DFO; N Y: Y; Y Y: Y |  | S |  | N | Electric Utility | 1 |  | N | N | [17 empty] | N
4527 | City of Crete | 2231 | Crete | NE | Saline | 5 | IC | OP | 2.5 | 2.4 | 2.5 |  | 5 | 1963 | WDS BIT: NG; WDS PC: DFO; N Y: Y; Y Y: Y |  | S |  | N | Electric Utility | 1 |  | N | N | [17 empty] | N
4527 | City of Crete | 2231 | Crete | NE | Saline | 6 | IC | OP | 3.3 | 3.3 | 3.3 |  | 4 | 1965 | WDS BIT: NG; WDS PC: DFO; N Y: Y; Y Y: Y |  | S |  | N | Electric Utility | 1 |  | N | N | [17 empty] | N
4527 | City of Crete | 2231 | Crete | NE | Saline | 7 | IC | OP | 6 | 6 | 6.1 |  | 6 | 1973 | WDS BIT: NG; WDS PC: DFO; N Y: Y; Y Y: Y |  | S |  | N | Electric Utility | 1 |  | N | N
4538 | Crisp County Power Comm | 752 | Lake Blackshear Project | GA | WORTH | 1 | HY | OP | 2.4 | 2.4 | 2.4 |  | 8 | 1930 | WDS BIT: WAT; N Y: N; Y Y: Y |  | S | 0 | N | Electric Utility | 1 |  | N | N | [17 empty] | N
4538 | Crisp County Power Comm | 752 | Lake Blackshear Project | GA | WORTH | 2 | HY | OP | 5 | 4 | 4 |  | 8 | 1930 | WDS BIT: WAT; N Y: N; Y Y: Y |  | S | 0 | N | Electric Utility | 1 |  | N | N | [17 empty] | N
4538 | Crisp County Power Comm | 752 | Lake Blackshear Project | GA | WORTH | 3 | HY | OP | 4.8 | 4.8 | 4.8 |  | 5 | 1930 | WDS BIT: WAT; N Y: N; Y Y: Y |  | S | 0 | N | Electric Utility | 1 |  | N | N | [17 empty] | N
4538 | Crisp County Power Comm | 752 | Lake Blackshear Project | GA | WORTH | 4 | HY | OP | 5 | 4 | 4 |  | 5 | 1930 | WDS BIT: WAT; N Y: N; Y Y: Y |  | S | 0 | N | Electric Utility | 1 |  | N | N | [17 empty] | N
4538 | Crisp County Power Comm | 753 | Crisp Plant | GA | WORTH | 1 | ST | OP | 12.5 | 10 | 10 |  | 6 | 1957 | WDS BIT: BIT; N Y: N; Y Y: Y |  | S |  | N | Electric Utility | 1 |  | N | N | [17 empty] | N | Y | [5 empty] | NG
4538 | Crisp County Power Comm | 753 | Crisp Plant | GA | WORTH | GT1 | GT | OP | 5 | 4 | 4 |  | 5 | 1957 | WDS BIT: NG; N Y: N; Y Y: Y |  | S |  | N | Electric Utility | 1 |  | N | N | [17 empty] | N
4558 | Cutrale Citrus Juices USA Inc | 10020 | Cutrale Citrus Juices USA I | FL | LAKE | GEN2 | GT | OP | 3.5 | 3.3 | 3.7 |  | 12 | 2010 | [9 empty] | S |  | Y | Industrial CHP | 7 | T | N | N | bar: WDS BIT; N Y to Y Y
4558 | Cutrale Citrus Juices USA Inc | 10188 | Cutrale Citrus Juices USA II | FL | POLK | GEN3 | CA | OS | 1.5 | 1.3 | 1.4 |  | 11 | 1982 | [9 empty] | S |  | Y | Industrial CHP | 7 | T | N | N | bar: WDS BIT; N Y to Y Y
4558 | Cutrale Citrus Juices USA Inc | 10188 | Cutrale Citrus Juices USA II | FL | POLK | GEN4 | CT | OP | 3.5 | 3.7 | 3.3 |  | 12 | 2010 | [9 empty] | S |  | Y | Industrial CHP | 7 | T | N | bar: WDS BIT; N Y to Y Y
4558 | Cutrale Citrus Juices USA Inc | 10188 | Cutrale Citrus Juices USA II | FL | POLK | GEN5 | CT | OP | 3.5 | 3.7 | 3.3 |  | 12 | 2010 | [9 empty] | S |  | Y | Industrial CHP | 7 | T | N | bar: WDS BIT; N Y to Y Y
4562 | City of Croswell - (MI) | 7497 | Croswell | MI | SANILAC | 1 | IC | OP | 0.6 | 0.6 | 0.6 |  | 11 | 1982 | WDS BIT: DFO; WDS PC: NG; N Y: N; Y Y: N | Y | S |  | N | Electric Utility | 1 |  | N | N | [17 empty] | N
4562 | City of Croswell - (MI) | 7497 | Croswell | MI | SANILAC | 2 | IC | OP | 0.7 | 0.7 | 0.7 |  | 11 | 1984 | WDS BIT: DFO; WDS PC: NG; N Y: N; Y Y: N | N | S |  | N | Electric Utility | 1 |  | N | N | [17 empty] | N
4562 | City of Croswell - (MI) | 7497 | Croswell | MI | SANILAC | 3 | IC | OP | 1.2 | 1.2 | 1.2 |  | 11 | 1988 | WDS BIT: DFO; N Y: N; Y Y: N | N | S |  | N | Electric Utility | 1 |  | N | N | [17 empty] | N
4562 | City of Croswell - (MI) | 7497 | Croswell | MI | SANILAC | 4 | IC | OP | 1.3 | 1.3 | 1.3 |  | 11 | 1990 | WDS BIT: DFO; WDS PC: NG; N Y: N; Y Y: N | N | S |  | N | Electric Utility | 1 |  | N | N | [17 empty] | N
4562 | City of Croswell - (MI) | 7497 | Croswell | MI | SANILAC | 5 | IC | OP | 1.3 | 1.3 | 1.3 |  | 10 | 1996 | WDS BIT: DFO; WDS PC: NG; N Y: N; Y Y: N | N | S |  | N | Electric Utility | 1 |  | N | N | [17 empty] | N
4566 | Crotched Mt Rehab Ctr Inc | 54515 | Crotched Mountain Rehabilitation Center | NH | Hillsborough | GEN1 | IC | SB | 0.7 | 0.7 | 0.7 |  | 2 | 1990 | WDS BIT: DFO; N Y: N; Y Y: N | N | S |  | Y | Commercial CHP | 5 | T | N | N | [17 empty] | N
4566 | Crotched Mt Rehab Ctr Inc | 54515 | Crotched Mountain Rehabilitation Center | NH | Hillsborough | GEN2 | IC | SB | 0.7 | 0.7 | 0.7 |  | 2 | 1990 | WDS BIT: DFO; N Y: N; Y Y: N | N | S |  | Y | Commercial CHP | 5 | T | N | N | [17 empty] | N
4566 | Crotched Mt Rehab Ctr Inc | 54515 | Crotched Mountain Rehabilitation Center | NH | Hillsborough | GEN3 | IC | SB | 0.7 | 0.7 | 0.7 |  | 2 | 1990 | WDS BIT: DFO; N Y: N; Y Y: N | N | S |  | Y | Commercial CHP | 5 | T |  | N | [17 empty] | N
4579 | Coram Energy, LLC | 54298 | Coram Energy LLC (ECT) | CA | Kern | GEWE | WT | OP | 7.5 | 7.5 | 7.5 |  | 5 | 2005 | WDS BIT: WND; N Y: N; Y Y: Y |  | S | 5 | N | IPP Non-CHP | 2 |  | N | N | [12 empty] | N |  |  |  |  | N
4579 | Coram Energy, LLC | 54299 | Coram Energy LLC | CA | Kern | GEWE | WT | OP | 3 | 3 | 3 |  | 1 | 2005 | WDS BIT: WND; N Y: N; Y Y: Y |  | S | 2 | N | IPP Non-CHP | 2 |  | N | N
4579 | Coram Energy, LLC | 54300 | CTV Power Purchase Contract Trust | CA | Kern | GEWE | WT | OP | 4.5 | 4.5 | 4.5 |  | 1 | 2004 | WDS BIT: WND; N Y: N; Y Y: Y |  | S | 3 | N | IPP Non-CHP | 2 |  | N | N | [17 empty] | N
4579 | Coram Energy, LLC | 54300 | CTV Power Purchase Contract Trust | CA | Kern | SX1S | WT | OS | 0.1 | 0.1 | 0.1 |  | 12 | 1985 | WDS BIT: WND; N Y: N; Y Y: Y |  | J | 3 | N | IPP Non-CHP | 2 |  | N | N | [17 empty] | N
4580 | Georgia-Pacific LLC | 10606 | Georgia-Pacific Crossett | AR | Ashley | GEN4 | ST | OP | 28 | 28 | 28 |  | 5 | 1962 | BLQ | WDS | NG | WO | TDF | DFO | Y | Y |  | W |  | Y | Industrial CHP | 7 | B | N | N | [17 empty] | N | [6 empty] | NG | WO
4580 | Georgia-Pacific LLC | 10606 | Georgia-Pacific Crossett | AR | Ashley | GEN5 | ST | OP | 30 | 30 | 30 |  | 1 | 1969 | BLQ | WDS | NG | WO | TDF | DFO | Y | Y |  | W |  | Y | Industrial CHP | 7 | B | N | N | [17 empty] | N | [6 empty] | NG | WO
4580 | Georgia-Pacific LLC | 10606 | Georgia-Pacific Crossett | AR | Ashley | GEN6 | ST | OP | 34 | 34 | 34 |  | 6 | 1982 | BLQ | WDS | NG | WO | TDF | DFO | Y | Y |  | W |  | Y | Industrial CHP | 7 | B | N | N | [17 empty] | N | [6 empty] | NG | WO
4604 | City of Crystal Falls | 1821 | Crystal Falls | MI | IRON | 1 | HY | OP | 0.3 | 0.3 | 0.3 |  | 6 | 1914 | WND BLQ BLQ BLQ: WAT; N Y Y Y: N; Y Y Y Y: N |  | S |  | N | Electric Utility | 1 |  | N | N | [17 empty] | N
4604 | City of Crystal Falls | 1821 | Crystal Falls | MI | IRON | 2 | HY | OP | 0.3 | 0.3 | 0.3 |  | 6 | 1924 | WND BLQ BLQ BLQ: WAT; N Y Y Y: N; Y Y Y Y: N |  | S |  | N | Electric Utility | 1 |  | N | N | [17 empty] | N
4604 | City of Crystal Falls | 1821 | Crystal Falls | MI | IRON | 3 | HY | OP | 0.4 | 0.4 | 0.4 |  | 6 | 1954 | WND BLQ BLQ BLQ: WAT; N Y Y Y: N; Y Y Y Y: N |  | S |  | N | Electric Utility | 1 |  | N | N | [17 empty] | N
4619 | Town of Culpeper- (VA) | 56367 | Electric Avenue Facility | VA | CULPEPER | 1 | IC | OP | 1.8 | 1.8 | 1.8 |  | 12 | 2004 | WND BLQ BLQ BLQ: DFO; N Y Y Y: N; Y Y Y Y: N | N | S |  | N | Electric Utility | 1 |  |  | N | [17 empty] | N
4619 | Town of Culpeper- (VA) | 56367 | Electric Avenue Facility | VA | CULPEPER | 2 | IC | OP | 1.8 | 1.8 | 1.8 |  | 12 | 2004 | WND BLQ BLQ BLQ: DFO; N Y Y Y: N; Y Y Y Y: N | N | S |  | N | Electric Utility | 1 |  |  | N | [17 empty] | N
4619 | Town of Culpeper- (VA) | 56367 | Electric Avenue Facility | VA | CULPEPER | 3 | IC | OP | 1.8 | 1.8 | 1.8 |  | 12 | 2004 | WND BLQ BLQ BLQ: DFO; N Y Y Y: N; Y Y Y Y: N | N | S |  | N | Electric Utility | 1 |  |  | N | [17 empty] | N
4627 | City of Cumberland - (WI) | 4112 | Cumberland | WI | Barron | 1 | IC | OP | 0.7 | 0.6 | 0.7 |  | 2 | 1945 | WND BLQ BLQ BLQ: DFO; N Y Y Y: N; Y Y Y Y: Y | Y | S |  | N | Electric Utility | 1 |  | N | N | [17 empty] | N
4627 | City of Cumberland - (WI) | 4112 | Cumberland | WI | Barron | 2 | IC | OP | 0.3 | 0.2 | 0.2 |  | 8 | 1939 | WND BLQ BLQ BLQ: DFO; N Y Y Y: N; Y Y Y Y: Y | Y | S |  | N | Electric Utility | 1 |  | N | N | [17 empty] | N
4627 | City of Cumberland - (WI) | 4112 | Cumberland | WI | Barron | 3 | IC | OP | 0.3 | 0.2 | 0.2 |  | 8 | 1939 | WND BLQ BLQ BLQ: DFO; N Y Y Y: N; Y Y Y Y: Y | Y | S |  | N | Electric Utility | 1 |  | N | N | [17 empty] | N
4627 | City of Cumberland - (WI) | 4112 | Cumberland | WI | Barron | 4 | IC | OP | 1.3 | 1.2 | 1.2 |  | 5 | 1954 | WND BLQ BLQ BLQ: DFO; N Y Y Y: N; Y Y Y Y: Y | Y | S |  | N | Electric Utility | 1 |  | N | N | [17 empty] | N
4627 | City of Cumberland - (WI) | 4112 | Cumberland | WI | Barron | 5 | IC | OP | 2 | 2.1 | 2.1 |  | 7 | 1966 | WND BLQ BLQ BLQ: NG; WND WDS WDS WDS: DFO; N Y Y Y: Y; Y Y Y Y: Y | Y | S |  | N | Electric Utility | 1 |  | N | N | [17 empty] | N
4627 | City of Cumberland - (WI) | 4112 | Cumberland | WI | Barron | 6 | IC | OP | 7.2 | 6.7 | 6.7 |  | 4 | 1979 | WND BLQ BLQ BLQ: DFO; N Y Y Y: N; Y Y Y Y: Y | Y | S |  | N | Electric Utility | 1 |  | N | N | [17 empty] | N
4627 | City of Cumberland - (WI) | 4112 | Cumberland | WI | Barron | 7 | IC | OP | 6.6 | 6.2 | 6.2 |  | 11 | 2001 | WND BLQ BLQ BLQ: NG; WND WDS WDS WDS: DFO; N Y Y Y: Y; Y Y Y Y: Y | Y | S |  | N | Electric Utility | 1 |  | N | N | [17 empty] | N
4627 | City of Cumberland - (WI) | 4112 | Cumberland | WI | Barron | 8 | IC | OP | 3.5 | 3.5 | 3.5 |  | 12 | 2001 | WND BLQ BLQ BLQ: NG; WND WDS WDS WDS: DFO; N Y Y Y: Y; Y Y Y Y: Y | Y | S |  | N | Electric Utility | 1 |  | N | N | [17 empty] | N
4660 | CII Carbon LLC | 54677 | CII Carbon LLC | LA | St Bernard | TG-2 | ST | OA | 23 | 23 | 23 |  | 1 | 1951 | WND BLQ BLQ BLQ: PC; N Y Y Y: N; Y Y Y Y: Y |  | S |  | Y | Industrial CHP | 7 | B | N | N | [17 empty] | N |  | Y |  |  |  |  | NG | PC
4660 | CII Carbon LLC | 54677 | CII Carbon LLC | LA | St Bernard | TG-3 | ST | OP | 23 | 23 | 23 |  | 1 | 1951 | WND BLQ BLQ BLQ: PC; N Y Y Y: N; Y Y Y Y: Y | Y | S |  | Y | Industrial CHP | 7 | B | N | N | [17 empty] | N |  | Y |  |  |  |  | NG | PC
4661 | City of Curtis - (NE) | 2232 | Curtis | NE | FRONTIER | 2 | IC | OP | 0.9 | 0.8 | 0.8 |  | 1 | 1955 | WND BLQ BLQ BLQ: NG; WND WDS WDS WDS: DFO; N Y Y Y: Y; Y Y Y Y: Y | Y | S |  | N | Electric Utility | 1 |  | N | N | [17 empty] | N
4661 | City of Curtis - (NE) | 2232 | Curtis | NE | FRONTIER | 3 | IC | OP | 1.1 | 1 | 1 |  | 1 | 1969 | WND BLQ BLQ BLQ: NG; WND WDS WDS WDS: DFO; N Y Y Y: Y; Y Y Y Y: Y | Y | S |  | N | Electric Utility | 1 |  | N | N | [17 empty] | N
4661 | City of Curtis - (NE) | 2232 | Curtis | NE | FRONTIER | 4 | IC | OP | 1.4 | 1.2 | 1.2 |  | 1 | 1975 | WND BLQ BLQ BLQ: NG; WND WDS WDS WDS: DFO; N Y Y Y: Y; Y Y Y Y: Y | Y | S |  | N | Electric Utility | 1 |  | N | N | [17 empty] | N
4667 | City of Cushing - (OK) | 2975 | Cushing | OK | Payne | 1 | IC | OP | 2.5 | 1.8 | 1.8 |  | 6 | 1956 | WND BLQ BLQ BLQ: DFO; WND WDS WDS WDS: NG; N Y Y Y: Y; Y Y Y Y: Y | Y | S |  | N | Electric Utility | 1 |  | N | N
4667 | City of Cushing - (OK) | 2975 | Cushing | OK | Payne | 10 | IC | OP | 4.5 | 4 | 4 |  | 12 | 1972 | WND BLQ BLQ BLQ: DFO; WND WDS WDS WDS: NG; N Y Y Y: Y; Y Y Y Y: Y |  | S |  | N | Electric Utility | 1 |  | N | N
4667 | City of Cushing - (OK) | 2975 | Cushing | OK | Payne | 11 | IC | OP | 6.3 | 6.3 | 6.3 |  | 6 | 1988 | WND BLQ BLQ BLQ: DFO; WND WDS WDS WDS: NG; N Y Y Y: Y; Y Y Y Y: Y |  | S |  | N | Electric Utility | 1 |  | N | N
4667 | City of Cushing - (OK) | 2975 | Cushing | OK | Payne | 2 | IC | OP | 1 | 0.8 | 0.8 |  | 6 | 1949 | WND BLQ BLQ BLQ: DFO; WND WDS WDS WDS: NG; N Y Y Y: Y; Y Y Y Y: Y |  | S |  | N | Electric Utility | 1 |  | N | N
4667 | City of Cushing - (OK) | 2975 | Cushing | OK | Payne | 3 | IC | OP | 0.5 | 0.4 | 0.4 |  | 6 | 1936 | WND BLQ BLQ BLQ: DFO; WND WDS WDS WDS: NG; N Y Y Y: Y; Y Y Y Y: Y |  | S |  | N | Electric Utility | 1 |  | N | N
4667 | City of Cushing - (OK) | 2975 | Cushing | OK | Payne | 4 | IC | OP | 0.5 | 0.4 | 0.4 |  | 8 | 1936 | WND BLQ BLQ BLQ: DFO; WND WDS WDS WDS: NG; N Y Y Y: Y; Y Y Y Y: Y |  | S |  | N | Electric Utility | 1 |  | N | N
4667 | City of Cushing - (OK) | 2975 | Cushing | OK | Payne | 5 | IC | OP | 0.5 | 0.4 | 0.4 |  | 6 | 1936 | WND BLQ BLQ BLQ: DFO; WND WDS WDS WDS: NG; N Y Y Y: Y; Y Y Y Y: Y |  | S |  | N | Electric Utility | 1 |  | N | N
4667 | City of Cushing - (OK) | 2975 | Cushing | OK | Payne | 6 | IC | OP | 0.8 | 0.6 | 0.6 |  | 7 | 1939 | WND BLQ BLQ BLQ: DFO; WND WDS WDS WDS: NG; N Y Y Y: Y; Y Y Y Y: Y |  | S |  | N | Electric Utility | 1 |  | N | N
4667 | City of Cushing - (OK) | 2975 | Cushing | OK | Payne | 7 | IC | OP | 2.5 | 1.9 | 1.9 |  | 6 | 1956 | WND BLQ BLQ BLQ: DFO; WND WDS WDS WDS: NG; N Y Y Y: Y; Y Y Y Y: Y |  | S |  | N | Electric Utility | 1 |  | N | N
4667 | City of Cushing - (OK) | 2975 | Cushing | OK | Payne | 8 | IC | OP | 2.5 | 1.9 | 1.9 |  | 6 | 1956 | WND BLQ BLQ BLQ: DFO; WND WDS WDS WDS: NG; N Y Y Y: Y; Y Y Y Y: Y |  | S |  | N | Electric Utility | 1 |  | N | N
4667 | City of Cushing - (OK) | 2975 | Cushing | OK | Payne | 9 | IC | OP | 3 | 2.7 | 2.7 |  | 2 | 1965 | WND BLQ BLQ BLQ: DFO; WND WDS WDS WDS: NG; N Y Y Y: Y; Y Y Y Y: Y |  | S |  | N | Electric Utility | 1 |  | N | N
4713 | D/R Hydro Co | 52036 | Yough Hydro Power | PA | SOMERSET | GEN1 | HY | OP | 6.1 | 6.1 | 5 |  | 12 | 1989 | WND BLQ BLQ BLQ: WAT; N Y Y Y: N; Y Y Y Y: Y |  | W | 0 | N | IPP Non-CHP | 2 |  | N | N | [17 empty] | N
4713 | D/R Hydro Co | 52036 | Yough Hydro Power | PA | SOMERSET | GEN2 | HY | OP | 6.1 | 6.1 | 5 |  | 12 | 1989 | WND BLQ BLQ BLQ: WAT; N Y Y Y: N; Y Y Y Y: Y |  | W | 0 | N | IPP Non-CHP | 2 |  | N | N | [17 empty] | N
4715 | Dahlberg Light & Power Co | 3976 | Gordon | WI | Douglas | 3 | IC | SB | 0.7 | 0.7 | 0.7 |  | 8 | 1955 | WND BLQ BLQ BLQ: DFO; N Y Y Y: N; Y Y Y Y: Y | Y | S |  | N | Electric Utility | 1 |  | N | N | [17 empty] | N
4715 | Dahlberg Light & Power Co | 3976 | Gordon | WI | Douglas | 4 | IC | SB | 0.7 | 0.7 | 0.7 |  | 8 | 1949 | WND BLQ BLQ BLQ: DFO; N Y Y Y: N; Y Y Y Y: Y | Y | S |  | N | Electric Utility | 1 |  | N | N | [17 empty] | N
4715 | Dahlberg Light & Power Co | 3976 | Gordon | WI | Douglas | 5 | IC | SB | 2.8 | 2.8 | 2.8 |  | 2 | 2001 | WND BLQ BLQ BLQ: DFO; N Y Y Y: N; Y Y Y Y: Y | Y | S |  | N | Electric Utility | 1 |  | N | N | [17 empty] | N
4715 | Dahlberg Light & Power Co | 3976 | Gordon | WI | Douglas | 6 | IC | SB | 2.8 | 2.8 | 2.8 |  | 2 | 2001 | WND BLQ BLQ BLQ: DFO; N Y Y Y: N; Y Y Y Y: Y | Y | S |  | N | Electric Utility | 1 |  | N | N | [17 empty] | N
4715 | Dahlberg Light & Power Co | 7058 | Solon Diesel | WI | Douglas | 1 | IC | SB | 1 | 1 | 1 |  | 1 | 1988 | WND BLQ BLQ BLQ: DFO; N Y Y Y: N; Y Y Y Y: Y | Y | S |  | N | Electric Utility | 1 |  | N | N | [17 empty] | N
4715 | Dahlberg Light & Power Co | 7058 | Solon Diesel | WI | Douglas | 2 | IC | SB | 1 | 1 | 1 |  | 2 | 1988 | WND BLQ BLQ BLQ: DFO; N Y Y Y: N; Y Y Y Y: Y | Y | S |  | N | Electric Utility | 1 |  | N | N | [17 empty] | N
4715 | Dahlberg Light & Power Co | 7058 | Solon Diesel | WI | Douglas | 3 | IC | SB | 1 | 1 | 1 |  | 4 | 1989 | WND BLQ BLQ BLQ: DFO; N Y Y Y: N; Y Y Y Y: Y | Y | S |  | N | Electric Utility | 1 |  | N | N | [17 empty] | N
4715 | Dahlberg Light & Power Co | 7058 | Solon Diesel | WI | Douglas | 4 | IC | SB | 1 | 1 | 1 |  | 4 | 1989 | WND BLQ BLQ BLQ: DFO; N Y Y Y: N; Y Y Y Y: Y | Y | S |  | N | Electric Utility | 1 |  | N | N | [17 empty] | N
4715 | Dahlberg Light & Power Co | 7058 | Solon Diesel | WI | Douglas | 5 | IC | SB | 1 | 1 | 1 |  | 4 | 1989 | WND BLQ BLQ BLQ: DFO; N Y Y Y: N; Y Y Y Y: Y | Y | S |  | N | Electric Utility | 1 |  | N | N | [17 empty] | N
4715 | Dahlberg Light & Power Co | 7058 | Solon Diesel | WI | Douglas | 6 | IC | SB | 1 | 1 | 1 |  | 12 | 1995 | WND BLQ BLQ BLQ: DFO; N Y Y Y: N; Y Y Y Y: Y | Y | S |  | N | Electric Utility | 1 |  | N | N | [17 empty] | N
4715 | Dahlberg Light & Power Co | 7058 | Solon Diesel | WI | Douglas | 7 | IC | SB | 1 | 1 | 1 |  | 12 | 1995 | WND BLQ BLQ BLQ: DFO; N Y Y Y: N; Y Y Y Y: Y | Y | S |  | N | Electric Utility | 1 |  | N | N | [17 empty] | N
4715 | Dahlberg Light & Power Co | 7058 | Solon Diesel | WI | Douglas | 8 | IC | SB | 1 | 1 | 1 |  | 12 | 1995 | WND BLQ BLQ BLQ: DFO; N Y Y Y: N; Y Y Y Y: Y | Y | S |  | N | Electric Utility | 1 |  | N | N | [17 empty] | N
4716 | Dairyland Power Coop | 4140 | Alma | WI | Buffalo | 4 | ST | OP | 54.4 | 51.9 | 56.9 |  | 4 | 1957 | WND BLQ BLQ BLQ: BIT; WND WDS WDS WDS: SUB; N Y Y Y: N; Y Y Y Y: Y |  | S |  | N | Electric Utility | 1 |  | N | N | [17 empty] | N | Y |  | Y |  |  |  | DFO
4716 | Dairyland Power Coop | 4140 | Alma | WI | Buffalo | 5 | ST | OP | 81.6 | 80.1 | 87.3 |  | 1 | 1960 | WND BLQ BLQ BLQ: BIT; WND WDS WDS WDS: SUB; N Y Y Y: N; Y Y Y Y: Y |  | S |  | N | Electric Utility | 1 |  | N | N | [17 empty] | N | Y |  | Y |  |  |  | DFO
4716 | Dairyland Power Coop | 4142 | Flambeau Hydroelectric Station | WI | RUSK | 1 | HY | OP | 7.9 | 7.7 | 7.7 |  | 3 | 1951 | WND BLQ BLQ BLQ: WAT; N Y Y Y: N; Y Y Y Y: Y |  | S |  | N | Electric Utility | 1 |  | N | N | [17 empty] | N
4716 | Dairyland Power Coop | 4142 | Flambeau Hydroelectric Station | WI | RUSK | 2 | HY | OP | 6.2 | 5.9 | 5.9 |  | 1 | 1951 | WND BLQ BLQ BLQ: WAT; N Y Y Y: N; Y Y Y Y: Y |  | S |  | N | Electric Utility | 1 |  | N | N | [17 empty] | N
4716 | Dairyland Power Coop | 4142 | Flambeau Hydroelectric Station | WI | RUSK | 3 | HY | OP | 7.9 | 7.9 | 7.9 |  | 1 | 1951 | WND BLQ BLQ BLQ: WAT; N Y Y Y: N; Y Y Y Y: Y |  | S |  | N | Electric Utility | 1 |  | N | N | [17 empty] | N
4716 | Dairyland Power Coop | 4143 | Genoa | WI | Vernon | ST3 | ST | OP | 345.6 | 288.5 | 299 |  | 6 | 1969 | WND BLQ BLQ BLQ: SUB; WND WDS WDS WDS: BIT; N Y Y Y: N; Y Y Y Y: Y |  | S |  | N | Electric Utility | 1 |  | N | N | [17 empty] | N | Y |  |  | Y |  |  | DFO
4716 | Dairyland Power Coop | 4271 | John P Madgett | WI | Buffalo | 1 | ST | OP | 387 | 386.3 | 389 |  | 11 | 1979 | WND BLQ BLQ BLQ: SUB; N Y Y Y: N; Y Y Y Y: Y |  | S |  | N | Electric Utility | 1 |  | N | N | [17 empty] | N | Y |  | Y |  |  |  | DFO
4716 | Dairyland Power Coop | 7863 | Elk Mound | WI | Dunn | 1 | GT | OP | 35.5 | 37.4 | 48.5 |  | 6 | 2001 | WND BLQ BLQ BLQ: NG; WND WDS WDS WDS: DFO; N Y Y Y: Y; Y Y Y Y: Y |  | S |  | N | Electric Utility | 1 |  | N | N | [17 empty] | N
4716 | Dairyland Power Coop | 7863 | Elk Mound | WI | Dunn | 2 | GT | OP | 35.5 | 37.5 | 49 |  | 6 | 2001 | WND BLQ BLQ BLQ: NG; WND WDS WDS WDS: DFO; N Y Y Y: Y; Y Y Y Y: Y |  | S |  | N | Electric Utility | 1 |  | N | N | [17 empty] | N
4716 | Dairyland Power Coop | 56149 | Seven Mile Creek LFG | WI | Eau Claire | 1 | IC | OP | 1 | 0.8 | 0.8 |  | 4 | 2004 | WND BLQ BLQ BLQ: LFG; N Y Y Y: N; Y Y Y Y: Y |  | S |  | N | Electric Utility | 1 |  | N | N | [17 empty] | N
4716 | Dairyland Power Coop | 56149 | Seven Mile Creek LFG | WI | Eau Claire | 2 | IC | OP | 1 | 0.8 | 0.8 |  | 4 | 2004 | WND BLQ BLQ BLQ: LFG; N Y Y Y: N; Y Y Y Y: Y |  | S |  | N | Electric Utility | 1 |  | N | N | [17 empty] | N
4716 | Dairyland Power Coop | 56149 | Seven Mile Creek LFG | WI | Eau Claire | 3 | IC | OP | 1 | 0.8 | 0.8 |  | 4 | 2004 | WND BLQ BLQ BLQ: LFG; N Y Y Y: N; Y Y Y Y: Y |  | S |  | N | Electric Utility | 1 |  | N | N | [17 empty] | N
4716 | Dairyland Power Coop | 56149 | Seven Mile Creek LFG | WI | Eau Claire | 4 | IC | OP | 1 | 1 | 1 |  | 4 | 2008 | WND BLQ BLQ BLQ: LFG; N Y Y Y: N; Y Y Y Y: Y |  | S |  | N | Electric Utility | 1 |  |  | N | [17 empty] | N
4732 | Western Power & Steam Inc | 54410 | Western Power & Steam Inc | CA | Kern | CTG | CT | OP | 27.7 | 22.6 | 23 |  | 3 | 1990 | WND BLQ BLQ BLQ: NG; N Y Y Y: N; Y Y Y Y: Y |  | S |  | Y | Industrial CHP | 7 | T | N | N | [17 empty] | N
4732 | Western Power & Steam Inc | 54410 | Western Power & Steam Inc | CA | Kern | STG | CA | OP | 8.3 | 7.3 | 7.8 |  | 3 | 1990 | WND BLQ BLQ BLQ: NG; N Y Y Y: N; Y Y Y Y: Y |  | S |  | Y | Industrial CHP | 7 | T | N | N | [17 empty] | N
4735 | Dahowa Hydro | 50280 | Dahowa Hydro | NY | Washington | GEN1 | HY | OP | 10.5 | 1.5 | 4.4 |  | 12 | 1987 | WND BLQ BLQ BLQ: WAT; N Y Y Y: N; Y Y Y Y: Y |  | S |  | N | IPP Non-CHP | 2 |  | N | N | [17 empty] | N
4767 | Dane County Public Works | 55770 | Dane County Landfill #2 Rodefeld | WI | DANE | GEN1 | IC | OP | 0.8 | 0.8 | 0.8 |  | 10 | 1997 | WND BLQ BLQ BLQ: LFG; N Y Y Y: N; Y Y Y Y: Y | Y | S |  | N | IPP Non-CHP | 2 |  | N | N | [17 empty] | N
4767 | Dane County Public Works | 55770 | Dane County Landfill #2 Rodefeld | WI | DANE | GEN2 | IC | OP | 0.8 | 0.8 | 0.8 |  | 10 | 1997 | WND BLQ BLQ BLQ: LFG; N Y Y Y: N; Y Y Y Y: Y | Y | S |  | N | IPP Non-CHP | 2 |  | N | N | [17 empty] | N
4767 | Dane County Public Works | 55770 | Dane County Landfill #2 Rodefeld | WI | DANE | GEN3 | IC | OP | 0.8 | 0.8 | 0.8 |  | 4 | 2004 | WND BLQ BLQ BLQ: LFG; N Y Y Y: N; Y Y Y Y: Y | Y | S |  | N | IPP Non-CHP | 2 |  | N | N | [17 empty] | N
4767 | Dane County Public Works | 55770 | Dane County Landfill #2 Rodefeld | WI | DANE | GEN4 | IC | OP | 1.6 | 1.6 | 1.6 |  | 12 | 2004 | WND BLQ BLQ BLQ: LFG; N Y Y Y: N; Y Y Y Y: Y | Y | S |  | N | IPP Non-CHP | 2 |  |  | N | [17 empty] | N
4767 | Dane County Public Works | 55770 | Dane County Landfill #2 Rodefeld | WI | DANE | GEN5 | IC | OP | 0.8 | 0.8 | 0.8 |  | 4 | 2012 | WND BLQ BLQ BLQ: LFG; N Y Y Y: N; Y Y Y Y: Y | Y | S |  | N | IPP Non-CHP | 2 |  | N | N | [17 empty] | N
4767 | Dane County Public Works | 55770 | Dane County Landfill #2 Rodefeld | WI | DANE | GEN6 | IC | OP | 0.8 | 0.8 | 0.8 |  | 1 | 2011 | WND BLQ BLQ BLQ: LFG; N Y Y Y: N; Y Y Y Y: Y |  | S |  | N | IPP Non-CHP | 2 |  | N | N | [17 empty] | N
4767 | Dane County Public Works | 55770 | Dane County Landfill #2 Rodefeld | WI | DANE | GEN7 | IC | OP | 0.8 | 0.8 | 0.8 |  | 1 | 2011 | WND BLQ BLQ BLQ: LFG; N Y Y Y: N; Y Y Y Y: Y |  | S |  | N | IPP Non-CHP | 2 |  | N | N | [17 empty] | N
4775 | Dakota Magic Casino | 7884 | Dakota Magic | ND | Richland | 1 | IC | SB | 1.5 | 1.5 | 1.5 |  | 2 | 2000 | WND BLQ BLQ BLQ: DFO; N Y Y Y: N; Y Y Y Y: Y | Y | S |  | N | Commercial Non-CHP | 4 |  | N | N | [17 empty] | N
4794 | City of Danville - (VA) | 3825 | Pinnacles | VA | PATRICK | 1 | HY | OP | 3.7 | 3.5 | 3.5 |  | 6 | 1938 | WND BLQ BLQ BLQ: WAT; N Y Y Y: N; Y Y Y Y: Y |  | S |  | N | Electric Utility | 1 |  |  | N | [17 empty] | N
4794 | City of Danville - (VA) | 3825 | Pinnacles | VA | PATRICK | 2 | HY | OP | 3.7 | 3.5 | 3.5 |  | 6 | 1938 | WND BLQ BLQ BLQ: WAT; N Y Y Y: N; Y Y Y Y: Y |  | S |  | N | Electric Utility | 1 |  | N | N | [17 empty] | N
4794 | City of Danville - (VA) | 3825 | Pinnacles | VA | PATRICK | 3 | HY | OP | 3.7 | 3.5 | 3.5 |  | 6 | 1938 | WND BLQ BLQ BLQ: WAT; N Y Y Y: N; Y Y Y Y: Y |  | S |  | N | Electric Utility | 1 |  | N | N | [17 empty] | N
4794 | City of Danville - (VA) | 56363 | Danville New Design Plant | VA | DANVILLE CITY | GEN 1 | IC | SB | 1.8 | 1.2 | 1.2 |  | 7 | 2005 | WND BLQ BLQ BLQ: DFO; N Y Y Y: N; Y Y Y Y: N | Y | S |  | N | Electric Utility | 1 |  |  | N | [17 empty] | N
4794 | City of Danville - (VA) | 56364 | Danville Kentuck Road Plant | VA | PITTSYLVANIA | GEN 1 | IC | SB | 1.8 | 1.2 | 1.2 |  | 7 | 2005 | WND BLQ BLQ BLQ: DFO; N Y Y Y: N; Y Y Y Y: N | Y | S |  | N | Electric Utility | 1 |  |  | N | [17 empty] | N
4794 | City of Danville - (VA) | 56365 | Danville Westover Plant | VA | DANVILLE CITY | GEN1 | IC | SB | 1.8 | 1.2 | 1.2 |  | 7 | 2005 | WND BLQ BLQ BLQ: DFO; N Y Y Y: N; Y Y Y Y: N | Y | S |  | N | Electric Utility | 1 |  |  | N | [17 empty] | N
4823 | Dartmouth College | 54409 | Dartmouth College Heating Plant | NH | GRAFTON | GEN1 | ST | OP | 2 | 2 | 2 |  | 1 | 1970 | WND BLQ BLQ BLQ: RFO; N Y Y Y: N; Y Y Y Y: N |  | S |  | Y | Commercial CHP | 5 | T | N | N | [17 empty] | N | [6 empty] | RFO | PG
4823 | Dartmouth College | 54409 | Dartmouth College Heating Plant | NH | GRAFTON | GEN2 | ST | OP | 2 | 2 | 2 |  | 1 | 1970 | WND BLQ BLQ BLQ: RFO; N Y Y Y: N; Y Y Y Y: N |  | S |  | Y | Commercial CHP | 5 | T | N | N | [17 empty] | N | [6 empty] | RFO | PG
4823 | Dartmouth College | 54409 | Dartmouth College Heating Plant | NH | GRAFTON | GEN3 | ST | OP | 3 | 3 | 3 |  | 1 | 1992 | WND BLQ BLQ BLQ: RFO; N Y Y Y: N; Y Y Y Y: N |  | S |  | Y | Commercial CHP | 5 | T | N | N | [17 empty] | N | [6 empty] | RFO | PG
4836 | City of David City | 2233 | David City | NE | Butler | 1 | IC | OP | 1.5 | 1.3 | 1.3 |  | 1 | 1960 | WND BLQ BLQ BLQ: NG; WND WDS WDS WDS: DFO; N Y Y Y: Y; Y Y Y Y: Y |  | S |  | N | Electric Utility | 1 |  | N | N | [17 empty] | N
4836 | City of David City | 2233 | David City | NE | Butler | 2 | IC | OP | 1 | 0.8 | 0.8 |  | 1 | 1949 | WND BLQ BLQ BLQ: DFO; N Y Y Y: N; Y Y Y Y: Y |  | S |  | N | Electric Utility | 1 |  | N | N | [17 empty] | N
4836 | City of David City | 2233 | David City | NE | Butler | 3 | IC | OP | 1 | 0.9 | 0.9 |  | 1 | 1955 | WND BLQ BLQ BLQ: NG; WND WDS WDS WDS: DFO; N Y Y Y: Y; Y Y Y Y: Y |  | S |  | N | Electric Utility | 1 |  | N | N | [17 empty] | N
4836 | City of David City | 2233 | David City | NE | Butler | 4 | IC | OP | 2.3 | 1.8 | 1.8 |  | 1 | 1966 | WND BLQ BLQ BLQ: NG; WND WDS WDS WDS: DFO; N Y Y Y: Y; Y Y Y Y: Y |  | S |  | N | Electric Utility | 1 |  | N | N | [17 empty] | N
4836 | City of David City | 2233 | David City | NE | Butler | 5 | IC | OP | 1.6 | 1.3 | 1.3 |  | 12 | 1996 | WND BLQ BLQ BLQ: DFO; N Y Y Y: N; Y Y Y Y: Y |  | S |  | N | Electric Utility | 1 |  | N | N | [17 empty] | N
4836 | City of David City | 2233 | David City | NE | Butler | 6 | IC | OP | 1.6 | 1.3 | 1.3 |  | 12 | 1996 | WND BLQ BLQ BLQ: DFO; N Y Y Y: N; Y Y Y Y: Y |  | S |  | N | Electric Utility | 1 |  | N | N | [17 empty] | N
4836 | City of David City | 2233 | David City | NE | Butler | 7 | IC | OP | 1.6 | 1.3 | 1.3 |  | 12 | 1996 | WND BLQ BLQ BLQ: DFO; N Y Y Y: N; Y Y Y Y: Y |  | S |  | N | Electric Utility | 1 |  | N | N | [17 empty] | N
4919 | City of Dayton - (IA) | 1135 | Dayton | IA | WEBSTER | 5 | IC | OP | 1.8 | 1.8 | 1.8 |  | 10 | 2000 | WND BLQ BLQ BLQ: DFO; N Y Y Y: N; Y Y Y Y: Y |  | S |  | N | Electric Utility | 1 |  | N | N
4922 | Dayton Power & Light Co | 2847 | Frank M Tait | OH | Montgomery | GT1 | GT | OP | 103.5 | 88 | 100 |  | 6 | 1995 | WND BLQ BLQ BLQ: NG; WND WDS WDS WDS: DFO; N Y Y Y: Y; Y Y Y Y: Y |  | S |  | N | Electric Utility | 1 |  |  | N | [12 empty] | N |  |  |  |  | N
4922 | Dayton Power & Light Co | 2847 | Frank M Tait | OH | Montgomery | GT2 | GT | OP | 106.1 | 89 | 102 |  | 12 | 1996 | WND BLQ BLQ BLQ: NG; WND WDS WDS WDS: DFO; N Y Y Y: Y; Y Y Y Y: Y |  | S |  | N | Electric Utility | 1 |  |  | N | [12 empty] | N |  |  |  |  | N
4922 | Dayton Power & Light Co | 2847 | Frank M Tait | OH | Montgomery | GT3 | GT | OP | 84.2 | 79 | 102 |  | 12 | 1998 | WND BLQ BLQ BLQ: NG; WND WDS WDS WDS: DFO; N Y Y Y: Y; Y Y Y Y: Y |  | S |  | N | Electric Utility | 1 |  |  | N | [12 empty] | N |  |  |  |  | N
4922 | Dayton Power & Light Co | 2847 | Frank M Tait | OH | Montgomery | IC1 | IC | OP | 2.7 | 2.5 | 2.5 |  | 5 | 1967 | WND BLQ BLQ BLQ: DFO; N Y Y Y: N; Y Y Y Y: Y |  | S |  | N | Electric Utility | 1 |  |  | N | [12 empty] | N |  |  |  |  | N
4922 | Dayton Power & Light Co | 2847 | Frank M Tait | OH | Montgomery | IC2 | IC | OP | 2.7 | 2.5 | 2.5 |  | 5 | 1967 | WND BLQ BLQ BLQ: DFO; N Y Y Y: N; Y Y Y Y: Y |  | S |  | N | Electric Utility | 1 |  |  | N | [12 empty] | N |  |  |  |  | N
4922 | Dayton Power & Light Co | 2847 | Frank M Tait | OH | Montgomery | IC3 | IC | OP | 2.7 | 2.5 | 2.5 |  | 5 | 1967 | WND BLQ BLQ BLQ: DFO; N Y Y Y: N; Y Y Y Y: Y |  | S |  | N | Electric Utility | 1 |  |  | N | [12 empty] | N |  |  |  |  | N
4922 | Dayton Power & Light Co | 2847 | Frank M Tait | OH | Montgomery | IC4 | IC | OP | 2.7 | 2.5 | 2.5 |  | 5 | 1967 | WND BLQ BLQ BLQ: DFO; N Y Y Y: N; Y Y Y Y: Y |  | S |  | N | Electric Utility | 1 |  |  | N | [12 empty] | N |  |  |  |  | N
4922 | Dayton Power & Light Co | 2848 | O H Hutchings | OH | Montgomery | 1 | ST | OP | 69 | 58 | 59 |  | 7 | 1948 | WND BLQ BLQ BLQ: BIT; WND WDS WDS WDS: NG; N Y Y Y: N; Y Y Y Y: Y |  | S |  | N | Electric Utility | 1 |  |  | Y | [12 empty] | N |  |  | 6 | 2015 | N | Y |  | Y |  |  |  | NG
4922 | Dayton Power & Light Co | 2848 | O H Hutchings | OH | Montgomery | 2 | ST | OP | 69 | 55 | 56 |  | 3 | 1949 | WND BLQ BLQ BLQ: BIT; WND WDS WDS WDS: NG; N Y Y Y: N; Y Y Y Y: Y |  | S |  | N | Electric Utility | 1 |  |  | Y | [12 empty] | N |  |  | 6 | 2015 | N | Y |  | Y |  |  |  | NG
4922 | Dayton Power & Light Co | 2848 | O H Hutchings | OH | Montgomery | 3 | ST | OP | 69 | 63 | 64 |  | 12 | 1950 | WND BLQ BLQ BLQ: BIT; WND WDS WDS WDS: NG; N Y Y Y: N; Y Y Y Y: Y |  | S |  | N | Electric Utility | 1 |  |  | N | [12 empty] | N |  |  | 6 | 2015 | N | Y |  | Y |  |  |  | NG
4922 | Dayton Power & Light Co | 2848 | O H Hutchings | OH | Montgomery | 4 | ST | OP | 69 | 63 | 64 |  | 2 | 1951 | WND BLQ BLQ BLQ: BIT; WND WDS WDS WDS: NG; N Y Y Y: N; Y Y Y Y: Y |  | S |  | N | Electric Utility | 1 |  |  | Y | [12 empty] | N |  |  | 6 | 2013 | N | Y |  | Y |  |  |  | NG
4922 | Dayton Power & Light Co | 2848 | O H Hutchings | OH | Montgomery | 5 | ST | OP | 69 | 63 | 64 |  | 11 | 1952 | WND BLQ BLQ BLQ: BIT; WND WDS WDS WDS: NG; N Y Y Y: N; Y Y Y Y: Y |  | S |  | N | Electric Utility | 1 |  |  | N | [12 empty] | N |  |  | 6 | 2015 | N | Y |  | Y |  |  |  | NG
4922 | Dayton Power & Light Co | 2848 | O H Hutchings | OH | Montgomery | 6 | ST | OP | 69 | 63 | 64 |  | 8 | 1953 | WND BLQ BLQ BLQ: BIT; WND WDS WDS WDS: NG; N Y Y Y: N; Y Y Y Y: Y |  | S |  | N | Electric Utility | 1 |  |  | N | [12 empty] | N |  |  | 6 | 2015 | N | Y |  | Y |  |  |  | NG
4922 | Dayton Power & Light Co | 2848 | O H Hutchings | OH | Montgomery | 7 | GT | OP | 32.6 | 25 | 33 |  | 11 | 1968 | WND BLQ BLQ BLQ: NG; WND WDS WDS WDS: DFO; N Y Y Y: Y; Y Y Y Y: Y |  | S |  | N | Electric Utility | 1 |  |  | N | [12 empty] | N |  |  |  |  | N
4922 | Dayton Power & Light Co | 2850 | J M Stuart | OH | Adams | 1 | ST | OP | 610.2 | 577 | 577 |  | 5 | 1971 | WND BLQ BLQ BLQ: BIT; N Y Y Y: N; Y Y Y Y: Y |  | J |  | N | Electric Utility | 1 |  |  | N | [12 empty] | N |  |  |  |  | N | Y |  |  | Y |  | N | DFO
4922 | Dayton Power & Light Co | 2850 | J M Stuart | OH | Adams | 2 | ST | OP | 610.2 | 577 | 577 |  | 10 | 1970 | WND BLQ BLQ BLQ: BIT; N Y Y Y: N; Y Y Y Y: Y |  | J |  | N | Electric Utility | 1 |  |  | N | [12 empty] | N |  |  |  |  | N | Y |  |  | Y |  |  | DFO
4922 | Dayton Power & Light Co | 2850 | J M Stuart | OH | Adams | 3 | ST | OP | 610.2 | 577 | 577 |  | 5 | 1972 | WND BLQ BLQ BLQ: BIT; N Y Y Y: N; Y Y Y Y: Y |  | J |  | N | Electric Utility | 1 |  |  | N | [12 empty] | N |  |  |  |  | N | Y |  |  | Y |  |  | DFO
4922 | Dayton Power & Light Co | 2850 | J M Stuart | OH | Adams | 4 | ST | OP | 610.2 | 577 | 577 |  | 6 | 1974 | WND BLQ BLQ BLQ: BIT; N Y Y Y: N; Y Y Y Y: Y |  | J |  | N | Electric Utility | 1 |  |  | N | [12 empty] | N |  |  |  |  | N | Y |  |  | Y |  |  | DFO
4922 | Dayton Power & Light Co | 2850 | J M Stuart | OH | Adams | D1 | IC | OP | 2.7 | 2.2 | 2.2 |  | 10 | 1969 | WND BLQ BLQ BLQ: DFO; N Y Y Y: N; Y Y Y Y: Y |  | J |  | N | Electric Utility | 1 |  |  | N | [12 empty] | N |  |  |  |  | N
4922 | Dayton Power & Light Co | 2850 | J M Stuart | OH | Adams | D2 | IC | OP | 2.7 | 2.2 | 2.2 |  | 10 | 1969 | WND BLQ BLQ BLQ: DFO; N Y Y Y: N; Y Y Y Y: Y |  | J |  | N | Electric Utility | 1 |  |  | N | [12 empty] | N |  |  |  |  | N
4922 | Dayton Power & Light Co | 2850 | J M Stuart | OH | Adams | D3 | IC | OP | 2.7 | 2.2 | 2.2 |  | 10 | 1969 | WND BLQ BLQ BLQ: DFO; N Y Y Y: N; Y Y Y Y: Y |  | J |  | N | Electric Utility | 1 |  |  | N | [12 empty] | N |  |  |  |  | N
4922 | Dayton Power & Light Co | 2850 | J M Stuart | OH | Adams | D4 | IC | OP | 2.7 | 2.2 | 2.2 |  | 10 | 1969 | WND BLQ BLQ BLQ: DFO; N Y Y Y: N; Y Y Y Y: Y |  | J |  | N | Electric Utility | 1 |  |  | N | [12 empty] | N |  |  |  |  | N
4922 | Dayton Power & Light Co | 2851 | Monument | OH | Montgomery | 1 | IC | OP | 2.7 | 2.4 | 2.4 |  | 6 | 1968 | WND BLQ BLQ BLQ: DFO; N Y Y Y: N; Y Y Y Y: Y |  | S |  | N | Electric Utility | 1 |  |  | N | [12 empty] | N |  |  |  |  | N
4922 | Dayton Power & Light Co | 2851 | Monument | OH | Montgomery | 2 | IC | OP | 2.7 | 2.4 | 2.4 |  | 6 | 1968 | WND BLQ BLQ BLQ: DFO; N Y Y Y: N; Y Y Y Y: Y |  | S |  | N | Electric Utility | 1 |  |  | N | [12 empty] | N |  |  |  |  | N
4922 | Dayton Power & Light Co | 2851 | Monument | OH | Montgomery | 3 | IC | OP | 2.7 | 2.4 | 2.4 |  | 6 | 1968 | WND BLQ BLQ BLQ: DFO; N Y Y Y: N; Y Y Y Y: Y |  | S |  | N | Electric Utility | 1 |  |  | N | [12 empty] | N |  |  |  |  | N
4922 | Dayton Power & Light Co | 2851 | Monument | OH | Montgomery | 4 | IC | OP | 2.7 | 2.4 | 2.4 |  | 6 | 1968 | WND BLQ BLQ BLQ: DFO; N Y Y Y: N; Y Y Y Y: Y |  | S |  | N | Electric Utility | 1 |  |  | N | [12 empty] | N |  |  |  |  | N
4922 | Dayton Power & Light Co | 2851 | Monument | OH | Montgomery | 5 | IC | OP | 2.7 | 2.4 | 2.4 |  | 6 | 1968 | WND BLQ BLQ BLQ: DFO; N Y Y Y: N; Y Y Y Y: Y |  | S |  | N | Electric Utility | 1 |  |  | N | [12 empty] | N |  |  |  |  | N
4922 | Dayton Power & Light Co | 2852 | Sidney | OH | Shelby | 1 | IC | OP | 2.7 | 2.4 | 2.4 |  | 7 | 1968 | WND BLQ BLQ BLQ: DFO; N Y Y Y: N; Y Y Y Y: Y |  | S |  | N | Electric Utility | 1 |  |  | N | [12 empty] | N |  |  |  |  | N
4922 | Dayton Power & Light Co | 2852 | Sidney | OH | Shelby | 2 | IC | OP | 2.7 | 2.4 | 2.4 |  | 7 | 1968 | WND BLQ BLQ BLQ: DFO; N Y Y Y: N; Y Y Y Y: Y |  | S |  | N | Electric Utility | 1 |  |  | N | [12 empty] | N |  |  |  |  | N
4922 | Dayton Power & Light Co | 2852 | Sidney | OH | Shelby | 3 | IC | OP | 2.7 | 2.4 | 2.4 |  | 7 | 1968 | WND BLQ BLQ BLQ: DFO; N Y Y Y: N; Y Y Y Y: Y |  | S |  | N | Electric Utility | 1 |  |  | N | [12 empty] | N |  |  |  |  | N
4922 | Dayton Power & Light Co | 2852 | Sidney | OH | Shelby | 4 | IC | OP | 2.7 | 2.4 | 2.4 |  | 7 | 1968 | WND BLQ BLQ BLQ: DFO; N Y Y Y: N; Y Y Y Y: Y |  | S |  | N | Electric Utility | 1 |  |  | N | [12 empty] | N |  |  |  |  | N
4922 | Dayton Power & Light Co | 2852 | Sidney | OH | Shelby | 5 | IC | OP | 2.7 | 2.4 | 2.4 |  | 7 | 1968 | WND BLQ BLQ BLQ: DFO; N Y Y Y: N; Y Y Y Y: Y |  | S |  | N | Electric Utility | 1 |  |  | N | [12 empty] | N |  |  |  |  | N
4922 | Dayton Power & Light Co | 2854 | Yankee Street | OH | Montgomery | 1 | GT | OP | 18.5 | 19.5 | 22 |  | 7 | 1969 | WND BLQ BLQ BLQ: NG; WND WDS WDS WDS: DFO; N Y Y Y: Y; Y Y Y Y: Y |  | S |  | N | Electric Utility | 1 |  |  | N | [12 empty] | N |  |  |  |  | N
4922 | Dayton Power & Light Co | 2854 | Yankee Street | OH | Montgomery | 2 | GT | OP | 18.5 | 19.5 | 22 |  | 7 | 1969 | WND BLQ BLQ BLQ: NG; WND WDS WDS WDS: DFO; N Y Y Y: Y; Y Y Y Y: Y |  | S |  | N | Electric Utility | 1 |  |  | N | [12 empty] | N |  |  |  |  | N
4922 | Dayton Power & Light Co | 2854 | Yankee Street | OH | Montgomery | 3 | GT | OP | 18.5 | 19.3 | 22 |  | 7 | 1969 | WND BLQ BLQ BLQ: NG; WND WDS WDS WDS: DFO; N Y Y Y: Y; Y Y Y Y: Y |  | S |  | N | Electric Utility | 1 |  |  | N | [12 empty] | N |  |  |  |  | N
4922 | Dayton Power & Light Co | 2854 | Yankee Street | OH | Montgomery | 4 | GT | OP | 17.5 | 11 | 11 |  | 11 | 1970 | WND BLQ BLQ BLQ: NG; WND WDS WDS WDS: DFO; N Y Y Y: Y; Y Y Y Y: Y |  | S |  | N | Electric Utility | 1 |  |  | N | [12 empty] | N |  |  |  |  | N
4922 | Dayton Power & Light Co | 2854 | Yankee Street | OH | Montgomery | 5 | GT | OP | 17.5 | 8 | 8 |  | 11 | 1970 | WND BLQ BLQ BLQ: NG; WND WDS WDS WDS: DFO; N Y Y Y: Y; Y Y Y Y: Y |  | S |  | N | Electric Utility | 1 |  |  | N | [12 empty] | N |  |  |  |  | N
4922 | Dayton Power & Light Co | 2854 | Yankee Street | OH | Montgomery | 6 | GT | OP | 17.5 | 12 | 12 |  | 11 | 1970 | WND BLQ BLQ BLQ: NG; WND WDS WDS WDS: DFO; N Y Y Y: Y; Y Y Y Y: Y |  | S |  | N | Electric Utility | 1 |  |  | N | [12 empty] | N |  |  |  |  | N
4922 | Dayton Power & Light Co | 2854 | Yankee Street | OH | Montgomery | 7 | GT | OP | 17.5 | 11 | 11 |  | 11 | 1970 | WND BLQ BLQ BLQ: NG; WND WDS WDS WDS: DFO; N Y Y Y: Y; Y Y Y Y: Y |  | S |  | N | Electric Utility | 1 |  |  | N | [12 empty] | N |  |  |  |  | N
4922 | Dayton Power & Light Co | 2854 | Yankee Street | OH | Montgomery | YS1 | PV | OP | 1.1 | 1.1 | 1.1 |  | 3 | 2010 | WND BLQ BLQ BLQ: SUN; N Y Y Y: N; Y Y Y Y: Y |  | S |  | N | Electric Utility | 1 |  |  | N | [17 empty] | N
4922 | Dayton Power & Light Co | 6031 | Killen Station | OH | Adams | 2 | ST | OP | 660.6 | 600 | 600 |  | 6 | 1982 | WND BLQ BLQ BLQ: BIT; N Y Y Y: N; Y Y Y Y: Y |  | J |  | N | Electric Utility | 1 |  |  | N | [12 empty] | N |  |  |  |  | N | Y |  | Y |  |  |  | DFO
4922 | Dayton Power & Light Co | 6031 | Killen Station | OH | Adams | GT1 | GT | OP | 28.7 | 18 | 24 |  | 4 | 1982 | WND BLQ BLQ BLQ: DFO; N Y Y Y: N; Y Y Y Y: Y |  | J |  | N | Electric Utility | 1 |  |  | N | [12 empty] | N |  |  |  |  | N
4945 | Dearborn Industrial Gen Inc | 55088 | Dearborn Industrial Generation | MI | Wayne | GT 1 | CT | OP | 170 | 155 | 180 |  | 7 | 2001 | WND BLQ BLQ BLQ: NG; N Y Y Y: N; Y Y Y Y: Y | Y | S |  | Y | IPP CHP | 3 | T | N | N
4945 | Dearborn Industrial Gen Inc | 55088 | Dearborn Industrial Generation | MI | Wayne | GT2 | CT | OP | 170 | 155 | 180 |  | 7 | 2001 | WND BLQ BLQ BLQ: NG; N Y Y Y: N; Y Y Y Y: Y | Y | S |  | Y | IPP CHP | 3 | T |  | N
4945 | Dearborn Industrial Gen Inc | 55088 | Dearborn Industrial Generation | MI | Wayne | GTP1 | GT | OP | 170 | 150 | 180 |  | 6 | 1999 | WND BLQ BLQ BLQ: NG; N Y Y Y: N; Y Y Y Y: Y | Y | S |  | N | IPP CHP | 3 |  |  | N
4945 | Dearborn Industrial Gen Inc | 55088 | Dearborn Industrial Generation | MI | Wayne | ST1 | CA | OP | 250 | 250 | 250 |  | 8 | 2001 | WND BLQ BLQ BLQ: NG; WND WDS WDS WDS: BFG; N Y Y Y: N; Y Y Y Y: Y | Y | S |  | Y | IPP CHP | 3 | T | N | N
4959 | Aniak Light & Power Co Inc | 7182 | Aniak | AK | Bethel | 1 | IC | OP | 0.5 | 0.2 | 0.3 |  | 7 | 1988 | WND BLQ BLQ BLQ: DFO; N Y Y Y: N; Y Y Y Y: N |  | S |  | N | Electric Utility | 1 |  | N | N | [17 empty] | N
4959 | Aniak Light & Power Co Inc | 7182 | Aniak | AK | Bethel | 9 | IC | OP | 0.6 | 0.6 | 0.6 |  | 12 | 1996 | WND BLQ BLQ BLQ: DFO; N Y Y Y: N; Y Y Y Y: N |  | S |  | N | Electric Utility | 1 |  | N | N | [17 empty] | N
4966 | Casco Bay Energy Co LLC | 55068 | Maine Independence Station | ME | Penobscot | GEN1 | CT | OP | 177.8 | 155.7 | 173.5 |  | 5 | 2000 | WND BLQ BLQ BLQ: NG; N Y Y Y: N; Y Y Y Y: Y |  | S |  | N | IPP Non-CHP | 2 |  | N | N | [17 empty] | N
4966 | Casco Bay Energy Co LLC | 55068 | Maine Independence Station | ME | Penobscot | GEN2 | CT | OP | 177.8 | 156.7 | 175.1 |  | 5 | 2000 | WND BLQ BLQ BLQ: NG; N Y Y Y: N; Y Y Y Y: Y |  | S |  | N | IPP Non-CHP | 2 |  | N | N | [17 empty] | N
4966 | Casco Bay Energy Co LLC | 55068 | Maine Independence Station | ME | Penobscot | GEN3 | CA | OP | 194.6 | 177.6 | 191.4 |  | 5 | 2000 | WND BLQ BLQ BLQ: NG; N Y Y Y: N; Y Y Y Y: Y |  | S |  | N | IPP Non-CHP | 2 |  | N | N | [17 empty] | N
4980 | Haw River Hydro Co | 10258 | Haw River Hydro | NC | ALAMANCE | 1 | HY | OP | 1 | 1 | 1 |  | 9 | 1981 | WND BLQ BLQ BLQ: WAT; N Y Y Y: N; Y Y Y Y: N |  | S | 0 | N | IPP Non-CHP | 2 |  | N | N | [17 empty] | N
4980 | Haw River Hydro Co | 10258 | Haw River Hydro | NC | ALAMANCE | 2 | HY | OP | 0.5 | 0.5 | 0.5 |  | 6 | 1982 | WND BLQ BLQ BLQ: WAT; N Y Y Y: N; Y Y Y Y: N |  | S | 0 | N | IPP Non-CHP | 2 |  | N | N | [17 empty] | N
4994 | Deer Park Energy Center | 55464 | Deer Park Energy Center | TX | Harris | CTG1 | CT | OP | 180 | 169.8 | 184.2 |  | 6 | 2003 | WND BLQ BLQ BLQ: NG; N Y Y Y: N; Y Y Y Y: Y |  | S |  | Y | IPP CHP | 3 | T | N | N | [12 empty] | N |  |  |  |  | N
4994 | Deer Park Energy Center | 55464 | Deer Park Energy Center | TX | Harris | CTG2 | CT | OP | 180 | 169.8 | 184.2 |  | 6 | 2003 | WND BLQ BLQ BLQ: NG; N Y Y Y: N; Y Y Y Y: Y |  | S |  | Y | IPP CHP | 3 | T | N | N | [12 empty] | N |  |  |  |  | N
4994 | Deer Park Energy Center | 55464 | Deer Park Energy Center | TX | Harris | CTG3 | CT | OP | 180 | 169.8 | 184.2 |  | 6 | 2004 | WND BLQ BLQ BLQ: NG; N Y Y Y: N; Y Y Y Y: Y |  | S |  | Y | IPP CHP | 3 | T | N | N | [12 empty] | N |  |  |  |  | N
4994 | Deer Park Energy Center | 55464 | Deer Park Energy Center | TX | Harris | CTG4 | CT | OP | 180 | 169.8 | 184.2 |  | 6 | 2004 | WND BLQ BLQ BLQ: NG; N Y Y Y: N; Y Y Y Y: Y |  | S |  | Y | IPP CHP | 3 | T | N | N | [12 empty] | N |  |  |  |  | N
4994 | Deer Park Energy Center | 55464 | Deer Park Energy Center | TX | Harris | STG1 | CA | OP | 276 | 258 | 282 |  | 6 | 2004 | WND BLQ BLQ BLQ: NG; N Y Y Y: N; Y Y Y Y: Y |  | S |  | Y | IPP CHP | 3 | T | Y | N | [12 empty] | N |  |  |  |  | N
5015 | Delano Municipal Utilities | 1969 | Delano | MN | WRIGHT | 1 | IC | OP | 1.1 | 1.1 | 1.1 |  | 4 | 1951 | WND BLQ BLQ BLQ: DFO; N Y Y Y: N; Y Y Y Y: Y |  | S |  | N | Electric Utility | 1 |  | N | N | [17 empty] | N
5015 | Delano Municipal Utilities | 1969 | Delano | MN | WRIGHT | 2 | IC | OP | 1.1 | 1.1 | 1.1 |  | 11 | 1972 | WND BLQ BLQ BLQ: NG; WND WDS WDS WDS: DFO; N Y Y Y: N; Y Y Y Y: Y |  | S |  | N | Electric Utility | 1 |  | N | N | [17 empty] | N
5015 | Delano Municipal Utilities | 1969 | Delano | MN | WRIGHT | 3 | IC | OP | 1.3 | 1.3 | 1.3 |  | 3 | 1973 | WND BLQ BLQ BLQ: NG; WND WDS WDS WDS: DFO; N Y Y Y: N; Y Y Y Y: Y |  | S |  | N | Electric Utility | 1 |  | N | N | [17 empty] | N
5015 | Delano Municipal Utilities | 1969 | Delano | MN | WRIGHT | 5 | IC | OP | 0.8 | 0.8 | 0.8 |  | 10 | 1946 | WND BLQ BLQ BLQ: DFO; N Y Y Y: N; Y Y Y Y: Y |  | S |  | N | Electric Utility | 1 |  | N | N | [17 empty] | N
5015 | Delano Municipal Utilities | 1969 | Delano | MN | WRIGHT | 6 | IC | OP | 1.2 | 1.2 | 1.2 |  | 8 | 1989 | WND BLQ BLQ BLQ: DFO; N Y Y Y: N; Y Y Y Y: Y |  | S |  | N | Electric Utility | 1 |  | N | N | [17 empty] | N
5015 | Delano Municipal Utilities | 1969 | Delano | MN | WRIGHT | 7 | IC | OP | 3 | 3 | 3 |  | 8 | 1994 | WND BLQ BLQ BLQ: DFO; N Y Y Y: N; Y Y Y Y: Y |  | S |  | N | Electric Utility | 1 |  | N | N | [17 empty] | N
5015 | Delano Municipal Utilities | 1969 | Delano | MN | WRIGHT | 8 | IC | OP | 3.1 | 3.1 | 3.1 |  | 6 | 1999 | WND BLQ BLQ BLQ: DFO; N Y Y Y: N; Y Y Y Y: Y |  | S |  | N | Electric Utility | 1 |  | N | N | [17 empty] | N
5015 | Delano Municipal Utilities | 1969 | Delano | MN | WRIGHT | 9 | GT | OP | 12.5 | 11 | 12 |  | 7 | 2002 | WND BLQ BLQ BLQ: DFO; N Y Y Y: N; Y Y Y Y: Y |  | S |  | N | Electric Utility | 1 |  | N | N | [17 empty] | N
5030 | Delta Energy Center LLC | 55333 | Delta Energy Center | CA | Contra Costa | CTG1 | CT | OP | 212 | 176 | 191 |  | 5 | 2002 | WND BLQ BLQ BLQ: NG; N Y Y Y: N; Y Y Y Y: Y |  | S |  | N | IPP Non-CHP | 2 |  | N | N | [17 empty] | N
5030 | Delta Energy Center LLC | 55333 | Delta Energy Center | CA | Contra Costa | CTG2 | CT | OP | 212 | 165 | 180 |  | 5 | 2002 | WND BLQ BLQ BLQ: NG; N Y Y Y: N; Y Y Y Y: Y |  | S |  | N | IPP Non-CHP | 2 |  | N | Y | 176 | 191 | 5 | 2015 | [8 empty] | N |  |  |  |  | N
5030 | Delta Energy Center LLC | 55333 | Delta Energy Center | CA | Contra Costa | CTG3 | CT | OP | 213.5 | 165 | 180 |  | 5 | 2002 | WND BLQ BLQ BLQ: NG; N Y Y Y: N; Y Y Y Y: Y |  | S |  | N | IPP Non-CHP | 2 |  | N | Y | 176 | 191 | 5 | 2015 | [8 empty] | N |  |  |  |  | N
5030 | Delta Energy Center LLC | 55333 | Delta Energy Center | CA | Contra Costa | STG1 | CA | OP | 306 | 263.1 | 287.6 |  | 5 | 2002 | WND BLQ BLQ BLQ: NG; N Y Y Y: N; Y Y Y Y: Y |  | S |  | N | IPP Non-CHP | 2 |  | Y | N | [12 empty] | N
5033 | Domtar Industries Inc | 50395 | Georgia-Pacific Corp - Nekoosa Mill | WI | Wood | HY1 | HY | OP | 0.8 | 0.8 | 0.7 |  | 1 | 1917 | WND BLQ BLQ BLQ: WAT; N Y Y Y: N; Y Y Y Y: Y |  | S |  | N | Industrial CHP | 7 |  | N | N | [17 empty] | N
5033 | Domtar Industries Inc | 50395 | Georgia-Pacific Corp - Nekoosa Mill | WI | Wood | HY2 | HY | OP | 0.8 | 0.8 | 0.7 |  | 1 | 1917 | WND BLQ BLQ BLQ: WAT; N Y Y Y: N; Y Y Y Y: Y |  | S |  | N | Industrial CHP | 7 |  | N | N
5033 | Domtar Industries Inc | 50395 | Georgia-Pacific Corp - Nekoosa Mill | WI | Wood | HY3 | HY | OP | 0.8 | 0.8 | 0.7 |  | 1 | 1923 | WND BLQ BLQ BLQ: WAT; N Y Y Y: N; Y Y Y Y: Y |  | S |  | N | Industrial CHP | 7 |  | N | N
5033 | Domtar Industries Inc | 50395 | Georgia-Pacific Corp - Nekoosa Mill | WI | Wood | HY4 | HY | SB | 0.6 | 0.6 | 0.6 |  | 1 | 1912 | WND BLQ BLQ BLQ: WAT; N Y Y Y: N; Y Y Y Y: Y | Y | S |  | N | Industrial CHP | 7 |  | N | N
5033 | Domtar Industries Inc | 50395 | Georgia-Pacific Corp - Nekoosa Mill | WI | Wood | HY5 | HY | OS | 0.7 | 0.7 | 0.6 |  | 1 | 1950 | WND BLQ BLQ BLQ: WAT; N Y Y Y: N; Y Y Y Y: Y |  | S |  | N | Industrial CHP | 7 |  | N | N
5033 | Domtar Industries Inc | 50395 | Georgia-Pacific Corp - Nekoosa Mill | WI | Wood | NHG1 | HY | SB | 0.2 | 0.2 | 0.2 |  | 1 | 1926 | WND BLQ BLQ BLQ: WAT; N Y Y Y: N; Y Y Y Y: N | Y | S |  | N | Industrial CHP | 7 |  | N | N
5033 | Domtar Industries Inc | 50395 | Georgia-Pacific Corp - Nekoosa Mill | WI | Wood | TG14 | ST | OP | 13.1 | 12.5 | 12.1 |  | 2 | 1991 | BLQ | NG | BIT |  |  |  | Y | Y |  | S |  | Y | Industrial CHP | 7 | T | N | N | [17 empty] | N |  | Y |  |  |  |  | NG
5033 | Domtar Industries Inc | 50395 | Georgia-Pacific Corp - Nekoosa Mill | WI | Wood | TG6 | ST | OP | 6 | 5.7 | 5.5 |  | 1 | 1951 | WND BLQ BLQ BLQ: BIT; WND WDS WDS WDS: NG; N Y Y Y: Y; Y Y Y Y: Y |  | S |  | Y | Industrial CHP | 7 | T | N | N | [17 empty] | N | Y | [5 empty] | NG
5033 | Domtar Industries Inc | 50395 | Georgia-Pacific Corp - Nekoosa Mill | WI | Wood | TG8 | ST | OP | 16 | 13 | 15 |  | 1 | 1966 | BIT | WDS | NG |  |  |  | Y | Y |  | S |  | Y | Industrial CHP | 7 | T | N | N | [12 empty] | N |  |  |  |  | N | Y | [5 empty] | NG
5033 | Domtar Industries Inc | 54103 | Port Edwards Mill | WI | Wood | GEN4 | ST | OS | 1.9 | 1.8 | 1.8 |  | 2 | 1930 | WND BLQ BLQ BLQ: RFO; WND WDS WDS WDS: NG; N Y Y Y: Y; Y Y Y Y: Y |  | S |  | Y | Industrial CHP | 7 | T | N | N | [17 empty] | N
5033 | Domtar Industries Inc | 54103 | Port Edwards Mill | WI | Wood | GEN7 | ST | OS | 5 | 4.7 | 4.7 |  | 1 | 1962 | WND BLQ BLQ BLQ: RFO; WND WDS WDS WDS: BLQ; N Y Y Y: Y; Y Y Y Y: Y |  | S |  | Y | Industrial CHP | 7 | T | N | N | [17 empty] | N
5033 | Domtar Industries Inc | 54103 | Port Edwards Mill | WI | Wood | HG1 | HY | SB | 0.4 | 0.4 | 0.4 |  | 1 | 1913 | WND BLQ BLQ BLQ: WAT; N Y Y Y: N; Y Y Y Y: Y | Y | S | 0 | N | Industrial CHP | 7 |  | N | N | [17 empty] | N
5033 | Domtar Industries Inc | 54103 | Port Edwards Mill | WI | Wood | HG2 | HY | OP | 0.4 | 0.4 | 0.4 |  | 1 | 1913 | WND BLQ BLQ BLQ: WAT; N Y Y Y: N; Y Y Y Y: Y |  | S | 0 | N | Industrial CHP | 7 |  | N | N | [17 empty] | N
5033 | Domtar Industries Inc | 54103 | Port Edwards Mill | WI | Wood | HG3 | HY | OP | 0.4 | 0.4 | 0.4 |  | 1 | 1913 | WND BLQ BLQ BLQ: WAT; N Y Y Y: N; Y Y Y Y: Y |  | S | 0 | N | Industrial CHP | 7 |  | N | N | [17 empty] | N
5033 | Domtar Industries Inc | 54103 | Port Edwards Mill | WI | Wood | HG4 | HY | OP | 0.4 | 0.4 | 0.4 |  | 1 | 1913 | WND BLQ BLQ BLQ: WAT; N Y Y Y: N; Y Y Y Y: Y |  | S | 0 | N | Industrial CHP | 7 |  | N | N | [17 empty] | N
5033 | Domtar Industries Inc | 54103 | Port Edwards Mill | WI | Wood | HG5 | HY | OP | 0.8 | 0.8 | 0.7 |  | 1 | 1926 | WND BLQ BLQ BLQ: WAT; N Y Y Y: N; Y Y Y Y: Y |  | S | 0 | N | Industrial CHP | 7 |  | N | N | [17 empty] | N
5033 | Domtar Industries Inc | 54103 | Port Edwards Mill | WI | Wood | HG6 | HY | OP | 0.8 | 0.8 | 0.7 |  | 1 | 1926 | WND BLQ BLQ BLQ: WAT; N Y Y Y: N; Y Y Y Y: Y |  | S | 0 | N | Industrial CHP | 7 |  | N | N | [17 empty] | N
5033 | Domtar Industries Inc | 54103 | Port Edwards Mill | WI | Wood | JHG1 | HY | OP | 1.3 | 1.2 | 1.2 |  | 1 | 1926 | WND BLQ BLQ BLQ: WAT; N Y Y Y: N; Y Y Y Y: Y |  | S | 0 | N | Industrial CHP | 7 |  | N | N | [17 empty] | N
5033 | Domtar Industries Inc | 54103 | Port Edwards Mill | WI | Wood | JHG2 | HY | OP | 0.6 | 0.6 | 0.6 |  | 1 | 1938 | WND BLQ BLQ BLQ: WAT; N Y Y Y: N; Y Y Y Y: Y |  | S | 0 | N | Industrial CHP | 7 |  | N | N | [17 empty] | N
5033 | Domtar Industries Inc | 54103 | Port Edwards Mill | WI | Wood | JHG3 | HY | OP | 0.6 | 0.6 | 0.6 |  | 1 | 1939 | WND BLQ BLQ BLQ: WAT; N Y Y Y: N; Y Y Y Y: Y |  | S | 0 | N | Industrial CHP | 7 |  | N | N | [17 empty] | N
5033 | Domtar Industries Inc | 54103 | Port Edwards Mill | WI | Wood | JHG4 | HY | SB | 0.4 | 0.4 | 0.4 |  | 1 | 1943 | WND BLQ BLQ BLQ: WAT; N Y Y Y: N; Y Y Y Y: Y | Y | S | 0 | N | Industrial CHP | 7 |  | N | N | [17 empty] | N
5033 | Domtar Industries Inc | 54103 | Port Edwards Mill | WI | Wood | JHG5 | HY | OP | 0.6 | 0.6 | 0.6 |  | 1 | 1977 | WND BLQ BLQ BLQ: WAT; N Y Y Y: N; Y Y Y Y: Y |  | S | 0 | N | Industrial CHP | 7 |  | N | N | [17 empty] | N
5036 | City of Delta - (CO) | 496 | Delta | CO | Delta | 1 | IC | OP | 0.8 | 0.8 | 0.8 |  | 10 | 1945 | WND BLQ BLQ BLQ: NG; WND WDS WDS WDS: DFO; N Y Y Y: N; Y Y Y Y: Y | Y | S |  | N | Electric Utility | 1 |  | N | N | [17 empty] | N
5036 | City of Delta - (CO) | 496 | Delta | CO | Delta | 2 | IC | OP | 0.4 | 0.4 | 0.4 |  | 10 | 1939 | WND BLQ BLQ BLQ: NG; WND WDS WDS WDS: DFO; N Y Y Y: N; Y Y Y Y: Y | Y | S |  | N | Electric Utility | 1 |  | N | N | [17 empty] | N
5036 | City of Delta - (CO) | 496 | Delta | CO | Delta | 3 | IC | OP | 0.1 | 0.1 | 0.1 |  | 10 | 1938 | WND BLQ BLQ BLQ: DFO; N Y Y Y: N; Y Y Y Y: Y | Y | S |  | N | Electric Utility | 1 |  | N | N | [17 empty] | N
5036 | City of Delta - (CO) | 496 | Delta | CO | Delta | 4 | IC | OP | 0.1 | 0.1 | 0.1 |  | 10 | 1937 | WND BLQ BLQ BLQ: DFO; N Y Y Y: N; Y Y Y Y: Y | Y | S |  | N | Electric Utility | 1 |  | N | N | [17 empty] | N
5036 | City of Delta - (CO) | 496 | Delta | CO | Delta | 5 | IC | OP | 0.1 | 0.1 | 0.1 |  | 10 | 1937 | WND BLQ BLQ BLQ: DFO; N Y Y Y: N; Y Y Y Y: Y | Y | S |  | N | Electric Utility | 1 |  | N | N | [17 empty] | N
5036 | City of Delta - (CO) | 496 | Delta | CO | Delta | 6 | IC | OP | 1.2 | 1.2 | 1.2 |  | 10 | 1949 | WND BLQ BLQ BLQ: NG; WND WDS WDS WDS: DFO; N Y Y Y: N; Y Y Y Y: Y | Y | S |  | N | Electric Utility | 1 |  | N | N | [17 empty] | N
5036 | City of Delta - (CO) | 496 | Delta | CO | Delta | 7 | IC | OP | 2.1 | 1.8 | 2 |  | 10 | 1956 | WND BLQ BLQ BLQ: NG; WND WDS WDS WDS: DFO; N Y Y Y: N; Y Y Y Y: Y | Y | S |  | N | Electric Utility | 1 |  | N | N | [17 empty] | N
5050 | Energy Operation Group | 10850 | Mojave Cogen | CA | Kern | GEN1 | CT | OP | 41.1 | 41 | 42 |  | 7 | 1990 | WND BLQ BLQ BLQ: NG; N Y Y Y: N; Y Y Y Y: Y |  | S |  | Y | IPP CHP | 3 | B | N | N | [17 empty] | N
5050 | Energy Operation Group | 10850 | Mojave Cogen | CA | Kern | GEN2 | CA | OP | 16 | 15.3 | 16 |  | 7 | 1990 | WND BLQ BLQ BLQ: NG; N Y Y Y: N; Y Y Y Y: Y |  | S |  | Y | IPP CHP | 3 | T | N | N | [17 empty] | N
5056 | City of Denison | 7853 | West Receiving | IA | Crawford | 1 | IC | OP | 2 | 1.9 | 1.9 |  | 4 | 1998 | WND BLQ BLQ BLQ: DFO; N Y Y Y: N; Y Y Y Y: Y |  | S |  | N | Electric Utility | 1 |  | N | N | [17 empty] | N
5060 | Delta Person LP | 55039 | Delta Person LLC | NM | Bernalillo | GT1 | GT | OP | 150 | 140 | 140 |  | 4 | 2000 | WND BLQ BLQ BLQ: NG; WND WDS WDS WDS: DFO; N Y Y Y: Y; Y Y Y Y: Y |  | S |  | N | IPP Non-CHP | 2 |  | N | N | [17 empty] | N
5065 | Equistar Chemicals LP | 50475 | Corpus Christi | TX | Neuces | GEN1 | GT | OP | 41 | 33 | 41 |  | 5 | 1989 | WND BLQ BLQ BLQ: NG; N Y Y Y: N; Y Y Y Y: Y |  | S |  | Y | Industrial CHP | 7 | T | N | N
5065 | Equistar Chemicals LP | 57884 | Lake Charles Polymers | LA | Calcasieu | G-900 | GT | OP | 14.3 | 11.5 | 14.5 |  | 9 | 2011 | WND BLQ BLQ BLQ: NG; N Y Y Y: N; Y Y Y Y: Y |  | S |  | N | Industrial Non-CHP | 6 |  |  | N | [12 empty] | N |  |  |  |  | N
5065 | Equistar Chemicals LP | 57884 | Lake Charles Polymers | LA | Calcasieu | G-901 | IC | OP | 8.4 | 8 | 8.5 |  | 9 | 2011 | WND BLQ BLQ BLQ: NG; WND WDS WDS WDS: OG; N Y Y Y: Y; Y Y Y Y: Y |  | S |  | N | Industrial Non-CHP | 6 |  |  | N | [12 empty] | N |  |  |  |  | N
5065 | Equistar Chemicals LP | 57884 | Lake Charles Polymers | LA | Calcasieu | G-902 | IC | OP | 8.4 | 8 | 8.5 |  | 9 | 2011 | WND BLQ BLQ BLQ: NG; WND WDS WDS WDS: OG; N Y Y Y: Y; Y Y Y Y: Y |  | S |  | N | Industrial Non-CHP | 6 |  |  | N | [12 empty] | N |  |  |  |  | N
5068 | Denver City & County of | 10081 | Strontia Springs Hydro Plant | CO | DOUGLAS | GEN1 | HY | OP | 1 | 1 | 1 |  | 7 | 1986 | WND BLQ BLQ BLQ: WAT; N Y Y Y: N; Y Y Y Y: Y |  | S | 0 | N | IPP Non-CHP | 2 |  | N | N | [17 empty] | N
5068 | Denver City & County of | 10421 | Dillon Hydro Plant | CO | Summit | GEN1 | HY | OP | 1.8 | 1.8 | 1.8 |  | 10 | 1987 | WND BLQ BLQ BLQ: WAT; N Y Y Y: N; Y Y Y Y: Y |  | S | 0 | N | IPP Non-CHP | 2 |  | N | N
5068 | Denver City & County of | 10422 | Williams Fork Hydro Plant | CO | Grand | GEN1 | HY | OP | 3 | 3 | 3 |  | 7 | 1959 | WND BLQ BLQ BLQ: WAT; N Y Y Y: N; Y Y Y Y: Y |  | S | 0 | N | IPP Non-CHP | 2 |  | N | N
5068 | Denver City & County of | 10422 | Williams Fork Hydro Plant | CO | Grand | GEN2 | HY | OP | 0.5 | 0.5 | 0.5 |  | 9 | 2012 | WND BLQ BLQ BLQ: WAT; N Y Y Y: N; Y Y Y Y: Y |  | S | 0 | N | IPP Non-CHP | 2 |  | N | N | [19 empty] | N
5068 | Denver City & County of | 10423 | North Fork Hydro Plant | CO | Park | GEN1 | HY | OP | 5.5 | 5.5 | 5.5 |  | 1 | 1988 | WND BLQ BLQ BLQ: WAT; N Y Y Y: N; Y Y Y Y: Y |  | S | 0 | N | IPP Non-CHP | 2 |  | N | N
5068 | Denver City & County of | 10424 | Gross Hydro Plant | CO | Jefferson | GEN1 | HY | OP | 7.8 | 7.8 | 7.8 |  | 8 | 2007 | WND BLQ BLQ BLQ: WAT; N Y Y Y: N; Y Y Y Y: Y |  | S |  | N | IPP Non-CHP | 2 |  | N | N | [17 empty] | N
5068 | Denver City & County of | 54142 | Hillcrest Pump Station | CO | Jefferson | GEN1 | HY | OP | 2 | 2 | 2 |  | 6 | 1993 | WND BLQ BLQ BLQ: WAT; N Y Y Y: N; Y Y Y Y: Y |  | S | 0 | N | IPP Non-CHP | 2 |  | N | N
5084 | Delaware Municipal Electric Corp | 7962 | Warren F Sam Beasley Generation Station | DE | Kent | 001 | GT | OP | 45 | 48 | 48 |  | 4 | 2002 | WND BLQ BLQ BLQ: NG; WND WDS WDS WDS: DFO; N Y Y Y: Y; Y Y Y Y: Y |  | S |  | N | Electric Utility | 1 |  | N | N | [17 empty] | N
5084 | Delaware Municipal Electric Corp | 7962 | Warren F Sam Beasley Generation Station | DE | Kent | 002 | GT | OP | 51 | 50 | 50 |  | 11 | 2012 | WND BLQ BLQ BLQ: NG; WND WDS WDS WDS: DFO; N Y Y Y: Y; Y Y Y Y: Y |  | S |  | N | Electric Utility | 1 |  | N | N | [17 empty] | N
5089 | Des Moines Metro WRF | 50932 | Des Moines Wastewater Reclamation Fac | IA | Polk | 01 | IC | OP | 0.6 | 0.6 | 0.6 |  | 7 | 1991 | WND BLQ BLQ BLQ: OBG; WND WDS WDS WDS: NG; N Y Y Y: Y; Y Y Y Y: N |  | S |  | Y | Commercial CHP | 5 | T | N | N | [17 empty] | N
5089 | Des Moines Metro WRF | 50932 | Des Moines Wastewater Reclamation Fac | IA | Polk | 02 | IC | OP | 0.6 | 0.6 | 0.6 |  | 7 | 1991 | WND BLQ BLQ BLQ: OBG; WND WDS WDS WDS: NG; N Y Y Y: Y; Y Y Y Y: N |  | S |  | Y | Commercial CHP | 5 | T | N | N | [17 empty] | N
5089 | Des Moines Metro WRF | 50932 | Des Moines Wastewater Reclamation Fac | IA | Polk | 03 | IC | OP | 0.6 | 0.6 | 0.6 |  | 7 | 1991 | WND BLQ BLQ BLQ: OBG; WND WDS WDS WDS: NG; N Y Y Y: Y; Y Y Y Y: N |  | S |  | Y | Commercial CHP | 5 | T | N | N | [17 empty] | N
5093 | Desert Water Agency | 10162 | Whitewater Hydro Plant | CA | Riverside | WWHI | HY | SB | 1.3 | 1.3 | 1.3 |  | 4 | 1986 | WND BLQ BLQ BLQ: WAT; N Y Y Y: N; Y Y Y Y: Y | Y | S | 1 | N | IPP Non-CHP | 2 |  | N | N | [17 empty] | N
5097 | City of Deshler - (NE) | 2234 | Deshler | NE | Thayer | 1A | IC | OP | 0.3 | 0.3 | 0.3 |  | 1 | 2001 | WND BLQ BLQ BLQ: DFO; N Y Y Y: N; Y Y Y Y: Y | Y | S |  | N | Electric Utility | 1 |  | N | N | [17 empty] | N
5097 | City of Deshler - (NE) | 2234 | Deshler | NE | Thayer | 2 | IC | OP | 0.3 | 0.2 | 0.2 |  | 1 | 1950 | WND BLQ BLQ BLQ: DFO; N Y Y Y: N; Y Y Y Y: Y | Y | S |  | N | Electric Utility | 1 |  | N | N | [17 empty] | N
5097 | City of Deshler - (NE) | 2234 | Deshler | NE | Thayer | 4 | IC | OP | 0.6 | 0.6 | 0.6 |  | 1 | 1956 | WND BLQ BLQ BLQ: DFO; N Y Y Y: N; Y Y Y Y: Y | Y | S |  | N | Electric Utility | 1 |  | N | N | [17 empty] | N
5097 | City of Deshler - (NE) | 2234 | Deshler | NE | Thayer | 5 | IC | OP | 1.1 | 1.1 | 1.1 |  | 3 | 1999 | WND BLQ BLQ BLQ: DFO; N Y Y Y: N; Y Y Y Y: Y | Y | S |  | N | Electric Utility | 1 |  | N | N | [17 empty] | N
5107 | City of Detroit | 1822 | Mistersky | MI | Wayne | 6 | ST | OS | 50 | 50 | 50 |  | 8 | 1958 | WND BLQ BLQ BLQ: NG; N Y Y Y: N; Y Y Y Y: Y |  | S |  | Y | Electric Utility | 1 | B | N | N
5107 | City of Detroit | 1822 | Mistersky | MI | Wayne | 7 | ST | OS | 60 | 60 | 60 |  | 1 | 1979 | WND BLQ BLQ BLQ: NG; N Y Y Y: N; Y Y Y Y: Y |  | S |  | Y | Electric Utility | 1 | B | N | N
5107 | City of Detroit | 1822 | Mistersky | MI | Wayne | GT1 | GT | OP | 35 | 25 | 30 |  | 12 | 1974 | WND BLQ BLQ BLQ: DFO; N Y Y Y: N; Y Y Y Y: Y |  | S |  | N | Electric Utility | 1 |  | N | N
5109 | The DTE Electric Company | 1725 | Colfax | MI | Livingston | 1 | IC | OP | 2.7 | 2.4 | 2.4 |  | 11 | 1969 | WND BLQ BLQ BLQ: DFO; N Y Y Y: N; Y Y Y Y: Y |  | S |  | N | Electric Utility | 1 |  | N | N | [17 empty] | N
5109 | The DTE Electric Company | 1725 | Colfax | MI | Livingston | 2 | IC | OP | 2.7 | 2.4 | 2.4 |  | 12 | 1969 | WND BLQ BLQ BLQ: DFO; N Y Y Y: N; Y Y Y Y: Y |  | S |  | N | Electric Utility | 1 |  | N | N | [17 empty] | N
5109 | The DTE Electric Company | 1725 | Colfax | MI | Livingston | 3 | IC | OP | 2.7 | 2.4 | 2.4 |  | 11 | 1969 | WND BLQ BLQ BLQ: DFO; N Y Y Y: N; Y Y Y Y: Y |  | S |  | N | Electric Utility | 1 |  | N | N | [17 empty] | N
5109 | The DTE Electric Company | 1725 | Colfax | MI | Livingston | 4 | IC | OP | 2.7 | 2.4 | 2.4 |  | 12 | 1969 | WND BLQ BLQ BLQ: DFO; N Y Y Y: N; Y Y Y Y: Y |  | S |  | N | Electric Utility | 1 |  | N | N | [17 empty] | N
5109 | The DTE Electric Company | 1725 | Colfax | MI | Livingston | 5 | IC | OP | 2.7 | 2.4 | 2.4 |  | 11 | 1969 | WND BLQ BLQ BLQ: DFO; N Y Y Y: N; Y Y Y Y: Y |  | S |  | N | Electric Utility | 1 |  | N | N | [17 empty] | N
5109 | The DTE Electric Company | 1726 | Conners Creek | MI | Wayne | 1 | IC | OP | 2.7 | 2.3 | 2.8 |  | 2 | 1971 | WND BLQ BLQ BLQ: DFO; N Y Y Y: N; Y Y Y Y: Y |  | S |  | N | Electric Utility | 1 |  | N | N | [17 empty] | N
5109 | The DTE Electric Company | 1726 | Conners Creek | MI | Wayne | 15 | ST | OS | 135 | 100 | 100 |  | 3 | 1951 | WND BLQ BLQ BLQ: NG; N Y Y Y: N; Y Y Y Y: Y | Y | S |  | N | Electric Utility | 1 |  | N | [16 empty] | 3 | 2013 | N |  |  | N
5109 | The DTE Electric Company | 1726 | Conners Creek | MI | Wayne | 16 | ST | OS | 135 | 130 | 130 |  | 8 | 1951 | WND BLQ BLQ BLQ: NG; N Y Y Y: N; Y Y Y Y: Y | Y | S |  | N | Electric Utility | 1 |  | N | [16 empty] | 3 | 2013 | N |  |  | N
5109 | The DTE Electric Company | 1726 | Conners Creek | MI | Wayne | 2 | IC | OP | 2.7 | 2.3 | 2.8 |  | 2 | 1971 | WND BLQ BLQ BLQ: DFO; N Y Y Y: N; Y Y Y Y: Y |  | S |  | N | Electric Utility | 1 |  | N | N | [17 empty] | N
5109 | The DTE Electric Company | 1727 | Dayton | MI | Wayne | 1 | IC | OP | 2 | 2 | 2 |  | 4 | 1966 | WND BLQ BLQ BLQ: DFO; N Y Y Y: N; Y Y Y Y: Y |  | S |  | N | Electric Utility | 1 |  | N | N | [17 empty] | N
5109 | The DTE Electric Company | 1727 | Dayton | MI | Wayne | 2 | IC | OP | 2 | 2 | 2 |  | 4 | 1966 | WND BLQ BLQ BLQ: DFO; N Y Y Y: N; Y Y Y Y: Y |  | S |  | N | Electric Utility | 1 |  | N | N | [17 empty] | N
5109 | The DTE Electric Company | 1727 | Dayton | MI | Wayne | 3 | IC | OP | 2 | 2 | 2 |  | 4 | 1966 | WND BLQ BLQ BLQ: DFO; N Y Y Y: N; Y Y Y Y: Y |  | S |  | N | Electric Utility | 1 |  | N | N | [17 empty] | N
5109 | The DTE Electric Company | 1727 | Dayton | MI | Wayne | 4 | IC | OP | 2 | 2 | 2 |  | 4 | 1966 | WND BLQ BLQ BLQ: DFO; N Y Y Y: N; Y Y Y Y: Y |  | S |  | N | Electric Utility | 1 |  | N | N | [17 empty] | N
5109 | The DTE Electric Company | 1727 | Dayton | MI | Wayne | 5 | IC | OP | 2 | 2 | 2 |  | 4 | 1966 | WND BLQ BLQ BLQ: DFO; N Y Y Y: N; Y Y Y Y: Y |  | S |  | N | Electric Utility | 1 |  | N | N | [17 empty] | N
5109 | The DTE Electric Company | 1728 | Delray | MI | Wayne | 11-1 | GT | OP | 71.1 | 62 | 79 |  | 2 | 2000 | WND BLQ BLQ BLQ: NG; N Y Y Y: N; Y Y Y Y: Y |  | S |  | N | Electric Utility | 1 |  | N | N | [17 empty] | N
5109 | The DTE Electric Company | 1728 | Delray | MI | Wayne | 12-1 | GT | OP | 71.1 | 58 | 80 |  | 2 | 2000 | WND BLQ BLQ BLQ: NG; N Y Y Y: N; Y Y Y Y: Y |  | S |  | N | Electric Utility | 1 |  | N | N | [17 empty] | N
5109 | The DTE Electric Company | 1729 | Fermi | MI | Monroe | 2 | ST | OP | 1217 | 1085 | 1120 |  | 1 | 1988 | WND BLQ BLQ BLQ: NUC; N Y Y Y: N; Y Y Y Y: Y |  | S |  | N | Electric Utility | 1 |  | N | N | [17 empty] | N
5109 | The DTE Electric Company | 1729 | Fermi | MI | Monroe | 3 | GT | OP | 16 | 12 | 19 |  | 4 | 1966 | WND BLQ BLQ BLQ: DFO; N Y Y Y: N; Y Y Y Y: Y |  | S |  | N | Electric Utility | 1 |  |  | N | [17 empty] | N
5109 | The DTE Electric Company | 1729 | Fermi | MI | Monroe | 4 | GT | OP | 16 | 12 | 18 |  | 4 | 1966 | WND BLQ BLQ BLQ: DFO; N Y Y Y: N; Y Y Y Y: Y |  | S |  | N | Electric Utility | 1 |  |  | N | [17 empty] | N
5109 | The DTE Electric Company | 1729 | Fermi | MI | Monroe | GT1 | GT | OP | 16 | 12 | 19 |  | 4 | 1966 | WND BLQ BLQ BLQ: DFO; N Y Y Y: N; Y Y Y Y: Y |  | S |  | N | Electric Utility | 1 |  | N | N | [17 empty] | N
5109 | The DTE Electric Company | 1729 | Fermi | MI | Monroe | GT2 | GT | OP | 16 | 12 | 19 |  | 4 | 1966 | WND BLQ BLQ BLQ: DFO; N Y Y Y: N; Y Y Y Y: Y |  | S |  | N | Electric Utility | 1 |  | N | N | [17 empty] | N
5109 | The DTE Electric Company | 1730 | Hancock | MI | Oakland | 1 | GT | OP | 19 | 11 | 18 |  | 9 | 1967 | WND BLQ BLQ BLQ: NG; N Y Y Y: N; Y Y Y Y: Y |  | S |  | N | Electric Utility | 1 |  | N | N | [17 empty] | N
5109 | The DTE Electric Company | 1730 | Hancock | MI | Oakland | 2 | GT | OP | 19 | 15 | 24 |  | 10 | 1967 | WND BLQ BLQ BLQ: NG; N Y Y Y: N; Y Y Y Y: Y |  | S |  | N | Electric Utility | 1 |  | N | N | [17 empty] | N
5109 | The DTE Electric Company | 1730 | Hancock | MI | Oakland | 3 | GT | OP | 19 | 15 | 22 |  | 11 | 1967 | WND BLQ BLQ BLQ: NG; N Y Y Y: N; Y Y Y Y: Y |  | S |  | N | Electric Utility | 1 |  | N | N | [17 empty] | N
5109 | The DTE Electric Company | 1730 | Hancock | MI | Oakland | 4 | GT | OP | 19.6 | 15 | 22 |  | 4 | 1969 | WND BLQ BLQ BLQ: NG; N Y Y Y: N; Y Y Y Y: Y |  | S |  | N | Electric Utility | 1 |  | N | N | [17 empty] | N
5109 | The DTE Electric Company | 1730 | Hancock | MI | Oakland | 5 | GT | OP | 41.8 | 34 | 48 |  | 5 | 1970 | WND BLQ BLQ BLQ: NG; N Y Y Y: N; Y Y Y Y: Y |  | S |  | N | Electric Utility | 1 |  | N | N | [17 empty] | N
5109 | The DTE Electric Company | 1730 | Hancock | MI | Oakland | 6 | GT | OP | 41.8 | 34 | 49 |  | 4 | 1966 | WND BLQ BLQ BLQ: NG; N Y Y Y: N; Y Y Y Y: Y |  | S |  | N | Electric Utility | 1 |  | N | N | [17 empty] | N
5109 | The DTE Electric Company | 1731 | Harbor Beach | MI | Huron | 1 | ST | OP | 121 | 95 | 103 |  | 4 | 1968 | BIT | DFO | SUB |  |  |  | N | Y |  | S |  | N | Electric Utility | 1 |  | N | N | [17 empty] | N | Y |  | Y |  |  |  | DFO
5109 | The DTE Electric Company | 1731 | Harbor Beach | MI | Huron | IC1 | IC | OP | 2 | 2 | 2 |  | 12 | 1967 | WND BLQ BLQ BLQ: DFO; N Y Y Y: N; Y Y Y Y: Y |  | S |  | N | Electric Utility | 1 |  | N | N | [17 empty] | N
5109 | The DTE Electric Company | 1731 | Harbor Beach | MI | Huron | IC2 | IC | OP | 2 | 2 | 2 |  | 12 | 1967 | WND BLQ BLQ BLQ: DFO; N Y Y Y: N; Y Y Y Y: Y |  | S |  | N | Electric Utility | 1 |  | N | N | [17 empty] | N
5109 | The DTE Electric Company | 1733 | Monroe | MI | Monroe | 1 | ST | OP | 817.2 | 668 | 770 |  | 6 | 1971 | WND BLQ BLQ BLQ: SUB; WND WDS WDS WDS: BIT; N Y Y Y: Y; Y Y Y Y: Y |  | S |  | N | Electric Utility | 1 |  | N | N | [12 empty] | N |  |  |  |  | N |  |  |  | Y |  |  | DFO
5109 | The DTE Electric Company | 1733 | Monroe | MI | Monroe | 2 | ST | OP | 822.6 | 748 | 795 |  | 3 | 1973 | WND BLQ BLQ BLQ: SUB; WND WDS WDS WDS: BIT; N Y Y Y: Y; Y Y Y Y: Y |  | S |  | N | Electric Utility | 1 |  | N | N | [12 empty] | N |  |  |  |  | N | Y |  |  | Y |  |  | DFO
5109 | The DTE Electric Company | 1733 | Monroe | MI | Monroe | 3 | ST | OP | 822.6 | 752 | 795 |  | 5 | 1973 | WND BLQ BLQ BLQ: SUB; WND WDS WDS WDS: BIT; N Y Y Y: Y; Y Y Y Y: Y |  | S |  | N | Electric Utility | 1 |  | N | N | [17 empty] | N | Y |  |  | Y |  |  | DFO
5109 | The DTE Electric Company | 1733 | Monroe | MI | Monroe | 4 | ST | OP | 817.2 | 762 | 775 |  | 5 | 1974 | WND BLQ BLQ BLQ: SUB; WND WDS WDS WDS: BIT; N Y Y Y: Y; Y Y Y Y: Y |  | S |  | N | Electric Utility | 1 |  | N | N | [17 empty] | N | Y |  |  | Y |  |  | DFO
5109 | The DTE Electric Company | 1733 | Monroe | MI | Monroe | IC1 | IC | OP | 2.7 | 2.8 | 2.8 |  | 11 | 1969 | WND BLQ BLQ BLQ: DFO; N Y Y Y: N; Y Y Y Y: Y |  | S |  | N | Electric Utility | 1 |  | N | N | [17 empty] | N
5109 | The DTE Electric Company | 1733 | Monroe | MI | Monroe | IC2 | IC | OP | 2.7 | 2.8 | 2.8 |  | 12 | 1969 | WND BLQ BLQ BLQ: DFO; N Y Y Y: N; Y Y Y Y: Y |  | S |  | N | Electric Utility | 1 |  | N | N | [17 empty] | N
5109 | The DTE Electric Company | 1733 | Monroe | MI | Monroe | IC3 | IC | OP | 2.7 | 2.8 | 2.8 |  | 11 | 1969 | WND BLQ BLQ BLQ: DFO; N Y Y Y: N; Y Y Y Y: Y |  | S |  | N | Electric Utility | 1 |  | N | N | [17 empty] | N
5109 | The DTE Electric Company | 1733 | Monroe | MI | Monroe | IC4 | IC | OP | 2.7 | 2.8 | 2.8 |  | 12 | 1969 | WND BLQ BLQ BLQ: DFO; N Y Y Y: N; Y Y Y Y: Y |  | S |  | N | Electric Utility | 1 |  | N | N | [17 empty] | N
5109 | The DTE Electric Company | 1733 | Monroe | MI | Monroe | IC5 | IC | OP | 2.7 | 2.8 | 2.8 |  | 11 | 1969 | WND BLQ BLQ BLQ: DFO; N Y Y Y: N; Y Y Y Y: Y |  | S |  | N | Electric Utility | 1 |  | N | N | [17 empty] | N
5109 | The DTE Electric Company | 1734 | Northeast | MI | Macomb | 1 | GT | OP | 16 | 15 | 20 |  | 9 | 1967 | WND BLQ BLQ BLQ: NG; N Y Y Y: N; Y Y Y Y: Y |  | S |  | N | Electric Utility | 1 |  | N | N | [17 empty] | N
5109 | The DTE Electric Company | 1734 | Northeast | MI | Macomb | 2 | GT | OP | 16 | 12 | 20 |  | 6 | 1966 | WND BLQ BLQ BLQ: NG; N Y Y Y: N; Y Y Y Y: Y |  | S |  | N | Electric Utility | 1 |  | N | N | [17 empty] | N
5109 | The DTE Electric Company | 1734 | Northeast | MI | Macomb | 3 | GT | OP | 16 | 12 | 20 |  | 5 | 1966 | WND BLQ BLQ BLQ: NG; N Y Y Y: N; Y Y Y Y: Y |  | S |  | N | Electric Utility | 1 |  | N | N | [17 empty] | N
5109 | The DTE Electric Company | 1734 | Northeast | MI | Macomb | 4 | GT | OP | 16 | 12 | 20 |  | 5 | 1966 | WND BLQ BLQ BLQ: NG; N Y Y Y: N; Y Y Y Y: Y |  | S |  | N | Electric Utility | 1 |  | N | N | [17 empty] | N
5109 | The DTE Electric Company | 1734 | Northeast | MI | Macomb | 5 | GT | OP | 23.4 | 15 | 24 |  | 6 | 1971 | WND BLQ BLQ BLQ: DFO; WND WDS WDS WDS: NG; N Y Y Y: Y; Y Y Y Y: Y |  | S |  | N | Electric Utility | 1 |  | N | N | [17 empty] | N
5109 | The DTE Electric Company | 1734 | Northeast | MI | Macomb | 6 | GT | OP | 21.2 | 18 | 23 |  | 5 | 1971 | WND BLQ BLQ BLQ: DFO; N Y Y Y: N; Y Y Y Y: Y |  | S |  | N | Electric Utility | 1 |  | N | N | [17 empty] | N
5109 | The DTE Electric Company | 1734 | Northeast | MI | Macomb | 7 | GT | OP | 21.2 | 18 | 23 |  | 5 | 1971 | WND BLQ BLQ BLQ: DFO; N Y Y Y: N; Y Y Y Y: Y |  | S |  | N | Electric Utility | 1 |  | N | N | [17 empty] | N
5109 | The DTE Electric Company | 1735 | Oliver | MI | Huron | 1 | IC | OP | 2.7 | 2.3 | 2.8 |  | 1 | 1970 | WND BLQ BLQ BLQ: DFO; N Y Y Y: N; Y Y Y Y: Y |  | S |  | N | Electric Utility | 1 |  | N | N | [17 empty] | N
5109 | The DTE Electric Company | 1735 | Oliver | MI | Huron | 2 | IC | OP | 2.7 | 2.3 | 2.8 |  | 1 | 1970 | WND BLQ BLQ BLQ: DFO; N Y Y Y: N; Y Y Y Y: Y |  | S |  | N | Electric Utility | 1 |  | N | N | [17 empty] | N
5109 | The DTE Electric Company | 1735 | Oliver | MI | Huron | 3 | IC | OP | 2.7 | 2.3 | 2.8 |  | 1 | 1970 | WND BLQ BLQ BLQ: DFO; N Y Y Y: N; Y Y Y Y: Y |  | S |  | N | Electric Utility | 1 |  | N | N | [17 empty] | N
5109 | The DTE Electric Company | 1735 | Oliver | MI | Huron | 4 | IC | OP | 2.7 | 2.3 | 2.8 |  | 1 | 1970 | WND BLQ BLQ BLQ: DFO; N Y Y Y: N; Y Y Y Y: Y |  | S |  | N | Electric Utility | 1 |  | N | N | [17 empty] | N
5109 | The DTE Electric Company | 1735 | Oliver | MI | Huron | 5 | IC | OP | 2.7 | 2.3 | 2.8 |  | 1 | 1970 | WND BLQ BLQ BLQ: DFO; N Y Y Y: N; Y Y Y Y: Y |  | S |  | N | Electric Utility | 1 |  | N | N | [17 empty] | N
5109 | The DTE Electric Company | 1737 | Placid 12 | MI | Oakland | 1 | IC | OP | 2.7 | 2.4 | 2.8 |  | 11 | 1970 | WND BLQ BLQ BLQ: DFO; N Y Y Y: N; Y Y Y Y: Y |  | S |  | N | Electric Utility | 1 |  | N | N | [17 empty] | N
5109 | The DTE Electric Company | 1737 | Placid 12 | MI | Oakland | 2 | IC | OP | 2.7 | 2.4 | 2.8 |  | 12 | 1970 | WND BLQ BLQ BLQ: DFO; N Y Y Y: N; Y Y Y Y: Y |  | S |  | N | Electric Utility | 1 |  | N | N | [17 empty] | N
5109 | The DTE Electric Company | 1737 | Placid 12 | MI | Oakland | 3 | IC | OP | 2.7 | 2.4 | 2.8 |  | 11 | 1970 | WND BLQ BLQ BLQ: DFO; N Y Y Y: N; Y Y Y Y: Y |  | S |  | N | Electric Utility | 1 |  | N | N | [17 empty] | N
5109 | The DTE Electric Company | 1737 | Placid 12 | MI | Oakland | 4 | IC | OP | 2.7 | 2.4 | 2.8 |  | 11 | 1970 | WND BLQ BLQ BLQ: DFO; N Y Y Y: N; Y Y Y Y: Y |  | S |  | N | Electric Utility | 1 |  | N | N | [17 empty] | N
5109 | The DTE Electric Company | 1737 | Placid 12 | MI | Oakland | 5 | IC | OP | 2.7 | 2.4 | 2.8 |  | 11 | 1970 | WND BLQ BLQ BLQ: DFO; N Y Y Y: N; Y Y Y Y: Y |  | S |  | N | Electric Utility | 1 |  | N | N | [17 empty] | N
5109 | The DTE Electric Company | 1739 | Putnam | MI | Tuscola | 1 | IC | OP | 2.7 | 2.3 | 2.4 |  | 6 | 1971 | WND BLQ BLQ BLQ: DFO; N Y Y Y: N; Y Y Y Y: Y |  | S |  | N | Electric Utility | 1 |  | N | N | [17 empty] | N
5109 | The DTE Electric Company | 1739 | Putnam | MI | Tuscola | 2 | IC | OP | 2.7 | 2.3 | 2.4 |  | 6 | 1971 | WND BLQ BLQ BLQ: DFO; N Y Y Y: N; Y Y Y Y: Y |  | S |  | N | Electric Utility | 1 |  | N | N | [17 empty] | N
5109 | The DTE Electric Company | 1739 | Putnam | MI | Tuscola | 3 | IC | OP | 2.7 | 2.3 | 2.4 |  | 6 | 1971 | WND BLQ BLQ BLQ: DFO; N Y Y Y: N; Y Y Y Y: Y |  | S |  | N | Electric Utility | 1 |  | N | N | [17 empty] | N
5109 | The DTE Electric Company | 1739 | Putnam | MI | Tuscola | 4 | IC | OP | 2.7 | 2.3 | 2.4 |  | 6 | 1971 | WND BLQ BLQ BLQ: DFO; N Y Y Y: N; Y Y Y Y: Y |  | S |  | N | Electric Utility | 1 |  | N | N | [17 empty] | N
5109 | The DTE Electric Company | 1739 | Putnam | MI | Tuscola | 5 | IC | OP | 2.7 | 2.3 | 2.4 |  | 6 | 1971 | WND BLQ BLQ BLQ: DFO; N Y Y Y: N; Y Y Y Y: Y |  | S |  | N | Electric Utility | 1 |  | N | N | [17 empty] | N
5109 | The DTE Electric Company | 1740 | River Rouge | MI | Wayne | 1 | ST | OP | 282.6 | 234 | 234 |  | 2 | 1956 | WND BLQ BLQ BLQ: NG; N Y Y Y: N; Y Y Y Y: Y | Y | W |  | N | Electric Utility | 1 |  | N | N | [17 empty] | N |  |  | N |  |  |  | NG
5109 | The DTE Electric Company | 1740 | River Rouge | MI | Wayne | 2 | ST | OP | 292.5 | 251 | 260 |  | 11 | 1957 | SUB | BIT | NG | OG |  |  | Y | Y |  | S |  | N | Electric Utility | 1 |  | N | N | [17 empty] | N | Y |  | Y |  |  |  | NG
5109 | The DTE Electric Company | 1740 | River Rouge | MI | Wayne | 3 | ST | OP | 358.1 | 276 | 280 |  | 10 | 1958 | SUB | BIT | NG | OG |  |  | Y | Y |  | S |  | N | Electric Utility | 1 |  | N | N | [17 empty] | N | Y |  | Y |  |  |  | NG
5109 | The DTE Electric Company | 1740 | River Rouge | MI | Wayne | IC1 | IC | OP | 2.7 | 2.4 | 2.4 |  | 11 | 1967 | WND BLQ BLQ BLQ: DFO; N Y Y Y: N; Y Y Y Y: Y |  | S |  | N | Electric Utility | 1 |  | N | N | [17 empty] | N
5109 | The DTE Electric Company | 1740 | River Rouge | MI | Wayne | IC2 | IC | OP | 2.7 | 2.4 | 2.4 |  | 12 | 1967 | WND BLQ BLQ BLQ: DFO; N Y Y Y: N; Y Y Y Y: Y |  | S |  | N | Electric Utility | 1 |  | N | N | [17 empty] | N
5109 | The DTE Electric Company | 1740 | River Rouge | MI | Wayne | IC3 | IC | OP | 2.7 | 2.4 | 2.4 |  | 11 | 1967 | WND BLQ BLQ BLQ: DFO; N Y Y Y: N; Y Y Y Y: Y |  | S |  | N | Electric Utility | 1 |  | N | N | [17 empty] | N
5109 | The DTE Electric Company | 1740 | River Rouge | MI | Wayne | IC4 | IC | OP | 2.7 | 2.4 | 2.4 |  | 11 | 1967 | WND BLQ BLQ BLQ: DFO; N Y Y Y: N; Y Y Y Y: Y |  | S |  | N | Electric Utility | 1 |  | N | N | [17 empty] | N
5109 | The DTE Electric Company | 1741 | Slocum | MI | Wayne | 1 | IC | OP | 2.7 | 2.2 | 2.2 |  | 12 | 1968 | WND BLQ BLQ BLQ: DFO; N Y Y Y: N; Y Y Y Y: Y |  | S |  | N | Electric Utility | 1 |  | N | N | [17 empty] | N
5109 | The DTE Electric Company | 1741 | Slocum | MI | Wayne | 2 | IC | OP | 2.7 | 2.2 | 2.2 |  | 12 | 1968 | WND BLQ BLQ BLQ: DFO; N Y Y Y: N; Y Y Y Y: Y |  | S |  | N | Electric Utility | 1 |  | N | N | [17 empty] | N
5109 | The DTE Electric Company | 1741 | Slocum | MI | Wayne | 3 | IC | OP | 2.7 | 2.2 | 2.2 |  | 11 | 1968 | WND BLQ BLQ BLQ: DFO; N Y Y Y: N; Y Y Y Y: Y |  | S |  | N | Electric Utility | 1 |  | N | N | [17 empty] | N
5109 | The DTE Electric Company | 1741 | Slocum | MI | Wayne | 4 | IC | OP | 2.7 | 2.2 | 2.2 |  | 11 | 1968 | WND BLQ BLQ BLQ: DFO; N Y Y Y: N; Y Y Y Y: Y |  | S |  | N | Electric Utility | 1 |  | N | N | [17 empty] | N
5109 | The DTE Electric Company | 1741 | Slocum | MI | Wayne | 5 | IC | OP | 2.7 | 2.8 | 2.8 |  | 11 | 1968 | WND BLQ BLQ BLQ: DFO; N Y Y Y: N; Y Y Y Y: Y |  | S |  | N | Electric Utility | 1 |  | N | N | [17 empty] | N
5109 | The DTE Electric Company | 1743 | St Clair | MI | St Clair | 1 | ST | OP | 168.7 | 152 | 158 |  | 8 | 1953 | SUB | BIT | DFO | RFO | WO |  | Y | Y |  | S |  | N | Electric Utility | 1 |  | N | N | [17 empty] | N | Y |  | Y |  |  |  | NG
5109 | The DTE Electric Company | 1743 | St Clair | MI | St Clair | 11 | GT | OP | 18.5 | 18 | 23 |  | 5 | 1968 | WND BLQ BLQ BLQ: DFO; WND WDS WDS WDS: NG; N Y Y Y: Y; Y Y Y Y: Y |  | S |  | N | Electric Utility | 1 |  | N | N | [17 empty] | N | N
5109 | The DTE Electric Company | 1743 | St Clair | MI | St Clair | 12A | IC | OP | 2.7 | 2.4 | 2.8 |  | 12 | 1970 | WND BLQ BLQ BLQ: DFO; N Y Y Y: N; Y Y Y Y: Y |  | S |  | N | Electric Utility | 1 |  | N | N | [17 empty] | N | N |  | N
5109 | The DTE Electric Company | 1743 | St Clair | MI | St Clair | 12B | IC | OP | 2.7 | 2.4 | 2.8 |  | 12 | 1970 | WND BLQ BLQ BLQ: DFO; N Y Y Y: N; Y Y Y Y: Y |  | S |  | N | Electric Utility | 1 |  | N | N | [17 empty] | N | N |  | N
5109 | The DTE Electric Company | 1743 | St Clair | MI | St Clair | 2 | ST | OP | 156.2 | 153 | 162 |  | 11 | 1953 | SUB | BIT | WO |  |  |  | Y | Y |  | S |  | N | Electric Utility | 1 |  | N | N | [17 empty] | N | Y |  | Y |  |  |  | NG
5109 | The DTE Electric Company | 1743 | St Clair | MI | St Clair | 3 | ST | OP | 156.2 | 165 | 168 |  | 6 | 1954 | SUB | BIT | WO |  |  |  | Y | Y |  | S |  | N | Electric Utility | 1 |  | N | N | [17 empty] | N | Y |  | Y |  |  |  | NG
5109 | The DTE Electric Company | 1743 | St Clair | MI | St Clair | 4 | ST | OP | 168.7 | 147 | 155 |  | 10 | 1954 | SUB | BIT | WO |  |  |  | Y | Y |  | S |  | N | Electric Utility | 1 |  | N | N | [17 empty] | N | Y |  | Y |  |  |  | NG
5109 | The DTE Electric Company | 1743 | St Clair | MI | St Clair | 6 | ST | OP | 352.7 | 307 | 321 |  | 4 | 1961 | SUB | BIT | NG |  |  |  | Y | Y |  | S |  | N | Electric Utility | 1 |  | N | N | [17 empty] | N | Y |  | Y |  |  |  | NG
5109 | The DTE Electric Company | 1743 | St Clair | MI | St Clair | 7 | ST | OP | 544.5 | 450 | 450 |  | 4 | 1969 | SUB | BIT | DFO |  |  |  | Y | Y |  | S |  | N | Electric Utility | 1 |  | N | N | [17 empty] | N | Y |  | Y |  |  |  | DFO
5109 | The DTE Electric Company | 1744 | Superior | MI | Washtenaw | 1 | GT | OP | 16 | 11 | 19 |  | 10 | 1966 | WND BLQ BLQ BLQ: DFO; N Y Y Y: N; Y Y Y Y: Y |  | S |  | N | Electric Utility | 1 |  | N | N | [17 empty] | N
5109 | The DTE Electric Company | 1744 | Superior | MI | Washtenaw | 2 | GT | OP | 16 | 11 | 19 |  | 10 | 1966 | WND BLQ BLQ BLQ: DFO; N Y Y Y: N; Y Y Y Y: Y |  | S |  | N | Electric Utility | 1 |  | N | N | [17 empty] | N
5109 | The DTE Electric Company | 1744 | Superior | MI | Washtenaw | 3 | GT | OP | 16 | 11 | 18 |  | 10 | 1966 | WND BLQ BLQ BLQ: DFO; N Y Y Y: N; Y Y Y Y: Y |  | S |  | N | Electric Utility | 1 |  | N | N | [17 empty] | N
5109 | The DTE Electric Company | 1744 | Superior | MI | Washtenaw | 4 | GT | OP | 16 | 11 | 20 |  | 10 | 1966 | WND BLQ BLQ BLQ: DFO; N Y Y Y: N; Y Y Y Y: Y |  | S |  | N | Electric Utility | 1 |  | N | N | [17 empty] | N
5109 | The DTE Electric Company | 1745 | Trenton Channel | MI | Wayne | 7 | ST | OP | 120 | 111 | 110 |  | 6 | 1949 | WND BLQ BLQ BLQ: SUB; WND WDS WDS WDS: BIT; N Y Y Y: Y; Y Y Y Y: Y |  | S |  | N | Electric Utility | 1 |  | N | N | [17 empty] | N | Y |  | Y |  |  |  | DFO
5109 | The DTE Electric Company | 1745 | Trenton Channel | MI | Wayne | 8 | ST | OP | 120 | 78 | 100 |  | 2 | 1950 | WND BLQ BLQ BLQ: SUB; WND WDS WDS WDS: BIT; N Y Y Y: Y; Y Y Y Y: Y |  | S |  | N | Electric Utility | 1 |  | N | N | [17 empty] | N | Y |  | Y |  |  |  | DFO
5109 | The DTE Electric Company | 1745 | Trenton Channel | MI | Wayne | 9 | ST | OP | 535.5 | 524 | 520 |  | 1 | 1968 | WND BLQ BLQ BLQ: SUB; WND WDS WDS WDS: BIT; N Y Y Y: Y; Y Y Y Y: Y |  | S |  | N | Electric Utility | 1 |  | N | N | [17 empty] | N | Y |  | Y |  |  |  | DFO
5109 | The DTE Electric Company | 1746 | Wilmot | MI | Tuscola | 1 | IC | OP | 2.7 | 2.3 | 2.8 |  | 12 | 1968 | WND BLQ BLQ BLQ: DFO; N Y Y Y: N; Y Y Y Y: Y |  | S |  | N | Electric Utility | 1 |  | N | N | [17 empty] | N
5109 | The DTE Electric Company | 1746 | Wilmot | MI | Tuscola | 2 | IC | OP | 2.7 | 2.3 | 2.8 |  | 12 | 1968 | WND BLQ BLQ BLQ: DFO; N Y Y Y: N; Y Y Y Y: Y |  | S |  | N | Electric Utility | 1 |  | N | N | [17 empty] | N
5109 | The DTE Electric Company | 1746 | Wilmot | MI | Tuscola | 3 | IC | OP | 2.7 | 2.3 | 2.8 |  | 12 | 1968 | WND BLQ BLQ BLQ: DFO; N Y Y Y: N; Y Y Y Y: Y |  | S |  | N | Electric Utility | 1 |  | N | N | [17 empty] | N
5109 | The DTE Electric Company | 1746 | Wilmot | MI | Tuscola | 4 | IC | OP | 2.7 | 2.3 | 2.8 |  | 12 | 1968 | WND BLQ BLQ BLQ: DFO; N Y Y Y: N; Y Y Y Y: Y |  | S |  | N | Electric Utility | 1 |  | N | N | [17 empty] | N
5109 | The DTE Electric Company | 1746 | Wilmot | MI | Tuscola | 5 | IC | OP | 2.7 | 2.3 | 2.8 |  | 12 | 1968 | WND BLQ BLQ BLQ: DFO; N Y Y Y: N; Y Y Y Y: Y |  | S |  | N | Electric Utility | 1 |  | N | N | [17 empty] | N
5109 | The DTE Electric Company | 6034 | Belle River | MI | St Clair | 12-1 | GT | OP | 85.3 | 73 | 93 |  | 9 | 1999 | WND BLQ BLQ BLQ: NG; N Y Y Y: N; Y Y Y Y: Y |  | S |  | N | Electric Utility | 1 |  | N | N | [17 empty] | N | N |  | N
5109 | The DTE Electric Company | 6034 | Belle River | MI | St Clair | 12-2 | GT | OP | 85.3 | 75 | 93 |  | 9 | 1999 | WND BLQ BLQ BLQ: NG; N Y Y Y: N; Y Y Y Y: Y |  | S |  | N | Electric Utility | 1 |  | N | N | [17 empty] | N | N |  | N
5109 | The DTE Electric Company | 6034 | Belle River | MI | St Clair | 13-1 | GT | OP | 85.3 | 74 | 93 |  | 9 | 1999 | WND BLQ BLQ BLQ: NG; N Y Y Y: N; Y Y Y Y: Y |  | S |  | N | Electric Utility | 1 |  | N | N | [17 empty] | N | N |  | N
5109 | The DTE Electric Company | 6034 | Belle River | MI | St Clair | 3 | IC | OP | 2.7 | 2.4 | 2.8 |  | 11 | 1981 | WND BLQ BLQ BLQ: DFO; N Y Y Y: N; Y Y Y Y: Y |  | S |  | N | Electric Utility | 1 |  | N | N | [17 empty] | N | N |  | N
5109 | The DTE Electric Company | 6034 | Belle River | MI | St Clair | 4 | IC | OP | 2.7 | 2.4 | 2.8 |  | 11 | 1981 | WND BLQ BLQ BLQ: DFO; N Y Y Y: N; Y Y Y Y: Y |  | S |  | N | Electric Utility | 1 |  | N | N | [17 empty] | N | N |  | N
5109 | The DTE Electric Company | 6034 | Belle River | MI | St Clair | 5 | IC | OP | 2.7 | 2.4 | 2.8 |  | 11 | 1981 | WND BLQ BLQ BLQ: DFO; N Y Y Y: N; Y Y Y Y: Y |  | S |  | N | Electric Utility | 1 |  | N | N | [17 empty] | N | N |  | N
5109 | The DTE Electric Company | 6034 | Belle River | MI | St Clair | IC1 | IC | OP | 2.7 | 2.4 | 2.8 |  | 11 | 1981 | WND BLQ BLQ BLQ: DFO; N Y Y Y: N; Y Y Y Y: Y |  | S |  | N | Electric Utility | 1 |  | N | N | [17 empty] | N | N |  | N
5109 | The DTE Electric Company | 6034 | Belle River | MI | St Clair | IC2 | IC | OP | 2.7 | 2.4 | 2.8 |  | 11 | 1981 | WND BLQ BLQ BLQ: DFO; N Y Y Y: N; Y Y Y Y: Y |  | S |  | N | Electric Utility | 1 |  | N | N | [17 empty] | N | N |  | N
5109 | The DTE Electric Company | 6034 | Belle River | MI | St Clair | ST1 | ST | OP | 697.5 | 642 | 635 |  | 8 | 1984 | WND BLQ BLQ BLQ: SUB; WND WDS WDS WDS: DFO; N Y Y Y: Y; Y Y Y Y: Y |  | J |  | N | Electric Utility | 1 |  | N | N | [17 empty] | N | Y |  | Y
5109 | The DTE Electric Company | 6034 | Belle River | MI | St Clair | ST2 | ST | OP | 697.5 | 642 | 635 |  | 7 | 1985 | WND BLQ BLQ BLQ: SUB; WND WDS WDS WDS: DFO; N Y Y Y: Y; Y Y Y Y: Y |  | J |  | N | Electric Utility | 1 |  | N | N | [17 empty] | N | Y |  | Y
5109 | The DTE Electric Company | 6035 | Greenwood | MI | St Clair | 1 | ST | OP | 815.4 | 772 | 785 |  | 7 | 1979 | NG | RFO | WO |  |  |  | Y | Y |  | S |  | N | Electric Utility | 1 |  | N | N | [12 empty] | N |  |  |  |  | N | N |  | N |  |  |  | NG | RFO | DFO
5109 | The DTE Electric Company | 6035 | Greenwood | MI | St Clair | 11-1 | GT | OP | 85.3 | 75 | 93 |  | 9 | 1999 | WND BLQ BLQ BLQ: NG; N Y Y Y: N; Y Y Y Y: Y |  | S |  | N | Electric Utility | 1 |  | N | N | [17 empty] | N | N |  | N
5109 | The DTE Electric Company | 6035 | Greenwood | MI | St Clair | 11-2 | GT | OP | 85.3 | 75 | 93 |  | 9 | 1999 | WND BLQ BLQ BLQ: NG; N Y Y Y: N; Y Y Y Y: Y |  | S |  | N | Electric Utility | 1 |  | N | N | [17 empty] | N | N |  | N
5109 | The DTE Electric Company | 6035 | Greenwood | MI | St Clair | 11-3 | GT | OP | 85.3 | 75 | 93 |  | 9 | 1999 | WND BLQ BLQ BLQ: NG; N Y Y Y: N; Y Y Y Y: Y |  | S |  | N | Electric Utility | 1 |  | N | N | [17 empty] | N
5109 | The DTE Electric Company | 57421 | Gratiot Wind Park | MI | GRATIOT | 1 | WT | OP | 102 | 102 | 102 | S | 11 | 2011 | WND BLQ BLQ BLQ: WND; N Y Y Y: N; Y Y Y Y: Y |  | S | 64 | N | Electric Utility | 1
5109 | The DTE Electric Company | 57851 | Sigel Wind Park | MI | Huron | 1 | WT | OP | 64 | 64 | 64 |  | 12 | 2012 | WND BLQ BLQ BLQ: WND; N Y Y Y: N; Y Y Y Y: Y |  | S | 40 | N | Electric Utility | 1 | [20 empty] | N
5109 | The DTE Electric Company | 57852 | Minden Wind Park | MI | Sanilac | 1 | WT | OP | 32 | 32 | 32 |  | 12 | 2012 | WND BLQ BLQ BLQ: WND; N Y Y Y: N; Y Y Y Y: Y |  | S | 20 | N | Electric Utility | 1 | [20 empty] | N
5109 | The DTE Electric Company | 57853 | McKinley Wind Park | MI | Huron | 1 | WT | OP | 14.4 | 14.4 | 14.4 |  | 12 | 2012 | WND BLQ BLQ BLQ: WND; N Y Y Y: N; Y Y Y Y: Y |  | S | 9 | N | Electric Utility | 1 | [20 empty] | N
5111 | City of Detroit Lakes - (MN) | 1970 | Detroit Lakes | MN | BECKER | 1 | GT | OP | 12.5 | 9.7 | 10.6 |  | 7 | 1968 | WND BLQ BLQ BLQ: DFO; N Y Y Y: N; Y Y Y Y: Y |  | S |  | N | Electric Utility | 1 |  | N | N | [17 empty] | N
5155 | City of Dike | 56194 | Dike City Power Plant | IA | GRUNDY | 001 | IC | OP | 2.2 | 2.2 | 2.2 |  | 6 | 2005 | WND BLQ BLQ BLQ: DFO; N Y Y Y: N; Y Y Y Y: Y | Y | S |  | N | Electric Utility | 1 |  | N | N | [17 empty] | N
5164 | Denver City & County-Foothills | 10070 | Foothills Hydro Plant | CO | Denver | GEN1 | HY | OP | 3.1 | 3.1 | 3.1 |  | 5 | 1985 | WND BLQ BLQ BLQ: WAT; N Y Y Y: N; Y Y Y Y: Y |  | S | 0 | N | IPP Non-CHP | 2 |  | N | N
5178 | Dinwiddie Power Inc | 54766 | Boydton Plank Road Cogen Plant | VA | Dinwiddie | GEN1 | IC | OP | 0.3 | 0.3 | 0.3 |  | 6 | 1993 | WO | DFO | NG |  |  |  | Y | N |  | S |  | N | IPP Non-CHP | 2 |  | N | N | [17 empty] | N
5178 | Dinwiddie Power Inc | 54766 | Boydton Plank Road Cogen Plant | VA | Dinwiddie | GEN10 | IC | OP | 0.3 | 0.3 | 0.3 |  | 6 | 1993 | WO | DFO | NG |  |  |  | Y | N |  | S |  | N | IPP Non-CHP | 2 |  | N | N | [17 empty] | N
5178 | Dinwiddie Power Inc | 54766 | Boydton Plank Road Cogen Plant | VA | Dinwiddie | GEN11 | IC | OP | 0.3 | 0.3 | 0.3 |  | 5 | 2000 | WO | DFO | NG |  |  |  | Y | N |  | S |  | N | IPP Non-CHP | 2 |  | N | N | [17 empty] | N
5178 | Dinwiddie Power Inc | 54766 | Boydton Plank Road Cogen Plant | VA | Dinwiddie | GEN12 | IC | OP | 0.3 | 0.3 | 0.3 |  | 5 | 2000 | WO | DFO | NG |  |  |  | Y | N |  | S |  | N | IPP Non-CHP | 2 |  | N | N | [17 empty] | N
5178 | Dinwiddie Power Inc | 54766 | Boydton Plank Road Cogen Plant | VA | Dinwiddie | GEN13 | IC | OP | 0.3 | 0.3 | 0.3 |  | 5 | 2000 | WO | DFO | NG |  |  |  | Y | N |  | S |  | N | IPP Non-CHP | 2 |  | N | N | [17 empty] | N
5178 | Dinwiddie Power Inc | 54766 | Boydton Plank Road Cogen Plant | VA | Dinwiddie | GEN14 | IC | OP | 0.3 | 0.3 | 0.3 |  | 5 | 2000 | WO | DFO | NG |  |  |  | Y | N |  | S |  | N | IPP Non-CHP | 2 |  | N | N | [17 empty] | N
5178 | Dinwiddie Power Inc | 54766 | Boydton Plank Road Cogen Plant | VA | Dinwiddie | GEN15 | IC | OP | 0.3 | 0.3 | 0.3 |  | 5 | 2000 | WO | DFO | NG |  |  |  | Y | N |  | S |  | N | IPP Non-CHP | 2 |  | N | N | [17 empty] | N
5178 | Dinwiddie Power Inc | 54766 | Boydton Plank Road Cogen Plant | VA | Dinwiddie | GEN16 | IC | OP | 0.3 | 0.3 | 0.3 |  | 5 | 2000 | WO | DFO | NG |  |  |  | Y | N |  | S |  | N | IPP Non-CHP | 2 |  | N | N | [17 empty] | N
5178 | Dinwiddie Power Inc | 54766 | Boydton Plank Road Cogen Plant | VA | Dinwiddie | GEN17 | IC | OP | 0.3 | 0.3 | 0.3 |  | 5 | 2000 | WO | DFO | NG |  |  |  | Y | N |  | S |  | N | IPP Non-CHP | 2 |  | N | N | [17 empty] | N
5178 | Dinwiddie Power Inc | 54766 | Boydton Plank Road Cogen Plant | VA | Dinwiddie | GEN18 | IC | OP | 0.3 | 0.3 | 0.3 |  | 5 | 2000 | WO | DFO | NG |  |  |  | Y | N |  | S |  | N | IPP Non-CHP | 2 |  | N | N | [17 empty] | N
5178 | Dinwiddie Power Inc | 54766 | Boydton Plank Road Cogen Plant | VA | Dinwiddie | GEN19 | IC | OP | 0.3 | 0.3 | 0.3 |  | 5 | 2000 | WO | DFO | NG |  |  |  | Y | N |  | S |  | N | IPP Non-CHP | 2 |  | N | N | [17 empty] | N
5178 | Dinwiddie Power Inc | 54766 | Boydton Plank Road Cogen Plant | VA | Dinwiddie | GEN2 | IC | OP | 0.3 | 0.3 | 0.3 |  | 6 | 1993 | WO | DFO | NG |  |  |  | Y | N |  | S |  | N | IPP Non-CHP | 2 |  | N | N | [17 empty] | N
5178 | Dinwiddie Power Inc | 54766 | Boydton Plank Road Cogen Plant | VA | Dinwiddie | GEN20 | IC | OP | 0.3 | 0.3 | 0.3 |  | 5 | 2000 | WO | DFO | NG |  |  |  | Y | N |  | S |  | N | IPP Non-CHP | 2 |  | N | N | [17 empty] | N
5178 | Dinwiddie Power Inc | 54766 | Boydton Plank Road Cogen Plant | VA | Dinwiddie | GEN21 | IC | OP | 0.3 | 0.3 | 0.3 |  | 5 | 2000 | WO | DFO | NG |  |  |  | Y | N |  | S |  | N | IPP Non-CHP | 2 |  | N | N | [17 empty] | N
5178 | Dinwiddie Power Inc | 54766 | Boydton Plank Road Cogen Plant | VA | Dinwiddie | GEN22 | IC | OP | 0.3 | 0.3 | 0.3 |  | 5 | 2000 | WO | DFO | NG |  |  |  | Y | N |  | S |  | N | IPP Non-CHP | 2 |  | N | N | [17 empty] | N
5178 | Dinwiddie Power Inc | 54766 | Boydton Plank Road Cogen Plant | VA | Dinwiddie | GEN23 | IC | OP | 0.3 | 0.3 | 0.3 |  | 5 | 2000 | WO | DFO | NG |  |  |  | Y | N |  | S |  | N | IPP Non-CHP | 2 |  | N | N | [17 empty] | N
5178 | Dinwiddie Power Inc | 54766 | Boydton Plank Road Cogen Plant | VA | Dinwiddie | GEN24 | IC | OP | 0.3 | 0.3 | 0.3 |  | 5 | 2000 | WO | DFO | NG |  |  |  | Y | N |  | S |  | N | IPP Non-CHP | 2 |  | N | N | [17 empty] | N
5178 | Dinwiddie Power Inc | 54766 | Boydton Plank Road Cogen Plant | VA | Dinwiddie | GEN25 | IC | OP | 0.3 | 0.3 | 0.3 |  | 5 | 2000 | WO | DFO | NG |  |  |  | Y | N |  | S |  | N | IPP Non-CHP | 2 |  | N | N | [17 empty] | N
5178 | Dinwiddie Power Inc | 54766 | Boydton Plank Road Cogen Plant | VA | Dinwiddie | GEN26 | IC | OP | 0.3 | 0.3 | 0.3 |  | 5 | 2000 | WO | DFO | NG |  |  |  | Y | N |  | S |  | N | IPP Non-CHP | 2 |  | N | N | [17 empty] | N
5178 | Dinwiddie Power Inc | 54766 | Boydton Plank Road Cogen Plant | VA | Dinwiddie | GEN27 | IC | OP | 0.3 | 0.3 | 0.3 |  | 5 | 2000 | WO | DFO | NG |  |  |  | Y | N |  | S |  | N | IPP Non-CHP | 2 |  | N | N | [17 empty] | N
5178 | Dinwiddie Power Inc | 54766 | Boydton Plank Road Cogen Plant | VA | Dinwiddie | GEN28 | IC | OP | 0.3 | 0.3 | 0.3 |  | 5 | 2000 | WO | DFO | NG |  |  |  | Y | N |  | S |  | N | IPP Non-CHP | 2 |  | N | N | [17 empty] | N
5178 | Dinwiddie Power Inc | 54766 | Boydton Plank Road Cogen Plant | VA | Dinwiddie | GEN29 | IC | OP | 0.3 | 0.3 | 0.3 |  | 5 | 2000 | WO | DFO | NG |  |  |  | Y | N |  | S |  | N | IPP Non-CHP | 2 |  | N | N | [17 empty] | N
5178 | Dinwiddie Power Inc | 54766 | Boydton Plank Road Cogen Plant | VA | Dinwiddie | GEN3 | IC | OP | 0.3 | 0.3 | 0.3 |  | 6 | 1993 | WO | DFO | NG |  |  |  | Y | N |  | S |  | N | IPP Non-CHP | 2 |  | N | N | [17 empty] | N
5178 | Dinwiddie Power Inc | 54766 | Boydton Plank Road Cogen Plant | VA | Dinwiddie | GEN30 | IC | OP | 0.3 | 0.3 | 0.3 |  | 5 | 2000 | WO | DFO | NG |  |  |  | Y | N |  | S |  | N | IPP Non-CHP | 2 |  | N | N | [17 empty] | N
5178 | Dinwiddie Power Inc | 54766 | Boydton Plank Road Cogen Plant | VA | Dinwiddie | GEN31 | IC | OP | 0.3 | 0.3 | 0.3 |  | 5 | 2000 | WO | DFO | NG |  |  |  | Y | N |  | S |  | N | IPP Non-CHP | 2 |  | N | N | [17 empty] | N
5178 | Dinwiddie Power Inc | 54766 | Boydton Plank Road Cogen Plant | VA | Dinwiddie | GEN32 | IC | OP | 0.3 | 0.3 | 0.3 |  | 5 | 2000 | WO | DFO | NG |  |  |  | Y | N |  | S |  | N | IPP Non-CHP | 2 |  | N | N | [17 empty] | N
5178 | Dinwiddie Power Inc | 54766 | Boydton Plank Road Cogen Plant | VA | Dinwiddie | GEN33 | IC | OP | 0.3 | 0.3 | 0.3 |  | 5 | 2000 | WO | DFO | NG |  |  |  | Y | N |  | S |  | N | IPP Non-CHP | 2 |  | N | N | [17 empty] | N
5178 | Dinwiddie Power Inc | 54766 | Boydton Plank Road Cogen Plant | VA | Dinwiddie | GEN34 | IC | OP | 0.3 | 0.3 | 0.3 |  | 5 | 2000 | WO | DFO | NG |  |  |  | Y | N |  | S |  | N | IPP Non-CHP | 2 |  | N | N | [17 empty] | N
5178 | Dinwiddie Power Inc | 54766 | Boydton Plank Road Cogen Plant | VA | Dinwiddie | GEN4 | IC | OP | 0.3 | 0.3 | 0.3 |  | 6 | 1993 | WO | DFO | NG |  |  |  | Y | N |  | S |  | N | IPP Non-CHP | 2 |  | N | N | [17 empty] | N
5178 | Dinwiddie Power Inc | 54766 | Boydton Plank Road Cogen Plant | VA | Dinwiddie | GEN5 | IC | OP | 0.3 | 0.3 | 0.3 |  | 6 | 1993 | WO | DFO | NG |  |  |  | Y | N |  | S |  | N | IPP Non-CHP | 2 |  | N | N | [17 empty] | N
5178 | Dinwiddie Power Inc | 54766 | Boydton Plank Road Cogen Plant | VA | Dinwiddie | GEN6 | IC | OP | 0.3 | 0.3 | 0.3 |  | 6 | 1993 | WO | DFO | NG |  |  |  | Y | N |  | S |  | N | IPP Non-CHP | 2 |  | N | N | [17 empty] | N
5178 | Dinwiddie Power Inc | 54766 | Boydton Plank Road Cogen Plant | VA | Dinwiddie | GEN7 | IC | OP | 0.3 | 0.3 | 0.3 |  | 6 | 1993 | WO | DFO | NG |  |  |  | Y | N |  | S |  | N | IPP Non-CHP | 2 |  | N | N | [17 empty] | N
5178 | Dinwiddie Power Inc | 54766 | Boydton Plank Road Cogen Plant | VA | Dinwiddie | GEN8 | IC | OP | 0.3 | 0.3 | 0.3 |  | 6 | 1993 | WO | DFO | NG |  |  |  | Y | N |  | S |  | N | IPP Non-CHP | 2 |  | N | N | [17 empty] | N
5178 | Dinwiddie Power Inc | 54766 | Boydton Plank Road Cogen Plant | VA | Dinwiddie | GEN9 | IC | OP | 0.3 | 0.3 | 0.3 |  | 6 | 1993 | WO | DFO | NG |  |  |  | Y | N |  | S |  | N | IPP Non-CHP | 2 |  | N | N | [17 empty] | N
5187 | Douglas County | 50938 | Galesville Project | OR | DOUGLAS | GV1 | HY | OP | 0.8 | 0.8 | 1 |  | 2 | 1987 | WND BLQ BLQ BLQ: WAT; N Y Y Y: N; Y Y Y Y: Y |  | S |  | N | IPP Non-CHP | 2 |  | N | N | [17 empty] | N
5187 | Douglas County | 50938 | Galesville Project | OR | DOUGLAS | GV2 | HY | OP | 0.8 | 1 | 1 |  | 2 | 1987 | WND BLQ BLQ BLQ: WAT; N Y Y Y: N; Y Y Y Y: Y |  | S |  | N | IPP Non-CHP | 2 |  | N | N | [17 empty] | N
5199 | Devon Energy Production Co | 55278 | Beaver Creek Gas Plant | WY | FREMONT | 1 | GT | OP | 2.5 | 1.8 | 2.5 |  | 12 | 1983 | [9 empty] | S |  | Y | Industrial CHP | 7 | T | N | N | [12 empty] | N |  |  |  |  | N | bar: WND BLQ BLQ BLQ; N Y Y Y to Y Y Y Y
5199 | Devon Energy Production Co | 55278 | Beaver Creek Gas Plant | WY | FREMONT | 2 | GT | OP | 2.5 | 1.8 | 2.5 |  | 11 | 1992 | [9 empty] | S |  | Y | Industrial CHP | 7 | T | N | N | [12 empty] | N |  |  |  |  | N | bar: WND BLQ BLQ BLQ; N Y Y Y to Y Y Y Y
5221 | Dominion Nuclear Conn Inc | 566 | Millstone | CT | New London | 2 | ST | OP | 909.9 | 869.1 | 879.3 |  | 12 | 1975 | WND BLQ BLQ BLQ: NUC; N Y Y Y: N; Y Y Y Y: Y |  | S |  | N | IPP Non-CHP | 2 |  | N | N
5221 | Dominion Nuclear Conn Inc | 566 | Millstone | CT | New London | 3 | ST | OP | 1253 | 1233.4 | 1237.2 |  | 4 | 1986 | WND BLQ BLQ BLQ: NUC; N Y Y Y: N; Y Y Y Y: Y |  | J |  | N | IPP Non-CHP | 2 |  | N | N | [12 empty] | N
5226 | Dodge Falls Associates LP | 10526 | Dodge Falls Associates | NH | Grafton | 1UNI | HY | OP | 5 | 5 | 5 |  | 12 | 1990 | WND BLQ BLQ BLQ: WAT; N Y Y Y: N; Y Y Y Y: Y |  | S | 1 | N | IPP Non-CHP | 2 |  | N | N | [17 empty] | N
5232 | Woodland Pulp LLC | 10613 | Domtar - Woodland Mill | ME | Washington | HG1 | HY | OP | 3 | 2.9 | 2.8 |  | 6 | 1912 | WND BLQ BLQ BLQ: WAT; N Y Y Y: N; Y Y Y Y: Y | Y | S | 0 | N | Industrial CHP | 7 |  | N | N | [17 empty] | N
5232 | Woodland Pulp LLC | 10613 | Domtar - Woodland Mill | ME | Washington | HG10 | HY | SB | 1.2 | 1.1 | 1.1 |  | 6 | 1970 | WND BLQ BLQ BLQ: WAT; N Y Y Y: N; Y Y Y Y: Y | Y | S | 0 | N | Industrial CHP | 7 |  | N | N | [17 empty] | N
5232 | Woodland Pulp LLC | 10613 | Domtar - Woodland Mill | ME | Washington | HG2 | HY | SB | 3 | 2.9 | 2.8 |  | 6 | 1912 | WND BLQ BLQ BLQ: WAT; N Y Y Y: N; Y Y Y Y: Y | Y | S | 0 | N | Industrial CHP | 7 |  | N | N | [17 empty] | N
5232 | Woodland Pulp LLC | 10613 | Domtar - Woodland Mill | ME | Washington | HG3 | HY | OP | 3.3 | 3.1 | 3 |  | 6 | 1929 | WND BLQ BLQ BLQ: WAT; N Y Y Y: N; Y Y Y Y: Y | Y | S | 0 | N | Industrial CHP | 7 |  | N | N | [17 empty] | N
5232 | Woodland Pulp LLC | 10613 | Domtar - Woodland Mill | ME | Washington | HG4 | HY | SB | 0.8 | 0.8 | 0.7 |  | 6 | 1906 | WND BLQ BLQ BLQ: WAT; N Y Y Y: N; Y Y Y Y: Y | Y | S | 0 | N | Industrial CHP | 7 |  | N | N | [17 empty] | N
5232 | Woodland Pulp LLC | 10613 | Domtar - Woodland Mill | ME | Washington | HG5 | HY | SB | 0.8 | 0.8 | 0.7 |  | 6 | 1906 | WND BLQ BLQ BLQ: WAT; N Y Y Y: N; Y Y Y Y: Y | Y | S | 0 | N | Industrial CHP | 7 |  | N | N | [17 empty] | N
5232 | Woodland Pulp LLC | 10613 | Domtar - Woodland Mill | ME | Washington | HG6 | HY | SB | 0.8 | 0.8 | 0.7 |  | 6 | 1906 | WND BLQ BLQ BLQ: WAT; N Y Y Y: N; Y Y Y Y: Y | Y | S | 0 | N | Industrial CHP | 7 |  | N | N | [17 empty] | N
5232 | Woodland Pulp LLC | 10613 | Domtar - Woodland Mill | ME | Washington | HG7 | HY | OP | 1.6 | 1.5 | 1.5 |  | 6 | 1970 | WND BLQ BLQ BLQ: WAT; N Y Y Y: N; Y Y Y Y: Y | Y | S | 0 | N | Industrial CHP | 7 |  | N | N | [17 empty] | N
5232 | Woodland Pulp LLC | 10613 | Domtar - Woodland Mill | ME | Washington | HG8 | HY | OP | 2 | 1.9 | 1.8 |  | 6 | 1970 | WND BLQ BLQ BLQ: WAT; N Y Y Y: N; Y Y Y Y: Y | Y | S | 0 | N | Industrial CHP | 7 |  | N | N | [17 empty] | N
5232 | Woodland Pulp LLC | 10613 | Domtar - Woodland Mill | ME | Washington | HG9 | HY | OP | 2 | 1.9 | 1.8 |  | 6 | 1970 | WND BLQ BLQ BLQ: WAT; N Y Y Y: N; Y Y Y Y: Y | Y | S | 0 | N | Industrial CHP | 7 |  | N | N | [17 empty] | N
5232 | Woodland Pulp LLC | 10613 | Domtar - Woodland Mill | ME | Washington | TG10 | ST | OP | 23 | 26 | 26 |  | 3 | 1966 | BLQ | WDS | NG | RFO |  |  | Y | Y | Y | S |  | Y | Industrial CHP | 7 | B | N | N | [17 empty] | N | [6 empty] | RFO
5232 | Woodland Pulp LLC | 10613 | Domtar - Woodland Mill | ME | Washington | TG11 | ST | OP | 26.8 | 20 | 20 |  | 3 | 1970 | BLQ | WDS | NG | RFO |  |  | Y | Y | Y | S |  | Y | Industrial CHP | 7 | B | N | N | [17 empty] | N | [6 empty] | RFO
5259 | Dominion Elwood Services Co | 55199 | Elwood Energy LLC | IL | Will | GT1 | GT | OP | 192 | 150 | 192 |  | 9 | 1999 | WND BLQ BLQ BLQ: NG; N Y Y Y: N; Y Y Y Y: Y | Y | J |  | N | IPP Non-CHP | 2 |  | N | N | [17 empty] | N
5259 | Dominion Elwood Services Co | 55199 | Elwood Energy LLC | IL | Will | GT2 | GT | OP | 192 | 150 | 192 |  | 7 | 1999 | WND BLQ BLQ BLQ: NG; N Y Y Y: N; Y Y Y Y: Y | Y | J |  | N | IPP Non-CHP | 2 |  | N | N | [17 empty] | N
5259 | Dominion Elwood Services Co | 55199 | Elwood Energy LLC | IL | Will | GT3 | GT | OP | 192 | 150 | 192 |  | 7 | 1999 | WND BLQ BLQ BLQ: NG; N Y Y Y: N; Y Y Y Y: Y | Y | J |  | N | IPP Non-CHP | 2 |  | N | N | [17 empty] | N
5259 | Dominion Elwood Services Co | 55199 | Elwood Energy LLC | IL | Will | GT4 | GT | OP | 192 | 150 | 192 |  | 7 | 1999 | WND BLQ BLQ BLQ: NG; N Y Y Y: N; Y Y Y Y: Y | Y | J |  | N | IPP Non-CHP | 2 |  | N | N | [17 empty] | N
5259 | Dominion Elwood Services Co | 55199 | Elwood Energy LLC | IL | Will | GT5 | GT | OP | 192 | 150 | 192 |  | 7 | 2001 | WND BLQ BLQ BLQ: NG; N Y Y Y: N; Y Y Y Y: Y | Y | J |  | N | IPP Non-CHP | 2 |  | N | N | [17 empty] | N
5259 | Dominion Elwood Services Co | 55199 | Elwood Energy LLC | IL | Will | GT6 | GT | OP | 192 | 150 | 192 |  | 7 | 2001 | WND BLQ BLQ BLQ: NG; N Y Y Y: N; Y Y Y Y: Y | Y | J |  | N | IPP Non-CHP | 2 |  | N | N | [17 empty] | N
5259 | Dominion Elwood Services Co | 55199 | Elwood Energy LLC | IL | Will | GT7 | GT | OP | 192 | 150 | 192 |  | 8 | 2001 | WND BLQ BLQ BLQ: NG; N Y Y Y: N; Y Y Y Y: Y | Y | J |  | N | IPP Non-CHP | 2 |  | N | N | [17 empty] | N
5259 | Dominion Elwood Services Co | 55199 | Elwood Energy LLC | IL | Will | GT8 | GT | OP | 192 | 150 | 192 |  | 8 | 2001 | WND BLQ BLQ BLQ: NG; N Y Y Y: N; Y Y Y Y: Y | Y | J |  | N | IPP Non-CHP | 2 |  | N | N | [17 empty] | N
5259 | Dominion Elwood Services Co | 55199 | Elwood Energy LLC | IL | Will | GT9 | GT | OP | 192 | 150 | 192 |  | 7 | 2001 | WND BLQ BLQ BLQ: NG; N Y Y Y: N; Y Y Y Y: Y | Y | J |  | N | IPP Non-CHP | 2 |  | N | N | [17 empty] | N
5262 | Domtar Industries Inc | 54104 | Ashdown | AR | Little River | GEN1 | ST | OP | 19.5 | 17 | 17 |  | 1 | 1968 | BLQ | WDS | BIT | NG | RFO | TDF | Y | Y |  | S |  | Y | Industrial CHP | 7 | T | N | N | [17 empty] | N | [6 empty] | NG
5262 | Domtar Industries Inc | 54104 | Ashdown | AR | Little River | GEN2 | ST | OP | 47 | 40 | 40 |  | 10 | 1979 | BLQ | WDS | BIT | NG | RFO | TDF | Y | Y |  | S |  | Y | Industrial CHP | 7 | T | N | N | [17 empty] | N | [6 empty] | NG
5262 | Domtar Industries Inc | 54104 | Ashdown | AR | Little River | GEN3 | ST | OP | 45 | 33 | 33 |  | 4 | 1991 | BLQ | WDS | BIT | NG | RFO | TDF | Y | Y |  | S |  | Y | Industrial CHP | 7 | T | N | N | [17 empty] | N | [6 empty] | NG
5262 | Domtar Industries Inc | 54104 | Ashdown | AR | Little River | GEN4 | ST | OP | 45 | 38 | 38 |  | 4 | 1991 | BLQ | WDS | BIT | NG | RFO | TDF | Y | Y |  | S |  | Y | Industrial CHP | 7 | T | N | N | [17 empty] | N | [6 empty] | NG
5269 | Dominion Energy Services Co | 876 | Kincaid Generation LLC | IL | Christian | 1 | ST | OP | 659.5 | 579 | 579 |  | 6 | 1967 | NG BLQ BLQ BLQ BLQ: SUB; NG WDS WDS WDS WDS: NG; N Y Y Y Y: N; Y Y Y Y Y: Y |  | S |  | N | IPP Non-CHP | 2 |  | N | N | [17 empty] | N |  |  | Y |  |  |  | NG
5269 | Dominion Energy Services Co | 876 | Kincaid Generation LLC | IL | Christian | 2 | ST | OP | 659.5 | 579 | 579 |  | 6 | 1968 | NG BLQ BLQ BLQ BLQ: SUB; NG WDS WDS WDS WDS: NG; N Y Y Y Y: N; Y Y Y Y Y: Y |  | S |  | N | IPP Non-CHP | 2 |  | N | N | [17 empty] | N |  |  | Y |  |  |  | NG
5277 | American Sugar Refining, Inc. | 54795 | Domino Sugar Baltimore | MD | Baltimore City | GEN1 | ST | OP | 5 | 5 | 5 |  | 6 | 1959 | NG BLQ BLQ BLQ BLQ: NG; NG WDS WDS WDS WDS: RFO; N Y Y Y Y: Y; Y Y Y Y Y: Y |  | S |  | Y | Industrial CHP | 7 | B | N | N | [17 empty] | N | [6 empty] | NG | RFO
5277 | American Sugar Refining, Inc. | 54795 | Domino Sugar Baltimore | MD | Baltimore City | GEN2 | ST | OP | 2.5 | 2.5 | 2.5 |  | 6 | 1955 | NG BLQ BLQ BLQ BLQ: NG; NG WDS WDS WDS WDS: RFO; N Y Y Y Y: Y; Y Y Y Y Y: Y |  | S |  | Y | Industrial CHP | 7 | B | N | N | [17 empty] | N | [6 empty] | NG | RFO
5277 | American Sugar Refining, Inc. | 54795 | Domino Sugar Baltimore | MD | Baltimore City | GEN4 | ST | OP | 10 | 10 | 10 |  | 6 | 2001 | NG BLQ BLQ BLQ BLQ: NG; N Y Y Y Y: N; Y Y Y Y Y: Y |  | S |  | Y | Industrial CHP | 7 | T | N | N | [17 empty] | N | [6 empty] | NG
5302 | DPL Energy LLC | 55229 | Montpelier Electric Generating Station | IN | Wells | GT1 | GT | OP | 59 | 45 | 59 |  | 6 | 2001 | NG BLQ BLQ BLQ BLQ: NG; NG WDS WDS WDS WDS: DFO; N Y Y Y Y: N; Y Y Y Y Y: Y |  | S |  | N | IPP Non-CHP | 2 |  | N | N | [17 empty] | N
5302 | DPL Energy LLC | 55229 | Montpelier Electric Generating Station | IN | Wells | GT2 | GT | OP | 59 | 45 | 59 |  | 6 | 2001 | NG BLQ BLQ BLQ BLQ: NG; NG WDS WDS WDS WDS: DFO; N Y Y Y Y: N; Y Y Y Y Y: Y |  | S |  | N | IPP Non-CHP | 2 |  | N | N | [17 empty] | N
5302 | DPL Energy LLC | 55229 | Montpelier Electric Generating Station | IN | Wells | GT3 | GT | OP | 59 | 45 | 59 |  | 6 | 2001 | NG BLQ BLQ BLQ BLQ: NG; NG WDS WDS WDS WDS: DFO; N Y Y Y Y: N; Y Y Y Y Y: Y |  | S |  | N | IPP Non-CHP | 2 |  | N | N | [17 empty] | N
5302 | DPL Energy LLC | 55229 | Montpelier Electric Generating Station | IN | Wells | GT4 | GT | OP | 59 | 45 | 59 |  | 6 | 2001 | NG BLQ BLQ BLQ BLQ: NG; NG WDS WDS WDS WDS: DFO; N Y Y Y Y: N; Y Y Y Y Y: Y |  | S |  | N | IPP Non-CHP | 2 |  | N | N | [17 empty] | N
5302 | DPL Energy LLC | 55248 | Tait Electric Generating Station | OH | Montgomery | GT4 | GT | OP | 94 | 85 | 94 |  | 5 | 2002 | NG BLQ BLQ BLQ BLQ: NG; NG WDS WDS WDS WDS: DFO; N Y Y Y Y: N; Y Y Y Y Y: Y |  | S |  | N | IPP Non-CHP | 2 |  | N | N | [17 empty] | N
5302 | DPL Energy LLC | 55248 | Tait Electric Generating Station | OH | Montgomery | GT5 | GT | OP | 94 | 85 | 94 |  | 5 | 2002 | NG BLQ BLQ BLQ BLQ: NG; NG WDS WDS WDS WDS: DFO; N Y Y Y Y: N; Y Y Y Y Y: Y |  | S |  | N | IPP Non-CHP | 2 |  | N | N | [17 empty] | N
5302 | DPL Energy LLC | 55248 | Tait Electric Generating Station | OH | Montgomery | GT6 | GT | OP | 94 | 85 | 94 |  | 4 | 2002 | NG BLQ BLQ BLQ BLQ: NG; NG WDS WDS WDS WDS: DFO; N Y Y Y Y: N; Y Y Y Y Y: Y |  | S |  | N | IPP Non-CHP | 2 |  | N | N | [17 empty] | N
5302 | DPL Energy LLC | 55248 | Tait Electric Generating Station | OH | Montgomery | GT7 | GT | OP | 94 | 85 | 94 |  | 4 | 2002 | NG BLQ BLQ BLQ BLQ: NG; NG WDS WDS WDS WDS: DFO; N Y Y Y Y: N; Y Y Y Y Y: Y |  | S |  | N | IPP Non-CHP | 2 |  | N | N | [17 empty] | N
5310 | Doswell Ltd Partnership | 52019 | Doswell Energy Center | VA | Hanover | GEN1 | CT | OP | 122 | 104.7 | 122 |  | 11 | 1991 | NG BLQ BLQ BLQ BLQ: NG; NG WDS WDS WDS WDS: DFO; N Y Y Y Y: Y; Y Y Y Y Y: Y |  | S |  | N | IPP Non-CHP | 2 |  | N | N | [17 empty] | N
5310 | Doswell Ltd Partnership | 52019 | Doswell Energy Center | VA | Hanover | GEN2 | CT | OP | 122 | 104.7 | 122 |  | 12 | 1991 | NG BLQ BLQ BLQ BLQ: NG; NG WDS WDS WDS WDS: DFO; N Y Y Y Y: Y; Y Y Y Y Y: Y |  | S |  | N | IPP Non-CHP | 2 |  | N | N | [17 empty] | N
5310 | Doswell Ltd Partnership | 52019 | Doswell Energy Center | VA | Hanover | GEN3 | CA | OP | 132 | 123 | 132 |  | 12 | 1991 | NG BLQ BLQ BLQ BLQ: NG; NG WDS WDS WDS WDS: DFO; N Y Y Y Y: Y; Y Y Y Y Y: Y |  | S |  | N | IPP Non-CHP | 2 |  | Y | N | [17 empty] | N
5310 | Doswell Ltd Partnership | 52019 | Doswell Energy Center | VA | Hanover | GEN4 | CT | OP | 122 | 104.7 | 122 |  | 1 | 1992 | NG BLQ BLQ BLQ BLQ: NG; NG WDS WDS WDS WDS: DFO; N Y Y Y Y: Y; Y Y Y Y Y: Y |  | S |  | N | IPP Non-CHP | 2 |  | N | N | [17 empty] | N
5310 | Doswell Ltd Partnership | 52019 | Doswell Energy Center | VA | Hanover | GEN5 | CT | OP | 122 | 104.7 | 122 |  | 1 | 1992 | NG BLQ BLQ BLQ BLQ: NG; NG WDS WDS WDS WDS: DFO; N Y Y Y Y: Y; Y Y Y Y Y: Y |  | S |  | N | IPP Non-CHP | 2 |  | N | N | [17 empty] | N
5310 | Doswell Ltd Partnership | 52019 | Doswell Energy Center | VA | Hanover | GEN6 | CA | OP | 132 | 123 | 132 |  | 1 | 1992 | NG BLQ BLQ BLQ BLQ: NG; NG WDS WDS WDS WDS: DFO; N Y Y Y Y: Y; Y Y Y Y Y: Y |  | S |  | N | IPP Non-CHP | 2 |  | Y | N | [17 empty] | N
5310 | Doswell Ltd Partnership | 52019 | Doswell Energy Center | VA | Hanover | GEN7 | GT | OP | 187 | 149 | 187 |  | 3 | 2001 | NG BLQ BLQ BLQ BLQ: NG; NG WDS WDS WDS WDS: DFO; N Y Y Y Y: Y; Y Y Y Y Y: Y | Y | S |  | N | IPP Non-CHP | 2 |  | N | N | [17 empty] | N
5321 | Drummond Company, Inc. | 56076 | ABC Coke | AL | Jefferson | 1 | ST | OP | 3.8 | 3.8 | 3.8 |  | 8 | 1997 | NG BLQ BLQ BLQ BLQ: OG; NG WDS WDS WDS WDS: NG; N Y Y Y Y: N; Y Y Y Y Y: Y | Y | S |  | Y | Industrial CHP | 7 | B | N | N | [17 empty] | N
5326 | PUD No 1 of Douglas County | 3886 | Wells | WA | Douglas | U-1 | HY | OP | 77.4 | 84 | 84 |  | 9 | 1967 | NG BLQ BLQ BLQ BLQ: WAT; N Y Y Y Y: N; Y Y Y Y Y: Y | Y | S |  | N | Electric Utility | 1 |  | N | N | [17 empty] | N
5326 | PUD No 1 of Douglas County | 3886 | Wells | WA | Douglas | U-10 | HY | OP | 77.4 | 84 | 84 |  | 1 | 1969 | NG BLQ BLQ BLQ BLQ: WAT; N Y Y Y Y: N; Y Y Y Y Y: Y | Y | S |  | N | Electric Utility | 1 |  | N | N | [17 empty] | N
5326 | PUD No 1 of Douglas County | 3886 | Wells | WA | Douglas | U-2 | HY | OP | 77.4 | 84 | 84 |  | 10 | 1967 | NG BLQ BLQ BLQ BLQ: WAT; N Y Y Y Y: N; Y Y Y Y Y: Y | Y | S |  | N | Electric Utility | 1 |  | N | N | [17 empty] | N
5326 | PUD No 1 of Douglas County | 3886 | Wells | WA | Douglas | U-3 | HY | OP | 77.4 | 84 | 84 |  | 9 | 1967 | NG BLQ BLQ BLQ BLQ: WAT; N Y Y Y Y: N; Y Y Y Y Y: Y | Y | S |  | N | Electric Utility | 1 |  | N | N | [17 empty] | N
5326 | PUD No 1 of Douglas County | 3886 | Wells | WA | Douglas | U-4 | HY | OP | 77.4 | 84 | 84 |  | 9 | 1967 | NG BLQ BLQ BLQ BLQ: WAT; N Y Y Y Y: N; Y Y Y Y Y: Y | Y | S |  | N | Electric Utility | 1 |  | N | Y | [12 empty] | Y | 7 | 2014 |  |  | N
5326 | PUD No 1 of Douglas County | 3886 | Wells | WA | Douglas | U-5 | HY | OP | 77.4 | 84 | 84 |  | 9 | 1967 | NG BLQ BLQ BLQ BLQ: WAT; N Y Y Y Y: N; Y Y Y Y Y: Y | Y | S |  | N | Electric Utility | 1 |  | N | N | [17 empty] | N
5326 | PUD No 1 of Douglas County | 3886 | Wells | WA | Douglas | U-6 | HY | OP | 77.4 | 84 | 84 |  | 9 | 1967 | NG BLQ BLQ BLQ BLQ: WAT; N Y Y Y Y: N; Y Y Y Y Y: Y | Y | S |  | N | Electric Utility | 1 |  | N | N | [17 empty] | N
5326 | PUD No 1 of Douglas County | 3886 | Wells | WA | Douglas | U-7 | HY | OA | 77.4 | 84 | 84 |  | 9 | 1967 | NG BLQ BLQ BLQ BLQ: WAT; N Y Y Y Y: N; Y Y Y Y Y: Y | Y | S |  | N | Electric Utility | 1 |  | N | Y | [12 empty] | Y | 4 | 2013 |  |  | N
5326 | PUD No 1 of Douglas County | 3886 | Wells | WA | Douglas | U-8 | HY | OP | 77.4 | 84 | 84 |  | 10 | 1968 | NG BLQ BLQ BLQ BLQ: WAT; N Y Y Y Y: N; Y Y Y Y Y: Y | Y | S |  | N | Electric Utility | 1 |  | N | N | [17 empty] | N
5326 | PUD No 1 of Douglas County | 3886 | Wells | WA | Douglas | U-9 | HY | OP | 77.4 | 84 | 84 |  | 1 | 1969 | NG BLQ BLQ BLQ BLQ: WAT; N Y Y Y Y: N; Y Y Y Y Y: Y | Y | S |  | N | Electric Utility | 1 |  | N | N | [17 empty] | N
5336 | City of Dover - (OH) | 2914 | Dover | OH | Tuscarawas | 3 | ST | SB | 8 | 8 | 8 |  | 1 | 1954 | NG BLQ BLQ BLQ BLQ: BIT; N Y Y Y Y: N; Y Y Y Y Y: Y | N | S |  | N | Electric Utility | 1 |  | N | N | [12 empty] | N |  |  |  |  | N |  |  | Y |  |  |  | NG
5336 | City of Dover - (OH) | 2914 | Dover | OH | Tuscarawas | 4 | ST | OP | 19.5 | 15.2 | 15.2 |  | 6 | 1968 | NG BLQ BLQ BLQ BLQ: BIT; N Y Y Y Y: N; Y Y Y Y Y: Y | Y | S |  | N | Electric Utility | 1 |  | N | N | [12 empty] | N |  |  |  |  | N |  |  | Y |  |  |  | NG
5336 | City of Dover - (OH) | 2914 | Dover | OH | Tuscarawas | 5 | IC | OP | 2.6 | 2.4 | 2.4 |  | 6 | 1966 | NG BLQ BLQ BLQ BLQ: DFO; N Y Y Y Y: N; Y Y Y Y Y: Y | Y | S |  | N | Electric Utility | 1 |  | N | N | [17 empty] | N
5336 | City of Dover - (OH) | 2914 | Dover | OH | Tuscarawas | 6 | GT | OP | 19.5 | 15.3 | 15.3 |  | 9 | 1992 | NG BLQ BLQ BLQ BLQ: NG; N Y Y Y Y: N; Y Y Y Y Y: Y | Y | S |  | N | Electric Utility | 1 |  | N | N | [17 empty] | N
5338 | Dow Chemical Co | 52120 | Dow Chemical Texas Operation | TX | Brazoria | G-37 | CT | OP | 75 | 59.2 | 65.9 |  | 4 | 1978 | NG BLQ BLQ BLQ BLQ: NG; N Y Y Y Y: N; Y Y Y Y Y: Y |  | S | 1 | Y | Industrial CHP | 7 | T | N | N | [12 empty] | N |  |  |  |  | N
5338 | Dow Chemical Co | 52120 | Dow Chemical Texas Operation | TX | Brazoria | G-61 | CT | OP | 94.5 | 68.3 | 76.1 |  | 10 | 1982 | NG BLQ BLQ BLQ BLQ: NG; N Y Y Y Y: N; Y Y Y Y Y: Y |  | S | 1 | Y | Industrial CHP | 7 | T | N | N | [17 empty] | N
5338 | Dow Chemical Co | 52120 | Dow Chemical Texas Operation | TX | Brazoria | G-63 | CT | OP | 94.5 | 68.3 | 76.1 |  | 8 | 1982 | NG BLQ BLQ BLQ BLQ: NG; N Y Y Y Y: N; Y Y Y Y Y: Y |  | S | 1 | Y | Industrial CHP | 7 | T | N | N | [17 empty] | N
5338 | Dow Chemical Co | 52120 | Dow Chemical Texas Operation | TX | Brazoria | G-64 | CA | OP | 64.8 | 50 | 10 |  | 9 | 1987 | NG BLQ BLQ BLQ BLQ: NG; N Y Y Y Y: N; Y Y Y Y Y: Y |  | S | 1 | Y | Industrial CHP | 7 | T | N | N | [17 empty] | N
5338 | Dow Chemical Co | 52120 | Dow Chemical Texas Operation | TX | Brazoria | G-65 | CA | OP | 111.3 | 95.2 | 95.2 |  | 2 | 1984 | NG BLQ BLQ BLQ BLQ: NG; N Y Y Y Y: N; Y Y Y Y Y: Y |  | S | 1 | Y | Industrial CHP | 7 | T | N | N | [17 empty] | N
5338 | Dow Chemical Co | 52120 | Dow Chemical Texas Operation | TX | Brazoria | G-66 | CT | OP | 119 | 95.6 | 106.5 |  | 12 | 1983 | NG BLQ BLQ BLQ BLQ: NG; N Y Y Y Y: N; Y Y Y Y Y: Y |  | S | 1 | Y | Industrial CHP | 7 | T | N | N | [17 empty] | N
5338 | Dow Chemical Co | 52120 | Dow Chemical Texas Operation | TX | Brazoria | G-67 | CT | OP | 119 | 95.6 | 106.5 |  | 3 | 1984 | NG BLQ BLQ BLQ BLQ: NG; N Y Y Y Y: N; Y Y Y Y Y: Y |  | S | 1 | Y | Industrial CHP | 7 | T | N | N | [17 empty] | N
5338 | Dow Chemical Co | 56152 | Freeport Energy Center | TX | Brazoria | CTG1 | CT | OP | 180 | 169.4 | 188.7 |  | 5 | 2007 | NG BLQ BLQ BLQ BLQ: NG; N Y Y Y Y: N; Y Y Y Y Y: Y |  | W |  | Y | Industrial CHP | 7 | T | N | N | [17 empty] | N
5338 | Dow Chemical Co | 56152 | Freeport Energy Center | TX | Brazoria | STG1 | CA | OP | 80 | 50 | 50 |  | 5 | 2007 | NG BLQ BLQ BLQ BLQ: NG; N Y Y Y Y: N; Y Y Y Y Y: Y |  | W |  | Y | Industrial CHP | 7 | T | Y | N | [17 empty] | N
5347 | Dow Chemical Co | 52006 | LaO Energy Systems | LA | Iberville | GEN1 | CA | OP | 57 | 57 | 57 |  | 6 | 1958 | NG | OG | OTH |  |  |  | N | Y |  | S |  | Y | Industrial CHP | 7 | T | Y | N | [12 empty] | N |  |  |  |  | N
5347 | Dow Chemical Co | 52006 | LaO Energy Systems | LA | Iberville | GEN2 | CA | OP | 88 | 80 | 80 |  | 6 | 1962 | NG | OG | OTH |  |  |  | N | Y |  | S |  | Y | Industrial CHP | 7 | T | Y | N | [12 empty] | N |  |  |  |  | N
5347 | Dow Chemical Co | 52006 | LaO Energy Systems | LA | Iberville | GEN3 | CA | OP | 90 | 94 | 94 |  | 6 | 1966 | NG | OG | OTH |  |  |  | N | Y |  | S |  | Y | Industrial CHP | 7 | T | Y | N | [12 empty] | N |  |  |  |  | N
5347 | Dow Chemical Co | 52006 | LaO Energy Systems | LA | Iberville | GEN4 | CA | OP | 76.5 | 49 | 49 |  | 6 | 1969 | NG | OG | OTH |  |  |  | N | Y |  | S |  | Y | Industrial CHP | 7 | T | Y | N | [12 empty] | N |  |  |  |  | N
5347 | Dow Chemical Co | 52006 | LaO Energy Systems | LA | Iberville | GEN5 | CT | OP | 76.5 | 52 | 65 |  | 11 | 1978 | NG BLQ BLQ BLQ BLQ: NG; N Y Y Y Y: N; Y Y Y Y Y: Y |  | S |  | Y | Industrial CHP | 7 | T | N | N | [17 empty] | N
5347 | Dow Chemical Co | 52006 | LaO Energy Systems | LA | Iberville | GEN6 | CT | OP | 76.5 | 52 | 65 |  | 2 | 1979 | NG BLQ BLQ BLQ BLQ: NG; N Y Y Y Y: N; Y Y Y Y Y: Y |  | S |  | Y | Industrial CHP | 7 | T | N | N | [17 empty] | N
5347 | Dow Chemical Co | 52006 | LaO Energy Systems | LA | Iberville | GEN7 | CT | OP | 125 | 95 | 114 |  | 12 | 1982 | NG BLQ BLQ BLQ BLQ: NG; NG WDS WDS WDS WDS: OG; N Y Y Y Y: Y; Y Y Y Y Y: Y |  | S |  | Y | Industrial CHP | 7 | T | N | N | [15 empty] | 8 | 2014 | N
5347 | Dow Chemical Co | 55419 | Plaquemine Cogeneration Plant | LA | Iberville | G500 | CT | OP | 198 | 151 | 186 |  | 3 | 2004 | NG BLQ BLQ BLQ BLQ: NG; NG WDS WDS WDS WDS: OG; N Y Y Y Y: N; Y Y Y Y Y: Y |  | S |  | Y | Industrial CHP | 7 | T | N | N | [12 empty] | N |  |  |  |  | N
5347 | Dow Chemical Co | 55419 | Plaquemine Cogeneration Plant | LA | Iberville | G600 | CT | OP | 198 | 151 | 186 |  | 3 | 2004 | NG BLQ BLQ BLQ BLQ: NG; NG WDS WDS WDS WDS: OG; N Y Y Y Y: N; Y Y Y Y Y: Y |  | S |  | Y | Industrial CHP | 7 | T | N | N | [12 empty] | N |  |  |  |  | N
5347 | Dow Chemical Co | 55419 | Plaquemine Cogeneration Plant | LA | Iberville | G700 | CT | OP | 198 | 151 | 186 |  | 3 | 2004 | NG BLQ BLQ BLQ BLQ: NG; NG WDS WDS WDS WDS: OG; N Y Y Y Y: N; Y Y Y Y Y: Y |  | S |  | Y | Industrial CHP | 7 | T | N | N | [12 empty] | N |  |  |  |  | N
5347 | Dow Chemical Co | 55419 | Plaquemine Cogeneration Plant | LA | Iberville | G800 | CT | OP | 198 | 151 | 186 |  | 3 | 2004 | NG BLQ BLQ BLQ BLQ: NG; NG WDS WDS WDS WDS: OG; N Y Y Y Y: N; Y Y Y Y Y: Y |  | S |  | Y | Industrial CHP | 7 | T | N | N | [12 empty] | N |  |  |  |  | N
5347 | Dow Chemical Co | 55419 | Plaquemine Cogeneration Plant | LA | Iberville | ST5 | CA | OP | 195 | 189 | 189 |  | 3 | 2004 | NG | OG | OTH |  |  |  | N | Y |  | S |  | Y | Industrial CHP | 7 | T | Y | N | [17 empty] | N
5352 | Dow Chemical Co - St Charles | 50152 | Dow St Charles Operations | LA | St Charles | CGN1 | CT | OP | 125.8 | 100 | 116 |  | 12 | 1996 | NG BLQ BLQ BLQ BLQ: NG; NG WDS WDS WDS WDS: OG; N Y Y Y Y: N; Y Y Y Y Y: Y |  | S |  | Y | Industrial CHP | 7 | T |  | N | [17 empty] | N
5352 | Dow Chemical Co - St Charles | 50152 | Dow St Charles Operations | LA | St Charles | CGN2 | CT | OP | 125.8 | 100 | 116 |  | 1 | 1997 | NG BLQ BLQ BLQ BLQ: NG; NG WDS WDS WDS WDS: OG; N Y Y Y Y: N; Y Y Y Y Y: Y |  | S |  | Y | Industrial CHP | 7 | T |  | N | [17 empty] | N
5352 | Dow Chemical Co - St Charles | 50152 | Dow St Charles Operations | LA | St Charles | CSTG | CA | OP | 50 | 50 | 50 |  | 12 | 2002 | NG BLQ BLQ BLQ BLQ: NG; NG WDS WDS WDS WDS: OG; N Y Y Y Y: N; Y Y Y Y Y: Y |  | S |  | Y | Industrial CHP | 7 | T | Y | N | [17 empty] | N
5352 | Dow Chemical Co - St Charles | 50152 | Dow St Charles Operations | LA | St Charles | CTG | CA | OS | 10 | 10 | 10 |  | 4 | 1987 | NG BLQ BLQ BLQ BLQ: NG; NG WDS WDS WDS WDS: OG; N Y Y Y Y: N; Y Y Y Y Y: Y |  | S |  | Y | Industrial CHP | 7 | T | Y | N | [17 empty] | N
5352 | Dow Chemical Co - St Charles | 50152 | Dow St Charles Operations | LA | St Charles | IGT | CT | OS | 9.6 | 9.6 | 9.6 |  | 3 | 1980 | NG BLQ BLQ BLQ BLQ: NG; NG WDS WDS WDS WDS: OG; N Y Y Y Y: N; Y Y Y Y Y: Y |  | S |  | Y | Industrial CHP | 7 | T |  | N | [17 empty] | N
5352 | Dow Chemical Co - St Charles | 50152 | Dow St Charles Operations | LA | St Charles | STG | CA | OP | 22 | 20 | 20 |  | 2 | 1997 | NG BLQ BLQ BLQ BLQ: NG; NG WDS WDS WDS WDS: OG; N Y Y Y Y: N; Y Y Y Y Y: Y |  | S |  | Y | Industrial CHP | 7 | T | Y | N | [17 empty] | N
5359 | Doyle I LLC | 55244 | Doyle Generating Facility | GA | Walton | CTG1 | GT | SB | 64 | 59.9 | 68.9 |  | 8 | 2000 | NG BLQ BLQ BLQ BLQ: NG; N Y Y Y Y: N; Y Y Y Y Y: Y | Y | S |  | N | IPP Non-CHP | 2 |  | N | N | [17 empty] | N
5359 | Doyle I LLC | 55244 | Doyle Generating Facility | GA | Walton | CTG2 | GT | SB | 71.8 | 59.4 | 67.9 |  | 5 | 2000 | NG BLQ BLQ BLQ BLQ: NG; N Y Y Y Y: N; Y Y Y Y Y: Y | Y | S |  | N | IPP Non-CHP | 2 |  | N | N | [17 empty] | N
5359 | Doyle I LLC | 55244 | Doyle Generating Facility | GA | Walton | CTG3 | GT | SB | 71.8 | 59.9 | 69.7 |  | 5 | 2000 | NG BLQ BLQ BLQ BLQ: NG; N Y Y Y Y: N; Y Y Y Y Y: Y | Y | S |  | N | IPP Non-CHP | 2 |  | N | N | [17 empty] | N
5359 | Doyle I LLC | 55244 | Doyle Generating Facility | GA | Walton | CTG4 | GT | SB | 100.7 | 73.8 | 84.9 |  | 6 | 2000 | NG BLQ BLQ BLQ BLQ: NG; N Y Y Y Y: N; Y Y Y Y Y: Y | Y | S |  | N | IPP Non-CHP | 2 |  | N | N | [17 empty] | N
5359 | Doyle I LLC | 55244 | Doyle Generating Facility | GA | Walton | CTG5 | GT | SB | 100.7 | 73.9 | 84.3 |  | 7 | 2000 | NG BLQ BLQ BLQ BLQ: NG; N Y Y Y Y: N; Y Y Y Y Y: Y | Y | S |  | N | IPP Non-CHP | 2 |  | N | N | [17 empty] | N
5374 | Dow Chemical Company-Oyster Creek VIII | 54676 | Oyster Creek Unit VIII | TX | Brazoria | G81 | CT | OP | 99 | 73 | 90 |  | 10 | 1994 | NG BLQ BLQ BLQ BLQ: NG; NG WDS WDS WDS WDS: OG; N Y Y Y Y: N; Y Y Y Y Y: N |  | J |  | Y | IPP CHP | 3 | T | N | N | [17 empty] | N
5374 | Dow Chemical Company-Oyster Creek VIII | 54676 | Oyster Creek Unit VIII | TX | Brazoria | G82 | CT | OP | 99 | 73 | 90 |  | 10 | 1994 | NG BLQ BLQ BLQ BLQ: NG; NG WDS WDS WDS WDS: OG; N Y Y Y Y: N; Y Y Y Y Y: N |  | J |  | Y | IPP CHP | 3 | T | N | N | [17 empty] | N
5374 | Dow Chemical Company-Oyster Creek VIII | 54676 | Oyster Creek Unit VIII | TX | Brazoria | G83 | CT | OP | 99 | 73 | 90 |  | 10 | 1994 | NG BLQ BLQ BLQ BLQ: NG; NG WDS WDS WDS WDS: OG; N Y Y Y Y: N; Y Y Y Y Y: N |  | J |  | Y | IPP CHP | 3 | T | N | N | [17 empty] | N
5374 | Dow Chemical Company-Oyster Creek VIII | 54676 | Oyster Creek Unit VIII | TX | Brazoria | G84 | CA | OP | 200.9 | 160 | 160 |  | 10 | 1994 | NG BLQ BLQ BLQ BLQ: NG; NG WDS WDS WDS WDS: OG; N Y Y Y Y: N; Y Y Y Y Y: N |  | J |  | Y | IPP CHP | 3 | T | Y | N | [17 empty] | N
5385 | Dry Creek LLC | 54394 | Dry Creek Project | ID | Butte | GEN1 | HY | OP | 3.6 | 2.5 | 1.5 |  | 12 | 1987 | NG BLQ BLQ BLQ BLQ: WAT; N Y Y Y Y: N; Y Y Y Y Y: Y |  | S | 0 | N | IPP Non-CHP | 2 |  | N | N
5416 | Duke Energy Carolinas, LLC | 2718 | G G Allen | NC | Gaston | 1 | ST | OP | 165 | 162 | 167 |  | 6 | 1957 | NG BLQ BLQ BLQ BLQ: BIT; N Y Y Y Y: N; Y Y Y Y Y: Y |  | S |  | N | Electric Utility | 1 |  | N | N | [17 empty] | N | Y | [5 empty] | DFO
5416 | Duke Energy Carolinas, LLC | 2718 | G G Allen | NC | Gaston | 2 | ST | OP | 165 | 162 | 167 |  | 11 | 1957 | NG BLQ BLQ BLQ BLQ: BIT; N Y Y Y Y: N; Y Y Y Y Y: Y |  | S |  | N | Electric Utility | 1 |  | N | N | [17 empty] | N | Y | [5 empty] | DFO
5416 | Duke Energy Carolinas, LLC | 2718 | G G Allen | NC | Gaston | 3 | ST | OP | 275 | 261 | 270 |  | 10 | 1959 | NG BLQ BLQ BLQ BLQ: BIT; N Y Y Y Y: N; Y Y Y Y Y: Y |  | S |  | N | Electric Utility | 1 |  | N | N | [17 empty] | N | Y | [5 empty] | DFO
5416 | Duke Energy Carolinas, LLC | 2718 | G G Allen | NC | Gaston | 4 | ST | OP | 275 | 276 | 282 |  | 10 | 1960 | NG BLQ BLQ BLQ BLQ: BIT; N Y Y Y Y: N; Y Y Y Y Y: Y |  | S |  | N | Electric Utility | 1 |  | N | N | [17 empty] | N | Y | [5 empty] | DFO
5416 | Duke Energy Carolinas, LLC | 2718 | G G Allen | NC | Gaston | 5 | ST | OP | 275 | 266 | 275 |  | 7 | 1961 | NG BLQ BLQ BLQ BLQ: BIT; N Y Y Y Y: N; Y Y Y Y Y: Y |  | S |  | N | Electric Utility | 1 |  | N | N | [17 empty] | N | Y | [5 empty] | DFO
5416 | Duke Energy Carolinas, LLC | 2719 | Bridgewater | NC | Burke | 1 | HY | OP | 13 | 15 | 15 |  | 5 | 1919 | NG BLQ BLQ BLQ BLQ: WAT; N Y Y Y Y: N; Y Y Y Y Y: Y |  | S |  | N | Electric Utility | 1 |  | N | N | [17 empty] | N
5416 | Duke Energy Carolinas, LLC | 2719 | Bridgewater | NC | Burke | 2 | HY | OP | 13 | 15 | 15 |  | 5 | 1919 | NG BLQ BLQ BLQ BLQ: WAT; N Y Y Y Y: N; Y Y Y Y Y: Y |  | S |  | N | Electric Utility | 1 |  | N | N | [17 empty] | N
5416 | Duke Energy Carolinas, LLC | 2719 | Bridgewater | NC | Burke | 3 | HY | OP | 1.7 | 1.5 | 1.5 |  | 11 | 2011 | NG BLQ BLQ BLQ BLQ: WAT; N Y Y Y Y: N; Y Y Y Y Y: Y |  | S |  | N | Electric Utility | 1 |  |  | N | [17 empty] | N
5416 | Duke Energy Carolinas, LLC | 2720 | Buck | NC | Rowan | 5 | ST | OP | 125 | 128 | 131 |  | 9 | 1953 | NG BLQ BLQ BLQ BLQ: BIT; NG WDS WDS WDS WDS: DFO; N Y Y Y Y: N; Y Y Y Y Y: Y |  | S |  | N | Electric Utility | 1 |  | N | N | [12 empty] | N |  |  | 4 | 2013 | N | Y | [5 empty] | DFO
5416 | Duke Energy Carolinas, LLC | 2720 | Buck | NC | Rowan | 6 | ST | OP | 125 | 128 | 131 |  | 12 | 1953 | NG BLQ BLQ BLQ BLQ: BIT; NG WDS WDS WDS WDS: DFO; N Y Y Y Y: N; Y Y Y Y Y: Y |  | S |  | N | Electric Utility | 1 |  | N | N | [12 empty] | N |  |  | 4 | 2013 | N | Y | [5 empty] | DFO
5416 | Duke Energy Carolinas, LLC | 2720 | Buck | NC | Rowan | CT11 | CT | OP | 185.3 | 165 | 170 |  | 11 | 2011 | NG BLQ BLQ BLQ BLQ: NG; NG WDS WDS WDS WDS: DFO; N Y Y Y Y: Y; Y Y Y Y Y: Y |  | S |  | N | Electric Utility | 1 |  |  | N
5416 | Duke Energy Carolinas, LLC | 2720 | Buck | NC | Rowan | CT12 | CT | OP | 185.3 | 165 | 170 |  | 11 | 2011 | NG BLQ BLQ BLQ BLQ: NG; NG WDS WDS WDS WDS: DFO; N Y Y Y Y: Y; Y Y Y Y Y: Y |  | S |  | N | Electric Utility | 1 |  | N | N
5416 | Duke Energy Carolinas, LLC | 2720 | Buck | NC | Rowan | ST10 | CA | OP | 320.5 | 290 | 300 |  | 11 | 2011 | NG BLQ BLQ BLQ BLQ: NG; N Y Y Y Y: N; Y Y Y Y Y: Y |  | S |  | N | Electric Utility | 1 |  | Y | N
5416 | Duke Energy Carolinas, LLC | 2721 | Cliffside | NC | Cleveland | 5 | ST | OP | 570.9 | 552 | 556 |  | 6 | 1972 | NG BLQ BLQ BLQ BLQ: BIT; N Y Y Y Y: N; Y Y Y Y Y: Y |  | S |  | N | Electric Utility | 1 |  | N | N | [17 empty] | N | Y | [5 empty] | DFO
5416 | Duke Energy Carolinas, LLC | 2721 | Cliffside | NC | Cleveland | 6 | ST | OP | 909.5 | 825 | 825 |  | 12 | 2012 | NG BLQ BLQ BLQ BLQ: BIT; N Y Y Y Y: N; Y Y Y Y Y: Y |  | S |  | N | Electric Utility | 1 |  | N | N | [12 empty] | N |  |  |  |  | N | Y | [5 empty] | DFO
5416 | Duke Energy Carolinas, LLC | 2722 | Cowans Ford | NC | Lincoln | 1 | HY | OP | 87.5 | 81.3 | 81.3 |  | 9 | 1963 | NG BLQ BLQ BLQ BLQ: WAT; N Y Y Y Y: N; Y Y Y Y Y: Y |  | S | 0 | N | Electric Utility | 1 |  | N | N | [17 empty] | N
5416 | Duke Energy Carolinas, LLC | 2722 | Cowans Ford | NC | Lincoln | 2 | HY | OP | 87.5 | 81.3 | 81.3 |  | 9 | 1963 | NG BLQ BLQ BLQ BLQ: WAT; N Y Y Y Y: N; Y Y Y Y Y: Y |  | S | 0 | N | Electric Utility | 1 |  | N | N | [17 empty] | N
5416 | Duke Energy Carolinas, LLC | 2722 | Cowans Ford | NC | Lincoln | 3 | HY | OP | 87.5 | 81.3 | 81.3 |  | 9 | 1963 | NG BLQ BLQ BLQ BLQ: WAT; N Y Y Y Y: N; Y Y Y Y Y: Y |  | S | 0 | N | Electric Utility | 1 |  | N | N | [17 empty] | N
5416 | Duke Energy Carolinas, LLC | 2722 | Cowans Ford | NC | Lincoln | 4 | HY | OP | 87.5 | 81.3 | 81.3 |  | 4 | 1967 | NG BLQ BLQ BLQ BLQ: WAT; N Y Y Y Y: N; Y Y Y Y Y: Y |  | S | 0 | N | Electric Utility | 1 |  | N | N | [17 empty] | N
5416 | Duke Energy Carolinas, LLC | 2723 | Dan River | NC | Rockingham | CT8 | CT | OP | 185.3 | 165 | 170 |  | 12 | 2012 | NG BLQ BLQ BLQ BLQ: NG; NG WDS WDS WDS WDS: DFO; N Y Y Y Y: Y; Y Y Y Y Y: Y |  | S |  | N | Electric Utility | 1 |  |  | N
5416 | Duke Energy Carolinas, LLC | 2723 | Dan River | NC | Rockingham | CT9 | CT | OP | 185.3 | 165 | 170 |  | 12 | 2012 | NG BLQ BLQ BLQ BLQ: NG; NG WDS WDS WDS WDS: DFO; N Y Y Y Y: Y; Y Y Y Y Y: Y |  | S |  | N | Electric Utility | 1 |  |  | N
5416 | Duke Energy Carolinas, LLC | 2723 | Dan River | NC | Rockingham | ST7 | CA | OP | 320.5 | 290 | 300 |  | 12 | 2012 | NG BLQ BLQ BLQ BLQ: NG; N Y Y Y Y: N; Y Y Y Y Y: Y |  | S |  | N | Electric Utility | 1 |  | Y | N
5416 | Duke Energy Carolinas, LLC | 2726 | Lookout Shoals | NC | Iredell | 1 | HY | OP | 8.6 | 9.3 | 9.3 |  | 12 | 1915 | NG BLQ BLQ BLQ BLQ: WAT; N Y Y Y Y: N; Y Y Y Y Y: Y |  | S | 0 | N | Electric Utility | 1 |  | N | N | [17 empty] | N
5416 | Duke Energy Carolinas, LLC | 2726 | Lookout Shoals | NC | Iredell | 2 | HY | OP | 8.6 | 9.3 | 9.3 |  | 12 | 1915 | NG BLQ BLQ BLQ BLQ: WAT; N Y Y Y Y: N; Y Y Y Y Y: Y |  | S | 0 | N | Electric Utility | 1 |  | N | N | [17 empty] | N
5416 | Duke Energy Carolinas, LLC | 2726 | Lookout Shoals | NC | Iredell | 3 | HY | OP | 8.6 | 9.3 | 9.3 |  | 12 | 1915 | NG BLQ BLQ BLQ BLQ: WAT; N Y Y Y Y: N; Y Y Y Y Y: Y |  | S | 0 | N | Electric Utility | 1 |  | N | N | [17 empty] | N
5416 | Duke Energy Carolinas, LLC | 2727 | Marshall | NC | Catawba | 1 | ST | OP | 350 | 380 | 380 |  | 3 | 1965 | NG BLQ BLQ BLQ BLQ: BIT; N Y Y Y Y: N; Y Y Y Y Y: Y |  | S |  | N | Electric Utility | 1 |  | N | N | [17 empty] | N | Y | [5 empty] | DFO
5416 | Duke Energy Carolinas, LLC | 2727 | Marshall | NC | Catawba | 2 | ST | OP | 350 | 380 | 380 |  | 4 | 1966 | NG BLQ BLQ BLQ BLQ: BIT; N Y Y Y Y: N; Y Y Y Y Y: Y |  | S |  | N | Electric Utility | 1 |  | N | N | [17 empty] | N | Y | [5 empty] | DFO
5416 | Duke Energy Carolinas, LLC | 2727 | Marshall | NC | Catawba | 3 | ST | OP | 648 | 658 | 658 |  | 5 | 1969 | NG BLQ BLQ BLQ BLQ: BIT; N Y Y Y Y: N; Y Y Y Y Y: Y |  | S |  | N | Electric Utility | 1 |  | N | N | [17 empty] | N | Y | [5 empty] | DFO
5416 | Duke Energy Carolinas, LLC | 2727 | Marshall | NC | Catawba | 4 | ST | OP | 648 | 660 | 660 |  | 5 | 1970 | NG BLQ BLQ BLQ BLQ: BIT; N Y Y Y Y: N; Y Y Y Y Y: Y |  | S |  | N | Electric Utility | 1 |  | N | N | [17 empty] | N | Y | [5 empty] | DFO
5416 | Duke Energy Carolinas, LLC | 2728 | Mountain Island | NC | Gaston | 1 | HY | OP | 15 | 14 | 14 |  | 12 | 1923 | NG BLQ BLQ BLQ BLQ: WAT; N Y Y Y Y: N; Y Y Y Y Y: Y |  | S | 0 | N | Electric Utility | 1 |  | N | N | [17 empty] | N
5416 | Duke Energy Carolinas, LLC | 2728 | Mountain Island | NC | Gaston | 2 | HY | OP | 15 | 14 | 14 |  | 12 | 1923 | NG BLQ BLQ BLQ BLQ: WAT; N Y Y Y Y: N; Y Y Y Y Y: Y |  | S | 0 | N | Electric Utility | 1 |  | N | N | [17 empty] | N
5416 | Duke Energy Carolinas, LLC | 2728 | Mountain Island | NC | Gaston | 3 | HY | OP | 15 | 17 | 17 |  | 12 | 1923 | NG BLQ BLQ BLQ BLQ: WAT; N Y Y Y Y: N; Y Y Y Y Y: Y |  | S | 0 | N | Electric Utility | 1 |  | N | N | [17 empty] | N
5416 | Duke Energy Carolinas, LLC | 2728 | Mountain Island | NC | Gaston | 4 | HY | OP | 15 | 17 | 17 |  | 12 | 1923 | NG BLQ BLQ BLQ BLQ: WAT; N Y Y Y Y: N; Y Y Y Y Y: Y |  | S | 0 | N | Electric Utility | 1 |  | N | N | [17 empty] | N
5416 | Duke Energy Carolinas, LLC | 2729 | Oxford | NC | Catawba | 1 | HY | OP | 18 | 20 | 20 |  | 4 | 1928 | NG BLQ BLQ BLQ BLQ: WAT; N Y Y Y Y: N; Y Y Y Y Y: Y |  | S | 0 | N | Electric Utility | 1 |  | N | N | [17 empty] | N
5416 | Duke Energy Carolinas, LLC | 2729 | Oxford | NC | Catawba | 2 | HY | OP | 18 | 20 | 20 |  | 4 | 1928 | NG BLQ BLQ BLQ BLQ: WAT; N Y Y Y Y: N; Y Y Y Y Y: Y |  | S | 0 | N | Electric Utility | 1 |  | N | N | [17 empty] | N
5416 | Duke Energy Carolinas, LLC | 2730 | Rhodhiss | NC | Caldwell | 1 | HY | OP | 8.5 | 9.5 | 9.5 |  | 2 | 1925 | NG BLQ BLQ BLQ BLQ: WAT; N Y Y Y Y: N; Y Y Y Y Y: Y |  | S | 0 | N | Electric Utility | 1 |  | N | N | [17 empty] | N
5416 | Duke Energy Carolinas, LLC | 2730 | Rhodhiss | NC | Caldwell | 2 | HY | OP | 8.5 | 11.5 | 11.5 |  | 2 | 1925 | NG BLQ BLQ BLQ BLQ: WAT; N Y Y Y Y: N; Y Y Y Y Y: Y |  | S | 0 | N | Electric Utility | 1 |  | N | N | [17 empty] | N
5416 | Duke Energy Carolinas, LLC | 2730 | Rhodhiss | NC | Caldwell | 3 | HY | OP | 8.5 | 9 | 9 |  | 2 | 1925 | NG BLQ BLQ BLQ BLQ: WAT; N Y Y Y Y: N; Y Y Y Y Y: Y |  | S | 0 | N | Electric Utility | 1 |  | N | N | [17 empty] | N
5416 | Duke Energy Carolinas, LLC | 2732 | Riverbend | NC | Gaston | 4 | ST | OP | 100 | 94 | 96 |  | 10 | 1952 | NG BLQ BLQ BLQ BLQ: BIT; N Y Y Y Y: N; Y Y Y Y Y: Y |  | S |  | N | Electric Utility | 1 |  | N | Y | [12 empty] | N |  |  | 4 | 2013 | N | Y | [5 empty] | DFO
5416 | Duke Energy Carolinas, LLC | 2732 | Riverbend | NC | Gaston | 5 | ST | OP | 100 | 94 | 96 |  | 11 | 1952 | NG BLQ BLQ BLQ BLQ: BIT; N Y Y Y Y: N; Y Y Y Y Y: Y |  | S |  | N | Electric Utility | 1 |  | N | Y | [12 empty] | N |  |  | 4 | 2013 | N | Y | [5 empty] | DFO
5416 | Duke Energy Carolinas, LLC | 2732 | Riverbend | NC | Gaston | 6 | ST | OP | 133 | 133 | 136 |  | 8 | 1954 | NG BLQ BLQ BLQ BLQ: BIT; N Y Y Y Y: N; Y Y Y Y Y: Y |  | S |  | N | Electric Utility | 1 |  | N | Y | [12 empty] | N |  |  | 4 | 2013 | N | Y | [5 empty] | DFO
5416 | Duke Energy Carolinas, LLC | 2732 | Riverbend | NC | Gaston | 7 | ST | OP | 133 | 133 | 136 |  | 11 | 1954 | NG BLQ BLQ BLQ BLQ: BIT; N Y Y Y Y: N; Y Y Y Y Y: Y |  | S |  | N | Electric Utility | 1 |  | N | Y | [12 empty] | N |  |  | 4 | 2013 | N | Y | [5 empty] | DFO
5416 | Duke Energy Carolinas, LLC | 2736 | Tuxedo | NC | Henderson | 1 | HY | OP | 2.5 | 3.2 | 3.2 |  | 6 | 1920 | NG BLQ BLQ BLQ BLQ: WAT; N Y Y Y Y: N; Y Y Y Y Y: Y |  | S | 0 | N | Electric Utility | 1 |  | N | N | [17 empty] | N
5416 | Duke Energy Carolinas, LLC | 2736 | Tuxedo | NC | Henderson | 2 | HY | OP | 2.5 | 3.2 | 3.2 |  | 6 | 1920 | NG BLQ BLQ BLQ BLQ: WAT; N Y Y Y Y: N; Y Y Y Y Y: Y |  | S | 0 | N | Electric Utility | 1 |  | N | N | [17 empty] | N
5416 | Duke Energy Carolinas, LLC | 2741 | Bear Creek | NC | Jackson | 1 | HY | OP | 9 | 9.5 | 9.5 |  | 3 | 1954 | NG BLQ BLQ BLQ BLQ: WAT; N Y Y Y Y: N; Y Y Y Y Y: Y |  | S | 0 | N | Electric Utility | 1 |  | N | N | [17 empty] | N
5416 | Duke Energy Carolinas, LLC | 2743 | Cedar Cliff | NC | Jackson | 1 | HY | OP | 6.4 | 6.4 | 6.4 |  | 1 | 1952 | NG BLQ BLQ BLQ BLQ: WAT; N Y Y Y Y: N; Y Y Y Y Y: Y |  | S | 0 | N | Electric Utility | 1 |  | N | N | [17 empty] | N
5416 | Duke Energy Carolinas, LLC | 2745 | Franklin | NC | Macon | 1 | HY | OP | 0.5 | 0.5 | 0.5 |  | 1 | 1925 | NG BLQ BLQ BLQ BLQ: WAT; N Y Y Y Y: N; Y Y Y Y Y: Y |  | S | 0 | N | Electric Utility | 1 |  | N | N | [17 empty] | N
5416 | Duke Energy Carolinas, LLC | 2745 | Franklin | NC | Macon | 2 | HY | OP | 0.5 | 0.6 | 0.6 |  | 1 | 1925 | NG BLQ BLQ BLQ BLQ: WAT; N Y Y Y Y: N; Y Y Y Y Y: Y |  | S |  | N | Electric Utility | 1 |  |  | N
5416 | Duke Energy Carolinas, LLC | 2746 | Mission | NC | Clay | 1 | HY | OP | 0.6 | 0.6 | 0.6 |  | 12 | 1924 | NG BLQ BLQ BLQ BLQ: WAT; N Y Y Y Y: N; Y Y Y Y Y: Y |  | S | 0 | N | Electric Utility | 1 |  | N | N | [17 empty] | N
5416 | Duke Energy Carolinas, LLC | 2746 | Mission | NC | Clay | 2 | HY | OP | 0.6 | 0.6 | 0.6 |  | 12 | 1924 | NG BLQ BLQ BLQ BLQ: WAT; N Y Y Y Y: N; Y Y Y Y Y: Y |  | S | 0 | N | Electric Utility | 1 |  | N | N | [17 empty] | N
5416 | Duke Energy Carolinas, LLC | 2746 | Mission | NC | Clay | 3 | HY | OP | 0.6 | 0.6 | 0.6 |  | 1 | 1943 | NG BLQ BLQ BLQ BLQ: WAT; N Y Y Y Y: N; Y Y Y Y Y: Y |  | S | 0 | N | Electric Utility | 1 |  | N | N | [17 empty] | N
5416 | Duke Energy Carolinas, LLC | 2747 | Nantahala | NC | Macon | 1 | HY | OP | 43.2 | 50 | 50 |  | 7 | 1942 | NG BLQ BLQ BLQ BLQ: WAT; N Y Y Y Y: N; Y Y Y Y Y: Y |  | S | 0 | N | Electric Utility | 1 |  | N | N | [17 empty] | N
5416 | Duke Energy Carolinas, LLC | 2749 | Tennessee Creek | NC | Jackson | 1 | HY | OP | 10.8 | 9.8 | 9.8 |  | 5 | 1955 | NG BLQ BLQ BLQ BLQ: WAT; N Y Y Y Y: N; Y Y Y Y Y: Y |  | S | 0 | N | Electric Utility | 1 |  | N | N | [17 empty] | N
5416 | Duke Energy Carolinas, LLC | 2750 | Thorpe | NC | Jackson | 1 | HY | OP | 21.6 | 19.7 | 19.7 |  | 10 | 1941 | NG BLQ BLQ BLQ BLQ: WAT; N Y Y Y Y: N; Y Y Y Y Y: Y |  | S | 0 | N | Electric Utility | 1 |  | N | N | [17 empty] | N
5416 | Duke Energy Carolinas, LLC | 2751 | Tuckasegee | NC | Jackson | 1 | HY | OP | 3 | 2.5 | 2.5 |  | 5 | 1950 | NG BLQ BLQ BLQ BLQ: WAT; N Y Y Y Y: N; Y Y Y Y Y: Y |  | S |  | N | Electric Utility | 1 |  | N | N | [17 empty] | N
5416 | Duke Energy Carolinas, LLC | 3255 | Cedar Creek | SC | Lancaster | 1 | HY | OP | 15 | 15 | 15 |  | 8 | 1926 | NG BLQ BLQ BLQ BLQ: WAT; N Y Y Y Y: N; Y Y Y Y Y: Y |  | S | 0 | N | Electric Utility | 1 |  | N | N | [17 empty] | N
5416 | Duke Energy Carolinas, LLC | 3255 | Cedar Creek | SC | Lancaster | 2 | HY | OP | 15 | 15 | 15 |  | 8 | 1926 | NG BLQ BLQ BLQ BLQ: WAT; N Y Y Y Y: N; Y Y Y Y Y: Y |  | S | 0 | N | Electric Utility | 1 |  | N | N | [17 empty] | N
5416 | Duke Energy Carolinas, LLC | 3255 | Cedar Creek | SC | Lancaster | 3 | HY | OP | 15 | 15 | 15 |  | 8 | 1926 | NG BLQ BLQ BLQ BLQ: WAT; N Y Y Y Y: N; Y Y Y Y Y: Y |  | S | 0 | N | Electric Utility | 1 |  | N | N | [17 empty] | N
5416 | Duke Energy Carolinas, LLC | 3256 | Dearborn | SC | Chester | 1 | HY | OP | 15 | 14 | 14 |  | 3 | 1923 | NG BLQ BLQ BLQ BLQ: WAT; N Y Y Y Y: N; Y Y Y Y Y: Y |  | S | 0 | N | Electric Utility | 1 |  | N | N | [17 empty] | N
5416 | Duke Energy Carolinas, LLC | 3256 | Dearborn | SC | Chester | 2 | HY | OP | 15 | 14 | 14 |  | 3 | 1923 | NG BLQ BLQ BLQ BLQ: WAT; N Y Y Y Y: N; Y Y Y Y Y: Y |  | S | 0 | N | Electric Utility | 1 |  | N | N | [17 empty] | N
5416 | Duke Energy Carolinas, LLC | 3256 | Dearborn | SC | Chester | 3 | HY | OP | 15 | 14 | 14 |  | 3 | 1923 | NG BLQ BLQ BLQ BLQ: WAT; N Y Y Y Y: N; Y Y Y Y Y: Y |  | S | 0 | N | Electric Utility | 1 |  | N | N | [17 empty] | N
5416 | Duke Energy Carolinas, LLC | 3257 | Fishing Creek | SC | Chester | 1 | HY | OP | 9.3 | 11 | 11 |  | 11 | 1916 | NG BLQ BLQ BLQ BLQ: WAT; N Y Y Y Y: N; Y Y Y Y Y: Y |  | S | 0 | N | Electric Utility | 1 |  | N | N | [17 empty] | N
5416 | Duke Energy Carolinas, LLC | 3257 | Fishing Creek | SC | Chester | 2 | HY | OP | 8.8 | 9.5 | 9.5 |  | 11 | 1916 | NG BLQ BLQ BLQ BLQ: WAT; N Y Y Y Y: N; Y Y Y Y Y: Y |  | S | 0 | N | Electric Utility | 1 |  | N | N | [17 empty] | N
5416 | Duke Energy Carolinas, LLC | 3257 | Fishing Creek | SC | Chester | 3 | HY | OP | 8.8 | 9.5 | 9.5 |  | 11 | 1916 | NG BLQ BLQ BLQ BLQ: WAT; N Y Y Y Y: N; Y Y Y Y Y: Y |  | S | 0 | N | Electric Utility | 1 |  | N | N | [17 empty] | N
5416 | Duke Energy Carolinas, LLC | 3257 | Fishing Creek | SC | Chester | 4 | HY | OP | 9.4 | 11 | 11 |  | 11 | 1916 | NG BLQ BLQ BLQ BLQ: WAT; N Y Y Y Y: N; Y Y Y Y Y: Y |  | S | 0 | N | Electric Utility | 1 |  | N | N
5416 | Duke Energy Carolinas, LLC | 3257 | Fishing Creek | SC | Chester | 5 | HY | OP | 6 | 8 | 8 |  | 11 | 1916 | NG BLQ BLQ BLQ BLQ: WAT; N Y Y Y Y: N; Y Y Y Y Y: Y |  | S | 0 | N | Electric Utility | 1 |  | N | N
5416 | Duke Energy Carolinas, LLC | 3258 | Gaston Shoals | SC | Cherokee | 3 | HY | OP | 1.4 | 1 | 1 |  | 8 | 1908 | NG BLQ BLQ BLQ BLQ: WAT; N Y Y Y Y: N; Y Y Y Y Y: Y |  | S | 0 | N | Electric Utility | 1 |  | N | N | [17 empty] | N
5416 | Duke Energy Carolinas, LLC | 3258 | Gaston Shoals | SC | Cherokee | 4 | HY | OP | 1.4 | 1 | 1 |  | 8 | 1908 | NG BLQ BLQ BLQ BLQ: WAT; N Y Y Y Y: N; Y Y Y Y Y: Y |  | S | 0 | N | Electric Utility | 1 |  | N | N | [17 empty] | N
5416 | Duke Energy Carolinas, LLC | 3258 | Gaston Shoals | SC | Cherokee | 5 | HY | OP | 1.4 | 1 | 1 |  | 5 | 1908 | NG BLQ BLQ BLQ BLQ: WAT; N Y Y Y Y: N; Y Y Y Y Y: Y |  | S | 0 | N | Electric Utility | 1 |  | N | N | [17 empty] | N
5416 | Duke Energy Carolinas, LLC | 3258 | Gaston Shoals | SC | Cherokee | 6 | HY | OP | 2.5 | 1.7 | 1.7 |  | 8 | 1927 | NG BLQ BLQ BLQ BLQ: WAT; N Y Y Y Y: N; Y Y Y Y Y: Y |  | S | 0 | N | Electric Utility | 1 |  | N | N | [17 empty] | N
5416 | Duke Energy Carolinas, LLC | 3259 | Great Falls | SC | Chester | 1 | HY | OP | 3 | 3 | 3 |  | 4 | 1907 | NG BLQ BLQ BLQ BLQ: WAT; N Y Y Y Y: N; Y Y Y Y Y: Y |  | S | 0 | N | Electric Utility | 1 |  | N | N | [17 empty] | N
5416 | Duke Energy Carolinas, LLC | 3259 | Great Falls | SC | Chester | 2 | HY | OP | 3 | 3 | 3 |  | 4 | 1907 | NG BLQ BLQ BLQ BLQ: WAT; N Y Y Y Y: N; Y Y Y Y Y: Y |  | S | 0 | N | Electric Utility | 1 |  | N | N | [17 empty] | N
5416 | Duke Energy Carolinas, LLC | 3259 | Great Falls | SC | Chester | 3 | HY | OP | 3 | 3 | 3 |  | 4 | 1907 | NG BLQ BLQ BLQ BLQ: WAT; N Y Y Y Y: N; Y Y Y Y Y: Y |  | S | 0 | N | Electric Utility | 1 |  | N | N | [17 empty] | N
5416 | Duke Energy Carolinas, LLC | 3259 | Great Falls | SC | Chester | 4 | HY | OP | 3 | 3 | 3 |  | 4 | 1907 | NG BLQ BLQ BLQ BLQ: WAT; N Y Y Y Y: N; Y Y Y Y Y: Y |  | S | 0 | N | Electric Utility | 1 |  | N | N | [17 empty] | N
5416 | Duke Energy Carolinas, LLC | 3259 | Great Falls | SC | Chester | 5 | HY | OP | 3 | 3 | 3 |  | 4 | 1907 | NG BLQ BLQ BLQ BLQ: WAT; N Y Y Y Y: N; Y Y Y Y Y: Y |  | S | 0 | N | Electric Utility | 1 |  | N | N | [17 empty] | N
5416 | Duke Energy Carolinas, LLC | 3259 | Great Falls | SC | Chester | 6 | HY | OP | 3 | 3 | 3 |  | 4 | 1907 | NG BLQ BLQ BLQ BLQ: WAT; N Y Y Y Y: N; Y Y Y Y Y: Y |  | S | 0 | N | Electric Utility | 1 |  | N | N | [17 empty] | N
5416 | Duke Energy Carolinas, LLC | 3259 | Great Falls | SC | Chester | 7 | HY | OP | 3 | 3 | 3 |  | 4 | 1907 | NG BLQ BLQ BLQ BLQ: WAT; N Y Y Y Y: N; Y Y Y Y Y: Y |  | S | 0 | N | Electric Utility | 1 |  | N | N | [17 empty] | N
5416 | Duke Energy Carolinas, LLC | 3259 | Great Falls | SC | Chester | 8 | HY | OP | 3 | 3 | 3 |  | 4 | 1907 | NG BLQ BLQ BLQ BLQ: WAT; N Y Y Y Y: N; Y Y Y Y Y: Y |  | S | 0 | N | Electric Utility | 1 |  | N | N | [17 empty] | N
5416 | Duke Energy Carolinas, LLC | 3262 | Jocassee | SC | Pickens | 1 | PS | OP | 153 | 195 | 195 |  | 12 | 1973 | NG BLQ BLQ BLQ BLQ: WAT; N Y Y Y Y: N; Y Y Y Y Y: Y |  | S | 0 | N | Electric Utility | 1 |  | N | [13 empty] | N |  |  |  |  | N
5416 | Duke Energy Carolinas, LLC | 3262 | Jocassee | SC | Pickens | 2 | PS | OP | 153 | 195 | 195 |  | 12 | 1973 | NG BLQ BLQ BLQ BLQ: WAT; N Y Y Y Y: N; Y Y Y Y Y: Y |  | S | 0 | N | Electric Utility | 1 |  | N | [13 empty] | N |  |  |  |  | N
5416 | Duke Energy Carolinas, LLC | 3262 | Jocassee | SC | Pickens | 3 | PS | OP | 153 | 195 | 195 |  | 5 | 1975 | NG BLQ BLQ BLQ BLQ: WAT; N Y Y Y Y: N; Y Y Y Y Y: Y |  | S |  | N | Electric Utility | 1 |  | N | N | [12 empty] | N |  |  |  |  | N
5416 | Duke Energy Carolinas, LLC | 3262 | Jocassee | SC | Pickens | 4 | PS | OP | 153 | 195 | 195 |  | 5 | 1975 | NG BLQ BLQ BLQ BLQ: WAT; N Y Y Y Y: N; Y Y Y Y Y: Y |  | S | 0 | N | Electric Utility | 1 |  | N | N | [12 empty] | N |  |  |  |  | N
5416 | Duke Energy Carolinas, LLC | 3264 | W S Lee | SC | Anderson | 1 | ST | OP | 90 | 100 | 100 |  | 3 | 1951 | BIT | DFO | WDS |  |  |  | N | Y |  | S |  | N | Electric Utility | 1 |  | N | Y | [12 empty] | Y |  |  | 4 | 2016 | N | Y | [5 empty] | DFO
5416 | Duke Energy Carolinas, LLC | 3264 | W S Lee | SC | Anderson | 2 | ST | OP | 90 | 100 | 102 |  | 7 | 1951 | NG BLQ BLQ BLQ BLQ: BIT; NG WDS WDS WDS WDS: WDS; N Y Y Y Y: N; Y Y Y Y Y: Y |  | S |  | N | Electric Utility | 1 |  | N | Y | [12 empty] | Y |  |  | 4 | 2016 | N | Y | [5 empty] | DFO
5416 | Duke Energy Carolinas, LLC | 3264 | W S Lee | SC | Anderson | 3 | ST | OP | 175 | 170 | 170 |  | 12 | 1958 | NG BLQ BLQ BLQ BLQ: BIT; NG WDS WDS WDS WDS: WDS; N Y Y Y Y: N; Y Y Y Y Y: Y |  | S |  | N | Electric Utility | 1 |  | N | Y | [12 empty] | Y | 1 | 2015 |  |  | N | Y | [5 empty] | DFO
5416 | Duke Energy Carolinas, LLC | 3264 | W S Lee | SC | Anderson | 7 | GT | OP | 54 | 41 | 41 |  | 1 | 2007 | NG BLQ BLQ BLQ BLQ: NG; NG WDS WDS WDS WDS: DFO; N Y Y Y Y: Y; Y Y Y Y Y: Y |  | S |  | N | Electric Utility | 1 |  |  | N
5416 | Duke Energy Carolinas, LLC | 3264 | W S Lee | SC | Anderson | 8 | GT | OP | 54 | 41 | 41 |  | 1 | 2007 | NG BLQ BLQ BLQ BLQ: NG; NG WDS WDS WDS WDS: DFO; N Y Y Y Y: Y; Y Y Y Y Y: Y |  | S |  | N | Electric Utility | 1 |  |  | N
5416 | Duke Energy Carolinas, LLC | 3265 | Oconee | SC | Oconee | 1 | ST | OP | 886.7 | 846 | 865 |  | 7 | 1973 | NG BLQ BLQ BLQ BLQ: NUC; N Y Y Y Y: N; Y Y Y Y Y: Y |  | S |  | N | Electric Utility | 1 |  | N | N | [17 empty] | N
5416 | Duke Energy Carolinas, LLC | 3265 | Oconee | SC | Oconee | 2 | ST | OP | 886.7 | 846 | 865 |  | 9 | 1974 | NG BLQ BLQ BLQ BLQ: NUC; N Y Y Y Y: N; Y Y Y Y Y: Y |  | S |  | N | Electric Utility | 1 |  | N | N | [17 empty] | N
5416 | Duke Energy Carolinas, LLC | 3265 | Oconee | SC | Oconee | 3 | ST | OP | 893.3 | 846 | 865 |  | 12 | 1974 | NG BLQ BLQ BLQ BLQ: NUC; N Y Y Y Y: N; Y Y Y Y Y: Y |  | S |  | N | Electric Utility | 1 |  | N | N | [17 empty] | N
5416 | Duke Energy Carolinas, LLC | 3266 | Rocky Creek | SC | Fairfield | 1 | HY | OP | 3 | 2.9 | 2.9 |  | 4 | 1909 | NG BLQ BLQ BLQ BLQ: WAT; N Y Y Y Y: N; Y Y Y Y Y: Y |  | S | 0 | N | Electric Utility | 1 |  | N | N | [17 empty] | N
5416 | Duke Energy Carolinas, LLC | 3266 | Rocky Creek | SC | Fairfield | 2 | HY | OP | 3 | 2.9 | 2.9 |  | 4 | 1909 | NG BLQ BLQ BLQ BLQ: WAT; N Y Y Y Y: N; Y Y Y Y Y: Y |  | S | 0 | N | Electric Utility | 1 |  | N | N | [17 empty] | N
5416 | Duke Energy Carolinas, LLC | 3266 | Rocky Creek | SC | Fairfield | 3 | HY | OP | 3 | 2.9 | 2.9 |  | 4 | 1909 | NG BLQ BLQ BLQ BLQ: WAT; N Y Y Y Y: N; Y Y Y Y Y: Y |  | S | 0 | N | Electric Utility | 1 |  | N | N | [17 empty] | N
5416 | Duke Energy Carolinas, LLC | 3266 | Rocky Creek | SC | Fairfield | 4 | HY | OP | 3 | 2.9 | 2.9 |  | 4 | 1909 | NG BLQ BLQ BLQ BLQ: WAT; N Y Y Y Y: N; Y Y Y Y Y: Y |  | S | 0 | N | Electric Utility | 1 |  | N | N | [17 empty] | N
5416 | Duke Energy Carolinas, LLC | 3266 | Rocky Creek | SC | Fairfield | 5 | HY | OP | 5 | 4.8 | 4.8 |  | 4 | 1909 | NG BLQ BLQ BLQ BLQ: WAT; N Y Y Y Y: N; Y Y Y Y Y: Y |  | S | 0 | N | Electric Utility | 1 |  | N | N | [17 empty] | N
5416 | Duke Energy Carolinas, LLC | 3266 | Rocky Creek | SC | Fairfield | 6 | HY | OP | 5 | 4.8 | 4.8 |  | 4 | 1909 | NG BLQ BLQ BLQ BLQ: WAT; N Y Y Y Y: N; Y Y Y Y Y: Y |  | S | 0 | N | Electric Utility | 1 |  | N | N | [17 empty] | N
5416 | Duke Energy Carolinas, LLC | 3266 | Rocky Creek | SC | Fairfield | 7 | HY | OP | 3 | 2.9 | 2.9 |  | 4 | 1909 | NG BLQ BLQ BLQ BLQ: WAT; N Y Y Y Y: N; Y Y Y Y Y: Y |  | S | 0 | N | Electric Utility | 1 |  | N | N | [17 empty] | N
5416 | Duke Energy Carolinas, LLC | 3266 | Rocky Creek | SC | Fairfield | 8 | HY | OP | 3 | 2.9 | 2.9 |  | 4 | 1909 | NG BLQ BLQ BLQ BLQ: WAT; N Y Y Y Y: N; Y Y Y Y Y: Y |  | S | 0 | N | Electric Utility | 1 |  | N | N | [17 empty] | N
5416 | Duke Energy Carolinas, LLC | 3270 | Wateree | SC | Kershaw | 1 | HY | OP | 11.2 | 17 | 17 |  | 10 | 1919 | NG BLQ BLQ BLQ BLQ: WAT; N Y Y Y Y: N; Y Y Y Y Y: Y |  | S | 0 | N | Electric Utility | 1 |  | N | N | [17 empty] | N
5416 | Duke Energy Carolinas, LLC | 3270 | Wateree | SC | Kershaw | 2 | HY | OP | 11.2 | 17 | 17 |  | 10 | 1919 | NG BLQ BLQ BLQ BLQ: WAT; N Y Y Y Y: N; Y Y Y Y Y: Y |  | S | 0 | N | Electric Utility | 1 |  | N | N | [17 empty] | N
5416 | Duke Energy Carolinas, LLC | 3270 | Wateree | SC | Kershaw | 3 | HY | OP | 11.2 | 17 | 17 |  | 10 | 1919 | NG BLQ BLQ BLQ BLQ: WAT; N Y Y Y Y: N; Y Y Y Y Y: Y |  | S | 0 | N | Electric Utility | 1 |  | N | N | [17 empty] | N
5416 | Duke Energy Carolinas, LLC | 3270 | Wateree | SC | Kershaw | 4 | HY | OP | 11.2 | 17 | 17 |  | 10 | 1919 | NG BLQ BLQ BLQ BLQ: WAT; N Y Y Y Y: N; Y Y Y Y Y: Y |  | S | 0 | N | Electric Utility | 1 |  | N | N | [17 empty] | N
5416 | Duke Energy Carolinas, LLC | 3270 | Wateree | SC | Kershaw | 5 | HY | OP | 11.2 | 17 | 17 |  | 10 | 1919 | NG BLQ BLQ BLQ BLQ: WAT; N Y Y Y Y: N; Y Y Y Y Y: Y |  | S | 0 | N | Electric Utility | 1 |  | N | N | [17 empty] | N
5416 | Duke Energy Carolinas, LLC | 3271 | Wylie | SC | York | 1 | HY | OP | 15 | 18 | 18 |  | 8 | 1925 | NG BLQ BLQ BLQ BLQ: WAT; N Y Y Y Y: N; Y Y Y Y Y: Y |  | S | 0 | N | Electric Utility | 1 |  | N | N | [17 empty] | N
5416 | Duke Energy Carolinas, LLC | 3271 | Wylie | SC | York | 2 | HY | OP | 15 | 18 | 18 |  | 8 | 1925 | NG BLQ BLQ BLQ BLQ: WAT; N Y Y Y Y: N; Y Y Y Y Y: Y |  | S | 0 | N | Electric Utility | 1 |  | N | N | [17 empty] | N
5416 | Duke Energy Carolinas, LLC | 3271 | Wylie | SC | York | 3 | HY | OP | 15 | 18 | 18 |  | 8 | 1925 | NG BLQ BLQ BLQ BLQ: WAT; N Y Y Y Y: N; Y Y Y Y Y: Y |  | S | 0 | N | Electric Utility | 1 |  | N | N | [17 empty] | N
5416 | Duke Energy Carolinas, LLC | 3271 | Wylie | SC | York | 4 | HY | OP | 15 | 18 | 18 |  | 8 | 1925 | NG BLQ BLQ BLQ BLQ: WAT; N Y Y Y Y: N; Y Y Y Y Y: Y |  | S | 0 | N | Electric Utility | 1 |  | N | N | [17 empty] | N
5416 | Duke Energy Carolinas, LLC | 3272 | 99 Islands | SC | Cherokee | 1 | HY | OP | 3 | 1.6 | 1.6 |  | 5 | 1910 | NG BLQ BLQ BLQ BLQ: WAT; N Y Y Y Y: N; Y Y Y Y Y: Y |  | S | 0 | N | Electric Utility | 1 |  | N | N | [17 empty] | N
5416 | Duke Energy Carolinas, LLC | 3272 | 99 Islands | SC | Cherokee | 2 | HY | OP | 3 | 1.6 | 1.6 |  | 5 | 1910 | NG BLQ BLQ BLQ BLQ: WAT; N Y Y Y Y: N; Y Y Y Y Y: Y |  | S | 0 | N | Electric Utility | 1 |  | N | N | [17 empty] | N
5416 | Duke Energy Carolinas, LLC | 3272 | 99 Islands | SC | Cherokee | 3 | HY | OP | 3 | 1.6 | 1.6 |  | 5 | 1910 | NG BLQ BLQ BLQ BLQ: WAT; N Y Y Y Y: N; Y Y Y Y Y: Y |  | S | 0 | N | Electric Utility | 1 |  | N | N | [17 empty] | N
5416 | Duke Energy Carolinas, LLC | 3272 | 99 Islands | SC | Cherokee | 4 | HY | OP | 3 | 1.6 | 1.6 |  | 5 | 1910 | NG BLQ BLQ BLQ BLQ: WAT; N Y Y Y Y: N; Y Y Y Y Y: Y |  | S | 0 | N | Electric Utility | 1 |  | N | N | [17 empty] | N
5416 | Duke Energy Carolinas, LLC | 3272 | 99 Islands | SC | Cherokee | 5 | HY | OP | 3 | 1.6 | 1.6 |  | 5 | 1910 | NG BLQ BLQ BLQ BLQ: WAT; N Y Y Y Y: N; Y Y Y Y Y: Y |  | S | 0 | N | Electric Utility | 1 |  | N | N | [17 empty] | N
5416 | Duke Energy Carolinas, LLC | 3272 | 99 Islands | SC | Cherokee | 6 | HY | OP | 3 | 1.6 | 1.6 |  | 5 | 1910 | NG BLQ BLQ BLQ BLQ: WAT; N Y Y Y Y: N; Y Y Y Y Y: Y |  | S | 0 | N | Electric Utility | 1 |  | N | N | [17 empty] | N
5416 | Duke Energy Carolinas, LLC | 6036 | Catawba | SC | York | 1 | ST | OP | 1205.1 | 1129 | 1163 |  | 6 | 1985 | NG BLQ BLQ BLQ BLQ: NUC; N Y Y Y Y: N; Y Y Y Y Y: Y |  | J |  | N | Electric Utility | 1 |  | N | N | [17 empty] | N
5416 | Duke Energy Carolinas, LLC | 6036 | Catawba | SC | York | 2 | ST | OP | 1205.1 | 1129 | 1163 |  | 8 | 1986 | NG BLQ BLQ BLQ BLQ: NUC; N Y Y Y Y: N; Y Y Y Y Y: Y |  | J |  | N | Electric Utility | 1 |  | N | N | [17 empty] | N
5416 | Duke Energy Carolinas, LLC | 6038 | McGuire | NC | Mecklenburg | 1 | ST | OP | 1220.3 | 1100 | 1156 |  | 9 | 1981 | NG BLQ BLQ BLQ BLQ: NUC; N Y Y Y Y: N; Y Y Y Y Y: Y |  | S |  | N | Electric Utility | 1 |  | N | Y | 29 | 10 | 1 | 2013 | [13 empty] | N
5416 | Duke Energy Carolinas, LLC | 6038 | McGuire | NC | Mecklenburg | 2 | ST | OP | 1220.3 | 1100 | 1156 |  | 3 | 1984 | NG BLQ BLQ BLQ BLQ: NUC; N Y Y Y Y: N; Y Y Y Y Y: Y |  | S |  | N | Electric Utility | 1 |  | N | Y | 29 | 14 | 1 | 2013 | [13 empty] | N
5416 | Duke Energy Carolinas, LLC | 6438 | Queens Creek | NC | Macon | 1 | HY | OP | 1.4 | 1.4 | 1.4 |  | 1 | 1949 | NG BLQ BLQ BLQ BLQ: WAT; N Y Y Y Y: N; Y Y Y Y Y: Y |  | S |  | N | Electric Utility | 1 |  | N | N | [17 empty] | N
5416 | Duke Energy Carolinas, LLC | 6517 | Keowee | SC | Pickens | 1 | HY | OP | 78.8 | 76 | 76 |  | 4 | 1971 | NG BLQ BLQ BLQ BLQ: WAT; N Y Y Y Y: N; Y Y Y Y Y: Y |  | S | 0 | N | Electric Utility | 1 |  | N | N | [17 empty] | N
5416 | Duke Energy Carolinas, LLC | 6517 | Keowee | SC | Pickens | 2 | HY | OP | 78.8 | 76 | 76 |  | 4 | 1971 | NG BLQ BLQ BLQ BLQ: WAT; N Y Y Y Y: N; Y Y Y Y Y: Y |  | S | 0 | N | Electric Utility | 1 |  | N | N | [17 empty] | N
5416 | Duke Energy Carolinas, LLC | 7125 | Bad Creek | SC | Oconee | 1 | PS | OP | 266.3 | 340 | 340 |  | 5 | 1991 | NG BLQ BLQ BLQ BLQ: WAT; N Y Y Y Y: N; Y Y Y Y Y: Y |  | S | 0 | N | Electric Utility | 1 |  | N | N | [17 empty] | N
5416 | Duke Energy Carolinas, LLC | 7125 | Bad Creek | SC | Oconee | 2 | PS | OP | 266.3 | 340 | 340 |  | 5 | 1991 | NG BLQ BLQ BLQ BLQ: WAT; N Y Y Y Y: N; Y Y Y Y Y: Y |  | S | 0 | N | Electric Utility | 1 |  | N | N | [17 empty] | N
5416 | Duke Energy Carolinas, LLC | 7125 | Bad Creek | SC | Oconee | 3 | PS | OP | 266.3 | 340 | 340 |  | 9 | 1991 | NG BLQ BLQ BLQ BLQ: WAT; N Y Y Y Y: N; Y Y Y Y Y: Y |  | S | 0 | N | Electric Utility | 1 |  | N | N | [17 empty] | N
5416 | Duke Energy Carolinas, LLC | 7125 | Bad Creek | SC | Oconee | 4 | PS | OP | 266.3 | 340 | 340 |  | 9 | 1991 | NG BLQ BLQ BLQ BLQ: WAT; N Y Y Y Y: N; Y Y Y Y Y: Y |  | S | 0 | N | Electric Utility | 1 |  | N | N | [17 empty] | N
5416 | Duke Energy Carolinas, LLC | 7277 | Lincoln Combustion | NC | Lincoln | 1 | GT | OP | 109.6 | 79.2 | 93 |  | 5 | 1995 | NG BLQ BLQ BLQ BLQ: NG; NG WDS WDS WDS WDS: DFO; N Y Y Y Y: Y; Y Y Y Y Y: Y |  | S |  | N | Electric Utility | 1 |  | N | N | [17 empty] | N
5416 | Duke Energy Carolinas, LLC | 7277 | Lincoln Combustion | NC | Lincoln | 10 | GT | OP | 109.6 | 79.2 | 93 |  | 11 | 1995 | NG BLQ BLQ BLQ BLQ: NG; NG WDS WDS WDS WDS: DFO; N Y Y Y Y: Y; Y Y Y Y Y: Y |  | S |  | N | Electric Utility | 1 |  | N | N | [17 empty] | N
5416 | Duke Energy Carolinas, LLC | 7277 | Lincoln Combustion | NC | Lincoln | 11 | GT | OP | 109.6 | 79.2 | 93 |  | 12 | 1995 | NG BLQ BLQ BLQ BLQ: NG; NG WDS WDS WDS WDS: DFO; N Y Y Y Y: Y; Y Y Y Y Y: Y |  | S |  | N | Electric Utility | 1 |  | N | N | [17 empty] | N
5416 | Duke Energy Carolinas, LLC | 7277 | Lincoln Combustion | NC | Lincoln | 12 | GT | OP | 109.6 | 79.2 | 93 |  | 12 | 1995 | NG BLQ BLQ BLQ BLQ: NG; NG WDS WDS WDS WDS: DFO; N Y Y Y Y: Y; Y Y Y Y Y: Y |  | S |  | N | Electric Utility | 1 |  | N | N | [17 empty] | N
5416 | Duke Energy Carolinas, LLC | 7277 | Lincoln Combustion | NC | Lincoln | 13 | GT | OP | 109.6 | 79.2 | 93 |  | 2 | 1996 | NG BLQ BLQ BLQ BLQ: NG; NG WDS WDS WDS WDS: DFO; N Y Y Y Y: Y; Y Y Y Y Y: Y |  | S |  | N | Electric Utility | 1 |  | N | N | [17 empty] | N
5416 | Duke Energy Carolinas, LLC | 7277 | Lincoln Combustion | NC | Lincoln | 14 | GT | OP | 109.6 | 79.2 | 93 |  | 2 | 1996 | NG BLQ BLQ BLQ BLQ: NG; NG WDS WDS WDS WDS: DFO; N Y Y Y Y: Y; Y Y Y Y Y: Y |  | S |  | N | Electric Utility | 1 |  | N | N | [17 empty] | N
5416 | Duke Energy Carolinas, LLC | 7277 | Lincoln Combustion | NC | Lincoln | 15 | GT | OP | 109.6 | 79.2 | 93 |  | 3 | 1996 | NG BLQ BLQ BLQ BLQ: NG; NG WDS WDS WDS WDS: DFO; N Y Y Y Y: Y; Y Y Y Y Y: Y |  | S |  | N | Electric Utility | 1 |  | N | N | [17 empty] | N
5416 | Duke Energy Carolinas, LLC | 7277 | Lincoln Combustion | NC | Lincoln | 16 | GT | OP | 109.6 | 79.2 | 93 |  | 3 | 1996 | NG BLQ BLQ BLQ BLQ: NG; NG WDS WDS WDS WDS: DFO; N Y Y Y Y: Y; Y Y Y Y Y: Y |  | S |  | N | Electric Utility | 1 |  | N | N | [17 empty] | N
5416 | Duke Energy Carolinas, LLC | 7277 | Lincoln Combustion | NC | Lincoln | 2 | GT | OP | 109.6 | 79.2 | 93 |  | 5 | 1995 | NG BLQ BLQ BLQ BLQ: NG; NG WDS WDS WDS WDS: DFO; N Y Y Y Y: Y; Y Y Y Y Y: Y |  | S |  | N | Electric Utility | 1 |  | N | N | [17 empty] | N
5416 | Duke Energy Carolinas, LLC | 7277 | Lincoln Combustion | NC | Lincoln | 3 | GT | OP | 109.6 | 79.2 | 93 |  | 6 | 1995 | NG BLQ BLQ BLQ BLQ: NG; NG WDS WDS WDS WDS: DFO; N Y Y Y Y: Y; Y Y Y Y Y: Y |  | S |  | N | Electric Utility | 1 |  | N | N | [17 empty] | N
5416 | Duke Energy Carolinas, LLC | 7277 | Lincoln Combustion | NC | Lincoln | 4 | GT | OP | 109.6 | 79.2 | 93 |  | 6 | 1995 | NG BLQ BLQ BLQ BLQ: NG; NG WDS WDS WDS WDS: DFO; N Y Y Y Y: Y; Y Y Y Y Y: Y |  | S |  | N | Electric Utility | 1 |  | N | N | [17 empty] | N
5416 | Duke Energy Carolinas, LLC | 7277 | Lincoln Combustion | NC | Lincoln | 5 | GT | OP | 109.6 | 79.2 | 93 |  | 7 | 1995 | NG BLQ BLQ BLQ BLQ: NG; NG WDS WDS WDS WDS: DFO; N Y Y Y Y: Y; Y Y Y Y Y: Y |  | S |  | N | Electric Utility | 1 |  | N | N | [17 empty] | N
5416 | Duke Energy Carolinas, LLC | 7277 | Lincoln Combustion | NC | Lincoln | 6 | GT | OP | 109.6 | 79.2 | 93 |  | 7 | 1995 | NG BLQ BLQ BLQ BLQ: NG; NG WDS WDS WDS WDS: DFO; N Y Y Y Y: Y; Y Y Y Y Y: Y |  | S |  | N | Electric Utility | 1 |  | N | N | [17 empty] | N
5416 | Duke Energy Carolinas, LLC | 7277 | Lincoln Combustion | NC | Lincoln | 7 | GT | OP | 109.6 | 79.2 | 93 |  | 9 | 1995 | NG BLQ BLQ BLQ BLQ: NG; NG WDS WDS WDS WDS: DFO; N Y Y Y Y: Y; Y Y Y Y Y: Y |  | S |  | N | Electric Utility | 1 |  | N | N | [17 empty] | N
5416 | Duke Energy Carolinas, LLC | 7277 | Lincoln Combustion | NC | Lincoln | 8 | GT | OP | 109.6 | 79.2 | 93 |  | 9 | 1995 | NG BLQ BLQ BLQ BLQ: NG; NG WDS WDS WDS WDS: DFO; N Y Y Y Y: Y; Y Y Y Y Y: Y |  | S |  | N | Electric Utility | 1 |  | N | N | [17 empty] | N
5416 | Duke Energy Carolinas, LLC | 7277 | Lincoln Combustion | NC | Lincoln | 9 | GT | OP | 109.6 | 79.2 | 93 |  | 11 | 1995 | NG BLQ BLQ BLQ BLQ: NG; NG WDS WDS WDS WDS: DFO; N Y Y Y Y: Y; Y Y Y Y Y: Y |  | S |  | N | Electric Utility | 1 |  | N | N | [17 empty] | N
5416 | Duke Energy Carolinas, LLC | 7981 | Mill Creek | SC | Cherokee | 1 | GT | OP | 99.9 | 74.4 | 92.4 |  | 12 | 2002 | NG BLQ BLQ BLQ BLQ: NG; NG WDS WDS WDS WDS: DFO; N Y Y Y Y: Y; Y Y Y Y Y: Y |  | S |  | N | Electric Utility | 1 |  | N | N | [17 empty] | N
5416 | Duke Energy Carolinas, LLC | 7981 | Mill Creek | SC | Cherokee | 2 | GT | OP | 99.9 | 74.4 | 92.4 |  | 12 | 2002 | NG BLQ BLQ BLQ BLQ: NG; NG WDS WDS WDS WDS: DFO; N Y Y Y Y: Y; Y Y Y Y Y: Y |  | S |  | N | Electric Utility | 1 |  | N | N | [17 empty] | N
5416 | Duke Energy Carolinas, LLC | 7981 | Mill Creek | SC | Cherokee | 3 | GT | OP | 99.9 | 74.4 | 92.4 |  | 12 | 2002 | NG BLQ BLQ BLQ BLQ: NG; NG WDS WDS WDS WDS: DFO; N Y Y Y Y: Y; Y Y Y Y Y: Y |  | S |  | N | Electric Utility | 1 |  | N | N | [17 empty] | N
5416 | Duke Energy Carolinas, LLC | 7981 | Mill Creek | SC | Cherokee | 4 | GT | OP | 99.9 | 74.4 | 92.4 |  | 12 | 2002 | NG BLQ BLQ BLQ BLQ: NG; NG WDS WDS WDS WDS: DFO; N Y Y Y Y: Y; Y Y Y Y Y: Y |  | S |  | N | Electric Utility | 1 |  | N | N | [17 empty] | N
5416 | Duke Energy Carolinas, LLC | 7981 | Mill Creek | SC | Cherokee | 5 | GT | OP | 99.9 | 74.4 | 92.4 |  | 5 | 2003 | NG BLQ BLQ BLQ BLQ: NG; NG WDS WDS WDS WDS: DFO; N Y Y Y Y: Y; Y Y Y Y Y: Y |  | S |  | N | Electric Utility | 1 |  | N | N | [17 empty] | N
5416 | Duke Energy Carolinas, LLC | 7981 | Mill Creek | SC | Cherokee | 6 | GT | OP | 99.9 | 74.4 | 92.4 |  | 5 | 2003 | NG BLQ BLQ BLQ BLQ: NG; NG WDS WDS WDS WDS: DFO; N Y Y Y Y: Y; Y Y Y Y Y: Y |  | S |  | N | Electric Utility | 1 |  | N | N | [17 empty] | N
5416 | Duke Energy Carolinas, LLC | 7981 | Mill Creek | SC | Cherokee | 7 | GT | OP | 99.9 | 74.4 | 92.4 |  | 5 | 2003 | NG BLQ BLQ BLQ BLQ: NG; NG WDS WDS WDS WDS: DFO; N Y Y Y Y: Y; Y Y Y Y Y: Y |  | S |  | N | Electric Utility | 1 |  | N | N | [17 empty] | N
5416 | Duke Energy Carolinas, LLC | 7981 | Mill Creek | SC | Cherokee | 8 | GT | OP | 99.9 | 74.4 | 92.4 |  | 5 | 2003 | NG BLQ BLQ BLQ BLQ: NG; NG WDS WDS WDS WDS: DFO; N Y Y Y Y: Y; Y Y Y Y Y: Y |  | S |  | N | Electric Utility | 1 |  | N | N | [17 empty] | N
5416 | Duke Energy Carolinas, LLC | 8042 | Belews Creek | NC | Stokes | 1 | ST | OP | 1080.1 | 1110 | 1135 |  | 8 | 1974 | NG BLQ BLQ BLQ BLQ: BIT; NG WDS WDS WDS WDS: DFO; N Y Y Y Y: N; Y Y Y Y Y: Y |  | S |  | N | Electric Utility | 1 |  | N | N | [17 empty] | N | Y | [5 empty] | DFO
5416 | Duke Energy Carolinas, LLC | 8042 | Belews Creek | NC | Stokes | 2 | ST | OP | 1080.1 | 1110 | 1135 |  | 12 | 1975 | NG BLQ BLQ BLQ BLQ: BIT; NG WDS WDS WDS WDS: DFO; N Y Y Y Y: N; Y Y Y Y Y: Y |  | S |  | N | Electric Utility | 1 |  | N | N | [17 empty] | N | Y | [5 empty] | DFO
5416 | Duke Energy Carolinas, LLC | 55116 | Rockingham County CT Station | NC | Rockingham | CT1 | GT | SB | 195.5 | 165 | 179 |  | 6 | 2000 | NG BLQ BLQ BLQ BLQ: NG; NG WDS WDS WDS WDS: DFO; N Y Y Y Y: Y; Y Y Y Y Y: Y | Y | S |  | N | Electric Utility | 1 |  | N | N | [17 empty] | N
5416 | Duke Energy Carolinas, LLC | 55116 | Rockingham County CT Station | NC | Rockingham | CT2 | GT | SB | 195.5 | 165 | 179 |  | 6 | 2000 | NG BLQ BLQ BLQ BLQ: NG; NG WDS WDS WDS WDS: DFO; N Y Y Y Y: Y; Y Y Y Y Y: Y | Y | S |  | N | Electric Utility | 1 |  | N | N | [17 empty] | N
5416 | Duke Energy Carolinas, LLC | 55116 | Rockingham County CT Station | NC | Rockingham | CT3 | GT | SB | 195.5 | 165 | 179 |  | 6 | 2000 | NG BLQ BLQ BLQ BLQ: NG; NG WDS WDS WDS WDS: DFO; N Y Y Y Y: Y; Y Y Y Y Y: Y | Y | S |  | N | Electric Utility | 1 |  | N | N | [17 empty] | N
5416 | Duke Energy Carolinas, LLC | 55116 | Rockingham County CT Station | NC | Rockingham | CT4 | GT | SB | 195.5 | 165 | 179 |  | 6 | 2000 | NG BLQ BLQ BLQ BLQ: NG; NG WDS WDS WDS WDS: DFO; N Y Y Y Y: Y; Y Y Y Y Y: Y | Y | S |  | N | Electric Utility | 1 |  | N | N | [17 empty] | N
5416 | Duke Energy Carolinas, LLC | 55116 | Rockingham County CT Station | NC | Rockingham | CT5 | GT | SB | 195.5 | 165 | 179 |  | 6 | 2000 | NG BLQ BLQ BLQ BLQ: NG; NG WDS WDS WDS WDS: DFO; N Y Y Y Y: Y; Y Y Y Y Y: Y | Y | S |  | N | Electric Utility | 1 |  | N | N | [17 empty] | N
5416 | Duke Energy Carolinas, LLC | 57334 | DE Solar 10240 Old Dowd Rd | NC | Mecklenburg | PV01 | PV | OP | 1.9 | 1.9 | 1.9 |  | 9 | 2010 | NG BLQ BLQ BLQ BLQ: SUN; N Y Y Y Y: N; Y Y Y Y Y: Y |  | S |  | N | Electric Utility | 1 |  |  | N | [17 empty] | N
5416 | Duke Energy Carolinas, LLC | 57335 | DE Solar 657 Brigham Rd | NC | Guilford | PV01 | PV | OP | 1.3 | 1.3 | 1.3 |  | 4 | 2010 | NG BLQ BLQ BLQ BLQ: SUN; N Y Y Y Y: N; Y Y Y Y Y: Y |  | S |  | N | Electric Utility | 1 |  |  | N | [17 empty] | N
5416 | Duke Energy Carolinas, LLC | 57336 | DE Solar 1725 Drywall Dr | NC | Gaston | PV01 | PV | OP | 1 | 1 | 1 |  | 1 | 2010 | NG BLQ BLQ BLQ BLQ: SUN; N Y Y Y Y: N; Y Y Y Y Y: Y |  | S |  | N | Electric Utility | 1 |  |  | N | [17 empty] | N
5483 | DuPage County | 54987 | Woodridge Greene Valley Treatment Plant | IL | DU PAGE | FM01 | IC | OP | 1.5 | 1.5 | 1.5 |  | 4 | 1996 | NG | DFO | OBG |  |  |  | Y | Y |  | S |  | Y | Commercial CHP | 5 | T | N | N
5499 | Targa Midstream Services LP | 54531 | Stingray Facility | LA | Cameron | 1S72 | GT | OP | 2.5 | 2.5 | 2.3 |  | 9 | 1977 | [9 empty] | S |  | N | Industrial Non-CHP | 6 |  | N | N | [17 empty] | N | bar: NG BLQ BLQ BLQ BLQ; N Y Y Y Y to Y Y Y Y Y
5511 | CCI Roseton LLC | 2480 | Danskammer Generating Station | NY | Orange | 1 | ST | OP | 72 | 52.5 | 66.5 |  | 12 | 1951 | NG BLQ BLQ BLQ BLQ: RFO; NG WDS WDS WDS WDS: NG; N Y Y Y Y: Y; Y Y Y Y Y: Y |  | W |  | N | IPP Non-CHP | 2 |  | N | Y | [15 empty] | 4 | 2013 | N |  |  |  | N |  |  | NG
5511 | CCI Roseton LLC | 2480 | Danskammer Generating Station | NY | Orange | 2 | ST | OP | 73.5 | 51 | 64 |  | 9 | 1954 | NG BLQ BLQ BLQ BLQ: RFO; NG WDS WDS WDS WDS: NG; N Y Y Y Y: Y; Y Y Y Y Y: Y |  | W |  | N | IPP Non-CHP | 2 |  | N | Y | [15 empty] | 4 | 2013 | N | [6 empty] | NG
5511 | CCI Roseton LLC | 2480 | Danskammer Generating Station | NY | Orange | 3 | ST | OP | 147.1 | 137.5 | 136.2 |  | 10 | 1959 | NG BLQ BLQ BLQ BLQ: BIT; NG WDS WDS WDS WDS: NG; N Y Y Y Y: Y; Y Y Y Y Y: Y |  | W |  | N | IPP Non-CHP | 2 |  | N | Y | [15 empty] | 4 | 2013 | N | Y | [5 empty] | NG
5511 | CCI Roseton LLC | 2480 | Danskammer Generating Station | NY | Orange | 4 | ST | OP | 239.4 | 232 | 234.5 |  | 9 | 1967 | NG BLQ BLQ BLQ BLQ: BIT; NG WDS WDS WDS WDS: NG; N Y Y Y Y: Y; Y Y Y Y Y: Y |  | W |  | N | IPP Non-CHP | 2 |  | N | Y | [15 empty] | 4 | 2013 | N | Y | [5 empty] | NG
5511 | CCI Roseton LLC | 2480 | Danskammer Generating Station | NY | Orange | 5 | IC | OP | 2.7 | 2.5 | 2.5 |  | 1 | 1967 | NG BLQ BLQ BLQ BLQ: DFO; N Y Y Y Y: N; Y Y Y Y Y: Y |  | W |  | N | IPP Non-CHP | 2 |  | N | Y | [15 empty] | 4 | 2013 | N
5511 | CCI Roseton LLC | 2480 | Danskammer Generating Station | NY | Orange | 6 | IC | OP | 2.7 | 2.5 | 2.5 |  | 1 | 1967 | NG BLQ BLQ BLQ BLQ: DFO; N Y Y Y Y: N; Y Y Y Y Y: Y |  | W |  | N | IPP Non-CHP | 2 |  | N | Y | [15 empty] | 4 | 2013 | N
5511 | CCI Roseton LLC | 8006 | Roseton Generating Facility | NY | Orange | 1 | ST | OP | 621 | 612.2 | 612.2 |  | 12 | 1974 | NG | RFO | DFO |  |  |  | Y | Y |  | W |  | N | IPP Non-CHP | 2 |  | N | N | [17 empty] | N | [6 empty] | NG
5511 | CCI Roseton LLC | 8006 | Roseton Generating Facility | NY | Orange | 2 | ST | OP | 621 | 594 | 587.5 |  | 9 | 1974 | NG | RFO | DFO |  |  |  | Y | Y |  | W |  | N | IPP Non-CHP | 2 |  | N | N | [17 empty] | N | [6 empty] | NG
5517 | Dynegy Midwest Generation Inc | 889 | Baldwin Energy Complex | IL | Randolph | 1 | ST | OP | 625.1 | 581 | 595 |  | 7 | 1970 | SUB | DFO | OTH |  |  |  | N | Y |  | S |  | N | IPP Non-CHP | 2 |  | N | N | [17 empty] | N |  |  |  | Y |  |  | DFO
5517 | Dynegy Midwest Generation Inc | 889 | Baldwin Energy Complex | IL | Randolph | 2 | ST | OP | 634.5 | 586 | 600 |  | 3 | 1973 | SUB | DFO | OTH |  |  |  | N | Y |  | S |  | N | IPP Non-CHP | 2 |  | N | N | [17 empty] | N |  |  |  | Y |  |  | DFO
5517 | Dynegy Midwest Generation Inc | 889 | Baldwin Energy Complex | IL | Randolph | 3 | ST | OP | 634.5 | 608 | 615 |  | 4 | 1975 | NG BLQ BLQ BLQ BLQ: SUB; NG WDS WDS WDS WDS: DFO; N Y Y Y Y: N; Y Y Y Y Y: Y |  | S |  | N | IPP Non-CHP | 2 |  | N | N | [17 empty] | N | Y |  |  | Y |  |  | DFO
5517 | Dynegy Midwest Generation Inc | 891 | Havana | IL | Mason | 6 | ST | OP | 488 | 428 | 431 |  | 6 | 1978 | SUB | DFO | BIT |  |  |  | N | Y |  | S |  | N | IPP Non-CHP | 2 |  | N | N | [17 empty] | N |  |  | Y | N |  |  | DFO
5517 | Dynegy Midwest Generation Inc | 892 | Hennepin Power Station | IL | Putnam | 1 | ST | OP | 75 | 68 | 70 |  | 6 | 1953 | NG BLQ BLQ BLQ BLQ: SUB; NG WDS WDS WDS WDS: NG; N Y Y Y Y: Y; Y Y Y Y Y: Y |  | S |  | N | IPP Non-CHP | 2 |  | N | N | [17 empty] | N |  |  | Y |  |  |  | NG
5517 | Dynegy Midwest Generation Inc | 892 | Hennepin Power Station | IL | Putnam | 2 | ST | OP | 231.3 | 217 | 226 |  | 5 | 1959 | NG BLQ BLQ BLQ BLQ: SUB; NG WDS WDS WDS WDS: NG; N Y Y Y Y: Y; Y Y Y Y Y: Y |  | S |  | N | IPP Non-CHP | 2 |  | N | N | [17 empty] | N |  |  | Y |  |  |  | NG
5517 | Dynegy Midwest Generation Inc | 894 | Oglesby | IL | La Salle | 1 | GT | SB | 17.5 | 13.5 | 15.8 |  | 10 | 1970 | NG BLQ BLQ BLQ BLQ: NG; NG WDS WDS WDS WDS: DFO; N Y Y Y Y: Y; Y Y Y Y Y: Y | Y | S |  | N | IPP Non-CHP | 2 |  | N | N | [15 empty] | 1 | 2013 | N
5517 | Dynegy Midwest Generation Inc | 894 | Oglesby | IL | La Salle | 2 | GT | SB | 17.5 | 13.5 | 15.8 |  | 9 | 1970 | NG BLQ BLQ BLQ BLQ: NG; NG WDS WDS WDS WDS: DFO; N Y Y Y Y: Y; Y Y Y Y Y: Y | Y | S |  | N | IPP Non-CHP | 2 |  | N | N | [15 empty] | 1 | 2013 | N
5517 | Dynegy Midwest Generation Inc | 894 | Oglesby | IL | La Salle | 3 | GT | SB | 17.5 | 13.5 | 15.8 |  | 10 | 1970 | NG BLQ BLQ BLQ BLQ: NG; NG WDS WDS WDS WDS: DFO; N Y Y Y Y: Y; Y Y Y Y Y: Y | Y | S |  | N | IPP Non-CHP | 2 |  | N | N | [15 empty] | 1 | 2013 | N
5517 | Dynegy Midwest Generation Inc | 894 | Oglesby | IL | La Salle | 4 | GT | SB | 17.5 | 13.5 | 15.8 |  | 10 | 1970 | NG BLQ BLQ BLQ BLQ: NG; NG WDS WDS WDS WDS: DFO; N Y Y Y Y: Y; Y Y Y Y Y: Y | Y | S |  | N | IPP Non-CHP | 2 |  | N | N | [15 empty] | 1 | 2013 | N
5517 | Dynegy Midwest Generation Inc | 895 | Stallings | IL | Madison | 1 | GT | SB | 23.8 | 20.5 | 22.3 |  | 8 | 1970 | NG BLQ BLQ BLQ BLQ: NG; N Y Y Y Y: N; Y Y Y Y Y: Y | Y | S |  | N | IPP Non-CHP | 2 |  | N | N | [15 empty] | 1 | 2013 | N
5517 | Dynegy Midwest Generation Inc | 895 | Stallings | IL | Madison | 2 | GT | SB | 23.8 | 20.5 | 22.3 |  | 8 | 1970 | NG BLQ BLQ BLQ BLQ: NG; N Y Y Y Y: N; Y Y Y Y Y: Y | Y | S |  | N | IPP Non-CHP | 2 |  | N | N | [15 empty] | 1 | 2013 | N
5517 | Dynegy Midwest Generation Inc | 895 | Stallings | IL | Madison | 3 | GT | SB | 23.8 | 20.5 | 22.3 |  | 9 | 1970 | NG BLQ BLQ BLQ BLQ: NG; N Y Y Y Y: N; Y Y Y Y Y: Y | Y | S |  | N | IPP Non-CHP | 2 |  | N | N | [15 empty] | 1 | 2013 | N
5517 | Dynegy Midwest Generation Inc | 895 | Stallings | IL | Madison | 4 | GT | SB | 23.8 | 20.5 | 22.3 |  | 8 | 1970 | NG BLQ BLQ BLQ BLQ: NG; N Y Y Y Y: N; Y Y Y Y Y: Y | Y | S |  | N | IPP Non-CHP | 2 |  | N | N | [15 empty] | 1 | 2013 | N
5517 | Dynegy Midwest Generation Inc | 898 | Wood River | IL | Madison | 4 | ST | OP | 112.5 | 88 | 91 |  | 6 | 1954 | NG BLQ BLQ BLQ BLQ: SUB; NG WDS WDS WDS WDS: NG; N Y Y Y Y: Y; Y Y Y Y Y: Y |  | S |  | N | IPP Non-CHP | 2 |  | N | N | [17 empty] | N |  |  | Y |  |  |  | NG
5517 | Dynegy Midwest Generation Inc | 898 | Wood River | IL | Madison | 5 | ST | OP | 387.6 | 368 | 374 |  | 7 | 1964 | NG BLQ BLQ BLQ BLQ: SUB; NG WDS WDS WDS WDS: NG; N Y Y Y Y: Y; Y Y Y Y Y: Y |  | S |  | N | IPP Non-CHP | 2 |  | N | N | [17 empty] | N |  |  | Y |  |  |  | NG
5519 | ExxonMobil Oil Corp | 50627 | ExxonMobil Oil Joliet Refinery | IL | Will | GTG1 | GT | OP | 21.9 | 22 | 22 |  | 11 | 1987 | NG BLQ BLQ BLQ BLQ: OG; N Y Y Y Y: N; Y Y Y Y Y: Y |  | S |  | Y | Industrial CHP | 7 | T | N | N | [12 empty] | N |  |  |  |  | N
5519 | ExxonMobil Oil Corp | 50627 | ExxonMobil Oil Joliet Refinery | IL | Will | MG | ST | OP | 11.2 | 11.2 | 11.2 |  | 5 | 1986 | NG BLQ BLQ BLQ BLQ: OG; N Y Y Y Y: N; Y Y Y Y Y: Y |  | S |  | N | Industrial CHP | 7 |  | N | N | [12 empty] | N |  |  |  |  | N | [6 empty] | OG
5519 | ExxonMobil Oil Corp | 50627 | ExxonMobil Oil Joliet Refinery | IL | Will | STG1 | ST | OS | 6.5 | 6.5 | 6.5 |  | 11 | 1987 | NG BLQ BLQ BLQ BLQ: OG; N Y Y Y Y: N; Y Y Y Y Y: Y | Y | S |  | N | Industrial CHP | 7 |  | N | Y |  |  |  |  | 3.2 | 3.2 | 6 | 2014 |  |  |  |  | N |  |  |  |  | N | [6 empty] | OG
5528 | DTE East China LLC | 55718 | DTE East China LLC | MI | St Clair | GT1 | GT | OP | 89.4 | 73 | 91 |  | 6 | 2002 | NG BLQ BLQ BLQ BLQ: NG; N Y Y Y Y: N; Y Y Y Y Y: Y |  | W |  | N | IPP Non-CHP | 2 |  | N | N
5528 | DTE East China LLC | 55718 | DTE East China LLC | MI | St Clair | GT2 | GT | OP | 89.4 | 72.6 | 90 |  | 6 | 2002 | NG BLQ BLQ BLQ BLQ: NG; N Y Y Y Y: N; Y Y Y Y Y: Y |  | W |  | N | IPP Non-CHP | 2 |  | N | N
5528 | DTE East China LLC | 55718 | DTE East China LLC | MI | St Clair | GT3 | GT | OP | 89.4 | 74.1 | 91 |  | 6 | 2002 | NG BLQ BLQ BLQ BLQ: NG; N Y Y Y Y: N; Y Y Y Y Y: Y |  | W |  | N | IPP Non-CHP | 2 |  | N | N
5528 | DTE East China LLC | 55718 | DTE East China LLC | MI | St Clair | GT4 | GT | OP | 89.4 | 75.7 | 90 |  | 6 | 2002 | NG BLQ BLQ BLQ BLQ: NG; N Y Y Y Y: N; Y Y Y Y Y: Y |  | W |  | N | IPP Non-CHP | 2 |  | N | N
5529 | City of Durant - (IA) | 6220 | Durant | IA | Cedar | 6A | IC | SB | 2 | 2.1 | 2.1 |  | 7 | 1970 | NG BLQ BLQ BLQ BLQ: DFO; NG WDS WDS WDS WDS: NG; N Y Y Y Y: Y; Y Y Y Y Y: Y | Y | S |  | N | Electric Utility | 1 |  | N | N
5529 | City of Durant - (IA) | 6220 | Durant | IA | Cedar | 7 | IC | SB | 1.8 | 1.8 | 1.8 |  | 1 | 1998 | NG BLQ BLQ BLQ BLQ: DFO; N Y Y Y Y: N; Y Y Y Y Y: Y | Y | S |  | N | Electric Utility | 1 |  | N | N
5529 | City of Durant - (IA) | 6220 | Durant | IA | Cedar | 8 | IC | SB | 2.6 | 2.6 | 2.6 |  | 5 | 2011 | NG BLQ BLQ BLQ BLQ: DFO; N Y Y Y Y: N; Y Y Y Y Y: Y | Y | S |  | N | Electric Utility | 1 |  | N | N
5530 | E F Kenilworth LLC | 10805 | Kenilworth Energy Facility | NJ | Union | GEN1 | CT | OP | 22 | 20 | 22 | G741 | 3 | 1989 | NG BLQ BLQ BLQ BLQ: NG; NG WDS WDS WDS WDS: DFO; N Y Y Y Y: Y; Y Y Y Y Y: Y | Y | S |  | Y | IPP CHP | 3 | T | N | N
5530 | E F Kenilworth LLC | 10805 | Kenilworth Energy Facility | NJ | Union | GEN2 | CA | OP | 6.8 | 4.5 | 5.5 | G741 | 4 | 1989 | NG BLQ BLQ BLQ BLQ: NG; NG WDS WDS WDS WDS: DFO; N Y Y Y Y: Y; Y Y Y Y Y: Y |  | S |  | Y | IPP CHP | 3 | B | N | N
5532 | E I Colton LLC | 55951 | Agua Mansa Power Plant | CA | San Bernardino | AMP1 | GT | OP | 60.5 | 40.8 | 47 |  | 6 | 2003 | NG BLQ BLQ BLQ BLQ: NG; N Y Y Y Y: N; Y Y Y Y Y: Y | Y | W |  | N | Electric Utility | 1 |  | N | N | [17 empty] | N
5533 | EF Oxnard, LLC | 10776 | E F Oxnard Energy Facility | CA | Ventura | GTG | GT | OP | 48.5 | 48.5 | 48.5 |  | 6 | 1990 | NG BLQ BLQ BLQ BLQ: NG; N Y Y Y Y: N; Y Y Y Y Y: Y |  | S |  | Y | IPP CHP | 3 | T | N | N | [17 empty] | N
5534 | DSM Pharmaceuticals Inc | 54887 | DSM Pharmaceuticals | NC | Pitt | GEN1 | GT | SB | 4 | 3.5 | 4 |  | 8 | 1993 | NG BLQ BLQ BLQ BLQ: DFO; NG WDS WDS WDS WDS: NG; N Y Y Y Y: Y; Y Y Y Y Y: Y | Y | S |  | Y | Industrial CHP | 7 | T | N | N | [17 empty] | N
5534 | DSM Pharmaceuticals Inc | 54887 | DSM Pharmaceuticals | NC | Pitt | GEN2 | IC | SB | 0.3 | 0.3 | 0.3 |  | 10 | 1994 | NG BLQ BLQ BLQ BLQ: DFO; N Y Y Y Y: N; Y Y Y Y Y: Y | Y | S |  | N | Industrial CHP | 7 |  | N | N | [17 empty] | N
5534 | DSM Pharmaceuticals Inc | 54887 | DSM Pharmaceuticals | NC | Pitt | GEN3 | IC | SB | 1.1 | 1.1 | 1.1 |  | 7 | 1994 | NG BLQ BLQ BLQ BLQ: DFO; N Y Y Y Y: N; Y Y Y Y Y: Y | Y | S |  | N | Industrial CHP | 7 |  | N | N | [17 empty] | N
5534 | DSM Pharmaceuticals Inc | 54887 | DSM Pharmaceuticals | NC | Pitt | GEN4 | IC | SB | 1.2 | 1.2 | 1.2 |  | 8 | 1987 | NG BLQ BLQ BLQ BLQ: DFO; N Y Y Y Y: N; Y Y Y Y Y: Y | Y | S |  | N | Industrial CHP | 7 |  | N | N | [17 empty] | N
5534 | DSM Pharmaceuticals Inc | 54887 | DSM Pharmaceuticals | NC | Pitt | GEN5 | IC | SB | 1 | 1 | 1 |  | 7 | 1999 | NG BLQ BLQ BLQ BLQ: DFO; N Y Y Y Y: N; Y Y Y Y Y: Y | Y | S |  | N | Industrial CHP | 7 |  | N | N | [17 empty] | N
5534 | DSM Pharmaceuticals Inc | 54887 | DSM Pharmaceuticals | NC | Pitt | GEN6 | IC | SB | 1.2 | 1.2 | 1.2 |  | 11 | 2003 | NG BLQ BLQ BLQ BLQ: DFO; N Y Y Y Y: N; Y Y Y Y Y: Y | Y | S |  | N | Industrial CHP | 7 |  | N | N | [17 empty] | N
5543 | E I DuPont De Nemours & Co | 10789 | Sabine River Works | TX | Orange | GEN1 | CT | OP | 89.9 | 82 | 98 |  | 3 | 1987 | NG BLQ BLQ BLQ BLQ: NG; N Y Y Y Y: N; Y Y Y Y Y: Y |  | S |  | Y | Industrial CHP | 7 | T | N | N | [17 empty] | N
5543 | E I DuPont De Nemours & Co | 10789 | Sabine River Works | TX | Orange | GEN3 | CA | OP | 6.2 | 5 | 5 |  | 1 | 1948 | NG BLQ BLQ BLQ BLQ: NG; N Y Y Y Y: N; Y Y Y Y Y: Y |  | S |  | Y | Industrial CHP | 7 | T | N | N | [17 empty] | N
5563 | City of Earlville | 7865 | Earlville | IA | Delaware | 1 | IC | OP | 1.8 | 1.8 | 1.8 |  | 7 | 2001 | NG BLQ BLQ BLQ BLQ: DFO; N Y Y Y Y: N; Y Y Y Y Y: Y | Y | S |  | N | Electric Utility | 1 |  | N | N | [17 empty] | N
5571 | East Bay Municipal Util Dist | 376 | Pardee | CA | Calaveras | 1 | HY | OP | 7.5 | 8.9 | 8.9 |  | 7 | 1930 | NG BLQ BLQ BLQ BLQ: WAT; N Y Y Y Y: N; Y Y Y Y Y: Y |  | S | 1 | N | Electric Utility | 1 |  | N | N | [17 empty] | N
5571 | East Bay Municipal Util Dist | 376 | Pardee | CA | Calaveras | 2 | HY | OP | 7.5 | 8.9 | 8.9 |  | 7 | 1930 | NG BLQ BLQ BLQ BLQ: WAT; N Y Y Y Y: N; Y Y Y Y Y: Y |  | S | 1 | N | Electric Utility | 1 |  | N | N | [17 empty] | N
5571 | East Bay Municipal Util Dist | 376 | Pardee | CA | Calaveras | 3 | HY | OP | 8.6 | 9.9 | 9.9 |  | 6 | 1983 | NG BLQ BLQ BLQ BLQ: WAT; N Y Y Y Y: N; Y Y Y Y Y: Y |  | S | 1 | N | Electric Utility | 1 |  | N | N | [17 empty] | N
5571 | East Bay Municipal Util Dist | 537 | Camanche | CA | San Joaquin | 1 | HY | OP | 3.6 | 3.5 | 3.5 |  | 7 | 1983 | NG BLQ BLQ BLQ BLQ: WAT; N Y Y Y Y: N; Y Y Y Y Y: Y |  | S | 1 | N | Electric Utility | 1 |  | N | N | [17 empty] | N
5571 | East Bay Municipal Util Dist | 537 | Camanche | CA | San Joaquin | 2 | HY | OP | 3.6 | 3.5 | 3.5 |  | 7 | 1983 | NG BLQ BLQ BLQ BLQ: WAT; N Y Y Y Y: N; Y Y Y Y Y: Y |  | S | 1 | N | Electric Utility | 1 |  | N | N | [17 empty] | N
5571 | East Bay Municipal Util Dist | 537 | Camanche | CA | San Joaquin | 3 | HY | OP | 3.6 | 3.5 | 3.5 |  | 8 | 1983 | NG BLQ BLQ BLQ BLQ: WAT; N Y Y Y Y: N; Y Y Y Y Y: Y |  | S | 1 | N | Electric Utility | 1 |  | N | N | [17 empty] | N
5571 | East Bay Municipal Util Dist | 56036 | WWTP Power Generation Station | CA | Alameda | GEN1 | IC | OP | 2.2 | 2 | 2 |  | 8 | 1985 | OBG | NG | DFO |  |  |  | Y | Y |  | S |  | Y | Commercial CHP | 5 | T | N | N | [17 empty] | N
5571 | East Bay Municipal Util Dist | 56036 | WWTP Power Generation Station | CA | Alameda | GEN2 | IC | OP | 2.2 | 2 | 2 |  | 8 | 1985 | OBG | NG | DFO |  |  |  | Y | Y |  | S |  | Y | Commercial CHP | 5 | T | N | N | [17 empty] | N
5571 | East Bay Municipal Util Dist | 56036 | WWTP Power Generation Station | CA | Alameda | GEN3 | IC | OP | 2.2 | 2 | 2 |  | 8 | 1985 | OBG | NG | DFO |  |  |  | Y | Y |  | S |  | Y | Commercial CHP | 5 | T | N | N | [17 empty] | N
5571 | East Bay Municipal Util Dist | 57696 | Power Generation Station (PGS) 2 | CA | Alameda | 1 | GT | OP | 4.6 | 3.8 | 3.8 |  | 12 | 2011 | NG BLQ BLQ BLQ BLQ: OBG; N Y Y Y Y: N; Y Y Y Y Y: Y |  | S |  | Y | Electric Utility | 1 | T
5580 | East Kentucky Power Coop, Inc | 54 | J K Smith | KY | Clark | GT1 | GT | OP | 149 | 104 | 142 |  | 3 | 1999 | NG BLQ BLQ BLQ BLQ: NG; NG WDS WDS WDS WDS: DFO; N Y Y Y Y: Y; Y Y Y Y Y: Y |  | S |  | N | Electric Utility | 1 |  | N | N | [17 empty] | N
5580 | East Kentucky Power Coop, Inc | 54 | J K Smith | KY | Clark | GT10 | GT | OP | 98 | 88 | 107 |  | 5 | 2010 | NG BLQ BLQ BLQ BLQ: NG; N Y Y Y Y: N; Y Y Y Y Y: Y |  | S |  | N | Electric Utility | 1 |  | N | N | [17 empty] | N
5580 | East Kentucky Power Coop, Inc | 54 | J K Smith | KY | Clark | GT2 | GT | OP | 149 | 104 | 142 |  | 1 | 1999 | NG BLQ BLQ BLQ BLQ: NG; NG WDS WDS WDS WDS: DFO; N Y Y Y Y: Y; Y Y Y Y Y: Y |  | S |  | N | Electric Utility | 1 |  | N | N | [17 empty] | N
5580 | East Kentucky Power Coop, Inc | 54 | J K Smith | KY | Clark | GT3 | GT | OP | 149 | 104 | 142 |  | 4 | 1999 | NG BLQ BLQ BLQ BLQ: NG; NG WDS WDS WDS WDS: DFO; N Y Y Y Y: Y; Y Y Y Y Y: Y |  | S |  | N | Electric Utility | 1 |  | N | N | [17 empty] | N
5580 | East Kentucky Power Coop, Inc | 54 | J K Smith | KY | Clark | GT4 | GT | OP | 108 | 74 | 98 |  | 11 | 2001 | NG BLQ BLQ BLQ BLQ: NG; NG WDS WDS WDS WDS: DFO; N Y Y Y Y: Y; Y Y Y Y Y: Y |  | S |  | N | Electric Utility | 1 |  | N | N | [17 empty] | N
5580 | East Kentucky Power Coop, Inc | 54 | J K Smith | KY | Clark | GT5 | GT | OP | 108 | 74 | 98 |  | 11 | 2001 | NG BLQ BLQ BLQ BLQ: NG; NG WDS WDS WDS WDS: DFO; N Y Y Y Y: Y; Y Y Y Y Y: Y |  | S |  | N | Electric Utility | 1 |  | N | N | [17 empty] | N
5580 | East Kentucky Power Coop, Inc | 54 | J K Smith | KY | Clark | GT6 | GT | OP | 98 | 74 | 98 |  | 1 | 2005 | NG BLQ BLQ BLQ BLQ: NG; NG WDS WDS WDS WDS: DFO; N Y Y Y Y: Y; Y Y Y Y Y: Y |  | S |  | N | Electric Utility | 1 |  | N | N | [17 empty] | N
5580 | East Kentucky Power Coop, Inc | 54 | J K Smith | KY | Clark | GT7 | GT | OP | 98 | 74 | 98 |  | 1 | 2005 | NG BLQ BLQ BLQ BLQ: NG; NG WDS WDS WDS WDS: DFO; N Y Y Y Y: Y; Y Y Y Y Y: Y |  | S |  | N | Electric Utility | 1 |  | N | N | [17 empty] | N
5580 | East Kentucky Power Coop, Inc | 54 | J K Smith | KY | Clark | GT9 | GT | OP | 98 | 88 | 107 |  | 5 | 2010 | NG BLQ BLQ BLQ BLQ: NG; N Y Y Y Y: N; Y Y Y Y Y: Y |  | S |  | N | Electric Utility | 1 |  | N | N | [17 empty] | N
5580 | East Kentucky Power Coop, Inc | 1384 | Cooper | KY | Pulaski | 1 | ST | OP | 113.6 | 116 | 116 |  | 2 | 1965 | NG BLQ BLQ BLQ BLQ: BIT; N Y Y Y Y: N; Y Y Y Y Y: Y |  | S |  | N | Electric Utility | 1 |  | N | N | [17 empty] | N | Y |  | Y |  |  |  | DFO
5580 | East Kentucky Power Coop, Inc | 1384 | Cooper | KY | Pulaski | 2 | ST | OP | 230.4 | 225 | 225 |  | 10 | 1969 | NG BLQ BLQ BLQ BLQ: BIT; N Y Y Y Y: N; Y Y Y Y Y: Y |  | S |  | N | Electric Utility | 1 |  | N | Y | [12 empty] | N |  |  |  |  | N | Y |  | Y |  |  |  | DFO
5580 | East Kentucky Power Coop, Inc | 1385 | Dale | KY | Clark | 1 | ST | OP | 27 | 23 | 23 |  | 12 | 1954 | NG BLQ BLQ BLQ BLQ: BIT; N Y Y Y Y: N; Y Y Y Y Y: Y |  | S |  | N | Electric Utility | 1 |  | N | N | [17 empty] | N | Y |  | Y |  |  |  | DFO
5580 | East Kentucky Power Coop, Inc | 1385 | Dale | KY | Clark | 2 | ST | OP | 27 | 23 | 23 |  | 12 | 1954 | NG BLQ BLQ BLQ BLQ: BIT; N Y Y Y Y: N; Y Y Y Y Y: Y |  | S |  | N | Electric Utility | 1 |  | N | N | [17 empty] | N | Y |  | Y |  |  |  | DFO
5580 | East Kentucky Power Coop, Inc | 1385 | Dale | KY | Clark | 3 | ST | OP | 81 | 74 | 75 |  | 10 | 1957 | NG BLQ BLQ BLQ BLQ: BIT; N Y Y Y Y: N; Y Y Y Y Y: Y |  | S |  | N | Electric Utility | 1 |  | N | N | [17 empty] | N | Y |  | Y |  |  |  | DFO
5580 | East Kentucky Power Coop, Inc | 1385 | Dale | KY | Clark | 4 | ST | OP | 81 | 75 | 75 |  | 8 | 1960 | NG BLQ BLQ BLQ BLQ: BIT; N Y Y Y Y: N; Y Y Y Y Y: Y |  | S |  | N | Electric Utility | 1 |  | N | N | [17 empty] | N | Y |  | Y |  |  |  | DFO
5580 | East Kentucky Power Coop, Inc | 6041 | H L Spurlock | KY | Mason | 1 | ST | OP | 357.6 | 300 | 300 |  | 9 | 1977 | NG BLQ BLQ BLQ BLQ: BIT; N Y Y Y Y: N; Y Y Y Y Y: Y |  | S |  | N | Electric Utility | 1 |  | N | N | [17 empty] | N | Y |  | Y |  |  |  | DFO
5580 | East Kentucky Power Coop, Inc | 6041 | H L Spurlock | KY | Mason | 2 | ST | OP | 592.1 | 510 | 510 |  | 3 | 1981 | NG BLQ BLQ BLQ BLQ: BIT; N Y Y Y Y: N; Y Y Y Y Y: Y |  | S |  | N | Electric Utility | 1 |  | N | N | [17 empty] | N | Y |  | Y |  |  |  | DFO
5580 | East Kentucky Power Coop, Inc | 6041 | H L Spurlock | KY | Mason | 3 | ST | OP | 329.4 | 268 | 268 |  | 3 | 2005 | BIT | WC | TDF | WDS |  |  | Y | Y |  | S |  | N | Electric Utility | 1 |  | N | N | [17 empty] | N |  | Y | Y |  |  |  | DFO
5580 | East Kentucky Power Coop, Inc | 6041 | H L Spurlock | KY | Mason | 4 | ST | OP | 329.4 | 268 | 268 |  | 4 | 2009 | BIT | WC | WDS | TDF |  |  | Y | Y |  | S |  | N | Electric Utility | 1 |  | N | N | [17 empty] | N |  | Y | Y
5580 | East Kentucky Power Coop, Inc | 56277 | Bavarian LFGTE | KY | Boone | 1 | IC | OP | 0.8 | 0.8 | 0.8 |  | 9 | 2003 | NG BLQ BLQ BLQ BLQ: LFG; N Y Y Y Y: N; Y Y Y Y Y: Y | Y | S |  | N | Electric Utility | 1 |  | N | N | [17 empty] | N
5580 | East Kentucky Power Coop, Inc | 56277 | Bavarian LFGTE | KY | Boone | 2 | IC | OP | 0.8 | 0.8 | 0.8 |  | 9 | 2003 | NG BLQ BLQ BLQ BLQ: LFG; N Y Y Y Y: N; Y Y Y Y Y: Y | Y | S |  | N | Electric Utility | 1 |  | N | N | [17 empty] | N
5580 | East Kentucky Power Coop, Inc | 56277 | Bavarian LFGTE | KY | Boone | 3 | IC | OP | 0.8 | 0.8 | 0.8 |  | 9 | 2003 | NG BLQ BLQ BLQ BLQ: LFG; N Y Y Y Y: N; Y Y Y Y Y: Y | Y | S |  | N | Electric Utility | 1 |  | N | N | [17 empty] | N
5580 | East Kentucky Power Coop, Inc | 56277 | Bavarian LFGTE | KY | Boone | 4 | IC | OP | 0.8 | 0.8 | 0.8 |  | 9 | 2003 | NG BLQ BLQ BLQ BLQ: LFG; N Y Y Y Y: N; Y Y Y Y Y: Y | Y | S |  | N | Electric Utility | 1 |  | N | N | [17 empty] | N
5580 | East Kentucky Power Coop, Inc | 56278 | Green Valley LFGTE | KY | Greenup | 1 | IC | OP | 0.8 | 0.8 | 0.8 |  | 9 | 2003 | NG BLQ BLQ BLQ BLQ: LFG; N Y Y Y Y: N; Y Y Y Y Y: Y | Y | S |  | N | Electric Utility | 1 |  | N | N | [17 empty] | N
5580 | East Kentucky Power Coop, Inc | 56278 | Green Valley LFGTE | KY | Greenup | 2 | IC | OP | 0.8 | 0.8 | 0.8 |  | 9 | 2003 | NG BLQ BLQ BLQ BLQ: LFG; N Y Y Y Y: N; Y Y Y Y Y: Y | Y | S |  | N | Electric Utility | 1 |  | N | N | [17 empty] | N
5580 | East Kentucky Power Coop, Inc | 56278 | Green Valley LFGTE | KY | Greenup | 3 | IC | OP | 0.8 | 0.8 | 0.8 |  | 9 | 2003 | NG BLQ BLQ BLQ BLQ: LFG; N Y Y Y Y: N; Y Y Y Y Y: Y | Y | S |  | N | Electric Utility | 1 |  | N | N | [17 empty] | N
5580 | East Kentucky Power Coop, Inc | 56279 | Laurel Ridge LFGTE | KY | Laurel | 1 | IC | OP | 0.8 | 0.8 | 0.8 |  | 9 | 2003 | NG BLQ BLQ BLQ BLQ: LFG; N Y Y Y Y: N; Y Y Y Y Y: Y | Y | S |  | N | Electric Utility | 1 |  | N | N | [17 empty] | N
5580 | East Kentucky Power Coop, Inc | 56279 | Laurel Ridge LFGTE | KY | Laurel | 2 | IC | OP | 0.8 | 0.8 | 0.8 |  | 9 | 2003 | NG BLQ BLQ BLQ BLQ: LFG; N Y Y Y Y: N; Y Y Y Y Y: Y | Y | S |  | N | Electric Utility | 1 |  | N | N | [17 empty] | N
5580 | East Kentucky Power Coop, Inc | 56279 | Laurel Ridge LFGTE | KY | Laurel | 3 | IC | OP | 0.8 | 0.8 | 0.8 |  | 9 | 2003 | NG BLQ BLQ BLQ BLQ: LFG; N Y Y Y Y: N; Y Y Y Y Y: Y | Y | S |  | N | Electric Utility | 1 |  | N | N | [17 empty] | N
5580 | East Kentucky Power Coop, Inc | 56279 | Laurel Ridge LFGTE | KY | Laurel | 4 | IC | OP | 0.8 | 0.8 | 0.8 |  | 9 | 2003 | NG BLQ BLQ BLQ BLQ: LFG; N Y Y Y Y: N; Y Y Y Y Y: Y | Y | S |  | N | Electric Utility | 1 |  | N | N | [17 empty] | N
5580 | East Kentucky Power Coop, Inc | 56279 | Laurel Ridge LFGTE | KY | Laurel | 5 | IC | OP | 0.8 | 0.8 | 0.8 |  | 2 | 2006 | NG BLQ BLQ BLQ BLQ: LFG; N Y Y Y Y: N; Y Y Y Y Y: Y | Y | S |  | N | Electric Utility | 1 |  | N | N
5580 | East Kentucky Power Coop, Inc | 56280 | Hardin County LFGTE | KY | Hardin | 1 | IC | OP | 0.8 | 0.8 | 0.8 |  | 1 | 2006 | NG BLQ BLQ BLQ BLQ: LFG; N Y Y Y Y: N; Y Y Y Y Y: Y |  | S |  | N | Electric Utility | 1 |  | N | N | [17 empty] | N
5580 | East Kentucky Power Coop, Inc | 56280 | Hardin County LFGTE | KY | Hardin | 2 | IC | OP | 0.8 | 0.8 | 0.8 |  | 1 | 2006 | NG BLQ BLQ BLQ BLQ: LFG; N Y Y Y Y: N; Y Y Y Y Y: Y |  | S |  | N | Electric Utility | 1 |  | N | N | [17 empty] | N
5580 | East Kentucky Power Coop, Inc | 56280 | Hardin County LFGTE | KY | Hardin | 3 | IC | OP | 0.8 | 0.8 | 0.8 |  | 1 | 2006 | NG BLQ BLQ BLQ BLQ: LFG; N Y Y Y Y: N; Y Y Y Y Y: Y |  | S |  | N | Electric Utility | 1 |  | N | N | [17 empty] | N
5580 | East Kentucky Power Coop, Inc | 56327 | Pendleton County LFGTE | KY | Pendleton | 1 | IC | OP | 0.8 | 0.8 | 0.8 |  | 2 | 2007 | NG BLQ BLQ BLQ BLQ: LFG; N Y Y Y Y: N; Y Y Y Y Y: Y |  | S |  | N | Electric Utility | 1 |  | N | N | [17 empty] | N
5580 | East Kentucky Power Coop, Inc | 56327 | Pendleton County LFGTE | KY | Pendleton | 2 | IC | OP | 0.8 | 0.8 | 0.8 |  | 2 | 2007 | NG BLQ BLQ BLQ BLQ: LFG; N Y Y Y Y: N; Y Y Y Y Y: Y |  | S |  | N | Electric Utility | 1 |  | N | N | [17 empty] | N
5580 | East Kentucky Power Coop, Inc | 56327 | Pendleton County LFGTE | KY | Pendleton | 3 | IC | OP | 0.8 | 0.8 | 0.8 |  | 2 | 2007 | NG BLQ BLQ BLQ BLQ: LFG; N Y Y Y Y: N; Y Y Y Y Y: Y |  | S |  | N | Electric Utility | 1 |  | N | N | [17 empty] | N
5580 | East Kentucky Power Coop, Inc | 56327 | Pendleton County LFGTE | KY | Pendleton | 4 | IC | OP | 0.8 | 0.8 | 0.8 |  | 2 | 2007 | NG BLQ BLQ BLQ BLQ: LFG; N Y Y Y Y: N; Y Y Y Y Y: Y |  | S |  | N | Electric Utility | 1 |  | N | N
5580 | East Kentucky Power Coop, Inc | 56977 | Mason County LFGTE | KY | Mason | 1 | IC | OP | 2 | 1.6 | 1.6 |  | 5 | 2009 | NG BLQ BLQ BLQ BLQ: LFG; N Y Y Y Y: N; Y Y Y Y Y: Y |  | S |  | N | Electric Utility | 1 |  |  | N | [17 empty] | N
5610 | Eastman Chemical Co-TN Ops | 50481 | Tennessee Eastman Operations | TN | Sullivan | TG10 | ST | OP | 6 | 6 | 6 |  | 2 | 1946 | NG BLQ BLQ BLQ BLQ: BIT; NG WDS WDS WDS WDS: NG; N Y Y Y Y: N; Y Y Y Y Y: N |  | S |  | Y | Industrial CHP | 7 | T | N | N | [17 empty] | N |  |  | Y
5610 | Eastman Chemical Co-TN Ops | 50481 | Tennessee Eastman Operations | TN | Sullivan | TG11 | ST | OP | 6 | 6 | 6 |  | 5 | 1949 | NG BLQ BLQ BLQ BLQ: BIT; NG WDS WDS WDS WDS: NG; N Y Y Y Y: N; Y Y Y Y Y: N |  | S |  | Y | Industrial CHP | 7 | B | N | N | [17 empty] | N |  |  | Y
5610 | Eastman Chemical Co-TN Ops | 50481 | Tennessee Eastman Operations | TN | Sullivan | TG12 | ST | OP | 6 | 6 | 6 |  | 2 | 1953 | NG BLQ BLQ BLQ BLQ: BIT; NG WDS WDS WDS WDS: NG; N Y Y Y Y: N; Y Y Y Y Y: N |  | S |  | Y | Industrial CHP | 7 | B | N | N | [17 empty] | N |  |  | Y
5610 | Eastman Chemical Co-TN Ops | 50481 | Tennessee Eastman Operations | TN | Sullivan | TG13 | ST | OP | 7 | 7 | 7 |  | 1 | 1960 | BIT | NG | SLW | OTH |  |  | N | N |  | S |  | Y | Industrial CHP | 7 | T | N | N | [17 empty] | N |  |  | Y
5610 | Eastman Chemical Co-TN Ops | 50481 | Tennessee Eastman Operations | TN | Sullivan | TG14 | ST | OP | 10 | 10 | 10 |  | 4 | 1962 | NG BLQ BLQ BLQ BLQ: BIT; NG WDS WDS WDS WDS: NG; N Y Y Y Y: N; Y Y Y Y Y: N |  | S |  | Y | Industrial CHP | 7 | B | N | N | [17 empty] | N |  |  | Y
5610 | Eastman Chemical Co-TN Ops | 50481 | Tennessee Eastman Operations | TN | Sullivan | TG15 | ST | OP | 7.5 | 7.5 | 7.5 |  | 10 | 1963 | BIT | NG | SLW | OTH |  |  | N | N |  | S |  | Y | Industrial CHP | 7 | T | N | N | [17 empty] | N |  |  | Y
5610 | Eastman Chemical Co-TN Ops | 50481 | Tennessee Eastman Operations | TN | Sullivan | TG16 | ST | OP | 10.4 | 10.4 | 10.4 |  | 7 | 1966 | NG BLQ BLQ BLQ BLQ: BIT; NG WDS WDS WDS WDS: NG; N Y Y Y Y: N; Y Y Y Y Y: N |  | S |  | Y | Industrial CHP | 7 | T | N | N | [17 empty] | N | Y |  | Y
5610 | Eastman Chemical Co-TN Ops | 50481 | Tennessee Eastman Operations | TN | Sullivan | TG17 | ST | OP | 10.4 | 10.4 | 10.4 |  | 10 | 1966 | NG BLQ BLQ BLQ BLQ: BIT; NG WDS WDS WDS WDS: NG; N Y Y Y Y: N; Y Y Y Y Y: N |  | S |  | Y | Industrial CHP | 7 | T | N | N | [17 empty] | N | Y |  | Y
5610 | Eastman Chemical Co-TN Ops | 50481 | Tennessee Eastman Operations | TN | Sullivan | TG18 | ST | OP | 10.4 | 10.4 | 10.4 |  | 7 | 1967 | NG BLQ BLQ BLQ BLQ: BIT; NG WDS WDS WDS WDS: NG; N Y Y Y Y: N; Y Y Y Y Y: N |  | S |  | Y | Industrial CHP | 7 | T | N | N | [17 empty] | N | Y |  | Y
5610 | Eastman Chemical Co-TN Ops | 50481 | Tennessee Eastman Operations | TN | Sullivan | TG19 | ST | OP | 10.4 | 10.4 | 10.4 |  | 3 | 1970 | NG BLQ BLQ BLQ BLQ: BIT; NG WDS WDS WDS WDS: NG; N Y Y Y Y: N; Y Y Y Y Y: N |  | S |  | Y | Industrial CHP | 7 | T | N | N | [17 empty] | N | Y |  | Y
5610 | Eastman Chemical Co-TN Ops | 50481 | Tennessee Eastman Operations | TN | Sullivan | TG20 | ST | OP | 10.4 | 10.4 | 10.4 |  | 4 | 1972 | NG BLQ BLQ BLQ BLQ: BIT; NG WDS WDS WDS WDS: NG; N Y Y Y Y: N; Y Y Y Y Y: N |  | S |  | Y | Industrial CHP | 7 | T | N | N | [17 empty] | N | Y |  | Y
5610 | Eastman Chemical Co-TN Ops | 50481 | Tennessee Eastman Operations | TN | Sullivan | TG21 | ST | OP | 15 | 15 | 15 |  | 7 | 1969 | NG BLQ BLQ BLQ BLQ: BIT; NG WDS WDS WDS WDS: NG; N Y Y Y Y: N; Y Y Y Y Y: N |  | S |  | Y | Industrial CHP | 7 | B | N | N | [17 empty] | N | Y |  | Y
5610 | Eastman Chemical Co-TN Ops | 50481 | Tennessee Eastman Operations | TN | Sullivan | TG22 | ST | OP | 15.4 | 15.4 | 15.4 |  | 9 | 1982 | BIT | NG | OG | OTH |  |  | N | N |  | S |  | Y | Industrial CHP | 7 | T | N | N | [17 empty] | N | Y |  | Y
5610 | Eastman Chemical Co-TN Ops | 50481 | Tennessee Eastman Operations | TN | Sullivan | TG24 | ST | OP | 16.8 | 16.8 | 16.8 |  | 7 | 1983 | NG BLQ BLQ BLQ BLQ: BIT; NG WDS WDS WDS WDS: NG; N Y Y Y Y: N; Y Y Y Y Y: N |  | S |  | Y | Industrial CHP | 7 | B | N | N | [17 empty] | N | Y |  | Y
5610 | Eastman Chemical Co-TN Ops | 50481 | Tennessee Eastman Operations | TN | Sullivan | TG25 | ST | OP | 18 | 18 | 18 |  | 12 | 1994 | BIT | NG | OG | OTH |  |  | N | N |  | S |  | Y | Industrial CHP | 7 | T | N | N | [17 empty] | N | Y |  | Y
5610 | Eastman Chemical Co-TN Ops | 50481 | Tennessee Eastman Operations | TN | Sullivan | TG26 | ST | OP | 16.6 | 16.6 | 16.6 |  | 10 | 1994 | BIT | NG | OG |  |  |  | N | N |  | S |  | Y | Industrial CHP | 7 | T | N | N | [17 empty] | N | Y |  | Y | N
5610 | Eastman Chemical Co-TN Ops | 50481 | Tennessee Eastman Operations | TN | Sullivan | TGO7 | ST | OP | 6 | 6 | 6 |  | 9 | 1936 | NG BLQ BLQ BLQ BLQ: BIT; NG WDS WDS WDS WDS: NG; N Y Y Y Y: N; Y Y Y Y Y: N |  | S |  | Y | Industrial CHP | 7 | T | N | N | [17 empty] | N |  |  | Y
5610 | Eastman Chemical Co-TN Ops | 50481 | Tennessee Eastman Operations | TN | Sullivan | TGO8 | ST | OP | 6 | 6 | 6 |  | 9 | 1939 | NG BLQ BLQ BLQ BLQ: BIT; NG WDS WDS WDS WDS: NG; N Y Y Y Y: N; Y Y Y Y Y: N |  | S |  | Y | Industrial CHP | 7 | T | N | N | [17 empty] | N |  |  | Y
5610 | Eastman Chemical Co-TN Ops | 50481 | Tennessee Eastman Operations | TN | Sullivan | TGO9 | ST | OP | 6 | 6 | 6 |  | 7 | 1941 | NG BLQ BLQ BLQ BLQ: BIT; NG WDS WDS WDS WDS: NG; N Y Y Y Y: N; Y Y Y Y Y: N |  | S |  | Y | Industrial CHP | 7 | T | N | N | [17 empty] | N |  |  | Y
5623 | Rousselot Inc | 50955 | Rousselot Inc | MA | Essex | GEN1 | ST | SB | 1.5 | 1.5 | 1.5 |  | 5 | 1947 | NG BLQ BLQ BLQ BLQ: NG; NG WDS WDS WDS WDS: RFO; N Y Y Y Y: Y; Y Y Y Y Y: Y | Y | W |  | Y | Industrial CHP | 7 | B | N | N | [12 empty] | N |  |  |  |  | N | [6 empty] | PG
5623 | Rousselot Inc | 50955 | Rousselot Inc | MA | Essex | GEN2 | ST | SB | 1.5 | 1.5 | 1.5 |  | 5 | 1947 | NG BLQ BLQ BLQ BLQ: NG; NG WDS WDS WDS WDS: RFO; N Y Y Y Y: Y; Y Y Y Y Y: Y | Y | W |  | Y | Industrial CHP | 7 | B | N | N | [12 empty] | N |  |  |  |  | N | [6 empty] | PG
5623 | Rousselot Inc | 50955 | Rousselot Inc | MA | Essex | GEN3 | ST | OP | 3.7 | 3.3 | 3.3 |  | 4 | 1969 | NG BLQ BLQ BLQ BLQ: NG; NG WDS WDS WDS WDS: RFO; N Y Y Y Y: Y; Y Y Y Y Y: Y |  | W |  | Y | Industrial CHP | 7 | B | N | N | [12 empty] | N |  |  |  |  | N | [6 empty] | PG
5624 | RED-Rochester, LLC | 10025 | RED-Rochester, LLC | NY | Monroe | 17TG | ST | OP | 15 | 15 | 15 |  | 12 | 1968 | NG BLQ BLQ BLQ BLQ: BIT; NG WDS WDS WDS WDS: RFO; N Y Y Y Y: N; Y Y Y Y Y: Y |  | S |  | Y | Industrial CHP | 7 | B | N | N | [17 empty] | N | [5 empty] | Y | RFO
5624 | RED-Rochester, LLC | 10025 | RED-Rochester, LLC | NY | Monroe | 22TG | ST | OP | 12.5 | 12.5 | 12.5 |  | 8 | 1954 | NG BLQ BLQ BLQ BLQ: BIT; NG WDS WDS WDS WDS: RFO; N Y Y Y Y: N; Y Y Y Y Y: Y |  | S |  | Y | Industrial CHP | 7 | B | N | N | [17 empty] | N | [5 empty] | Y | RFO
5624 | RED-Rochester, LLC | 10025 | RED-Rochester, LLC | NY | Monroe | 41TG | ST | OP | 25.6 | 25.6 | 25.6 |  | 5 | 1964 | BIT | NG | RFO |  |  |  | Y | Y |  | S |  | Y | Industrial CHP | 7 | B | N | N | [17 empty] | N | [5 empty] | Y | RFO
5624 | RED-Rochester, LLC | 10025 | RED-Rochester, LLC | NY | Monroe | 42TG | ST | OP | 25.6 | 25.6 | 25.6 |  | 8 | 1967 | BIT | NG | RFO |  |  |  | Y | Y |  | S |  | Y | Industrial CHP | 7 | B | N | N | [17 empty] | N | [5 empty] | Y | RFO
5624 | RED-Rochester, LLC | 10025 | RED-Rochester, LLC | NY | Monroe | 43TG | ST | OP | 25.6 | 25.6 | 25.6 |  | 4 | 1969 | BIT | NG | RFO |  |  |  | Y | Y |  | S |  | Y | Industrial CHP | 7 | B | N | N | [17 empty] | N | [5 empty] | Y | RFO
5624 | RED-Rochester, LLC | 10025 | RED-Rochester, LLC | NY | Monroe | 44TG | ST | OP | 25.6 | 25.6 | 25.6 |  | 8 | 1987 | NG BLQ BLQ BLQ BLQ: BIT; NG WDS WDS WDS WDS: DFO; N Y Y Y Y: Y; Y Y Y Y Y: Y |  | S |  | Y | Industrial CHP | 7 | B | N | N | [17 empty] | N | Y |  |  |  |  | Y | RFO
5624 | RED-Rochester, LLC | 10025 | RED-Rochester, LLC | NY | Monroe | KPR1 | HY | OP | 0.4 | 0.4 | 0.4 |  | 6 | 1957 | NG BLQ BLQ BLQ BLQ: WAT; N Y Y Y Y: N; Y Y Y Y Y: N |  | S | 0 | N | Industrial CHP | 7 |  | N | N | [17 empty] | N
5625 | Easton Utilities Comm | 1580 | Easton | MD | Talbot | 10 | IC | OP | 3.5 | 3.5 | 3.5 |  | 5 | 1966 | DFO |  | DFO | NG |  |  | N | Y |  | S |  | N | Electric Utility | 1 |  | N | N | [17 empty] | N
5625 | Easton Utilities Comm | 1580 | Easton | MD | Talbot | 101 | IC | OP | 1.5 | 1.5 | 1.5 |  | 12 | 1995 | NG BLQ BLQ BLQ BLQ: DFO; N Y Y Y Y: N; Y Y Y Y Y: Y |  | S |  | N | Electric Utility | 1 |  | N | N | [17 empty] | N
5625 | Easton Utilities Comm | 1580 | Easton | MD | Talbot | 102 | IC | OP | 1.5 | 1.5 | 1.5 |  | 12 | 1995 | NG BLQ BLQ BLQ BLQ: DFO; N Y Y Y Y: N; Y Y Y Y Y: Y |  | S |  | N | Electric Utility | 1 |  | N | N | [17 empty] | N
5625 | Easton Utilities Comm | 1580 | Easton | MD | Talbot | 11 | IC | OP | 3.8 | 3.6 | 3.6 |  | 6 | 1968 | DFO |  | DFO | NG |  |  | N | Y |  | S |  | N | Electric Utility | 1 |  | N | N | [17 empty] | N
5625 | Easton Utilities Comm | 1580 | Easton | MD | Talbot | 12 | IC | OP | 4.1 | 4.1 | 4.1 |  | 7 | 1970 | DFO |  | DFO | NG |  |  | N | Y |  | S |  | N | Electric Utility | 1 |  | N | N | [17 empty] | N
5625 | Easton Utilities Comm | 1580 | Easton | MD | Talbot | 13 | IC | OP | 5.6 | 5.6 | 5.6 |  | 7 | 1973 | DFO |  | DFO | NG |  |  | N | Y |  | S |  | N | Electric Utility | 1 |  | N | N | [17 empty] | N
5625 | Easton Utilities Comm | 1580 | Easton | MD | Talbot | 14 | IC | OP | 5.6 | 5.6 | 5.6 |  | 7 | 1973 | DFO |  | DFO | NG |  |  | N | Y |  | S |  | N | Electric Utility | 1 |  | N | N | [17 empty] | N
5625 | Easton Utilities Comm | 1580 | Easton | MD | Talbot | 7 | IC | OP | 2.5 | 2 | 2 |  | 11 | 1954 | DFO |  | DFO | NG |  |  | N | Y |  | S |  | N | Electric Utility | 1 |  | N | N | [17 empty] | N
5625 | Easton Utilities Comm | 1580 | Easton | MD | Talbot | 8 | IC | OP | 2.5 | 2 | 2 |  | 5 | 1957 | NG BLQ BLQ BLQ BLQ: DFO; N Y Y Y Y: N; Y Y Y Y Y: Y |  | S |  | N | Electric Utility | 1 |  | N | N | [17 empty] | N
5625 | Easton Utilities Comm | 1580 | Easton | MD | Talbot | 9 | IC | OP | 3 | 2.5 | 2.5 |  | 12 | 1961 | NG BLQ BLQ BLQ BLQ: DFO; N Y Y Y Y: N; Y Y Y Y Y: Y |  | S |  | N | Electric Utility | 1 |  | N | N | [17 empty] | N
5625 | Easton Utilities Comm | 4257 | Easton 2 | MD | Talbot | 201 | IC | OP | 1.5 | 1.5 | 1.5 |  | 5 | 1995 | NG BLQ BLQ BLQ BLQ: DFO; N Y Y Y Y: N; Y Y Y Y Y: Y |  | S |  | N | Electric Utility | 1 |  | N | N | [17 empty] | N
5625 | Easton Utilities Comm | 4257 | Easton 2 | MD | Talbot | 202 | IC | OP | 1.5 | 1.5 | 1.5 |  | 5 | 1995 | NG BLQ BLQ BLQ BLQ: DFO; N Y Y Y Y: N; Y Y Y Y Y: Y |  | S |  | N | Electric Utility | 1 |  | N | N | [17 empty] | N
5625 | Easton Utilities Comm | 4257 | Easton 2 | MD | Talbot | 203 | GT | OP | 5.4 | 4.5 | 5.1 |  | 11 | 2004 | NG BLQ BLQ BLQ BLQ: DFO; NG WDS WDS WDS WDS: NG; N Y Y Y Y: N; Y Y Y Y Y: Y |  | S |  | N | Electric Utility | 1 |  | N | N | [17 empty] | N
5625 | Easton Utilities Comm | 4257 | Easton 2 | MD | Talbot | 204 | GT | OP | 5.4 | 4.5 | 5.1 |  | 11 | 2004 | NG BLQ BLQ BLQ BLQ: DFO; NG WDS WDS WDS WDS: NG; N Y Y Y Y: N; Y Y Y Y Y: Y |  | S |  | N | Electric Utility | 1 |  | N | N | [17 empty] | N
5625 | Easton Utilities Comm | 4257 | Easton 2 | MD | Talbot | 21 | IC | OP | 6.2 | 6.2 | 6.2 |  | 3 | 1978 | NG BLQ BLQ BLQ BLQ: DFO; NG WDS WDS WDS WDS: RFO; N Y Y Y Y: Y; Y Y Y Y Y: Y |  | S |  | N | Electric Utility | 1 |  | N | N | [17 empty] | N
5625 | Easton Utilities Comm | 4257 | Easton 2 | MD | Talbot | 22 | IC | OP | 6.2 | 6.2 | 6.2 |  | 3 | 1978 | NG BLQ BLQ BLQ BLQ: DFO; NG WDS WDS WDS WDS: RFO; N Y Y Y Y: Y; Y Y Y Y Y: Y |  | S |  | N | Electric Utility | 1 |  | N | N | [17 empty] | N
5625 | Easton Utilities Comm | 4257 | Easton 2 | MD | Talbot | 23 | IC | OP | 6.3 | 6.3 | 6.3 |  | 6 | 1989 | NG BLQ BLQ BLQ BLQ: RFO; NG WDS WDS WDS WDS: DFO; N Y Y Y Y: Y; Y Y Y Y Y: Y |  | S |  | N | Electric Utility | 1 |  | N | N | [17 empty] | N
5625 | Easton Utilities Comm | 4257 | Easton 2 | MD | Talbot | 24 | IC | OP | 6.3 | 6.3 | 6.3 |  | 6 | 1989 | NG BLQ BLQ BLQ BLQ: RFO; NG WDS WDS WDS WDS: DFO; N Y Y Y Y: Y; Y Y Y Y Y: Y |  | S |  | N | Electric Utility | 1 |  | N | N | [17 empty] | N
5670 | Ebensburg Power Co | 10603 | Ebensburg Power | PA | Cambria | GEN1 | ST | OP | 57.6 | 50 | 50 |  | 11 | 1990 | NG BLQ BLQ BLQ BLQ: WC; N Y Y Y Y: N; Y Y Y Y Y: Y |  | J |  | Y | IPP CHP | 3 | T | N | N | [17 empty] | N |  | Y |  |  |  |  | NG
5677 | EQ-Waste Energy Services Inc | 50077 | EQ Waste Energy Services | MI | Wayne | CAT1 | IC | OP | 0.5 | 0.5 | 0.5 |  | 6 | 1986 | NG BLQ BLQ BLQ BLQ: LFG; N Y Y Y Y: N; Y Y Y Y Y: Y |  | S |  | Y | IPP CHP | 3 | T | N | N | [12 empty] | N |  |  |  |  | N
5677 | EQ-Waste Energy Services Inc | 50077 | EQ Waste Energy Services | MI | Wayne | CAT2 | IC | OP | 0.3 | 0.3 | 0.3 |  | 6 | 1986 | NG BLQ BLQ BLQ BLQ: LFG; N Y Y Y Y: N; Y Y Y Y Y: Y |  | S |  | Y | IPP CHP | 3 | T | N | N | [12 empty] | N |  |  |  |  | N
5677 | EQ-Waste Energy Services Inc | 50077 | EQ Waste Energy Services | MI | Wayne | CAT3 | IC | OP | 0.3 | 0.3 | 0.3 |  | 6 | 1986 | NG BLQ BLQ BLQ BLQ: LFG; N Y Y Y Y: N; Y Y Y Y Y: Y |  | S |  | Y | IPP CHP | 3 | T | N | N | [12 empty] | N |  |  |  |  | N
5677 | EQ-Waste Energy Services Inc | 50077 | EQ Waste Energy Services | MI | Wayne | CAT4 | IC | OP | 0.3 | 0.3 | 0.3 |  | 6 | 1986 | NG BLQ BLQ BLQ BLQ: LFG; N Y Y Y Y: N; Y Y Y Y Y: Y |  | S |  | Y | IPP CHP | 3 | T | N | N | [12 empty] | N |  |  |  |  | N
5695 | Desert Star Energy Center SDG&E | 55077 | Desert Star Energy Center | NV | Clark | ED01 | CT | OP | 170 | 150 | 160 |  | 5 | 2000 | NG BLQ BLQ BLQ BLQ: NG; N Y Y Y Y: N; Y Y Y Y Y: Y |  | S |  | N | Electric Utility | 1 |  | N | N | [17 empty] | N
5695 | Desert Star Energy Center SDG&E | 55077 | Desert Star Energy Center | NV | Clark | ED02 | CT | OP | 170 | 150 | 160 |  | 5 | 2000 | NG BLQ BLQ BLQ BLQ: NG; N Y Y Y Y: N; Y Y Y Y Y: Y |  | S |  | N | Electric Utility | 1 |  | N | N | [17 empty] | N
5695 | Desert Star Energy Center SDG&E | 55077 | Desert Star Energy Center | NV | Clark | ED03 | CA | OP | 196 | 150 | 170 |  | 5 | 2000 | NG BLQ BLQ BLQ BLQ: NG; N Y Y Y Y: N; Y Y Y Y Y: Y |  | S |  | N | Electric Utility | 1 |  | Y | N | [17 empty] | N
5701 | El Paso Electric Co | 9 | Copper | TX | El Paso | 1 | GT | OP | 80.5 | 62 | 62 |  | 7 | 1980 | NG BLQ BLQ BLQ BLQ: NG; NG WDS WDS WDS WDS: DFO; N Y Y Y Y: N; Y Y Y Y Y: Y |  | S |  | N | Electric Utility | 1 |  | N | N | [17 empty] | N
5701 | El Paso Electric Co | 2444 | Rio Grande | NM | Dona Ana | 6 | ST | OP | 50 | 45 | 48 |  | 6 | 1957 | NG BLQ BLQ BLQ BLQ: NG; N Y Y Y Y: N; Y Y Y Y Y: Y |  | S |  | N | Electric Utility | 1 |  | N | Y | [12 empty] | N |  |  | 12 | 2014 | N | [6 empty] | NG
5701 | El Paso Electric Co | 2444 | Rio Grande | NM | Dona Ana | 7 | ST | OP | 50 | 46 | 48 |  | 6 | 1958 | NG BLQ BLQ BLQ BLQ: NG; N Y Y Y Y: N; Y Y Y Y Y: Y |  | S |  | N | Electric Utility | 1 |  | N | Y | [12 empty] | N |  |  | 12 | 2017 | N | [6 empty] | NG
5701 | El Paso Electric Co | 2444 | Rio Grande | NM | Dona Ana | 8 | ST | OP | 166.5 | 145 | 150 |  | 7 | 1972 | NG BLQ BLQ BLQ BLQ: NG; N Y Y Y Y: N; Y Y Y Y Y: Y |  | S |  | N | Electric Utility | 1 |  | N | N | [12 empty] | N |  |  |  |  | N | [6 empty] | NG
5701 | El Paso Electric Co | 3456 | Newman | TX | El Paso | 1 | ST | OP | 81.6 | 74 | 74 |  | 5 | 1960 | NG BLQ BLQ BLQ BLQ: NG; NG WDS WDS WDS WDS: DFO; N Y Y Y Y: Y; Y Y Y Y Y: Y |  | S |  | N | Electric Utility | 1 |  | N | Y | [15 empty] | 12 | 2019 | N | [6 empty] | NG
5701 | El Paso Electric Co | 3456 | Newman | TX | El Paso | 2 | ST | OP | 81.6 | 76 | 76 |  | 6 | 1963 | NG BLQ BLQ BLQ BLQ: NG; NG WDS WDS WDS WDS: DFO; N Y Y Y Y: Y; Y Y Y Y Y: Y |  | S |  | N | Electric Utility | 1 |  | N | Y | [15 empty] | 12 | 2015 | N | [6 empty] | NG
5701 | El Paso Electric Co | 3456 | Newman | TX | El Paso | 3 | ST | OP | 121.8 | 102 | 102 |  | 3 | 1966 | NG BLQ BLQ BLQ BLQ: NG; NG WDS WDS WDS WDS: DFO; N Y Y Y Y: Y; Y Y Y Y Y: Y |  | S |  | N | Electric Utility | 1 |  | N | Y | [15 empty] | 12 | 2019 | N | [6 empty] | NG
5701 | El Paso Electric Co | 3456 | Newman | TX | El Paso | 4 | CA | OP | 120 | 83 | 83 |  | 8 | 1975 | NG BLQ BLQ BLQ BLQ: NG; N Y Y Y Y: N; Y Y Y Y Y: Y |  | S |  | N | Electric Utility | 1 |  | Y | Y | [15 empty] | 12 | 2017 | N
5701 | El Paso Electric Co | 3456 | Newman | TX | El Paso | 5CA1 | CA | OP | 165 | 141.9 | 155.1 |  | 2 | 2011 | NG BLQ BLQ BLQ BLQ: NG; N Y Y Y Y: N; Y Y Y Y Y: Y |  | S |  | N | Electric Utility | 1 |  | Y | [18 empty] | N
5701 | El Paso Electric Co | 3456 | Newman | TX | El Paso | 5CT1 | GT | OP | 86.5 | 70 | 70 |  | 6 | 2009 | NG BLQ BLQ BLQ BLQ: NG; N Y Y Y Y: N; Y Y Y Y Y: Y |  | S |  | N | Electric Utility | 1 |  |  | N
5701 | El Paso Electric Co | 3456 | Newman | TX | El Paso | 5CT2 | GT | OP | 86.5 | 70 | 70 |  | 6 | 2009 | NG BLQ BLQ BLQ BLQ: NG; N Y Y Y Y: N; Y Y Y Y Y: Y |  | S |  | N | Electric Utility | 1 |  |  | N
5701 | El Paso Electric Co | 3456 | Newman | TX | El Paso | CT1 | CT | OP | 85 | 72 | 72 |  | 8 | 1975 | NG BLQ BLQ BLQ BLQ: NG; N Y Y Y Y: N; Y Y Y Y Y: Y |  | S |  | N | Electric Utility | 1 |  | N | Y | [15 empty] | 12 | 2017 | N
5701 | El Paso Electric Co | 3456 | Newman | TX | El Paso | CT2 | CT | OP | 85 | 72 | 72 |  | 8 | 1975 | NG BLQ BLQ BLQ BLQ: NG; N Y Y Y Y: N; Y Y Y Y Y: Y |  | S |  | N | Electric Utility | 1 |  | N | Y | [15 empty] | 12 | 2017 | N
5701 | El Paso Electric Co | 55578 | Hueco Mountain Wind Ranch | TX | Hudspeth | EXIS | WT | OP | 1.3 | 1.3 | 1.3 |  | 2 | 2001 | NG BLQ BLQ BLQ BLQ: WND; N Y Y Y Y: N; Y Y Y Y Y: Y |  | S | 2 | N | Electric Utility | 1 |  | N | N | [17 empty] | N
5748 | Electric Energy Inc | 887 | Joppa Steam | IL | Massac | 1 | ST | OP | 183.3 | 167 | 167 |  | 8 | 1953 | NG BLQ BLQ BLQ BLQ: SUB; NG WDS WDS WDS WDS: NG; N Y Y Y Y: Y; Y Y Y Y Y: Y |  | J |  | N | IPP Non-CHP | 2 |  | N | N | [17 empty] | N | Y |  | Y |  |  |  | NG | DFO
5748 | Electric Energy Inc | 887 | Joppa Steam | IL | Massac | 2 | ST | OP | 183.3 | 167 | 167 |  | 9 | 1953 | NG BLQ BLQ BLQ BLQ: SUB; N Y Y Y Y: N; Y Y Y Y Y: Y |  | J |  | N | IPP Non-CHP | 2 |  | N | N | [17 empty] | N | Y |  | Y |  |  |  | NG | DFO
5748 | Electric Energy Inc | 887 | Joppa Steam | IL | Massac | 3 | ST | OP | 183.3 | 167 | 167 |  | 5 | 1954 | NG BLQ BLQ BLQ BLQ: SUB; N Y Y Y Y: N; Y Y Y Y Y: Y |  | J |  | N | IPP Non-CHP | 2 |  | N | N | [17 empty] | N | Y |  | Y |  |  |  | NG | DFO
5748 | Electric Energy Inc | 887 | Joppa Steam | IL | Massac | 4 | ST | OP | 183.3 | 167 | 167 |  | 8 | 1954 | NG BLQ BLQ BLQ BLQ: SUB; NG WDS WDS WDS WDS: NG; N Y Y Y Y: Y; Y Y Y Y Y: Y |  | J |  | N | IPP Non-CHP | 2 |  | N | N | [17 empty] | N | Y |  | Y |  |  |  | NG | DFO
5748 | Electric Energy Inc | 887 | Joppa Steam | IL | Massac | 5 | ST | OP | 183.3 | 167 | 167 |  | 6 | 1955 | NG BLQ BLQ BLQ BLQ: SUB; N Y Y Y Y: N; Y Y Y Y Y: Y |  | J |  | N | IPP Non-CHP | 2 |  | N | N | [17 empty] | N | Y |  | Y |  |  |  | NG | DFO
5748 | Electric Energy Inc | 887 | Joppa Steam | IL | Massac | 6 | ST | OP | 183.3 | 167 | 167 |  | 8 | 1955 | NG BLQ BLQ BLQ BLQ: SUB; N Y Y Y Y: N; Y Y Y Y Y: Y |  | J |  | N | IPP Non-CHP | 2 |  | N | N | [17 empty] | N | Y |  | Y |  |  |  | NG | DFO
5761 | Ennis Power Company LLC | 55223 | Ennis Power Company LLC | TX | Ellis | GT1 | CT | OP | 285 | 245.1 | 267.9 |  | 5 | 2002 | NG BLQ BLQ BLQ BLQ: NG; N Y Y Y Y: N; Y Y Y Y Y: Y |  | S |  | N | IPP Non-CHP | 2 |  | N | N | [17 empty] | N
5761 | Ennis Power Company LLC | 55223 | Ennis Power Company LLC | TX | Ellis | ST1 | CA | OP | 133 | 114.4 | 125 |  | 5 | 2002 | NG BLQ BLQ BLQ BLQ: NG; N Y Y Y Y: N; Y Y Y Y Y: Y |  | S |  | N | IPP Non-CHP | 2 |  | N | N | [17 empty] | N
5773 | City of Elk River | 1971 | Elk River City of | MN | SHERBURNE | 1 | IC | SB | 0.5 | 0.5 | 0.5 |  | 3 | 1948 | NG BLQ BLQ BLQ BLQ: DFO; N Y Y Y Y: N; Y Y Y Y Y: Y | Y | S |  | N | Electric Utility | 1 |  | N | N | [17 empty] | N
5773 | City of Elk River | 1971 | Elk River City of | MN | SHERBURNE | 2 | IC | SB | 0.5 | 0.5 | 0.5 |  | 3 | 1948 | NG BLQ BLQ BLQ BLQ: DFO; N Y Y Y Y: N; Y Y Y Y Y: Y | Y | S |  | N | Electric Utility | 1 |  | N | N | [17 empty] | N
5773 | City of Elk River | 1971 | Elk River City of | MN | SHERBURNE | 3 | IC | SB | 3 | 3 | 3 |  | 3 | 1962 | NG BLQ BLQ BLQ BLQ: DFO; NG WDS WDS WDS WDS: NG; N Y Y Y Y: Y; Y Y Y Y Y: Y | Y | S |  | N | Electric Utility | 1 |  | N | N | [17 empty] | N
5773 | City of Elk River | 1971 | Elk River City of | MN | SHERBURNE | 4 | IC | SB | 5 | 5 | 5 |  | 8 | 1972 | NG BLQ BLQ BLQ BLQ: DFO; NG WDS WDS WDS WDS: NG; N Y Y Y Y: Y; Y Y Y Y Y: Y | Y | S |  | N | Electric Utility | 1 |  | N | N | [17 empty] | N
5773 | City of Elk River | 1971 | Elk River City of | MN | SHERBURNE | 5 | IC | OP | 0.8 | 0.8 | 0.8 |  | 10 | 2002 | NG BLQ BLQ BLQ BLQ: LFG; N Y Y Y Y: N; Y Y Y Y Y: Y |  | S |  | N | Electric Utility | 1 |  |  | N | [17 empty] | N
5773 | City of Elk River | 1971 | Elk River City of | MN | SHERBURNE | 6 | IC | OP | 0.8 | 0.8 | 0.8 |  | 10 | 2002 | NG BLQ BLQ BLQ BLQ: LFG; N Y Y Y Y: N; Y Y Y Y Y: Y |  | S |  | N | Electric Utility | 1 |  |  | N | [17 empty] | N
5773 | City of Elk River | 1971 | Elk River City of | MN | SHERBURNE | 7 | IC | OP | 0.8 | 0.8 | 0.8 |  | 10 | 2002 | NG BLQ BLQ BLQ BLQ: LFG; N Y Y Y Y: N; Y Y Y Y Y: Y |  | S |  | N | Electric Utility | 1 |  |  | N | [17 empty] | N
5773 | City of Elk River | 1971 | Elk River City of | MN | SHERBURNE | 8 | IC | OP | 0.8 | 0.8 | 0.8 |  | 7 | 2006 | NG BLQ BLQ BLQ BLQ: LFG; N Y Y Y Y: N; Y Y Y Y Y: Y |  | S |  | N | Electric Utility | 1 |  |  | N | [17 empty] | N
5802 | City of Ellinwood | 1274 | Ellinwood | KS | BARTON | 1 | IC | OP | 2.1 | 1.8 | 1.8 |  | 8 | 1965 | NG BLQ BLQ BLQ BLQ: DFO; NG WDS WDS WDS WDS: NG; N Y Y Y Y: Y; Y Y Y Y Y: Y |  | S |  | N | Electric Utility | 1 |  | N | N
5802 | City of Ellinwood | 1274 | Ellinwood | KS | BARTON | 2 | IC | OP | 1.4 | 1.3 | 1.3 |  | 6 | 1957 | NG BLQ BLQ BLQ BLQ: DFO; NG WDS WDS WDS WDS: NG; N Y Y Y Y: Y; Y Y Y Y Y: Y |  | S |  | N | Electric Utility | 1 |  | N | N
5802 | City of Ellinwood | 1274 | Ellinwood | KS | BARTON | 3 | IC | OP | 0.6 | 0.3 | 0.3 |  | 6 | 1948 | NG BLQ BLQ BLQ BLQ: DFO; NG WDS WDS WDS WDS: NG; N Y Y Y Y: Y; Y Y Y Y Y: Y |  | S |  | N | Electric Utility | 1 |  | N | N
5802 | City of Ellinwood | 1274 | Ellinwood | KS | BARTON | 4 | IC | OP | 1.1 | 1 | 1 |  | 7 | 1953 | NG BLQ BLQ BLQ BLQ: DFO; NG WDS WDS WDS WDS: NG; N Y Y Y Y: Y; Y Y Y Y Y: Y |  | S |  | N | Electric Utility | 1 |  | N | N
5802 | City of Ellinwood | 1274 | Ellinwood | KS | BARTON | 5 | IC | OP | 3.3 | 2.5 | 2.5 |  | 6 | 1971 | NG BLQ BLQ BLQ BLQ: DFO; NG WDS WDS WDS WDS: NG; N Y Y Y Y: Y; Y Y Y Y Y: Y |  | S |  | N | Electric Utility | 1 |  | N | N
5811 | Empire Hydro Partners | 10817 | Port Leyden Hydroelectric Project | NY | Lewis | GEN1 | HY | OP | 0.5 | 0.5 | 0.5 |  | 12 | 1985 | NG BLQ BLQ BLQ BLQ: WAT; N Y Y Y Y: N; Y Y Y Y Y: Y |  | S | 0 | N | IPP Non-CHP | 2 |  | N | N
5811 | Empire Hydro Partners | 10817 | Port Leyden Hydroelectric Project | NY | Lewis | GEN2 | HY | OP | 0.5 | 0.5 | 0.5 |  | 12 | 1985 | NG BLQ BLQ BLQ BLQ: WAT; N Y Y Y Y: N; Y Y Y Y Y: Y |  | S | 0 | N | IPP Non-CHP | 2 |  | N | N
5834 | City of Elroy - (WI) | 4113 | Elroy | WI | Juneau | 1A | IC | OP | 2.3 | 2.2 | 2.3 |  | 2 | 2005 | NG BLQ BLQ BLQ BLQ: DFO; N Y Y Y Y: N; Y Y Y Y Y: Y |  | S |  | N | Electric Utility | 1 |  | N | N | [17 empty] | N
5834 | City of Elroy - (WI) | 4113 | Elroy | WI | Juneau | 2A | IC | OP | 2.3 | 2.2 | 2.3 |  | 2 | 2005 | NG BLQ BLQ BLQ BLQ: DFO; N Y Y Y Y: N; Y Y Y Y Y: Y |  | S |  | N | Electric Utility | 1 |  | N | N | [17 empty] | N
5834 | City of Elroy - (WI) | 4113 | Elroy | WI | Juneau | 5 | IC | OP | 2 | 2.2 | 2.2 |  | 5 | 1973 | NG BLQ BLQ BLQ BLQ: DFO; NG WDS WDS WDS WDS: NG; N Y Y Y Y: Y; Y Y Y Y Y: Y |  | S |  | N | Electric Utility | 1 |  | N | N | [17 empty] | N
5850 | City of Emerson - (NE) | 2235 | Emerson | NE | Dixon | 2 | IC | OP | 1.1 | 1.1 | 1.1 |  | 1 | 1968 | NG BLQ BLQ BLQ BLQ: NG; NG WDS WDS WDS WDS: DFO; N Y Y Y Y: N; Y Y Y Y Y: Y |  | S |  | N | Electric Utility | 1 |  |  | N | [17 empty] | N
5850 | City of Emerson - (NE) | 2235 | Emerson | NE | Dixon | 3 | IC | OP | 0.1 | 0.1 | 0.1 |  | 1 | 1947 | NG BLQ BLQ BLQ BLQ: DFO; N Y Y Y Y: N; Y Y Y Y Y: Y |  | S |  | N | Electric Utility | 1 |  | N | N | [17 empty] | N
5850 | City of Emerson - (NE) | 2235 | Emerson | NE | Dixon | 4 | IC | OP | 0.4 | 0.4 | 0.4 |  | 1 | 1960 | NG BLQ BLQ BLQ BLQ: NG; NG WDS WDS WDS WDS: DFO; N Y Y Y Y: N; Y Y Y Y Y: Y |  | S |  | N | Electric Utility | 1 |  | N | N | [17 empty] | N
5860 | Empire District Electric Co | 1239 | Riverton | KS | Cherokee | 10 | GT | OP | 16.3 | 16 | 17 |  | 12 | 1988 | NG BLQ BLQ BLQ BLQ: NG; NG WDS WDS WDS WDS: DFO; N Y Y Y Y: Y; Y Y Y Y Y: Y | Y | S |  | N | Electric Utility | 1 |  | N | N | [17 empty] | N
5860 | Empire District Electric Co | 1239 | Riverton | KS | Cherokee | 11 | GT | OP | 16.3 | 17 | 17 |  | 11 | 1988 | NG BLQ BLQ BLQ BLQ: NG; NG WDS WDS WDS WDS: DFO; N Y Y Y Y: Y; Y Y Y Y Y: Y | Y | S |  | N | Electric Utility | 1 |  | N | N | [17 empty] | N
5860 | Empire District Electric Co | 1239 | Riverton | KS | Cherokee | 12 | GT | OP | 148.8 | 147 | 180 |  | 5 | 2007 | NG BLQ BLQ BLQ BLQ: NG; N Y Y Y Y: N; Y Y Y Y Y: Y | Y | S |  | N | Electric Utility | 1 |  | N | Y | [12 empty] | Y | 1 | 2014 |  |  | N
5860 | Empire District Electric Co | 1239 | Riverton | KS | Cherokee | 7 | ST | OP | 37.5 | 38 | 38 |  | 6 | 1950 | SUB | BIT | NG |  |  |  | Y | Y | Y | S |  | N | Electric Utility | 1 |  | N | Y | [12 empty] | Y | 1 | 2014 | 1 | 2016 | N | Y |  | Y |  |  |  | NG
5860 | Empire District Electric Co | 1239 | Riverton | KS | Cherokee | 8 | ST | OP | 50 | 54 | 54 |  | 6 | 1954 | SUB | BIT | NG |  | PC |  | Y | Y | Y | S |  | N | Electric Utility | 1 |  | N | Y | [12 empty] | Y | 1 | 2014 | 1 | 2016 | N | Y |  | Y |  |  |  | NG
5860 | Empire District Electric Co | 1239 | Riverton | KS | Cherokee | 9 | GT | OP | 12.5 | 12 | 12 |  | 6 | 1964 | NG BLQ BLQ BLQ BLQ: NG; NG WDS WDS WDS WDS: DFO; N Y Y Y Y: Y; Y Y Y Y Y: Y | Y | S |  | N | Electric Utility | 1 |  | N | Y | [15 empty] | 1 | 2016 | N
5860 | Empire District Electric Co | 2076 | Asbury | MO | Jasper | 1 | ST | OP | 212.8 | 189 | 189 |  | 6 | 1970 | SUB | BIT | DFO | TDF |  |  | Y | Y | Y | S |  | N | Electric Utility | 1 |  | N | Y | [12 empty] | Y | 2 | 2015 |  |  | N | Y |  | Y |  |  |  | DFO
5860 | Empire District Electric Co | 2076 | Asbury | MO | Jasper | 2 | ST | OP | 18.7 | 14.5 | 14.5 |  | 4 | 1986 | SUB | BIT | DFO | TDF |  |  | Y | Y |  | S |  | N | Electric Utility | 1 |  | N | Y | [15 empty] | 1 | 2014 | N | Y |  | Y
5860 | Empire District Electric Co | 6223 | Empire Energy Center | MO | Jasper | 1 | GT | OP | 129 | 82 | 88 |  | 3 | 1978 | NG BLQ BLQ BLQ BLQ: NG; NG WDS WDS WDS WDS: DFO; N Y Y Y Y: Y; Y Y Y Y Y: Y |  | S |  | N | Electric Utility | 1 |  | N | N | [17 empty] | N
5860 | Empire District Electric Co | 6223 | Empire Energy Center | MO | Jasper | 2 | GT | OP | 129 | 82 | 88 |  | 6 | 1981 | NG BLQ BLQ BLQ BLQ: NG; NG WDS WDS WDS WDS: DFO; N Y Y Y Y: Y; Y Y Y Y Y: Y |  | S |  | N | Electric Utility | 1 |  | N | N | [17 empty] | N
5860 | Empire District Electric Co | 6223 | Empire Energy Center | MO | Jasper | 3 | GT | OP | 60.5 | 49 | 62 |  | 4 | 2003 | NG BLQ BLQ BLQ BLQ: NG; NG WDS WDS WDS WDS: DFO; N Y Y Y Y: Y; Y Y Y Y Y: Y |  | S |  | N | Electric Utility | 1 |  | N | N | [17 empty] | N
5860 | Empire District Electric Co | 6223 | Empire Energy Center | MO | Jasper | 4 | GT | OP | 60.5 | 49 | 62 |  | 4 | 2003 | NG BLQ BLQ BLQ BLQ: NG; NG WDS WDS WDS WDS: DFO; N Y Y Y Y: Y; Y Y Y Y Y: Y |  | S |  | N | Electric Utility | 1 |  | N | N | [17 empty] | N
5860 | Empire District Electric Co | 6280 | Ozark Beach | MO | Taney | 5 | HY | OP | 4 | 4 | 4 |  | 6 | 1931 | NG BLQ BLQ BLQ BLQ: WAT; N Y Y Y Y: N; Y Y Y Y Y: Y | Y | S | 0 | N | Electric Utility | 1 |  | N | N | [17 empty] | N
5860 | Empire District Electric Co | 6280 | Ozark Beach | MO | Taney | 6 | HY | OP | 4 | 4 | 4 |  | 6 | 1931 | NG BLQ BLQ BLQ BLQ: WAT; N Y Y Y Y: N; Y Y Y Y Y: Y | Y | S | 0 | N | Electric Utility | 1 |  | N | N | [17 empty] | N
5860 | Empire District Electric Co | 6280 | Ozark Beach | MO | Taney | 7 | HY | OP | 4 | 4 | 4 |  | 6 | 1931 | NG BLQ BLQ BLQ BLQ: WAT; N Y Y Y Y: N; Y Y Y Y Y: Y | Y | S | 0 | N | Electric Utility | 1 |  | N | N | [17 empty] | N
5860 | Empire District Electric Co | 6280 | Ozark Beach | MO | Taney | 8 | HY | OP | 4 | 4 | 4 |  | 6 | 1931 | NG BLQ BLQ BLQ BLQ: WAT; N Y Y Y Y: N; Y Y Y Y Y: Y | Y | S | 0 | N | Electric Utility | 1 |  | N | N | [17 empty] | N
5860 | Empire District Electric Co | 7296 | State Line Combined Cycle | MO | Jasper | 1 | GT | OP | 123 | 94 | 96 |  | 5 | 1995 | NG BLQ BLQ BLQ BLQ: NG; NG WDS WDS WDS WDS: DFO; N Y Y Y Y: Y; Y Y Y Y Y: Y | Y | S |  | N | Electric Utility | 1 |  | N | N | [17 empty] | N
5860 | Empire District Electric Co | 7296 | State Line Combined Cycle | MO | Jasper | 2-1 | CT | OP | 181 | 159 | 159 |  | 6 | 2001 | NG BLQ BLQ BLQ BLQ: NG; N Y Y Y Y: N; Y Y Y Y Y: Y | Y | J |  | N | Electric Utility | 1 |  | N | N | [17 empty] | N
5860 | Empire District Electric Co | 7296 | State Line Combined Cycle | MO | Jasper | 2-2 | CT | OP | 180 | 158 | 158 |  | 6 | 1997 | NG BLQ BLQ BLQ BLQ: NG; N Y Y Y Y: N; Y Y Y Y Y: Y | Y | J |  | N | Electric Utility | 1 |  | N | N | [17 empty] | N
5860 | Empire District Electric Co | 7296 | State Line Combined Cycle | MO | Jasper | 2-3 | CA | OP | 206.5 | 178 | 178 |  | 6 | 2001 | NG BLQ BLQ BLQ BLQ: NG; N Y Y Y Y: N; Y Y Y Y Y: Y | Y | J |  | N | Electric Utility | 1 |  | Y | N | [17 empty] | N
5901 | Encina Joint Powers Authority | 10026 | Encina Water Pollution Control | CA | SAN DIEGO | EG10 | IC | OP | 0.8 | 0.8 | 0.8 |  | 11 | 2008 | NG BLQ BLQ BLQ BLQ: OBG; NG WDS WDS WDS WDS: NG; N Y Y Y Y: Y; Y Y Y Y Y: N |  | S |  | N | Commercial CHP | 5 |  |  | N
5901 | Encina Joint Powers Authority | 10026 | Encina Water Pollution Control | CA | SAN DIEGO | EG20 | IC | OP | 0.8 | 0.8 | 0.8 |  | 11 | 2008 | NG BLQ BLQ BLQ BLQ: OBG; NG WDS WDS WDS WDS: NG; N Y Y Y Y: Y; Y Y Y Y Y: N |  | S |  | N | Commercial CHP | 5 |  |  | N
5901 | Encina Joint Powers Authority | 10026 | Encina Water Pollution Control | CA | SAN DIEGO | EG30 | IC | OP | 0.8 | 0.8 | 0.8 |  | 1 | 2009 | NG BLQ BLQ BLQ BLQ: OBG; NG WDS WDS WDS WDS: NG; N Y Y Y Y: Y; Y Y Y Y Y: N |  | S |  | N | Commercial CHP | 5 |  |  | N
5901 | Encina Joint Powers Authority | 10026 | Encina Water Pollution Control | CA | SAN DIEGO | EG40 | IC | OP | 0.8 | 0.8 | 0.8 |  | 4 | 2009 | NG BLQ BLQ BLQ BLQ: OBG; NG WDS WDS WDS WDS: NG; N Y Y Y Y: Y; Y Y Y Y Y: N |  | S |  | N | Commercial CHP | 5 |  |  | N
5906 | EDF Renewable Services Inc | 10815 | Difwind Farms Ltd VII | CA | Alameda | GEN1 | WT | OP | 24 | 24 | 24 |  | 1 | 1987 | NG BLQ BLQ BLQ BLQ: WND; N Y Y Y Y: N; Y Y Y Y Y: Y |  | S | 200 | N | IPP Non-CHP | 2 |  | N | N
5906 | EDF Renewable Services Inc | 54258 | Westwind Trust | CA | Riverside | WIN1 | WT | OP | 16 | 16 | 16 |  | 9 | 1986 | NG BLQ BLQ BLQ BLQ: WND; N Y Y Y Y: N; Y Y Y Y Y: Y |  | S | 172 | N | IPP Non-CHP | 2 |  | N | N
5906 | EDF Renewable Services Inc | 54453 | EDF Renewable Windfarm V Inc | CA | Solano | GEN2 | WT | OP | 60 | 60 | 60 |  | 1 | 1990 | NG BLQ BLQ BLQ BLQ: WND; N Y Y Y Y: N; Y Y Y Y Y: Y |  | W | 617 | N | IPP Non-CHP | 2 |  | N | N | [17 empty] | N
5906 | EDF Renewable Services Inc | 54650 | Swanmill Windfarm I | CA | Riverside | EXI2 | WT | OP | 9.1 | 9.1 | 9.1 |  | 12 | 1989 | NG BLQ BLQ BLQ BLQ: WND; N Y Y Y Y: N; Y Y Y Y Y: Y |  | S | 57 | N | IPP Non-CHP | 2 |  | N | N
5906 | EDF Renewable Services Inc | 54650 | Swanmill Windfarm I | CA | Riverside | EXIS | WT | OP | 9.6 | 9.6 | 9.6 |  | 12 | 1988 | NG BLQ BLQ BLQ BLQ: WND; N Y Y Y Y: N; Y Y Y Y Y: Y |  | S | 60 | N | IPP Non-CHP | 2 |  | N | N
5906 | EDF Renewable Services Inc | 54681 | Difwind Farms Ltd I | CA | Riverside | EXIS | WT | OP | 7.3 | 7.3 | 7.3 |  | 1 | 1986 | NG BLQ BLQ BLQ BLQ: WND; N Y Y Y Y: N; Y Y Y Y Y: Y |  | S | 68 | N | IPP Non-CHP | 2 |  | N | N
5906 | EDF Renewable Services Inc | 54682 | Difwind Farms Ltd II | CA | Riverside | EXIS | WT | OP | 5.5 | 5.5 | 5.5 |  | 1 | 1986 | NG BLQ BLQ BLQ BLQ: WND; N Y Y Y Y: N; Y Y Y Y Y: Y |  | S | 67 | N | IPP Non-CHP | 2 |  | N | N
5906 | EDF Renewable Services Inc | 54685 | Difwind Farms Ltd V | CA | Riverside | EXIS | WT | OP | 11.7 | 11.7 | 11.7 |  | 1 | 1987 | NG BLQ BLQ BLQ BLQ: WND; N Y Y Y Y: N; Y Y Y Y Y: Y |  | S | 109 | N | IPP Non-CHP | 2 |  | N | N
5906 | EDF Renewable Services Inc | 54686 | Difwind Farms Ltd VI | CA | Kern | EXIS | WT | OP | 27.1 | 27.1 | 27.1 |  | 1 | 1987 | NG BLQ BLQ BLQ BLQ: WND; N Y Y Y Y: N; Y Y Y Y Y: Y |  | S | 251 | N | IPP Non-CHP | 2 |  | N | N
5906 | EDF Renewable Services Inc | 54687 | Difwind Farms Ltd VIII | CA | Kern | EXIS | WT | OP | 15 | 15 | 15 |  | 1 | 1987 | NG BLQ BLQ BLQ BLQ: WND; N Y Y Y Y: N; Y Y Y Y Y: Y |  | S | 100 | N | IPP Non-CHP | 2 |  | N | N
5906 | EDF Renewable Services Inc | 55741 | Ridge Crest Wind Partners | CO | Logan | A1 | WT | OP | 29.7 | 29.7 | 29.7 |  | 12 | 2001 | NG BLQ BLQ BLQ BLQ: WND; N Y Y Y Y: N; Y Y Y Y Y: Y |  | W | 33 | N | IPP Non-CHP | 2 |  | N | N | [17 empty] | N
5906 | EDF Renewable Services Inc | 55980 | Champepaden Wind Power | MN | Murray | 1 | WT | OP | 2 | 2 | 2 |  | 12 | 2001 | NG BLQ BLQ BLQ BLQ: WND; N Y Y Y Y: N; Y Y Y Y Y: Y |  | J | 3 | N | IPP Non-CHP | 2 |  | N | N | [17 empty] | N
5906 | EDF Renewable Services Inc | 55981 | Moulton Wind Power | MN | Nobles | 1 | WT | OP | 2 | 2 | 2 |  | 12 | 2001 | NG BLQ BLQ BLQ BLQ: WND; N Y Y Y Y: N; Y Y Y Y Y: Y |  | J | 3 | N | IPP Non-CHP | 2 |  | N | N | [17 empty] | N
5906 | EDF Renewable Services Inc | 56142 | Chanarambie Power Partners, LLC | MN | Murray | WND1 | WT | OP | 85.5 | 85.5 | 85.5 |  | 12 | 2003 | NG BLQ BLQ BLQ BLQ: WND; N Y Y Y Y: N; Y Y Y Y Y: Y |  | S | 57 | N | IPP Non-CHP | 2 |  | N | N
5906 | EDF Renewable Services Inc | 56153 | Viking Wind Partners | MN | Murray | 1 | WT | OP | 12 | 12 | 12 |  | 12 | 2003 | NG BLQ BLQ BLQ BLQ: WND; N Y Y Y Y: N; Y Y Y Y Y: Y |  | S | 8 | N | IPP Non-CHP | 2 |  | N | N | [17 empty] | N
5906 | EDF Renewable Services Inc | 56213 | Patterson Pass | CA | Alameda | WND1 | WT | OP | 8.1 | 8.1 | 8.1 |  | 4 | 1985 | NG BLQ BLQ BLQ BLQ: WND; N Y Y Y Y: N; Y Y Y Y Y: Y |  | J | 125 | N | IPP Non-CHP | 2 |  | N | N | [17 empty] | N
5906 | EDF Renewable Services Inc | 56213 | Patterson Pass | CA | Alameda | WND2 | WT | OP | 13.8 | 13.8 | 13.8 |  | 1 | 1987 | NG BLQ BLQ BLQ BLQ: WND; N Y Y Y Y: N; Y Y Y Y Y: Y |  | J | 211 | N | IPP Non-CHP | 2 |  | N | N | [17 empty] | N
5906 | EDF Renewable Services Inc | 56302 | Oasis Wind | CA | Kern | 1 | WT | OP | 60 | 60 | 60 |  | 12 | 2004 | NG BLQ BLQ BLQ BLQ: WND; N Y Y Y Y: N; Y Y Y Y Y: Y |  | S | 60 | N | IPP Non-CHP | 2 |  | N | N
5906 | EDF Renewable Services Inc | 56447 | Hawi Wind Farm | HI | Hawaii | V-47 | WT | OP | 10.6 | 10.6 | 10.6 |  | 5 | 2006 | NG BLQ BLQ BLQ BLQ: WND; N Y Y Y Y: N; Y Y Y Y Y: Y |  | S | 16 | N | IPP Non-CHP | 2 |  | N | N
5906 | EDF Renewable Services Inc | 56617 | Fenton Wind Farm | MN | Murray | 1 | WT | OP | 205.5 | 205.5 | 205.5 |  | 9 | 2007 | NG BLQ BLQ BLQ BLQ: WND; N Y Y Y Y: N; Y Y Y Y Y: Y |  | S | 137 | N | IPP Non-CHP | 2 |  | N | N
5906 | EDF Renewable Services Inc | 56646 | Chandler Hills Wind Farm | MN | Murray | 1 | WT | OP | 2 | 2 | 2 |  | 1 | 1999 | NG BLQ BLQ BLQ BLQ: WND; N Y Y Y Y: N; Y Y Y Y Y: Y |  | W | 3 | N | IPP Non-CHP | 2 |  | N | N
5906 | EDF Renewable Services Inc | 56874 | Shiloh Wind Project 2 LLC | CA | Solano | TBD | WT | OP | 150 | 150 | 150 |  | 1 | 2009 | NG BLQ BLQ BLQ BLQ: WND; N Y Y Y Y: N; Y Y Y Y Y: Y |  | S | 75 | N | IPP Non-CHP | 2 |  |  | N
5906 | EDF Renewable Services Inc | 56875 | Sacramento Soleil LLC | CA | Sacramento | TBD | PV | OP | 1 | 1 | 1 |  | 8 | 2008 | NG BLQ BLQ BLQ BLQ: SUN; N Y Y Y Y: N; Y Y Y Y Y: Y |  | S |  | N | IPP Non-CHP | 2 |  |  | N
5906 | EDF Renewable Services Inc | 56876 | Wapsipinicon Wind Project | MN | Mower | TBD | WT | OP | 100.5 | 100.5 | 100.5 |  | 2 | 2009 | NG BLQ BLQ BLQ BLQ: WND; N Y Y Y Y: N; Y Y Y Y Y: Y |  | S | 67 | N | IPP Non-CHP | 2 |  |  | N
5906 | EDF Renewable Services Inc | 56877 | Hall's Warehouse Solar Project | NJ | Middlesex | TBD | PV | OP | 1.7 | 1.7 | 1.7 |  | 2 | 2009 | NG BLQ BLQ BLQ BLQ: SUN; N Y Y Y Y: N; Y Y Y Y Y: Y |  | S |  | N | IPP Non-CHP | 2 |  |  | N
5906 | EDF Renewable Services Inc | 56878 | Hoosier Wind Project LLC | IN | Benton | TBD | WT | OP | 106 | 106 | 106 |  | 11 | 2009 | NG BLQ BLQ BLQ BLQ: WND; N Y Y Y Y: N; Y Y Y Y Y: Y |  | S | 50 | N | IPP Non-CHP | 2 |  |  | N
5906 | EDF Renewable Services Inc | 57372 | Bellevue Solar Project | OR | Yamhill | INV-1 | PV | OP | 1.6 | 1.6 | 1.6 |  | 10 | 2011 | NG BLQ BLQ BLQ BLQ: SUN; N Y Y Y Y: N; Y Y Y Y Y: Y |  | W | 6 | N | IPP Non-CHP | 2 | [20 empty] | N
5906 | EDF Renewable Services Inc | 57374 | Lakefield Wind Project LLC | MN | Jackson | LAKE1 | WT | OP | 205.5 | 205.5 | 205.5 |  | 10 | 2011 | NG BLQ BLQ BLQ BLQ: WND; N Y Y Y Y: N; Y Y Y Y Y: Y |  | W | 137 | N | IPP Non-CHP | 2 | [15 empty] | N |  |  |  |  | N
5906 | EDF Renewable Services Inc | 57586 | Shiloh III Wind Project LLC | CA | Solano | 1 | WT | OP | 102.5 | 102.5 | 100 |  | 12 | 2011 | NG BLQ BLQ BLQ BLQ: WND; N Y Y Y Y: N; Y Y Y Y Y: Y |  | W | 50 | N | IPP Non-CHP | 2 | [20 empty] | N
5906 | EDF Renewable Services Inc | 57652 | Yamhill Solar LLC | OR | Yamhill | 1 | PV | OP | 1 | 1 | 1 |  | 10 | 2011 | NG BLQ BLQ BLQ BLQ: SUN; N Y Y Y Y: N; Y Y Y Y Y: N |  | S | 4 | N | IPP Non-CHP | 2
5906 | EDF Renewable Services Inc | 57708 | Catalina Solar LLC | CA | Kern | INV | PV | OP | 110 | 110 | 110 |  | 12 | 2012 | NG BLQ BLQ BLQ BLQ: SUN; N Y Y Y Y: N; Y Y Y Y Y: Y |  | S |  | N | IPP Non-CHP | 2 | [20 empty] | N
5906 | EDF Renewable Services Inc | 57725 | Shiloh IV Wind Project LLC | CA | Solano | 1 | WT | OP | 101.3 | 101.3 | 101.3 |  | 12 | 2012 | NG BLQ BLQ BLQ BLQ: WND; N Y Y Y Y: N; Y Y Y Y Y: Y |  | S | 58 | N | IPP Non-CHP | 2 | [20 empty] | N
5906 | EDF Renewable Services Inc | 57757 | Pacific Wind LLC | CA | Kern | 1 | WT | OP | 151.7 | 140 | 140 |  | 8 | 2012 | NG BLQ BLQ BLQ BLQ: WND; N Y Y Y Y: N; Y Y Y Y Y: Y |  | S | 75 | N | IPP Non-CHP | 2 | [20 empty] | N
5906 | EDF Renewable Services Inc | 57973 | Spinning Spur Wind LLC | TX | Potter | GEN1 | WT | OP | 161 | 161 | 161 |  | 11 | 2012 | NG BLQ BLQ BLQ BLQ: WND; N Y Y Y Y: N; Y Y Y Y Y: Y |  | S | 70 | N | IPP Non-CHP | 2 | [20 empty] | N
5906 | EDF Renewable Services Inc | 57974 | Bobcat Bluff Wind Project LLC | TX | Archer | GEN1 | WT | OP | 150 | 150 | 150 |  | 12 | 2012 | NG BLQ BLQ BLQ BLQ: WND; N Y Y Y Y: N; Y Y Y Y Y: Y |  | S | 34 | N | IPP Non-CHP | 2 | [20 empty] | N
5906 | EDF Renewable Services Inc | 57975 | Spearville 3 LLC | KS | Ford | GEN1 | WT | OP | 108 | 108 | 108 |  | 10 | 2012 | NG BLQ BLQ BLQ BLQ: WND; N Y Y Y Y: N; Y Y Y Y Y: Y |  | S | 63 | N | IPP Non-CHP | 2 | [20 empty] | N
5914 | Erie Boulevard Hydropower LP | 2540 | Allens Falls | NY | St Lawrence | 1 | HY | OP | 4 | 4.9 | 5 |  | 1 | 1927 | NG BLQ BLQ BLQ BLQ: WAT; N Y Y Y Y: N; Y Y Y Y Y: Y |  | S |  | N | IPP Non-CHP | 2 |  | N | N
5914 | Erie Boulevard Hydropower LP | 2543 | Beardslee | NY | Herkimer | 1 | HY | OP | 10 | 8.5 | 8.9 |  | 1 | 1924 | NG BLQ BLQ BLQ BLQ: WAT; N Y Y Y Y: N; Y Y Y Y Y: Y |  | S |  | N | IPP Non-CHP | 2 |  | N | N
5914 | Erie Boulevard Hydropower LP | 2543 | Beardslee | NY | Herkimer | 2 | HY | OP | 10 | 8.1 | 7.8 |  | 1 | 1924 | NG BLQ BLQ BLQ BLQ: WAT; N Y Y Y Y: N; Y Y Y Y Y: Y |  | S |  | N | IPP Non-CHP | 2 |  | N | N
5914 | Erie Boulevard Hydropower LP | 2544 | Belfort | NY | Lewis | 1 | HY | OP | 0.4 | 0.2 | 0.4 |  | 1 | 1903 | NG BLQ BLQ BLQ BLQ: WAT; N Y Y Y Y: N; Y Y Y Y Y: Y |  | S |  | N | IPP Non-CHP | 2 |  | N | N
5914 | Erie Boulevard Hydropower LP | 2544 | Belfort | NY | Lewis | 2 | HY | OP | 0.6 | 0.7 | 0.7 |  | 1 | 1915 | NG BLQ BLQ BLQ BLQ: WAT; N Y Y Y Y: N; Y Y Y Y Y: Y |  | S |  | N | IPP Non-CHP | 2 |  | N | N
5914 | Erie Boulevard Hydropower LP | 2544 | Belfort | NY | Lewis | 3 | HY | OP | 1 | 0.7 | 1.1 |  | 1 | 1918 | NG BLQ BLQ BLQ BLQ: WAT; N Y Y Y Y: N; Y Y Y Y Y: Y |  | S |  | N | IPP Non-CHP | 2 |  | N | N
5914 | Erie Boulevard Hydropower LP | 2545 | Bennetts Bridge | NY | Oswego | 1 | HY | OP | 9 | 8.4 | 7 |  | 1 | 1932 | NG BLQ BLQ BLQ BLQ: WAT; N Y Y Y Y: N; Y Y Y Y Y: Y |  | S |  | N | IPP Non-CHP | 2 |  | N | N
5914 | Erie Boulevard Hydropower LP | 2545 | Bennetts Bridge | NY | Oswego | 2 | HY | OP | 9 | 8.4 | 7.5 |  | 1 | 1932 | NG BLQ BLQ BLQ BLQ: WAT; N Y Y Y Y: N; Y Y Y Y Y: Y |  | S |  | N | IPP Non-CHP | 2 |  | N | N
5914 | Erie Boulevard Hydropower LP | 2545 | Bennetts Bridge | NY | Oswego | 3 | HY | OP | 9 | 6.3 | 7.3 |  | 1 | 1966 | NG BLQ BLQ BLQ BLQ: WAT; N Y Y Y Y: N; Y Y Y Y Y: Y |  | S |  | N | IPP Non-CHP | 2 |  | N | N
5914 | Erie Boulevard Hydropower LP | 2545 | Bennetts Bridge | NY | Oswego | 4 | HY | OP | 9 | 7.2 | 7.3 |  | 1 | 1966 | NG BLQ BLQ BLQ BLQ: WAT; N Y Y Y Y: N; Y Y Y Y Y: Y |  | S |  | N | IPP Non-CHP | 2 |  | N | N
5914 | Erie Boulevard Hydropower LP | 2546 | Black River | NY | Jefferson | 1 | HY | OP | 2 | 2.4 | 2.5 |  | 1 | 1920 | NG BLQ BLQ BLQ BLQ: WAT; N Y Y Y Y: N; Y Y Y Y Y: Y |  | S |  | N | IPP Non-CHP | 2 |  | N | N
5914 | Erie Boulevard Hydropower LP | 2546 | Black River | NY | Jefferson | 2 | HY | OP | 2 | 2.4 | 2.5 |  | 1 | 1920 | NG BLQ BLQ BLQ BLQ: WAT; N Y Y Y Y: N; Y Y Y Y Y: Y |  | S |  | N | IPP Non-CHP | 2 |  | N | N
5914 | Erie Boulevard Hydropower LP | 2546 | Black River | NY | Jefferson | 3 | HY | OP | 2 | 2.1 | 2.2 |  | 1 | 1920 | NG BLQ BLQ BLQ BLQ: WAT; N Y Y Y Y: N; Y Y Y Y Y: Y |  | S |  | N | IPP Non-CHP | 2 |  | N | N
5914 | Erie Boulevard Hydropower LP | 2547 | Blake | NY | St Lawrence | 1 | HY | OP | 15 | 14.2 | 14.5 |  | 1 | 1957 | NG BLQ BLQ BLQ BLQ: WAT; N Y Y Y Y: N; Y Y Y Y Y: Y |  | S |  | N | IPP Non-CHP | 2 |  | N | N
5914 | Erie Boulevard Hydropower LP | 2548 | Browns Falls | NY | St Lawrence | 1 | HY | OP | 8 | 7.5 | 9.2 |  | 1 | 1923 | NG BLQ BLQ BLQ BLQ: WAT; N Y Y Y Y: N; Y Y Y Y Y: Y |  | S |  | N | IPP Non-CHP | 2 |  | N | N
5914 | Erie Boulevard Hydropower LP | 2548 | Browns Falls | NY | St Lawrence | 2 | HY | OP | 8 | 7.8 | 7.7 |  | 1 | 1923 | NG BLQ BLQ BLQ BLQ: WAT; N Y Y Y Y: N; Y Y Y Y Y: Y |  | S |  | N | IPP Non-CHP | 2 |  | N | N
5914 | Erie Boulevard Hydropower LP | 2550 | Chasm | NY | Franklin | 1 | HY | OP | 1 | 1 | 1 |  | 1 | 1913 | NG BLQ BLQ BLQ BLQ: WAT; N Y Y Y Y: N; Y Y Y Y Y: Y |  | S |  | N | IPP Non-CHP | 2 |  | N | N
5914 | Erie Boulevard Hydropower LP | 2550 | Chasm | NY | Franklin | 2 | HY | OP | 1 | 1 | 1 |  | 1 | 1913 | NG BLQ BLQ BLQ BLQ: WAT; N Y Y Y Y: N; Y Y Y Y Y: Y |  | S |  | N | IPP Non-CHP | 2 |  | N | N
5914 | Erie Boulevard Hydropower LP | 2550 | Chasm | NY | Franklin | 3 | HY | OP | 1 | 1 | 1 |  | 1 | 1926 | NG BLQ BLQ BLQ BLQ: WAT; N Y Y Y Y: N; Y Y Y Y Y: Y |  | S |  | N | IPP Non-CHP | 2 |  | N | N
5914 | Erie Boulevard Hydropower LP | 2551 | Colton | NY | St Lawrence | 1 | HY | OP | 11 | 9.9 | 9.7 |  | 1 | 1918 | NG BLQ BLQ BLQ BLQ: WAT; N Y Y Y Y: N; Y Y Y Y Y: Y |  | S |  | N | IPP Non-CHP | 2 |  | N | N
5914 | Erie Boulevard Hydropower LP | 2551 | Colton | NY | St Lawrence | 2 | HY | OP | 12 | 10.3 | 9.9 |  | 1 | 1918 | NG BLQ BLQ BLQ BLQ: WAT; N Y Y Y Y: N; Y Y Y Y Y: Y |  | S |  | N | IPP Non-CHP | 2 |  | N | N
5914 | Erie Boulevard Hydropower LP | 2551 | Colton | NY | St Lawrence | 3 | HY | OP | 13 | 9.5 | 11.1 |  | 1 | 1928 | NG BLQ BLQ BLQ BLQ: WAT; N Y Y Y Y: N; Y Y Y Y Y: Y |  | S |  | N | IPP Non-CHP | 2 |  | N | N
5914 | Erie Boulevard Hydropower LP | 2552 | Deferiet | NY | Jefferson | 1 | HY | OP | 4 | 3.6 | 3.6 |  | 1 | 1925 | NG BLQ BLQ BLQ BLQ: WAT; N Y Y Y Y: N; Y Y Y Y Y: Y |  | S |  | N | IPP Non-CHP | 2 |  | N | N
5914 | Erie Boulevard Hydropower LP | 2552 | Deferiet | NY | Jefferson | 2 | HY | OP | 4 | 3.6 | 3.6 |  | 1 | 1925 | NG BLQ BLQ BLQ BLQ: WAT; N Y Y Y Y: N; Y Y Y Y Y: Y |  | S |  | N | IPP Non-CHP | 2 |  | N | N
5914 | Erie Boulevard Hydropower LP | 2552 | Deferiet | NY | Jefferson | 3 | HY | OP | 4 | 3 | 3.6 |  | 1 | 1925 | NG BLQ BLQ BLQ BLQ: WAT; N Y Y Y Y: N; Y Y Y Y Y: Y |  | S |  | N | IPP Non-CHP | 2 |  | N | N
5914 | Erie Boulevard Hydropower LP | 2555 | Eagle | NY | Lewis | 1 | HY | OP | 2 | 1.4 | 1.3 |  | 1 | 1914 | NG BLQ BLQ BLQ BLQ: WAT; N Y Y Y Y: N; Y Y Y Y Y: Y |  | S |  | N | IPP Non-CHP | 2 |  | N | N
5914 | Erie Boulevard Hydropower LP | 2555 | Eagle | NY | Lewis | 2 | HY | OP | 1 | 1 | 1 |  | 1 | 1915 | NG BLQ BLQ BLQ BLQ: WAT; N Y Y Y Y: N; Y Y Y Y Y: Y |  | S |  | N | IPP Non-CHP | 2 |  | N | N
5914 | Erie Boulevard Hydropower LP | 2555 | Eagle | NY | Lewis | 3 | HY | OP | 1 | 1 | 1 |  | 1 | 1919 | NG BLQ BLQ BLQ BLQ: WAT; N Y Y Y Y: N; Y Y Y Y Y: Y |  | S |  | N | IPP Non-CHP | 2 |  | N | N
5914 | Erie Boulevard Hydropower LP | 2555 | Eagle | NY | Lewis | 4 | HY | OP | 2 | 2 | 2 |  | 1 | 1925 | NG BLQ BLQ BLQ BLQ: WAT; N Y Y Y Y: N; Y Y Y Y Y: Y |  | S |  | N | IPP Non-CHP | 2 |  | N | N
5914 | Erie Boulevard Hydropower LP | 2556 | Eel Weir | NY | St Lawrence | 1 | HY | OP | 0.5 | 0.4 | 0.4 |  | 1 | 1928 | NG BLQ BLQ BLQ BLQ: WAT; N Y Y Y Y: N; Y Y Y Y Y: Y |  | S |  | N | IPP Non-CHP | 2 |  | N | N
5914 | Erie Boulevard Hydropower LP | 2556 | Eel Weir | NY | St Lawrence | 2 | HY | OP | 1 | 0.9 | 0.9 |  | 1 | 1928 | NG BLQ BLQ BLQ BLQ: WAT; N Y Y Y Y: N; Y Y Y Y Y: Y |  | S |  | N | IPP Non-CHP | 2 |  | N | N
5914 | Erie Boulevard Hydropower LP | 2556 | Eel Weir | NY | St Lawrence | 3 | HY | OP | 1 | 0.9 | 0.8 |  | 1 | 1928 | NG BLQ BLQ BLQ BLQ: WAT; N Y Y Y Y: N; Y Y Y Y Y: Y |  | S |  | N | IPP Non-CHP | 2 |  | N | N
5914 | Erie Boulevard Hydropower LP | 2557 | Effley | NY | Lewis | 1 | HY | OP | 0.4 | 0.4 | 0.4 |  | 1 | 1902 | NG BLQ BLQ BLQ BLQ: WAT; N Y Y Y Y: N; Y Y Y Y Y: Y |  | S |  | N | IPP Non-CHP | 2 |  | N | N
5914 | Erie Boulevard Hydropower LP | 2557 | Effley | NY | Lewis | 2 | HY | OP | 0.4 | 0.4 | 0.4 |  | 1 | 1907 | NG BLQ BLQ BLQ BLQ: WAT; N Y Y Y Y: N; Y Y Y Y Y: Y |  | S |  | N | IPP Non-CHP | 2 |  | N | N
5914 | Erie Boulevard Hydropower LP | 2557 | Effley | NY | Lewis | 3 | HY | OP | 0.6 | 0.6 | 0.6 |  | 1 | 1910 | NG BLQ BLQ BLQ BLQ: WAT; N Y Y Y Y: N; Y Y Y Y Y: Y |  | S |  | N | IPP Non-CHP | 2 |  | N | N
5914 | Erie Boulevard Hydropower LP | 2557 | Effley | NY | Lewis | 4 | HY | OP | 1.6 | 1.4 | 1.4 |  | 1 | 1923 | NG BLQ BLQ BLQ BLQ: WAT; N Y Y Y Y: N; Y Y Y Y Y: Y |  | S |  | N | IPP Non-CHP | 2 |  | N | N
5914 | Erie Boulevard Hydropower LP | 2559 | Elmer | NY | Lewis | 1 | HY | OP | 1 | 0.9 | 0.9 |  | 1 | 1916 | NG BLQ BLQ BLQ BLQ: WAT; N Y Y Y Y: N; Y Y Y Y Y: Y |  | S |  | N | IPP Non-CHP | 2 |  | N | N
5914 | Erie Boulevard Hydropower LP | 2559 | Elmer | NY | Lewis | 2 | HY | OP | 1 | 0.9 | 0.9 |  | 1 | 1916 | NG BLQ BLQ BLQ BLQ: WAT; N Y Y Y Y: N; Y Y Y Y Y: Y |  | S |  | N | IPP Non-CHP | 2 |  | N | N
5914 | Erie Boulevard Hydropower LP | 2560 | Ephratah | NY | Fulton | 1 | HY | OP | 1 | 0.9 | 0.9 |  | 1 | 1920 | NG BLQ BLQ BLQ BLQ: WAT; N Y Y Y Y: N; Y Y Y Y Y: Y |  | S |  | N | IPP Non-CHP | 2 |  | N | N
5914 | Erie Boulevard Hydropower LP | 2560 | Ephratah | NY | Fulton | 2 | HY | OP | 1 | 0.9 | 1 |  | 1 | 1911 | NG BLQ BLQ BLQ BLQ: WAT; N Y Y Y Y: N; Y Y Y Y Y: Y |  | S |  | N | IPP Non-CHP | 2 |  | N | N
5914 | Erie Boulevard Hydropower LP | 2560 | Ephratah | NY | Fulton | 3 | HY | OP | 1 | 0.9 | 1 |  | 1 | 1911 | NG BLQ BLQ BLQ BLQ: WAT; N Y Y Y Y: N; Y Y Y Y Y: Y |  | S |  | N | IPP Non-CHP | 2 |  | N | N
5914 | Erie Boulevard Hydropower LP | 2560 | Ephratah | NY | Fulton | 4 | HY | OP | 1 | 1 | 1 |  | 1 | 1911 | NG BLQ BLQ BLQ BLQ: WAT; N Y Y Y Y: N; Y Y Y Y Y: Y |  | S |  | N | IPP Non-CHP | 2 |  | N | N
5914 | Erie Boulevard Hydropower LP | 2561 | East Norfolk | NY | St Lawrence | 1 | HY | OP | 4 | 3.6 | 3.6 |  | 1 | 1928 | NG BLQ BLQ BLQ BLQ: WAT; N Y Y Y Y: N; Y Y Y Y Y: Y |  | S |  | N | IPP Non-CHP | 2 |  | N | N
5914 | Erie Boulevard Hydropower LP | 2562 | Five Falls | NY | St Lawrence | 1 | HY | OP | 24 | 22.4 | 23.5 |  | 1 | 1955 | NG BLQ BLQ BLQ BLQ: WAT; N Y Y Y Y: N; Y Y Y Y Y: Y |  | S |  | N | IPP Non-CHP | 2 |  | N | N
5914 | Erie Boulevard Hydropower LP | 2563 | Flat Rock | NY | St Lawrence | 1 | HY | OP | 2 | 1.4 | 2.3 |  | 1 | 1924 | NG BLQ BLQ BLQ BLQ: WAT; N Y Y Y Y: N; Y Y Y Y Y: Y |  | S |  | N | IPP Non-CHP | 2 |  | N | N
5914 | Erie Boulevard Hydropower LP | 2563 | Flat Rock | NY | St Lawrence | 2 | HY | OP | 3 | 2.5 | 3.1 |  | 1 | 1924 | NG BLQ BLQ BLQ BLQ: WAT; N Y Y Y Y: N; Y Y Y Y Y: Y |  | S |  | N | IPP Non-CHP | 2 |  | N | N
5914 | Erie Boulevard Hydropower LP | 2564 | Franklin | NY | Franklin | 1 | HY | OP | 1 | 0.9 | 0.8 |  | 1 | 1911 | NG BLQ BLQ BLQ BLQ: WAT; N Y Y Y Y: N; Y Y Y Y Y: Y |  | S |  | N | IPP Non-CHP | 2 |  | N | N
5914 | Erie Boulevard Hydropower LP | 2564 | Franklin | NY | Franklin | 2 | HY | OP | 1 | 1.2 | 1.2 |  | 1 | 1926 | NG BLQ BLQ BLQ BLQ: WAT; N Y Y Y Y: N; Y Y Y Y Y: Y |  | S |  | N | IPP Non-CHP | 2 |  | N | N
5914 | Erie Boulevard Hydropower LP | 2566 | Fulton | NY | Oswego | 1 | HY | OP | 0.8 | 0.7 | 0.8 |  | 1 | 1924 | NG BLQ BLQ BLQ BLQ: WAT; N Y Y Y Y: N; Y Y Y Y Y: Y |  | S |  | N | IPP Non-CHP | 2 |  | N | N
5914 | Erie Boulevard Hydropower LP | 2566 | Fulton | NY | Oswego | 2 | HY | OP | 0.5 | 0.3 | 0.4 |  | 1 | 1928 | NG BLQ BLQ BLQ BLQ: WAT; N Y Y Y Y: N; Y Y Y Y Y: Y |  | S |  | N | IPP Non-CHP | 2 |  | N | N
5914 | Erie Boulevard Hydropower LP | 2568 | Glenwood | NY | Orleans | 1 | HY | OP | 0.5 | 0.5 | 0.5 |  | 1 | 1950 | NG BLQ BLQ BLQ BLQ: WAT; N Y Y Y Y: N; Y Y Y Y Y: Y |  | S |  | N | IPP Non-CHP | 2 |  | N | N
5914 | Erie Boulevard Hydropower LP | 2568 | Glenwood | NY | Orleans | 2 | HY | OP | 0.5 | 0.5 | 0.5 |  | 1 | 1950 | NG BLQ BLQ BLQ BLQ: WAT; N Y Y Y Y: N; Y Y Y Y Y: Y |  | S |  | N | IPP Non-CHP | 2 |  | N | N
5914 | Erie Boulevard Hydropower LP | 2568 | Glenwood | NY | Orleans | 3 | HY | OP | 0.5 | 0.3 | 0.5 |  | 1 | 1950 | NG BLQ BLQ BLQ BLQ: WAT; N Y Y Y Y: N; Y Y Y Y Y: Y |  | S |  | N | IPP Non-CHP | 2 |  | N | N
5914 | Erie Boulevard Hydropower LP | 2569 | Granby | NY | Oswego | 1 | HY | OP | 5 | 5 | 4.7 |  | 1 | 1983 | NG BLQ BLQ BLQ BLQ: WAT; N Y Y Y Y: N; Y Y Y Y Y: Y |  | S |  | N | IPP Non-CHP | 2 |  | N | N
5914 | Erie Boulevard Hydropower LP | 2569 | Granby | NY | Oswego | 2 | HY | OP | 5 | 5 | 5 |  | 1 | 1983 | NG BLQ BLQ BLQ BLQ: WAT; N Y Y Y Y: N; Y Y Y Y Y: Y |  | S |  | N | IPP Non-CHP | 2 |  | N | N
5914 | Erie Boulevard Hydropower LP | 2571 | Hannawa | NY | St Lawrence | 1 | HY | OP | 4 | 3.6 | 3.6 |  | 1 | 1914 | NG BLQ BLQ BLQ BLQ: WAT; N Y Y Y Y: N; Y Y Y Y Y: Y |  | S |  | N | IPP Non-CHP | 2 |  | N | N
5914 | Erie Boulevard Hydropower LP | 2571 | Hannawa | NY | St Lawrence | 2 | HY | OP | 4 | 3.9 | 3.9 |  | 1 | 1920 | NG BLQ BLQ BLQ BLQ: WAT; N Y Y Y Y: N; Y Y Y Y Y: Y |  | S |  | N | IPP Non-CHP | 2 |  | N | N
5914 | Erie Boulevard Hydropower LP | 2572 | Herrings | NY | Jefferson | 1 | HY | OP | 1.8 | 1.4 | 1.5 |  | 1 | 1924 | NG BLQ BLQ BLQ BLQ: WAT; N Y Y Y Y: N; Y Y Y Y Y: Y |  | S |  | N | IPP Non-CHP | 2 |  | N | N
5914 | Erie Boulevard Hydropower LP | 2572 | Herrings | NY | Jefferson | 2 | HY | OP | 1.8 | 1.4 | 1.5 |  | 1 | 1924 | NG BLQ BLQ BLQ BLQ: WAT; N Y Y Y Y: N; Y Y Y Y Y: Y |  | S |  | N | IPP Non-CHP | 2 |  | N | N
5914 | Erie Boulevard Hydropower LP | 2572 | Herrings | NY | Jefferson | 3 | HY | OP | 1.8 | 1.6 | 1.6 |  | 1 | 1924 | NG BLQ BLQ BLQ BLQ: WAT; N Y Y Y Y: N; Y Y Y Y Y: Y |  | S |  | N | IPP Non-CHP | 2 |  | N | N
5914 | Erie Boulevard Hydropower LP | 2573 | Heuvelton | NY | St Lawrence | 1 | HY | OP | 0.5 | 0.4 | 0.4 |  | 1 | 1924 | NG BLQ BLQ BLQ BLQ: WAT; N Y Y Y Y: N; Y Y Y Y Y: Y |  | S |  | N | IPP Non-CHP | 2 |  | N | N
5914 | Erie Boulevard Hydropower LP | 2573 | Heuvelton | NY | St Lawrence | 2 | HY | OP | 0.5 | 0.4 | 0.4 |  | 1 | 1924 | NG BLQ BLQ BLQ BLQ: WAT; N Y Y Y Y: N; Y Y Y Y Y: Y |  | S |  | N | IPP Non-CHP | 2 |  | N | N
5914 | Erie Boulevard Hydropower LP | 2575 | High Falls | NY | Lewis | 1 | HY | OP | 2 | 1.9 | 1.9 |  | 1 | 1925 | NG BLQ BLQ BLQ BLQ: WAT; N Y Y Y Y: N; Y Y Y Y Y: Y |  | S |  | N | IPP Non-CHP | 2 |  | N | N
5914 | Erie Boulevard Hydropower LP | 2575 | High Falls | NY | Lewis | 2 | HY | OP | 2 | 1.5 | 1.9 |  | 7 | 1925 | NG BLQ BLQ BLQ BLQ: WAT; N Y Y Y Y: N; Y Y Y Y Y: Y |  | S |  | N | IPP Non-CHP | 2 |  | N | N
5914 | Erie Boulevard Hydropower LP | 2575 | High Falls | NY | Lewis | 3 | HY | OP | 2 | 0.2 | 1.9 |  | 7 | 1925 | NG BLQ BLQ BLQ BLQ: WAT; N Y Y Y Y: N; Y Y Y Y Y: Y |  | S |  | N | IPP Non-CHP | 2 |  | N | N
5914 | Erie Boulevard Hydropower LP | 2576 | Higley | NY | St Lawrence | 1N | HY | OP | 1.5 | 1.5 | 1.6 |  | 9 | 2003 | NG BLQ BLQ BLQ BLQ: WAT; N Y Y Y Y: N; Y Y Y Y Y: Y |  | S |  | N | IPP Non-CHP | 2 |  | N | N
5914 | Erie Boulevard Hydropower LP | 2576 | Higley | NY | St Lawrence | 2N | HY | OP | 1.5 | 1.6 | 1.6 |  | 9 | 2003 | NG BLQ BLQ BLQ BLQ: WAT; N Y Y Y Y: N; Y Y Y Y Y: Y |  | S |  | N | IPP Non-CHP | 2 |  | N | N
5914 | Erie Boulevard Hydropower LP | 2576 | Higley | NY | St Lawrence | 3N | HY | OP | 1.5 | 1.6 | 1.6 |  | 9 | 2003 | NG BLQ BLQ BLQ BLQ: WAT; N Y Y Y Y: N; Y Y Y Y Y: Y |  | S |  | N | IPP Non-CHP | 2 |  | N | N
5914 | Erie Boulevard Hydropower LP | 2576 | Higley | NY | St Lawrence | 4N | HY | OP | 1.5 | 1.6 | 1.6 |  | 9 | 2003 | NG BLQ BLQ BLQ BLQ: WAT; N Y Y Y Y: N; Y Y Y Y Y: Y |  | S |  | N | IPP Non-CHP | 2 |  | N | N
5914 | Erie Boulevard Hydropower LP | 2578 | Hydraulic Race | NY | Niagara | 1 | HY | OP | 3 | 3 | 2.8 |  | 1 | 1942 | NG BLQ BLQ BLQ BLQ: WAT; N Y Y Y Y: N; Y Y Y Y Y: Y |  | S |  | N | IPP Non-CHP | 2 |  | N | N
5914 | Erie Boulevard Hydropower LP | 2579 | Inghams | NY | Fulton | 1 | HY | OP | 3 | 2.8 | 2.9 |  | 1 | 1912 | NG BLQ BLQ BLQ BLQ: WAT; N Y Y Y Y: N; Y Y Y Y Y: Y |  | S |  | N | IPP Non-CHP | 2 |  | N | N
5914 | Erie Boulevard Hydropower LP | 2579 | Inghams | NY | Fulton | 2 | HY | OP | 3 | 3.4 | 3.4 |  | 1 | 1912 | NG BLQ BLQ BLQ BLQ: WAT; N Y Y Y Y: N; Y Y Y Y Y: Y |  | S |  | N | IPP Non-CHP | 2 |  | N | N
5914 | Erie Boulevard Hydropower LP | 2580 | Johnsonville | NY | Rensselaer | 1 | HY | OP | 2 | 1.1 | 1.1 |  | 1 | 1909 | NG BLQ BLQ BLQ BLQ: WAT; N Y Y Y Y: N; Y Y Y Y Y: Y |  | S |  | N | IPP Non-CHP | 2 |  | N | N
5914 | Erie Boulevard Hydropower LP | 2580 | Johnsonville | NY | Rensselaer | 2 | HY | OP | 2 | 1.4 | 1.2 |  | 1 | 1909 | NG BLQ BLQ BLQ BLQ: WAT; N Y Y Y Y: N; Y Y Y Y Y: Y |  | S |  | N | IPP Non-CHP | 2 |  | N | N
5914 | Erie Boulevard Hydropower LP | 2581 | Kamargo | NY | Jefferson | 1 | HY | OP | 2 | 1.6 | 1.8 |  | 1 | 1921 | NG BLQ BLQ BLQ BLQ: WAT; N Y Y Y Y: N; Y Y Y Y Y: Y |  | S |  | N | IPP Non-CHP | 2 |  | N | N
5914 | Erie Boulevard Hydropower LP | 2581 | Kamargo | NY | Jefferson | 2 | HY | OP | 2 | 1.6 | 1.7 |  | 1 | 1921 | NG BLQ BLQ BLQ BLQ: WAT; N Y Y Y Y: N; Y Y Y Y Y: Y |  | S |  | N | IPP Non-CHP | 2 |  | N | N
5914 | Erie Boulevard Hydropower LP | 2581 | Kamargo | NY | Jefferson | 3 | HY | OP | 2 | 1.6 | 1.7 |  | 1 | 1921 | NG BLQ BLQ BLQ BLQ: WAT; N Y Y Y Y: N; Y Y Y Y Y: Y |  | S |  | N | IPP Non-CHP | 2 |  | N | N
5914 | Erie Boulevard Hydropower LP | 2582 | Lighthouse Hill | NY | Oswego | 1 | HY | OP | 4 | 4 | 4 |  | 1 | 1930 | NG BLQ BLQ BLQ BLQ: WAT; N Y Y Y Y: N; Y Y Y Y Y: Y |  | S |  | N | IPP Non-CHP | 2 |  | N | N
5914 | Erie Boulevard Hydropower LP | 2582 | Lighthouse Hill | NY | Oswego | 2 | HY | OP | 4 | 3.6 | 4 |  | 1 | 1930 | NG BLQ BLQ BLQ BLQ: WAT; N Y Y Y Y: N; Y Y Y Y Y: Y |  | S |  | N | IPP Non-CHP | 2 |  | N | N
5914 | Erie Boulevard Hydropower LP | 2583 | Macomb | NY | Franklin | 1 | HY | OP | 1 | 0.9 | 0.9 |  | 1 | 1940 | NG BLQ BLQ BLQ BLQ: WAT; N Y Y Y Y: N; Y Y Y Y Y: Y |  | S |  | N | IPP Non-CHP | 2 |  | N | N
5914 | Erie Boulevard Hydropower LP | 2586 | Minetto | NY | Oswego | 1 | HY | OP | 2 | 1.4 | 1.5 |  | 1 | 1915 | NG BLQ BLQ BLQ BLQ: WAT; N Y Y Y Y: N; Y Y Y Y Y: Y |  | S |  | N | IPP Non-CHP | 2 |  | N | N
5914 | Erie Boulevard Hydropower LP | 2586 | Minetto | NY | Oswego | 2 | HY | OP | 2 | 1.3 | 1.4 |  | 1 | 1915 | NG BLQ BLQ BLQ BLQ: WAT; N Y Y Y Y: N; Y Y Y Y Y: Y |  | S |  | N | IPP Non-CHP | 2 |  | N | N
5914 | Erie Boulevard Hydropower LP | 2586 | Minetto | NY | Oswego | 3 | HY | OP | 2 | 1.2 | 1.5 |  | 1 | 1915 | NG BLQ BLQ BLQ BLQ: WAT; N Y Y Y Y: N; Y Y Y Y Y: Y |  | S |  | N | IPP Non-CHP | 2 |  | N | N
5914 | Erie Boulevard Hydropower LP | 2586 | Minetto | NY | Oswego | 4 | HY | OP | 2 | 1.5 | 1.4 |  | 1 | 1915 | NG BLQ BLQ BLQ BLQ: WAT; N Y Y Y Y: N; Y Y Y Y Y: Y |  | S |  | N | IPP Non-CHP | 2 |  | N | N
5914 | Erie Boulevard Hydropower LP | 2586 | Minetto | NY | Oswego | 5 | HY | OP | 2 | 1.5 | 1.5 |  | 1 | 1915 | NG BLQ BLQ BLQ BLQ: WAT; N Y Y Y Y: N; Y Y Y Y Y: Y |  | S |  | N | IPP Non-CHP | 2 |  | N | N
5914 | Erie Boulevard Hydropower LP | 2588 | Moshier | NY | Herkimer | 1 | HY | OP | 4 | 3.3 | 4.1 |  | 1 | 1929 | NG BLQ BLQ BLQ BLQ: WAT; N Y Y Y Y: N; Y Y Y Y Y: Y |  | S |  | N | IPP Non-CHP | 2 |  | N | N
5914 | Erie Boulevard Hydropower LP | 2588 | Moshier | NY | Herkimer | 2 | HY | OP | 4 | 4.2 | 4 |  | 1 | 1929 | NG BLQ BLQ BLQ BLQ: WAT; N Y Y Y Y: N; Y Y Y Y Y: Y |  | S |  | N | IPP Non-CHP | 2 |  | N | N
5914 | Erie Boulevard Hydropower LP | 2590 | Norfolk | NY | St Lawrence | 1 | HY | OP | 5 | 4.3 | 4.3 |  | 1 | 1928 | NG BLQ BLQ BLQ BLQ: WAT; N Y Y Y Y: N; Y Y Y Y Y: Y |  | S |  | N | IPP Non-CHP | 2 |  | N | N
5914 | Erie Boulevard Hydropower LP | 2591 | Norwood | NY | St Lawrence | 1 | HY | OP | 2 | 2.1 | 2.1 |  | 1 | 1928 | NG BLQ BLQ BLQ BLQ: WAT; N Y Y Y Y: N; Y Y Y Y Y: Y |  | S |  | N | IPP Non-CHP | 2 |  | N | N
5914 | Erie Boulevard Hydropower LP | 2595 | Oswego Falls East | NY | Oswego | 1 | HY | OP | 2 | 1.4 | 1.6 |  | 1 | 1914 | NG BLQ BLQ BLQ BLQ: WAT; N Y Y Y Y: N; Y Y Y Y Y: Y |  | S |  | N | IPP Non-CHP | 2 |  | N | N
5914 | Erie Boulevard Hydropower LP | 2595 | Oswego Falls East | NY | Oswego | 2 | HY | OP | 2 | 1.4 | 1.5 |  | 1 | 1914 | NG BLQ BLQ BLQ BLQ: WAT; N Y Y Y Y: N; Y Y Y Y Y: Y |  | S |  | N | IPP Non-CHP | 2 |  | N | N
5914 | Erie Boulevard Hydropower LP | 2595 | Oswego Falls East | NY | Oswego | 3 | HY | OP | 2 | 1.9 | 1.5 |  | 1 | 1914 | NG BLQ BLQ BLQ BLQ: WAT; N Y Y Y Y: N; Y Y Y Y Y: Y |  | S |  | N | IPP Non-CHP | 2 |  | N | N
5914 | Erie Boulevard Hydropower LP | 2596 | Oswego Falls West | NY | Oswego | 4 | HY | OP | 1 | 1 | 1 |  | 1 | 1914 | NG BLQ BLQ BLQ BLQ: WAT; N Y Y Y Y: N; Y Y Y Y Y: Y |  | S |  | N | IPP Non-CHP | 2 |  | N | N
5914 | Erie Boulevard Hydropower LP | 2596 | Oswego Falls West | NY | Oswego | 5 | HY | OP | 1 | 1 | 1 |  | 1 | 1914 | NG BLQ BLQ BLQ BLQ: WAT; N Y Y Y Y: N; Y Y Y Y Y: Y |  | S |  | N | IPP Non-CHP | 2 |  | N | N
5914 | Erie Boulevard Hydropower LP | 2597 | Parishville | NY | St Lawrence | 1 | HY | OP | 3 | 2.3 | 2 |  | 1 | 1925 | NG BLQ BLQ BLQ BLQ: WAT; N Y Y Y Y: N; Y Y Y Y Y: Y |  | S |  | N | IPP Non-CHP | 2 |  | N | N
5914 | Erie Boulevard Hydropower LP | 2598 | Piercefield | NY | St Lawrence | 1 | HY | OP | 1.5 | 1.6 | 1.6 |  | 1 | 1957 | NG BLQ BLQ BLQ BLQ: WAT; N Y Y Y Y: N; Y Y Y Y Y: Y |  | S |  | N | IPP Non-CHP | 2 |  | N | N
5914 | Erie Boulevard Hydropower LP | 2598 | Piercefield | NY | St Lawrence | 2 | HY | OP | 0.6 | 0.6 | 0.6 |  | 1 | 1924 | NG BLQ BLQ BLQ BLQ: WAT; N Y Y Y Y: N; Y Y Y Y Y: Y |  | S |  | N | IPP Non-CHP | 2 |  | N | N
5914 | Erie Boulevard Hydropower LP | 2598 | Piercefield | NY | St Lawrence | 3 | HY | OP | 0.6 | 0.6 | 0.6 |  | 1 | 1924 | NG BLQ BLQ BLQ BLQ: WAT; N Y Y Y Y: N; Y Y Y Y Y: Y |  | S |  | N | IPP Non-CHP | 2 |  | N | N
5914 | Erie Boulevard Hydropower LP | 2599 | Prospect | NY | Oneida | 1 | HY | OP | 19 | 18.3 | 18.1 |  | 1 | 1959 | NG BLQ BLQ BLQ BLQ: WAT; N Y Y Y Y: N; Y Y Y Y Y: Y |  | S |  | N | IPP Non-CHP | 2 |  | N | N
5914 | Erie Boulevard Hydropower LP | 2600 | Rainbow Falls | NY | St Lawrence | 1 | HY | OP | 25 | 24 | 23.8 |  | 1 | 1956 | NG BLQ BLQ BLQ BLQ: WAT; N Y Y Y Y: N; Y Y Y Y Y: Y |  | S |  | N | IPP Non-CHP | 2 |  | N | N
5914 | Erie Boulevard Hydropower LP | 2601 | Raymondville | NY | St Lawrence | 1 | HY | OP | 2 | 2 | 2.1 |  | 1 | 1928 | NG BLQ BLQ BLQ BLQ: WAT; N Y Y Y Y: N; Y Y Y Y Y: Y |  | S |  | N | IPP Non-CHP | 2 |  | N | N
5914 | Erie Boulevard Hydropower LP | 2604 | South Edwards | NY | St Lawrence | 1 | HY | OP | 1 | 1 | 1 |  | 1 | 1912 | NG BLQ BLQ BLQ BLQ: WAT; N Y Y Y Y: N; Y Y Y Y Y: Y |  | S |  | N | IPP Non-CHP | 2 |  | N | N
5914 | Erie Boulevard Hydropower LP | 2604 | South Edwards | NY | St Lawrence | 2 | HY | OP | 1 | 1 | 1 |  | 1 | 1912 | NG BLQ BLQ BLQ BLQ: WAT; N Y Y Y Y: N; Y Y Y Y Y: Y |  | S |  | N | IPP Non-CHP | 2 |  | N | N
5914 | Erie Boulevard Hydropower LP | 2604 | South Edwards | NY | St Lawrence | 3 | HY | OP | 1 | 0.8 | 0.8 |  | 1 | 1921 | NG BLQ BLQ BLQ BLQ: WAT; N Y Y Y Y: N; Y Y Y Y Y: Y |  | S |  | N | IPP Non-CHP | 2 |  | N | N
5914 | Erie Boulevard Hydropower LP | 2604 | South Edwards | NY | St Lawrence | 4 | HY | OP | 1 | 0.2 | 0.2 |  | 1 | 1994 | NG BLQ BLQ BLQ BLQ: WAT; N Y Y Y Y: N; Y Y Y Y Y: Y |  | S |  | N | IPP Non-CHP | 2 |  | N | N
5914 | Erie Boulevard Hydropower LP | 2605 | School Street | NY | Albany | 1 | HY | OP | 8 | 7.5 | 7.1 |  | 1 | 1915 | NG BLQ BLQ BLQ BLQ: WAT; N Y Y Y Y: N; Y Y Y Y Y: Y |  | S |  | N | IPP Non-CHP | 2 |  | N | N
5914 | Erie Boulevard Hydropower LP | 2605 | School Street | NY | Albany | 2 | HY | OP | 7 | 5.9 | 6.3 |  | 1 | 1915 | NG BLQ BLQ BLQ BLQ: WAT; N Y Y Y Y: N; Y Y Y Y Y: Y |  | S |  | N | IPP Non-CHP | 2 |  | N | N
5914 | Erie Boulevard Hydropower LP | 2605 | School Street | NY | Albany | 3 | HY | OP | 7 | 6.1 | 6.4 |  | 1 | 1915 | NG BLQ BLQ BLQ BLQ: WAT; N Y Y Y Y: N; Y Y Y Y Y: Y |  | S |  | N | IPP Non-CHP | 2 |  | N | N
5914 | Erie Boulevard Hydropower LP | 2605 | School Street | NY | Albany | 4 | HY | OP | 7 | 6.6 | 6.6 |  | 1 | 1922 | NG BLQ BLQ BLQ BLQ: WAT; N Y Y Y Y: N; Y Y Y Y Y: Y |  | S |  | N | IPP Non-CHP | 2 |  | N | N
5914 | Erie Boulevard Hydropower LP | 2605 | School Street | NY | Albany | 5 | HY | OP | 13 | 10.8 | 9.7 |  | 1 | 1924 | NG BLQ BLQ BLQ BLQ: WAT; N Y Y Y Y: N; Y Y Y Y Y: Y |  | S |  | N | IPP Non-CHP | 2 |  | N | N
5914 | Erie Boulevard Hydropower LP | 2606 | Schaghticoke | NY | Rensselaer | 1 | HY | OP | 4 | 4 | 4.3 |  | 1 | 1908 | NG BLQ BLQ BLQ BLQ: WAT; N Y Y Y Y: N; Y Y Y Y Y: Y |  | S |  | N | IPP Non-CHP | 2 |  | N | N
5914 | Erie Boulevard Hydropower LP | 2606 | Schaghticoke | NY | Rensselaer | 2 | HY | OP | 4 | 4.1 | 4.1 |  | 1 | 1908 | NG BLQ BLQ BLQ BLQ: WAT; N Y Y Y Y: N; Y Y Y Y Y: Y |  | S |  | N | IPP Non-CHP | 2 |  | N | N
5914 | Erie Boulevard Hydropower LP | 2606 | Schaghticoke | NY | Rensselaer | 3 | HY | OP | 4 | 3.8 | 3.9 |  | 1 | 1908 | NG BLQ BLQ BLQ BLQ: WAT; N Y Y Y Y: N; Y Y Y Y Y: Y |  | S |  | N | IPP Non-CHP | 2 |  | N | N
5914 | Erie Boulevard Hydropower LP | 2606 | Schaghticoke | NY | Rensselaer | 4 | HY | OP | 4 | 4 | 3.9 |  | 1 | 1908 | NG BLQ BLQ BLQ BLQ: WAT; N Y Y Y Y: N; Y Y Y Y Y: Y |  | S |  | N | IPP Non-CHP | 2 |  | N | N
5914 | Erie Boulevard Hydropower LP | 2607 | Schuylerville | NY | Saratoga | 1 | HY | OP | 2 | 1.5 | 1.6 |  | 1 | 1919 | NG BLQ BLQ BLQ BLQ: WAT; N Y Y Y Y: N; Y Y Y Y Y: Y |  | S |  | N | IPP Non-CHP | 2 |  | N | N
5914 | Erie Boulevard Hydropower LP | 2608 | Sewalls | NY | Jefferson | 1 | HY | OP | 1 | 1 | 1.1 |  | 1 | 1925 | NG BLQ BLQ BLQ BLQ: WAT; N Y Y Y Y: N; Y Y Y Y Y: Y |  | S |  | N | IPP Non-CHP | 2 |  | N | N
5914 | Erie Boulevard Hydropower LP | 2608 | Sewalls | NY | Jefferson | 2 | HY | OP | 1 | 1.1 | 1.2 |  | 1 | 1925 | NG BLQ BLQ BLQ BLQ: WAT; N Y Y Y Y: N; Y Y Y Y Y: Y |  | S |  | N | IPP Non-CHP | 2 |  | N | N
5914 | Erie Boulevard Hydropower LP | 2609 | Sherman Island | NY | Saratoga | 1 | HY | OP | 7 | 6.7 | 6.7 |  | 4 | 2009 | NG BLQ BLQ BLQ BLQ: WAT; N Y Y Y Y: N; Y Y Y Y Y: Y |  | S |  | N | IPP Non-CHP | 2 |  |  | N | [17 empty] | N
5914 | Erie Boulevard Hydropower LP | 2609 | Sherman Island | NY | Saratoga | 2 | HY | OP | 7 | 7 | 8.1 |  | 1 | 1923 | NG BLQ BLQ BLQ BLQ: WAT; N Y Y Y Y: N; Y Y Y Y Y: Y |  | S |  | N | IPP Non-CHP | 2 |  | N | N
5914 | Erie Boulevard Hydropower LP | 2609 | Sherman Island | NY | Saratoga | 3 | HY | OP | 7 | 7 | 8.3 |  | 1 | 1923 | NG BLQ BLQ BLQ BLQ: WAT; N Y Y Y Y: N; Y Y Y Y Y: Y |  | S |  | N | IPP Non-CHP | 2 |  | N | N
5914 | Erie Boulevard Hydropower LP | 2609 | Sherman Island | NY | Saratoga | 4 | HY | OP | 7 | 7.2 | 7.4 |  | 1 | 1923 | NG BLQ BLQ BLQ BLQ: WAT; N Y Y Y Y: N; Y Y Y Y Y: Y |  | S |  | N | IPP Non-CHP | 2 |  | N | N
5914 | Erie Boulevard Hydropower LP | 2609 | Sherman Island | NY | Saratoga | 5 | HY | OP | 7 | 7.7 | 8.2 |  | 1 | 1923 | NG BLQ BLQ BLQ BLQ: WAT; N Y Y Y Y: N; Y Y Y Y Y: Y |  | S |  | N | IPP Non-CHP | 2 |  | N | N
5914 | Erie Boulevard Hydropower LP | 2609 | Sherman Island | NY | Saratoga | 6 | HY | OP | 1.3 | 1.3 | 1.3 |  | 2 | 2009 | NG BLQ BLQ BLQ BLQ: WAT; N Y Y Y Y: N; Y Y Y Y Y: Y |  | S |  | N | IPP Non-CHP | 2 |  |  | N | [17 empty] | N
5914 | Erie Boulevard Hydropower LP | 2610 | Soft Maple | NY | Lewis | 1 | HY | OP | 8 | 7.3 | 7.7 |  | 1 | 1925 | NG BLQ BLQ BLQ BLQ: WAT; N Y Y Y Y: N; Y Y Y Y Y: Y |  | S |  | N | IPP Non-CHP | 2 |  | N | N
5914 | Erie Boulevard Hydropower LP | 2610 | Soft Maple | NY | Lewis | 2 | HY | OP | 8 | 8 | 8 |  | 1 | 1925 | NG BLQ BLQ BLQ BLQ: WAT; N Y Y Y Y: N; Y Y Y Y Y: Y |  | S |  | N | IPP Non-CHP | 2 |  | N | N
5914 | Erie Boulevard Hydropower LP | 2611 | South Colton | NY | St Lawrence | 1 | HY | OP | 21 | 19.8 | 20 |  | 1 | 1954 | NG BLQ BLQ BLQ BLQ: WAT; N Y Y Y Y: N; Y Y Y Y Y: Y |  | S |  | N | IPP Non-CHP | 2 |  | N | N
5914 | Erie Boulevard Hydropower LP | 2612 | Spier Falls | NY | Saratoga | 8 | HY | OP | 9 | 8.5 | 8.6 |  | 1 | 1924 | NG BLQ BLQ BLQ BLQ: WAT; N Y Y Y Y: N; Y Y Y Y Y: Y |  | S |  | N | IPP Non-CHP | 2 |  | N | N
5914 | Erie Boulevard Hydropower LP | 2612 | Spier Falls | NY | Saratoga | 9 | HY | OP | 47 | 46 | 46.3 |  | 1 | 1930 | NG BLQ BLQ BLQ BLQ: WAT; N Y Y Y Y: N; Y Y Y Y Y: Y |  | S |  | N | IPP Non-CHP | 2 |  | N | N
5914 | Erie Boulevard Hydropower LP | 2613 | Stark | NY | St Lawrence | 1 | HY | OP | 26 | 23.3 | 24.5 |  | 1 | 1957 | NG BLQ BLQ BLQ BLQ: WAT; N Y Y Y Y: N; Y Y Y Y Y: Y |  | S |  | N | IPP Non-CHP | 2 |  | N | N
5914 | Erie Boulevard Hydropower LP | 2614 | Stewarts Bridge | NY | Saratoga | 1 | HY | OP | 36 | 37.5 | 37.5 |  | 1 | 1952 | NG BLQ BLQ BLQ BLQ: WAT; N Y Y Y Y: N; Y Y Y Y Y: Y |  | S |  | N | IPP Non-CHP | 2 |  | N | N | [12 empty] | N
5914 | Erie Boulevard Hydropower LP | 2616 | Sugar Island | NY | SAINT LAWRENCE | 1 | HY | OP | 2 | 2.1 | 2.1 |  | 1 | 1924 | NG BLQ BLQ BLQ BLQ: WAT; N Y Y Y Y: N; Y Y Y Y Y: Y |  | S |  | N | IPP Non-CHP | 2 |  | N | N
5914 | Erie Boulevard Hydropower LP | 2616 | Sugar Island | NY | SAINT LAWRENCE | 2 | HY | OP | 2 | 2 | 2 |  | 1 | 1924 | NG BLQ BLQ BLQ BLQ: WAT; N Y Y Y Y: N; Y Y Y Y Y: Y |  | S |  | N | IPP Non-CHP | 2 |  | N | N
5914 | Erie Boulevard Hydropower LP | 2617 | Taylorville | NY | Lewis | 1 | HY | OP | 1 | 1 | 1.1 |  | 1 | 1913 | NG BLQ BLQ BLQ BLQ: WAT; N Y Y Y Y: N; Y Y Y Y Y: Y |  | S |  | N | IPP Non-CHP | 2 |  | N | N
5914 | Erie Boulevard Hydropower LP | 2617 | Taylorville | NY | Lewis | 2 | HY | OP | 1 | 1.1 | 1.1 |  | 1 | 1913 | NG BLQ BLQ BLQ BLQ: WAT; N Y Y Y Y: N; Y Y Y Y Y: Y |  | S |  | N | IPP Non-CHP | 2 |  | N | N
5914 | Erie Boulevard Hydropower LP | 2617 | Taylorville | NY | Lewis | 3 | HY | OP | 1 | 1.1 | 1.1 |  | 1 | 1913 | NG BLQ BLQ BLQ BLQ: WAT; N Y Y Y Y: N; Y Y Y Y Y: Y |  | S |  | N | IPP Non-CHP | 2 |  | N | N
5914 | Erie Boulevard Hydropower LP | 2617 | Taylorville | NY | Lewis | 4 | HY | OP | 1 | 1.1 | 1.1 |  | 1 | 1927 | NG BLQ BLQ BLQ BLQ: WAT; N Y Y Y Y: N; Y Y Y Y Y: Y |  | S |  | N | IPP Non-CHP | 2 |  | N | N
5914 | Erie Boulevard Hydropower LP | 2619 | Trenton Falls | NY | Oneida | 5 | HY | OP | 6.8 | 8.1 | 6.8 |  | 1 | 1919 | NG BLQ BLQ BLQ BLQ: WAT; N Y Y Y Y: N; Y Y Y Y Y: Y |  | S |  | N | IPP Non-CHP | 2 |  | N | N
5914 | Erie Boulevard Hydropower LP | 2619 | Trenton Falls | NY | Oneida | 6 | HY | OP | 6.4 | 8.1 | 6.4 |  | 1 | 1919 | NG BLQ BLQ BLQ BLQ: WAT; N Y Y Y Y: N; Y Y Y Y Y: Y |  | S |  | N | IPP Non-CHP | 2 |  | N | N
5914 | Erie Boulevard Hydropower LP | 2619 | Trenton Falls | NY | Oneida | 7 | HY | OP | 8.7 | 9.7 | 8.7 |  | 1 | 1919 | NG BLQ BLQ BLQ BLQ: WAT; N Y Y Y Y: N; Y Y Y Y Y: Y |  | S |  | N | IPP Non-CHP | 2 |  | N | N
5914 | Erie Boulevard Hydropower LP | 2621 | Varick | NY | Oswego | 2 | HY | OP | 2 | 1.6 | 1.5 |  | 1 | 1926 | NG BLQ BLQ BLQ BLQ: WAT; N Y Y Y Y: N; Y Y Y Y Y: Y |  | S |  | N | IPP Non-CHP | 2 |  | N | N
5914 | Erie Boulevard Hydropower LP | 2621 | Varick | NY | Oswego | 3 | HY | OP | 2 | 1.5 | 1.5 |  | 1 | 1926 | NG BLQ BLQ BLQ BLQ: WAT; N Y Y Y Y: N; Y Y Y Y Y: Y |  | S |  | N | IPP Non-CHP | 2 |  | N | N
5914 | Erie Boulevard Hydropower LP | 2621 | Varick | NY | Oswego | 4 | HY | OP | 2 | 1.2 | 1.2 |  | 1 | 1926 | NG BLQ BLQ BLQ BLQ: WAT; N Y Y Y Y: N; Y Y Y Y Y: Y |  | S |  | N | IPP Non-CHP | 2 |  | N | N
5914 | Erie Boulevard Hydropower LP | 2621 | Varick | NY | Oswego | 5 | HY | OP | 2 | 1.5 | 1.4 |  | 1 | 1926 | NG BLQ BLQ BLQ BLQ: WAT; N Y Y Y Y: N; Y Y Y Y Y: Y |  | S |  | N | IPP Non-CHP | 2 |  | N | N
5914 | Erie Boulevard Hydropower LP | 2623 | Waterport | NY | Orleans | 1 | HY | OP | 2 | 1.7 | 1.7 |  | 1 | 1921 | NG BLQ BLQ BLQ BLQ: WAT; N Y Y Y Y: N; Y Y Y Y Y: Y |  | S |  | N | IPP Non-CHP | 2 |  | N | N
5914 | Erie Boulevard Hydropower LP | 2623 | Waterport | NY | Orleans | 2 | HY | OP | 2 | 2 | 1.9 |  | 1 | 1921 | NG BLQ BLQ BLQ BLQ: WAT; N Y Y Y Y: N; Y Y Y Y Y: Y |  | S |  | N | IPP Non-CHP | 2 |  | N | N
5914 | Erie Boulevard Hydropower LP | 2624 | Yaleville | NY | St Lawrence | 1 | HY | OP | 1 | 0.4 | 0.4 |  | 1 | 1940 | NG BLQ BLQ BLQ BLQ: WAT; N Y Y Y Y: N; Y Y Y Y Y: Y |  | S |  | N | IPP Non-CHP | 2 |  | N | N
5914 | Erie Boulevard Hydropower LP | 2624 | Yaleville | NY | St Lawrence | 2 | HY | OP | 1 | 0.2 | 0.2 |  | 1 | 1940 | NG BLQ BLQ BLQ BLQ: WAT; N Y Y Y Y: N; Y Y Y Y Y: Y |  | S |  | N | IPP Non-CHP | 2 |  | N | N
5914 | Erie Boulevard Hydropower LP | 6527 | E J West | NY | Saratoga | 1 | HY | OP | 11 | 10.2 | 11 |  | 1 | 1930 | NG BLQ BLQ BLQ BLQ: WAT; N Y Y Y Y: N; Y Y Y Y Y: Y |  | S |  | N | IPP Non-CHP | 2 |  | N | N
5914 | Erie Boulevard Hydropower LP | 6527 | E J West | NY | Saratoga | 2 | HY | OP | 11 | 10.4 | 11.1 |  | 1 | 1930 | NG BLQ BLQ BLQ BLQ: WAT; N Y Y Y Y: N; Y Y Y Y Y: Y |  | S |  | N | IPP Non-CHP | 2 |  | N | N
5914 | Erie Boulevard Hydropower LP | 7583 | Talcville | NY | St Lawrence | 1 | HY | OP | 1 | 0.4 | 0.4 |  | 1 | 1986 | NG BLQ BLQ BLQ BLQ: WAT; N Y Y Y Y: N; Y Y Y Y Y: Y |  | S |  | N | IPP Non-CHP | 2 |  | N | N
5914 | Erie Boulevard Hydropower LP | 7583 | Talcville | NY | St Lawrence | 2 | HY | OP | 0.1 | 0.1 | 0.1 |  | 1 | 1986 | NG BLQ BLQ BLQ BLQ: WAT; N Y Y Y Y: N; Y Y Y Y Y: Y |  | S |  | N | IPP Non-CHP | 2 |  | N | N
5914 | Erie Boulevard Hydropower LP | 10530 | Feeder Dam Hydro Plant | NY | Saratoga | 1 | HY | OP | 1 | 0.9 | 1 |  | 1 | 1924 | NG BLQ BLQ BLQ BLQ: WAT; N Y Y Y Y: N; Y Y Y Y Y: Y |  | S |  | N | IPP Non-CHP | 2 |  | N | N
5914 | Erie Boulevard Hydropower LP | 10530 | Feeder Dam Hydro Plant | NY | Saratoga | 2 | HY | OP | 1 | 0.9 | 1 |  | 1 | 1924 | NG BLQ BLQ BLQ BLQ: WAT; N Y Y Y Y: N; Y Y Y Y Y: Y |  | S |  | N | IPP Non-CHP | 2 |  | N | N
5914 | Erie Boulevard Hydropower LP | 10530 | Feeder Dam Hydro Plant | NY | Saratoga | 3 | HY | OP | 1 | 1 | 1 |  | 1 | 1924 | NG BLQ BLQ BLQ BLQ: WAT; N Y Y Y Y: N; Y Y Y Y Y: Y |  | S |  | N | IPP Non-CHP | 2 |  | N | N
5914 | Erie Boulevard Hydropower LP | 10530 | Feeder Dam Hydro Plant | NY | Saratoga | 4 | HY | OP | 1 | 0.9 | 1 |  | 1 | 1924 | NG BLQ BLQ BLQ BLQ: WAT; N Y Y Y Y: N; Y Y Y Y Y: Y |  | S |  | N | IPP Non-CHP | 2 |  | N | N
5914 | Erie Boulevard Hydropower LP | 10530 | Feeder Dam Hydro Plant | NY | Saratoga | 5 | HY | OP | 1 | 1 | 1 |  | 1 | 1924 | NG BLQ BLQ BLQ BLQ: WAT; N Y Y Y Y: N; Y Y Y Y Y: Y |  | S |  | N | IPP Non-CHP | 2 |  | N | N
5914 | Erie Boulevard Hydropower LP | 10531 | Beebee Island Hydro Plant | NY | Jefferson | 1 | HY | OP | 4 | 4.4 | 4.3 |  | 1 | 1931 | NG BLQ BLQ BLQ BLQ: WAT; N Y Y Y Y: N; Y Y Y Y Y: Y |  | S |  | N | IPP Non-CHP | 2 |  | N | N
5914 | Erie Boulevard Hydropower LP | 10531 | Beebee Island Hydro Plant | NY | Jefferson | 2 | HY | OP | 5 | 4.4 | 4.6 |  | 1 | 1931 | NG BLQ BLQ BLQ BLQ: WAT; N Y Y Y Y: N; Y Y Y Y Y: Y |  | S |  | N | IPP Non-CHP | 2 |  | N | N
5914 | Erie Boulevard Hydropower LP | 50268 | Hewittville Hydroelectric | NY | ST Lawrence | HY1 | HY | OP | 3 | 2.9 | 2.9 |  | 9 | 1984 | NG BLQ BLQ BLQ BLQ: WAT; N Y Y Y Y: N; Y Y Y Y Y: Y |  | S | 0 | N | IPP Non-CHP | 2 |  |  | N
5914 | Erie Boulevard Hydropower LP | 50269 | Unionville Hydro Project 2499 NY | NY | St Lawrence | HY1 | HY | OP | 3 | 2.9 | 2.9 |  | 7 | 1984 | NG BLQ BLQ BLQ BLQ: WAT; N Y Y Y Y: N; Y Y Y Y Y: Y |  | S | 0 | N | IPP Non-CHP | 2 |  |  | N
5914 | Erie Boulevard Hydropower LP | 51033 | West Delaware Tunnel Plant | NY | Sullivan | GEN1 | HY | OP | 7.5 | 7 | 7.6 |  | 12 | 1988 | NG BLQ BLQ BLQ BLQ: WAT; N Y Y Y Y: N; Y Y Y Y Y: Y |  | S | 0 | N | IPP Non-CHP | 2 |  | N | N | [17 empty] | N
5932 | City of Ephraim - (UT) | 925 | Hydro Plant No 3 | UT | Sanpete | 2 | HY | OP | 0.7 | 0.6 | 0.2 |  | 9 | 1984 | NG BLQ BLQ BLQ BLQ: WAT; N Y Y Y Y: N; Y Y Y Y Y: N |  | S |  | N | Electric Utility | 1 |  | N | N
5932 | City of Ephraim - (UT) | 925 | Hydro Plant No 3 | UT | Sanpete | 3 | HY | OP | 2.1 | 2 | 1.9 |  | 9 | 1984 | NG BLQ BLQ BLQ BLQ: WAT; N Y Y Y Y: N; Y Y Y Y Y: N |  | S |  | N | Electric Utility | 1 |  | N | N
5943 | Entergy Nuc Fitzpatrick LLC | 6110 | James A Fitzpatrick | NY | Oswego | 1 | ST | OP | 882 | 848.4 | 848.2 |  | 8 | 1976 | NG BLQ BLQ BLQ BLQ: NUC; N Y Y Y Y: N; Y Y Y Y Y: Y |  | S |  | N | IPP Non-CHP | 2 |  | N | N | [17 empty] | N
5956 | Entergy Nuclear Vermont Yankee | 3751 | Vermont Yankee | VT | Windham | 1 | ST | OP | 563.4 | 604.3 | 598 |  | 11 | 1972 | NG BLQ BLQ BLQ BLQ: NUC; N Y Y Y Y: N; Y Y Y Y Y: Y |  | S |  | N | IPP Non-CHP | 2 |  | N | N | [15 empty] | 12 | 2014 | N
5957 | City of Erie (KS) | 1276 | Erie | KS | Neosho | 3 | IC | OP | 1 | 0.9 | 0.9 |  | 11 | 1958 | NG BLQ BLQ BLQ BLQ: DFO; N Y Y Y Y: N; Y Y Y Y Y: Y |  | S |  | N | Electric Utility | 1 |  | N | N | [17 empty] | N
5957 | City of Erie (KS) | 1276 | Erie | KS | Neosho | 6 | IC | OP | 1.1 | 1 | 1 |  | 4 | 2005 | NG BLQ BLQ BLQ BLQ: DFO; N Y Y Y Y: N; Y Y Y Y Y: Y |  | S |  | N | Electric Utility | 1 |  | N | N | [17 empty] | N
5957 | City of Erie (KS) | 1276 | Erie | KS | Neosho | 7 | IC | OP | 1.1 | 1 | 1 |  | 4 | 2005 | NG BLQ BLQ BLQ BLQ: DFO; N Y Y Y Y: N; Y Y Y Y Y: Y |  | S |  | N | Electric Utility | 1 |  | N | N | [17 empty] | N
5957 | City of Erie (KS) | 1276 | Erie | KS | Neosho | 8 | IC | OP | 1.1 | 1 | 1 |  | 4 | 2005 | NG BLQ BLQ BLQ BLQ: DFO; N Y Y Y Y: N; Y Y Y Y Y: Y |  | S |  | N | Electric Utility | 1 |  | N | N | [17 empty] | N
5957 | City of Erie (KS) | 7766 | Erie Energy Center | KS | Neosho | 1 | IC | OP | 2.5 | 2.5 | 2.5 |  | 10 | 1999 | NG BLQ BLQ BLQ BLQ: DFO; N Y Y Y Y: N; Y Y Y Y Y: Y |  | S |  | N | Electric Utility | 1 |  | N | N | [17 empty] | N
5957 | City of Erie (KS) | 7766 | Erie Energy Center | KS | Neosho | 2 | IC | OP | 2.5 | 2.5 | 2.5 |  | 10 | 1999 | NG BLQ BLQ BLQ BLQ: DFO; N Y Y Y Y: N; Y Y Y Y Y: Y |  | S |  | N | Electric Utility | 1 |  | N | N | [17 empty] | N
5957 | City of Erie (KS) | 7766 | Erie Energy Center | KS | Neosho | 3 | IC | OP | 2.5 | 2.5 | 2.5 |  | 10 | 1999 | NG BLQ BLQ BLQ BLQ: DFO; N Y Y Y Y: N; Y Y Y Y Y: Y |  | S |  | N | Electric Utility | 1 |  | N | N | [17 empty] | N
5957 | City of Erie (KS) | 7766 | Erie Energy Center | KS | Neosho | 4 | IC | OP | 2.5 | 2.5 | 2.5 |  | 10 | 1999 | NG BLQ BLQ BLQ BLQ: DFO; N Y Y Y Y: N; Y Y Y Y Y: Y |  | S |  | N | Electric Utility | 1 |  | N | N | [17 empty] | N
5957 | City of Erie (KS) | 7766 | Erie Energy Center | KS | Neosho | 5 | IC | OP | 2.5 | 2.5 | 2.5 |  | 7 | 1999 | NG BLQ BLQ BLQ BLQ: DFO; N Y Y Y Y: N; Y Y Y Y Y: Y |  | S |  | N | Electric Utility | 1 |  | N | N | [17 empty] | N
5957 | City of Erie (KS) | 7766 | Erie Energy Center | KS | Neosho | 6 | IC | OP | 2.5 | 2.5 | 2.5 |  | 7 | 1999 | NG BLQ BLQ BLQ BLQ: DFO; N Y Y Y Y: N; Y Y Y Y Y: Y |  | S |  | N | Electric Utility | 1 |  | N | N | [17 empty] | N
5957 | City of Erie (KS) | 7766 | Erie Energy Center | KS | Neosho | 7 | IC | OP | 2.5 | 2.5 | 2.5 |  | 7 | 1999 | NG BLQ BLQ BLQ BLQ: DFO; N Y Y Y Y: N; Y Y Y Y Y: Y |  | S |  | N | Electric Utility | 1 |  | N | N | [17 empty] | N
5957 | City of Erie (KS) | 7766 | Erie Energy Center | KS | Neosho | 8 | IC | OP | 2.5 | 2.5 | 2.5 |  | 7 | 1999 | NG BLQ BLQ BLQ BLQ: DFO; N Y Y Y Y: N; Y Y Y Y Y: Y |  | S |  | N | Electric Utility | 1 |  | N | N | [17 empty] | N
5959 | Erie Coke Corp | 50920 | Erie Coke | PA | Erie | 1 | ST | SB | 2.5 | 1 | 1.3 |  | 1 | 1953 | NG BLQ BLQ BLQ BLQ: OG; NG WDS WDS WDS WDS: NG; N Y Y Y Y: Y; Y Y Y Y Y: N | N | S |  | Y | Industrial CHP | 7 | B | N | N | [12 empty] | N |  |  |  |  | N | [6 empty] | OG | NG
5969 | City of Escondido - (CA) | 457 | Bear Valley | CA | San Diego | HC1 | HY | OP | 0.7 | 0.7 | 0.7 |  | 6 | 1986 | NG BLQ BLQ BLQ BLQ: WAT; N Y Y Y Y: N; Y Y Y Y Y: Y |  | S |  | N | Electric Utility | 1 |  | N | N | [17 empty] | N
5969 | City of Escondido - (CA) | 457 | Bear Valley | CA | San Diego | HC2 | HY | OP | 0.7 | 0.7 | 0.7 |  | 6 | 1986 | NG BLQ BLQ BLQ BLQ: WAT; N Y Y Y Y: N; Y Y Y Y Y: Y |  | S |  | N | Electric Utility | 1 |  | N | N | [17 empty] | N
5998 | City of Estherville - (IA) | 1137 | Estherville | IA | Emmet | 2 | IC | OP | 1.6 | 1.1 | 1.1 |  | 12 | 1946 | NG BLQ BLQ BLQ BLQ: DFO; N Y Y Y Y: N; Y Y Y Y Y: Y | Y | S |  | N | Electric Utility | 1 |  | N | N | [17 empty] | N
5998 | City of Estherville - (IA) | 1137 | Estherville | IA | Emmet | 3 | IC | OP | 3 | 2.7 | 2.8 |  | 6 | 1960 | NG BLQ BLQ BLQ BLQ: NG; NG WDS WDS WDS WDS: DFO; N Y Y Y Y: N; Y Y Y Y Y: Y | Y | S |  | N | Electric Utility | 1 |  | N | N | [17 empty] | N
5998 | City of Estherville - (IA) | 1137 | Estherville | IA | Emmet | 4 | IC | OP | 4 | 3.6 | 3.6 |  | 6 | 1969 | NG BLQ BLQ BLQ BLQ: NG; NG WDS WDS WDS WDS: DFO; N Y Y Y Y: N; Y Y Y Y Y: Y | Y | S |  | N | Electric Utility | 1 |  | N | N | [17 empty] | N
5998 | City of Estherville - (IA) | 1137 | Estherville | IA | Emmet | 5 | IC | OP | 4 | 3.6 | 3.6 |  | 1 | 1969 | NG BLQ BLQ BLQ BLQ: NG; NG WDS WDS WDS WDS: DFO; N Y Y Y Y: N; Y Y Y Y Y: Y | Y | S |  | N | Electric Utility | 1 |  | N | N | [17 empty] | N
5998 | City of Estherville - (IA) | 1137 | Estherville | IA | Emmet | 6 | IC | OS | 2 | 1.7 | 1.7 |  | 1 | 1950 | NG BLQ BLQ BLQ BLQ: DFO; N Y Y Y Y: N; Y Y Y Y Y: Y | Y | S |  | N | Electric Utility | 1 |  | N | Y | [15 empty] | 12 | 2013 | N
5998 | City of Estherville - (IA) | 1137 | Estherville | IA | Emmet | 7 | IC | OP | 3 | 2.7 | 2.8 |  | 1 | 1960 | NG BLQ BLQ BLQ BLQ: NG; NG WDS WDS WDS WDS: DFO; N Y Y Y Y: N; Y Y Y Y Y: Y | Y | S |  | N | Electric Utility | 1 |  | N | N | [17 empty] | N
6013 | Eugene Water & Electric Board | 3067 | Carmen Smith | OR | Linn | 1 | HY | OP | 52.2 | 50 | 50 |  | 8 | 1963 | NG BLQ BLQ BLQ BLQ: WAT; N Y Y Y Y: N; Y Y Y Y Y: Y |  | S |  | N | Electric Utility | 1 |  | N | Y | [8 empty] | HY |  | 12 | 2017 | [5 empty] | N
6013 | Eugene Water & Electric Board | 3067 | Carmen Smith | OR | Linn | 2 | HY | OP | 52.2 | 50 | 50 |  | 8 | 1963 | NG BLQ BLQ BLQ BLQ: WAT; N Y Y Y Y: N; Y Y Y Y Y: Y |  | S |  | N | Electric Utility | 1 |  | N | N | [8 empty] | HY |  | 12 | 2018 | [5 empty] | N
6013 | Eugene Water & Electric Board | 3067 | Carmen Smith | OR | Linn | 3 | HY | OP | 9.9 | 3.8 | 6.5 |  | 1 | 1963 | NG BLQ BLQ BLQ BLQ: WAT; N Y Y Y Y: N; Y Y Y Y Y: Y |  | S |  | N | Electric Utility | 1 |  | N | N | [17 empty] | N
6013 | Eugene Water & Electric Board | 3068 | Leaburg | OR | Lane | 1 | HY | OP | 8.4 | 4 | 8 |  | 1 | 1930 | NG BLQ BLQ BLQ BLQ: WAT; N Y Y Y Y: N; Y Y Y Y Y: Y |  | S |  | N | Electric Utility | 1 |  | N | N | [17 empty] | N
6013 | Eugene Water & Electric Board | 3068 | Leaburg | OR | Lane | 2 | HY | OP | 7.5 | 4 | 7.5 |  | 1 | 1950 | NG BLQ BLQ BLQ BLQ: WAT; N Y Y Y Y: N; Y Y Y Y Y: Y |  | S |  | N | Electric Utility | 1 |  | N | N | [17 empty] | N
6013 | Eugene Water & Electric Board | 3071 | Walterville | OR | Lane | 1 | HY | OP | 8 | 7.5 | 7.5 |  | 1 | 1949 | NG BLQ BLQ BLQ BLQ: WAT; N Y Y Y Y: N; Y Y Y Y Y: Y |  | S |  | N | Electric Utility | 1 |  | N | N | [17 empty] | N
6013 | Eugene Water & Electric Board | 7508 | Stone Creek | OR | Clackamas | 1 | HY | OP | 12 | 7 | 10.7 |  | 1 | 1994 | NG BLQ BLQ BLQ BLQ: WAT; N Y Y Y Y: N; Y Y Y Y Y: Y |  | S |  | N | Electric Utility | 1 |  | N | N | [17 empty] | N
6013 | Eugene Water & Electric Board | 54249 | Smith Falls Hydro Project | ID | Boundary | GEN1 | HY | OP | 18 | 9 | 18 |  | 1 | 1990 | NG BLQ BLQ BLQ BLQ: WAT; N Y Y Y Y: N; Y Y Y Y Y: Y |  | S |  | N | Electric Utility | 1 |  | N | N | [17 empty] | N
6013 | Eugene Water & Electric Board | 54249 | Smith Falls Hydro Project | ID | Boundary | GEN2 | HY | OP | 18 | 9 | 18 |  | 1 | 1990 | NG BLQ BLQ BLQ BLQ: WAT; N Y Y Y Y: N; Y Y Y Y Y: Y |  | S |  | N | Electric Utility | 1 |  | N | N | [17 empty] | N
6013 | Eugene Water & Electric Board | 54249 | Smith Falls Hydro Project | ID | Boundary | GEN3 | HY | OP | 2.1 | 2.1 | 2.1 |  | 12 | 1989 | NG BLQ BLQ BLQ BLQ: WAT; N Y Y Y Y: N; Y Y Y Y Y: Y |  | S |  | N | Electric Utility | 1 |  | N | N | [17 empty] | N
6017 | ESI Vansycle Partners LP | 55125 | Vansycle | OR | Umatilla | WGNS | WT | OP | 25 | 25 | 25 |  | 8 | 1998 | NG BLQ BLQ BLQ BLQ: WND; N Y Y Y Y: N; Y Y Y Y Y: Y |  | S | 38 | N | IPP Non-CHP | 2 |  | N | N | [17 empty] | N
6027 | Entergy Nuclear Indian Point 2 | 2497 | Indian Point 2 | NY | Westchester | 2 | ST | OP | 1299 | 1020.4 | 1031.3 |  | 8 | 1973 | NG BLQ BLQ BLQ BLQ: NUC; N Y Y Y Y: N; Y Y Y Y Y: Y |  | S |  | N | IPP Non-CHP | 2 |  | N | N | [17 empty] | N
6028 | Entergy Nuclear Indian Point 3 | 8907 | Indian Point 3 | NY | West Chester | 3 | ST | OP | 1012 | 1040.5 | 1044.3 |  | 8 | 1976 | NG BLQ BLQ BLQ BLQ: NUC; N Y Y Y Y: N; Y Y Y Y Y: Y |  | S |  | N | IPP Non-CHP | 2 |  | N | N | [17 empty] | N
6035 | Exelon Power | 1574 | Conowingo | MD | Harford | 1 | HY | OP | 45 | 48 | 48 |  | 3 | 1928 | NG BLQ BLQ BLQ BLQ: WAT; N Y Y Y Y: N; Y Y Y Y Y: Y |  | S | 0 | N | IPP Non-CHP | 2 |  | N | N | [17 empty] | N
6035 | Exelon Power | 1574 | Conowingo | MD | Harford | 10 | HY | OP | 55.6 | 65 | 65 |  | 5 | 1964 | NG BLQ BLQ BLQ BLQ: WAT; N Y Y Y Y: N; Y Y Y Y Y: Y |  | S | 0 | N | IPP Non-CHP | 2 |  | N | N | [17 empty] | N
6035 | Exelon Power | 1574 | Conowingo | MD | Harford | 11 | HY | OP | 55.6 | 65 | 65 |  | 5 | 1964 | NG BLQ BLQ BLQ BLQ: WAT; N Y Y Y Y: N; Y Y Y Y Y: Y |  | S | 0 | N | IPP Non-CHP | 2 |  | N | N | [17 empty] | N
6035 | Exelon Power | 1574 | Conowingo | MD | Harford | 2 | HY | OP | 36 | 36 | 36 |  | 3 | 1928 | NG BLQ BLQ BLQ BLQ: WAT; N Y Y Y Y: N; Y Y Y Y Y: Y |  | S | 0 | N | IPP Non-CHP | 2 |  | N | N | [17 empty] | N
6035 | Exelon Power | 1574 | Conowingo | MD | Harford | 3 | HY | OP | 48 | 48 | 48 |  | 3 | 1928 | NG BLQ BLQ BLQ BLQ: WAT; N Y Y Y Y: N; Y Y Y Y Y: Y |  | S | 0 | N | IPP Non-CHP | 2 |  | N | N | [17 empty] | N
6035 | Exelon Power | 1574 | Conowingo | MD | Harford | 4 | HY | OP | 47.7 | 48 | 48 |  | 4 | 1928 | NG BLQ BLQ BLQ BLQ: WAT; N Y Y Y Y: N; Y Y Y Y Y: Y |  | S | 0 | N | IPP Non-CHP | 2 |  | N | N | [17 empty] | N
6035 | Exelon Power | 1574 | Conowingo | MD | Harford | 5 | HY | OP | 36 | 36 | 36 |  | 6 | 1928 | NG BLQ BLQ BLQ BLQ: WAT; N Y Y Y Y: N; Y Y Y Y Y: Y |  | S | 0 | N | IPP Non-CHP | 2 |  | N | N | [17 empty] | N
6035 | Exelon Power | 1574 | Conowingo | MD | Harford | 6 | HY | OP | 47.7 | 48 | 48 |  | 7 | 1928 | NG BLQ BLQ BLQ BLQ: WAT; N Y Y Y Y: N; Y Y Y Y Y: Y |  | S | 0 | N | IPP Non-CHP | 2 |  | N | N | [17 empty] | N
6035 | Exelon Power | 1574 | Conowingo | MD | Harford | 7 | HY | OP | 48 | 48 | 48 |  | 6 | 1928 | NG BLQ BLQ BLQ BLQ: WAT; N Y Y Y Y: N; Y Y Y Y Y: Y |  | S | 0 | N | IPP Non-CHP | 2 |  | N | N | [17 empty] | N
6035 | Exelon Power | 1574 | Conowingo | MD | Harford | 8 | HY | OP | 55.6 | 65 | 65 |  | 3 | 1964 | NG BLQ BLQ BLQ BLQ: WAT; N Y Y Y Y: N; Y Y Y Y Y: Y |  | S | 0 | N | IPP Non-CHP | 2 |  | N | N | [17 empty] | N
6035 | Exelon Power | 1574 | Conowingo | MD | Harford | 9 | HY | OP | 55.6 | 65 | 65 |  | 3 | 1964 | NG BLQ BLQ BLQ BLQ: WAT; N Y Y Y Y: N; Y Y Y Y Y: Y |  | S | 0 | N | IPP Non-CHP | 2 |  | N | N | [12 empty] | N |  |  |  |  | N
6035 | Exelon Power | 1586 | Exelon Framingham LLC | MA | Norfolk | GT1 | GT | OP | 14.2 | 10.2 | 14.2 |  | 3 | 1970 | NG BLQ BLQ BLQ BLQ: DFO; N Y Y Y Y: N; Y Y Y Y Y: Y |  | S |  | N | IPP Non-CHP | 2 |  | N | N | [17 empty] | N
6035 | Exelon Power | 1586 | Exelon Framingham LLC | MA | Norfolk | GT2 | GT | OP | 14.2 | 9.9 | 13.9 |  | 9 | 1969 | NG BLQ BLQ BLQ BLQ: DFO; N Y Y Y Y: N; Y Y Y Y Y: Y |  | S |  | N | IPP Non-CHP | 2 |  | N | N | [17 empty] | N
6035 | Exelon Power | 1586 | Exelon Framingham LLC | MA | Norfolk | GT3 | GT | OP | 14.2 | 11.3 | 15.3 |  | 9 | 1969 | NG BLQ BLQ BLQ BLQ: DFO; N Y Y Y Y: N; Y Y Y Y Y: Y |  | S |  | N | IPP Non-CHP | 2 |  | N | N | [17 empty] | N
6035 | Exelon Power | 1587 | Exelon L Street | MA | Suffolk | GT1 | GT | OP | 18.6 | 16 | 21.8 |  | 9 | 1966 | NG BLQ BLQ BLQ BLQ: DFO; N Y Y Y Y: N; Y Y Y Y Y: Y |  | S |  | N | IPP Non-CHP | 2 |  | N | N | [17 empty] | N
6035 | Exelon Power | 1592 | Exelon Medway LLC | MA | Nolfork | GT1 | GT | OP | 45 | 42 | 64 |  | 7 | 1970 | NG BLQ BLQ BLQ BLQ: DFO; N Y Y Y Y: N; Y Y Y Y Y: Y |  | S |  | N | IPP Non-CHP | 2 |  | N | N | [17 empty] | N
6035 | Exelon Power | 1592 | Exelon Medway LLC | MA | Nolfork | GT2 | GT | OP | 45 | 39.8 | 61.6 |  | 3 | 1971 | NG BLQ BLQ BLQ BLQ: DFO; N Y Y Y Y: N; Y Y Y Y Y: Y |  | S |  | N | IPP Non-CHP | 2 |  | N | N | [17 empty] | N
6035 | Exelon Power | 1592 | Exelon Medway LLC | MA | Nolfork | GT3 | GT | OP | 45 | 35.4 | 55.8 |  | 7 | 1970 | NG BLQ BLQ BLQ BLQ: DFO; N Y Y Y Y: N; Y Y Y Y Y: Y |  | S |  | N | IPP Non-CHP | 2 |  | N | N | [17 empty] | N
6035 | Exelon Power | 3157 | Chester Generating Station | PA | Chester | 7 | GT | OP | 18.6 | 13 | 18 |  | 2 | 1969 | NG BLQ BLQ BLQ BLQ: DFO; N Y Y Y Y: N; Y Y Y Y Y: Y |  | S |  | N | IPP Non-CHP | 2 |  | N | N
6035 | Exelon Power | 3157 | Chester Generating Station | PA | Chester | 8 | GT | OP | 18.6 | 13 | 18 |  | 5 | 1969 | NG BLQ BLQ BLQ BLQ: DFO; N Y Y Y Y: N; Y Y Y Y Y: Y |  | S |  | N | IPP Non-CHP | 2 |  | N | N
6035 | Exelon Power | 3157 | Chester Generating Station | PA | Chester | 9 | GT | OP | 18.6 | 13 | 18 |  | 3 | 1969 | NG BLQ BLQ BLQ BLQ: DFO; N Y Y Y Y: N; Y Y Y Y Y: Y |  | S |  | N | IPP Non-CHP | 2 |  | N | N
6035 | Exelon Power | 3160 | Delaware Generating Station | PA | Philadelphia | 10 | GT | OP | 18.6 | 13 | 18 |  | 5 | 1969 | NG BLQ BLQ BLQ BLQ: DFO; N Y Y Y Y: N; Y Y Y Y Y: Y |  | S |  | N | IPP Non-CHP | 2 |  | N | N | [17 empty] | N
6035 | Exelon Power | 3160 | Delaware Generating Station | PA | Philadelphia | 11 | GT | OP | 18.6 | 13 | 18 |  | 4 | 1969 | NG BLQ BLQ BLQ BLQ: DFO; N Y Y Y Y: N; Y Y Y Y Y: Y |  | S |  | N | IPP Non-CHP | 2 |  | N | N | [17 empty] | N
6035 | Exelon Power | 3160 | Delaware Generating Station | PA | Philadelphia | 12 | GT | OP | 18.6 | 13 | 18 |  | 5 | 1969 | NG BLQ BLQ BLQ BLQ: DFO; N Y Y Y Y: N; Y Y Y Y Y: Y |  | S |  | N | IPP Non-CHP | 2 |  | N | N | [17 empty] | N
6035 | Exelon Power | 3160 | Delaware Generating Station | PA | Philadelphia | 9 | GT | OP | 21.2 | 17 | 20 |  | 7 | 1970 | NG BLQ BLQ BLQ BLQ: DFO; N Y Y Y Y: N; Y Y Y Y Y: Y |  | S |  | N | IPP Non-CHP | 2 |  | N | N | [17 empty] | N
6035 | Exelon Power | 3161 | Eddystone Generating Station | PA | Delaware | 10 | GT | OP | 18.6 | 13 | 18 |  | 5 | 1967 | NG BLQ BLQ BLQ BLQ: DFO; N Y Y Y Y: N; Y Y Y Y Y: Y |  | S |  | N | IPP Non-CHP | 2 |  | N | N | [17 empty] | N
6035 | Exelon Power | 3161 | Eddystone Generating Station | PA | Delaware | 20 | GT | OP | 18.6 | 13 | 18 |  | 10 | 1967 | NG BLQ BLQ BLQ BLQ: DFO; N Y Y Y Y: N; Y Y Y Y Y: Y |  | S |  | N | IPP Non-CHP | 2 |  | N | N | [17 empty] | N
6035 | Exelon Power | 3161 | Eddystone Generating Station | PA | Delaware | 3 | ST | OP | 391 | 380 | 380 |  | 9 | 1974 | RFO | NG | DFO |  |  |  | Y | Y |  | S |  | N | IPP Non-CHP | 2 |  | N | N | [17 empty] | N | [6 empty] | DFO | NG
6035 | Exelon Power | 3161 | Eddystone Generating Station | PA | Delaware | 30 | GT | OP | 21.2 | 17 | 20 |  | 3 | 1970 | NG BLQ BLQ BLQ BLQ: DFO; N Y Y Y Y: N; Y Y Y Y Y: Y |  | S |  | N | IPP Non-CHP | 2 |  | N | N | [17 empty] | N
6035 | Exelon Power | 3161 | Eddystone Generating Station | PA | Delaware | 4 | ST | OP | 391 | 380 | 380 |  | 6 | 1976 | NG BLQ BLQ BLQ BLQ: RFO; NG WDS WDS WDS WDS: NG; N Y Y Y Y: Y; Y Y Y Y Y: Y |  | S |  | N | IPP Non-CHP | 2 |  | N | N | [17 empty] | N | [6 empty] | DFO | NG
6035 | Exelon Power | 3161 | Eddystone Generating Station | PA | Delaware | 40 | GT | OP | 21.2 | 17 | 20 |  | 6 | 1970 | NG BLQ BLQ BLQ BLQ: DFO; N Y Y Y Y: N; Y Y Y Y Y: Y |  | S |  | N | IPP Non-CHP | 2 |  | N | N | [17 empty] | N
6035 | Exelon Power | 3162 | Falls | PA | Bucks | 1 | GT | OP | 21.2 | 17 | 20 |  | 5 | 1970 | NG BLQ BLQ BLQ BLQ: DFO; N Y Y Y Y: N; Y Y Y Y Y: Y |  | S |  | N | IPP Non-CHP | 2 |  | N | N | [17 empty] | N
6035 | Exelon Power | 3162 | Falls | PA | Bucks | 2 | GT | OP | 21.2 | 17 | 20 |  | 5 | 1970 | NG BLQ BLQ BLQ BLQ: DFO; N Y Y Y Y: N; Y Y Y Y Y: Y |  | S |  | N | IPP Non-CHP | 2 |  | N | N | [17 empty] | N
6035 | Exelon Power | 3162 | Falls | PA | Bucks | 3 | GT | OP | 21.2 | 17 | 20 |  | 6 | 1970 | NG BLQ BLQ BLQ BLQ: DFO; N Y Y Y Y: N; Y Y Y Y Y: Y |  | S |  | N | IPP Non-CHP | 2 |  | N | N | [17 empty] | N
6035 | Exelon Power | 3163 | Moser Generating Station | PA | Montgomery | 1 | GT | OP | 21.2 | 17 | 20 |  | 6 | 1970 | NG BLQ BLQ BLQ BLQ: DFO; N Y Y Y Y: N; Y Y Y Y Y: Y |  | S |  | N | IPP Non-CHP | 2 |  | N | N
6035 | Exelon Power | 3163 | Moser Generating Station | PA | Montgomery | 2 | GT | OP | 21.2 | 17 | 20 |  | 5 | 1970 | NG BLQ BLQ BLQ BLQ: DFO; N Y Y Y Y: N; Y Y Y Y Y: Y |  | S |  | N | IPP Non-CHP | 2 |  | N | N
6035 | Exelon Power | 3163 | Moser Generating Station | PA | Montgomery | 3 | GT | OP | 21.2 | 17 | 20 |  | 6 | 1970 | NG BLQ BLQ BLQ BLQ: DFO; N Y Y Y Y: N; Y Y Y Y Y: Y |  | S |  | N | IPP Non-CHP | 2 |  | N | N
6035 | Exelon Power | 3164 | Muddy Run | PA | Lancaster | 1 | PS | OP | 134 | 134 | 134 |  | 4 | 1967 | NG BLQ BLQ BLQ BLQ: WAT; N Y Y Y Y: N; Y Y Y Y Y: Y |  | S | 0 | N | IPP Non-CHP | 2 |  | N | N | [17 empty] | N
6035 | Exelon Power | 3164 | Muddy Run | PA | Lancaster | 2 | PS | OP | 134 | 133 | 133 |  | 4 | 1967 | NG BLQ BLQ BLQ BLQ: WAT; N Y Y Y Y: N; Y Y Y Y Y: Y | Y | S | 0 | N | IPP Non-CHP | 2 |  | N | N | [17 empty] | N
6035 | Exelon Power | 3164 | Muddy Run | PA | Lancaster | 3 | PS | OP | 134 | 134 | 134 |  | 4 | 1967 | NG BLQ BLQ BLQ BLQ: WAT; N Y Y Y Y: N; Y Y Y Y Y: Y |  | S | 0 | N | IPP Non-CHP | 2 |  | N | N | [17 empty] | N
6035 | Exelon Power | 3164 | Muddy Run | PA | Lancaster | 4 | PS | OP | 134 | 134 | 134 |  | 6 | 1967 | NG BLQ BLQ BLQ BLQ: WAT; N Y Y Y Y: N; Y Y Y Y Y: Y |  | S | 0 | N | IPP Non-CHP | 2 |  | N | N | [17 empty] | N
6035 | Exelon Power | 3164 | Muddy Run | PA | Lancaster | 5 | PS | OP | 134 | 134 | 134 |  | 10 | 1967 | NG BLQ BLQ BLQ BLQ: WAT; N Y Y Y Y: N; Y Y Y Y Y: Y |  | S | 0 | N | IPP Non-CHP | 2 |  | N | N | [17 empty] | N
6035 | Exelon Power | 3164 | Muddy Run | PA | Lancaster | 6 | PS | OP | 134 | 133 | 133 |  | 10 | 1967 | NG BLQ BLQ BLQ BLQ: WAT; N Y Y Y Y: N; Y Y Y Y Y: Y |  | S | 0 | N | IPP Non-CHP | 2 |  | N | N | [17 empty] | N
6035 | Exelon Power | 3164 | Muddy Run | PA | Lancaster | 7 | PS | OP | 134 | 134 | 134 |  | 2 | 1968 | NG BLQ BLQ BLQ BLQ: WAT; N Y Y Y Y: N; Y Y Y Y Y: Y |  | S | 0 | N | IPP Non-CHP | 2 |  | N | N | [17 empty] | N
6035 | Exelon Power | 3164 | Muddy Run | PA | Lancaster | 8 | PS | OP | 134 | 134 | 134 |  | 2 | 1968 | NG BLQ BLQ BLQ BLQ: WAT; N Y Y Y Y: N; Y Y Y Y Y: Y |  | S | 0 | N | IPP Non-CHP | 2 |  | N | N | [17 empty] | N
6035 | Exelon Power | 3168 | Richmond Generating Station | PA | Philadelphia | 91 | GT | OP | 65.8 | 49 | 66 |  | 6 | 1973 | NG BLQ BLQ BLQ BLQ: DFO; N Y Y Y Y: N; Y Y Y Y Y: Y |  | S |  | N | IPP Non-CHP | 2 |  | N | N
6035 | Exelon Power | 3168 | Richmond Generating Station | PA | Philadelphia | 92 | GT | OP | 65.8 | 49 | 66 |  | 6 | 1973 | NG BLQ BLQ BLQ BLQ: DFO; N Y Y Y Y: N; Y Y Y Y Y: Y |  | S |  | N | IPP Non-CHP | 2 |  | N | N
6035 | Exelon Power | 3169 | Schuylkill Generating Station | PA | Philadelphia | 10 | GT | OP | 18.6 | 13 | 18 |  | 5 | 1969 | NG BLQ BLQ BLQ BLQ: DFO; N Y Y Y Y: N; Y Y Y Y Y: Y |  | S |  | N | IPP Non-CHP | 2 |  | N | N
6035 | Exelon Power | 3169 | Schuylkill Generating Station | PA | Philadelphia | 11 | GT | OP | 21.2 | 17 | 20 |  | 6 | 1971 | NG BLQ BLQ BLQ BLQ: DFO; N Y Y Y Y: N; Y Y Y Y Y: Y |  | S |  | N | IPP Non-CHP | 2 |  | N | N
6035 | Exelon Power | 3170 | Southwark | PA | Philadelphia | 3 | GT | OP | 18.6 | 13 | 18 |  | 6 | 1967 | NG BLQ BLQ BLQ BLQ: DFO; N Y Y Y Y: N; Y Y Y Y Y: Y |  | S |  | N | IPP Non-CHP | 2 |  | N | N | [17 empty] | N
6035 | Exelon Power | 3170 | Southwark | PA | Philadelphia | 4 | GT | OP | 18.6 | 13 | 18 |  | 10 | 1967 | NG BLQ BLQ BLQ BLQ: DFO; N Y Y Y Y: N; Y Y Y Y Y: Y |  | S |  | N | IPP Non-CHP | 2 |  | N | N | [17 empty] | N
6035 | Exelon Power | 3170 | Southwark | PA | Philadelphia | 5 | GT | OP | 18.6 | 13 | 18 |  | 7 | 1967 | NG BLQ BLQ BLQ BLQ: DFO; N Y Y Y Y: N; Y Y Y Y Y: Y |  | S |  | N | IPP Non-CHP | 2 |  | N | N
6035 | Exelon Power | 3170 | Southwark | PA | Philadelphia | 6 | GT | OP | 18.6 | 13 | 18 |  | 11 | 1968 | NG BLQ BLQ BLQ BLQ: DFO; N Y Y Y Y: N; Y Y Y Y Y: Y |  | S |  | N | IPP Non-CHP | 2 |  | N | N
6035 | Exelon Power | 3453 | Mountain Creek | TX | Dallas | 6 | ST | OP | 135.7 | 122 | 122 |  | 2 | 1956 | NG BLQ BLQ BLQ BLQ: NG; N Y Y Y Y: N; Y Y Y Y Y: Y |  | S |  | N | IPP Non-CHP | 2 |  | N | N
6035 | Exelon Power | 3453 | Mountain Creek | TX | Dallas | 7 | ST | OP | 136 | 118 | 118 |  | 3 | 1958 | NG BLQ BLQ BLQ BLQ: NG; N Y Y Y Y: N; Y Y Y Y Y: Y |  | S |  | N | IPP Non-CHP | 2 |  | N | N
6035 | Exelon Power | 3453 | Mountain Creek | TX | Dallas | 8 | ST | OP | 580.5 | 568 | 568 |  | 7 | 1967 | NG BLQ BLQ BLQ BLQ: NG; N Y Y Y Y: N; Y Y Y Y Y: Y |  | S |  | N | IPP Non-CHP | 2 |  | N | N | [21 empty] | Y |  |  | NG
6035 | Exelon Power | 3491 | Handley | TX | Tarrant | 3 | ST | OP | 404.8 | 395 | 395 |  | 7 | 1963 | NG BLQ BLQ BLQ BLQ: NG; NG WDS WDS WDS WDS: DFO; N Y Y Y Y: N; Y Y Y Y Y: Y |  | S |  | N | IPP Non-CHP | 2 |  | N | N | [17 empty] | N
6035 | Exelon Power | 3491 | Handley | TX | Tarrant | 4 | ST | OP | 455 | 435 | 435 |  | 10 | 1976 | NG BLQ BLQ BLQ BLQ: NG; NG WDS WDS WDS WDS: DFO; N Y Y Y Y: N; Y Y Y Y Y: Y |  | S |  | N | IPP Non-CHP | 2 |  | N | N | [17 empty] | N
6035 | Exelon Power | 3491 | Handley | TX | Tarrant | 5 | ST | OP | 455 | 435 | 435 |  | 10 | 1977 | NG BLQ BLQ BLQ BLQ: NG; NG WDS WDS WDS WDS: DFO; N Y Y Y Y: N; Y Y Y Y Y: Y |  | S |  | N | IPP Non-CHP | 2 |  | N | N | [17 empty] | N
6035 | Exelon Power | 7690 | Pennsbury | PA | Bucks | 1 | GT | OP | 3 | 2.7 | 2.7 |  | 9 | 1996 | NG BLQ BLQ BLQ BLQ: LFG; N Y Y Y Y: N; Y Y Y Y Y: Y | Y | S |  | N | IPP Non-CHP | 2 |  | N | N | [17 empty] | N | [6 empty] | PG
6035 | Exelon Power | 7690 | Pennsbury | PA | Bucks | 2 | GT | OP | 3 | 2.7 | 2.7 |  | 9 | 1996 | NG BLQ BLQ BLQ BLQ: LFG; N Y Y Y Y: N; Y Y Y Y Y: Y | Y | S |  | N | IPP Non-CHP | 2 |  | N | N | [24 empty] | PG
6035 | Exelon Power | 7701 | Fairless Hills | PA | Bucks | A | ST | OP | 30 | 30 | 30 |  | 12 | 1996 | LFG | NG | DFO |  |  |  | Y | Y |  | S |  | Y | IPP CHP | 3 | T | N | N | [17 empty] | N
6035 | Exelon Power | 7701 | Fairless Hills | PA | Bucks | B | ST | OP | 30 | 30 | 30 |  | 12 | 1996 | LFG | NG | DFO |  |  |  | Y | Y |  | S |  | Y | IPP CHP | 3 | T | N | N | [17 empty] | N
6035 | Exelon Power | 8012 | Croydon CT Generating Station | PA | Bucks | 11 | GT | OP | 68.3 | 49 | 64 |  | 6 | 1974 | NG BLQ BLQ BLQ BLQ: DFO; N Y Y Y Y: N; Y Y Y Y Y: Y |  | S |  | N | IPP Non-CHP | 2 |  | N | N | [17 empty] | N
6035 | Exelon Power | 8012 | Croydon CT Generating Station | PA | Bucks | 12 | GT | OP | 68.3 | 49 | 64 |  | 6 | 1974 | NG BLQ BLQ BLQ BLQ: DFO; N Y Y Y Y: N; Y Y Y Y Y: Y |  | S |  | N | IPP Non-CHP | 2 |  | N | N | [17 empty] | N
6035 | Exelon Power | 8012 | Croydon CT Generating Station | PA | Bucks | 21 | GT | OP | 68.3 | 49 | 64 |  | 6 | 1974 | NG BLQ BLQ BLQ BLQ: DFO; N Y Y Y Y: N; Y Y Y Y Y: Y |  | S |  | N | IPP Non-CHP | 2 |  | N | N | [17 empty] | N
6035 | Exelon Power | 8012 | Croydon CT Generating Station | PA | Bucks | 22 | GT | OP | 68.3 | 49 | 64 |  | 6 | 1974 | NG BLQ BLQ BLQ BLQ: DFO; N Y Y Y Y: N; Y Y Y Y Y: Y |  | S |  | N | IPP Non-CHP | 2 |  | N | N | [17 empty] | N
6035 | Exelon Power | 8012 | Croydon CT Generating Station | PA | Bucks | 31 | GT | OP | 68.3 | 49 | 64 |  | 8 | 1974 | NG BLQ BLQ BLQ BLQ: DFO; N Y Y Y Y: N; Y Y Y Y Y: Y |  | S |  | N | IPP Non-CHP | 2 |  | N | N | [17 empty] | N
6035 | Exelon Power | 8012 | Croydon CT Generating Station | PA | Bucks | 32 | GT | OP | 68.3 | 49 | 64 |  | 8 | 1974 | NG BLQ BLQ BLQ BLQ: DFO; N Y Y Y Y: N; Y Y Y Y Y: Y |  | S |  | N | IPP Non-CHP | 2 |  | N | N | [17 empty] | N
6035 | Exelon Power | 8012 | Croydon CT Generating Station | PA | Bucks | 41 | GT | OP | 68.3 | 49 | 64 |  | 7 | 1974 | NG BLQ BLQ BLQ BLQ: DFO; N Y Y Y Y: N; Y Y Y Y Y: Y |  | S |  | N | IPP Non-CHP | 2 |  | N | N | [17 empty] | N
6035 | Exelon Power | 8012 | Croydon CT Generating Station | PA | Bucks | 42 | GT | OP | 68.3 | 49 | 64 |  | 7 | 1974 | NG BLQ BLQ BLQ BLQ: DFO; N Y Y Y Y: N; Y Y Y Y Y: Y |  | S |  | N | IPP Non-CHP | 2 |  | N | N | [17 empty] | N
6035 | Exelon Power | 55139 | Wolf Hollow I LP | TX | Hood | CTG1 | CT | OP | 264.8 | 227 | 248.9 |  | 8 | 2003 | NG BLQ BLQ BLQ BLQ: NG; N Y Y Y Y: N; Y Y Y Y Y: Y |  | S |  | N | IPP Non-CHP | 2 |  | N | N | [17 empty] | N
6035 | Exelon Power | 55139 | Wolf Hollow I LP | TX | Hood | CTG2 | CT | OP | 264.8 | 227.7 | 248.9 |  | 8 | 2003 | NG BLQ BLQ BLQ BLQ: NG; N Y Y Y Y: N; Y Y Y Y Y: Y |  | S |  | N | IPP Non-CHP | 2 |  | N | N | [17 empty] | N
6035 | Exelon Power | 55139 | Wolf Hollow I LP | TX | Hood | ST | CA | OP | 280 | 240.8 | 263.2 |  | 8 | 2003 | NG BLQ BLQ BLQ BLQ: NG; N Y Y Y Y: N; Y Y Y Y Y: Y |  | S |  | N | IPP Non-CHP | 2 |  | Y | N | [17 empty] | N
6035 | Exelon Power | 55281 | Southeast Chicago Energy Project | IL | Cook | GT05 | GT | OP | 50.9 | 37 | 40 |  | 6 | 2002 | NG BLQ BLQ BLQ BLQ: NG; N Y Y Y Y: N; Y Y Y Y Y: Y |  | S |  | N | IPP Non-CHP | 2 |  | N | N | [17 empty] | N
6035 | Exelon Power | 55281 | Southeast Chicago Energy Project | IL | Cook | GT06 | GT | OP | 50.9 | 37 | 40 |  | 6 | 2002 | NG BLQ BLQ BLQ BLQ: NG; N Y Y Y Y: N; Y Y Y Y Y: Y |  | S |  | N | IPP Non-CHP | 2 |  | N | N | [17 empty] | N
6035 | Exelon Power | 55281 | Southeast Chicago Energy Project | IL | Cook | GT07 | GT | OP | 50.9 | 37 | 40 |  | 6 | 2002 | NG BLQ BLQ BLQ BLQ: NG; N Y Y Y Y: N; Y Y Y Y Y: Y |  | S |  | N | IPP Non-CHP | 2 |  | N | N | [17 empty] | N
6035 | Exelon Power | 55281 | Southeast Chicago Energy Project | IL | Cook | GT08 | GT | OP | 50.9 | 37 | 40 |  | 6 | 2002 | NG BLQ BLQ BLQ BLQ: NG; N Y Y Y Y: N; Y Y Y Y Y: Y |  | S |  | N | IPP Non-CHP | 2 |  | N | N | [17 empty] | N
6035 | Exelon Power | 55281 | Southeast Chicago Energy Project | IL | Cook | GT09 | GT | OP | 50.9 | 37 | 40 |  | 6 | 2002 | NG BLQ BLQ BLQ BLQ: NG; N Y Y Y Y: N; Y Y Y Y Y: Y |  | S |  | N | IPP Non-CHP | 2 |  | N | N | [17 empty] | N
6035 | Exelon Power | 55281 | Southeast Chicago Energy Project | IL | Cook | GT10 | GT | OP | 50.9 | 37 | 40 |  | 6 | 2002 | NG BLQ BLQ BLQ BLQ: NG; N Y Y Y Y: N; Y Y Y Y Y: Y |  | S |  | N | IPP Non-CHP | 2 |  | N | N | [17 empty] | N
6035 | Exelon Power | 55281 | Southeast Chicago Energy Project | IL | Cook | GT11 | GT | OP | 50.9 | 37 | 40 |  | 6 | 2002 | NG BLQ BLQ BLQ BLQ: NG; N Y Y Y Y: N; Y Y Y Y Y: Y |  | S |  | N | IPP Non-CHP | 2 |  | N | N | [17 empty] | N
6035 | Exelon Power | 55281 | Southeast Chicago Energy Project | IL | Cook | GT12 | GT | OP | 50.9 | 37 | 40 |  | 6 | 2002 | NG BLQ BLQ BLQ BLQ: NG; N Y Y Y Y: N; Y Y Y Y Y: Y |  | S |  | N | IPP Non-CHP | 2 |  | N | N | [17 empty] | N
6035 | Exelon Power | 55365 | Exelon LaPorte Generating Station | TX | Harris | GT1 | GT | OP | 59 | 38.3 | 45 |  | 7 | 2001 | NG BLQ BLQ BLQ BLQ: NG; N Y Y Y Y: N; Y Y Y Y Y: Y |  | S |  | N | IPP Non-CHP | 2 |  | N | N | [17 empty] | N
6035 | Exelon Power | 55365 | Exelon LaPorte Generating Station | TX | Harris | GT2 | GT | OP | 59 | 38.3 | 45 |  | 7 | 2001 | NG BLQ BLQ BLQ BLQ: NG; N Y Y Y Y: N; Y Y Y Y Y: Y |  | S |  | N | IPP Non-CHP | 2 |  | N | N | [17 empty] | N
6035 | Exelon Power | 55365 | Exelon LaPorte Generating Station | TX | Harris | GT3 | GT | OP | 59 | 38.3 | 45 |  | 7 | 2001 | NG BLQ BLQ BLQ BLQ: NG; N Y Y Y Y: N; Y Y Y Y Y: Y |  | S |  | N | IPP Non-CHP | 2 |  | N | N | [17 empty] | N
6035 | Exelon Power | 55365 | Exelon LaPorte Generating Station | TX | Harris | GT4 | GT | OP | 59 | 38.3 | 45 |  | 7 | 2001 | NG BLQ BLQ BLQ BLQ: NG; N Y Y Y Y: N; Y Y Y Y Y: Y |  | S |  | N | IPP Non-CHP | 2 |  | N | N
6035 | Exelon Power | 57191 | Exelon Solar Chicago | IL | Cook | ECS1 | PV | OP | 9 | 9 | 9 |  | 12 | 2009 | NG BLQ BLQ BLQ BLQ: SUN; N Y Y Y Y: N; Y Y Y Y Y: Y |  | S |  | N | IPP Non-CHP | 2 |  |  | N | [17 empty] | N
6036 | ESOCO Orrington LLC | 50051 | Penobscot Energy Recovery | ME | Penobscot | GEN1 | ST | OP | 25.3 | 21.2 | 21.2 |  | 11 | 1987 | MSW | DFO | WDS |  |  |  | Y | Y |  | J |  | N | Commercial Non-CHP | 4 |  |  | N | [17 empty] | N | [6 empty] | DFO
6041 | Entergy Power Ventures LP | 55664 | Harrison County Power Project | TX | Harrison | GT-1 | CT | OP | 170 | 144.5 | 166.6 |  | 6 | 2003 | NG BLQ BLQ BLQ BLQ: NG; N Y Y Y Y: N; Y Y Y Y Y: Y |  | W |  | N | IPP Non-CHP | 2 |  |  | N | [17 empty] | N
6041 | Entergy Power Ventures LP | 55664 | Harrison County Power Project | TX | Harrison | GT-2 | CT | OP | 170 | 144.5 | 166.6 |  | 6 | 2003 | NG BLQ BLQ BLQ BLQ: NG; N Y Y Y Y: N; Y Y Y Y Y: Y |  | W |  | N | IPP Non-CHP | 2 |  | N | N | [17 empty] | N
6041 | Entergy Power Ventures LP | 55664 | Harrison County Power Project | TX | Harrison | ST-1 | CA | OP | 230 | 225.4 | 225.4 |  | 6 | 2003 | NG BLQ BLQ BLQ BLQ: NG; N Y Y Y Y: N; Y Y Y Y Y: Y |  | W |  | N | IPP Non-CHP | 2 |  | Y | N | [17 empty] | N
6042 | EUI Management PH Inc | 10027 | EUIPH Wind Farm | CA | Riverside | EXIS | WT | OP | 25.4 | 25.4 | 25.4 |  | 12 | 1985 | NG BLQ BLQ BLQ BLQ: WND; N Y Y Y Y: N; Y Y Y Y Y: Y |  | W | 162 | N | IPP Non-CHP | 2 |  | N | N
6088 | Exxon Mobil Corp | 10690 | ExxonMobil Baton Rouge Turbine Generator | LA | EAST BATON ROUGE | CTG1 | GT | OP | 85.3 | 76.7 | 83.9 |  | 5 | 1990 | NG BLQ BLQ BLQ BLQ: NG; N Y Y Y Y: N; Y Y Y Y Y: Y |  | S |  | Y | Industrial CHP | 7 | T | N | N | [17 empty] | N
6090 | ExxonMobil Oil Corp | 50625 | ExxonMobil Beaumont Refinery | TX | Jefferson | ETG | OT | OP | 7.5 | 5 | 5 |  | 1 | 1978 | NG BLQ BLQ BLQ BLQ: OG; N Y Y Y Y: N; Y Y Y Y Y: Y |  | S |  | N | Industrial CHP | 7 |  | N | N | [17 empty] | N
6090 | ExxonMobil Oil Corp | 50625 | ExxonMobil Beaumont Refinery | TX | Jefferson | TG22 | ST | OP | 27.2 | 25 | 25 | PP | 2 | 1978 | NG BLQ BLQ BLQ BLQ: NG; NG WDS WDS WDS WDS: OG; N Y Y Y Y: N; Y Y Y Y Y: Y |  | S |  | Y | Industrial CHP | 7 | T | N | N | [17 empty] | N
6090 | ExxonMobil Oil Corp | 50625 | ExxonMobil Beaumont Refinery | TX | Jefferson | TG23 | ST | OP | 40.5 | 38.6 | 38.6 | PP | 6 | 1993 | NG BLQ BLQ BLQ BLQ: NG; NG WDS WDS WDS WDS: OG; N Y Y Y Y: N; Y Y Y Y Y: Y |  | S |  | Y | Industrial CHP | 7 | T | N | N | [17 empty] | N
6090 | ExxonMobil Oil Corp | 50625 | ExxonMobil Beaumont Refinery | TX | Jefferson | TG24 | GT | OP | 38.6 | 32 | 38 | PP | 6 | 1993 | NG BLQ BLQ BLQ BLQ: NG; N Y Y Y Y: N; Y Y Y Y Y: Y |  | S |  | Y | Industrial CHP | 7 | T | N | N | [17 empty] | N
6090 | ExxonMobil Oil Corp | 50625 | ExxonMobil Beaumont Refinery | TX | Jefferson | TG32 | ST | OP | 25 | 25 | 25 | PP | 1 | 1970 | NG BLQ BLQ BLQ BLQ: NG; NG WDS WDS WDS WDS: OG; N Y Y Y Y: N; Y Y Y Y Y: Y |  | S |  | Y | Industrial CHP | 7 | T | N | N | [17 empty] | N
6090 | ExxonMobil Oil Corp | 50625 | ExxonMobil Beaumont Refinery | TX | Jefferson | TG33 | ST | OP | 20 | 20 | 20 | PP | 1 | 1966 | NG BLQ BLQ BLQ BLQ: NG; NG WDS WDS WDS WDS: OG; N Y Y Y Y: N; Y Y Y Y Y: Y |  | S |  | Y | Industrial CHP | 7 | T | N | N | [17 empty] | N
6090 | ExxonMobil Oil Corp | 50625 | ExxonMobil Beaumont Refinery | TX | Jefferson | TG34 | ST | OP | 30 | 30 | 30 | PP | 1 | 1967 | NG BLQ BLQ BLQ BLQ: NG; NG WDS WDS WDS WDS: OG; N Y Y Y Y: N; Y Y Y Y Y: Y |  | S |  | Y | Industrial CHP | 7 | T | N | N | [17 empty] | N
6090 | ExxonMobil Oil Corp | 50625 | ExxonMobil Beaumont Refinery | TX | Jefferson | TG41 | GT | OP | 163 | 145 | 165 | PP | 6 | 2005 | NG BLQ BLQ BLQ BLQ: NG; N Y Y Y Y: N; Y Y Y Y Y: Y |  | S |  | Y | Industrial CHP | 7 | T |  | N | [17 empty] | N
6090 | ExxonMobil Oil Corp | 50625 | ExxonMobil Beaumont Refinery | TX | Jefferson | TG42 | GT | OP | 163 | 145 | 165 | PP | 4 | 2005 | NG BLQ BLQ BLQ BLQ: NG; N Y Y Y Y: N; Y Y Y Y Y: Y |  | S |  | Y | Industrial CHP | 7 | T |  | N | [17 empty] | N
6090 | ExxonMobil Oil Corp | 50625 | ExxonMobil Beaumont Refinery | TX | Jefferson | TG43 | GT | OP | 163 | 145 | 165 | PP | 12 | 2004 | NG BLQ BLQ BLQ BLQ: NG; N Y Y Y Y: N; Y Y Y Y Y: Y |  | S |  | Y | Industrial CHP | 7 | T |  | N | [17 empty] | N
6091 | Exxon Mobil Refining and Supply Co. | 10436 | ExxonMobil Baytown Refinery | TX | HARRIS | GT38 | GT | OP | 36.5 | 31 | 35.8 |  | 8 | 1989 | NG BLQ BLQ BLQ BLQ: NG; N Y Y Y Y: N; Y Y Y Y Y: Y |  | S |  | Y | Industrial CHP | 7 | T | N | N
6091 | Exxon Mobil Refining and Supply Co. | 10436 | ExxonMobil Baytown Refinery | TX | HARRIS | GT41 | GT | OP | 24.2 | 17 | 19.6 |  | 1 | 1977 | NG BLQ BLQ BLQ BLQ: NG; N Y Y Y Y: N; Y Y Y Y Y: Y |  | S |  | Y | Industrial CHP | 7 | T | N | N
6091 | Exxon Mobil Refining and Supply Co. | 10436 | ExxonMobil Baytown Refinery | TX | HARRIS | GT42 | GT | OP | 24.2 | 17 | 19.6 |  | 1 | 1977 | NG BLQ BLQ BLQ BLQ: NG; N Y Y Y Y: N; Y Y Y Y Y: Y |  | S |  | Y | Industrial CHP | 7 | T | N | N
6091 | Exxon Mobil Refining and Supply Co. | 10436 | ExxonMobil Baytown Refinery | TX | HARRIS | GT43 | GT | OP | 24.2 | 17 | 19.6 |  | 1 | 1977 | NG BLQ BLQ BLQ BLQ: NG; N Y Y Y Y: N; Y Y Y Y Y: Y |  | S |  | Y | Industrial CHP | 7 | T | N | N | [17 empty] | N
6091 | Exxon Mobil Refining and Supply Co. | 10436 | ExxonMobil Baytown Refinery | TX | HARRIS | GT44 | GT | OP | 24.2 | 17 | 19.6 |  | 1 | 1977 | NG BLQ BLQ BLQ BLQ: NG; N Y Y Y Y: N; Y Y Y Y Y: Y |  | S |  | Y | Industrial CHP | 7 | T | N | N
6091 | Exxon Mobil Refining and Supply Co. | 10436 | ExxonMobil Baytown Refinery | TX | HARRIS | GT45 | GT | OP | 36.5 | 31 | 35.8 |  | 6 | 1988 | NG BLQ BLQ BLQ BLQ: NG; N Y Y Y Y: N; Y Y Y Y Y: Y |  | S |  | Y | Industrial CHP | 7 | T | N | N
6091 | Exxon Mobil Refining and Supply Co. | 10436 | ExxonMobil Baytown Refinery | TX | HARRIS | ST34 | ST | OP | 7.5 | 7 | 7.1 |  | 1 | 1952 | NG BLQ BLQ BLQ BLQ: WH; N Y Y Y Y: N; Y Y Y Y Y: Y |  | S |  | N | Industrial CHP | 7 |  | N | N
6091 | Exxon Mobil Refining and Supply Co. | 10692 | ExxonMobil Baytown Turbine | TX | Harris | GEN1 | GT | OP | 39.7 | 31.7 | 36.6 |  | 2 | 1989 | NG BLQ BLQ BLQ BLQ: NG; N Y Y Y Y: N; Y Y Y Y Y: Y |  | S |  | Y | Industrial CHP | 7 | T | N | N
6091 | Exxon Mobil Refining and Supply Co. | 10692 | ExxonMobil Baytown Turbine | TX | Harris | GEN2 | GT | OP | 39.7 | 31.7 | 36.6 |  | 4 | 1989 | NG BLQ BLQ BLQ BLQ: NG; N Y Y Y Y: N; Y Y Y Y Y: Y |  | S |  | Y | Industrial CHP | 7 | T | N | N
6091 | Exxon Mobil Refining and Supply Co. | 10692 | ExxonMobil Baytown Turbine | TX | Harris | GEN3 | GT | OP | 39.7 | 31.7 | 36.6 |  | 3 | 1989 | NG BLQ BLQ BLQ BLQ: NG; N Y Y Y Y: N; Y Y Y Y Y: Y |  | S |  | Y | Industrial CHP | 7 | T | N | N
6091 | Exxon Mobil Refining and Supply Co. | 10692 | ExxonMobil Baytown Turbine | TX | Harris | GEN4 | GT | OP | 98.9 | 85 | 98 |  | 1 | 1997 | NG BLQ BLQ BLQ BLQ: NG; N Y Y Y Y: N; Y Y Y Y Y: Y |  | S |  | Y | Industrial CHP | 7 | T | N | N
6091 | Exxon Mobil Refining and Supply Co. | 10692 | ExxonMobil Baytown Turbine | TX | Harris | GEN5 | GT | OP | 163.8 | 140.3 | 161.7 |  | 12 | 2004 | NG BLQ BLQ BLQ BLQ: NG; N Y Y Y Y: N; Y Y Y Y Y: Y |  | S |  | Y | Industrial CHP | 7 | T | N | N
6132 | City of Fairbury | 2236 | Fairbury | NE | Jefferson | 1 | ST | OP | 4 | 3.8 | 4 |  | 1 | 1948 | NG BLQ BLQ BLQ BLQ: NG; NG WDS WDS WDS WDS: RFO; N Y Y Y Y: N; Y Y Y Y Y: N | N | S |  | N | Electric Utility | 1 |  | N | N | [17 empty] | N
6132 | City of Fairbury | 2236 | Fairbury | NE | Jefferson | 2 | ST | OP | 2.5 | 2.5 | 2.5 |  | 1 | 1938 | NG BLQ BLQ BLQ BLQ: NG; NG WDS WDS WDS WDS: RFO; N Y Y Y Y: N; Y Y Y Y Y: N | N | S |  | N | Electric Utility | 1 |  | N | N | [17 empty] | N
6132 | City of Fairbury | 2236 | Fairbury | NE | Jefferson | 4 | ST | SB | 12.5 | 12.5 | 13 |  | 1 | 1965 | NG BLQ BLQ BLQ BLQ: NG; NG WDS WDS WDS WDS: RFO; N Y Y Y Y: N; Y Y Y Y Y: N | N | S |  | N | Electric Utility | 1 |  | N | N | [17 empty] | N
6138 | City of Fairfax - (MN) | 1972 | Fairfax | MN | Renville | 2A | IC | SB | 2 | 1.9 | 1.9 |  | 8 | 2001 | NG BLQ BLQ BLQ BLQ: DFO; N Y Y Y Y: N; Y Y Y Y Y: Y | Y | S |  | N | Electric Utility | 1 |  | N | N | [17 empty] | N
6141 | City of Fairfield- (IL) | 940 | Fairfield | IL | Wayne | IC5 | IC | OP | 2.4 | 2.4 | 2.4 |  | 1 | 1967 | NG BLQ BLQ BLQ BLQ: DFO; N Y Y Y Y: N; Y Y Y Y Y: Y |  | S |  | N | Electric Utility | 1 |  | N | N
6141 | City of Fairfield- (IL) | 940 | Fairfield | IL | Wayne | IC6 | IC | OP | 2.4 | 2.4 | 2.4 |  | 1 | 1967 | NG BLQ BLQ BLQ BLQ: DFO; N Y Y Y Y: N; Y Y Y Y Y: Y |  | S |  | N | Electric Utility | 1 |  | N | N
6141 | City of Fairfield- (IL) | 940 | Fairfield | IL | Wayne | IC7 | IC | OP | 2.7 | 2.7 | 2.7 |  | 3 | 1979 | NG BLQ BLQ BLQ BLQ: DFO; N Y Y Y Y: N; Y Y Y Y Y: Y |  | S |  | N | Electric Utility | 1 |  | N | N
6169 | Fall River Rural Elec Coop Inc | 4204 | Island Park | ID | Fremont | HY1 | HY | OP | 2.4 | 2.4 | 2.4 |  | 4 | 1994 | NG BLQ BLQ BLQ BLQ: WAT; N Y Y Y Y: N; Y Y Y Y Y: Y |  | S |  | N | Electric Utility | 1 |  | N | N
6169 | Fall River Rural Elec Coop Inc | 4204 | Island Park | ID | Fremont | HY2 | HY | OP | 2.4 | 2.4 | 2.4 |  | 4 | 1994 | NG BLQ BLQ BLQ BLQ: WAT; N Y Y Y Y: N; Y Y Y Y Y: Y |  | S |  | N | Electric Utility | 1 |  | N | N
6169 | Fall River Rural Elec Coop Inc | 6359 | Felt | ID | Teton | 1 | HY | OP | 2.8 | 2.8 | 2.8 |  | 1 | 1986 | NG BLQ BLQ BLQ BLQ: WAT; N Y Y Y Y: N; Y Y Y Y Y: Y |  | S |  | N | Electric Utility | 1 |  | N | N
6169 | Fall River Rural Elec Coop Inc | 6359 | Felt | ID | Teton | 2 | HY | OP | 2.8 | 2.8 | 2.8 |  | 1 | 1986 | NG BLQ BLQ BLQ BLQ: WAT; N Y Y Y Y: N; Y Y Y Y Y: Y |  | S |  | N | Electric Utility | 1 |  | N | N
6169 | Fall River Rural Elec Coop Inc | 6359 | Felt | ID | Teton | 4 | HY | OP | 0.6 | 0.6 | 0.6 |  | 9 | 1946 | NG BLQ BLQ BLQ BLQ: WAT; N Y Y Y Y: N; Y Y Y Y Y: Y |  | S |  | N | Electric Utility | 1 |  | N | N
6169 | Fall River Rural Elec Coop Inc | 6359 | Felt | ID | Teton | 5 | HY | OP | 0.7 | 0.7 | 0.6 |  | 9 | 1947 | NG BLQ BLQ BLQ BLQ: WAT; N Y Y Y Y: N; Y Y Y Y Y: Y |  | S |  | N | Electric Utility | 1 |  | N | N
6175 | City of Falls City - (NE) | 2237 | Falls City | NE | Richardson | 1 | IC | OP | 0.6 | 0.6 | 0.6 |  | 8 | 1930 | NG BLQ BLQ BLQ BLQ: DFO; N Y Y Y Y: N; Y Y Y Y Y: Y | Y | S |  | N | Electric Utility | 1 |  | N | N | [17 empty] | N
6175 | City of Falls City - (NE) | 2237 | Falls City | NE | Richardson | 2 | IC | OP | 0.9 | 0.9 | 0.9 |  | 8 | 1937 | NG BLQ BLQ BLQ BLQ: DFO; N Y Y Y Y: N; Y Y Y Y Y: Y | Y | S |  | N | Electric Utility | 1 |  | N | N | [17 empty] | N
6175 | City of Falls City - (NE) | 2237 | Falls City | NE | Richardson | 3 | IC | OP | 2.7 | 2.3 | 2.3 |  | 2 | 1965 | NG BLQ BLQ BLQ BLQ: NG; NG WDS WDS WDS WDS: DFO; N Y Y Y Y: Y; Y Y Y Y Y: Y | Y | S |  | N | Electric Utility | 1 |  | N | N | [17 empty] | N
6175 | City of Falls City - (NE) | 2237 | Falls City | NE | Richardson | 4 | IC | OP | 1.1 | 0.8 | 0.8 |  | 8 | 1946 | NG BLQ BLQ BLQ BLQ: NG; NG WDS WDS WDS WDS: DFO; N Y Y Y Y: Y; Y Y Y Y Y: Y | Y | S |  | N | Electric Utility | 1 |  | N | N | [17 empty] | N
6175 | City of Falls City - (NE) | 2237 | Falls City | NE | Richardson | 5 | IC | OP | 2 | 1.4 | 1.4 |  | 11 | 1950 | NG BLQ BLQ BLQ BLQ: NG; NG WDS WDS WDS WDS: DFO; N Y Y Y Y: Y; Y Y Y Y Y: Y | Y | S |  | N | Electric Utility | 1 |  | N | N | [17 empty] | N
6175 | City of Falls City - (NE) | 2237 | Falls City | NE | Richardson | 6 | IC | OP | 2.5 | 2 | 2 |  | 2 | 1958 | NG BLQ BLQ BLQ BLQ: NG; NG WDS WDS WDS WDS: DFO; N Y Y Y Y: Y; Y Y Y Y Y: Y | Y | S |  | N | Electric Utility | 1 |  | N | N | [17 empty] | N
6175 | City of Falls City - (NE) | 2237 | Falls City | NE | Richardson | 7 | IC | OP | 6.2 | 5.9 | 5.9 |  | 6 | 1972 | NG BLQ BLQ BLQ BLQ: NG; NG WDS WDS WDS WDS: DFO; N Y Y Y Y: Y; Y Y Y Y Y: Y | Y | S |  | N | Electric Utility | 1 |  | N | N | [17 empty] | N
6175 | City of Falls City - (NE) | 2237 | Falls City | NE | Richardson | 8 | IC | OP | 6 | 6 | 6 |  | 3 | 1982 | NG BLQ BLQ BLQ BLQ: NG; NG WDS WDS WDS WDS: DFO; N Y Y Y Y: Y; Y Y Y Y Y: Y | Y | S |  | N | Electric Utility | 1 |  | N | N | [17 empty] | N
6192 | City of Farmer City - (IL) | 941 | Farmer City | IL | De Witt | 1 | IC | OP | 1.5 | 1.3 | 1.3 |  | 7 | 1967 | NG BLQ BLQ BLQ BLQ: NG; NG WDS WDS WDS WDS: DFO; N Y Y Y Y: Y; Y Y Y Y Y: Y | Y | S |  | N | Electric Utility | 1 |  | N | N | [17 empty] | N
6192 | City of Farmer City - (IL) | 941 | Farmer City | IL | De Witt | 2 | IC | OP | 1.1 | 0.9 | 0.9 |  | 4 | 1963 | NG BLQ BLQ BLQ BLQ: DFO; N Y Y Y Y: N; Y Y Y Y Y: Y | Y | S |  | N | Electric Utility | 1 |  | N | N | [17 empty] | N
6192 | City of Farmer City - (IL) | 941 | Farmer City | IL | De Witt | 4 | IC | OP | 0.8 | 0.7 | 0.7 |  | 4 | 1951 | NG BLQ BLQ BLQ BLQ: DFO; N Y Y Y Y: N; Y Y Y Y Y: Y | Y | S |  | N | Electric Utility | 1 |  | N | N | [17 empty] | N
6192 | City of Farmer City - (IL) | 941 | Farmer City | IL | De Witt | 5 | IC | OP | 3.5 | 2.8 | 2.8 |  | 7 | 1974 | NG BLQ BLQ BLQ BLQ: NG; NG WDS WDS WDS WDS: DFO; N Y Y Y Y: Y; Y Y Y Y Y: Y | Y | S |  | N | Electric Utility | 1 |  | N | N | [17 empty] | N
6192 | City of Farmer City - (IL) | 941 | Farmer City | IL | De Witt | 6 | IC | OP | 2.2 | 2 | 2 |  | 8 | 2012 | NG BLQ BLQ BLQ BLQ: DFO; N Y Y Y Y: N; Y Y Y Y Y: N |  | S |  | N | Electric Utility | 1 |  | N
6192 | City of Farmer City - (IL) | 941 | Farmer City | IL | De Witt | 7 | IC | OP | 2.2 | 2 | 2 |  | 8 | 2012 | NG BLQ BLQ BLQ BLQ: DFO; N Y Y Y Y: N; Y Y Y Y Y: N |  | S |  | N | Electric Utility | 1 |  | N
6201 | Farmer's Irrigation District | 10323 | Copper Dam Plant | OR | Hood River | GEN1 | HY | OP | 2 | 1 | 2 |  | 1 | 1986 | NG BLQ BLQ BLQ BLQ: WAT; N Y Y Y Y: N; Y Y Y Y Y: Y |  | S | 1 | N | IPP Non-CHP | 2 |  | N | N
6201 | Farmer's Irrigation District | 10323 | Copper Dam Plant | OR | Hood River | GEN2 | HY | OP | 1 | 0.5 | 1 |  | 1 | 1986 | NG BLQ BLQ BLQ BLQ: WAT; N Y Y Y Y: N; Y Y Y Y Y: Y |  | S | 1 | N | IPP Non-CHP | 2 |  | N | N
6201 | Farmer's Irrigation District | 10324 | Peters Drive Plant | OR | Hood River | GEN3 | HY | OP | 1.8 | 0.3 | 1.2 |  | 11 | 1987 | NG BLQ BLQ BLQ BLQ: WAT; N Y Y Y Y: N; Y Y Y Y Y: Y |  | S | 1 | N | IPP Non-CHP | 2 |  | N | N
6204 | City of Farmington - (NM) | 584 | Navajo Dam | NM | San Juan | 1 | HY | OP | 15 | 15 | 15 |  | 1 | 1989 | NG BLQ BLQ BLQ BLQ: WAT; N Y Y Y Y: N; Y Y Y Y Y: Y |  | S | 1 | N | Electric Utility | 1 |  | N | N | [17 empty] | N
6204 | City of Farmington - (NM) | 584 | Navajo Dam | NM | San Juan | 2 | HY | OP | 15 | 15 | 15 |  | 1 | 1989 | NG BLQ BLQ BLQ BLQ: WAT; N Y Y Y Y: N; Y Y Y Y Y: Y |  | S | 1 | N | Electric Utility | 1 |  | N | N | [17 empty] | N
6204 | City of Farmington - (NM) | 2465 | Animas | NM | San Juan | 1 | CA | OP | 3 | 3 | 3 |  | 1 | 1955 | NG BLQ BLQ BLQ BLQ: NG; N Y Y Y Y: N; Y Y Y Y Y: Y |  | S |  | N | Electric Utility | 1 |  | N | N | [17 empty] | N
6204 | City of Farmington - (NM) | 2465 | Animas | NM | San Juan | 2 | CA | OP | 3 | 3 | 3 |  | 2 | 1955 | NG BLQ BLQ BLQ BLQ: NG; N Y Y Y Y: N; Y Y Y Y Y: Y |  | S |  | N | Electric Utility | 1 |  | N | N | [17 empty] | N
6204 | City of Farmington - (NM) | 2465 | Animas | NM | San Juan | GT1 | CT | OP | 18.6 | 19 | 19 |  | 5 | 1994 | NG BLQ BLQ BLQ BLQ: NG; N Y Y Y Y: N; Y Y Y Y Y: Y |  | S |  | N | Electric Utility | 1 |  | N | N | [17 empty] | N
6204 | City of Farmington - (NM) | 2465 | Animas | NM | San Juan | HY1 | HY | OA | 0.2 | 0.2 | 0.2 |  | 3 | 1927 | NG BLQ BLQ BLQ BLQ: WAT; N Y Y Y Y: N; Y Y Y Y Y: Y |  | S |  | N | Electric Utility | 1 |  | N | N | [17 empty] | N
6204 | City of Farmington - (NM) | 55977 | Bluffview | NM | San Juan | CTG1 | CT | OP | 40 | 38 | 40 |  | 5 | 2005 | NG BLQ BLQ BLQ BLQ: NG; N Y Y Y Y: N; Y Y Y Y Y: Y |  | S |  | N | Electric Utility | 1 |  | N | N | [17 empty] | N
6204 | City of Farmington - (NM) | 55977 | Bluffview | NM | San Juan | STG1 | CA | OP | 27 | 27 | 27 |  | 5 | 2005 | NG BLQ BLQ BLQ BLQ: NG; N Y Y Y Y: N; Y Y Y Y Y: Y |  | S |  | N | Electric Utility | 1 |  | Y | N | [17 empty] | N
6205 | City of Farmington - (MO) | 56597 | Elm Street Substation Generators | MO | SAINT FRANCOIS | EP01 | IC | SB | 2 | 1.3 | 1.5 |  | 10 | 2002 | NG BLQ BLQ BLQ BLQ: DFO; N Y Y Y Y: N; Y Y Y Y Y: N | N | S |  | N | Electric Utility | 1 |  |  | N | [12 empty] | N |  |  |  |  | N
6205 | City of Farmington - (MO) | 56597 | Elm Street Substation Generators | MO | SAINT FRANCOIS | EP02 | IC | SB | 2 | 1.3 | 1.5 |  | 10 | 2002 | NG BLQ BLQ BLQ BLQ: DFO; N Y Y Y Y: N; Y Y Y Y Y: N | N | S |  | N | Electric Utility | 1 |  |  | N | [12 empty] | N |  |  |  |  | N
6205 | City of Farmington - (MO) | 56597 | Elm Street Substation Generators | MO | SAINT FRANCOIS | EP03 | IC | SB | 2 | 1.3 | 1.5 |  | 10 | 2002 | NG BLQ BLQ BLQ BLQ: DFO; N Y Y Y Y: N; Y Y Y Y Y: N | N | S |  | N | Electric Utility | 1 |  |  | N | [12 empty] | N |  |  |  |  | N
6205 | City of Farmington - (MO) | 56597 | Elm Street Substation Generators | MO | SAINT FRANCOIS | EP04 | IC | SB | 2 | 1.3 | 1.5 |  | 10 | 2002 | NG BLQ BLQ BLQ BLQ: DFO; N Y Y Y Y: N; Y Y Y Y Y: N | N | S |  | N | Electric Utility | 1 |  |  | N | [12 empty] | N |  |  |  |  | N
6205 | City of Farmington - (MO) | 56598 | Walton Street Substation | MO | SAINT FRANCOIS | EP05 | IC | SB | 2 | 1.3 | 1.5 |  | 1 | 2003 | NG BLQ BLQ BLQ BLQ: DFO; N Y Y Y Y: N; Y Y Y Y Y: N | N | S |  | N | Electric Utility | 1 |  |  | N | [12 empty] | N |  |  |  |  | N
6205 | City of Farmington - (MO) | 56598 | Walton Street Substation | MO | SAINT FRANCOIS | EP06 | IC | SB | 2 | 1.3 | 1.5 |  | 1 | 2003 | NG BLQ BLQ BLQ BLQ: DFO; N Y Y Y Y: N; Y Y Y Y Y: N | N | S |  | N | Electric Utility | 1 |  |  | N | [12 empty] | N |  |  |  |  | N
6205 | City of Farmington - (MO) | 56598 | Walton Street Substation | MO | SAINT FRANCOIS | EP07 | IC | SB | 2 | 1.3 | 1.5 |  | 1 | 2003 | NG BLQ BLQ BLQ BLQ: DFO; N Y Y Y Y: N; Y Y Y Y Y: N | N | S |  | N | Electric Utility | 1 |  |  | N | [12 empty] | N |  |  |  |  | N
6205 | City of Farmington - (MO) | 56599 | Jefferson Street Substation | MO | SAINT FRANCOIS | EP08 | IC | SB | 2 | 1.3 | 1.5 |  | 11 | 2002 | NG BLQ BLQ BLQ BLQ: DFO; N Y Y Y Y: N; Y Y Y Y Y: N | N | S |  | N | Electric Utility | 1 |  |  | N | [12 empty] | N |  |  |  |  | N
6205 | City of Farmington - (MO) | 56599 | Jefferson Street Substation | MO | SAINT FRANCOIS | EP09 | IC | SB | 2 | 1.3 | 1.5 |  | 11 | 2002 | NG BLQ BLQ BLQ BLQ: DFO; N Y Y Y Y: N; Y Y Y Y Y: N | N | S |  | N | Electric Utility | 1 |  |  | N | [12 empty] | N |  |  |  |  | N
6205 | City of Farmington - (MO) | 56599 | Jefferson Street Substation | MO | SAINT FRANCOIS | EP10 | IC | SB | 2 | 1.3 | 1.5 |  | 11 | 2002 | NG BLQ BLQ BLQ BLQ: DFO; N Y Y Y Y: N; Y Y Y Y Y: N | N | S |  | N | Electric Utility | 1 |  |  | N | [12 empty] | N |  |  |  |  | N
6205 | City of Farmington - (MO) | 56600 | Overall Road Station | MO | SAINT FRANCOIS | EP11 | IC | SB | 2 | 1.3 | 1.5 |  | 3 | 2003 | NG BLQ BLQ BLQ BLQ: DFO; N Y Y Y Y: N; Y Y Y Y Y: N | N | S |  | N | Electric Utility | 1 |  |  | N | [17 empty] | N
6205 | City of Farmington - (MO) | 56600 | Overall Road Station | MO | SAINT FRANCOIS | EP12 | IC | SB | 2 | 1.3 | 1.5 |  | 3 | 2003 | NG BLQ BLQ BLQ BLQ: DFO; N Y Y Y Y: N; Y Y Y Y Y: N | N | S |  | N | Electric Utility | 1 |  |  | N | [17 empty] | N
6205 | City of Farmington - (MO) | 56600 | Overall Road Station | MO | SAINT FRANCOIS | EP13 | IC | SB | 2 | 1.3 | 1.5 |  | 3 | 2003 | NG BLQ BLQ BLQ BLQ: DFO; N Y Y Y Y: N; Y Y Y Y Y: N | N | S |  | N | Electric Utility | 1 |  |  | N | [17 empty] | N
6205 | City of Farmington - (MO) | 56600 | Overall Road Station | MO | SAINT FRANCOIS | EP14 | IC | SB | 2 | 1.3 | 1.5 |  | 3 | 2003 | NG BLQ BLQ BLQ BLQ: DFO; N Y Y Y Y: N; Y Y Y Y Y: N | N | S |  | N | Electric Utility | 1 |  |  | N | [17 empty] | N
6207 | Farmington River Power Company | 559 | Rainbow | CT | HARTFORD | 1 | HY | OP | 4 | 4 | 4 |  | 12 | 1925 | NG BLQ BLQ BLQ BLQ: WAT; N Y Y Y Y: N; Y Y Y Y Y: Y |  | S |  | N | Electric Utility | 1 |  | N | N
6207 | Farmington River Power Company | 559 | Rainbow | CT | HARTFORD | 2 | HY | OP | 4 | 4 | 4 |  | 12 | 1925 | NG BLQ BLQ BLQ BLQ: WAT; N Y Y Y Y: N; Y Y Y Y Y: Y |  | S |  | N | Electric Utility | 1 |  | N | N
6231 | City of Fayette - (MO) | 2125 | Fayette | MO | Howard | GT1 | IC | OS | 3.5 | 3 | 3 |  | 7 | 1985 | NG BLQ BLQ BLQ BLQ: DFO; N Y Y Y Y: N; Y Y Y Y Y: Y |  | S |  | N | Electric Utility | 1 |  | N | N | [17 empty] | N
6231 | City of Fayette - (MO) | 2125 | Fayette | MO | Howard | GT2 | IC | OS | 3.5 | 2.8 | 2.8 |  | 7 | 1985 | NG BLQ BLQ BLQ BLQ: DFO; N Y Y Y Y: N; Y Y Y Y Y: N | N | S |  | N | Electric Utility | 1 |  | N | N | [17 empty] | N
6231 | City of Fayette - (MO) | 2125 | Fayette | MO | Howard | GT3 | IC | OA | 2.8 | 2.4 | 2.4 |  | 7 | 1977 | NG BLQ BLQ BLQ BLQ: DFO; N Y Y Y Y: N; Y Y Y Y Y: Y |  | S |  | N | Electric Utility | 1 |  | N | N | [17 empty] | N
6231 | City of Fayette - (MO) | 2125 | Fayette | MO | Howard | GT4 | IC | OA | 1.1 | 1 | 1 |  | 7 | 1969 | NG BLQ BLQ BLQ BLQ: DFO; N Y Y Y Y: N; Y Y Y Y Y: Y |  | S |  | N | Electric Utility | 1 |  | N | N | [17 empty] | N
6235 | Public Works Comm-City of Fayetteville | 1016 | Butler-Warner Generation Plant | NC | Cumberland | 1 | CT | OP | 28.8 | 20 | 25 |  | 12 | 1976 | NG BLQ BLQ BLQ BLQ: NG; NG WDS WDS WDS WDS: DFO; N Y Y Y Y: Y; Y Y Y Y Y: Y |  | S |  | N | Electric Utility | 1 |  | N | N
6235 | Public Works Comm-City of Fayetteville | 1016 | Butler-Warner Generation Plant | NC | Cumberland | 2 | CT | OP | 28.8 | 20 | 25 |  | 12 | 1976 | NG BLQ BLQ BLQ BLQ: NG; NG WDS WDS WDS WDS: DFO; N Y Y Y Y: Y; Y Y Y Y Y: Y |  | S |  | N | Electric Utility | 1 |  | N | N
6235 | Public Works Comm-City of Fayetteville | 1016 | Butler-Warner Generation Plant | NC | Cumberland | 3 | CT | OP | 28.8 | 20 | 25 |  | 7 | 1976 | NG BLQ BLQ BLQ BLQ: NG; NG WDS WDS WDS WDS: DFO; N Y Y Y Y: Y; Y Y Y Y Y: Y |  | S |  | N | Electric Utility | 1 |  | N | N
6235 | Public Works Comm-City of Fayetteville | 1016 | Butler-Warner Generation Plant | NC | Cumberland | 4 | GT | OP | 28.8 | 20 | 25 |  | 7 | 1976 | NG BLQ BLQ BLQ BLQ: NG; NG WDS WDS WDS WDS: DFO; N Y Y Y Y: Y; Y Y Y Y Y: Y |  | S |  | N | Electric Utility | 1 |  | N | N
6235 | Public Works Comm-City of Fayetteville | 1016 | Butler-Warner Generation Plant | NC | Cumberland | 5 | GT | OP | 28.8 | 20 | 25 |  | 7 | 1977 | NG BLQ BLQ BLQ BLQ: NG; NG WDS WDS WDS WDS: DFO; N Y Y Y Y: Y; Y Y Y Y Y: Y |  | S |  | N | Electric Utility | 1 |  | N | N
6235 | Public Works Comm-City of Fayetteville | 1016 | Butler-Warner Generation Plant | NC | Cumberland | 6 | CT | OP | 28.8 | 20 | 25 |  | 6 | 1978 | NG BLQ BLQ BLQ BLQ: NG; NG WDS WDS WDS WDS: DFO; N Y Y Y Y: Y; Y Y Y Y Y: Y |  | S |  | N | Electric Utility | 1 |  | N | N
6235 | Public Works Comm-City of Fayetteville | 1016 | Butler-Warner Generation Plant | NC | Cumberland | 7 | CT | OP | 28.8 | 20 | 25 |  | 6 | 1979 | NG BLQ BLQ BLQ BLQ: NG; NG WDS WDS WDS WDS: DFO; N Y Y Y Y: Y; Y Y Y Y Y: Y |  | S |  | N | Electric Utility | 1 |  | N | N
6235 | Public Works Comm-City of Fayetteville | 1016 | Butler-Warner Generation Plant | NC | Cumberland | 8 | CT | OP | 28.8 | 20 | 25 |  | 5 | 1980 | NG BLQ BLQ BLQ BLQ: NG; NG WDS WDS WDS WDS: DFO; N Y Y Y Y: Y; Y Y Y Y Y: Y |  | S |  | N | Electric Utility | 1 |  | N | N
6235 | Public Works Comm-City of Fayetteville | 1016 | Butler-Warner Generation Plant | NC | Cumberland | 9 | CA | OP | 73 | 65 | 65 |  | 12 | 1988 | NG BLQ BLQ BLQ BLQ: NG; NG WDS WDS WDS WDS: DFO; N Y Y Y Y: N; Y Y Y Y Y: Y |  | S |  | N | Electric Utility | 1 |  | N | N
6258 | Federated Rural Electric Assn | 57248 | Welcome Wind Turbine | MN | MARTIN | WIND1 | WT | OP | 2.1 | 2.1 | 2.1 |  | 5 | 2008 | NG BLQ BLQ BLQ BLQ: WND; N Y Y Y Y: N; Y Y Y Y Y: Y |  | S | 1 | N | Electric Utility | 1 |  |  | N | [17 empty] | N
6274 | City of Fennimore - (WI) | 4114 | Fennimore | WI | Grant | 4 | IC | OP | 1.1 | 1.1 | 1.1 |  | 2 | 1964 | NG BLQ BLQ BLQ BLQ: DFO; N Y Y Y Y: N; Y Y Y Y Y: Y | Y | S |  | N | Electric Utility | 1 |  | N | N | [17 empty] | N
6274 | City of Fennimore - (WI) | 4114 | Fennimore | WI | Grant | 5 | IC | OP | 0.9 | 1 | 1 |  | 2 | 1952 | NG BLQ BLQ BLQ BLQ: DFO; N Y Y Y Y: N; Y Y Y Y Y: Y | Y | S |  | N | Electric Utility | 1 |  | N | N | [17 empty] | N
6274 | City of Fennimore - (WI) | 4114 | Fennimore | WI | Grant | 6 | IC | OP | 1.8 | 2 | 2 |  | 12 | 1999 | NG BLQ BLQ BLQ BLQ: DFO; N Y Y Y Y: N; Y Y Y Y Y: Y | Y | S |  | N | Electric Utility | 1 |  | N | N | [17 empty] | N
6274 | City of Fennimore - (WI) | 4114 | Fennimore | WI | Grant | 7 | IC | OP | 1.8 | 2 | 2 |  | 12 | 1999 | NG BLQ BLQ BLQ BLQ: DFO; N Y Y Y Y: N; Y Y Y Y Y: Y | Y | S |  | N | Electric Utility | 1 |  | N | N | [17 empty] | N
6274 | City of Fennimore - (WI) | 4114 | Fennimore | WI | Grant | 8 | IC | OP | 1.8 | 2 | 2 |  | 12 | 1999 | NG BLQ BLQ BLQ BLQ: DFO; N Y Y Y Y: N; Y Y Y Y Y: Y | Y | S |  | N | Electric Utility | 1 |  | N | N | [17 empty] | N
6288 | Fackrell Robert | 10325 | Mink Creek Hydro | ID | Franklin | GEN1 | HY | OP | 3.1 | 2 | 0.6 |  | 12 | 1986 | NG BLQ BLQ BLQ BLQ: WAT; N Y Y Y Y: N; Y Y Y Y Y: Y |  | S |  | N | IPP Non-CHP | 2 |  | N | N
6306 | Fibrominn LLC | 55867 | Fibrominn Biomass Power Plant | MN | Swift | G1 | ST | OP | 64 | 55 | 55.1 |  | 5 | 2007 | NG BLQ BLQ BLQ BLQ: AB; NG WDS WDS WDS WDS: WDS; N Y Y Y Y: Y; Y Y Y Y Y: N |  | W |  | N | IPP Non-CHP | 2 |  | N | N | [17 empty] | N | [6 empty] | PG
6354 | FPL Energy Upton Wind LP | 55581 | King Mountain Wind Ranch 1 | TX | Upton | EXIS | WT | OP | 278 | 278 | 278 |  | 6 | 2001 | NG BLQ BLQ BLQ BLQ: WND; N Y Y Y Y: N; Y Y Y Y Y: Y |  | S | 214 | N | IPP Non-CHP | 2 |  | N | N | [17 empty] | N
6359 | Falls Creek Hydropower LP | 52187 | Falls Creek | OR | Linn | GE-1 | HY | OP | 4.1 | 3.9 | 4.8 |  | 12 | 1984 | NG BLQ BLQ BLQ BLQ: WAT; N Y Y Y Y: N; Y Y Y Y Y: Y |  | J |  | N | IPP Non-CHP | 2 |  | N | N | [17 empty] | N
6371 | First National Bank-Commerce | 54678 | Sidney A Murray Jr Hydroelectric | LA | Concordia | 01 | HY | OP | 24 | 24 | 24 |  | 7 | 1990 | NG BLQ BLQ BLQ BLQ: WAT; N Y Y Y Y: N; Y Y Y Y Y: Y |  | S | 0 | N | IPP Non-CHP | 2 |  | N | N | [17 empty] | N
6371 | First National Bank-Commerce | 54678 | Sidney A Murray Jr Hydroelectric | LA | Concordia | 02 | HY | OP | 24 | 24 | 24 |  | 8 | 1990 | NG BLQ BLQ BLQ BLQ: WAT; N Y Y Y Y: N; Y Y Y Y Y: Y |  | S | 0 | N | IPP Non-CHP | 2 |  | N | N | [17 empty] | N
6371 | First National Bank-Commerce | 54678 | Sidney A Murray Jr Hydroelectric | LA | Concordia | 03 | HY | OP | 24 | 24 | 24 |  | 6 | 1990 | NG BLQ BLQ BLQ BLQ: WAT; N Y Y Y Y: N; Y Y Y Y Y: Y |  | S | 0 | N | IPP Non-CHP | 2 |  | N | N | [17 empty] | N
6371 | First National Bank-Commerce | 54678 | Sidney A Murray Jr Hydroelectric | LA | Concordia | 04 | HY | OP | 24 | 24 | 24 |  | 5 | 1990 | NG BLQ BLQ BLQ BLQ: WAT; N Y Y Y Y: N; Y Y Y Y Y: Y |  | S | 0 | N | IPP Non-CHP | 2 |  | N | N | [17 empty] | N
6371 | First National Bank-Commerce | 54678 | Sidney A Murray Jr Hydroelectric | LA | Concordia | 05 | HY | OP | 24 | 24 | 24 |  | 6 | 1990 | NG BLQ BLQ BLQ BLQ: WAT; N Y Y Y Y: N; Y Y Y Y Y: Y |  | S | 0 | N | IPP Non-CHP | 2 |  | N | N | [17 empty] | N
6371 | First National Bank-Commerce | 54678 | Sidney A Murray Jr Hydroelectric | LA | Concordia | 06 | HY | OP | 24 | 24 | 24 |  | 5 | 1990 | NG BLQ BLQ BLQ BLQ: WAT; N Y Y Y Y: N; Y Y Y Y Y: Y |  | S | 0 | N | IPP Non-CHP | 2 |  | N | N | [17 empty] | N
6371 | First National Bank-Commerce | 54678 | Sidney A Murray Jr Hydroelectric | LA | Concordia | 07 | HY | OP | 24 | 24 | 24 |  | 6 | 1990 | NG BLQ BLQ BLQ BLQ: WAT; N Y Y Y Y: N; Y Y Y Y Y: Y |  | S | 0 | N | IPP Non-CHP | 2 |  | N | N | [17 empty] | N
6371 | First National Bank-Commerce | 54678 | Sidney A Murray Jr Hydroelectric | LA | Concordia | 08 | HY | OP | 24 | 24 | 24 |  | 7 | 1990 | NG BLQ BLQ BLQ BLQ: WAT; N Y Y Y Y: N; Y Y Y Y Y: Y |  | S | 0 | N | IPP Non-CHP | 2 |  | N | N | [17 empty] | N
6417 | City of Flora - (IL) | 56117 | Flora Site A | IL | Clay | 1 | IC | OP | 1.8 | 1.8 | 1.8 |  | 12 | 2001 | NG BLQ BLQ BLQ BLQ: DFO; N Y Y Y Y: N; Y Y Y Y Y: Y | Y | S |  | N | Electric Utility | 1 |  | N | N | [17 empty] | N
6417 | City of Flora - (IL) | 56117 | Flora Site A | IL | Clay | 2 | IC | OP | 1.8 | 1.8 | 1.8 |  | 12 | 2001 | NG BLQ BLQ BLQ BLQ: DFO; N Y Y Y Y: N; Y Y Y Y Y: Y | Y | S |  | N | Electric Utility | 1 |  | N | N | [17 empty] | N
6417 | City of Flora - (IL) | 56117 | Flora Site A | IL | Clay | 3 | IC | OP | 1.8 | 1.8 | 1.8 |  | 12 | 2001 | NG BLQ BLQ BLQ BLQ: DFO; N Y Y Y Y: N; Y Y Y Y Y: Y | Y | S |  | N | Electric Utility | 1 |  | N | N | [17 empty] | N
6417 | City of Flora - (IL) | 56118 | Flora Site B | IL | Clay | 4 | IC | OP | 1.8 | 1.9 | 1.9 |  | 12 | 2001 | NG BLQ BLQ BLQ BLQ: DFO; N Y Y Y Y: N; Y Y Y Y Y: Y | Y | S |  | N | Electric Utility | 1 |  | N | N | [17 empty] | N
6417 | City of Flora - (IL) | 56118 | Flora Site B | IL | Clay | 5 | IC | OP | 1.8 | 1.8 | 1.8 |  | 12 | 2001 | NG BLQ BLQ BLQ BLQ: DFO; N Y Y Y Y: N; Y Y Y Y Y: Y | Y | S |  | N | Electric Utility | 1 |  | N | N | [17 empty] | N
6426 | Flint Hills Resources Corpus Christi LLC | 50026 | Corpus Refinery | TX | Nueces | FCCE | OT | OS | 9.7 | 9.7 | 9.7 |  | 5 | 1985 | NG BLQ BLQ BLQ BLQ: OTH; N Y Y Y Y: N; Y Y Y Y Y: N |  | S |  | N | Industrial CHP | 7 |  |  | N | [17 empty] | N
6426 | Flint Hills Resources Corpus Christi LLC | 50026 | Corpus Refinery | TX | Nueces | FR6 | GT | OP | 47 | 32 | 41 |  | 5 | 1988 | [9 empty] | S |  | Y | Industrial CHP | 7 | T |  | N | [17 empty] | N | bar: NG BLQ BLQ BLQ BLQ; N Y Y Y Y to Y Y Y Y Y
6443 | Florida Keys El Coop Assn, Inc | 696 | Marathon Generating Plant | FL | MONROE | 10 | IC | SB | 3.5 | 3.5 | 3.5 |  | 1 | 1998 | NG BLQ BLQ BLQ BLQ: DFO; N Y Y Y Y: N; Y Y Y Y Y: Y | Y | S |  | N | Electric Utility | 1 |  |  | N | [17 empty] | N
6443 | Florida Keys El Coop Assn, Inc | 696 | Marathon Generating Plant | FL | MONROE | 11 | IC | SB | 3.5 | 3.5 | 3.5 |  | 1 | 2001 | NG BLQ BLQ BLQ BLQ: DFO; N Y Y Y Y: N; Y Y Y Y Y: Y | Y | S |  | N | Electric Utility | 1 |  |  | N | [17 empty] | N
6443 | Florida Keys El Coop Assn, Inc | 696 | Marathon Generating Plant | FL | MONROE | 3 | IC | SB | 3 | 3 | 3 |  | 1 | 1958 | NG BLQ BLQ BLQ BLQ: DFO; N Y Y Y Y: N; Y Y Y Y Y: Y | Y | S |  | N | Electric Utility | 1 |  |  | N | [17 empty] | N
6443 | Florida Keys El Coop Assn, Inc | 696 | Marathon Generating Plant | FL | MONROE | 4 | IC | SB | 3 | 3 | 3 |  | 1 | 1959 | NG BLQ BLQ BLQ BLQ: DFO; N Y Y Y Y: N; Y Y Y Y Y: Y | Y | S |  | N | Electric Utility | 1 |  |  | N | [17 empty] | N
6443 | Florida Keys El Coop Assn, Inc | 696 | Marathon Generating Plant | FL | MONROE | 6 | IC | SB | 2.5 | 2.5 | 2.5 |  | 5 | 1973 | NG BLQ BLQ BLQ BLQ: DFO; N Y Y Y Y: N; Y Y Y Y Y: Y | Y | S |  | N | Electric Utility | 1 |  |  | N | [17 empty] | N
6443 | Florida Keys El Coop Assn, Inc | 696 | Marathon Generating Plant | FL | MONROE | 7 | IC | SB | 2.5 | 2.5 | 2.5 |  | 1 | 1973 | NG BLQ BLQ BLQ BLQ: DFO; N Y Y Y Y: N; Y Y Y Y Y: Y | Y | S |  | N | Electric Utility | 1 |  |  | N | [17 empty] | N
6443 | Florida Keys El Coop Assn, Inc | 696 | Marathon Generating Plant | FL | MONROE | 8 | IC | SB | 2 | 2 | 2 |  | 5 | 1989 | NG BLQ BLQ BLQ BLQ: DFO; N Y Y Y Y: N; Y Y Y Y Y: Y | Y | S |  | N | Electric Utility | 1 |  |  | N | [17 empty] | N
6443 | Florida Keys El Coop Assn, Inc | 696 | Marathon Generating Plant | FL | MONROE | 9 | IC | SB | 2 | 2 | 2 |  | 5 | 1989 | NG BLQ BLQ BLQ BLQ: DFO; N Y Y Y Y: N; Y Y Y Y Y: Y | Y | S |  | N | Electric Utility | 1 |  |  | N | [17 empty] | N
6452 | Florida Power & Light Co | 612 | Fort Myers | FL | Lee | 11 | GT | OP | 62 | 54 | 60 |  | 5 | 1974 | NG BLQ BLQ BLQ BLQ: DFO; N Y Y Y Y: N; Y Y Y Y Y: Y | Y | S |  | N | Electric Utility | 1 |  | N | N | [17 empty] | N
6452 | Florida Power & Light Co | 612 | Fort Myers | FL | Lee | 12 | GT | OP | 62 | 54 | 60 |  | 5 | 1974 | NG BLQ BLQ BLQ BLQ: DFO; N Y Y Y Y: N; Y Y Y Y Y: Y | Y | S |  | N | Electric Utility | 1 |  | N | N | [17 empty] | N
6452 | Florida Power & Light Co | 612 | Fort Myers | FL | Lee | 2A | CT | OP | 188.2 |  |  | F901 | 12 | 2000 | NG BLQ BLQ BLQ BLQ: NG; NG WDS WDS WDS WDS: DFO; N Y Y Y Y: N; Y Y Y Y Y: Y | Y | S |  | N | Electric Utility | 1 |  | N | N | [17 empty] | N
6452 | Florida Power & Light Co | 612 | Fort Myers | FL | Lee | 2B | CT | OP | 188.2 |  |  | F901 | 12 | 2000 | NG BLQ BLQ BLQ BLQ: NG; NG WDS WDS WDS WDS: DFO; N Y Y Y Y: N; Y Y Y Y Y: Y | Y | S |  | N | Electric Utility | 1 |  | N | N | [17 empty] | N
6452 | Florida Power & Light Co | 612 | Fort Myers | FL | Lee | 2C | CT | OP | 188.2 |  |  | F901 | 12 | 2000 | NG BLQ BLQ BLQ BLQ: NG; NG WDS WDS WDS WDS: DFO; N Y Y Y Y: N; Y Y Y Y Y: Y | Y | S |  | N | Electric Utility | 1 |  | N | N | [17 empty] | N
6452 | Florida Power & Light Co | 612 | Fort Myers | FL | Lee | 2D | CT | OP | 188.2 |  |  | F901 | 4 | 2001 | NG BLQ BLQ BLQ BLQ: NG; NG WDS WDS WDS WDS: DFO; N Y Y Y Y: N; Y Y Y Y Y: Y | Y | S |  | N | Electric Utility | 1 |  | N | N | [17 empty] | N
6452 | Florida Power & Light Co | 612 | Fort Myers | FL | Lee | 2E | CT | OP | 188.2 |  |  | F901 | 5 | 2001 | NG BLQ BLQ BLQ BLQ: NG; NG WDS WDS WDS WDS: DFO; N Y Y Y Y: N; Y Y Y Y Y: Y | Y | S |  | N | Electric Utility | 1 |  | N | N | [17 empty] | N
6452 | Florida Power & Light Co | 612 | Fort Myers | FL | Lee | 2F | CT | OP | 188.2 |  |  | F901 | 5 | 2001 | NG BLQ BLQ BLQ BLQ: NG; NG WDS WDS WDS WDS: DFO; N Y Y Y Y: N; Y Y Y Y Y: Y | Y | S |  | N | Electric Utility | 1 |  | N | N | [17 empty] | N
6452 | Florida Power & Light Co | 612 | Fort Myers | FL | Lee | 3 | GT | OP | 62 | 54 | 60 |  | 5 | 1974 | NG BLQ BLQ BLQ BLQ: DFO; N Y Y Y Y: N; Y Y Y Y Y: Y | Y | S |  | N | Electric Utility | 1 |  | N | N | [17 empty] | N
6452 | Florida Power & Light Co | 612 | Fort Myers | FL | Lee | 4 | GT | OP | 62 | 54 | 60 |  | 5 | 1974 | NG BLQ BLQ BLQ BLQ: DFO; N Y Y Y Y: N; Y Y Y Y Y: Y | Y | S |  | N | Electric Utility | 1 |  | N | N | [17 empty] | N
6452 | Florida Power & Light Co | 612 | Fort Myers | FL | Lee | 5 | GT | OP | 62 | 54 | 60 |  | 5 | 1974 | NG BLQ BLQ BLQ BLQ: DFO; N Y Y Y Y: N; Y Y Y Y Y: Y | Y | S |  | N | Electric Utility | 1 |  | N | N | [17 empty] | N
6452 | Florida Power & Light Co | 612 | Fort Myers | FL | Lee | 6 | GT | OP | 62 | 54 | 60 |  | 5 | 1974 | NG BLQ BLQ BLQ BLQ: DFO; N Y Y Y Y: N; Y Y Y Y Y: Y | Y | S |  | N | Electric Utility | 1 |  | N | N | [17 empty] | N
6452 | Florida Power & Light Co | 612 | Fort Myers | FL | Lee | 7 | GT | OP | 62 | 54 | 60 |  | 5 | 1974 | NG BLQ BLQ BLQ BLQ: DFO; N Y Y Y Y: N; Y Y Y Y Y: Y | Y | S |  | N | Electric Utility | 1 |  | N | N | [17 empty] | N
6452 | Florida Power & Light Co | 612 | Fort Myers | FL | Lee | 8 | GT | OP | 62 | 54 | 60 |  | 5 | 1974 | NG BLQ BLQ BLQ BLQ: DFO; N Y Y Y Y: N; Y Y Y Y Y: Y | Y | S |  | N | Electric Utility | 1 |  | N | N | [17 empty] | N
6452 | Florida Power & Light Co | 612 | Fort Myers | FL | Lee | 9 | GT | OP | 62 | 54 | 60 |  | 5 | 1974 | NG BLQ BLQ BLQ BLQ: DFO; N Y Y Y Y: N; Y Y Y Y Y: Y | Y | S |  | N | Electric Utility | 1 |  | N | N | [17 empty] | N
6452 | Florida Power & Light Co | 612 | Fort Myers | FL | Lee | CT1 | GT | OP | 181 | 315 | 370 | G220 | 6 | 2003 | NG BLQ BLQ BLQ BLQ: NG; NG WDS WDS WDS WDS: DFO; N Y Y Y Y: N; Y Y Y Y Y: Y | Y | S |  | N | Electric Utility | 1 |  | N | N | [17 empty] | N
6452 | Florida Power & Light Co | 612 | Fort Myers | FL | Lee | CT2 | GT | OP | 181 |  |  | G220 | 6 | 2003 | NG BLQ BLQ BLQ BLQ: NG; NG WDS WDS WDS WDS: DFO; N Y Y Y Y: N; Y Y Y Y Y: Y | Y | S |  | N | Electric Utility | 1 |  | N | N | [17 empty] | N
6452 | Florida Power & Light Co | 612 | Fort Myers | FL | Lee | G10 | GT | OP | 62 | 54 | 60 |  | 5 | 1974 | NG BLQ BLQ BLQ BLQ: DFO; N Y Y Y Y: N; Y Y Y Y Y: Y | Y | S |  | N | Electric Utility | 1 |  | N | N | [17 empty] | N
6452 | Florida Power & Light Co | 612 | Fort Myers | FL | Lee | GT1 | GT | OP | 62 | 54 | 60 |  | 5 | 1974 | NG BLQ BLQ BLQ BLQ: DFO; N Y Y Y Y: N; Y Y Y Y Y: Y | Y | S |  | N | Electric Utility | 1 |  | N | N | [17 empty] | N
6452 | Florida Power & Light Co | 612 | Fort Myers | FL | Lee | GT2 | GT | OP | 62 | 54 | 60 |  | 5 | 1974 | NG BLQ BLQ BLQ BLQ: DFO; N Y Y Y Y: N; Y Y Y Y Y: Y | Y | S |  | N | Electric Utility | 1 |  | N | N | [17 empty] | N
6452 | Florida Power & Light Co | 612 | Fort Myers | FL | Lee | ST1 | CA | OP | 156.2 | 1432 | 1490 | F901 | 11 | 1958 | NG BLQ BLQ BLQ BLQ: NG; N Y Y Y Y: N; Y Y Y Y Y: Y | Y | S |  | N | Electric Utility | 1 |  | N | N | [17 empty] | N
6452 | Florida Power & Light Co | 612 | Fort Myers | FL | Lee | ST2 | CA | OP | 436.1 |  |  | F901 | 7 | 1969 | NG BLQ BLQ BLQ BLQ: NG; N Y Y Y Y: N; Y Y Y Y Y: Y | Y | S |  | N | Electric Utility | 1 |  | N | N | [17 empty] | N
6452 | Florida Power & Light Co | 613 | Lauderdale | FL | Broward | 1 | GT | OP | 34.2 | 35 | 40 |  | 8 | 1970 | NG BLQ BLQ BLQ BLQ: NG; NG WDS WDS WDS WDS: DFO; N Y Y Y Y: Y; Y Y Y Y Y: Y | Y | S |  | N | Electric Utility | 1 |  | N | N | [17 empty] | N
6452 | Florida Power & Light Co | 613 | Lauderdale | FL | Broward | 10 | GT | OP | 34.2 | 35 | 40 |  | 8 | 1970 | NG BLQ BLQ BLQ BLQ: NG; NG WDS WDS WDS WDS: DFO; N Y Y Y Y: Y; Y Y Y Y Y: Y | Y | S |  | N | Electric Utility | 1 |  | N | N | [17 empty] | N
6452 | Florida Power & Light Co | 613 | Lauderdale | FL | Broward | 11 | GT | OP | 34.2 | 35 | 40 |  | 8 | 1970 | NG BLQ BLQ BLQ BLQ: NG; NG WDS WDS WDS WDS: DFO; N Y Y Y Y: Y; Y Y Y Y Y: Y | Y | S |  | N | Electric Utility | 1 |  | N | N | [17 empty] | N
6452 | Florida Power & Light Co | 613 | Lauderdale | FL | Broward | 12 | GT | OP | 34.2 | 35 | 40 |  | 8 | 1970 | NG BLQ BLQ BLQ BLQ: NG; NG WDS WDS WDS WDS: DFO; N Y Y Y Y: Y; Y Y Y Y Y: Y | Y | S |  | N | Electric Utility | 1 |  | N | N | [17 empty] | N
6452 | Florida Power & Light Co | 613 | Lauderdale | FL | Broward | 13 | GT | OP | 34.2 | 35 | 40 |  | 8 | 1972 | NG BLQ BLQ BLQ BLQ: NG; NG WDS WDS WDS WDS: DFO; N Y Y Y Y: Y; Y Y Y Y Y: Y | Y | S |  | N | Electric Utility | 1 |  | N | N | [17 empty] | N
6452 | Florida Power & Light Co | 613 | Lauderdale | FL | Broward | 14 | GT | OP | 34.2 | 35 | 40 |  | 8 | 1972 | NG BLQ BLQ BLQ BLQ: NG; NG WDS WDS WDS WDS: DFO; N Y Y Y Y: Y; Y Y Y Y Y: Y | Y | S |  | N | Electric Utility | 1 |  | N | N | [17 empty] | N
6452 | Florida Power & Light Co | 613 | Lauderdale | FL | Broward | 15 | GT | OP | 34.2 | 35 | 40 |  | 8 | 1972 | NG BLQ BLQ BLQ BLQ: NG; NG WDS WDS WDS WDS: DFO; N Y Y Y Y: Y; Y Y Y Y Y: Y | Y | S |  | N | Electric Utility | 1 |  | N | N | [17 empty] | N
6452 | Florida Power & Light Co | 613 | Lauderdale | FL | Broward | 16 | GT | OP | 34.2 | 35 | 40 |  | 8 | 1972 | NG BLQ BLQ BLQ BLQ: NG; NG WDS WDS WDS WDS: DFO; N Y Y Y Y: Y; Y Y Y Y Y: Y | Y | S |  | N | Electric Utility | 1 |  | N | N | [17 empty] | N
6452 | Florida Power & Light Co | 613 | Lauderdale | FL | Broward | 17 | GT | OP | 34.2 | 35 | 40 |  | 8 | 1972 | NG BLQ BLQ BLQ BLQ: NG; NG WDS WDS WDS WDS: DFO; N Y Y Y Y: Y; Y Y Y Y Y: Y | Y | S |  | N | Electric Utility | 1 |  | N | N | [17 empty] | N
6452 | Florida Power & Light Co | 613 | Lauderdale | FL | Broward | 18 | GT | OP | 34.2 | 35 | 40 |  | 8 | 1972 | NG BLQ BLQ BLQ BLQ: NG; NG WDS WDS WDS WDS: DFO; N Y Y Y Y: Y; Y Y Y Y Y: Y | Y | S |  | N | Electric Utility | 1 |  | N | N | [17 empty] | N
6452 | Florida Power & Light Co | 613 | Lauderdale | FL | Broward | 19 | GT | OP | 34.2 | 35 | 40 |  | 8 | 1972 | NG BLQ BLQ BLQ BLQ: NG; NG WDS WDS WDS WDS: DFO; N Y Y Y Y: Y; Y Y Y Y Y: Y | Y | S |  | N | Electric Utility | 1 |  | N | N | [17 empty] | N
6452 | Florida Power & Light Co | 613 | Lauderdale | FL | Broward | 2 | GT | OP | 34.2 | 35 | 40 |  | 8 | 1970 | NG BLQ BLQ BLQ BLQ: NG; NG WDS WDS WDS WDS: DFO; N Y Y Y Y: Y; Y Y Y Y Y: Y | Y | S |  | N | Electric Utility | 1 |  | N | N | [17 empty] | N
6452 | Florida Power & Light Co | 613 | Lauderdale | FL | Broward | 20 | GT | OP | 34.2 | 35 | 40 |  | 8 | 1972 | NG BLQ BLQ BLQ BLQ: NG; NG WDS WDS WDS WDS: DFO; N Y Y Y Y: Y; Y Y Y Y Y: Y | Y | S |  | N | Electric Utility | 1 |  | N | N | [17 empty] | N
6452 | Florida Power & Light Co | 613 | Lauderdale | FL | Broward | 21 | GT | OP | 34.2 | 35 | 40 |  | 8 | 1972 | NG BLQ BLQ BLQ BLQ: NG; NG WDS WDS WDS WDS: DFO; N Y Y Y Y: Y; Y Y Y Y Y: Y | Y | S |  | N | Electric Utility | 1 |  | N | N | [17 empty] | N
6452 | Florida Power & Light Co | 613 | Lauderdale | FL | Broward | 22 | GT | OP | 34.2 | 35 | 40 |  | 8 | 1972 | NG BLQ BLQ BLQ BLQ: NG; NG WDS WDS WDS WDS: DFO; N Y Y Y Y: Y; Y Y Y Y Y: Y | Y | S |  | N | Electric Utility | 1 |  | N | N | [17 empty] | N
6452 | Florida Power & Light Co | 613 | Lauderdale | FL | Broward | 23 | GT | OP | 34.2 | 35 | 40 |  | 8 | 1972 | NG BLQ BLQ BLQ BLQ: NG; NG WDS WDS WDS WDS: DFO; N Y Y Y Y: Y; Y Y Y Y Y: Y | Y | S |  | N | Electric Utility | 1 |  | N | N | [17 empty] | N
6452 | Florida Power & Light Co | 613 | Lauderdale | FL | Broward | 24 | GT | OP | 34.2 | 35 | 40 |  | 8 | 1972 | NG BLQ BLQ BLQ BLQ: NG; NG WDS WDS WDS WDS: DFO; N Y Y Y Y: Y; Y Y Y Y Y: Y | Y | S |  | N | Electric Utility | 1 |  | N | N | [17 empty] | N
6452 | Florida Power & Light Co | 613 | Lauderdale | FL | Broward | 3 | GT | OP | 34.2 | 35 | 40 |  | 8 | 1970 | NG BLQ BLQ BLQ BLQ: NG; NG WDS WDS WDS WDS: DFO; N Y Y Y Y: Y; Y Y Y Y Y: Y | Y | S |  | N | Electric Utility | 1 |  | N | N | [17 empty] | N
6452 | Florida Power & Light Co | 613 | Lauderdale | FL | Broward | 4 | GT | OP | 34.2 | 35 | 40 |  | 8 | 1970 | NG BLQ BLQ BLQ BLQ: NG; NG WDS WDS WDS WDS: DFO; N Y Y Y Y: Y; Y Y Y Y Y: Y | Y | S |  | N | Electric Utility | 1 |  | N | N | [17 empty] | N
6452 | Florida Power & Light Co | 613 | Lauderdale | FL | Broward | 4GT1 | CT | OP | 185 |  |  | C791 | 5 | 1993 | NG BLQ BLQ BLQ BLQ: NG; NG WDS WDS WDS WDS: DFO; N Y Y Y Y: Y; Y Y Y Y Y: Y | Y | S |  | N | Electric Utility | 1 |  | N | N | [17 empty] | N
6452 | Florida Power & Light Co | 613 | Lauderdale | FL | Broward | 4GT2 | CT | OP | 185 |  |  | C791 | 5 | 1993 | NG BLQ BLQ BLQ BLQ: NG; NG WDS WDS WDS WDS: DFO; N Y Y Y Y: Y; Y Y Y Y Y: Y | Y | S |  | N | Electric Utility | 1 |  | N | N | [17 empty] | N
6452 | Florida Power & Light Co | 613 | Lauderdale | FL | Broward | 5 | GT | OP | 34.2 | 35 | 40 |  | 8 | 1970 | NG BLQ BLQ BLQ BLQ: NG; NG WDS WDS WDS WDS: DFO; N Y Y Y Y: Y; Y Y Y Y Y: Y | Y | S |  | N | Electric Utility | 1 |  | N | N | [17 empty] | N
6452 | Florida Power & Light Co | 613 | Lauderdale | FL | Broward | 5GT1 | CT | OP | 185 |  |  | C792 | 6 | 1993 | NG BLQ BLQ BLQ BLQ: NG; NG WDS WDS WDS WDS: DFO; N Y Y Y Y: Y; Y Y Y Y Y: Y | Y | S |  | N | Electric Utility | 1 |  | N | N | [17 empty] | N
6452 | Florida Power & Light Co | 613 | Lauderdale | FL | Broward | 5GT2 | CT | OP | 185 |  |  | C792 | 6 | 1993 | NG BLQ BLQ BLQ BLQ: NG; NG WDS WDS WDS WDS: DFO; N Y Y Y Y: Y; Y Y Y Y Y: Y | Y | S |  | N | Electric Utility | 1 |  | N | N | [17 empty] | N
6452 | Florida Power & Light Co | 613 | Lauderdale | FL | Broward | 6 | GT | OP | 34.2 | 35 | 40 |  | 8 | 1970 | NG BLQ BLQ BLQ BLQ: NG; NG WDS WDS WDS WDS: DFO; N Y Y Y Y: Y; Y Y Y Y Y: Y | Y | S |  | N | Electric Utility | 1 |  | N | N | [17 empty] | N
6452 | Florida Power & Light Co | 613 | Lauderdale | FL | Broward | 7 | GT | OP | 34.2 | 35 | 40 |  | 8 | 1970 | NG BLQ BLQ BLQ BLQ: NG; NG WDS WDS WDS WDS: DFO; N Y Y Y Y: Y; Y Y Y Y Y: Y | Y | S |  | N | Electric Utility | 1 |  | N | N | [17 empty] | N
6452 | Florida Power & Light Co | 613 | Lauderdale | FL | Broward | 8 | GT | OP | 34.2 | 35 | 40 |  | 8 | 1970 | NG BLQ BLQ BLQ BLQ: NG; NG WDS WDS WDS WDS: DFO; N Y Y Y Y: Y; Y Y Y Y Y: Y | Y | S |  | N | Electric Utility | 1 |  | N | N | [17 empty] | N
6452 | Florida Power & Light Co | 613 | Lauderdale | FL | Broward | 9 | GT | OP | 34.2 | 35 | 40 |  | 8 | 1970 | NG BLQ BLQ BLQ BLQ: NG; NG WDS WDS WDS WDS: DFO; N Y Y Y Y: Y; Y Y Y Y Y: Y | Y | S |  | N | Electric Utility | 1 |  | N | N | [17 empty] | N
6452 | Florida Power & Light Co | 613 | Lauderdale | FL | Broward | ST4 | CA | OP | 151.2 | 442 | 485 | C791 | 10 | 1957 | NG BLQ BLQ BLQ BLQ: NG; NG WDS WDS WDS WDS: DFO; N Y Y Y Y: Y; Y Y Y Y Y: Y | Y | S |  | N | Electric Utility | 1 |  | N | N | [17 empty] | N
6452 | Florida Power & Light Co | 613 | Lauderdale | FL | Broward | ST5 | CA | OP | 151.2 | 442 | 485 | C792 | 4 | 1958 | NG BLQ BLQ BLQ BLQ: NG; NG WDS WDS WDS WDS: DFO; N Y Y Y Y: Y; Y Y Y Y Y: Y | Y | S |  | N | Electric Utility | 1 |  | N | N | [17 empty] | N
6452 | Florida Power & Light Co | 617 | Port Everglades | FL | Broward | 10 | GT | OP | 34.2 | 35 | 40 |  | 8 | 1971 | NG BLQ BLQ BLQ BLQ: NG; NG WDS WDS WDS WDS: DFO; N Y Y Y Y: Y; Y Y Y Y Y: Y | Y | S |  | N | Electric Utility | 1 |  | N | N | [17 empty] | N
6452 | Florida Power & Light Co | 617 | Port Everglades | FL | Broward | 11 | GT | OP | 34.2 | 35 | 40 |  | 8 | 1971 | NG BLQ BLQ BLQ BLQ: NG; NG WDS WDS WDS WDS: DFO; N Y Y Y Y: Y; Y Y Y Y Y: Y | Y | S |  | N | Electric Utility | 1 |  | N | N | [17 empty] | N
6452 | Florida Power & Light Co | 617 | Port Everglades | FL | Broward | 12 | GT | OP | 34.2 | 35 | 40 |  | 8 | 1971 | NG BLQ BLQ BLQ BLQ: NG; NG WDS WDS WDS WDS: DFO; N Y Y Y Y: Y; Y Y Y Y Y: Y | Y | S |  | N | Electric Utility | 1 |  | N | N | [17 empty] | N
6452 | Florida Power & Light Co | 617 | Port Everglades | FL | Broward | 6 | GT | OP | 34.2 | 35 | 40 |  | 8 | 1971 | NG BLQ BLQ BLQ BLQ: NG; NG WDS WDS WDS WDS: DFO; N Y Y Y Y: Y; Y Y Y Y Y: Y | Y | S |  | N | Electric Utility | 1 |  | N | N | [17 empty] | N
6452 | Florida Power & Light Co | 617 | Port Everglades | FL | Broward | 7 | GT | OP | 34.2 | 35 | 40 |  | 8 | 1971 | NG BLQ BLQ BLQ BLQ: NG; NG WDS WDS WDS WDS: DFO; N Y Y Y Y: Y; Y Y Y Y Y: Y | Y | S |  | N | Electric Utility | 1 |  | N | N | [17 empty] | N
6452 | Florida Power & Light Co | 617 | Port Everglades | FL | Broward | 8 | GT | OP | 34.2 | 35 | 40 |  | 8 | 1971 | NG BLQ BLQ BLQ BLQ: NG; NG WDS WDS WDS WDS: DFO; N Y Y Y Y: Y; Y Y Y Y Y: Y | Y | S |  | N | Electric Utility | 1 |  | N | N | [17 empty] | N
6452 | Florida Power & Light Co | 617 | Port Everglades | FL | Broward | 9 | GT | OP | 34.2 | 35 | 40 |  | 8 | 1971 | NG BLQ BLQ BLQ BLQ: NG; NG WDS WDS WDS WDS: DFO; N Y Y Y Y: Y; Y Y Y Y Y: Y | Y | S |  | N | Electric Utility | 1 |  | N | N | [17 empty] | N
6452 | Florida Power & Light Co | 617 | Port Everglades | FL | Broward | GT1 | GT | OP | 34.2 | 35 | 40 |  | 8 | 1971 | NG BLQ BLQ BLQ BLQ: NG; NG WDS WDS WDS WDS: DFO; N Y Y Y Y: Y; Y Y Y Y Y: Y | Y | S |  | N | Electric Utility | 1 |  | N | N | [17 empty] | N
6452 | Florida Power & Light Co | 617 | Port Everglades | FL | Broward | GT2 | GT | OP | 34.2 | 35 | 40 |  | 8 | 1971 | NG BLQ BLQ BLQ BLQ: NG; NG WDS WDS WDS WDS: DFO; N Y Y Y Y: Y; Y Y Y Y Y: Y | Y | S |  | N | Electric Utility | 1 |  | N | N | [17 empty] | N
6452 | Florida Power & Light Co | 617 | Port Everglades | FL | Broward | GT3 | GT | OP | 34.2 | 35 | 40 |  | 8 | 1971 | NG BLQ BLQ BLQ BLQ: NG; NG WDS WDS WDS WDS: DFO; N Y Y Y Y: Y; Y Y Y Y Y: Y | Y | S |  | N | Electric Utility | 1 |  | N | N | [17 empty] | N
6452 | Florida Power & Light Co | 617 | Port Everglades | FL | Broward | GT4 | GT | OP | 34.2 | 35 | 40 |  | 8 | 1971 | NG BLQ BLQ BLQ BLQ: NG; NG WDS WDS WDS WDS: DFO; N Y Y Y Y: Y; Y Y Y Y Y: Y | Y | S |  | N | Electric Utility | 1 |  | N | N | [17 empty] | N
6452 | Florida Power & Light Co | 617 | Port Everglades | FL | Broward | GT5 | GT | OP | 34.2 | 35 | 40 |  | 8 | 1971 | NG BLQ BLQ BLQ BLQ: NG; NG WDS WDS WDS WDS: DFO; N Y Y Y Y: Y; Y Y Y Y Y: Y | Y | S |  | N | Electric Utility | 1 |  | N | N | [17 empty] | N
6452 | Florida Power & Light Co | 617 | Port Everglades | FL | Broward | ST3 | ST | OP | 402 | 387 | 389 |  | 7 | 1964 | NG BLQ BLQ BLQ BLQ: RFO; NG WDS WDS WDS WDS: NG; N Y Y Y Y: Y; Y Y Y Y Y: Y |  | S |  | N | Electric Utility | 1 |  | N | N | [15 empty] | 3 | 2013 | N | [6 empty] | NG
6452 | Florida Power & Light Co | 617 | Port Everglades | FL | Broward | ST4 | ST | OP | 402 | 392 | 394 |  | 4 | 1965 | NG BLQ BLQ BLQ BLQ: RFO; NG WDS WDS WDS WDS: NG; N Y Y Y Y: Y; Y Y Y Y Y: Y | Y | S |  | N | Electric Utility | 1 |  | N | N | [15 empty] | 3 | 2013 | N | [6 empty] | NG
6452 | Florida Power & Light Co | 620 | Sanford | FL | Volusia | 4 | CA | OP | 436.1 | 958 | 1040 | G160 | 7 | 1969 | NG BLQ BLQ BLQ BLQ: NG; N Y Y Y Y: N; Y Y Y Y Y: Y | Y | S |  | N | Electric Utility | 1 |  | N | N | [17 empty] | N
6452 | Florida Power & Light Co | 620 | Sanford | FL | Volusia | 4A | CT | OP | 188.2 |  |  | G160 | 12 | 2002 | NG BLQ BLQ BLQ BLQ: NG; N Y Y Y Y: N; Y Y Y Y Y: Y | Y | S |  | N | Electric Utility | 1 |  | N | N | [17 empty] | N
6452 | Florida Power & Light Co | 620 | Sanford | FL | Volusia | 4B | CT | OP | 188.2 |  |  | G160 | 12 | 2002 | NG BLQ BLQ BLQ BLQ: NG; N Y Y Y Y: N; Y Y Y Y Y: Y | Y | S |  | N | Electric Utility | 1 |  | N | N | [17 empty] | N
6452 | Florida Power & Light Co | 620 | Sanford | FL | Volusia | 4C | CT | OP | 188.2 |  |  | G160 | 12 | 2002 | NG BLQ BLQ BLQ BLQ: NG; N Y Y Y Y: N; Y Y Y Y Y: Y | Y | S |  | N | Electric Utility | 1 |  | N | N | [17 empty] | N
6452 | Florida Power & Light Co | 620 | Sanford | FL | Volusia | 4D | CT | OP | 188.2 |  |  | G160 | 1 | 2003 | NG BLQ BLQ BLQ BLQ: NG; N Y Y Y Y: N; Y Y Y Y Y: Y | Y | S |  | N | Electric Utility | 1 |  | N | N | [17 empty] | N
6452 | Florida Power & Light Co | 620 | Sanford | FL | Volusia | 5 | CA | OP | 436.1 | 954 | 1037 | G161 | 5 | 1974 | NG BLQ BLQ BLQ BLQ: NG; N Y Y Y Y: N; Y Y Y Y Y: Y | Y | S |  | N | Electric Utility | 1 |  | N | N | [17 empty] | N
6452 | Florida Power & Light Co | 620 | Sanford | FL | Volusia | 5A | CT | OP | 188.2 |  |  | G161 | 5 | 2002 | NG BLQ BLQ BLQ BLQ: NG; N Y Y Y Y: N; Y Y Y Y Y: Y | Y | S |  | N | Electric Utility | 1 |  | N | N | [17 empty] | N
6452 | Florida Power & Light Co | 620 | Sanford | FL | Volusia | 5B | CT | OP | 188.2 |  |  | G161 | 5 | 2002 | NG BLQ BLQ BLQ BLQ: NG; N Y Y Y Y: N; Y Y Y Y Y: Y | Y | S |  | N | Electric Utility | 1 |  | N | N | [17 empty] | N
6452 | Florida Power & Light Co | 620 | Sanford | FL | Volusia | 5C | CT | OP | 188.2 |  |  | G161 | 5 | 2002 | NG BLQ BLQ BLQ BLQ: NG; N Y Y Y Y: N; Y Y Y Y Y: Y | Y | S |  | N | Electric Utility | 1 |  | N | N | [17 empty] | N
6452 | Florida Power & Light Co | 620 | Sanford | FL | Volusia | 5D | CT | OP | 188.2 |  |  | G161 | 5 | 2002 | NG BLQ BLQ BLQ BLQ: NG; N Y Y Y Y: N; Y Y Y Y Y: Y | Y | S |  | N | Electric Utility | 1 |  | N | N | [17 empty] | N
6452 | Florida Power & Light Co | 621 | Turkey Point | FL | Miami-Dade | 3 | ST | OP | 877.2 | 802 | 826 |  | 12 | 1972 | NG BLQ BLQ BLQ BLQ: NUC; N Y Y Y Y: N; Y Y Y Y Y: Y | Y | S |  | N | Electric Utility | 1 |  | N | [18 empty] | N
6452 | Florida Power & Light Co | 621 | Turkey Point | FL | Miami-Dade | 4 | ST | OP | 877.2 | 693 | 717 |  | 9 | 1973 | NG BLQ BLQ BLQ BLQ: NUC; N Y Y Y Y: N; Y Y Y Y Y: Y | Y | S |  | N | Electric Utility | 1 |  | N | Y | 109 | 109 | 3 | 2013 | [13 empty] | N
6452 | Florida Power & Light Co | 621 | Turkey Point | FL | Miami-Dade | 5CA | CA | OP | 472 | 1148 | 1178 | G901 | 5 | 2007 | NG BLQ BLQ BLQ BLQ: NG; N Y Y Y Y: N; Y Y Y Y Y: Y |  | S |  | N | Electric Utility | 1 |  | N | N | [17 empty] | N
6452 | Florida Power & Light Co | 621 | Turkey Point | FL | Miami-Dade | 5CTA | CT | OP | 188 |  |  | G901 | 5 | 2007 | NG BLQ BLQ BLQ BLQ: NG; N Y Y Y Y: N; Y Y Y Y Y: Y |  | S |  | N | Electric Utility | 1 |  | N | N | [17 empty] | N
6452 | Florida Power & Light Co | 621 | Turkey Point | FL | Miami-Dade | 5CTB | CT | OP | 188 |  |  | G901 | 5 | 2007 | NG BLQ BLQ BLQ BLQ: NG; N Y Y Y Y: N; Y Y Y Y Y: Y |  | S |  | N | Electric Utility | 1 |  | N | N | [17 empty] | N
6452 | Florida Power & Light Co | 621 | Turkey Point | FL | Miami-Dade | 5CTC | CT | OP | 188 |  |  | G901 | 5 | 2007 | NG BLQ BLQ BLQ BLQ: NG; N Y Y Y Y: N; Y Y Y Y Y: Y |  | S |  | N | Electric Utility | 1 |  | N | N | [17 empty] | N
6452 | Florida Power & Light Co | 621 | Turkey Point | FL | Miami-Dade | 5CTD | CT | OP | 188 |  |  | G901 | 5 | 2007 | NG BLQ BLQ BLQ BLQ: NG; N Y Y Y Y: N; Y Y Y Y Y: Y |  | S |  | N | Electric Utility | 1 |  | N | N | [17 empty] | N
6452 | Florida Power & Light Co | 621 | Turkey Point | FL | Miami-Dade | IC1 | IC | OS | 2.7 | 2.4 | 2.4 |  | 4 | 1968 | NG BLQ BLQ BLQ BLQ: DFO; N Y Y Y Y: N; Y Y Y Y Y: Y |  | S |  | N | Electric Utility | 1 |  | N | N | [17 empty] | N
6452 | Florida Power & Light Co | 621 | Turkey Point | FL | Miami-Dade | IC2 | IC | OS | 2.7 | 2.4 | 2.4 |  | 4 | 1968 | NG BLQ BLQ BLQ BLQ: DFO; N Y Y Y Y: N; Y Y Y Y Y: Y |  | S |  | N | Electric Utility | 1 |  | N | N | [17 empty] | N
6452 | Florida Power & Light Co | 621 | Turkey Point | FL | Miami-Dade | IC3 | IC | OS | 2.7 | 2.4 | 2.4 |  | 4 | 1968 | NG BLQ BLQ BLQ BLQ: DFO; N Y Y Y Y: N; Y Y Y Y Y: Y |  | S |  | N | Electric Utility | 1 |  | N | N | [17 empty] | N
6452 | Florida Power & Light Co | 621 | Turkey Point | FL | Miami-Dade | IC4 | IC | OS | 2.7 | 2.4 | 2.4 |  | 4 | 1968 | NG BLQ BLQ BLQ BLQ: DFO; N Y Y Y Y: N; Y Y Y Y Y: Y |  | S |  | N | Electric Utility | 1 |  | N | N | [17 empty] | N
6452 | Florida Power & Light Co | 621 | Turkey Point | FL | Miami-Dade | IC5 | IC | OS | 2.7 | 2.4 | 2.4 |  | 4 | 1968 | NG BLQ BLQ BLQ BLQ: DFO; N Y Y Y Y: N; Y Y Y Y Y: Y |  | S |  | N | Electric Utility | 1 |  | N | N | [17 empty] | N
6452 | Florida Power & Light Co | 621 | Turkey Point | FL | Miami-Dade | ST1 | ST | OP | 402 | 396 | 398 |  | 4 | 1967 | NG BLQ BLQ BLQ BLQ: RFO; NG WDS WDS WDS WDS: NG; N Y Y Y Y: Y; Y Y Y Y Y: Y |  | S |  | N | Electric Utility | 1 |  | N | N | [17 empty] | N | [6 empty] | NG
6452 | Florida Power & Light Co | 621 | Turkey Point | FL | Miami-Dade | ST2 | ST | OP | 402 | 392 | 394 |  | 4 | 1968 | NG BLQ BLQ BLQ BLQ: RFO; NG WDS WDS WDS WDS: NG; N Y Y Y Y: Y; Y Y Y Y Y: Y |  | S |  | N | Electric Utility | 1 |  | N | N | [24 empty] | NG
6452 | Florida Power & Light Co | 6042 | Manatee | FL | Manatee | 1 | ST | OP | 863.3 | 812 | 822 |  | 10 | 1976 | NG BLQ BLQ BLQ BLQ: RFO; NG WDS WDS WDS WDS: NG; N Y Y Y Y: Y; Y Y Y Y Y: Y |  | S |  | N | Electric Utility | 1 |  | N | N | [17 empty] | N | [6 empty] | NG
6452 | Florida Power & Light Co | 6042 | Manatee | FL | Manatee | 2 | ST | OP | 863.3 | 812 | 822 |  | 12 | 1977 | NG BLQ BLQ BLQ BLQ: RFO; NG WDS WDS WDS WDS: NG; N Y Y Y Y: Y; Y Y Y Y Y: Y |  | S |  | N | Electric Utility | 1 |  | N | N | [17 empty] | N | [6 empty] | NG
6452 | Florida Power & Light Co | 6042 | Manatee | FL | Manatee | 3 | CA | OP | 471.8 | 1111 | 1187 | G341 | 6 | 2005 | NG BLQ BLQ BLQ BLQ: NG; N Y Y Y Y: N; Y Y Y Y Y: Y |  | S |  | N | Electric Utility | 1 |  | Y | N | [17 empty] | N
6452 | Florida Power & Light Co | 6042 | Manatee | FL | Manatee | A | CT | OP | 188.2 |  |  | G341 | 6 | 2005 | NG BLQ BLQ BLQ BLQ: NG; N Y Y Y Y: N; Y Y Y Y Y: Y |  | S |  | N | Electric Utility | 1 |  | N | N
6452 | Florida Power & Light Co | 6042 | Manatee | FL | Manatee | B | CT | OP | 188.2 |  |  | G341 | 6 | 2005 | NG BLQ BLQ BLQ BLQ: NG; N Y Y Y Y: N; Y Y Y Y Y: Y |  | S |  | N | Electric Utility | 1 |  | N | N
6452 | Florida Power & Light Co | 6042 | Manatee | FL | Manatee | C | CT | OP | 188.2 |  |  | G341 | 6 | 2005 | NG BLQ BLQ BLQ BLQ: NG; N Y Y Y Y: N; Y Y Y Y Y: Y |  | S |  | N | Electric Utility | 1 |  | N | N
6452 | Florida Power & Light Co | 6042 | Manatee | FL | Manatee | D | CT | OP | 188.2 |  |  | G341 | 6 | 2005 | NG BLQ BLQ BLQ BLQ: NG; N Y Y Y Y: N; Y Y Y Y Y: Y |  | S |  | N | Electric Utility | 1 |  | N | N
6452 | Florida Power & Light Co | 6043 | Martin | FL | Martin | 1 | ST | OP | 934.5 | 826 | 832 |  | 12 | 1980 | NG BLQ BLQ BLQ BLQ: RFO; NG WDS WDS WDS WDS: NG; N Y Y Y Y: Y; Y Y Y Y Y: Y | Y | S |  | N | Electric Utility | 1 |  | N | N | [17 empty] | N | [6 empty] | NG
6452 | Florida Power & Light Co | 6043 | Martin | FL | Martin | 2 | ST | OP | 934.5 | 826 | 832 |  | 6 | 1981 | NG BLQ BLQ BLQ BLQ: RFO; NG WDS WDS WDS WDS: NG; N Y Y Y Y: Y; Y Y Y Y Y: Y | Y | S |  | N | Electric Utility | 1 |  | N | N | [17 empty] | N | [6 empty] | NG
6452 | Florida Power & Light Co | 6043 | Martin | FL | Martin | 3GT1 | CT | OP | 204 |  |  | C796 | 2 | 1994 | NG BLQ BLQ BLQ BLQ: NG; N Y Y Y Y: N; Y Y Y Y Y: Y | Y | S |  | N | Electric Utility | 1 |  | N | N | [17 empty] | N
6452 | Florida Power & Light Co | 6043 | Martin | FL | Martin | 3GT2 | CT | OP | 204 |  |  | C796 | 2 | 1994 | NG BLQ BLQ BLQ BLQ: NG; N Y Y Y Y: N; Y Y Y Y Y: Y | Y | S |  | N | Electric Utility | 1 |  | N | N | [17 empty] | N
6452 | Florida Power & Light Co | 6043 | Martin | FL | Martin | 3ST | CA | OP | 204 | 469 | 498 | C796 | 2 | 1994 | NG BLQ BLQ BLQ BLQ: NG; N Y Y Y Y: N; Y Y Y Y Y: Y | Y | S |  | N | Electric Utility | 1 |  | N | N | [17 empty] | N
6452 | Florida Power & Light Co | 6043 | Martin | FL | Martin | 4GT1 | CT | OP | 204 |  |  | C797 | 4 | 1994 | NG BLQ BLQ BLQ BLQ: NG; N Y Y Y Y: N; Y Y Y Y Y: Y | Y | S |  | N | Electric Utility | 1 |  | N | N | [17 empty] | N
6452 | Florida Power & Light Co | 6043 | Martin | FL | Martin | 4GT2 | CT | OP | 204 |  |  | C797 | 4 | 1994 | NG BLQ BLQ BLQ BLQ: NG; N Y Y Y Y: N; Y Y Y Y Y: Y | Y | S |  | N | Electric Utility | 1 |  | N | N | [17 empty] | N
6452 | Florida Power & Light Co | 6043 | Martin | FL | Martin | 4ST | CA | OP | 204 | 469 | 498 | C797 | 4 | 1994 | NG BLQ BLQ BLQ BLQ: NG; N Y Y Y Y: N; Y Y Y Y Y: Y | Y | S |  | N | Electric Utility | 1 |  | N | N
6452 | Florida Power & Light Co | 6043 | Martin | FL | Martin | 8 | CA | OP | 471.7 | 1105 | 1180 | G342 | 6 | 2005 | NG BLQ BLQ BLQ BLQ: NG; NG WDS WDS WDS WDS: SUN; N Y Y Y Y: N; Y Y Y Y Y: Y |  | S |  | N | Electric Utility | 1 |  | Y | N | [17 empty] | N
6452 | Florida Power & Light Co | 6043 | Martin | FL | Martin | 8A | CT | OP | 188.2 |  |  | G342 | 6 | 2001 | NG BLQ BLQ BLQ BLQ: NG; N Y Y Y Y: N; Y Y Y Y Y: Y | Y | S |  | N | Electric Utility | 1 |  | N | N
6452 | Florida Power & Light Co | 6043 | Martin | FL | Martin | 8B | CT | OP | 188.2 |  |  | G342 | 6 | 2001 | NG BLQ BLQ BLQ BLQ: NG; N Y Y Y Y: N; Y Y Y Y Y: Y | Y | S |  | N | Electric Utility | 1 |  | N | N
6452 | Florida Power & Light Co | 6043 | Martin | FL | Martin | 8C | CT | OP | 188.2 |  |  | G342 | 6 | 2005 | NG BLQ BLQ BLQ BLQ: NG; N Y Y Y Y: N; Y Y Y Y Y: Y |  | S |  | N | Electric Utility | 1 |  | N | N | [17 empty] | N
6452 | Florida Power & Light Co | 6043 | Martin | FL | Martin | 8D | CT | OP | 188.2 |  |  | G342 | 6 | 2005 | NG BLQ BLQ BLQ BLQ: NG; N Y Y Y Y: N; Y Y Y Y Y: Y |  | S |  | N | Electric Utility | 1 |  | N | N | [17 empty] | N
6452 | Florida Power & Light Co | 6045 | St Lucie | FL | St Lucie | 1 | ST | OP | 1080 | 981 | 1003 |  | 5 | 1976 | NG BLQ BLQ BLQ BLQ: NUC; N Y Y Y Y: N; Y Y Y Y Y: Y | Y | S |  | N | Electric Utility | 1 |  | N | N | [17 empty] | N
6452 | Florida Power & Light Co | 6045 | St Lucie | FL | St Lucie | 2 | ST | OP | 1080 | 839 | 853 |  | 6 | 1983 | NG BLQ BLQ BLQ BLQ: NUC; N Y Y Y Y: N; Y Y Y Y Y: Y | Y | J |  | N | Electric Utility | 1 |  | N | Y | 148 | 157 | 4 | 2013 | [13 empty] | N
6452 | Florida Power & Light Co | 6246 | Putnam | FL | Putnam | 1GT1 | CT | OP | 85 |  |  | C782 | 4 | 1978 | NG BLQ BLQ BLQ BLQ: NG; NG WDS WDS WDS WDS: DFO; N Y Y Y Y: Y; Y Y Y Y Y: Y | Y | S |  | N | Electric Utility | 1 |  | N | N | [17 empty] | N
6452 | Florida Power & Light Co | 6246 | Putnam | FL | Putnam | 1GT2 | CT | OP | 85 |  |  | C782 | 4 | 1978 | NG BLQ BLQ BLQ BLQ: NG; NG WDS WDS WDS WDS: DFO; N Y Y Y Y: Y; Y Y Y Y Y: Y | Y | S |  | N | Electric Utility | 1 |  | N | N | [17 empty] | N
6452 | Florida Power & Light Co | 6246 | Putnam | FL | Putnam | 1ST | CA | OP | 120 | 249 | 265 | C782 | 4 | 1978 | NG | DFO | RFO |  |  |  | Y | Y | Y | S |  | N | Electric Utility | 1 |  | Y | N | [17 empty] | N
6452 | Florida Power & Light Co | 6246 | Putnam | FL | Putnam | 2GT1 | CT | OP | 85 |  |  | C783 | 8 | 1977 | NG BLQ BLQ BLQ BLQ: NG; NG WDS WDS WDS WDS: DFO; N Y Y Y Y: Y; Y Y Y Y Y: Y | Y | S |  | N | Electric Utility | 1 |  | N | N | [17 empty] | N
6452 | Florida Power & Light Co | 6246 | Putnam | FL | Putnam | 2GT2 | CT | OP | 85 |  |  | C783 | 8 | 1977 | NG BLQ BLQ BLQ BLQ: NG; NG WDS WDS WDS WDS: DFO; N Y Y Y Y: Y; Y Y Y Y Y: Y | Y | S |  | N | Electric Utility | 1 |  | N | N | [17 empty] | N
6452 | Florida Power & Light Co | 6246 | Putnam | FL | Putnam | 2ST | CA | OP | 120 | 249 | 265 | C783 | 8 | 1977 | NG | DFO | RFO |  |  |  | Y | Y | Y | S |  | N | Electric Utility | 1 |  | Y | N | [17 empty] | N
6452 | Florida Power & Light Co | 56407 | West County Energy Center | FL | Palm Beach | 1A | CT | OP | 298 | 232 | 270 |  | 8 | 2009 | NG BLQ BLQ BLQ BLQ: NG; NG WDS WDS WDS WDS: DFO; N Y Y Y Y: Y; Y Y Y Y Y: Y |  | S |  | N | Electric Utility | 1 |  |  | N
6452 | Florida Power & Light Co | 56407 | West County Energy Center | FL | Palm Beach | 1B | CT | OP | 298 | 232 | 270 |  | 8 | 2009 | NG BLQ BLQ BLQ BLQ: NG; NG WDS WDS WDS WDS: DFO; N Y Y Y Y: Y; Y Y Y Y Y: Y |  | S |  | N | Electric Utility | 1 |  |  | N
6452 | Florida Power & Light Co | 56407 | West County Energy Center | FL | Palm Beach | 1C | CT | OP | 298 | 232 | 270 |  | 8 | 2009 | NG BLQ BLQ BLQ BLQ: NG; NG WDS WDS WDS WDS: DFO; N Y Y Y Y: Y; Y Y Y Y Y: Y |  | S |  | N | Electric Utility | 1 |  |  | N
6452 | Florida Power & Light Co | 56407 | West County Energy Center | FL | Palm Beach | 1ST | CA | OP | 527 | 523 | 525 |  | 8 | 2009 | NG BLQ BLQ BLQ BLQ: NG; NG WDS WDS WDS WDS: DFO; N Y Y Y Y: Y; Y Y Y Y Y: Y |  | S |  | N | Electric Utility | 1 |  | Y | N
6452 | Florida Power & Light Co | 56407 | West County Energy Center | FL | Palm Beach | 2A | CT | OP | 298 | 232 | 270 |  | 11 | 2009 | NG BLQ BLQ BLQ BLQ: NG; NG WDS WDS WDS WDS: DFO; N Y Y Y Y: Y; Y Y Y Y Y: Y |  | S |  | N | Electric Utility | 1 |  |  | N
6452 | Florida Power & Light Co | 56407 | West County Energy Center | FL | Palm Beach | 2B | CT | OP | 298 | 232 | 270 |  | 11 | 2009 | NG BLQ BLQ BLQ BLQ: NG; NG WDS WDS WDS WDS: DFO; N Y Y Y Y: Y; Y Y Y Y Y: Y |  | S |  | N | Electric Utility | 1 |  |  | N
6452 | Florida Power & Light Co | 56407 | West County Energy Center | FL | Palm Beach | 2C | CT | OP | 298 | 232 | 270 |  | 11 | 2009 | NG BLQ BLQ BLQ BLQ: NG; NG WDS WDS WDS WDS: DFO; N Y Y Y Y: Y; Y Y Y Y Y: Y |  | S |  | N | Electric Utility | 1 |  |  | N
6452 | Florida Power & Light Co | 56407 | West County Energy Center | FL | Palm Beach | 2ST | CA | OP | 527 | 523 | 525 |  | 11 | 2009 | NG BLQ BLQ BLQ BLQ: NG; NG WDS WDS WDS WDS: DFO; N Y Y Y Y: Y; Y Y Y Y Y: Y |  | S |  | N | Electric Utility | 1 |  | Y | N
6452 | Florida Power & Light Co | 56407 | West County Energy Center | FL | Palm Beach | 3A | CT | OP | 298 | 232 | 270 |  | 5 | 2011 | NG BLQ BLQ BLQ BLQ: NG; NG WDS WDS WDS WDS: DFO; N Y Y Y Y: Y; Y Y Y Y Y: Y |  | S |  | N | Electric Utility | 1 | [20 empty] | N
6452 | Florida Power & Light Co | 56407 | West County Energy Center | FL | Palm Beach | 3B | CT | OP | 298 | 244 | 282 |  | 5 | 2011 | NG BLQ BLQ BLQ BLQ: NG; NG WDS WDS WDS WDS: DFO; N Y Y Y Y: Y; Y Y Y Y Y: Y |  | S |  | N | Electric Utility | 1 | [20 empty] | N
6452 | Florida Power & Light Co | 56407 | West County Energy Center | FL | Palm Beach | 3C | CT | OP | 298 | 232 | 270 |  | 5 | 2011 | NG BLQ BLQ BLQ BLQ: NG; NG WDS WDS WDS WDS: DFO; N Y Y Y Y: Y; Y Y Y Y Y: Y |  | S |  | N | Electric Utility | 1 | [20 empty] | N
6452 | Florida Power & Light Co | 56407 | West County Energy Center | FL | Palm Beach | 3ST | CA | OP | 527 | 523 | 527 |  | 5 | 2011 | NG BLQ BLQ BLQ BLQ: NG; NG WDS WDS WDS WDS: DFO; N Y Y Y Y: Y; Y Y Y Y Y: Y |  | S |  | N | Electric Utility | 1 |  | Y | [18 empty] | N
6452 | Florida Power & Light Co | 56929 | DeSoto Next Generation Solar Energy | FL | De Soto | 1 | PV | OP | 25 | 25 | 25 |  | 10 | 2009 | NG BLQ BLQ BLQ BLQ: SUN; N Y Y Y Y: N; Y Y Y Y Y: Y |  | S |  | N | Electric Utility | 1 |  |  | N | [17 empty] | N
6452 | Florida Power & Light Co | 56930 | Space Coast Next Gen Solar Energy | FL | Brevard | 1 | PV | OP | 10 | 10 | 10 |  | 4 | 2010 | NG BLQ BLQ BLQ BLQ: SUN; N Y Y Y Y: N; Y Y Y Y Y: Y |  | S |  | N | Electric Utility | 1 |  |  | N | [17 empty] | N
6455 | Duke Energy Florida, Inc | 624 | Avon Park | FL | Highlands | P1 | GT | OP | 33.7 | 24 | 35 |  | 12 | 1968 | NG BLQ BLQ BLQ BLQ: NG; NG WDS WDS WDS WDS: DFO; N Y Y Y Y: Y; Y Y Y Y Y: Y |  | S |  | N | Electric Utility | 1 |  |  | Y | [15 empty] | 5 | 2016 | N
6455 | Duke Energy Florida, Inc | 624 | Avon Park | FL | Highlands | P2 | GT | OP | 33.7 | 24 | 35 |  | 12 | 1968 | NG BLQ BLQ BLQ BLQ: DFO; N Y Y Y Y: N; Y Y Y Y Y: Y |  | S |  | N | Electric Utility | 1 |  |  | Y | [15 empty] | 5 | 2016 | N
6455 | Duke Energy Florida, Inc | 627 | Bayboro | FL | Pinellas | P1 | GT | OP | 56.7 | 44 | 59 |  | 4 | 1973 | NG BLQ BLQ BLQ BLQ: DFO; N Y Y Y Y: N; Y Y Y Y Y: Y |  | S |  | N | Electric Utility | 1 |  |  | N | [17 empty] | N
6455 | Duke Energy Florida, Inc | 627 | Bayboro | FL | Pinellas | P2 | GT | OP | 56.7 | 42 | 57 |  | 4 | 1973 | NG BLQ BLQ BLQ BLQ: DFO; N Y Y Y Y: N; Y Y Y Y Y: Y |  | S |  | N | Electric Utility | 1 |  |  | N | [17 empty] | N
6455 | Duke Energy Florida, Inc | 627 | Bayboro | FL | Pinellas | P3 | GT | OP | 56.7 | 44 | 58 |  | 4 | 1973 | NG BLQ BLQ BLQ BLQ: DFO; N Y Y Y Y: N; Y Y Y Y Y: Y |  | S |  | N | Electric Utility | 1 |  |  | N | [17 empty] | N
6455 | Duke Energy Florida, Inc | 627 | Bayboro | FL | Pinellas | P4 | GT | OP | 56.7 | 44 | 58 |  | 4 | 1973 | NG BLQ BLQ BLQ BLQ: DFO; N Y Y Y Y: N; Y Y Y Y Y: Y |  | S |  | N | Electric Utility | 1 |  |  | N | [17 empty] | N
6455 | Duke Energy Florida, Inc | 628 | Crystal River | FL | Citrus | 1 | ST | OP | 440.5 | 370 | 372 |  | 10 | 1966 | NG BLQ BLQ BLQ BLQ: BIT; N Y Y Y Y: N; Y Y Y Y Y: Y |  | S |  | N | Electric Utility | 1 |  |  | Y | [15 empty] | 3 | 2016 | N | Y |  | N |  |  |  | DFO
6455 | Duke Energy Florida, Inc | 628 | Crystal River | FL | Citrus | 2 | ST | OP | 523.8 | 499 | 503 |  | 11 | 1969 | NG BLQ BLQ BLQ BLQ: BIT; N Y Y Y Y: N; Y Y Y Y Y: Y |  | S |  | N | Electric Utility | 1 |  |  | Y | [15 empty] | 3 | 2016 | N | Y | [5 empty] | DFO
6455 | Duke Energy Florida, Inc | 628 | Crystal River | FL | Citrus | 3 | ST | OS | 890.4 | 860 | 877 |  | 3 | 1977 | NG BLQ BLQ BLQ BLQ: NUC; N Y Y Y Y: N; Y Y Y Y Y: Y |  | J |  | N | Electric Utility | 1 |  |  | Y | [15 empty] | 3 | 2013 | N
6455 | Duke Energy Florida, Inc | 628 | Crystal River | FL | Citrus | 5 | ST | OP | 739.2 | 710 | 721 |  | 10 | 1984 | NG BLQ BLQ BLQ BLQ: BIT; N Y Y Y Y: N; Y Y Y Y Y: Y |  | S |  | N | Electric Utility | 1 |  |  | N | [17 empty] | N | Y | [5 empty] | DFO
6455 | Duke Energy Florida, Inc | 628 | Crystal River | FL | Citrus | ST4 | ST | OP | 739.2 | 712 | 721 |  | 12 | 1982 | NG BLQ BLQ BLQ BLQ: BIT; N Y Y Y Y: N; Y Y Y Y Y: Y |  | S |  | N | Electric Utility | 1 |  |  | N | [17 empty] | N | Y | [5 empty] | DFO
6455 | Duke Energy Florida, Inc | 629 | G E Turner | FL | Volusia | P1 | GT | OP | 19.2 | 10 | 13 |  | 10 | 1970 | NG BLQ BLQ BLQ BLQ: DFO; N Y Y Y Y: N; Y Y Y Y Y: Y |  | S |  | N | Electric Utility | 1 |  |  | Y | [15 empty] | 5 | 2016 | N
6455 | Duke Energy Florida, Inc | 629 | G E Turner | FL | Volusia | P2 | GT | OP | 19.2 | 10 | 13 |  | 10 | 1970 | NG BLQ BLQ BLQ BLQ: DFO; N Y Y Y Y: N; Y Y Y Y Y: Y |  | S |  | N | Electric Utility | 1 |  |  | Y | [15 empty] | 5 | 2016 | N
6455 | Duke Energy Florida, Inc | 629 | G E Turner | FL | Volusia | P3 | GT | OP | 71.2 | 53 | 77 |  | 8 | 1974 | NG BLQ BLQ BLQ BLQ: DFO; N Y Y Y Y: N; Y Y Y Y Y: Y |  | S |  | N | Electric Utility | 1 |  |  | N | [17 empty] | N
6455 | Duke Energy Florida, Inc | 629 | G E Turner | FL | Volusia | P4 | GT | OP | 71.2 | 61 | 78 |  | 8 | 1974 | NG BLQ BLQ BLQ BLQ: DFO; N Y Y Y Y: N; Y Y Y Y Y: Y |  | S |  | N | Electric Utility | 1 |  |  | N | [17 empty] | N
6455 | Duke Energy Florida, Inc | 630 | Higgins | FL | Pinellas | P1 | GT | OP | 33.7 | 20 | 20 |  | 3 | 1969 | NG BLQ BLQ BLQ BLQ: NG; NG WDS WDS WDS WDS: DFO; N Y Y Y Y: Y; Y Y Y Y Y: Y |  | S |  | N | Electric Utility | 1 |  |  | Y | [15 empty] | 5 | 2016 | N
6455 | Duke Energy Florida, Inc | 630 | Higgins | FL | Pinellas | P2 | GT | OP | 33.7 | 25 | 25 |  | 4 | 1969 | NG BLQ BLQ BLQ BLQ: NG; NG WDS WDS WDS WDS: DFO; N Y Y Y Y: Y; Y Y Y Y Y: Y |  | S |  | N | Electric Utility | 1 |  |  | Y | [15 empty] | 5 | 2016 | N
6455 | Duke Energy Florida, Inc | 630 | Higgins | FL | Pinellas | P3 | GT | OP | 42.9 | 30 | 36 |  | 12 | 1970 | NG BLQ BLQ BLQ BLQ: NG; NG WDS WDS WDS WDS: DFO; N Y Y Y Y: Y; Y Y Y Y Y: Y |  | S |  | N | Electric Utility | 1 |  |  | Y | [15 empty] | 5 | 2016 | N
6455 | Duke Energy Florida, Inc | 630 | Higgins | FL | Pinellas | P4 | GT | OP | 42.9 | 30 | 35 |  | 1 | 1971 | NG BLQ BLQ BLQ BLQ: NG; NG WDS WDS WDS WDS: DFO; N Y Y Y Y: Y; Y Y Y Y Y: Y |  | S |  | N | Electric Utility | 1 |  |  | Y | [15 empty] | 5 | 2016 | N
6455 | Duke Energy Florida, Inc | 634 | P L Bartow | FL | Pinellas | 4AGT | CT | OP | 208 | 176 | 201 | G981 | 6 | 2009 | NG BLQ BLQ BLQ BLQ: NG; NG WDS WDS WDS WDS: DFO; N Y Y Y Y: Y; Y Y Y Y Y: Y |  | S |  | N | Electric Utility | 1 |  |  | N | [17 empty] | N
6455 | Duke Energy Florida, Inc | 634 | P L Bartow | FL | Pinellas | 4BGT | CT | OP | 208 | 176 | 203 | G981 | 6 | 2009 | NG BLQ BLQ BLQ BLQ: NG; NG WDS WDS WDS WDS: DFO; N Y Y Y Y: Y; Y Y Y Y Y: Y |  | S |  | N | Electric Utility | 1 |  |  | N | [17 empty] | N
6455 | Duke Energy Florida, Inc | 634 | P L Bartow | FL | Pinellas | 4CGT | CT | OP | 208 | 176 | 201 | G981 | 6 | 2009 | NG BLQ BLQ BLQ BLQ: NG; NG WDS WDS WDS WDS: DFO; N Y Y Y Y: Y; Y Y Y Y Y: Y |  | S |  | N | Electric Utility | 1 |  |  | N | [17 empty] | N
6455 | Duke Energy Florida, Inc | 634 | P L Bartow | FL | Pinellas | 4DGT | CT | OP | 208 | 176 | 201 | G981 | 6 | 2009 | NG BLQ BLQ BLQ BLQ: NG; NG WDS WDS WDS WDS: DFO; N Y Y Y Y: Y; Y Y Y Y Y: Y |  | S |  | N | Electric Utility | 1 |  |  | N | [17 empty] | N
6455 | Duke Energy Florida, Inc | 634 | P L Bartow | FL | Pinellas | 4ST | CA | OP | 421 | 429 | 429 | G981 | 6 | 2009 | NG BLQ BLQ BLQ BLQ: NG; NG WDS WDS WDS WDS: DFO; N Y Y Y Y: Y; Y Y Y Y Y: Y |  | S |  | N | Electric Utility | 1 |  | Y | N | [17 empty] | N
6455 | Duke Energy Florida, Inc | 634 | P L Bartow | FL | Pinellas | P1 | GT | OP | 55.7 | 42 | 52 |  | 5 | 1972 | NG BLQ BLQ BLQ BLQ: DFO; N Y Y Y Y: N; Y Y Y Y Y: Y |  | S |  | N | Electric Utility | 1 |  |  | N | [17 empty] | N
6455 | Duke Energy Florida, Inc | 634 | P L Bartow | FL | Pinellas | P2 | GT | OP | 55.7 | 43 | 57 |  | 6 | 1972 | NG BLQ BLQ BLQ BLQ: NG; NG WDS WDS WDS WDS: DFO; N Y Y Y Y: Y; Y Y Y Y Y: Y |  | S |  | N | Electric Utility | 1 |  |  | N | [17 empty] | N
6455 | Duke Energy Florida, Inc | 634 | P L Bartow | FL | Pinellas | P3 | GT | OP | 55.7 | 43 | 56 |  | 6 | 1972 | NG BLQ BLQ BLQ BLQ: DFO; N Y Y Y Y: N; Y Y Y Y Y: Y |  | S |  | N | Electric Utility | 1 |  |  | N | [17 empty] | N
6455 | Duke Energy Florida, Inc | 634 | P L Bartow | FL | Pinellas | P4 | GT | OP | 55.7 | 49 | 61 |  | 6 | 1972 | NG BLQ BLQ BLQ BLQ: NG; NG WDS WDS WDS WDS: DFO; N Y Y Y Y: Y; Y Y Y Y Y: Y |  | S |  | N | Electric Utility | 1 |  |  | N | [17 empty] | N
6455 | Duke Energy Florida, Inc | 637 | Rio Pinar | FL | Orange | P1 | GT | OP | 19.2 | 12 | 15 |  | 11 | 1970 | NG BLQ BLQ BLQ BLQ: DFO; N Y Y Y Y: N; Y Y Y Y Y: Y |  | S |  | N | Electric Utility | 1 |  |  | Y | [15 empty] | 5 | 2016 | N
6455 | Duke Energy Florida, Inc | 638 | Suwannee River | FL | Suwannee | 1 | ST | OP | 34.5 | 28 | 28 |  | 11 | 1953 | NG BLQ BLQ BLQ BLQ: RFO; NG WDS WDS WDS WDS: NG; N Y Y Y Y: Y; Y Y Y Y Y: Y |  | S |  | N | Electric Utility | 1 |  |  | Y | [15 empty] | 5 | 2018 | N | [6 empty] | DFO | PG | NG
6455 | Duke Energy Florida, Inc | 638 | Suwannee River | FL | Suwannee | 2 | ST | OP | 37.5 | 30 | 30 |  | 11 | 1954 | NG BLQ BLQ BLQ BLQ: RFO; NG WDS WDS WDS WDS: NG; N Y Y Y Y: Y; Y Y Y Y Y: Y |  | S |  | N | Electric Utility | 1 |  |  | Y | [15 empty] | 5 | 2018 | N | [6 empty] | DFO | PG | NG
6455 | Duke Energy Florida, Inc | 638 | Suwannee River | FL | Suwannee | 3 | ST | OP | 75 | 71 | 73 |  | 10 | 1956 | NG BLQ BLQ BLQ BLQ: RFO; NG WDS WDS WDS WDS: NG; N Y Y Y Y: Y; Y Y Y Y Y: Y |  | S |  | N | Electric Utility | 1 |  |  | Y | [15 empty] | 5 | 2018 | N | [6 empty] | DFO | PG | NG
6455 | Duke Energy Florida, Inc | 638 | Suwannee River | FL | Suwannee | P1 | GT | OP | 61.2 | 52 | 67 |  | 10 | 1980 | NG BLQ BLQ BLQ BLQ: NG; NG WDS WDS WDS WDS: DFO; N Y Y Y Y: Y; Y Y Y Y Y: Y |  | S |  | N | Electric Utility | 1 |  |  | N | [17 empty] | N
6455 | Duke Energy Florida, Inc | 638 | Suwannee River | FL | Suwannee | P2 | GT | OP | 61.2 | 51 | 66 |  | 10 | 1980 | NG BLQ BLQ BLQ BLQ: DFO; N Y Y Y Y: N; Y Y Y Y Y: Y |  | S |  | N | Electric Utility | 1 |  |  | N | [17 empty] | N
6455 | Duke Energy Florida, Inc | 638 | Suwannee River | FL | Suwannee | P3 | GT | OP | 61.2 | 52 | 60 |  | 11 | 1980 | NG BLQ BLQ BLQ BLQ: NG; NG WDS WDS WDS WDS: DFO; N Y Y Y Y: Y; Y Y Y Y Y: Y |  | S |  | N | Electric Utility | 1 |  |  | N | [17 empty] | N
6455 | Duke Energy Florida, Inc | 6046 | DeBary | FL | Volusia | 10 | GT | OP | 115 | 80 | 95 |  | 10 | 1992 | NG BLQ BLQ BLQ BLQ: DFO; N Y Y Y Y: N; Y Y Y Y Y: Y |  | S |  | N | Electric Utility | 1 |  |  | N | [17 empty] | N
6455 | Duke Energy Florida, Inc | 6046 | DeBary | FL | Volusia | 2 | GT | OP | 66.8 | 50 | 64 |  | 3 | 1976 | NG BLQ BLQ BLQ BLQ: DFO; N Y Y Y Y: N; Y Y Y Y Y: Y |  | S |  | N | Electric Utility | 1 |  |  | N | [17 empty] | N
6455 | Duke Energy Florida, Inc | 6046 | DeBary | FL | Volusia | 3 | GT | OP | 66.8 | 52 | 63 |  | 12 | 1975 | NG BLQ BLQ BLQ BLQ: DFO; N Y Y Y Y: N; Y Y Y Y Y: Y |  | S |  | N | Electric Utility | 1 |  |  | N | [17 empty] | N
6455 | Duke Energy Florida, Inc | 6046 | DeBary | FL | Volusia | 4 | GT | OP | 66.8 | 51 | 63 |  | 4 | 1976 | NG BLQ BLQ BLQ BLQ: DFO; N Y Y Y Y: N; Y Y Y Y Y: Y |  | S |  | N | Electric Utility | 1 |  |  | N | [17 empty] | N
6455 | Duke Energy Florida, Inc | 6046 | DeBary | FL | Volusia | 5 | GT | OP | 66.8 | 50 | 63 |  | 12 | 1975 | NG BLQ BLQ BLQ BLQ: DFO; N Y Y Y Y: N; Y Y Y Y Y: Y |  | S |  | N | Electric Utility | 1 |  |  | N | [17 empty] | N
6455 | Duke Energy Florida, Inc | 6046 | DeBary | FL | Volusia | 6 | GT | OP | 66.8 | 52 | 63 |  | 4 | 1976 | NG BLQ BLQ BLQ BLQ: DFO; N Y Y Y Y: N; Y Y Y Y Y: Y |  | S |  | N | Electric Utility | 1 |  |  | N | [17 empty] | N
6455 | Duke Energy Florida, Inc | 6046 | DeBary | FL | Volusia | 7 | GT | OP | 115 | 83 | 94 |  | 10 | 1992 | NG BLQ BLQ BLQ BLQ: NG; NG WDS WDS WDS WDS: DFO; N Y Y Y Y: Y; Y Y Y Y Y: Y |  | S |  | N | Electric Utility | 1 |  |  | N | [17 empty] | N
6455 | Duke Energy Florida, Inc | 6046 | DeBary | FL | Volusia | 8 | GT | OP | 115 | 83 | 96 |  | 10 | 1992 | NG BLQ BLQ BLQ BLQ: NG; NG WDS WDS WDS WDS: DFO; N Y Y Y Y: Y; Y Y Y Y Y: Y |  | S |  | N | Electric Utility | 1 |  |  | N | [17 empty] | N
6455 | Duke Energy Florida, Inc | 6046 | DeBary | FL | Volusia | 9 | GT | OP | 115 | 81 | 97 |  | 10 | 1992 | NG BLQ BLQ BLQ BLQ: NG; NG WDS WDS WDS WDS: DFO; N Y Y Y Y: Y; Y Y Y Y Y: Y |  | S |  | N | Electric Utility | 1 |  |  | N | [17 empty] | N
6455 | Duke Energy Florida, Inc | 6046 | DeBary | FL | Volusia | P1 | GT | OP | 66.8 | 54 | 65 |  | 2 | 1976 | NG BLQ BLQ BLQ BLQ: DFO; N Y Y Y Y: N; Y Y Y Y Y: Y |  | S |  | N | Electric Utility | 1 |  |  | N | [17 empty] | N
6455 | Duke Energy Florida, Inc | 7302 | Hines Energy Complex | FL | Polk | 1GT | CT | OP | 173.4 | 151 | 174 | E100 | 4 | 1999 | NG BLQ BLQ BLQ BLQ: NG; NG WDS WDS WDS WDS: DFO; N Y Y Y Y: Y; Y Y Y Y Y: Y |  | S |  | N | Electric Utility | 1 |  | N | N | [17 empty] | N
6455 | Duke Energy Florida, Inc | 7302 | Hines Energy Complex | FL | Polk | 1GT2 | CT | OP | 173.4 | 151 | 174 | E100 | 4 | 1999 | NG BLQ BLQ BLQ BLQ: NG; NG WDS WDS WDS WDS: DFO; N Y Y Y Y: Y; Y Y Y Y Y: Y |  | S |  | N | Electric Utility | 1 |  | N | N | [17 empty] | N
6455 | Duke Energy Florida, Inc | 7302 | Hines Energy Complex | FL | Polk | 1ST | CA | OP | 199.7 | 160 | 180 | E100 | 4 | 1999 | NG BLQ BLQ BLQ BLQ: NG; NG WDS WDS WDS WDS: DFO; N Y Y Y Y: Y; Y Y Y Y Y: Y |  | S |  | N | Electric Utility | 1 |  | N | N | [17 empty] | N
6455 | Duke Energy Florida, Inc | 7302 | Hines Energy Complex | FL | Polk | 2GT | CT | OP | 167.7 | 154 | 186 | F110 | 12 | 2003 | NG BLQ BLQ BLQ BLQ: NG; NG WDS WDS WDS WDS: DFO; N Y Y Y Y: Y; Y Y Y Y Y: Y |  | S |  | N | Electric Utility | 1 |  | N | N | [17 empty] | N
6455 | Duke Energy Florida, Inc | 7302 | Hines Energy Complex | FL | Polk | 2GT2 | CT | OP | 167.7 | 154 | 186 | F110 | 12 | 2003 | NG BLQ BLQ BLQ BLQ: NG; NG WDS WDS WDS WDS: DFO; N Y Y Y Y: Y; Y Y Y Y Y: Y |  | S |  | N | Electric Utility | 1 |  | N | N | [17 empty] | N
6455 | Duke Energy Florida, Inc | 7302 | Hines Energy Complex | FL | Polk | 2ST | CA | OP | 180.6 | 182 | 191 | F110 | 12 | 2003 | NG BLQ BLQ BLQ BLQ: NG; NG WDS WDS WDS WDS: DFO; N Y Y Y Y: Y; Y Y Y Y Y: Y |  | S |  | N | Electric Utility | 1 |  | N | N | [17 empty] | N
6455 | Duke Energy Florida, Inc | 7302 | Hines Energy Complex | FL | Polk | 3GT | CT | OP | 193 | 155 | 186 | G301 | 11 | 2005 | NG BLQ BLQ BLQ BLQ: NG; NG WDS WDS WDS WDS: DFO; N Y Y Y Y: Y; Y Y Y Y Y: Y |  | S |  | N | Electric Utility | 1 |  | N | N
6455 | Duke Energy Florida, Inc | 7302 | Hines Energy Complex | FL | Polk | 3GT2 | CT | OP | 193 | 155 | 186 | G301 | 11 | 2005 | NG BLQ BLQ BLQ BLQ: NG; NG WDS WDS WDS WDS: DFO; N Y Y Y Y: Y; Y Y Y Y Y: Y |  | S |  | N | Electric Utility | 1 |  | N | N
6455 | Duke Energy Florida, Inc | 7302 | Hines Energy Complex | FL | Polk | 3ST | CA | OP | 204 | 178 | 192 | G301 | 11 | 2005 | NG BLQ BLQ BLQ BLQ: NG; NG WDS WDS WDS WDS: DFO; N Y Y Y Y: Y; Y Y Y Y Y: Y |  | S |  | N | Electric Utility | 1 |  | N | N
6455 | Duke Energy Florida, Inc | 7302 | Hines Energy Complex | FL | Polk | 4GT | CT | OP | 199 | 151 | 182 | H400 | 12 | 2007 | NG BLQ BLQ BLQ BLQ: NG; NG WDS WDS WDS WDS: DFO; N Y Y Y Y: Y; Y Y Y Y Y: Y |  | S |  | N | Electric Utility | 1 |  | N | N
6455 | Duke Energy Florida, Inc | 7302 | Hines Energy Complex | FL | Polk | 4GT2 | CT | OP | 199 | 151 | 182 | H400 | 12 | 2007 | NG BLQ BLQ BLQ BLQ: NG; NG WDS WDS WDS WDS: DFO; N Y Y Y Y: Y; Y Y Y Y Y: Y |  | S |  | N | Electric Utility | 1 |  | N | N
6455 | Duke Energy Florida, Inc | 7302 | Hines Energy Complex | FL | Polk | 4ST | CA | OP | 212 | 170 | 180 | H400 | 12 | 2007 | NG BLQ BLQ BLQ BLQ: NG; NG WDS WDS WDS WDS: DFO; N Y Y Y Y: Y; Y Y Y Y Y: Y |  | S |  | N | Electric Utility | 1 |  | N | N
6455 | Duke Energy Florida, Inc | 7345 | University of Florida | FL | Alachua | P1 | GT | OP | 43 | 46 | 47 |  | 1 | 1994 | NG BLQ BLQ BLQ BLQ: NG; N Y Y Y Y: N; Y Y Y Y Y: Y |  | S |  | N | Electric Utility | 1 |  |  | N | [17 empty] | N
6455 | Duke Energy Florida, Inc | 7699 | Tiger Bay | FL | Polk | CT1 | CT | OP | 195.2 |  |  | G200 | 8 | 1997 | NG BLQ BLQ BLQ BLQ: NG; N Y Y Y Y: N; Y Y Y Y Y: Y |  | S |  | N | Electric Utility | 1 |  | N | N | [17 empty] | N
6455 | Duke Energy Florida, Inc | 7699 | Tiger Bay | FL | Polk | CW1 | CA | OP | 82.9 | 205 | 231 | G200 | 8 | 1997 | NG BLQ BLQ BLQ BLQ: NG; N Y Y Y Y: N; Y Y Y Y Y: Y |  | S |  | N | Electric Utility | 1 |  | N | N | [17 empty] | N
6455 | Duke Energy Florida, Inc | 8048 | Anclote | FL | Pasco | 1 | ST | OP | 556.2 | 501 | 517 |  | 10 | 1974 | NG BLQ BLQ BLQ BLQ: RFO; NG WDS WDS WDS WDS: NG; N Y Y Y Y: Y; Y Y Y Y Y: Y |  | S |  | N | Electric Utility | 1 |  |  | Y |  |  |  |  | 50 | 50 | 7 | 2013 |  | NG | 4 | 2013 | [5 empty] | N | [6 empty] | DFO | NG
6455 | Duke Energy Florida, Inc | 8048 | Anclote | FL | Pasco | 2 | ST | OP | 556.2 | 510 | 530 |  | 10 | 1978 | NG BLQ BLQ BLQ BLQ: RFO; NG WDS WDS WDS WDS: NG; N Y Y Y Y: Y; Y Y Y Y Y: Y |  | S |  | N | Electric Utility | 1 |  |  | Y |  |  |  |  | 50 | 50 | 12 | 2013 |  | NG | 12 | 2013 | [5 empty] | N | [6 empty] | DFO | NG
6455 | Duke Energy Florida, Inc | 8049 | Intercession City | FL | Osceola | P1 | GT | OP | 56.7 | 48 | 63 |  | 5 | 1974 | NG BLQ BLQ BLQ BLQ: DFO; N Y Y Y Y: N; Y Y Y Y Y: Y |  | S |  | N | Electric Utility | 1 |  |  | N | [17 empty] | N
6455 | Duke Energy Florida, Inc | 8049 | Intercession City | FL | Osceola | P10 | GT | OP | 115 | 82 | 95 |  | 10 | 1993 | NG BLQ BLQ BLQ BLQ: NG; NG WDS WDS WDS WDS: DFO; N Y Y Y Y: Y; Y Y Y Y Y: Y |  | S |  | N | Electric Utility | 1 |  |  | N | [17 empty] | N
6455 | Duke Energy Florida, Inc | 8049 | Intercession City | FL | Osceola | P11 | GT | OP | 165 | 143 | 161 |  | 1 | 1997 | NG BLQ BLQ BLQ BLQ: DFO; N Y Y Y Y: N; Y Y Y Y Y: Y |  | J |  | N | Electric Utility | 1 |  |  | N | [17 empty] | N
6455 | Duke Energy Florida, Inc | 8049 | Intercession City | FL | Osceola | P12 | GT | OP | 115 | 76 | 92 |  | 12 | 2000 | NG BLQ BLQ BLQ BLQ: NG; NG WDS WDS WDS WDS: DFO; N Y Y Y Y: Y; Y Y Y Y Y: Y |  | S |  | N | Electric Utility | 1 |  |  | N | [17 empty] | N
6455 | Duke Energy Florida, Inc | 8049 | Intercession City | FL | Osceola | P13 | GT | OP | 115 | 76 | 92 |  | 12 | 2000 | NG BLQ BLQ BLQ BLQ: NG; NG WDS WDS WDS WDS: DFO; N Y Y Y Y: Y; Y Y Y Y Y: Y |  | S |  | N | Electric Utility | 1 |  |  | N | [17 empty] | N
6455 | Duke Energy Florida, Inc | 8049 | Intercession City | FL | Osceola | P14 | GT | OP | 115 | 77 | 92 |  | 12 | 2000 | NG BLQ BLQ BLQ BLQ: NG; NG WDS WDS WDS WDS: DFO; N Y Y Y Y: Y; Y Y Y Y Y: Y |  | S |  | N | Electric Utility | 1 |  |  | N | [17 empty] | N
6455 | Duke Energy Florida, Inc | 8049 | Intercession City | FL | Osceola | P2 | GT | OP | 56.7 | 48 | 61 |  | 5 | 1974 | NG BLQ BLQ BLQ BLQ: DFO; N Y Y Y Y: N; Y Y Y Y Y: Y |  | S |  | N | Electric Utility | 1 |  |  | N | [17 empty] | N
6455 | Duke Energy Florida, Inc | 8049 | Intercession City | FL | Osceola | P3 | GT | OP | 56.7 | 47 | 63 |  | 5 | 1974 | NG BLQ BLQ BLQ BLQ: DFO; N Y Y Y Y: N; Y Y Y Y Y: Y |  | S |  | N | Electric Utility | 1 |  |  | N | [17 empty] | N
6455 | Duke Energy Florida, Inc | 8049 | Intercession City | FL | Osceola | P4 | GT | OP | 56.7 | 47 | 62 |  | 5 | 1974 | NG BLQ BLQ BLQ BLQ: DFO; N Y Y Y Y: N; Y Y Y Y Y: Y |  | S |  | N | Electric Utility | 1 |  |  | N | [17 empty] | N
6455 | Duke Energy Florida, Inc | 8049 | Intercession City | FL | Osceola | P5 | GT | OP | 56.7 | 47 | 61 |  | 5 | 1974 | NG BLQ BLQ BLQ BLQ: DFO; N Y Y Y Y: N; Y Y Y Y Y: Y |  | S |  | N | Electric Utility | 1 |  |  | N | [17 empty] | N
6455 | Duke Energy Florida, Inc | 8049 | Intercession City | FL | Osceola | P6 | GT | OP | 56.7 | 49 | 62 |  | 5 | 1974 | NG BLQ BLQ BLQ BLQ: DFO; N Y Y Y Y: N; Y Y Y Y Y: Y |  | S |  | N | Electric Utility | 1 |  |  | N | [17 empty] | N
6455 | Duke Energy Florida, Inc | 8049 | Intercession City | FL | Osceola | P7 | GT | OP | 115 | 83 | 94 |  | 10 | 1993 | NG BLQ BLQ BLQ BLQ: NG; NG WDS WDS WDS WDS: DFO; N Y Y Y Y: Y; Y Y Y Y Y: Y |  | S |  | N | Electric Utility | 1 |  |  | N | [17 empty] | N
6455 | Duke Energy Florida, Inc | 8049 | Intercession City | FL | Osceola | P8 | GT | OP | 115 | 81 | 95 |  | 10 | 1993 | NG BLQ BLQ BLQ BLQ: NG; NG WDS WDS WDS WDS: DFO; N Y Y Y Y: Y; Y Y Y Y Y: Y |  | S |  | N | Electric Utility | 1 |  |  | N
6455 | Duke Energy Florida, Inc | 8049 | Intercession City | FL | Osceola | P9 | GT | OP | 115 | 82 | 95 |  | 10 | 1993 | NG BLQ BLQ BLQ BLQ: NG; NG WDS WDS WDS WDS: DFO; N Y Y Y Y: Y; Y Y Y Y Y: Y |  | S |  | N | Electric Utility | 1 |  |  | N
6495 | Fort Miller Associates | 50514 | Fort Miller Hydroelectric Facility | NY | Saratoga | GEN1 | HY | OP | 2.5 | 2.5 | 2.5 |  | 12 | 1984 | NG BLQ BLQ BLQ BLQ: WAT; N Y Y Y Y: N; Y Y Y Y Y: Y |  | S | 0 | N | IPP Non-CHP | 2 |  | N | N | [17 empty] | N
6495 | Fort Miller Associates | 50514 | Fort Miller Hydroelectric Facility | NY | Saratoga | GEN2 | HY | OP | 2.5 | 2.5 | 2.5 |  | 12 | 1984 | NG BLQ BLQ BLQ BLQ: WAT; N Y Y Y Y: N; Y Y Y Y Y: Y |  | S | 0 | N | IPP Non-CHP | 2 |  | N | N | [17 empty] | N
6519 | Frontera Generation Limited Partnership | 55098 | Frontera Energy Center | TX | Hidalgo | GEN1 | CT | OP | 172 | 150 | 172 |  | 6 | 1999 | NG BLQ BLQ BLQ BLQ: NG; N Y Y Y Y: N; Y Y Y Y Y: Y |  | S |  | N | IPP Non-CHP | 2 |  | N | Y | 25 |  | 5 | 2013 | [13 empty] | N
6519 | Frontera Generation Limited Partnership | 55098 | Frontera Energy Center | TX | Hidalgo | GEN2 | CT | OP | 172 | 150 | 172 |  | 7 | 1999 | NG BLQ BLQ BLQ BLQ: NG; N Y Y Y Y: N; Y Y Y Y Y: Y |  | S |  | N | IPP Non-CHP | 2 |  | N | Y | 25 |  | 5 | 2013 | [13 empty] | N
6519 | Frontera Generation Limited Partnership | 55098 | Frontera Energy Center | TX | Hidalgo | GEN3 | CA | OP | 185 | 175 | 180 |  | 5 | 2000 | NG BLQ BLQ BLQ BLQ: NG; N Y Y Y Y: N; Y Y Y Y Y: Y |  | S |  | N | IPP Non-CHP | 2 |  | N | Y | 5 |  | 5 | 2013 | [13 empty] | N
6526 | FirstEnergy Generation Corp | 2835 | FirstEnergy Ashtabula | OH | Ashtabula | 5 | ST | OP | 256 | 244 | 244 |  | 12 | 1958 | NG BLQ BLQ BLQ BLQ: SUB; NG WDS WDS WDS WDS: BIT; N Y Y Y Y: N; Y Y Y Y Y: Y |  | S |  | N | IPP Non-CHP | 2 |  | N | Y | [15 empty] | 3 | 2015 | N | Y |  | Y |  |  |  | DFO
6526 | FirstEnergy Generation Corp | 2837 | FirstEnergy Eastlake | OH | Lake | 1 | ST | OP | 123 | 132 | 132 |  | 9 | 1953 | NG BLQ BLQ BLQ BLQ: SUB; NG WDS WDS WDS WDS: BIT; N Y Y Y Y: N; Y Y Y Y Y: Y |  | S |  | N | IPP Non-CHP | 2 |  | N | Y | [15 empty] | 3 | 2015 | N | Y |  | Y |  |  |  | DFO
6526 | FirstEnergy Generation Corp | 2837 | FirstEnergy Eastlake | OH | Lake | 2 | ST | OP | 123 | 132 | 132 |  | 12 | 1953 | NG BLQ BLQ BLQ BLQ: SUB; NG WDS WDS WDS WDS: BIT; N Y Y Y Y: N; Y Y Y Y Y: Y |  | S |  | N | IPP Non-CHP | 2 |  | N | Y | [15 empty] | 3 | 2015 | N | Y |  | Y |  |  |  | DFO
6526 | FirstEnergy Generation Corp | 2837 | FirstEnergy Eastlake | OH | Lake | 3 | ST | OP | 123 | 132 | 132 |  | 8 | 1954 | NG BLQ BLQ BLQ BLQ: SUB; NG WDS WDS WDS WDS: BIT; N Y Y Y Y: N; Y Y Y Y Y: Y |  | S |  | N | IPP Non-CHP | 2 |  | N | Y | [15 empty] | 3 | 2015 | N | Y |  | Y |  |  |  | DFO
6526 | FirstEnergy Generation Corp | 2837 | FirstEnergy Eastlake | OH | Lake | 6 | GT | OP | 32 | 24 | 29 |  | 12 | 1973 | NG BLQ BLQ BLQ BLQ: DFO; N Y Y Y Y: N; Y Y Y Y Y: Y |  | S |  | N | IPP Non-CHP | 2 |  | N | N | [17 empty] | N
6526 | FirstEnergy Generation Corp | 2838 | FirstEnergy Lake Shore | OH | Cuyahoga | 18 | ST | OP | 256 | 245 | 245 |  | 6 | 1962 | NG BLQ BLQ BLQ BLQ: SUB; N Y Y Y Y: N; Y Y Y Y Y: Y |  | S |  | N | IPP Non-CHP | 2 |  | N | Y | [15 empty] | 3 | 2015 | N | Y |  | Y |  |  |  | DFO
6526 | FirstEnergy Generation Corp | 2838 | FirstEnergy Lake Shore | OH | Cuyahoga | IC1 | IC | OP | 2 | 2 | 2 |  | 6 | 1966 | NG BLQ BLQ BLQ BLQ: DFO; N Y Y Y Y: N; Y Y Y Y Y: Y |  | S |  | N | IPP Non-CHP | 2 |  | N | N | [17 empty] | N
6526 | FirstEnergy Generation Corp | 2838 | FirstEnergy Lake Shore | OH | Cuyahoga | IC2 | IC | OP | 2 | 2 | 2 |  | 6 | 1966 | NG BLQ BLQ BLQ BLQ: DFO; N Y Y Y Y: N; Y Y Y Y Y: Y |  | S |  | N | IPP Non-CHP | 2 |  | N | N | [17 empty] | N
6526 | FirstEnergy Generation Corp | 2860 | FirstEnergy Mad River | OH | CLARK | CTA | GT | OP | 27 | 25 | 30 |  | 8 | 1972 | NG BLQ BLQ BLQ BLQ: DFO; N Y Y Y Y: N; Y Y Y Y Y: Y |  | S |  | N | IPP Non-CHP | 2 |  | N | N | [17 empty] | N
6526 | FirstEnergy Generation Corp | 2860 | FirstEnergy Mad River | OH | CLARK | CTB | GT | OP | 27 | 25 | 30 |  | 9 | 1972 | NG BLQ BLQ BLQ BLQ: DFO; N Y Y Y Y: N; Y Y Y Y Y: Y |  | S |  | N | IPP Non-CHP | 2 |  | N | N | [17 empty] | N
6526 | FirstEnergy Generation Corp | 2864 | FirstEnergy R E Burger | OH | Belmont | A1 | IC | OP | 2.5 | 2 | 2 |  | 5 | 1972 | NG BLQ BLQ BLQ BLQ: DFO; N Y Y Y Y: N; Y Y Y Y Y: Y |  | S |  | N | IPP Non-CHP | 2 |  | N | N | [17 empty] | N
6526 | FirstEnergy Generation Corp | 2864 | FirstEnergy R E Burger | OH | Belmont | B1 | IC | OP | 2.5 | 2 | 2 |  | 5 | 1972 | NG BLQ BLQ BLQ BLQ: DFO; N Y Y Y Y: N; Y Y Y Y Y: Y |  | S |  | N | IPP Non-CHP | 2 |  | N | N | [12 empty] | N |  |  |  |  | N
6526 | FirstEnergy Generation Corp | 2864 | FirstEnergy R E Burger | OH | Belmont | B2 | IC | OP | 2.5 | 3 | 3 |  | 5 | 1972 | NG BLQ BLQ BLQ BLQ: DFO; N Y Y Y Y: N; Y Y Y Y Y: Y |  | S |  | N | IPP Non-CHP | 2 |  | N | N | [12 empty] | N |  |  |  |  | N
6526 | FirstEnergy Generation Corp | 2866 | FirstEnergy W H Sammis | OH | Jefferson | 1 | ST | OP | 190.4 | 180 | 180 |  | 8 | 1959 | NG BLQ BLQ BLQ BLQ: BIT; NG WDS WDS WDS WDS: SUB; N Y Y Y Y: N; Y Y Y Y Y: Y |  | S |  | N | IPP Non-CHP | 2 |  | N | N | [17 empty] | N | Y |  | Y |  |  |  | DFO
6526 | FirstEnergy Generation Corp | 2866 | FirstEnergy W H Sammis | OH | Jefferson | 2 | ST | OP | 190.4 | 180 | 180 |  | 7 | 1960 | NG BLQ BLQ BLQ BLQ: BIT; NG WDS WDS WDS WDS: SUB; N Y Y Y Y: N; Y Y Y Y Y: Y |  | S |  | N | IPP Non-CHP | 2 |  | N | N | [17 empty] | N | Y |  | Y |  |  |  | DFO
6526 | FirstEnergy Generation Corp | 2866 | FirstEnergy W H Sammis | OH | Jefferson | 3 | ST | OP | 190.4 | 180 | 180 |  | 7 | 1961 | NG BLQ BLQ BLQ BLQ: BIT; NG WDS WDS WDS WDS: SUB; N Y Y Y Y: N; Y Y Y Y Y: Y |  | S |  | N | IPP Non-CHP | 2 |  | N | N | [17 empty] | N | Y |  | Y |  |  |  | DFO
6526 | FirstEnergy Generation Corp | 2866 | FirstEnergy W H Sammis | OH | Jefferson | 4 | ST | OP | 190.4 | 180 | 180 |  | 11 | 1962 | NG BLQ BLQ BLQ BLQ: BIT; NG WDS WDS WDS WDS: SUB; N Y Y Y Y: N; Y Y Y Y Y: Y |  | S |  | N | IPP Non-CHP | 2 |  | N | N | [17 empty] | N | Y |  | Y |  |  |  | DFO
6526 | FirstEnergy Generation Corp | 2866 | FirstEnergy W H Sammis | OH | Jefferson | 5 | ST | OP | 334 | 300 | 300 |  | 12 | 1967 | NG BLQ BLQ BLQ BLQ: BIT; NG WDS WDS WDS WDS: SUB; N Y Y Y Y: N; Y Y Y Y Y: Y |  | S |  | N | IPP Non-CHP | 2 |  | N | N | [17 empty] | N | Y |  | Y |  |  |  | DFO
6526 | FirstEnergy Generation Corp | 2866 | FirstEnergy W H Sammis | OH | Jefferson | 6 | ST | OP | 680 | 600 | 600 |  | 4 | 1969 | NG BLQ BLQ BLQ BLQ: BIT; NG WDS WDS WDS WDS: SUB; N Y Y Y Y: N; Y Y Y Y Y: Y |  | S |  | N | IPP Non-CHP | 2 |  | N | N | [17 empty] | N | Y |  |  | Y |  |  | DFO
6526 | FirstEnergy Generation Corp | 2866 | FirstEnergy W H Sammis | OH | Jefferson | 7 | ST | OP | 680 | 600 | 600 |  | 9 | 1971 | NG BLQ BLQ BLQ BLQ: BIT; NG WDS WDS WDS WDS: SUB; N Y Y Y Y: N; Y Y Y Y Y: Y |  | S |  | N | IPP Non-CHP | 2 |  | N | N | [17 empty] | N | Y |  |  | Y |  |  | DFO
6526 | FirstEnergy Generation Corp | 2866 | FirstEnergy W H Sammis | OH | Jefferson | A1 | IC | OP | 2.5 | 3 | 3 |  | 3 | 1972 | NG BLQ BLQ BLQ BLQ: DFO; N Y Y Y Y: N; Y Y Y Y Y: Y |  | S |  | N | IPP Non-CHP | 2 |  | N | N | [17 empty] | N
6526 | FirstEnergy Generation Corp | 2866 | FirstEnergy W H Sammis | OH | Jefferson | B1 | IC | OP | 2.5 | 3 | 3 |  | 3 | 1972 | NG BLQ BLQ BLQ BLQ: DFO; N Y Y Y Y: N; Y Y Y Y Y: Y |  | S |  | N | IPP Non-CHP | 2 |  | N | N | [17 empty] | N
6526 | FirstEnergy Generation Corp | 2866 | FirstEnergy W H Sammis | OH | Jefferson | B2 | IC | OP | 2.5 | 3 | 3 |  | 3 | 1972 | NG BLQ BLQ BLQ BLQ: DFO; N Y Y Y Y: N; Y Y Y Y Y: Y |  | S |  | N | IPP Non-CHP | 2 |  | N | N | [17 empty] | N
6526 | FirstEnergy Generation Corp | 2866 | FirstEnergy W H Sammis | OH | Jefferson | B3 | IC | OP | 2.5 | 2 | 2 |  | 3 | 1972 | NG BLQ BLQ BLQ BLQ: DFO; N Y Y Y Y: N; Y Y Y Y Y: Y |  | S |  | N | IPP Non-CHP | 2 |  | N | N | [17 empty] | N
6526 | FirstEnergy Generation Corp | 2866 | FirstEnergy W H Sammis | OH | Jefferson | B4 | IC | OP | 2.5 | 2 | 2 |  | 3 | 1972 | NG BLQ BLQ BLQ BLQ: DFO; N Y Y Y Y: N; Y Y Y Y Y: Y |  | S |  | N | IPP Non-CHP | 2 |  | N | N | [17 empty] | N
6526 | FirstEnergy Generation Corp | 2869 | FirstEnergy West Lorain | OH | Lorain | 1A | GT | OP | 65.3 | 57 | 60 |  | 6 | 1983 | NG BLQ BLQ BLQ BLQ: DFO; N Y Y Y Y: N; Y Y Y Y Y: Y |  | S |  | N | IPP Non-CHP | 2 |  | N | N | [17 empty] | N
6526 | FirstEnergy Generation Corp | 2869 | FirstEnergy West Lorain | OH | Lorain | 1B | GT | OP | 65.3 | 57 | 60 |  | 6 | 1973 | NG BLQ BLQ BLQ BLQ: DFO; N Y Y Y Y: N; Y Y Y Y Y: Y |  | S |  | N | IPP Non-CHP | 2 |  | N | N | [17 empty] | N
6526 | FirstEnergy Generation Corp | 2869 | FirstEnergy West Lorain | OH | Lorain | 2 | GT | OP | 85 | 85 | 85 |  | 7 | 2001 | NG BLQ BLQ BLQ BLQ: NG; NG WDS WDS WDS WDS: DFO; N Y Y Y Y: Y; Y Y Y Y Y: Y |  | S |  | N | IPP Non-CHP | 2 |  | N | N | [17 empty] | N
6526 | FirstEnergy Generation Corp | 2869 | FirstEnergy West Lorain | OH | Lorain | 3 | GT | OP | 85 | 85 | 85 |  | 7 | 2001 | NG BLQ BLQ BLQ BLQ: NG; NG WDS WDS WDS WDS: DFO; N Y Y Y Y: Y; Y Y Y Y Y: Y |  | S |  | N | IPP Non-CHP | 2 |  | N | N
6526 | FirstEnergy Generation Corp | 2869 | FirstEnergy West Lorain | OH | Lorain | 4 | GT | OP | 85 | 85 | 85 |  | 7 | 2001 | NG BLQ BLQ BLQ BLQ: NG; NG WDS WDS WDS WDS: DFO; N Y Y Y Y: Y; Y Y Y Y Y: Y |  | S |  | N | IPP Non-CHP | 2 |  | N | N | [17 empty] | N
6526 | FirstEnergy Generation Corp | 2869 | FirstEnergy West Lorain | OH | Lorain | 5 | GT | OP | 85 | 85 | 85 |  | 7 | 2001 | NG BLQ BLQ BLQ BLQ: NG; NG WDS WDS WDS WDS: DFO; N Y Y Y Y: Y; Y Y Y Y Y: Y |  | S |  | N | IPP Non-CHP | 2 |  | N | N
6526 | FirstEnergy Generation Corp | 2869 | FirstEnergy West Lorain | OH | Lorain | 6 | GT | OP | 85 | 85 | 85 |  | 7 | 2001 | NG BLQ BLQ BLQ BLQ: NG; NG WDS WDS WDS WDS: DFO; N Y Y Y Y: Y; Y Y Y Y Y: Y |  | S |  | N | IPP Non-CHP | 2 |  | N | N | [17 empty] | N
6526 | FirstEnergy Generation Corp | 2878 | FirstEnergy Bay Shore | OH | Lucas | 1 | ST | OP | 140.6 | 136 | 136 |  | 8 | 1955 | NG BLQ BLQ BLQ BLQ: PC; NG WDS WDS WDS WDS: BIT; N Y Y Y Y: Y; Y Y Y Y Y: Y |  | S |  | N | IPP Non-CHP | 2 |  | N | N | [17 empty] | N | N | Y | Y |  |  |  | DFO
6526 | FirstEnergy Generation Corp | 2878 | FirstEnergy Bay Shore | OH | Lucas | CT | GT | OP | 16 | 16 | 17 |  | 8 | 1967 | NG BLQ BLQ BLQ BLQ: DFO; N Y Y Y Y: N; Y Y Y Y Y: Y |  | S |  | N | IPP Non-CHP | 2 |  | N | N | [17 empty] | N
6526 | FirstEnergy Generation Corp | 6094 | FirstEnergy Bruce Mansfield | PA | Beaver | 1 | ST | OP | 913.7 | 830 | 830 |  | 4 | 1976 | NG BLQ BLQ BLQ BLQ: BIT; NG WDS WDS WDS WDS: SUB; N Y Y Y Y: N; Y Y Y Y Y: Y |  | S |  | N | IPP Non-CHP | 2 |  | N | N | [17 empty] | N | Y |  |  | Y |  |  | DFO
6526 | FirstEnergy Generation Corp | 6094 | FirstEnergy Bruce Mansfield | PA | Beaver | 2 | ST | OP | 913.7 | 830 | 830 |  | 10 | 1977 | NG BLQ BLQ BLQ BLQ: BIT; NG WDS WDS WDS WDS: SUB; N Y Y Y Y: N; Y Y Y Y Y: Y |  | S |  | N | IPP Non-CHP | 2 |  | N | N | [17 empty] | N | Y |  |  | Y |  |  | DFO
6526 | FirstEnergy Generation Corp | 6094 | FirstEnergy Bruce Mansfield | PA | Beaver | 3 | ST | OP | 913.7 | 850 | 850 |  | 9 | 1980 | NG BLQ BLQ BLQ BLQ: BIT; NG WDS WDS WDS WDS: SUB; N Y Y Y Y: N; Y Y Y Y Y: Y |  | S |  | N | IPP Non-CHP | 2 |  | N | N | [17 empty] | N | Y |  |  | Y |  |  | DFO
6526 | FirstEnergy Generation Corp | 8225 | FirstEnergy Seneca | PA | Warren | 1 | PS | OP | 220 | 218 | 218 |  | 1 | 1970 | NG BLQ BLQ BLQ BLQ: WAT; N Y Y Y Y: N; Y Y Y Y Y: Y |  | S | 0 | N | IPP Non-CHP | 2 |  | N | N | [17 empty] | N
6526 | FirstEnergy Generation Corp | 8225 | FirstEnergy Seneca | PA | Warren | 2 | PS | OP | 220 | 203 | 203 |  | 1 | 1970 | NG BLQ BLQ BLQ BLQ: WAT; N Y Y Y Y: N; Y Y Y Y Y: Y |  | S | 0 | N | IPP Non-CHP | 2 |  | N | N | [17 empty] | N
6526 | FirstEnergy Generation Corp | 8225 | FirstEnergy Seneca | PA | Warren | 3 | PS | OP | 29 | 30 | 30 |  | 1 | 1970 | NG BLQ BLQ BLQ BLQ: WAT; N Y Y Y Y: N; Y Y Y Y Y: Y |  | S | 0 | N | IPP Non-CHP | 2 |  | N | N | [17 empty] | N
6527 | Ford Hydro Ltd Partnership | 54674 | Ford Hydro LP | ID | Clearwater | GEN1 | HY | OP | 0.4 | 0.2 | 0.5 |  | 3 | 1988 | NG BLQ BLQ BLQ BLQ: WAT; N Y Y Y Y: N; Y Y Y Y Y: Y | Y | S | 0 | N | IPP Non-CHP | 2 |  | N | N | [17 empty] | N
6527 | Ford Hydro Ltd Partnership | 54674 | Ford Hydro LP | ID | Clearwater | GEN2 | HY | OP | 0.4 | 0.2 | 0.5 |  | 3 | 1988 | NG BLQ BLQ BLQ BLQ: WAT; N Y Y Y Y: N; Y Y Y Y Y: Y | Y | S | 0 | N | IPP Non-CHP | 2 |  | N | N | [17 empty] | N
6527 | Ford Hydro Ltd Partnership | 54674 | Ford Hydro LP | ID | Clearwater | GEN3 | HY | OP | 0.4 | 0.2 | 0.5 |  | 3 | 1988 | NG BLQ BLQ BLQ BLQ: WAT; N Y Y Y Y: N; Y Y Y Y Y: Y | Y | S | 0 | N | IPP Non-CHP | 2 |  | N | N | [17 empty] | N
6529 | Exxon Mobil Production Co | 50270 | ExxonMobil Santa Ynez Facility | CA | Santa Barbara | GTG1 | CT | OP | 39.5 | 40.2 | 39.2 |  | 9 | 1993 | NG BLQ BLQ BLQ BLQ: NG; N Y Y Y Y: N; Y Y Y Y Y: Y |  | S |  | Y | Industrial CHP | 7 | T | N | N | [17 empty] | N
6529 | Exxon Mobil Production Co | 50270 | ExxonMobil Santa Ynez Facility | CA | Santa Barbara | STG1 | CA | OP | 9.8 | 8.9 | 8.8 |  | 10 | 1993 | NG BLQ BLQ BLQ BLQ: NG; N Y Y Y Y: N; Y Y Y Y Y: Y |  | S |  | Y | Industrial CHP | 7 | T | Y | N | [17 empty] | N
6529 | Exxon Mobil Production Co | 54550 | ExxonMobil Mobile Bay Onshore | AL | Mobile | 901 | CA | OP | 0.9 | 0.9 | 0.9 |  | 12 | 1993 | NG BLQ BLQ BLQ BLQ: NG; N Y Y Y Y: N; Y Y Y Y Y: Y |  | S |  | Y | Industrial CHP | 7 | B | N | N | [17 empty] | N
6529 | Exxon Mobil Production Co | 54550 | ExxonMobil Mobile Bay Onshore | AL | Mobile | 901A | CT | OP | 3.7 | 3.4 | 3.6 |  | 9 | 1993 | NG BLQ BLQ BLQ BLQ: NG; N Y Y Y Y: N; Y Y Y Y Y: Y |  | S |  | Y | Industrial CHP | 7 | T |  | N | [17 empty] | N
6529 | Exxon Mobil Production Co | 54550 | ExxonMobil Mobile Bay Onshore | AL | Mobile | 901B | CT | OP | 3.7 | 3.4 | 3.6 |  | 9 | 1993 | NG BLQ BLQ BLQ BLQ: NG; N Y Y Y Y: N; Y Y Y Y Y: Y |  | S |  | Y | Industrial CHP | 7 | T |  | N | [17 empty] | N
6529 | Exxon Mobil Production Co | 54550 | ExxonMobil Mobile Bay Onshore | AL | Mobile | 901C | CT | SB | 3.7 | 3.4 | 3.6 |  | 9 | 1993 | NG BLQ BLQ BLQ BLQ: NG; N Y Y Y Y: N; Y Y Y Y Y: Y | Y | S |  | Y | Industrial CHP | 7 | T |  | N | [17 empty] | N
6529 | Exxon Mobil Production Co | 56312 | Shute Creek Facility | WY | Lincoln | 021A | GT | OP | 36 | 30.6 | 35.5 |  | 5 | 2005 | NG BLQ BLQ BLQ BLQ: OG; NG WDS WDS WDS WDS: NG; N Y Y Y Y: Y; Y Y Y Y Y: Y |  | S |  | Y | Industrial CHP | 7 | T |  | N | [17 empty] | N
6529 | Exxon Mobil Production Co | 56312 | Shute Creek Facility | WY | Lincoln | 021B | GT | OP | 36 | 30.6 | 35.5 |  | 5 | 2005 | NG BLQ BLQ BLQ BLQ: OG; NG WDS WDS WDS WDS: NG; N Y Y Y Y: Y; Y Y Y Y Y: Y |  | S |  | Y | Industrial CHP | 7 | T |  | N | [17 empty] | N
6529 | Exxon Mobil Production Co | 56312 | Shute Creek Facility | WY | Lincoln | 021C | GT | OP | 36 | 30.6 | 35.5 |  | 5 | 2005 | NG BLQ BLQ BLQ BLQ: OG; NG WDS WDS WDS WDS: NG; N Y Y Y Y: Y; Y Y Y Y Y: Y |  | S |  | Y | Industrial CHP | 7 | T |  | N | [17 empty] | N
6541 | Formosa Plastics Corp | 10554 | Formosa Utility Venture Ltd | TX | Calhoun | BO3 | CT | OP | 36.2 | 32 | 32 | CHP1 | 3 | 1987 | NG BLQ BLQ BLQ BLQ: NG; N Y Y Y Y: N; Y Y Y Y Y: Y |  | S |  | Y | Industrial CHP | 7 | T |  | N | [17 empty] | N
6541 | Formosa Plastics Corp | 10554 | Formosa Utility Venture Ltd | TX | Calhoun | ST1 | CA | OP | 33.5 | 28.5 | 28.5 | CHP1 | 3 | 1994 | NG BLQ BLQ BLQ BLQ: NG; NG WDS WDS WDS WDS: OG; N Y Y Y Y: Y; Y Y Y Y Y: Y |  | S |  | Y | Industrial CHP | 7 | B | Y | N | [17 empty] | N |  |  |  |  | Y
6541 | Formosa Plastics Corp | 10554 | Formosa Utility Venture Ltd | TX | Calhoun | ST2 | CA | OP | 66.3 | 57.5 | 57.5 | CHP1 | 3 | 1994 | NG BLQ BLQ BLQ BLQ: NG; NG WDS WDS WDS WDS: OG; N Y Y Y Y: Y; Y Y Y Y Y: Y |  | S |  | Y | Industrial CHP | 7 | B | Y | N | [17 empty] | N
6541 | Formosa Plastics Corp | 10554 | Formosa Utility Venture Ltd | TX | Calhoun | ST3 | CA | OP | 55 | 47.3 | 51.7 | CHP1 | 8 | 2002 | NG BLQ BLQ BLQ BLQ: NG; NG WDS WDS WDS WDS: OG; N Y Y Y Y: Y; Y Y Y Y Y: Y |  | S |  | Y | Industrial CHP | 7 | B | Y | N | [17 empty] | N
6541 | Formosa Plastics Corp | 10554 | Formosa Utility Venture Ltd | TX | Calhoun | TBG1 | CT | OP | 82.5 | 72 | 90 | CHP1 | 4 | 1993 | NG BLQ BLQ BLQ BLQ: NG; NG WDS WDS WDS WDS: OG; N Y Y Y Y: Y; Y Y Y Y Y: Y |  | S |  | Y | Industrial CHP | 7 | B | N | N | [17 empty] | N
6541 | Formosa Plastics Corp | 10554 | Formosa Utility Venture Ltd | TX | Calhoun | TBG2 | CT | OP | 82.5 | 72 | 90 | CHP1 | 7 | 1993 | NG BLQ BLQ BLQ BLQ: NG; NG WDS WDS WDS WDS: OG; N Y Y Y Y: Y; Y Y Y Y Y: Y |  | S |  | Y | Industrial CHP | 7 | B | N | N | [17 empty] | N
6541 | Formosa Plastics Corp | 10554 | Formosa Utility Venture Ltd | TX | Calhoun | TBG3 | CT | OP | 82.5 | 72 | 90 | CHP1 | 9 | 1993 | NG BLQ BLQ BLQ BLQ: NG; NG WDS WDS WDS WDS: OG; N Y Y Y Y: Y; Y Y Y Y Y: Y |  | S |  | Y | Industrial CHP | 7 | B | N | N | [17 empty] | N
6541 | Formosa Plastics Corp | 10554 | Formosa Utility Venture Ltd | TX | Calhoun | TBG4 | CT | OP | 82.5 | 72 | 90 | CHP1 | 5 | 1994 | NG BLQ BLQ BLQ BLQ: NG; NG WDS WDS WDS WDS: OG; N Y Y Y Y: Y; Y Y Y Y Y: Y |  | S |  | Y | Industrial CHP | 7 | B | N | N | [17 empty] | N
6541 | Formosa Plastics Corp | 10554 | Formosa Utility Venture Ltd | TX | Calhoun | TBG5 | CT | OP | 82.5 | 72 | 90 | CHP1 | 10 | 1994 | NG BLQ BLQ BLQ BLQ: NG; NG WDS WDS WDS WDS: OG; N Y Y Y Y: Y; Y Y Y Y Y: Y |  | S |  | Y | Industrial CHP | 7 | B | N | N | [17 empty] | N
6541 | Formosa Plastics Corp | 10554 | Formosa Utility Venture Ltd | TX | Calhoun | TBG6 | CT | OP | 85.9 | 72 | 90 | CHP1 | 6 | 2003 | NG BLQ BLQ BLQ BLQ: NG; N Y Y Y Y: N; Y Y Y Y Y: Y |  | S |  | Y | Industrial CHP | 7 | B | N | N | [17 empty] | N
6541 | Formosa Plastics Corp | 56708 | CFB Power Plant | TX | Calhoun | G2101 | ST | OP | 155 | 143.1 | 143.1 |  | 5 | 2012 | NG BLQ BLQ BLQ BLQ: PC; N Y Y Y Y: N; Y Y Y Y Y: Y |  | S |  | N | Industrial Non-CHP | 6 |  |  | N | [17 empty] | N | N | Y | Y |  |  |  | SUB | NG
6541 | Formosa Plastics Corp | 56708 | CFB Power Plant | TX | Calhoun | G2201 | ST | OP | 155 | 143.1 | 143.1 |  | 3 | 2012 | NG BLQ BLQ BLQ BLQ: PC; N Y Y Y Y: N; Y Y Y Y Y: Y |  | S |  | N | Industrial Non-CHP | 6 |  |  | Y | [8 empty] | ST | NG | 6 | 2013 | [5 empty] | N | N | Y | Y |  |  |  | SUB | NG
6554 | FortisUS Energy Corp | 10196 | Moose River | NY | Lewis | GEN1 | HY | OP | 12.6 | 12.2 | 12.1 |  | 11 | 1987 | NG BLQ BLQ BLQ BLQ: WAT; N Y Y Y Y: N; Y Y Y Y Y: Y | Y | S |  | N | IPP Non-CHP | 2 |  | N | N
6554 | FortisUS Energy Corp | 10197 | Philadlephia | NY | Jefferson | GEN1 | HY | OP | 3.6 | 3.2 | 3.3 |  | 10 | 1986 | NG BLQ BLQ BLQ BLQ: WAT; N Y Y Y Y: N; Y Y Y Y Y: Y | Y | S |  | N | IPP Non-CHP | 2 |  | N | N
6554 | FortisUS Energy Corp | 10237 | Diana Hydroelectric | NY | Lewis | GEN1 | HY | OP | 1.8 | 1.7 | 1.7 |  | 7 | 1985 | NG BLQ BLQ BLQ BLQ: WAT; N Y Y Y Y: N; Y Y Y Y Y: Y | Y | S |  | N | IPP Non-CHP | 2 |  | N | N
6554 | FortisUS Energy Corp | 10238 | Dolgeville Hydro | NY | HERKIMER | GEN1 | HY | OP | 5 | 5 | 5 |  | 7 | 1985 | NG BLQ BLQ BLQ BLQ: WAT; N Y Y Y Y: N; Y Y Y Y Y: Y | Y | S |  | N | IPP Non-CHP | 2 |  | N | N
6562 | Franklin Power LLC | 10109 | Franklin Industrial Complex | NH | Merrimack | 1 | HY | OP | 1.5 | 0.6 | 0.5 |  | 12 | 1985 | NG BLQ BLQ BLQ BLQ: WAT; N Y Y Y Y: N; Y Y Y Y Y: Y |  | S |  | N | IPP Non-CHP | 2 |  | N | N
6562 | Franklin Power LLC | 10109 | Franklin Industrial Complex | NH | Merrimack | 2 | HY | OS | 0.2 | 0.2 | 0.2 |  | 6 | 1982 | NG BLQ BLQ BLQ BLQ: WAT; N Y Y Y Y: N; Y Y Y Y Y: Y |  | S |  | N | IPP Non-CHP | 2 |  | N | N
6564 | Formosa Plastics Corp | 54518 | Formosa Plastics | LA | East Baton Rouge | GT2 | GT | SB | 42.7 | 33 | 37 |  | 7 | 1990 | NG BLQ BLQ BLQ BLQ: NG; N Y Y Y Y: N; Y Y Y Y Y: Y | Y | S |  | Y | Industrial CHP | 7 | T |  | N | [17 empty] | N
6564 | Formosa Plastics Corp | 54518 | Formosa Plastics | LA | East Baton Rouge | GT3 | GT | OP | 38.8 | 33 | 37 |  | 7 | 1996 | NG BLQ BLQ BLQ BLQ: NG; N Y Y Y Y: N; Y Y Y Y Y: Y | Y | S |  | Y | Industrial CHP | 7 | T |  | N | [17 empty] | N
6564 | Formosa Plastics Corp | 54518 | Formosa Plastics | LA | East Baton Rouge | ST1 | ST | OP | 12 | 8 | 8 |  | 5 | 1985 | NG BLQ BLQ BLQ BLQ: NG; N Y Y Y Y: N; Y Y Y Y Y: Y | Y | S |  | Y | Industrial CHP | 7 | T |  | N | [17 empty] | N
6564 | Formosa Plastics Corp | 54518 | Formosa Plastics | LA | East Baton Rouge | ST2 | ST | OP | 12 | 8 | 8 |  | 10 | 1990 | NG BLQ BLQ BLQ BLQ: NG; N Y Y Y Y: N; Y Y Y Y Y: Y | Y | S |  | Y | Industrial CHP | 7 | T |  | N | [17 empty] | N
6579 | City of Forest City- (IA) | 1138 | Forest City Light Plant | IA | WINNEBAGO | 1 | IC | OP | 1.2 | 1.3 | 1.3 |  | 1 | 1958 | NG BLQ BLQ BLQ BLQ: DFO; N Y Y Y Y: N; Y Y Y Y Y: Y |  | S |  | N | Electric Utility | 1 |  | N | N | [17 empty] | N
6579 | City of Forest City- (IA) | 1138 | Forest City Light Plant | IA | WINNEBAGO | 2 | IC | OP | 2.7 | 2.2 | 2.2 |  | 1 | 1965 | NG BLQ BLQ BLQ BLQ: DFO; N Y Y Y Y: N; Y Y Y Y Y: Y |  | S |  | N | Electric Utility | 1 |  | N | N | [17 empty] | N
6579 | City of Forest City- (IA) | 1138 | Forest City Light Plant | IA | WINNEBAGO | 3 | IC | OP | 3.5 | 3.3 | 3.3 |  | 1 | 1968 | NG BLQ BLQ BLQ BLQ: DFO; N Y Y Y Y: N; Y Y Y Y Y: Y |  | S |  | N | Electric Utility | 1 |  | N | N | [17 empty] | N
6579 | City of Forest City- (IA) | 1138 | Forest City Light Plant | IA | WINNEBAGO | 4 | IC | OP | 6.3 | 6.1 | 6.1 |  | 1 | 1946 | NG BLQ BLQ BLQ BLQ: DFO; N Y Y Y Y: N; Y Y Y Y Y: Y |  | S |  | N | Electric Utility | 1 |  | N | N | [17 empty] | N
6579 | City of Forest City- (IA) | 1138 | Forest City Light Plant | IA | WINNEBAGO | 5 | IC | OP | 0.7 | 0.7 | 0.7 |  | 1 | 1950 | NG BLQ BLQ BLQ BLQ: DFO; N Y Y Y Y: N; Y Y Y Y Y: Y |  | S |  | N | Electric Utility | 1 |  | N | N | [17 empty] | N
6579 | City of Forest City- (IA) | 1138 | Forest City Light Plant | IA | WINNEBAGO | 6 | IC | OP | 7.6 | 7.9 | 7.9 |  | 4 | 2000 | NG BLQ BLQ BLQ BLQ: DFO; N Y Y Y Y: N; Y Y Y Y Y: Y |  | S |  | N | Electric Utility | 1 |  | N | N | [17 empty] | N
6589 | Georgia-Pacific Consr Prods LP-Muskogee | 10362 | Muskogee Mill | OK | Muskogee | GEN1 | ST | OP | 25 | 13.4 | 12.1 |  | 3 | 1978 | SUB | NG | BIT |  |  |  | Y | Y |  | S |  | Y | Industrial CHP | 7 | T | N | N | [17 empty] | N | Y |  | Y |  |  |  | NG
6589 | Georgia-Pacific Consr Prods LP-Muskogee | 10362 | Muskogee Mill | OK | Muskogee | GEN2 | ST | OP | 44.5 | 17.6 | 24.6 |  | 3 | 1979 | SUB | NG | BIT |  |  |  | Y | Y |  | S |  | Y | Industrial CHP | 7 | T | N | N | [17 empty] | N | Y |  | Y |  |  |  | NG
6589 | Georgia-Pacific Consr Prods LP-Muskogee | 10362 | Muskogee Mill | OK | Muskogee | GEN3 | ST | OP | 44.5 | 32.9 | 35.2 |  | 11 | 1982 | SUB | NG | BIT |  |  |  | Y | Y |  | S |  | Y | Industrial CHP | 7 | T | N | N | [17 empty] | N | Y |  | Y |  |  |  | NG
6607 | FPL Energy Vansycle LLC | 55560 | FPL Energy Vansycle LLC (WA) | WA | Walla Walla | V-47 | WT | OP | 176.9 | 176.9 | 176.9 |  | 12 | 2001 | NG BLQ BLQ BLQ BLQ: WND; N Y Y Y Y: N; Y Y Y Y Y: Y |  | S | 268 | N | IPP Non-CHP | 2 |  | N | N | [17 empty] | N
6607 | FPL Energy Vansycle LLC | 55989 | FPL Energy Vansycle LLC (OR) | OR | Umatilla | V-47 | WT | OP | 122.8 | 122.8 | 122.8 |  | 12 | 2001 | NG BLQ BLQ BLQ BLQ: WND; N Y Y Y Y: N; Y Y Y Y Y: Y |  | S | 186 | N | IPP Non-CHP | 2 |  | N | N | [17 empty] | N
6615 | City of Fort Pierre - (SD) | 56148 | Ft. Pierre | SD | Stanley | 5 | IC | OP | 2 | 2 | 2 |  | 10 | 2004 | NG BLQ BLQ BLQ BLQ: DFO; N Y Y Y Y: N; Y Y Y Y Y: Y |  | S |  | N | Electric Utility | 1 |  | N | N | [17 empty] | N
6615 | City of Fort Pierre - (SD) | 56148 | Ft. Pierre | SD | Stanley | 6 | IC | OP | 2 | 2 | 2 |  | 10 | 2004 | NG BLQ BLQ BLQ BLQ: DFO; N Y Y Y Y: N; Y Y Y Y Y: Y |  | S |  | N | Electric Utility | 1 |  | N | N | [17 empty] | N
6615 | City of Fort Pierre - (SD) | 56148 | Ft. Pierre | SD | Stanley | 7 | IC | OP | 2 | 2 | 2 |  | 10 | 2004 | NG BLQ BLQ BLQ BLQ: DFO; N Y Y Y Y: N; Y Y Y Y Y: Y |  | S |  | N | Electric Utility | 1 |  | N | N | [17 empty] | N
6616 | Fort Pierce Utilities Authority | 56400 | Treasure Coast Energy Center | FL | St Lucie | CT1 | CT | OP | 219.6 | 158.8 | 188.8 | G761 | 5 | 2008 | NG BLQ BLQ BLQ BLQ: NG; NG WDS WDS WDS WDS: DFO; N Y Y Y Y: Y; Y Y Y Y Y: Y |  | W |  | N | Electric Utility | 1 |  |  | N | [17 empty] | N
6616 | Fort Pierce Utilities Authority | 56400 | Treasure Coast Energy Center | FL | St Lucie | ST1 | CA | OP | 191.8 | 159.2 | 163.3 | G761 | 5 | 2008 | NG BLQ BLQ BLQ BLQ: NG; N Y Y Y Y: N; Y Y Y Y Y: Y |  | W |  | N | Electric Utility | 1 |  | Y | N | [17 empty] | N
6632 | Fountain Valley Power LLC | 55453 | Fountain Valley Power Facility | CO | El Paso | S1 | GT | OP | 38 | 39 | 42 |  | 7 | 2001 | NG BLQ BLQ BLQ BLQ: NG; N Y Y Y Y: N; Y Y Y Y Y: Y |  | S |  | N | IPP Non-CHP | 2 |  | N | N
6632 | Fountain Valley Power LLC | 55453 | Fountain Valley Power Facility | CO | El Paso | S2 | GT | OP | 38 | 39 | 42 |  | 7 | 2001 | NG BLQ BLQ BLQ BLQ: NG; N Y Y Y Y: N; Y Y Y Y Y: Y |  | S |  | N | IPP Non-CHP | 2 |  | N | N
6632 | Fountain Valley Power LLC | 55453 | Fountain Valley Power Facility | CO | El Paso | S3 | GT | OP | 38 | 39 | 42 |  | 7 | 2001 | NG BLQ BLQ BLQ BLQ: NG; N Y Y Y Y: N; Y Y Y Y Y: Y |  | S |  | N | IPP Non-CHP | 2 |  | N | N
6632 | Fountain Valley Power LLC | 55453 | Fountain Valley Power Facility | CO | El Paso | S4 | GT | OP | 38 | 39 | 42 |  | 7 | 2001 | NG BLQ BLQ BLQ BLQ: NG; N Y Y Y Y: N; Y Y Y Y Y: Y |  | S |  | N | IPP Non-CHP | 2 |  | N | N
6632 | Fountain Valley Power LLC | 55453 | Fountain Valley Power Facility | CO | El Paso | S5 | GT | OP | 38 | 39 | 42 |  | 7 | 2001 | NG BLQ BLQ BLQ BLQ: NG; N Y Y Y Y: N; Y Y Y Y Y: Y |  | S |  | N | IPP Non-CHP | 2 |  | N | N
6632 | Fountain Valley Power LLC | 55453 | Fountain Valley Power Facility | CO | El Paso | S6 | GT | OP | 38 | 39 | 42 |  | 8 | 2001 | NG BLQ BLQ BLQ BLQ: NG; N Y Y Y Y: N; Y Y Y Y Y: Y |  | S |  | N | IPP Non-CHP | 2 |  | N | N
6636 | Foss Manufacturing Company LLC | 10108 | Hampton Facility | NH | ROCKINGHAM | GEN1 | IC | SB | 0.5 | 0.5 | 0.5 |  | 10 | 1978 | NG BLQ BLQ BLQ BLQ: DFO; N Y Y Y Y: N; Y Y Y Y Y: N | N | S |  | Y | Industrial CHP | 7 | T |  | N | [17 empty] | N
6636 | Foss Manufacturing Company LLC | 10108 | Hampton Facility | NH | ROCKINGHAM | GEN2 | IC | SB | 0.5 | 0.5 | 0.5 |  | 10 | 1978 | NG BLQ BLQ BLQ BLQ: DFO; N Y Y Y Y: N; Y Y Y Y Y: N | N | S |  | Y | Industrial CHP | 7 | T |  | N | [17 empty] | N
6636 | Foss Manufacturing Company LLC | 10108 | Hampton Facility | NH | ROCKINGHAM | GEN3 | IC | SB | 0.7 | 0.7 | 0.7 |  | 7 | 1980 | NG BLQ BLQ BLQ BLQ: DFO; N Y Y Y Y: N; Y Y Y Y Y: N | N | S |  | Y | Industrial CHP | 7 | T |  | N | [17 empty] | N
6636 | Foss Manufacturing Company LLC | 10108 | Hampton Facility | NH | ROCKINGHAM | GEN4 | IC | SB | 0.7 | 0.7 | 0.7 |  | 10 | 1981 | NG BLQ BLQ BLQ BLQ: DFO; N Y Y Y Y: N; Y Y Y Y Y: N | N | S |  | Y | Industrial CHP | 7 | T |  | N | [17 empty] | N
6636 | Foss Manufacturing Company LLC | 10108 | Hampton Facility | NH | ROCKINGHAM | GEN5 | IC | SB | 0.7 | 0.7 | 0.7 |  | 6 | 1984 | NG BLQ BLQ BLQ BLQ: DFO; N Y Y Y Y: N; Y Y Y Y Y: N | N | S |  | Y | Industrial CHP | 7 | T |  | N | [17 empty] | N
6636 | Foss Manufacturing Company LLC | 10108 | Hampton Facility | NH | ROCKINGHAM | GEN6 | IC | SB | 0.7 | 0.7 | 0.7 |  | 4 | 1990 | NG BLQ BLQ BLQ BLQ: DFO; N Y Y Y Y: N; Y Y Y Y Y: N | N | S |  | Y | Industrial CHP | 7 | T |  | N | [17 empty] | N
6636 | Foss Manufacturing Company LLC | 10108 | Hampton Facility | NH | ROCKINGHAM | GEN8 | GT | OP | 5 | 3.8 | 5 |  | 1 | 2000 | [8 empty] | N | S |  | Y | Industrial CHP | 7 | T |  | N | [17 empty] | N | bar: NG BLQ BLQ BLQ BLQ; N Y Y Y Y to Y Y Y Y Y
6652 | Fourth Branch Assoc-Long Fall | 54548 | Longfalls Facility | NY | Jefferson | 1 | HY | OP | 3.3 | 3 | 3 |  | 10 | 1991 | NG BLQ BLQ BLQ BLQ: WAT; N Y Y Y Y: N; Y Y Y Y Y: Y |  | S | 0 | N | IPP Non-CHP | 2 |  | N | N | [17 empty] | N
6659 | Foster Wheeler Power Sys Inc | 10342 | Foster Wheeler Martinez | CA | Contra Costa | TG1 | CT | OP | 40 | 35 | 35 |  | 2 | 1987 | NG BLQ BLQ BLQ BLQ: NG; NG WDS WDS WDS WDS: OG; N Y Y Y Y: N; Y Y Y Y Y: Y |  | J |  | Y | IPP CHP | 3 | T | N | N | [17 empty] | N
6659 | Foster Wheeler Power Sys Inc | 10342 | Foster Wheeler Martinez | CA | Contra Costa | TG2 | CT | OP | 40 | 35 | 35 |  | 2 | 1987 | NG BLQ BLQ BLQ BLQ: NG; NG WDS WDS WDS WDS: OG; N Y Y Y Y: N; Y Y Y Y Y: Y |  | J |  | Y | IPP CHP | 3 | T | N | N | [17 empty] | N
6659 | Foster Wheeler Power Sys Inc | 10342 | Foster Wheeler Martinez | CA | Contra Costa | TG3 | CA | OP | 33.5 | 33.5 | 33.5 |  | 2 | 1987 | NG BLQ BLQ BLQ BLQ: NG; NG WDS WDS WDS WDS: OG; N Y Y Y Y: N; Y Y Y Y Y: Y |  | J |  | Y | IPP CHP | 3 | T | N | N | [17 empty] | N
6667 | Ergon Refining Inc | 54918 | Ergon Refining Vicksburg | MS | Warren | TMO1 | GT | OP | 4.8 | 4.4 | 5.2 |  | 3 | 1995 | NG BLQ BLQ BLQ BLQ: NG; N Y Y Y Y: N; Y Y Y Y Y: Y |  | S |  | Y | Industrial CHP | 7 | T |  | N
6675 | Fox Metro Water Reclamation | 50904 | Fox Metro Water Reclamation District | IL | Kendall | RU3 | IC | SB | 1.1 | 1.1 | 1.1 |  | 12 | 1988 | NG BLQ BLQ BLQ BLQ: NG; NG WDS WDS WDS WDS: OBG; N Y Y Y Y: N; Y Y Y Y Y: N | N | S |  | Y | IPP CHP | 3 | T | N | N | [17 empty] | N
6675 | Fox Metro Water Reclamation | 50904 | Fox Metro Water Reclamation District | IL | Kendall | RU4 | IC | SB | 1.1 | 1.1 | 1.1 |  | 12 | 1988 | NG BLQ BLQ BLQ BLQ: NG; NG WDS WDS WDS WDS: OBG; N Y Y Y Y: N; Y Y Y Y Y: N | N | S |  | Y | IPP CHP | 3 | T | N | N | [17 empty] | N
6693 | FPL Energy Marcus Hook LP | 55801 | FPL Energy Marcus Hook LP | PA | Delaware County | CT13 | CT | OP | 188.2 | 171 | 184.4 |  | 12 | 2004 | NG BLQ BLQ BLQ BLQ: NG; NG WDS WDS WDS WDS: OG; N Y Y Y Y: N; Y Y Y Y Y: Y |  | S |  | Y | IPP CHP | 3 | T | N | N | [17 empty] | N
6693 | FPL Energy Marcus Hook LP | 55801 | FPL Energy Marcus Hook LP | PA | Delaware County | CT1A | CT | OP | 188.2 | 162 | 184.4 |  | 12 | 2004 | NG BLQ BLQ BLQ BLQ: NG; NG WDS WDS WDS WDS: OG; N Y Y Y Y: N; Y Y Y Y Y: Y |  | S |  | Y | IPP CHP | 3 | T | N | Y | 9 | 12 | 4 | 2015 | [13 empty] | N
6693 | FPL Energy Marcus Hook LP | 55801 | FPL Energy Marcus Hook LP | PA | Delaware County | CTIB | CT | OP | 188.2 | 160 | 184.4 |  | 12 | 2004 | NG BLQ BLQ BLQ BLQ: NG; NG WDS WDS WDS WDS: OG; N Y Y Y Y: N; Y Y Y Y Y: Y |  | S |  | Y | IPP CHP | 3 | T | N | Y | 9 | 12 | 3 | 2013 | [13 empty] | N
6693 | FPL Energy Marcus Hook LP | 55801 | FPL Energy Marcus Hook LP | PA | Delaware County | STG | CA | OP | 271.5 | 233.5 | 255.2 |  | 12 | 2004 | NG BLQ BLQ BLQ BLQ: NG; NG WDS WDS WDS WDS: OG; N Y Y Y Y: N; Y Y Y Y Y: Y |  | W |  | Y | IPP CHP | 3 | T | Y | N | [17 empty] | N
6710 | Town of Edenton - (NC) | 7429 | Edenton Generators | NC | Chowan | 1 | IC | OP | 1.2 | 1.2 | 1.2 |  | 12 | 1988 | NG BLQ BLQ BLQ BLQ: DFO; N Y Y Y Y: N; Y Y Y Y Y: Y | Y | S |  | N | Electric Utility | 1 |  | N | N | [17 empty] | N
6710 | Town of Edenton - (NC) | 7429 | Edenton Generators | NC | Chowan | 2 | IC | OP | 1.2 | 1.2 | 1.2 |  | 12 | 1988 | NG BLQ BLQ BLQ BLQ: DFO; N Y Y Y Y: N; Y Y Y Y Y: Y | Y | S |  | N | Electric Utility | 1 |  | N | N | [17 empty] | N
6715 | City of Franklin - (VA) | 55953 | Pretlow | VA | Southampton | 1 | IC | OP | 1.6 | 1.6 | 1.6 |  | 4 | 2001 | NG BLQ BLQ BLQ BLQ: DFO; N Y Y Y Y: N; Y Y Y Y Y: N |  | S |  | N | Electric Utility | 1 |  |  | N
6715 | City of Franklin - (VA) | 55953 | Pretlow | VA | Southampton | 2 | IC | OP | 1.6 | 1.6 | 1.6 |  | 4 | 2001 | NG BLQ BLQ BLQ BLQ: DFO; N Y Y Y Y: N; Y Y Y Y Y: N |  | S |  | N | Electric Utility | 1 |  |  | N
6715 | City of Franklin - (VA) | 55954 | Downtown | VA | Southampton | 1 | IC | OP | 1.6 | 1.6 | 1.6 |  | 11 | 1992 | NG BLQ BLQ BLQ BLQ: DFO; N Y Y Y Y: N; Y Y Y Y Y: N |  | S |  | N | Electric Utility | 1 |  |  | N
6715 | City of Franklin - (VA) | 55954 | Downtown | VA | Southampton | 2 | IC | OP | 1.6 | 1.6 | 1.6 |  | 11 | 1992 | NG BLQ BLQ BLQ BLQ: DFO; N Y Y Y Y: N; Y Y Y Y Y: N |  | S |  | N | Electric Utility | 1 |  |  | N
6716 | PUD No 1 of Franklin County | 56017 | Franklin/Grays | WA | Franklin | GT1 | GT | SB | 11.4 | 10.5 | 11.2 |  | 7 | 2002 | NG BLQ BLQ BLQ BLQ: NG; N Y Y Y Y: N; Y Y Y Y Y: Y | Y | S |  | N | Electric Utility | 1 |  | N | N | [17 empty] | N
6716 | PUD No 1 of Franklin County | 56017 | Franklin/Grays | WA | Franklin | GT2 | GT | SB | 11.4 | 10.5 | 11.2 |  | 7 | 2002 | NG BLQ BLQ BLQ BLQ: NG; N Y Y Y Y: N; Y Y Y Y Y: Y | Y | S |  | N | Electric Utility | 1 |  | N | N | [17 empty] | N
6716 | PUD No 1 of Franklin County | 56017 | Franklin/Grays | WA | Franklin | GT3 | GT | SB | 11.4 | 10.5 | 11.2 |  | 7 | 2002 | NG BLQ BLQ BLQ BLQ: NG; N Y Y Y Y: N; Y Y Y Y Y: Y | Y | W |  | N | Electric Utility | 1 |  | N | N | [17 empty] | N
6716 | PUD No 1 of Franklin County | 56017 | Franklin/Grays | WA | Franklin | GT4 | GT | SB | 11.4 | 10.5 | 11.2 |  | 7 | 2002 | NG BLQ BLQ BLQ BLQ: NG; N Y Y Y Y: N; Y Y Y Y Y: Y | Y | W |  | N | Electric Utility | 1 |  | N | N | [17 empty] | N
6723 | City of Franklin - (NE) | 2238 | Franklin | NE | Franklin | 1 | IC | OP | 0.6 | 0.6 | 0.6 |  | 7 | 1963 | NG BLQ BLQ BLQ BLQ: NG; NG WDS WDS WDS WDS: DFO; N Y Y Y Y: Y; Y Y Y Y Y: Y | Y | S |  | N | Electric Utility | 1 |  | N | N
6723 | City of Franklin - (NE) | 2238 | Franklin | NE | Franklin | 2 | IC | OP | 1.3 | 1.3 | 1.3 |  | 10 | 1974 | NG BLQ BLQ BLQ BLQ: NG; NG WDS WDS WDS WDS: DFO; N Y Y Y Y: Y; Y Y Y Y Y: Y | Y | S |  | N | Electric Utility | 1 |  | N | N
6723 | City of Franklin - (NE) | 2238 | Franklin | NE | Franklin | 3 | IC | OP | 1.1 | 1.1 | 1.1 |  | 11 | 1969 | NG BLQ BLQ BLQ BLQ: NG; NG WDS WDS WDS WDS: DFO; N Y Y Y Y: Y; Y Y Y Y Y: Y | Y | S |  | N | Electric Utility | 1 |  | N | N
6723 | City of Franklin - (NE) | 2238 | Franklin | NE | Franklin | 4 | IC | OP | 0.9 | 0.9 | 0.9 |  | 1 | 1955 | NG BLQ BLQ BLQ BLQ: NG; NG WDS WDS WDS WDS: DFO; N Y Y Y Y: Y; Y Y Y Y Y: Y | Y | S |  | N | Electric Utility | 1 |  | N | N
6738 | Franklin Heating Station | 54224 | Franklin Heating Station | MN | Olmsted | DG4 | IC | OP | 2 | 2 | 2 |  | 5 | 2009 | NG BLQ BLQ BLQ BLQ: DFO; N Y Y Y Y: N; Y Y Y Y Y: Y |  | S |  | N | Commercial CHP | 5 |  | N | N | [17 empty] | N
6738 | Franklin Heating Station | 54224 | Franklin Heating Station | MN | Olmsted | DG5 | IC | OP | 2 | 2 | 2 |  | 4 | 2011 | NG BLQ BLQ BLQ BLQ: DFO; N Y Y Y Y: N; Y Y Y Y Y: Y |  | S |  | N | Commercial CHP | 5 |  | N | [18 empty] | N
6738 | Franklin Heating Station | 54224 | Franklin Heating Station | MN | Olmsted | DG6 | IC | SB | 2.4 | 2.3 | 2.4 |  | 1 | 1982 | NG BLQ BLQ BLQ BLQ: NG; NG WDS WDS WDS WDS: DFO; N Y Y Y Y: Y; Y Y Y Y Y: Y | Y | S |  | N | Commercial CHP | 5 |  | N | N | [17 empty] | N
6738 | Franklin Heating Station | 54224 | Franklin Heating Station | MN | Olmsted | DG7 | IC | SB | 2.4 | 2.3 | 2.4 |  | 1 | 1982 | NG BLQ BLQ BLQ BLQ: NG; NG WDS WDS WDS WDS: DFO; N Y Y Y Y: Y; Y Y Y Y Y: Y | Y | S |  | N | Commercial CHP | 5 |  | N | N
6738 | Franklin Heating Station | 54224 | Franklin Heating Station | MN | Olmsted | EG1 | IC | SB | 2 | 2 | 2 |  | 6 | 2001 | NG BLQ BLQ BLQ BLQ: DFO; N Y Y Y Y: N; Y Y Y Y Y: Y | Y | S |  | N | Commercial CHP | 5 |  | N | N | [17 empty] | N
6738 | Franklin Heating Station | 54224 | Franklin Heating Station | MN | Olmsted | EG2 | IC | SB | 2 | 2 | 2 |  | 6 | 2001 | NG BLQ BLQ BLQ BLQ: DFO; N Y Y Y Y: N; Y Y Y Y Y: Y | Y | S |  | N | Commercial CHP | 5 |  | N | N | [17 empty] | N
6738 | Franklin Heating Station | 54224 | Franklin Heating Station | MN | Olmsted | EG3 | IC | SB | 2 | 2 | 2 |  | 6 | 2001 | NG BLQ BLQ BLQ BLQ: DFO; N Y Y Y Y: N; Y Y Y Y Y: Y | Y | S |  | N | Commercial CHP | 5 |  | N | N | [17 empty] | N
6738 | Franklin Heating Station | 54224 | Franklin Heating Station | MN | Olmsted | GEN1 | ST | OP | 2.5 | 2 | 2 |  | 1 | 1951 | NG BLQ BLQ BLQ BLQ: NG; NG WDS WDS WDS WDS: RFO; N Y Y Y Y: Y; Y Y Y Y Y: Y |  | S |  | Y | Commercial CHP | 5 | T | N | N | [17 empty] | N | [6 empty] | NG
6738 | Franklin Heating Station | 54224 | Franklin Heating Station | MN | Olmsted | GEN2 | ST | OP | 2.5 | 2 | 2 |  | 1 | 1951 | NG BLQ BLQ BLQ BLQ: NG; NG WDS WDS WDS WDS: RFO; N Y Y Y Y: Y; Y Y Y Y Y: Y |  | S |  | Y | Commercial CHP | 5 | T | N | N | [17 empty] | N | [6 empty] | NG
6738 | Franklin Heating Station | 54224 | Franklin Heating Station | MN | Olmsted | GEN3 | ST | OP | 6.3 | 6.1 | 6.1 |  | 1 | 1968 | NG BLQ BLQ BLQ BLQ: NG; NG WDS WDS WDS WDS: RFO; N Y Y Y Y: Y; Y Y Y Y Y: Y |  | S |  | Y | Commercial CHP | 5 | T | N | N | [17 empty] | N | [6 empty] | NG
6738 | Franklin Heating Station | 54224 | Franklin Heating Station | MN | Olmsted | GEN6 | ST | OP | 6.5 | 2.8 | 2.8 |  | 1 | 2006 | NG BLQ BLQ BLQ BLQ: PUR; NG WDS WDS WDS WDS: NG; N Y Y Y Y: N; Y Y Y Y Y: Y |  | S |  | Y | Commercial CHP | 5 | T | N | N | [17 empty] | N
6763 | Freestone Power Generation LLC | 55226 | Freestone Energy Center | TX | Freestone | GT1 | CT | OP | 166.7 | 153 | 165 |  | 6 | 2002 | NG BLQ BLQ BLQ BLQ: NG; N Y Y Y Y: N; Y Y Y Y Y: Y |  | J |  | N | IPP Non-CHP | 2 |  | N | N | [17 empty] | N
6763 | Freestone Power Generation LLC | 55226 | Freestone Energy Center | TX | Freestone | GT2 | CT | OP | 166.7 | 153 | 165 |  | 6 | 2002 | NG BLQ BLQ BLQ BLQ: NG; N Y Y Y Y: N; Y Y Y Y Y: Y |  | J |  | N | IPP Non-CHP | 2 |  | N | N | [17 empty] | N
6763 | Freestone Power Generation LLC | 55226 | Freestone Energy Center | TX | Freestone | GT3 | CT | OP | 166.7 | 149 | 165 |  | 7 | 2002 | NG BLQ BLQ BLQ BLQ: NG; N Y Y Y Y: N; Y Y Y Y Y: Y |  | J |  | N | IPP Non-CHP | 2 |  | N | N | [17 empty] | N
6763 | Freestone Power Generation LLC | 55226 | Freestone Energy Center | TX | Freestone | GT4 | CT | OP | 166.7 | 149 | 165 |  | 7 | 2002 | NG BLQ BLQ BLQ BLQ: NG; N Y Y Y Y: N; Y Y Y Y Y: Y |  | J |  | N | IPP Non-CHP | 2 |  | N | N | [17 empty] | N
6763 | Freestone Power Generation LLC | 55226 | Freestone Energy Center | TX | Freestone | ST3 | CA | OP | 184.6 | 177 | 184.6 |  | 6 | 2002 | NG BLQ BLQ BLQ BLQ: NG; N Y Y Y Y: N; Y Y Y Y Y: Y |  | J |  | N | IPP Non-CHP | 2 |  | N | N | [17 empty] | N
6763 | Freestone Power Generation LLC | 55226 | Freestone Energy Center | TX | Freestone | ST6 | CA | OP | 184.6 | 172 | 184.6 |  | 7 | 2002 | NG BLQ BLQ BLQ BLQ: NG; N Y Y Y Y: N; Y Y Y Y Y: Y |  | J |  | N | IPP Non-CHP | 2 |  | N | N | [17 empty] | N
6764 | Village of Freeburg - (IL) | 943 | Freeburg | IL | St. Clair | 1 | IC | SB | 0.4 | 0.4 | 0.4 |  | 99 | 1948 | NG BLQ BLQ BLQ BLQ: DFO; NG WDS WDS WDS WDS: NG; N Y Y Y Y: Y; Y Y Y Y Y: N | Y | S |  | N | Electric Utility | 1 |  |  | N | [17 empty] | N
6764 | Village of Freeburg - (IL) | 943 | Freeburg | IL | St. Clair | 10 | IC | SB | 1.8 | 1.8 | 1.8 |  | 9 | 2007 | NG BLQ BLQ BLQ BLQ: DFO; N Y Y Y Y: N; Y Y Y Y Y: N | Y | S |  | N | Electric Utility | 1 |  |  | N | [17 empty] | N
6764 | Village of Freeburg - (IL) | 943 | Freeburg | IL | St. Clair | 11 | IC | SB | 1.8 | 1.8 | 1.8 |  | 9 | 2007 | NG BLQ BLQ BLQ BLQ: DFO; N Y Y Y Y: N; Y Y Y Y Y: N | Y | S |  | N | Electric Utility | 1 |  |  | N | [17 empty] | N
6764 | Village of Freeburg - (IL) | 943 | Freeburg | IL | St. Clair | 12 | IC | SB | 1.8 | 1.8 | 1.8 |  | 9 | 2007 | NG BLQ BLQ BLQ BLQ: DFO; N Y Y Y Y: N; Y Y Y Y Y: N | Y | S |  | N | Electric Utility | 1 |  |  | N | [17 empty] | N
6764 | Village of Freeburg - (IL) | 943 | Freeburg | IL | St. Clair | 2 | IC | SB | 0.4 | 0.4 | 0.4 |  | 99 | 1948 | NG BLQ BLQ BLQ BLQ: DFO; NG WDS WDS WDS WDS: NG; N Y Y Y Y: Y; Y Y Y Y Y: N | Y | S |  | N | Electric Utility | 1 |  |  | N | [17 empty] | N
6764 | Village of Freeburg - (IL) | 943 | Freeburg | IL | St. Clair | 3 | IC | SB | 0.6 | 0.6 | 0.6 |  | 99 | 1953 | NG BLQ BLQ BLQ BLQ: DFO; N Y Y Y Y: N; Y Y Y Y Y: N | Y | S |  | N | Electric Utility | 1 |  |  | N | [17 empty] | N
6764 | Village of Freeburg - (IL) | 943 | Freeburg | IL | St. Clair | 4 | IC | SB | 1 | 1 | 1 |  | 99 | 1959 | NG BLQ BLQ BLQ BLQ: DFO; N Y Y Y Y: N; Y Y Y Y Y: N | Y | S |  | N | Electric Utility | 1 |  |  | N | [17 empty] | N
6764 | Village of Freeburg - (IL) | 943 | Freeburg | IL | St. Clair | 6 | IC | SB | 1.8 | 1.8 | 1.8 |  | 99 | 1974 | NG BLQ BLQ BLQ BLQ: DFO; NG WDS WDS WDS WDS: NG; N Y Y Y Y: Y; Y Y Y Y Y: N | Y | S |  | N | Electric Utility | 1 |  |  | N | [17 empty] | N
6764 | Village of Freeburg - (IL) | 943 | Freeburg | IL | St. Clair | 7 | IC | SB | 2.6 | 2.6 | 2.6 |  | 7 | 1986 | NG BLQ BLQ BLQ BLQ: DFO; N Y Y Y Y: N; Y Y Y Y Y: N | Y | S |  | N | Electric Utility | 1 |  |  | N | [17 empty] | N
6764 | Village of Freeburg - (IL) | 943 | Freeburg | IL | St. Clair | 8 | IC | SB | 1.7 | 1.8 | 1.8 |  | 1 | 1996 | NG BLQ BLQ BLQ BLQ: DFO; N Y Y Y Y: N; Y Y Y Y Y: N | Y | S |  | N | Electric Utility | 1 |  |  | N | [17 empty] | N
6764 | Village of Freeburg - (IL) | 943 | Freeburg | IL | St. Clair | 9 | IC | SB | 1.8 | 1.8 | 1.8 |  | 1 | 1996 | NG BLQ BLQ BLQ BLQ: DFO; N Y Y Y Y: N; Y Y Y Y Y: N | Y | S |  | N | Electric Utility | 1 |  |  | N | [17 empty] | N
6775 | Village of Freeport | 2678 | Plant No 1 | NY | Nassau | 1 | IC | OP | 2.1 | 1.5 | 1.5 |  | 1 | 1941 | NG BLQ BLQ BLQ BLQ: DFO; N Y Y Y Y: N; Y Y Y Y Y: N |  | S |  | N | Electric Utility | 1 |  | N | N
6775 | Village of Freeport | 2678 | Plant No 1 | NY | Nassau | 2 | IC | OP | 2.9 | 2.2 | 2.2 |  | 1 | 1949 | NG BLQ BLQ BLQ BLQ: DFO; N Y Y Y Y: N; Y Y Y Y Y: N |  | S |  | N | Electric Utility | 1 |  | N | N
6775 | Village of Freeport | 2678 | Plant No 1 | NY | Nassau | 3 | IC | OP | 3.1 | 2 | 2 |  | 1 | 1954 | NG BLQ BLQ BLQ BLQ: DFO; N Y Y Y Y: N; Y Y Y Y Y: N |  | S |  | N | Electric Utility | 1 |  | N | N
6775 | Village of Freeport | 2678 | Plant No 1 | NY | Nassau | 4 | IC | OP | 5.1 | 4.5 | 4.5 |  | 10 | 1964 | NG BLQ BLQ BLQ BLQ: DFO; N Y Y Y Y: N; Y Y Y Y Y: N |  | S |  | N | Electric Utility | 1 |  | N | N
6775 | Village of Freeport | 2679 | Plant No 2 | NY | Nassau | 3 | GT | OP | 18.1 | 16.8 | 18 |  | 5 | 1973 | NG BLQ BLQ BLQ BLQ: DFO; N Y Y Y Y: N; Y Y Y Y Y: N |  | S |  | N | Electric Utility | 1 |  | N | N
6775 | Village of Freeport | 2679 | Plant No 2 | NY | Nassau | CT5 | GT | OP | 60.5 | 49 | 49 |  | 4 | 2004 | NG BLQ BLQ BLQ BLQ: NG; NG WDS WDS WDS WDS: KER; N Y Y Y Y: Y; Y Y Y Y Y: Y |  | S |  | N | Electric Utility | 1 |  | N | N | [17 empty] | N
6779 | City of Fremont - (NE) | 2240 | Lon Wright | NE | Dodge | 5OT | GT | OP | 40 | 40 | 40 |  | 11 | 2003 | NG BLQ BLQ BLQ BLQ: NG; NG WDS WDS WDS WDS: DFO; N Y Y Y Y: Y; Y Y Y Y Y: Y |  | S |  | N | Electric Utility | 1 |  | N | N | [17 empty] | N
6779 | City of Fremont - (NE) | 2240 | Lon Wright | NE | Dodge | 6 | ST | OP | 16.5 | 15 | 15 |  | 8 | 1957 | SUB | NG | PG |  |  |  | Y | Y |  | S |  | N | Electric Utility | 1 |  | N | N | [17 empty] | N | Y | [5 empty] | NG
6779 | City of Fremont - (NE) | 2240 | Lon Wright | NE | Dodge | 7 | ST | OP | 22 | 20 | 20 |  | 8 | 1963 | SUB | NG | PG |  |  |  | Y | Y |  | S |  | N | Electric Utility | 1 |  | N | N | [17 empty] | N | Y | [5 empty] | NG
6779 | City of Fremont - (NE) | 2240 | Lon Wright | NE | Dodge | 8 | ST | OP | 91.5 | 85 | 85 |  | 1 | 1977 | SUB | NG | PG |  |  |  | Y | Y |  | S |  | N | Electric Utility | 1 |  | N | N | [17 empty] | N | Y | [5 empty] | NG
6789 | French Paper Co | 10656 | French Paper Hydro | MI | Berrien | 1 | HY | OP | 0.3 | 0.3 | 0.3 |  | 1 | 1922 | NG BLQ BLQ BLQ BLQ: WAT; N Y Y Y Y: N; Y Y Y Y Y: Y |  | S | 0 | N | Industrial Non-CHP | 6 |  | N | N | [17 empty] | N
6789 | French Paper Co | 10656 | French Paper Hydro | MI | Berrien | 2 | HY | OP | 0.4 | 0.4 | 0.4 |  | 1 | 1927 | NG BLQ BLQ BLQ BLQ: WAT; N Y Y Y Y: N; Y Y Y Y Y: Y |  | S | 0 | N | Industrial Non-CHP | 6 |  | N | N | [17 empty] | N
6789 | French Paper Co | 10656 | French Paper Hydro | MI | Berrien | 3 | HY | OP | 0.4 | 0.3 | 0.3 |  | 1 | 1930 | NG BLQ BLQ BLQ BLQ: WAT; N Y Y Y Y: N; Y Y Y Y Y: Y |  | S | 0 | N | Industrial Non-CHP | 6 |  | N | N | [17 empty] | N
6789 | French Paper Co | 10656 | French Paper Hydro | MI | Berrien | 4 | HY | OP | 0.2 | 0.2 | 0.2 |  | 1 | 1921 | NG BLQ BLQ BLQ BLQ: WAT; N Y Y Y Y: N; Y Y Y Y Y: Y |  | S | 0 | N | Industrial Non-CHP | 6 |  | N | N | [17 empty] | N
6830 | Fulcrum Inc | 10735 | Barber Dam | ID | Ada | GEN1 | HY | OP | 4.1 | 4 | 4 |  | 8 | 1990 | NG BLQ BLQ BLQ BLQ: WAT; N Y Y Y Y: N; Y Y Y Y Y: Y | Y | S | 0 | N | IPP Non-CHP | 2 |  | N | N
6831 | Ft Worth City of | 54520 | Village Creek Wastewater Treatment Plant | TX | Tarrant | SD2 | IC | SB | 0.9 | 0.9 | 0.9 |  | 4 | 1994 | [8 empty] | N | S |  | N | Commercial Non-CHP | 4 |  | N | N | [17 empty] | N | bar: NG BLQ BLQ BLQ BLQ; N Y Y Y Y to Y Y Y Y Y
6831 | Ft Worth City of | 54520 | Village Creek Wastewater Treatment Plant | TX | Tarrant | SDI | IC | SB | 0.9 | 0.9 | 0.9 |  | 4 | 1994 | [8 empty] | N | S |  | N | Commercial Non-CHP | 4 |  | N | N | [17 empty] | N | bar: NG BLQ BLQ BLQ BLQ; N Y Y Y Y to Y Y Y Y Y
6831 | Ft Worth City of | 54520 | Village Creek Wastewater Treatment Plant | TX | Tarrant | TG1 | GT | OP | 5.3 | 4.2 | 5.3 |  | 6 | 2001 | OBG | LFG | NG |  |  |  | Y | Y |  | S |  | N | Commercial Non-CHP | 4 |  | N | N | [17 empty] | N
6831 | Ft Worth City of | 54520 | Village Creek Wastewater Treatment Plant | TX | Tarrant | TG2 | GT | OP | 5.3 | 4.2 | 5.3 |  | 9 | 2001 | OBG | LFG | NG |  |  |  | Y | Y |  | S |  | N | Commercial Non-CHP | 4 |  | N | N | [17 empty] | N
6832 | Entergy RISE | 55107 | Entergy Rhode Island State Energy LP | RI | Providence | CTG1 | CT | OP | 196 | 160 | 185 |  | 10 | 2002 | NG BLQ BLQ BLQ BLQ: NG; N Y Y Y Y: N; Y Y Y Y Y: Y |  | S |  | N | IPP Non-CHP | 2 |  | N | N
6832 | Entergy RISE | 55107 | Entergy Rhode Island State Energy LP | RI | Providence | CTG2 | CT | OP | 196 | 160 | 185 |  | 10 | 2002 | NG BLQ BLQ BLQ BLQ: NG; N Y Y Y Y: N; Y Y Y Y Y: Y |  | S |  | N | IPP Non-CHP | 2 |  | N | N
6832 | Entergy RISE | 55107 | Entergy Rhode Island State Energy LP | RI | Providence | STG1 | CA | OP | 204 | 208 | 218 |  | 10 | 2002 | NG BLQ BLQ BLQ BLQ: NG; N Y Y Y Y: N; Y Y Y Y Y: Y |  | S |  | N | IPP Non-CHP | 2 |  | Y | N
6833 | Cherokee County Cogen Partners LLC | 55043 | Cherokee County Cogen | SC | Cherokee | GT1 | CT | OP | 60 | 51 | 66 |  | 3 | 1998 | NG BLQ BLQ BLQ BLQ: NG; N Y Y Y Y: N; Y Y Y Y Y: Y |  | W |  | Y | IPP CHP | 3 | T | N | N | [17 empty] | N
6833 | Cherokee County Cogen Partners LLC | 55043 | Cherokee County Cogen | SC | Cherokee | ST1 | CA | OP | 41.2 | 35 | 35 |  | 3 | 1998 | NG BLQ BLQ BLQ BLQ: NG; N Y Y Y Y: N; Y Y Y Y Y: Y |  | W |  | Y | IPP CHP | 3 | T | N | N | [17 empty] | N
6838 | CCI Rensselaer LLC | 54034 | Rensselaer Cogen | NY | RENSSELAER | GEN1 | CT | OP | 57.9 | 47 | 55.8 | G701 | 4 | 1994 | NG BLQ BLQ BLQ BLQ: NG; NG WDS WDS WDS WDS: DFO; N Y Y Y Y: Y; Y Y Y Y Y: Y |  | S |  | N | IPP Non-CHP | 2 |  | N | N | [17 empty] | N
6838 | CCI Rensselaer LLC | 54034 | Rensselaer Cogen | NY | RENSSELAER | GEN2 | CA | OP | 39 | 33.4 | 27.5 | G701 | 4 | 1994 | NG BLQ BLQ BLQ BLQ: NG; NG WDS WDS WDS WDS: DFO; N Y Y Y Y: Y; Y Y Y Y Y: Y |  | S |  | N | IPP Non-CHP | 2 |  | Y | N | [17 empty] | N
6839 | City of Fulton - (MO) | 2126 | Fulton | MO | Callaway | GT4 | GT | OP | 21.2 | 15 | 19.6 |  | 8 | 1972 | NG BLQ BLQ BLQ BLQ: NG; NG WDS WDS WDS WDS: DFO; N Y Y Y Y: Y; Y Y Y Y Y: Y | Y | S |  | N | Electric Utility | 1 |  | N | N
6839 | City of Fulton - (MO) | 2126 | Fulton | MO | Callaway | IC1 | IC | OP | 5 | 4.1 | 4.5 |  | 9 | 1966 | NG BLQ BLQ BLQ BLQ: DFO; NG WDS WDS WDS WDS: NG; N Y Y Y Y: Y; Y Y Y Y Y: Y | Y | S |  | N | Electric Utility | 1 |  | N | N | [17 empty] | N
6839 | City of Fulton - (MO) | 2126 | Fulton | MO | Callaway | IC2 | IC | OP | 5 | 4.1 | 4.5 |  | 10 | 1966 | NG BLQ BLQ BLQ BLQ: DFO; NG WDS WDS WDS WDS: NG; N Y Y Y Y: Y; Y Y Y Y Y: Y | Y | S |  | N | Electric Utility | 1 |  | N | N | [17 empty] | N
6839 | City of Fulton - (MO) | 2126 | Fulton | MO | Callaway | IC3 | IC | OP | 7 | 6.2 | 6.8 |  | 5 | 1975 | NG BLQ BLQ BLQ BLQ: DFO; NG WDS WDS WDS WDS: NG; N Y Y Y Y: Y; Y Y Y Y Y: Y | Y | S |  | N | Electric Utility | 1 |  | N | N | [17 empty] | N
6844 | FPLE Forney LP | 55480 | Forney Energy Center | TX | Kaufman | ST1 | CA | OP | 416 | 415 | 417 |  | 4 | 2003 | NG BLQ BLQ BLQ BLQ: NG; N Y Y Y Y: N; Y Y Y Y Y: Y | Y | S |  | N | IPP Non-CHP | 2 |  | Y | N | [17 empty] | N
6844 | FPLE Forney LP | 55480 | Forney Energy Center | TX | Kaufman | ST2 | CA | OP | 416 | 415 | 417 |  | 7 | 2003 | NG BLQ BLQ BLQ BLQ: NG; N Y Y Y Y: N; Y Y Y Y Y: Y | Y | S |  | N | IPP Non-CHP | 2 |  | Y | N | [17 empty] | N
6844 | FPLE Forney LP | 55480 | Forney Energy Center | TX | Kaufman | U1 | CT | OP | 169.8 | 155 | 174.3 |  | 2 | 2003 | NG BLQ BLQ BLQ BLQ: NG; N Y Y Y Y: N; Y Y Y Y Y: Y | Y | S |  | N | IPP Non-CHP | 2 |  | N | N | [17 empty] | N
6844 | FPLE Forney LP | 55480 | Forney Energy Center | TX | Kaufman | U2 | CT | OP | 169.8 | 155 | 174.3 |  | 2 | 2003 | NG BLQ BLQ BLQ BLQ: NG; N Y Y Y Y: N; Y Y Y Y Y: Y | Y | S |  | N | IPP Non-CHP | 2 |  | N | N | [17 empty] | N
6844 | FPLE Forney LP | 55480 | Forney Energy Center | TX | Kaufman | U3 | CT | OP | 169.8 | 155 | 174.3 |  | 2 | 2003 | NG BLQ BLQ BLQ BLQ: NG; N Y Y Y Y: N; Y Y Y Y Y: Y | Y | S |  | N | IPP Non-CHP | 2 |  | N | N | [17 empty] | N
6844 | FPLE Forney LP | 55480 | Forney Energy Center | TX | Kaufman | U4 | CT | OP | 169.8 | 155 | 174.3 |  | 5 | 2003 | NG BLQ BLQ BLQ BLQ: NG; N Y Y Y Y: N; Y Y Y Y Y: Y | Y | S |  | N | IPP Non-CHP | 2 |  | N | N | [17 empty] | N
6844 | FPLE Forney LP | 55480 | Forney Energy Center | TX | Kaufman | U5 | CT | OP | 169.8 | 155 | 174.3 |  | 5 | 2003 | NG BLQ BLQ BLQ BLQ: NG; N Y Y Y Y: N; Y Y Y Y Y: Y |  | S |  | N | IPP Non-CHP | 2 |  | N | N
6844 | FPLE Forney LP | 55480 | Forney Energy Center | TX | Kaufman | U6 | CT | OP | 169.8 | 155 | 174.3 |  | 5 | 2003 | NG BLQ BLQ BLQ BLQ: NG; N Y Y Y Y: N; Y Y Y Y Y: Y |  | S |  | N | IPP Non-CHP | 2 |  | N | N
6850 | FPL Energy Hancock County Wind, LLC | 56010 | Hancock County Wind Energy Center | IA | Hancock | V-47 | WT | OP | 98 | 98 | 98 |  | 12 | 2002 | NG BLQ BLQ BLQ BLQ: WND; N Y Y Y Y: N; Y Y Y Y Y: Y |  | S | 148 | N | IPP Non-CHP | 2 |  | N | N
6854 | NextEra Energy Seabrook LLC | 6115 | Seabrook | NH | Rockingham | 1 | ST | OP | 1242 | 1246.2 | 1246.7 |  | 8 | 1990 | NG BLQ BLQ BLQ BLQ: NUC; N Y Y Y Y: N; Y Y Y Y Y: Y |  | J |  | N | IPP Non-CHP | 2 |  | N | N | [17 empty] | N
6862 | FPL Energy Pennsylvania Wind LLC | 55370 | Green Mountain Wind Farm | PA | Somerset | N60 | WT | OP | 10.4 | 10.4 | 10.4 |  | 5 | 2000 | NG BLQ BLQ BLQ BLQ: WND; N Y Y Y Y: N; Y Y Y Y Y: Y |  | S | 8 | N | IPP Non-CHP | 2 |  | N | N
6865 | FPL Energy Meyersdale Windpower LLC | 56052 | Meyersdale Windpower | PA | Somerset | GE15 | WT | OP | 30 | 30 | 30 |  | 12 | 2003 | NG BLQ BLQ BLQ BLQ: WND; N Y Y Y Y: N; Y Y Y Y Y: Y |  | S | 20 | N | IPP Non-CHP | 2 |  | N | N
6870 | FPL Energy LLC | 55986 | Mountaineer Wind Energy Center | WV | Tucker | WT1 | WT | OP | 66 | 66 | 66 |  | 12 | 2002 | NG BLQ BLQ BLQ BLQ: WND; N Y Y Y Y: N; Y Y Y Y Y: Y |  | S | 53 | N | IPP Non-CHP | 2 |  | N | N
6883 | Evanston Board of Education | 54788 | Evanston Township High School | IL | Cook | GEN1 | IC | SB | 0.8 | 0.8 | 0.8 |  | 12 | 1992 | [8 empty] | Y | S |  | N | Commercial Non-CHP | 4 |  | N | N | bar: NG BLQ BLQ BLQ BLQ; N Y Y Y Y to Y Y Y Y Y
6883 | Evanston Board of Education | 54788 | Evanston Township High School | IL | Cook | GEN2 | IC | SB | 0.8 | 0.8 | 0.8 |  | 12 | 1992 | [8 empty] | Y | S |  | N | Commercial Non-CHP | 4 |  | N | N | bar: NG BLQ BLQ BLQ BLQ; N Y Y Y Y to Y Y Y Y Y
6883 | Evanston Board of Education | 54788 | Evanston Township High School | IL | Cook | GEN3 | IC | SB | 0.8 | 0.8 | 0.8 |  | 12 | 1992 | [8 empty] | Y | S |  | N | Commercial Non-CHP | 4 |  | N | N | bar: NG BLQ BLQ BLQ BLQ; N Y Y Y Y to Y Y Y Y Y
6889 | GAMET | 54906 | Georgia Pacific Center | GA | Fulton | 01 | IC | SB | 0.7 | 0.7 | 0.7 |  | 4 | 1982 | NG BLQ BLQ BLQ BLQ: DFO; N Y Y Y Y: N; Y Y Y Y Y: N | N | S |  | N | Commercial Non-CHP | 4 |  | N | N | [17 empty] | N
6889 | GAMET | 54906 | Georgia Pacific Center | GA | Fulton | 02 | IC | SB | 0.7 | 0.7 | 0.7 |  | 4 | 1982 | NG BLQ BLQ BLQ BLQ: DFO; N Y Y Y Y: N; Y Y Y Y Y: N | N | S |  | N | Commercial Non-CHP | 4 |  | N | N | [17 empty] | N
6909 | Gainesville Regional Utilities | 663 | Deerhaven Generating Station | FL | Alachua | 1 | ST | OP | 75 | 75 | 75 |  | 8 | 1972 | NG BLQ BLQ BLQ BLQ: NG; NG WDS WDS WDS WDS: RFO; N Y Y Y Y: Y; Y Y Y Y Y: Y |  | S |  | N | Electric Utility | 1 |  | N | Y | [15 empty] | 8 | 2022 | N
6909 | Gainesville Regional Utilities | 663 | Deerhaven Generating Station | FL | Alachua | 2 | ST | OP | 250.7 | 232 | 232 |  | 10 | 1981 | NG BLQ BLQ BLQ BLQ: BIT; NG WDS WDS WDS WDS: NG; N Y Y Y Y: N; Y Y Y Y Y: Y |  | S |  | N | Electric Utility | 1 |  | N | [18 empty] | N | Y |  | Y |  |  |  | NG
6909 | Gainesville Regional Utilities | 663 | Deerhaven Generating Station | FL | Alachua | GT1 | GT | OP | 24.6 | 17.5 | 20 |  | 7 | 1976 | NG BLQ BLQ BLQ BLQ: NG; NG WDS WDS WDS WDS: DFO; N Y Y Y Y: Y; Y Y Y Y Y: Y |  | S |  | N | Electric Utility | 1 |  | N | N | [17 empty] | N
6909 | Gainesville Regional Utilities | 663 | Deerhaven Generating Station | FL | Alachua | GT2 | GT | OP | 24.6 | 17.5 | 20 |  | 8 | 1976 | NG BLQ BLQ BLQ BLQ: NG; NG WDS WDS WDS WDS: DFO; N Y Y Y Y: Y; Y Y Y Y Y: Y |  | S |  | N | Electric Utility | 1 |  | N | N | [17 empty] | N
6909 | Gainesville Regional Utilities | 663 | Deerhaven Generating Station | FL | Alachua | GT3 | GT | OP | 96.1 | 75 | 81 |  | 1 | 1996 | NG BLQ BLQ BLQ BLQ: NG; NG WDS WDS WDS WDS: DFO; N Y Y Y Y: Y; Y Y Y Y Y: Y |  | S |  | N | Electric Utility | 1 |  | N | N | [17 empty] | N
6909 | Gainesville Regional Utilities | 664 | John R Kelly | FL | Alachua | 7 | ST | SB | 25 | 23.2 | 23.2 |  | 8 | 1961 | NG BLQ BLQ BLQ BLQ: NG; NG WDS WDS WDS WDS: RFO; N Y Y Y Y: Y; Y Y Y Y Y: Y | Y | S |  | N | Electric Utility | 1 |  | N | Y | [15 empty] | 10 | 2015 | N
6909 | Gainesville Regional Utilities | 664 | John R Kelly | FL | Alachua | 8 | CA | OP | 50 | 37 | 37 | G681 | 4 | 1965 | NG BLQ BLQ BLQ BLQ: NG; NG WDS WDS WDS WDS: DFO; N Y Y Y Y: Y; Y Y Y Y Y: Y |  | S |  | N | Electric Utility | 1 |  | N | N | [17 empty] | N
6909 | Gainesville Regional Utilities | 664 | John R Kelly | FL | Alachua | CT04 | CT | OP | 96.1 | 75 | 81 | G681 | 5 | 2001 | NG BLQ BLQ BLQ BLQ: NG; NG WDS WDS WDS WDS: DFO; N Y Y Y Y: Y; Y Y Y Y Y: Y |  | S |  | N | Electric Utility | 1 |  | N | N | [17 empty] | N
6909 | Gainesville Regional Utilities | 664 | John R Kelly | FL | Alachua | GT1 | GT | SB | 16.3 | 14 | 15 |  | 2 | 1968 | NG BLQ BLQ BLQ BLQ: NG; NG WDS WDS WDS WDS: DFO; N Y Y Y Y: Y; Y Y Y Y Y: Y | Y | S |  | N | Electric Utility | 1 |  | N | Y | [15 empty] | 2 | 2018
6909 | Gainesville Regional Utilities | 664 | John R Kelly | FL | Alachua | GT2 | GT | SB | 16.3 | 14 | 15 |  | 9 | 1968 | NG BLQ BLQ BLQ BLQ: NG; NG WDS WDS WDS WDS: DFO; N Y Y Y Y: Y; Y Y Y Y Y: Y | Y | S |  | N | Electric Utility | 1 |  | N | Y | [15 empty] | 9 | 2018
6909 | Gainesville Regional Utilities | 664 | John R Kelly | FL | Alachua | GT3 | GT | SB | 16.3 | 14 | 15 |  | 5 | 1969 | NG BLQ BLQ BLQ BLQ: NG; NG WDS WDS WDS WDS: DFO; N Y Y Y Y: Y; Y Y Y Y Y: Y | Y | S |  | N | Electric Utility | 1 |  | N | Y | [15 empty] | 5 | 2019
6909 | Gainesville Regional Utilities | 56518 | South Energy Center | FL | Alachua | GT1 | GT | OP | 4.1 | 4.1 | 4.1 |  | 5 | 2009 | [9 empty] | S |  | Y | Electric Utility | 1 | T |  | N | [17 empty] | N | bar: NG BLQ BLQ BLQ BLQ; N Y Y Y Y to Y Y Y Y Y
6915 | Galena Electric Utility | 7437 | Galena Electric Utility | AK | Yukon-Koyukuk | 1A | IC | OP | 0.8 | 0.8 | 0.8 |  | 6 | 1999 | NG BLQ BLQ BLQ BLQ: DFO; N Y Y Y Y: N; Y Y Y Y Y: Y |  | S |  | Y | Electric Utility | 1 | T | N | N | [17 empty] | N
6915 | Galena Electric Utility | 7437 | Galena Electric Utility | AK | Yukon-Koyukuk | 2 | IC | SB | 0.8 | 0.7 | 0.7 |  | 1 | 1990 | NG BLQ BLQ BLQ BLQ: DFO; N Y Y Y Y: N; Y Y Y Y Y: Y | Y | S |  | Y | Electric Utility | 1 | T | N | N | [17 empty] | N
6915 | Galena Electric Utility | 7437 | Galena Electric Utility | AK | Yukon-Koyukuk | 3A | IC | OP | 0.8 | 0.8 | 0.8 |  | 6 | 2009 | NG BLQ BLQ BLQ BLQ: DFO; N Y Y Y Y: N; Y Y Y Y Y: Y |  | S |  | Y | Electric Utility | 1 | T |  | N | [17 empty] | N
6915 | Galena Electric Utility | 7437 | Galena Electric Utility | AK | Yukon-Koyukuk | 4A | IC | OP | 1 | 1 | 1 |  | 5 | 2004 | NG BLQ BLQ BLQ BLQ: DFO; N Y Y Y Y: N; Y Y Y Y Y: Y |  | S |  | Y | Electric Utility | 1 | T |  | N | [17 empty] | N
6915 | Galena Electric Utility | 7437 | Galena Electric Utility | AK | Yukon-Koyukuk | 5A | IC | OP | 0.8 | 0.8 | 0.8 |  | 6 | 2009 | NG BLQ BLQ BLQ BLQ: DFO; N Y Y Y Y: N; Y Y Y Y Y: Y |  | S |  | Y | Electric Utility | 1 | T |  | N
6924 | City of Gallatin - (MO) | 2127 | Gallatin | MO | Daviess | 2A | IC | OP | 1.1 | 1 | 1 |  | 4 | 1993 | NG BLQ BLQ BLQ BLQ: DFO; N Y Y Y Y: N; Y Y Y Y Y: Y |  | S |  | N | Electric Utility | 1 |  | N | N
6924 | City of Gallatin - (MO) | 2127 | Gallatin | MO | Daviess | 3A | IC | OP | 1.1 | 1 | 1 |  | 4 | 1993 | NG BLQ BLQ BLQ BLQ: DFO; N Y Y Y Y: N; Y Y Y Y Y: Y |  | S |  | N | Electric Utility | 1 |  | N | N
6924 | City of Gallatin - (MO) | 2127 | Gallatin | MO | Daviess | IC4 | IC | OP | 2.5 | 2.5 | 2.5 |  | 9 | 1983 | NG BLQ BLQ BLQ BLQ: DFO; N Y Y Y Y: N; Y Y Y Y Y: Y |  | S |  | N | Electric Utility | 1 |  | N | N
6924 | City of Gallatin - (MO) | 2127 | Gallatin | MO | Daviess | IC6 | IC | OP | 2.5 | 2.5 | 2.5 |  | 12 | 1977 | NG BLQ BLQ BLQ BLQ: DFO; N Y Y Y Y: N; Y Y Y Y Y: Y |  | S |  | N | Electric Utility | 1 |  | N | N
6949 | City of Gardner - (KS) | 7281 | Gardner Energy Center | KS | Johnson | CT1 | GT | OP | 19.6 | 13.5 | 14 |  | 6 | 1990 | NG BLQ BLQ BLQ BLQ: NG; NG WDS WDS WDS WDS: DFO; N Y Y Y Y: Y; Y Y Y Y Y: Y | Y | S |  | N | Electric Utility | 1 |  | N | N | [17 empty] | N
6949 | City of Gardner - (KS) | 7281 | Gardner Energy Center | KS | Johnson | CT2 | GT | OP | 19.6 | 13.5 | 14 |  | 5 | 1990 | NG BLQ BLQ BLQ BLQ: NG; NG WDS WDS WDS WDS: DFO; N Y Y Y Y: Y; Y Y Y Y Y: Y | Y | S |  | N | Electric Utility | 1 |  | N | N | [17 empty] | N
6957 | Garkane Energy Coop, Inc | 3699 | Boulder | UT | Garfield | 1 | HY | OP | 1.4 | 1.4 | 1.4 |  | 8 | 1958 | NG BLQ BLQ BLQ BLQ: WAT; N Y Y Y Y: N; Y Y Y Y Y: Y |  | S |  | N | Electric Utility | 1 |  | N | N | [17 empty] | N
6957 | Garkane Energy Coop, Inc | 3699 | Boulder | UT | Garfield | 2 | HY | OP | 1.4 | 1.4 | 1.4 |  | 8 | 1958 | NG BLQ BLQ BLQ BLQ: WAT; N Y Y Y Y: N; Y Y Y Y Y: Y |  | S |  | N | Electric Utility | 1 |  | N | N | [17 empty] | N
6957 | Garkane Energy Coop, Inc | 3699 | Boulder | UT | Garfield | 3 | HY | OP | 1.4 | 1.4 | 1.4 |  | 9 | 1961 | NG BLQ BLQ BLQ BLQ: WAT; N Y Y Y Y: N; Y Y Y Y Y: Y |  | S |  | N | Electric Utility | 1 |  | N | N | [17 empty] | N
6957 | Garkane Energy Coop, Inc | 56899 | IRC Generator Facility | AZ | COCONINO | 290 | IC | SB | 1.5 | 1.5 | 1.5 |  | 12 | 1986 | NG BLQ BLQ BLQ BLQ: DFO; N Y Y Y Y: N; Y Y Y Y Y: Y | Y | S |  | N | Electric Utility | 1 |  |  | N | [17 empty] | N
6957 | Garkane Energy Coop, Inc | 56899 | IRC Generator Facility | AZ | COCONINO | 291 | IC | SB | 1.5 | 1.5 | 1.5 |  | 12 | 1986 | NG BLQ BLQ BLQ BLQ: DFO; N Y Y Y Y: N; Y Y Y Y Y: Y | Y | S |  | N | Electric Utility | 1 |  |  | N | [17 empty] | N
6958 | City of Garland - (TX) | 794 | Lewisville | TX | DENTON | 1 | HY | OP | 2.8 | 2 | 2 |  | 1 | 1992 | NG BLQ BLQ BLQ BLQ: WAT; N Y Y Y Y: N; Y Y Y Y Y: Y |  | S |  | N | Electric Utility | 1 |  | N | N
6958 | City of Garland - (TX) | 3576 | Ray Olinger | TX | Collin | 1 | ST | OP | 75 | 75 | 75 |  | 7 | 1967 | NG BLQ BLQ BLQ BLQ: NG; N Y Y Y Y: N; Y Y Y Y Y: Y |  | S |  | N | Electric Utility | 1 |  | N | N
6958 | City of Garland - (TX) | 3576 | Ray Olinger | TX | Collin | 2 | ST | OP | 113.4 | 107 | 107 |  | 1 | 1971 | NG BLQ BLQ BLQ BLQ: NG; N Y Y Y Y: N; Y Y Y Y Y: Y |  | S |  | N | Electric Utility | 1 |  | N | N
6958 | City of Garland - (TX) | 3576 | Ray Olinger | TX | Collin | 3 | ST | OP | 156.6 | 138 | 138 |  | 6 | 1976 | NG BLQ BLQ BLQ BLQ: NG; N Y Y Y Y: N; Y Y Y Y Y: Y |  | S |  | N | Electric Utility | 1 |  | N | N
6958 | City of Garland - (TX) | 3576 | Ray Olinger | TX | Collin | 4 | GT | OP | 82.7 | 75 | 81 |  | 7 | 2001 | NG BLQ BLQ BLQ BLQ: NG; N Y Y Y Y: N; Y Y Y Y Y: Y |  | S |  | N | Electric Utility | 1 |  | N | N
6958 | City of Garland - (TX) | 4266 | Spencer | TX | Denton | 4 | ST | OP | 61.1 | 61 | 61 |  | 6 | 1966 | NG BLQ BLQ BLQ BLQ: NG; N Y Y Y Y: N; Y Y Y Y Y: Y |  | S |  | N | Electric Utility | 1 |  | N | N
6958 | City of Garland - (TX) | 4266 | Spencer | TX | Denton | 5 | ST | OP | 65.4 | 61 | 61 |  | 5 | 1973 | NG BLQ BLQ BLQ BLQ: NG; N Y Y Y Y: N; Y Y Y Y Y: Y |  | S |  | N | Electric Utility | 1 |  | N | N
6965 | City of Garnett | 1278 | Garnett Municipal | KS | Anderson | 1 | IC | OP | 1.5 | 1.3 | 1.3 |  | 1 | 1961 | NG BLQ BLQ BLQ BLQ: DFO; NG WDS WDS WDS WDS: NG; N Y Y Y Y: Y; Y Y Y Y Y: Y | Y | S |  | N | Electric Utility | 1 |  | N | N | [17 empty] | N
6965 | City of Garnett | 1278 | Garnett Municipal | KS | Anderson | 2 | IC | OP | 0.4 | 0.3 | 0.3 |  | 1 | 1930 | NG BLQ BLQ BLQ BLQ: DFO; NG WDS WDS WDS WDS: NG; N Y Y Y Y: N; Y Y Y Y Y: Y | Y | S |  | N | Electric Utility | 1 |  | N | N | [17 empty] | N
6965 | City of Garnett | 1278 | Garnett Municipal | KS | Anderson | 3 | IC | OP | 1.5 | 1.3 | 1.3 |  | 1 | 1955 | NG BLQ BLQ BLQ BLQ: DFO; NG WDS WDS WDS WDS: NG; N Y Y Y Y: Y; Y Y Y Y Y: Y | Y | S |  | N | Electric Utility | 1 |  | N | N | [17 empty] | N
6965 | City of Garnett | 1278 | Garnett Municipal | KS | Anderson | 4 | IC | OP | 0.9 | 0.8 | 0.8 |  | 1 | 1948 | NG BLQ BLQ BLQ BLQ: DFO; NG WDS WDS WDS WDS: NG; N Y Y Y Y: Y; Y Y Y Y Y: Y | Y | S |  | N | Electric Utility | 1 |  | N | N | [17 empty] | N
6965 | City of Garnett | 1278 | Garnett Municipal | KS | Anderson | 7 | IC | OP | 2.5 | 2.2 | 2.2 |  | 11 | 2000 | NG BLQ BLQ BLQ BLQ: DFO; NG WDS WDS WDS WDS: NG; N Y Y Y Y: N; Y Y Y Y Y: Y | Y | S |  | N | Electric Utility | 1 |  | N | N | [17 empty] | N
6965 | City of Garnett | 1278 | Garnett Municipal | KS | Anderson | IC5 | IC | OP | 2.4 | 2.1 | 2.1 |  | 1 | 1981 | NG BLQ BLQ BLQ BLQ: DFO; NG WDS WDS WDS WDS: NG; N Y Y Y Y: N; Y Y Y Y Y: Y | Y | S |  | N | Electric Utility | 1 |  | N | N
6965 | City of Garnett | 1278 | Garnett Municipal | KS | Anderson | IC6 | IC | OP | 2.5 | 2.2 | 2.2 |  | 1 | 1978 | NG BLQ BLQ BLQ BLQ: DFO; NG WDS WDS WDS WDS: NG; N Y Y Y Y: N; Y Y Y Y Y: Y | Y | S |  | N | Electric Utility | 1 |  | N | N
6985 | Garwin McNeilus | 56054 | G McNeilus Wind Farm Dodge Center | MN | DODGE | GM1 | WT | OP | 32 | 32 | 32 |  | 9 | 2002 | NG BLQ BLQ BLQ BLQ: WND; N Y Y Y Y: N; Y Y Y Y Y: Y |  | S | 34 | N | IPP Non-CHP | 2 |  | N | N
6985 | Garwin McNeilus | 56054 | G McNeilus Wind Farm Dodge Center | MN | DODGE | GM2 | WT | OP | 8 | 8 | 8 |  | 5 | 2003 | NG BLQ BLQ BLQ BLQ: WND; N Y Y Y Y: N; Y Y Y Y Y: Y |  | S | 5 | N | IPP Non-CHP | 2 |  | N | N
6985 | Garwin McNeilus | 56054 | G McNeilus Wind Farm Dodge Center | MN | DODGE | GM3 | WT | OP | 3 | 3 | 3 |  | 5 | 2004 | NG BLQ BLQ BLQ BLQ: WND; N Y Y Y Y: N; Y Y Y Y Y: Y |  | S | 2 | N | IPP Non-CHP | 2 |  | N | N
6985 | Garwin McNeilus | 56307 | Adams Wind Farm | MN | Mower | 1 | WT | OP | 14 | 14 | 14 |  | 9 | 2003 | NG BLQ BLQ BLQ BLQ: WND; N Y Y Y Y: N; Y Y Y Y Y: Y |  | S | 9 | N | IPP Non-CHP | 2 |  | N | N
6985 | Garwin McNeilus | 56307 | Adams Wind Farm | MN | Mower | 2 | WT | OP | 10 | 10 | 10 |  | 7 | 2004 | NG BLQ BLQ BLQ BLQ: WND; N Y Y Y Y: N; Y Y Y Y Y: Y |  | S | 6 | N | IPP Non-CHP | 2 |  | N | N
6996 | Western Refining Southwest Inc | 50997 | Gallup Refinery | NM | McKinley | GEN1 | GT | OP | 3 | 2.9 | 3 |  | 10 | 1990 | [9 empty] | S |  | Y | Industrial CHP | 7 | T | N | N | [17 empty] | N | bar: NG BLQ BLQ BLQ BLQ; N Y Y Y Y to Y Y Y Y Y
6996 | Western Refining Southwest Inc | 50997 | Gallup Refinery | NM | McKinley | GEN2 | GT | OP | 3 | 2.9 | 3 |  | 10 | 1990 | [9 empty] | S |  | Y | Industrial CHP | 7 | T | N | N | [17 empty] | N | bar: NG BLQ BLQ BLQ BLQ; N Y Y Y Y to Y Y Y Y Y
7004 | Buckeye Power, Inc | 55228 | Greenville Electric Generating Station | OH | Darke | GT1 | GT | OP | 59 | 51.9 | 61.3 |  | 6 | 2000 | NG BLQ BLQ BLQ BLQ: NG; N Y Y Y Y: N; Y Y Y Y Y: Y |  | S |  | N | Electric Utility | 1 |  | N | N | [17 empty] | N
7004 | Buckeye Power, Inc | 55228 | Greenville Electric Generating Station | OH | Darke | GT2 | GT | OP | 59 | 50.3 | 59.8 |  | 6 | 2000 | NG BLQ BLQ BLQ BLQ: NG; N Y Y Y Y: N; Y Y Y Y Y: Y |  | S |  | N | Electric Utility | 1 |  | N | N | [17 empty] | N
7004 | Buckeye Power, Inc | 55228 | Greenville Electric Generating Station | OH | Darke | GT3 | GT | OP | 59 | 50 | 59.5 |  | 6 | 2000 | NG BLQ BLQ BLQ BLQ: NG; N Y Y Y Y: N; Y Y Y Y Y: Y |  | S |  | N | Electric Utility | 1 |  | N | N | [17 empty] | N
7004 | Buckeye Power, Inc | 55228 | Greenville Electric Generating Station | OH | Darke | GT4 | GT | OP | 59 | 49.3 | 58.8 |  | 6 | 2000 | NG BLQ BLQ BLQ BLQ: NG; N Y Y Y Y: N; Y Y Y Y Y: Y |  | S |  | N | Electric Utility | 1 |  | N | N | [17 empty] | N
7011 | Gas Recovery Services-IL Inc | 55592 | Mallard Lake Electric | IL | Du Page | 1 | CT | OP | 5 | 3.8 | 4.2 |  | 10 | 1997 | NG BLQ BLQ BLQ BLQ: LFG; NG WDS WDS WDS WDS: DFO; N Y Y Y Y: N; Y Y Y Y Y: Y |  | S |  | N | IPP Non-CHP | 2 |  | N | N
7011 | Gas Recovery Services-IL Inc | 55592 | Mallard Lake Electric | IL | Du Page | 2 | CT | OP | 5 | 3.8 | 4.2 |  | 10 | 1997 | NG BLQ BLQ BLQ BLQ: LFG; NG WDS WDS WDS WDS: DFO; N Y Y Y Y: N; Y Y Y Y Y: Y |  | S |  | N | IPP Non-CHP | 2 |  | N | N
7011 | Gas Recovery Services-IL Inc | 55592 | Mallard Lake Electric | IL | Du Page | 4 | CA | OP | 10 | 7.6 | 8.4 |  | 10 | 1997 | NG BLQ BLQ BLQ BLQ: LFG; NG WDS WDS WDS WDS: DFO; N Y Y Y Y: N; Y Y Y Y Y: Y |  | S |  | N | IPP Non-CHP | 2 |  | Y | N
7019 | Gay & Robinson Inc | 50333 | Gay Robinson | HI | KAUAI | DSL5 | IC | SB | 0.5 | 0.5 | 0.5 |  | 4 | 2010 | NG BLQ BLQ BLQ BLQ: DFO; N Y Y Y Y: N; Y Y Y Y Y: Y | N | S |  | N | Industrial CHP | 7 |  | N | N
7019 | Gay & Robinson Inc | 50333 | Gay Robinson | HI | KAUAI | DSL6 | IC | SB | 0.5 | 0.5 | 0.5 |  | 4 | 2010 | NG BLQ BLQ BLQ BLQ: DFO; N Y Y Y Y: N; Y Y Y Y Y: Y | N | S |  | N | Industrial CHP | 7 |  | N | N
7019 | Gay & Robinson Inc | 50333 | Gay Robinson | HI | KAUAI | HYD2 | HY | OP | 1.2 | 0.8 | 0.8 |  | 3 | 1982 | NG BLQ BLQ BLQ BLQ: WAT; N Y Y Y Y: N; Y Y Y Y Y: Y |  | S | 0 | N | Industrial CHP | 7 |  | N | N
7019 | Gay & Robinson Inc | 50333 | Gay Robinson | HI | KAUAI | ST4 | ST | OS | 4 | 2.5 | 3.8 |  | 7 | 1995 | NG BLQ BLQ BLQ BLQ: AB; NG WDS WDS WDS WDS: DFO; N Y Y Y Y: Y; Y Y Y Y Y: Y |  | S |  | Y | Industrial CHP | 7 | T | N | N | [17 empty] | N
7043 | Temple-Inland Corp | 54427 | Gaylord Container Bogalusa | LA | Washington | NO10 | ST | OP | 37 | 34.4 | 34.8 |  | 4 | 1999 | WDS | BLQ | RFO | NG |  |  | N | N | N | S |  | Y | Industrial CHP | 7 | B | N | N | [17 empty] | N
7043 | Temple-Inland Corp | 54427 | Gaylord Container Bogalusa | LA | Washington | NO8 | ST | OP | 25 | 23.3 | 23.5 |  | 3 | 1981 | WDS | BLQ | RFO | NG |  |  | N | N | N | S |  | N | Industrial CHP | 7 |  | N | N | [17 empty] | N
7043 | Temple-Inland Corp | 54427 | Gaylord Container Bogalusa | LA | Washington | NO9 | ST | OP | 37.5 | 34.9 | 35.3 |  | 6 | 1979 | WDS | BLQ | RFO | NG |  |  | N | N | N | S |  | N | Industrial CHP | 7 |  | N | N | [17 empty] | N
7049 | General Electric Aircraft Engines | 10029 | General Electric Aircraft Engines | MA | Essex | GEN5 | ST | OP | 10 | 8.5 | 8.5 |  | 1 | 1948 | NG BLQ BLQ BLQ BLQ: NG; NG WDS WDS WDS WDS: RFO; N Y Y Y Y: Y; Y Y Y Y Y: Y | Y | S |  | Y | Industrial CHP | 7 | T | N | N | [17 empty] | N
7049 | General Electric Aircraft Engines | 10029 | General Electric Aircraft Engines | MA | Essex | GEN6 | ST | OP | 10 | 8.5 | 8.5 |  | 1 | 1956 | NG BLQ BLQ BLQ BLQ: NG; NG WDS WDS WDS WDS: RFO; N Y Y Y Y: Y; Y Y Y Y Y: Y | Y | S |  | Y | Industrial CHP | 7 | T | N | N | [17 empty] | N
7049 | General Electric Aircraft Engines | 10029 | General Electric Aircraft Engines | MA | Essex | GEN7 | ST | OP | 12.5 | 11 | 11 |  | 1 | 1968 | NG BLQ BLQ BLQ BLQ: NG; NG WDS WDS WDS WDS: RFO; N Y Y Y Y: Y; Y Y Y Y Y: Y | Y | S |  | Y | Industrial CHP | 7 | T | N | N | [17 empty] | N
7049 | General Electric Aircraft Engines | 10029 | General Electric Aircraft Engines | MA | Essex | GEN8 | GT | OP | 21.1 | 19.1 | 19.1 |  | 1 | 1972 | NG BLQ BLQ BLQ BLQ: NG; NG WDS WDS WDS WDS: DFO; N Y Y Y Y: Y; Y Y Y Y Y: Y | Y | S |  | Y | Industrial CHP | 7 | T | N | N | [17 empty] | N
7057 | General Mills Inc | 54924 | General Mills West Chicago | IL | Du Page | 1 | IC | SB | 0.8 | 0.8 | 0.8 |  | 4 | 1994 | [8 empty] | Y | S |  | Y | Industrial CHP | 7 | T | N | N | [17 empty] | N | bar: NG BLQ BLQ BLQ BLQ; N Y Y Y Y to Y Y Y Y Y
7057 | General Mills Inc | 54924 | General Mills West Chicago | IL | Du Page | 2 | IC | SB | 0.8 | 0.8 | 0.8 |  | 4 | 1994 | [8 empty] | Y | S |  | Y | Industrial CHP | 7 | T | N | N | [17 empty] | N | bar: NG BLQ BLQ BLQ BLQ; N Y Y Y Y to Y Y Y Y Y
7057 | General Mills Inc | 54924 | General Mills West Chicago | IL | Du Page | 3 | IC | SB | 0.8 | 0.8 | 0.8 |  | 4 | 1994 | [8 empty] | Y | S |  | Y | Industrial CHP | 7 | T | N | N | [17 empty] | N | bar: NG BLQ BLQ BLQ BLQ; N Y Y Y Y to Y Y Y Y Y
7057 | General Mills Inc | 54924 | General Mills West Chicago | IL | Du Page | 4 | IC | SB | 0.8 | 0.8 | 0.8 |  | 4 | 1994 | [8 empty] | Y | S |  | Y | Industrial CHP | 7 | T | N | N | [17 empty] | N | bar: NG BLQ BLQ BLQ BLQ; N Y Y Y Y to Y Y Y Y Y
7057 | General Mills Inc | 54924 | General Mills West Chicago | IL | Du Page | 5 | IC | SB | 0.8 | 0.8 | 0.8 |  | 4 | 1994 | [8 empty] | Y | S |  | Y | Industrial CHP | 7 | T | N | N | [17 empty] | N | bar: NG BLQ BLQ BLQ BLQ; N Y Y Y Y to Y Y Y Y Y
7057 | General Mills Inc | 54924 | General Mills West Chicago | IL | Du Page | 6 | IC | SB | 0.8 | 0.8 | 0.8 |  | 4 | 1994 | [8 empty] | Y | S |  | Y | Industrial CHP | 7 | T | N | N | [17 empty] | N | bar: NG BLQ BLQ BLQ BLQ; N Y Y Y Y to Y Y Y Y Y
7057 | General Mills Inc | 54924 | General Mills West Chicago | IL | Du Page | 7 | IC | SB | 0.8 | 0.8 | 0.8 |  | 4 | 1994 | [8 empty] | Y | S |  | Y | Industrial CHP | 7 | T | N | N | [17 empty] | N | bar: NG BLQ BLQ BLQ BLQ; N Y Y Y Y to Y Y Y Y Y
7057 | General Mills Inc | 54924 | General Mills West Chicago | IL | Du Page | 8 | IC | SB | 0.8 | 0.8 | 0.8 |  | 4 | 1994 | [8 empty] | Y | S |  | Y | Industrial CHP | 7 | T | N | N | [17 empty] | N | bar: NG BLQ BLQ BLQ BLQ; N Y Y Y Y to Y Y Y Y Y
7067 | Tata Chemicals Partners | 54318 | General Chemical | WY | Sweetwater | TG1 | ST | OP | 15 | 15 | 15 |  | 5 | 1968 | NG BLQ BLQ BLQ BLQ: BIT; NG WDS WDS WDS WDS: NG; N Y Y Y Y: N; Y Y Y Y Y: Y |  | S |  | Y | Industrial CHP | 7 | T | N | N | [17 empty] | N | Y |  | Y |  |  |  | DFO | NG
7067 | Tata Chemicals Partners | 54318 | General Chemical | WY | Sweetwater | TG2 | ST | OP | 15 | 15 | 15 |  | 1 | 1977 | NG BLQ BLQ BLQ BLQ: BIT; NG WDS WDS WDS WDS: NG; N Y Y Y Y: N; Y Y Y Y Y: Y |  | S |  | Y | Industrial CHP | 7 | T | N | N | [17 empty] | N | Y |  | Y |  |  |  | DFO | NG
7075 | General Electric Co | 10058 | General Electric Diesel Engine Plant | PA | Mercer | REGN | IC | OP | 4.4 | 4.3 | 4.2 |  | 6 | 1984 | NG BLQ BLQ BLQ BLQ: DFO; N Y Y Y Y: N; Y Y Y Y Y: Y |  | S |  | Y | Industrial CHP | 7 | T | N | N | [17 empty] | N
7080 | General Electric Co | 10059 | General Electric Great Falls Upper Hydro | NH | Strafford | 1575 | HY | OP | 1.6 | 1.6 | 1.6 |  | 12 | 1984 | NG BLQ BLQ BLQ BLQ: WAT; N Y Y Y Y: N; Y Y Y Y Y: Y |  | S | 0 | N | Industrial Non-CHP | 6 |  | N | N | [17 empty] | N
7080 | General Electric Co | 10059 | General Electric Great Falls Upper Hydro | NH | Strafford | 500 | HY | OP | 0.5 | 0.5 | 0.5 |  | 8 | 1988 | NG BLQ BLQ BLQ BLQ: WAT; N Y Y Y Y: N; Y Y Y Y Y: Y |  | S | 0 | N | Industrial Non-CHP | 6 |  | N | N | [17 empty] | N
7092 | General Mills Inc | 54564 | General Mills Inc | NY | ERIE | GEN1 | GT | OP | 3.8 | 3.4 | 4 |  | 12 | 1988 | NG BLQ BLQ BLQ BLQ: NG; N Y Y Y Y: N; Y Y Y Y Y: Y |  | W | 1 | Y | Industrial CHP | 7 | T | N | N | [17 empty] | N
7095 | City of Geneseo - (IL) | 944 | Geneseo | IL | Henry | 1 | IC | OP | 5.6 | 4.4 | 4.4 |  | 3 | 1974 | NG BLQ BLQ BLQ BLQ: NG; NG WDS WDS WDS WDS: DFO; N Y Y Y Y: Y; Y Y Y Y Y: Y | Y | S |  | N | Electric Utility | 1 |  | N | N | [17 empty] | N
7095 | City of Geneseo - (IL) | 944 | Geneseo | IL | Henry | 10 | WT | OP | 1.5 | 1.5 | 1.5 |  | 9 | 2009 | NG BLQ BLQ BLQ BLQ: WND; N Y Y Y Y: N; Y Y Y Y Y: Y |  | S | 1 | N | Electric Utility | 1 |  | N | N
7095 | City of Geneseo - (IL) | 944 | Geneseo | IL | Henry | 11 | WT | OP | 1.5 | 1.5 | 1.5 |  | 10 | 2009 | NG BLQ BLQ BLQ BLQ: WND; N Y Y Y Y: N; Y Y Y Y Y: Y |  | S | 1 | N | Electric Utility | 1 |  | N | N
7095 | City of Geneseo - (IL) | 944 | Geneseo | IL | Henry | 2 | IC | OP | 3.5 | 2.8 | 2.8 |  | 10 | 1967 | NG BLQ BLQ BLQ BLQ: NG; NG WDS WDS WDS WDS: DFO; N Y Y Y Y: Y; Y Y Y Y Y: Y | Y | S |  | N | Electric Utility | 1 |  | N | N | [17 empty] | N
7095 | City of Geneseo - (IL) | 944 | Geneseo | IL | Henry | 3 | IC | OP | 3.5 | 2.8 | 2.8 |  | 6 | 1966 | NG BLQ BLQ BLQ BLQ: NG; NG WDS WDS WDS WDS: DFO; N Y Y Y Y: Y; Y Y Y Y Y: Y | Y | S |  | N | Electric Utility | 1 |  | N | N | [17 empty] | N
7095 | City of Geneseo - (IL) | 944 | Geneseo | IL | Henry | 4 | IC | OP | 1.6 | 1.3 | 1.3 |  | 7 | 1957 | NG BLQ BLQ BLQ BLQ: NG; NG WDS WDS WDS WDS: DFO; N Y Y Y Y: Y; Y Y Y Y Y: Y |  | S |  | N | Electric Utility | 1 |  | N | N | [17 empty] | N
7095 | City of Geneseo - (IL) | 944 | Geneseo | IL | Henry | 5A | IC | OP | 4.4 | 3.4 | 3.4 |  | 8 | 1990 | NG BLQ BLQ BLQ BLQ: NG; NG WDS WDS WDS WDS: DFO; N Y Y Y Y: Y; Y Y Y Y Y: Y |  | S |  | N | Electric Utility | 1 |  | N | N | [17 empty] | N
7095 | City of Geneseo - (IL) | 944 | Geneseo | IL | Henry | 6A | IC | OP | 3 | 2.4 | 2.4 |  | 5 | 2003 | NG BLQ BLQ BLQ BLQ: NG; NG WDS WDS WDS WDS: DFO; N Y Y Y Y: Y; Y Y Y Y Y: Y |  | S |  | N | Electric Utility | 1 |  | N | N | [17 empty] | N
7095 | City of Geneseo - (IL) | 944 | Geneseo | IL | Henry | 7 | IC | OP | 3 | 2.4 | 2.4 |  | 6 | 1961 | NG BLQ BLQ BLQ BLQ: NG; NG WDS WDS WDS WDS: DFO; N Y Y Y Y: Y; Y Y Y Y Y: Y |  | S |  | N | Electric Utility | 1 |  | N | N | [17 empty] | N
7095 | City of Geneseo - (IL) | 944 | Geneseo | IL | Henry | 9 | IC | OP | 4.8 | 3.8 | 3.8 |  | 5 | 1998 | NG BLQ BLQ BLQ BLQ: DFO; N Y Y Y Y: N; Y Y Y Y Y: Y |  | S |  | N | Electric Utility | 1 |  | N | N
7096 | City of Geneva- (IL) | 56462 | Geneva Generation Facility | IL | Kane | GEN 1 | IC | OP | 5.9 | 5.4 | 5.8 |  | 6 | 2005 | NG BLQ BLQ BLQ BLQ: NG; N Y Y Y Y: N; Y Y Y Y Y: Y |  | S |  | N | Electric Utility | 1 |  |  | N | [17 empty] | N
7096 | City of Geneva- (IL) | 56462 | Geneva Generation Facility | IL | Kane | GEN 2 | IC | OP | 5.9 | 5.4 | 5.8 |  | 6 | 2005 | NG BLQ BLQ BLQ BLQ: NG; N Y Y Y Y: N; Y Y Y Y Y: Y |  | S |  | N | Electric Utility | 1 |  |  | N | [17 empty] | N
7096 | City of Geneva- (IL) | 56462 | Geneva Generation Facility | IL | Kane | GEN 3 | IC | OP | 5.9 | 5.4 | 5.8 |  | 6 | 2005 | NG BLQ BLQ BLQ BLQ: NG; N Y Y Y Y: N; Y Y Y Y Y: Y |  | S |  | N | Electric Utility | 1 |  |  | N | [17 empty] | N
7096 | City of Geneva- (IL) | 56462 | Geneva Generation Facility | IL | Kane | GEN 4 | IC | OP | 5.9 | 5.4 | 5.8 |  | 6 | 2005 | NG BLQ BLQ BLQ BLQ: NG; N Y Y Y Y: N; Y Y Y Y Y: Y |  | S |  | N | Electric Utility | 1 |  |  | N | [17 empty] | N
7096 | City of Geneva- (IL) | 56462 | Geneva Generation Facility | IL | Kane | GEN 5 | IC | OP | 5.9 | 5.4 | 5.8 |  | 6 | 2005 | NG BLQ BLQ BLQ BLQ: NG; N Y Y Y Y: N; Y Y Y Y Y: Y |  | S |  | N | Electric Utility | 1 |  |  | N | [17 empty] | N
7100 | Village of Genoa - (OH) | 56181 | Genoa Diesel Generating Station | OH | Ottawa | 1 | IC | OP | 2 | 2 | 2 |  | 12 | 2004 | NG BLQ BLQ BLQ BLQ: DFO; N Y Y Y Y: N; Y Y Y Y Y: Y |  | S |  | N | Electric Utility | 1 |  | N | N | [17 empty] | N
7100 | Village of Genoa - (OH) | 56181 | Genoa Diesel Generating Station | OH | Ottawa | 2 | IC | OP | 2 | 2 | 2 |  | 12 | 2004 | NG BLQ BLQ BLQ BLQ: DFO; N Y Y Y Y: N; Y Y Y Y Y: Y |  | S |  | N | Electric Utility | 1 |  | N | N | [17 empty] | N
7100 | Village of Genoa - (OH) | 56181 | Genoa Diesel Generating Station | OH | Ottawa | 3 | IC | OP | 2 | 2 | 2 |  | 12 | 2004 | NG BLQ BLQ BLQ BLQ: DFO; N Y Y Y Y: N; Y Y Y Y Y: Y |  | S |  | N | Electric Utility | 1 |  | N | N | [17 empty] | N
7127 | Georgia-Pacific Consr Prods LP-Savannah | 10361 | Savannah River Mill | GA | Effingham | GEN1 | GT | SB | 25.2 | 21.4 | 24.7 |  | 12 | 1986 | NG BLQ BLQ BLQ BLQ: NG; NG WDS WDS WDS WDS: DFO; N Y Y Y Y: Y; Y Y Y Y Y: Y | Y | S |  | Y | Industrial CHP | 7 | T | N | N | [17 empty] | N
7127 | Georgia-Pacific Consr Prods LP-Savannah | 10361 | Savannah River Mill | GA | Effingham | GEN2 | GT | SB | 25.2 | 21.4 | 24.7 |  | 12 | 1986 | NG BLQ BLQ BLQ BLQ: NG; NG WDS WDS WDS WDS: DFO; N Y Y Y Y: Y; Y Y Y Y Y: Y | Y | S |  | Y | Industrial CHP | 7 | T | N | N | [17 empty] | N
7127 | Georgia-Pacific Consr Prods LP-Savannah | 10361 | Savannah River Mill | GA | Effingham | GEN3 | ST | OP | 45 | 41.9 | 42.3 |  | 2 | 1988 | NG BLQ BLQ BLQ BLQ: PC; NG WDS WDS WDS WDS: BIT; N Y Y Y Y: Y; Y Y Y Y Y: Y |  | S |  | Y | Industrial CHP | 7 | T | N | N | [17 empty] | N |  | Y | Y |  |  |  | DFO
7127 | Georgia-Pacific Consr Prods LP-Savannah | 10361 | Savannah River Mill | GA | Effingham | GEN4 | ST | OP | 45 | 41.9 | 42.3 |  | 9 | 1989 | NG BLQ BLQ BLQ BLQ: PC; NG WDS WDS WDS WDS: BIT; N Y Y Y Y: Y; Y Y Y Y Y: Y |  | S |  | Y | Industrial CHP | 7 | T | N | N | [17 empty] | N |  | Y | Y |  |  |  | DFO
7136 | Georgia-Pacific Consr Prods LP-Naheola | 10699 | Georgia-Pacific Consr Prods LP-Naheola | AL | Choctaw | GEN1 | ST | OP | 15.6 | 14.5 | 14.7 |  | 8 | 1959 | BLQ | BIT | RFO | NG | WDS | DFO | Y | N |  | S |  | Y | Industrial CHP | 7 | T | N | N | 6 | 6 | 12 | 2016 | [13 empty] | N
7136 | Georgia-Pacific Consr Prods LP-Naheola | 10699 | Georgia-Pacific Consr Prods LP-Naheola | AL | Choctaw | GEN2 | ST | OP | 15.6 | 14.5 | 14.7 |  | 5 | 1962 | BLQ | BIT | RFO | NG | WDS | DFO | Y | N |  | S |  | Y | Industrial CHP | 7 | T | N | N | [17 empty] | N
7136 | Georgia-Pacific Consr Prods LP-Naheola | 10699 | Georgia-Pacific Consr Prods LP-Naheola | AL | Choctaw | GT3 | ST | OP | 47.1 | 43.8 | 44.3 |  | 4 | 1993 | BLQ | DFO | NG |  |  |  | Y | N |  | S |  | Y | Industrial CHP | 7 | T | N | N | [17 empty] | N
7140 | Georgia Power Co | 649 | Vogtle | GA | Burke | 1 | ST | OP | 1160 | 1150 | 1150 |  | 5 | 1987 | BLQ BLQ: NUC; Y Y: N; N N: Y |  | J |  | N | Electric Utility | 1 |  | N | N | [12 empty] | N |  |  |  |  | N
7140 | Georgia Power Co | 649 | Vogtle | GA | Burke | 2 | ST | OP | 1160 | 1152 | 1152 |  | 5 | 1989 | BLQ BLQ: NUC; Y Y: N; N N: Y |  | J |  | N | Electric Utility | 1 |  | N | N | [12 empty] | N |  |  |  |  | N
7140 | Georgia Power Co | 702 | Bartletts Ferry | AL | Lee | 1 | HY | OP | 15 | 16.5 | 16.8 |  | 12 | 1926 | BLQ BLQ: WAT; Y Y: N; N N: Y |  | S | 0 | N | Electric Utility | 1 |  | N | N | [17 empty] | N
7140 | Georgia Power Co | 702 | Bartletts Ferry | AL | Lee | 2 | HY | OP | 15 | 16.5 | 16.8 |  | 12 | 1926 | BLQ BLQ: WAT; Y Y: N; N N: Y |  | S | 0 | N | Electric Utility | 1 |  | N | N | [17 empty] | N
7140 | Georgia Power Co | 702 | Bartletts Ferry | AL | Lee | 3 | HY | OP | 15 | 16.5 | 16.8 |  | 12 | 1928 | BLQ BLQ: WAT; Y Y: N; N N: Y |  | S | 0 | N | Electric Utility | 1 |  | N | N | [17 empty] | N
7140 | Georgia Power Co | 702 | Bartletts Ferry | AL | Lee | 4 | HY | OP | 20 | 22 | 22.5 |  | 12 | 1951 | BLQ BLQ: WAT; Y Y: N; N N: Y |  | S | 0 | N | Electric Utility | 1 |  | N | N | [17 empty] | N
7140 | Georgia Power Co | 702 | Bartletts Ferry | AL | Lee | 5 | HY | OP | 54 | 59.5 | 60.6 |  | 10 | 1985 | BLQ BLQ: WAT; Y Y: N; N N: Y |  | S | 0 | N | Electric Utility | 1 |  | N | N | [17 empty] | N
7140 | Georgia Power Co | 702 | Bartletts Ferry | AL | Lee | 6 | HY | OP | 54 | 59.5 | 60.6 |  | 11 | 1985 | BLQ BLQ: WAT; Y Y: N; N N: Y |  | S | 0 | N | Electric Utility | 1 |  | N | N | [17 empty] | N
7140 | Georgia Power Co | 703 | Bowen | GA | Bartow | 1 | ST | OP | 805.8 | 724 | 724 |  | 10 | 1971 | BLQ BLQ: BIT; BIT BIT: DFO; Y Y: N; N N: Y |  | S |  | N | Electric Utility | 1 |  | N | N | [12 empty] | N |  |  |  |  | N | Y |  |  | Y |  |  | DFO
7140 | Georgia Power Co | 703 | Bowen | GA | Bartow | 2 | ST | OP | 788.8 | 724 | 724 |  | 9 | 1972 | BLQ BLQ: BIT; BIT BIT: DFO; Y Y: N; N N: Y |  | S |  | N | Electric Utility | 1 |  | N | N | [12 empty] | N |  |  |  |  | N | Y |  |  | Y |  |  | DFO
7140 | Georgia Power Co | 703 | Bowen | GA | Bartow | 3 | ST | OP | 952 | 892 | 892 |  | 12 | 1974 | BLQ BLQ: BIT; BIT BIT: DFO; Y Y: N; N N: Y |  | S |  | N | Electric Utility | 1 |  | N | N | [12 empty] | N |  |  |  |  | N | Y |  |  | Y |  |  | DFO
7140 | Georgia Power Co | 703 | Bowen | GA | Bartow | 4 | ST | OP | 952 | 862 | 892 |  | 11 | 1975 | BLQ BLQ: BIT; BIT BIT: DFO; Y Y: N; N N: Y |  | S |  | N | Electric Utility | 1 |  | N | N | [12 empty] | N |  |  |  |  | N | Y |  |  | Y |  |  | DFO
7140 | Georgia Power Co | 703 | Bowen | GA | Bartow | 6 | GT | OP | 41.8 | 32 | 40 |  | 5 | 1971 | BLQ BLQ: DFO; Y Y: N; N N: Y |  | S |  | N | Electric Utility | 1 |  | N | Y | [15 empty] | 4 | 2013 | N
7140 | Georgia Power Co | 704 | Burton | GA | Rabun | 1 | HY | OP | 3 | 4.7 | 4.3 |  | 9 | 1927 | BLQ BLQ: WAT; Y Y: N; N N: Y |  | S | 0 | N | Electric Utility | 1 |  | N | N | [17 empty] | N
7140 | Georgia Power Co | 704 | Burton | GA | Rabun | 2 | HY | OP | 3 | 4.7 | 4.3 |  | 9 | 1927 | BLQ BLQ: WAT; Y Y: N; N N: Y |  | S | 0 | N | Electric Utility | 1 |  | N | N | [17 empty] | N
7140 | Georgia Power Co | 706 | Flint River | GA | Dougherty | 1 | HY | OP | 1.8 | 2.2 | 1.9 |  | 12 | 1921 | BLQ BLQ: WAT; Y Y: N; N N: Y |  | S | 0 | N | Electric Utility | 1 |  | N | N | [17 empty] | N
7140 | Georgia Power Co | 706 | Flint River | GA | Dougherty | 2 | HY | OP | 1.8 | 2.2 | 1.9 |  | 12 | 1921 | BLQ BLQ: WAT; Y Y: N; N N: Y |  | S | 0 | N | Electric Utility | 1 |  | N | N | [17 empty] | N
7140 | Georgia Power Co | 706 | Flint River | GA | Dougherty | 3 | HY | OP | 1.8 | 2.2 | 1.9 |  | 12 | 1925 | BLQ BLQ: WAT; Y Y: N; N N: Y |  | S | 0 | N | Electric Utility | 1 |  | N | N | [17 empty] | N
7140 | Georgia Power Co | 707 | Goat Rock | AL | Lee | 3 | HY | OP | 5 | 5 | 5 |  | 12 | 1915 | BLQ BLQ: WAT; Y Y: N; N N: Y |  | S | 0 | N | Electric Utility | 1 |  | N | N | [17 empty] | N
7140 | Georgia Power Co | 707 | Goat Rock | AL | Lee | 4 | HY | OP | 5 | 5 | 5 |  | 12 | 1920 | BLQ BLQ: WAT; Y Y: N; N N: Y |  | S | 0 | N | Electric Utility | 1 |  | N | N
7140 | Georgia Power Co | 707 | Goat Rock | AL | Lee | 5 | HY | OP | 5 | 5 | 5 |  | 12 | 1955 | BLQ BLQ: WAT; Y Y: N; N N: Y |  | S | 0 | N | Electric Utility | 1 |  | N | N
7140 | Georgia Power Co | 707 | Goat Rock | AL | Lee | 6 | HY | OP | 5 | 5 | 5 |  | 2 | 1956 | BLQ BLQ: WAT; Y Y: N; N N: Y |  | S | 0 | N | Electric Utility | 1 |  | N | N
7140 | Georgia Power Co | 707 | Goat Rock | AL | Lee | 7 | HY | OP | 9.3 | 9.4 | 9.4 |  | 6 | 2005 | BLQ BLQ: WAT; Y Y: N; N N: Y |  | S |  | N | Electric Utility | 1 |  | N | N
7140 | Georgia Power Co | 707 | Goat Rock | AL | Lee | 8 | HY | OP | 9.3 | 9.4 | 9.4 |  | 6 | 2005 | BLQ BLQ: WAT; Y Y: N; N N: Y |  | S |  | N | Electric Utility | 1 |  | N | N
7140 | Georgia Power Co | 708 | Hammond | GA | Floyd | 1 | ST | OP | 125 | 110 | 110 |  | 6 | 1954 | BLQ BLQ: BIT; BIT BIT: DFO; Y Y: N; N N: Y |  | S |  | N | Electric Utility | 1 |  | N | N | [12 empty] | N |  |  |  |  | N | Y |  | Y | N |  |  | DFO
7140 | Georgia Power Co | 708 | Hammond | GA | Floyd | 2 | ST | OP | 125 | 110 | 110 |  | 9 | 1954 | BLQ BLQ: BIT; BIT BIT: DFO; Y Y: N; N N: Y |  | S |  | N | Electric Utility | 1 |  | N | N | [12 empty] | N |  |  |  |  | N | Y |  | Y |  |  |  | DFO
7140 | Georgia Power Co | 708 | Hammond | GA | Floyd | 3 | ST | OP | 125 | 110 | 110 |  | 6 | 1955 | BLQ BLQ: BIT; BIT BIT: DFO; Y Y: N; N N: Y |  | S |  | N | Electric Utility | 1 |  | N | N | [12 empty] | N |  |  |  |  | N | Y |  | Y |  |  |  | DFO
7140 | Georgia Power Co | 708 | Hammond | GA | Floyd | 4 | ST | OP | 578 | 510 | 510 |  | 12 | 1970 | BLQ BLQ: BIT; BIT BIT: DFO; Y Y: N; N N: Y |  | S |  | N | Electric Utility | 1 |  | N | N | [12 empty] | N |  |  |  |  | N | Y |  | Y |  |  |  | DFO
7140 | Georgia Power Co | 709 | Harllee Branch | GA | Putnam | 1 | ST | OP | 299.2 | 266 | 266 |  | 6 | 1965 | BLQ BLQ: BIT; BIT BIT: DFO; Y Y: N; N N: Y |  | S |  | N | Electric Utility | 1 |  | N | Y | [15 empty] | 4 | 2015 | N | Y |  | Y |  |  |  | DFO
7140 | Georgia Power Co | 709 | Harllee Branch | GA | Putnam | 2 | ST | OP | 359 | 325 | 325 |  | 6 | 1967 | BLQ BLQ: BIT; BIT BIT: DFO; Y Y: N; N N: Y |  | S |  | N | Electric Utility | 1 |  | N | Y | [15 empty] | 10 | 2013 | N | Y |  | Y |  |  |  | DFO
7140 | Georgia Power Co | 709 | Harllee Branch | GA | Putnam | 3 | ST | OP | 544 | 509 | 509 |  | 7 | 1968 | BLQ BLQ: BIT; BIT BIT: DFO; Y Y: N; N N: Y |  | S |  | N | Electric Utility | 1 |  | N | Y | [15 empty] | 4 | 2015 | N | Y |  | N | Y |  |  | DFO
7140 | Georgia Power Co | 709 | Harllee Branch | GA | Putnam | 4 | ST | OP | 544 | 507 | 507 |  | 6 | 1969 | BLQ BLQ: BIT; BIT BIT: DFO; Y Y: N; N N: Y |  | S |  | N | Electric Utility | 1 |  | N | Y | [15 empty] | 4 | 2015 | N | Y |  |  | Y |  |  | DFO
7140 | Georgia Power Co | 710 | Jack McDonough | GA | Cobb | 3A | GT | OP | 41.8 | 32 | 40 |  | 5 | 1971 | BLQ BLQ: NG; BIT BIT: DFO; Y Y: Y; N N: Y |  | S |  | N | Electric Utility | 1 |  | N | N | [17 empty] | N
7140 | Georgia Power Co | 710 | Jack McDonough | GA | Cobb | 3B | GT | OP | 41.8 | 32 | 40 |  | 5 | 1971 | BLQ BLQ: NG; BIT BIT: DFO; Y Y: Y; N N: Y |  | S |  | N | Electric Utility | 1 |  | N | N
7140 | Georgia Power Co | 710 | Jack McDonough | GA | Cobb | 4 | CA | OP | 375 | 375 | 375 | G104 | 12 | 2011 | BLQ BLQ: NG; Y Y: N; N N: Y |  | S |  | N | Electric Utility | 1 |  | Y | N | [17 empty] | N
7140 | Georgia Power Co | 710 | Jack McDonough | GA | Cobb | 5 | CA | OP | 375 | 375 | 375 |  | 4 | 2012 | BLQ BLQ: NG; Y Y: N; N N: Y |  | S |  | N | Electric Utility | 1 |  | Y | N | [17 empty] | N
7140 | Georgia Power Co | 710 | Jack McDonough | GA | Cobb | 5ACT | CT | OP | 232.5 | 231.5 | 269 |  | 4 | 2012 | BLQ BLQ: NG; BIT BIT: DFO; Y Y: Y; N N: Y |  | S |  | N | Electric Utility | 1 |  |  | N
7140 | Georgia Power Co | 710 | Jack McDonough | GA | Cobb | 5BCT | CT | OP | 232.5 | 231.5 | 269 |  | 4 | 2012 | [9 empty] | S |  | N | Electric Utility | 1 |  |  | N | bar: BLQ BLQ; Y Y to N N
7140 | Georgia Power Co | 710 | Jack McDonough | GA | Cobb | 6 | CA | OP | 375 | 375 | 375 |  | 10 | 2012 | BLQ BLQ: NG; Y Y: N; N N: Y |  | S |  | N | Electric Utility | 1 |  | Y | N | [17 empty] | N
7140 | Georgia Power Co | 710 | Jack McDonough | GA | Cobb | 6ACT | CT | OP | 232.5 | 231.5 | 269 |  | 10 | 2012 | [9 empty] | S |  | N | Electric Utility | 1 |  |  | N | bar: BLQ BLQ; Y Y to N N
7140 | Georgia Power Co | 710 | Jack McDonough | GA | Cobb | 6BCT | CT | OP | 232.5 | 231.5 | 269 |  | 10 | 2012 | [9 empty] | S |  | N | Electric Utility | 1 |  |  | N | bar: BLQ BLQ; Y Y to N N
7140 | Georgia Power Co | 710 | Jack McDonough | GA | Cobb | CT4A | CT | OP | 232.5 | 231.5 | 269 | G104 | 12 | 2011 | BLQ BLQ: NG; BIT BIT: DFO; Y Y: Y; N N: Y |  | S |  | N | Electric Utility | 1 |  |  | N | [17 empty] | N
7140 | Georgia Power Co | 710 | Jack McDonough | GA | Cobb | CT4B | CT | OP | 232.5 | 231.5 | 269 | G104 | 12 | 2011 | BLQ BLQ: NG; Y Y: N; N N: Y |  | S |  | N | Electric Utility | 1 |  |  | N | [17 empty] | N
7140 | Georgia Power Co | 711 | Langdale | AL | Chambers | 5 | HY | OP | 0.5 | 0.3 | 0.3 |  | 12 | 1924 | BLQ BLQ: WAT; Y Y: N; N N: Y |  | S | 0 | N | Electric Utility | 1 |  | N | N | [17 empty] | N
7140 | Georgia Power Co | 711 | Langdale | AL | Chambers | 6 | HY | OP | 0.5 | 0.3 | 0.3 |  | 12 | 1926 | BLQ BLQ: WAT; Y Y: N; N N: Y |  | S | 0 | N | Electric Utility | 1 |  | N | N | [17 empty] | N
7140 | Georgia Power Co | 712 | Lloyd Shoals | GA | Jasper | 1 | HY | OP | 2.4 | 3.7 | 3.5 |  | 2 | 1911 | BLQ BLQ: WAT; Y Y: N; N N: Y |  | S | 0 | N | Electric Utility | 1 |  | N | N | [17 empty] | N
7140 | Georgia Power Co | 712 | Lloyd Shoals | GA | Jasper | 2 | HY | OP | 2.4 | 3.7 | 3.5 |  | 2 | 1911 | BLQ BLQ: WAT; Y Y: N; N N: Y |  | S | 0 | N | Electric Utility | 1 |  | N | N | [17 empty] | N
7140 | Georgia Power Co | 712 | Lloyd Shoals | GA | Jasper | 3 | HY | OP | 2.4 | 3.7 | 3.5 |  | 3 | 1911 | BLQ BLQ: WAT; Y Y: N; N N: Y |  | S | 0 | N | Electric Utility | 1 |  | N | N | [17 empty] | N
7140 | Georgia Power Co | 712 | Lloyd Shoals | GA | Jasper | 4 | HY | OP | 2.4 | 3.7 | 3.5 |  | 3 | 1911 | BLQ BLQ: WAT; Y Y: N; N N: Y |  | S | 0 | N | Electric Utility | 1 |  | N | N | [17 empty] | N
7140 | Georgia Power Co | 712 | Lloyd Shoals | GA | Jasper | 5 | HY | OP | 2.4 | 3.7 | 3.5 |  | 12 | 1916 | BLQ BLQ: WAT; Y Y: N; N N: Y |  | S | 0 | N | Electric Utility | 1 |  | N | N | [17 empty] | N
7140 | Georgia Power Co | 712 | Lloyd Shoals | GA | Jasper | 6 | HY | OP | 2.4 | 3.7 | 3.5 |  | 1 | 1917 | BLQ BLQ: WAT; Y Y: N; N N: Y |  | S | 0 | N | Electric Utility | 1 |  | N | N | [17 empty] | N
7140 | Georgia Power Co | 715 | McManus | GA | Glynn | 1 | ST | OP | 50 | 43 | 43 |  | 11 | 1952 | BLQ BLQ: RFO; BIT BIT: DFO; Y Y: N; N N: Y |  | S |  | N | Electric Utility | 1 |  | N | Y | [15 empty] | 4 | 2015 | N | [6 empty] | DFO
7140 | Georgia Power Co | 715 | McManus | GA | Glynn | 2 | ST | OP | 93.7 | 79 | 79 |  | 6 | 1959 | BLQ BLQ: RFO; BIT BIT: DFO; Y Y: N; N N: Y |  | S |  | N | Electric Utility | 1 |  | N | Y | [15 empty] | 4 | 2015 | N | [6 empty] | DFO
7140 | Georgia Power Co | 715 | McManus | GA | Glynn | 3A | GT | OP | 55.4 | 46 | 57 |  | 1 | 1972 | BLQ BLQ: DFO; Y Y: N; N N: Y |  | S |  | N | Electric Utility | 1 |  | N | N | [17 empty] | N
7140 | Georgia Power Co | 715 | McManus | GA | Glynn | 3B | GT | OP | 55.4 | 46 | 57 |  | 1 | 1972 | BLQ BLQ: DFO; Y Y: N; N N: Y |  | S |  | N | Electric Utility | 1 |  | N | N | [17 empty] | N
7140 | Georgia Power Co | 715 | McManus | GA | Glynn | 3C | GT | OP | 55.4 | 46 | 57 |  | 1 | 1972 | BLQ BLQ: DFO; Y Y: N; N N: Y |  | S |  | N | Electric Utility | 1 |  | N | N | [17 empty] | N
7140 | Georgia Power Co | 715 | McManus | GA | Glynn | 4A | GT | OP | 55.4 | 46 | 57 |  | 12 | 1972 | BLQ BLQ: DFO; Y Y: N; N N: Y |  | S |  | N | Electric Utility | 1 |  | N | N | [17 empty] | N
7140 | Georgia Power Co | 715 | McManus | GA | Glynn | 4B | GT | OP | 55.4 | 46 | 57 |  | 12 | 1972 | BLQ BLQ: DFO; Y Y: N; N N: Y |  | S |  | N | Electric Utility | 1 |  | N | N | [17 empty] | N
7140 | Georgia Power Co | 715 | McManus | GA | Glynn | 4C | GT | OP | 55.4 | 46 | 57 |  | 12 | 1972 | BLQ BLQ: DFO; Y Y: N; N N: Y |  | S |  | N | Electric Utility | 1 |  | N | N | [17 empty] | N
7140 | Georgia Power Co | 715 | McManus | GA | Glynn | 4D | GT | OP | 55.4 | 46 | 57 |  | 12 | 1972 | BLQ BLQ: DFO; Y Y: N; N N: Y |  | S |  | N | Electric Utility | 1 |  | N | N | [17 empty] | N
7140 | Georgia Power Co | 715 | McManus | GA | Glynn | 4E | GT | OP | 55.4 | 46 | 57 |  | 12 | 1972 | BLQ BLQ: DFO; Y Y: N; N N: Y |  | S |  | N | Electric Utility | 1 |  | N | N | [17 empty] | N
7140 | Georgia Power Co | 715 | McManus | GA | Glynn | 4F | GT | OP | 55.4 | 46 | 57 |  | 12 | 1972 | BLQ BLQ: DFO; Y Y: N; N N: Y |  | S |  | N | Electric Utility | 1 |  | N | N | [17 empty] | N
7140 | Georgia Power Co | 715 | McManus | GA | Glynn | IC1 | IC | OP | 2 | 2 | 2 |  | 12 | 1964 | BLQ BLQ: DFO; Y Y: N; N N: Y |  | S |  | N | Electric Utility | 1 |  | N | N | [17 empty] | N
7140 | Georgia Power Co | 717 | Morgan Falls | GA | Fulton | 1 | HY | OP | 2.4 | 1.4 | 1.5 |  | 12 | 1903 | BLQ BLQ: WAT; Y Y: N; N N: Y |  | S | 0 | N | Electric Utility | 1 |  | N | N | [17 empty] | N
7140 | Georgia Power Co | 717 | Morgan Falls | GA | Fulton | 2 | HY | OP | 2.4 | 1.4 | 1.5 |  | 12 | 1903 | BLQ BLQ: WAT; Y Y: N; N N: Y |  | S | 0 | N | Electric Utility | 1 |  | N | N | [17 empty] | N
7140 | Georgia Power Co | 717 | Morgan Falls | GA | Fulton | 3 | HY | OP | 2.4 | 1.4 | 1.5 |  | 12 | 1903 | BLQ BLQ: WAT; Y Y: N; N N: Y |  | S | 0 | N | Electric Utility | 1 |  | N | N | [17 empty] | N
7140 | Georgia Power Co | 717 | Morgan Falls | GA | Fulton | 4 | HY | OP | 2.4 | 1.4 | 1.5 |  | 12 | 1903 | BLQ BLQ: WAT; Y Y: N; N N: Y |  | S | 0 | N | Electric Utility | 1 |  | N | N | [17 empty] | N
7140 | Georgia Power Co | 717 | Morgan Falls | GA | Fulton | 5 | HY | OP | 2.4 | 1.4 | 1.5 |  | 12 | 1903 | BLQ BLQ: WAT; Y Y: N; N N: Y |  | S | 0 | N | Electric Utility | 1 |  | N | N | [17 empty] | N
7140 | Georgia Power Co | 717 | Morgan Falls | GA | Fulton | 6 | HY | OP | 2.4 | 1.4 | 1.5 |  | 12 | 1903 | BLQ BLQ: WAT; Y Y: N; N N: Y |  | S | 0 | N | Electric Utility | 1 |  | N | N | [17 empty] | N
7140 | Georgia Power Co | 717 | Morgan Falls | GA | Fulton | 7 | HY | OP | 2.4 | 1.4 | 1.5 |  | 12 | 1903 | BLQ BLQ: WAT; Y Y: N; N N: Y |  | S | 0 | N | Electric Utility | 1 |  | N | N | [17 empty] | N
7140 | Georgia Power Co | 718 | Nacoochee | GA | Rabun | 1 | HY | OP | 2.4 | 3 | 3 |  | 10 | 1926 | BLQ BLQ: WAT; Y Y: N; N N: Y |  | S | 0 | N | Electric Utility | 1 |  | N | N | [17 empty] | N
7140 | Georgia Power Co | 718 | Nacoochee | GA | Rabun | 2 | HY | OP | 2.4 | 3 | 3 |  | 12 | 1926 | BLQ BLQ: WAT; Y Y: N; N N: Y |  | S | 0 | N | Electric Utility | 1 |  | N | N | [17 empty] | N
7140 | Georgia Power Co | 719 | North Highlands | GA | Muscogee | 1 | HY | OP | 9.2 | 10.5 | 10.5 |  | 2 | 1963 | BLQ BLQ: WAT; Y Y: N; N N: Y |  | S | 0 | N | Electric Utility | 1 |  | N | N | [17 empty] | N
7140 | Georgia Power Co | 719 | North Highlands | GA | Muscogee | 2 | HY | OP | 9.2 | 10.5 | 10.5 |  | 3 | 1963 | BLQ BLQ: WAT; Y Y: N; N N: Y |  | S | 0 | N | Electric Utility | 1 |  | N | N | [17 empty] | N
7140 | Georgia Power Co | 719 | North Highlands | GA | Muscogee | 3 | HY | OP | 9.2 | 10.5 | 10.5 |  | 1 | 1963 | BLQ BLQ: WAT; Y Y: N; N N: Y |  | S | 0 | N | Electric Utility | 1 |  | N | N | [17 empty] | N
7140 | Georgia Power Co | 719 | North Highlands | GA | Muscogee | 4 | HY | OP | 2 | 2.3 | 2.3 |  | 1 | 1963 | BLQ BLQ: WAT; Y Y: N; N N: Y |  | S | 0 | N | Electric Utility | 1 |  | N | N | [17 empty] | N
7140 | Georgia Power Co | 720 | Oliver Dam | GA | Muscogee | 1 | HY | OP | 18 | 17.7 | 17.4 |  | 7 | 1959 | BLQ BLQ: WAT; Y Y: N; N N: Y |  | S | 0 | N | Electric Utility | 1 |  | N | N | [17 empty] | N
7140 | Georgia Power Co | 720 | Oliver Dam | GA | Muscogee | 2 | HY | OP | 18 | 17.7 | 17.4 |  | 8 | 1959 | BLQ BLQ: WAT; Y Y: N; N N: Y |  | S | 0 | N | Electric Utility | 1 |  | N | N | [17 empty] | N
7140 | Georgia Power Co | 720 | Oliver Dam | GA | Muscogee | 3 | HY | OP | 18 | 17.7 | 17.4 |  | 8 | 1959 | BLQ BLQ: WAT; Y Y: N; N N: Y |  | S | 0 | N | Electric Utility | 1 |  | N | N | [17 empty] | N
7140 | Georgia Power Co | 720 | Oliver Dam | GA | Muscogee | 4 | HY | OP | 6 | 5.9 | 5.8 |  | 11 | 1959 | BLQ BLQ: WAT; Y Y: N; N N: Y |  | S | 0 | N | Electric Utility | 1 |  | N | N | [17 empty] | N
7140 | Georgia Power Co | 722 | Sinclair Dam | GA | Baldwin | 1 | HY | OP | 22.5 | 21.9 | 21.9 |  | 2 | 1953 | BLQ BLQ: WAT; Y Y: N; N N: Y |  | S | 0 | N | Electric Utility | 1 |  | N | N | [17 empty] | N
7140 | Georgia Power Co | 722 | Sinclair Dam | GA | Baldwin | 2 | HY | OP | 22.5 | 21.9 | 21.9 |  | 2 | 1953 | BLQ BLQ: WAT; Y Y: N; N N: Y |  | S | 0 | N | Electric Utility | 1 |  | N | N | [17 empty] | N
7140 | Georgia Power Co | 723 | Tallulah Falls | GA | Habersham | 1 | HY | OP | 12 | 12 | 12 |  | 9 | 1913 | BLQ BLQ: WAT; Y Y: N; N N: Y |  | S | 0 | N | Electric Utility | 1 |  | N | N | [17 empty] | N
7140 | Georgia Power Co | 723 | Tallulah Falls | GA | Habersham | 2 | HY | OP | 12 | 12 | 12 |  | 10 | 1913 | BLQ BLQ: WAT; Y Y: N; N N: Y |  | S | 0 | N | Electric Utility | 1 |  | N | N | [17 empty] | N
7140 | Georgia Power Co | 723 | Tallulah Falls | GA | Habersham | 3 | HY | OP | 12 | 12 | 12 |  | 9 | 1914 | BLQ BLQ: WAT; Y Y: N; N N: Y |  | S | 0 | N | Electric Utility | 1 |  | N | N | [17 empty] | N
7140 | Georgia Power Co | 723 | Tallulah Falls | GA | Habersham | 4 | HY | OP | 12 | 12 | 12 |  | 12 | 1913 | BLQ BLQ: WAT; Y Y: N; N N: Y |  | S | 0 | N | Electric Utility | 1 |  | N | N | [17 empty] | N
7140 | Georgia Power Co | 723 | Tallulah Falls | GA | Habersham | 5 | HY | OP | 12 | 12 | 12 |  | 12 | 1913 | BLQ BLQ: WAT; Y Y: N; N N: Y |  | S | 0 | N | Electric Utility | 1 |  | N | N | [17 empty] | N
7140 | Georgia Power Co | 723 | Tallulah Falls | GA | Habersham | 6 | HY | OP | 12 | 12 | 12 |  | 3 | 1920 | BLQ BLQ: WAT; Y Y: N; N N: Y |  | S | 0 | N | Electric Utility | 1 |  | N | N | [17 empty] | N
7140 | Georgia Power Co | 724 | Terrora | GA | Rabun | 1 | HY | OP | 8 | 8.3 | 8.3 |  | 7 | 1925 | BLQ BLQ: WAT; Y Y: N; N N: Y |  | S | 0 | N | Electric Utility | 1 |  | N | N | [17 empty] | N
7140 | Georgia Power Co | 724 | Terrora | GA | Rabun | 2 | HY | OP | 8 | 8.3 | 8.3 |  | 3 | 1925 | BLQ BLQ: WAT; Y Y: N; N N: Y |  | S | 0 | N | Electric Utility | 1 |  | N | N | [17 empty] | N
7140 | Georgia Power Co | 725 | Tugalo | GA | Habersham | 1 | HY | OP | 11.2 | 13 | 13 |  | 10 | 1923 | BLQ BLQ: WAT; Y Y: N; N N: Y |  | S | 0 | N | Electric Utility | 1 |  | N | N | [17 empty] | N
7140 | Georgia Power Co | 725 | Tugalo | GA | Habersham | 2 | HY | OP | 11.2 | 13 | 13 |  | 11 | 1923 | BLQ BLQ: WAT; Y Y: N; N N: Y |  | S | 0 | N | Electric Utility | 1 |  | N | N | [17 empty] | N
7140 | Georgia Power Co | 725 | Tugalo | GA | Habersham | 3 | HY | OP | 11.2 | 13 | 13 |  | 4 | 1924 | BLQ BLQ: WAT; Y Y: N; N N: Y |  | S | 0 | N | Electric Utility | 1 |  | N | N | [17 empty] | N
7140 | Georgia Power Co | 725 | Tugalo | GA | Habersham | 4 | HY | OP | 11.2 | 13 | 13 |  | 4 | 1924 | BLQ BLQ: WAT; Y Y: N; N N: Y |  | S | 0 | N | Electric Utility | 1 |  | N | N | [17 empty] | N
7140 | Georgia Power Co | 727 | Mitchell | GA | Dougherty | 3 | ST | OP | 163.2 | 155 | 155 |  | 5 | 1964 | BLQ BLQ: BIT; BIT BIT: DFO; Y Y: N; N N: Y |  | S |  | N | Electric Utility | 1 |  | N | Y | [9 empty] | WDS | 1 | 2017 | [5 empty] | N | Y |  | Y |  |  |  | DFO
7140 | Georgia Power Co | 727 | Mitchell | GA | Dougherty | 4A | GT | OP | 41.8 | 31 | 40 |  | 5 | 1971 | BLQ BLQ: DFO; Y Y: N; N N: Y |  | S |  | N | Electric Utility | 1 |  | N | N | [17 empty] | N
7140 | Georgia Power Co | 727 | Mitchell | GA | Dougherty | 4B | GT | OP | 41.8 | 31 | 40 |  | 6 | 1971 | BLQ BLQ: DFO; Y Y: N; N N: Y |  | S |  | N | Electric Utility | 1 |  | N | N | [17 empty] | N
7140 | Georgia Power Co | 728 | Yates | GA | Coweta | 1 | ST | OP | 122.5 | 97 | 97 |  | 9 | 1950 | BIT | NG | DFO |  |  |  | Y | Y |  | S |  | N | Electric Utility | 1 |  | N | Y | [15 empty] | 4 | 2015 | N | Y |  | Y |  |  |  | DFO
7140 | Georgia Power Co | 728 | Yates | GA | Coweta | 2 | ST | OP | 122.5 | 103 | 103 |  | 11 | 1950 | BIT | NG | DFO |  |  |  | Y | Y |  | S |  | N | Electric Utility | 1 |  | N | Y | [15 empty] | 4 | 2015 | N | Y |  | Y |  |  |  | DFO
7140 | Georgia Power Co | 728 | Yates | GA | Coweta | 3 | ST | OP | 122.5 | 111 | 111 |  | 8 | 1952 | BIT | NG | DFO |  |  |  | Y | Y |  | S |  | N | Electric Utility | 1 |  | N | Y | [15 empty] | 4 | 2015 | N | Y |  | Y |  |  |  | DFO
7140 | Georgia Power Co | 728 | Yates | GA | Coweta | 4 | ST | OP | 156.2 | 133 | 133 |  | 6 | 1957 | BIT | NG | DFO |  |  |  | Y | Y |  | S |  | N | Electric Utility | 1 |  | N | Y | [15 empty] | 4 | 2015 | N | Y |  | Y |  |  |  | DFO
7140 | Georgia Power Co | 728 | Yates | GA | Coweta | 5 | ST | OP | 156.2 | 135 | 135 |  | 5 | 1958 | BIT | NG | DFO |  |  |  | Y | Y |  | S |  | N | Electric Utility | 1 |  | N | Y | [15 empty] | 4 | 2015 | N | Y |  | Y |  |  |  | DFO
7140 | Georgia Power Co | 728 | Yates | GA | Coweta | 6 | ST | OP | 403.7 | 352 | 352 |  | 7 | 1974 | BIT | NG | DFO | WO |  |  | Y | Y |  | S |  | N | Electric Utility | 1 |  | N | Y | [9 empty] | NG | 4 | 2015 | [5 empty] | N | Y |  | Y |  |  |  | DFO
7140 | Georgia Power Co | 728 | Yates | GA | Coweta | 7 | ST | OP | 403.7 | 355 | 355 |  | 4 | 1974 | BIT | NG | DFO | WO |  |  | Y | Y |  | S |  | N | Electric Utility | 1 |  | N | Y | [9 empty] | NG | 4 | 2015 | [5 empty] | N | Y |  | Y |  |  |  | DFO
7140 | Georgia Power Co | 729 | Yonah | GA | Stephens | 1 | HY | OP | 7.5 | 9.5 | 9.5 |  | 10 | 1925 | BLQ BLQ: WAT; Y Y: N; N N: Y |  | S | 0 | N | Electric Utility | 1 |  | N | N | [17 empty] | N
7140 | Georgia Power Co | 729 | Yonah | GA | Stephens | 2 | HY | OP | 7.5 | 9.5 | 9.5 |  | 11 | 1925 | BLQ BLQ: WAT; Y Y: N; N N: Y |  | S | 0 | N | Electric Utility | 1 |  | N | N | [17 empty] | N
7140 | Georgia Power Co | 729 | Yonah | GA | Stephens | 3 | HY | OP | 7.5 | 9.5 | 9.5 |  | 12 | 1925 | BLQ BLQ: WAT; Y Y: N; N N: Y |  | S | 0 | N | Electric Utility | 1 |  | N | N | [17 empty] | N
7140 | Georgia Power Co | 732 | Boulevard | GA | Chatham | 1 | GT | OP | 15.6 | 14 | 18.6 |  | 9 | 1970 | BLQ BLQ: NG; BIT BIT: DFO; Y Y: N; N N: Y |  | S |  | N | Electric Utility | 1 |  | N | N | [17 empty] | N
7140 | Georgia Power Co | 732 | Boulevard | GA | Chatham | 2 | GT | OP | 15.6 | 14 | 18.6 |  | 9 | 1970 | BLQ BLQ: NG; BIT BIT: DFO; Y Y: N; N N: Y |  | S |  | N | Electric Utility | 1 |  | N | Y | [15 empty] | 4 | 2015 | N
7140 | Georgia Power Co | 732 | Boulevard | GA | Chatham | 3 | GT | OP | 15.6 | 14 | 18.6 |  | 8 | 1970 | BLQ BLQ: NG; BIT BIT: DFO; Y Y: N; N N: Y |  | S |  | N | Electric Utility | 1 |  | N | Y | [15 empty] | 4 | 2015 | N
7140 | Georgia Power Co | 733 | Kraft | GA | Chatham | 2 | ST | OP | 54.4 | 52 | 52 |  | 5 | 1961 | BLQ BLQ: BIT; BIT BIT: NG; Y Y: N; N N: Y |  | S |  | N | Electric Utility | 1 |  | N | Y | [15 empty] | 4 | 2016 | N | Y |  | Y |  |  |  | NG
7140 | Georgia Power Co | 733 | Kraft | GA | Chatham | 3 | ST | OP | 103.5 | 101 | 101 |  | 5 | 1965 | BLQ BLQ: BIT; BIT BIT: NG; Y Y: N; N N: Y |  | S |  | N | Electric Utility | 1 |  | N | Y | [15 empty] | 4 | 2016 | N | Y |  | Y |  |  |  | NG
7140 | Georgia Power Co | 733 | Kraft | GA | Chatham | 4 | ST | OP | 126 | 115 | 115 |  | 3 | 1972 | BLQ BLQ: NG; BIT BIT: RFO; Y Y: Y; N N: Y |  | S |  | N | Electric Utility | 1 |  | N | Y | [15 empty] | 4 | 2016 | [7 empty] | NG
7140 | Georgia Power Co | 733 | Kraft | GA | Chatham | PWA | GT | OP | 18.5 | 17 | 20.3 |  | 6 | 1969 | BLQ BLQ: NG; BIT BIT: DFO; Y Y: Y; N N: Y |  | S |  | N | Electric Utility | 1 |  | N | N | [17 empty] | N
7140 | Georgia Power Co | 733 | Kraft | GA | Chatham | ST1 | ST | OP | 50 | 48 | 48 |  | 7 | 1958 | BLQ BLQ: BIT; BIT BIT: NG; Y Y: N; N N: Y |  | S |  | N | Electric Utility | 1 |  | N | Y | [15 empty] | 4 | 2016 | N | Y |  | Y |  |  |  | NG
7140 | Georgia Power Co | 6051 | Edwin I Hatch | GA | Appling | 1 | ST | OP | 857.1 | 876 | 876 |  | 12 | 1975 | BLQ BLQ: NUC; Y Y: N; N N: Y |  | J |  | N | Electric Utility | 1 |  | N | N | [17 empty] | N
7140 | Georgia Power Co | 6051 | Edwin I Hatch | GA | Appling | 2 | ST | OP | 864.7 | 883 | 883 |  | 9 | 1979 | BLQ BLQ: NUC; Y Y: N; N N: Y |  | J |  | N | Electric Utility | 1 |  | N | N | [17 empty] | N
7140 | Georgia Power Co | 6052 | Wansley | GA | Heard | 1 | ST | OP | 952 | 872 | 872 |  | 12 | 1976 | BLQ BLQ: BIT; BIT BIT: DFO; Y Y: N; N N: Y |  | J |  | N | Electric Utility | 1 |  | N | N | [12 empty] | N |  |  |  |  | N | Y |  |  | Y |  |  | DFO
7140 | Georgia Power Co | 6052 | Wansley | GA | Heard | 2 | ST | OP | 952 | 872 | 872 |  | 4 | 1978 | BLQ BLQ: BIT; BIT BIT: DFO; Y Y: N; N N: Y |  | J |  | N | Electric Utility | 1 |  | N | N | [12 empty] | N |  |  |  |  | N | Y |  |  | Y |  |  | DFO
7140 | Georgia Power Co | 6052 | Wansley | GA | Heard | 5A | GT | OP | 52.8 | 49 | 60 |  | 11 | 1980 | BLQ BLQ: DFO; Y Y: N; N N: Y |  | J |  | N | Electric Utility | 1 |  | N | N | [17 empty] | N
7140 | Georgia Power Co | 6087 | Wallace Dam | GA | Hancock | 1 | PS | OP | 52.2 | 53.3 | 53.3 |  | 7 | 1980 | BLQ BLQ: WAT; Y Y: N; N N: Y |  | S | 0 | N | Electric Utility | 1 |  | N | N | [17 empty] | N
7140 | Georgia Power Co | 6087 | Wallace Dam | GA | Hancock | 2 | PS | OP | 52.2 | 53.3 | 53.3 |  | 12 | 1980 | BLQ BLQ: WAT; Y Y: N; N N: Y |  | S | 0 | N | Electric Utility | 1 |  | N | N | [17 empty] | N
7140 | Georgia Power Co | 6087 | Wallace Dam | GA | Hancock | 3 | HY | OP | 56.2 | 57.4 | 57.4 |  | 2 | 1980 | BLQ BLQ: WAT; Y Y: N; N N: Y |  | S | 0 | N | Electric Utility | 1 |  | N | N | [17 empty] | N
7140 | Georgia Power Co | 6087 | Wallace Dam | GA | Hancock | 4 | HY | OP | 56.2 | 57.4 | 57.4 |  | 4 | 1980 | BLQ BLQ: WAT; Y Y: N; N N: Y |  | S | 0 | N | Electric Utility | 1 |  | N | N | [17 empty] | N
7140 | Georgia Power Co | 6087 | Wallace Dam | GA | Hancock | 5 | PS | OP | 52.2 | 53.3 | 53.3 |  | 1 | 1980 | BLQ BLQ: WAT; Y Y: N; N N: Y |  | S | 0 | N | Electric Utility | 1 |  | N | N | [17 empty] | N
7140 | Georgia Power Co | 6087 | Wallace Dam | GA | Hancock | 6 | PS | OP | 52.2 | 53.3 | 53.3 |  | 12 | 1979 | BLQ BLQ: WAT; Y Y: N; N N: Y |  | S | 0 | N | Electric Utility | 1 |  | N | N | [17 empty] | N
7140 | Georgia Power Co | 6124 | McIntosh | GA | Effingham | 1 | ST | OP | 177.6 | 156.5 | 156.5 |  | 2 | 1979 | BLQ BLQ: BIT; BIT BIT: DFO; Y Y: N; N N: Y |  | S |  | N | Electric Utility | 1 |  | N | Y | [9 empty] | SUB | 4 | 2016 | [5 empty] | N | Y |  | Y |  |  |  | DFO
7140 | Georgia Power Co | 6124 | McIntosh | GA | Effingham | CT1 | GT | OP | 101.3 | 82.2 | 94.5 |  | 5 | 1995 | BLQ BLQ: NG; BIT BIT: DFO; Y Y: Y; N N: Y |  | S |  | N | Electric Utility | 1 |  | N | N | [17 empty] | N
7140 | Georgia Power Co | 6124 | McIntosh | GA | Effingham | CT2 | GT | OP | 101.3 | 82.2 | 94.5 |  | 4 | 1995 | BLQ BLQ: NG; BIT BIT: DFO; Y Y: Y; N N: Y |  | S |  | N | Electric Utility | 1 |  | N | N | [17 empty] | N
7140 | Georgia Power Co | 6124 | McIntosh | GA | Effingham | CT3 | GT | OP | 101.3 | 82.2 | 94.5 |  | 6 | 1994 | BLQ BLQ: NG; BIT BIT: DFO; Y Y: Y; N N: Y |  | S |  | N | Electric Utility | 1 |  | N | N | [17 empty] | N
7140 | Georgia Power Co | 6124 | McIntosh | GA | Effingham | CT4 | GT | OP | 101.3 | 82.2 | 94.5 |  | 5 | 1994 | BLQ BLQ: NG; BIT BIT: DFO; Y Y: Y; N N: Y |  | S |  | N | Electric Utility | 1 |  | N | N | [17 empty] | N
7140 | Georgia Power Co | 6124 | McIntosh | GA | Effingham | CT5 | GT | OP | 101.3 | 82.2 | 94.5 |  | 4 | 1994 | BLQ BLQ: NG; BIT BIT: DFO; Y Y: Y; N N: Y |  | S |  | N | Electric Utility | 1 |  | N | N | [17 empty] | N
7140 | Georgia Power Co | 6124 | McIntosh | GA | Effingham | CT6 | GT | OP | 101.3 | 82.2 | 94.5 |  | 5 | 1994 | BLQ BLQ: NG; BIT BIT: DFO; Y Y: Y; N N: Y |  | S |  | N | Electric Utility | 1 |  | N | N | [17 empty] | N
7140 | Georgia Power Co | 6124 | McIntosh | GA | Effingham | CT7 | GT | OP | 101.3 | 82.2 | 94.5 |  | 4 | 1994 | BLQ BLQ: NG; BIT BIT: DFO; Y Y: Y; N N: Y |  | S |  | N | Electric Utility | 1 |  | N | N | [17 empty] | N
7140 | Georgia Power Co | 6124 | McIntosh | GA | Effingham | CT8 | GT | OP | 101.3 | 82.2 | 94.5 |  | 2 | 1994 | BLQ BLQ: NG; BIT BIT: DFO; Y Y: Y; N N: Y |  | S |  | N | Electric Utility | 1 |  | N | N | [17 empty] | N
7140 | Georgia Power Co | 6257 | Scherer | GA | Monroe | 1 | ST | OP | 891 | 837 | 837 |  | 3 | 1982 | BLQ BLQ: SUB; BIT BIT: DFO; Y Y: N; N N: Y |  | J |  | N | Electric Utility | 1 |  | N | Y | [12 empty] | Y | 6 | 2013 |  |  | N | Y |  | Y |  |  |  | DFO
7140 | Georgia Power Co | 6257 | Scherer | GA | Monroe | 2 | ST | OP | 891 | 850 | 850 |  | 2 | 1984 | BLQ BLQ: SUB; BIT BIT: DFO; Y Y: N; N N: Y |  | J |  | N | Electric Utility | 1 |  | N | Y | [12 empty] | Y | 6 | 2013 |  |  | N | Y |  | Y |  |  |  | DFO
7140 | Georgia Power Co | 6257 | Scherer | GA | Monroe | 3 | ST | OP | 891 | 870 | 870 |  | 1 | 1987 | BLQ BLQ: SUB; BIT BIT: DFO; Y Y: N; N N: Y |  | J |  | N | Electric Utility | 1 |  | N | Y | [12 empty] | Y | 6 | 2014 |  |  | N | Y |  | Y |  |  |  | DFO
7140 | Georgia Power Co | 6257 | Scherer | GA | Monroe | 4 | ST | OP | 891 | 849.7 | 866 |  | 2 | 1989 | BLQ BLQ: SUB; BIT BIT: DFO; Y Y: N; N N: Y |  | J |  | N | Electric Utility | 1 |  | N | Y | [12 empty] | Y | 6 | 2014 |  |  | N | Y |  | Y |  |  |  | DFO
7140 | Georgia Power Co | 6258 | Wilson | GA | Burke | 5A | GT | OP | 53.1 | 46 | 67 |  | 12 | 1972 | BLQ BLQ: DFO; Y Y: N; N N: Y |  | S |  | N | Electric Utility | 1 |  | N | N | [17 empty] | N
7140 | Georgia Power Co | 6258 | Wilson | GA | Burke | 5B | GT | OP | 53.1 | 46 | 67 |  | 12 | 1972 | BLQ BLQ: DFO; Y Y: N; N N: Y |  | S |  | N | Electric Utility | 1 |  | N | N | [17 empty] | N
7140 | Georgia Power Co | 6258 | Wilson | GA | Burke | 5C | GT | OP | 53.1 | 46 | 67 |  | 12 | 1972 | BLQ BLQ: DFO; Y Y: N; N N: Y |  | S |  | N | Electric Utility | 1 |  | N | N | [17 empty] | N
7140 | Georgia Power Co | 6258 | Wilson | GA | Burke | 5D | GT | OP | 53.1 | 46 | 67 |  | 2 | 1973 | BLQ BLQ: DFO; Y Y: N; N N: Y |  | S |  | N | Electric Utility | 1 |  | N | N | [17 empty] | N
7140 | Georgia Power Co | 6258 | Wilson | GA | Burke | 5E | GT | OP | 53.1 | 46 | 67 |  | 4 | 1973 | BLQ BLQ: DFO; Y Y: N; N N: Y |  | S |  | N | Electric Utility | 1 |  | N | N | [17 empty] | N
7140 | Georgia Power Co | 6258 | Wilson | GA | Burke | 5F | GT | OP | 53.1 | 46 | 67 |  | 4 | 1973 | BLQ BLQ: DFO; Y Y: N; N N: Y |  | S |  | N | Electric Utility | 1 |  | N | N | [17 empty] | N
7140 | Georgia Power Co | 6258 | Wilson | GA | Burke | IC1 | IC | OP | 2.6 | 2.5 | 2.5 |  | 12 | 1972 | BLQ BLQ: DFO; Y Y: N; N N: Y |  | S |  | N | Electric Utility | 1 |  | N | N | [17 empty] | N
7140 | Georgia Power Co | 7348 | Robins | GA | Houston | 1 | GT | OP | 91.9 | 80 | 93 |  | 5 | 1995 | BLQ BLQ: NG; BIT BIT: DFO; Y Y: Y; N N: Y |  | S |  | N | Electric Utility | 1 |  | N | N | [17 empty] | N
7140 | Georgia Power Co | 7348 | Robins | GA | Houston | 2 | GT | OP | 91.9 | 80 | 93 |  | 5 | 1995 | BLQ BLQ: NG; BIT BIT: DFO; Y Y: Y; N N: Y |  | S |  | N | Electric Utility | 1 |  | N | N | [17 empty] | N
7140 | Georgia Power Co | 56150 | McIntosh Combined Cycle Facility | GA | Effingham | 10ST | CA | OP | 281.9 |  |  | G110 | 6 | 2005 | BLQ BLQ: NG; Y Y: N; N N: Y |  | S |  | N | Electric Utility | 1 |  | Y | N | [17 empty] | N
7140 | Georgia Power Co | 56150 | McIntosh Combined Cycle Facility | GA | Effingham | 11ST | CA | OP | 281.9 |  |  | G111 | 6 | 2005 | BLQ BLQ: NG; Y Y: N; N N: Y |  | S |  | N | Electric Utility | 1 |  | Y | N
7140 | Georgia Power Co | 56150 | McIntosh Combined Cycle Facility | GA | Effingham | C10A | CT | OP | 203.2 | 628.5 | 650.9 | G110 | 6 | 2005 | BLQ BLQ: NG; BIT BIT: DFO; Y Y: Y; N N: Y |  | S |  | N | Electric Utility | 1 |  | N | N | [17 empty] | N
7140 | Georgia Power Co | 56150 | McIntosh Combined Cycle Facility | GA | Effingham | C10B | CT | OP | 203.2 |  |  | G110 | 6 | 2005 | BLQ BLQ: NG; BIT BIT: DFO; Y Y: Y; N N: Y |  | S |  | N | Electric Utility | 1 |  | N | N | [17 empty] | N
7140 | Georgia Power Co | 56150 | McIntosh Combined Cycle Facility | GA | Effingham | C11A | CT | OP | 203.2 | 628.3 | 651.1 | G111 | 6 | 2005 | BLQ BLQ: NG; BIT BIT: DFO; Y Y: Y; N N: Y |  | S |  | N | Electric Utility | 1 |  | N | N | [17 empty] | N
7140 | Georgia Power Co | 56150 | McIntosh Combined Cycle Facility | GA | Effingham | C11B | CT | OP | 203.2 |  |  | G111 | 6 | 2005 | BLQ BLQ: NG; BIT BIT: DFO; Y Y: Y; N N: Y |  | S |  | N | Electric Utility | 1 |  | N | N | [17 empty] | N
7160 | Geysers Power Co LLC | 286 | Geysers Unit 5-20 | CA | Sonoma | U10 | ST | OS | 55 | 30 | 33 |  | 7 | 1973 | BLQ BLQ: GEO; Y Y: N; N N: Y | N | S |  | N | IPP Non-CHP | 2 |  | N | N | [17 empty] | N
7160 | Geysers Power Co LLC | 286 | Geysers Unit 5-20 | CA | Sonoma | U11 | ST | OP | 110 | 68 | 68 |  | 12 | 1975 | BLQ BLQ: GEO; Y Y: N; N N: Y |  | S |  | N | IPP Non-CHP | 2 |  | N | N
7160 | Geysers Power Co LLC | 286 | Geysers Unit 5-20 | CA | Sonoma | U12 | ST | OP | 110 | 51 | 56 |  | 8 | 1979 | BLQ BLQ: GEO; Y Y: N; N N: Y |  | S |  | N | IPP Non-CHP | 2 |  | N | N | [17 empty] | N
7160 | Geysers Power Co LLC | 286 | Geysers Unit 5-20 | CA | Sonoma | U13 | ST | OP | 138 | 90 | 95 |  | 4 | 1980 | BLQ BLQ: GEO; Y Y: N; N N: Y |  | S |  | N | IPP Non-CHP | 2 |  | N | N
7160 | Geysers Power Co LLC | 286 | Geysers Unit 5-20 | CA | Sonoma | U14 | ST | OP | 113 | 66 | 66 |  | 2 | 1980 | BLQ BLQ: GEO; Y Y: N; N N: Y |  | S |  | N | IPP Non-CHP | 2 |  | N | N
7160 | Geysers Power Co LLC | 286 | Geysers Unit 5-20 | CA | Sonoma | U16 | ST | OP | 118 | 75 | 75 |  | 10 | 1985 | BLQ BLQ: GEO; Y Y: N; N N: Y |  | S |  | N | IPP Non-CHP | 2 |  | N | N
7160 | Geysers Power Co LLC | 286 | Geysers Unit 5-20 | CA | Sonoma | U17 | ST | OP | 118 | 60 | 65 |  | 11 | 1982 | BLQ BLQ: GEO; Y Y: N; N N: Y |  | S |  | N | IPP Non-CHP | 2 |  | N | N
7160 | Geysers Power Co LLC | 286 | Geysers Unit 5-20 | CA | Sonoma | U18 | ST | OP | 118 | 70 | 70 |  | 11 | 1983 | BLQ BLQ: GEO; Y Y: N; N N: Y |  | S |  | N | IPP Non-CHP | 2 |  | N | N
7160 | Geysers Power Co LLC | 286 | Geysers Unit 5-20 | CA | Sonoma | U20 | ST | OP | 118 | 60 | 60 |  | 10 | 1985 | BLQ BLQ: GEO; Y Y: N; N N: Y |  | S |  | N | IPP Non-CHP | 2 |  | N | N
7160 | Geysers Power Co LLC | 286 | Geysers Unit 5-20 | CA | Sonoma | U5 | ST | OP | 55 | 45 | 50 |  | 4 | 1971 | BLQ BLQ: GEO; Y Y: N; N N: Y |  | S |  | N | IPP Non-CHP | 2 |  | N | N
7160 | Geysers Power Co LLC | 286 | Geysers Unit 5-20 | CA | Sonoma | U6 | ST | OP | 55 | 45 | 50 |  | 4 | 1971 | BLQ BLQ: GEO; Y Y: N; N N: Y |  | S |  | N | IPP Non-CHP | 2 |  | N | N
7160 | Geysers Power Co LLC | 286 | Geysers Unit 5-20 | CA | Sonoma | U7 | ST | OP | 55 | 40 | 40 |  | 7 | 1972 | BLQ BLQ: GEO; Y Y: N; N N: Y |  | S |  | N | IPP Non-CHP | 2 |  | N | N
7160 | Geysers Power Co LLC | 286 | Geysers Unit 5-20 | CA | Sonoma | U8 | ST | OP | 55 | 40 | 40 |  | 7 | 1972 | BLQ BLQ: GEO; Y Y: N; N N: Y |  | S |  | N | IPP Non-CHP | 2 |  | N | N
7160 | Geysers Power Co LLC | 286 | Geysers Unit 5-20 | CA | Sonoma | U9 | ST | OS | 55 | 30 | 33 |  | 7 | 1973 | BLQ BLQ: GEO; Y Y: N; N N: Y | N | S |  | N | IPP Non-CHP | 2 |  | N | N
7160 | Geysers Power Co LLC | 510 | Sonoma California Geothermal | CA | Lake | 1 | ST | OP | 78 | 55 | 55 |  | 12 | 1983 | BLQ BLQ: GEO; Y Y: N; N N: Y |  | S |  | N | IPP Non-CHP | 2 |  | N | N
7160 | Geysers Power Co LLC | 10199 | West Ford Flat Power Plant | CA | Lake | WFF1 | ST | OP | 19 | 15 | 15 |  | 12 | 1988 | BLQ BLQ: GEO; Y Y: N; N N: Y |  | S |  | N | IPP Non-CHP | 2 |  | N | N
7160 | Geysers Power Co LLC | 10199 | West Ford Flat Power Plant | CA | Lake | WFF2 | ST | OP | 19 | 15 | 15 |  | 12 | 1988 | BLQ BLQ: GEO; Y Y: N; N N: Y |  | S |  | N | IPP Non-CHP | 2 |  | N | N
7160 | Geysers Power Co LLC | 10469 | Bear Canyon Power Plant | CA | Lake | BVC1 | ST | OP | 12.2 | 10 | 10 |  | 1 | 1988 | BLQ BLQ: GEO; Y Y: N; N N: Y |  | S |  | N | IPP Non-CHP | 2 |  | N | N
7160 | Geysers Power Co LLC | 10469 | Bear Canyon Power Plant | CA | Lake | BVC2 | ST | OP | 12.2 | 10 | 10 |  | 1 | 1988 | BLQ BLQ: GEO; Y Y: N; N N: Y |  | S |  | N | IPP Non-CHP | 2 |  | N | N
7160 | Geysers Power Co LLC | 50066 | Calistoga Power Plant | CA | Lake | UNT1 | ST | OP | 88.2 | 55 | 55 |  | 3 | 1984 | BLQ BLQ: GEO; Y Y: N; N N: Y |  | S |  | N | IPP Non-CHP | 2 |  | N | N
7160 | Geysers Power Co LLC | 50066 | Calistoga Power Plant | CA | Lake | UNT2 | ST | OP | 88.2 | 55 | 55 |  | 3 | 1984 | BLQ BLQ: GEO; Y Y: N; N N: Y |  | S |  | N | IPP Non-CHP | 2 |  | N | N
7160 | Geysers Power Co LLC | 52158 | Aidlin Geothermal Power Plant | CA | Sonoma | GEN1 | ST | OP | 12.5 | 10 | 10 |  | 5 | 1989 | BLQ BLQ: GEO; Y Y: N; N N: Y |  | S |  | N | IPP Non-CHP | 2 |  | N | N
7160 | Geysers Power Co LLC | 52158 | Aidlin Geothermal Power Plant | CA | Sonoma | GEN2 | ST | OP | 12.5 | 10 | 10 |  | 5 | 1989 | BLQ BLQ: GEO; Y Y: N; N N: Y |  | S |  | N | IPP Non-CHP | 2 |  | N | N
7166 | Georgia-Pacific Monticello LLC | 10610 | Georgia-Pacific Monticello Paper | MS | Lawrence | GEN1 | ST | OP | 32.6 | 36 | 36 |  | 6 | 1968 | BLQ | WDS | NG | TDF |  |  | Y | Y |  | S |  | Y | Industrial CHP | 7 | T | N | N | [17 empty] | N
7166 | Georgia-Pacific Monticello LLC | 10610 | Georgia-Pacific Monticello Paper | MS | Lawrence | GEN2 | ST | OP | 32.2 | 32 | 32 |  | 6 | 1968 | BLQ | WDS | NG | TDF |  |  | Y | Y |  | S |  | Y | Industrial CHP | 7 | T | N | N | [17 empty] | N
7167 | GP Big Island LLC | 50479 | Georgia-Pacific Big Island | VA | Bedford | BHG1 | HY | OP | 0.2 | 0.2 | 0.2 |  | 6 | 1920 | BLQ BLQ: WAT; Y Y: N; N N: N |  | S |  | N | Industrial CHP | 7 |  | N | N | [17 empty] | N
7167 | GP Big Island LLC | 50479 | Georgia-Pacific Big Island | VA | Bedford | BHG2 | HY | OP | 0.2 | 0.2 | 0.2 |  | 6 | 1920 | BLQ BLQ: WAT; Y Y: N; N N: N |  | S |  | N | Industrial CHP | 7 |  | N | N | [17 empty] | N
7167 | GP Big Island LLC | 50479 | Georgia-Pacific Big Island | VA | Bedford | GEN1 | ST | OP | 7.5 | 6.5 | 7 |  | 6 | 1965 | WDS | BIT | DFO | OBS |  |  | Y | N |  | S |  | Y | Industrial CHP | 7 | T | N | N | [17 empty] | N | Y |  | Y
7168 | CITGO Petroleum Corp | 52175 | CITGO Refinery Powerhouse | LA | Calcasieu | GEN1 | ST | OS | 25 | 7.4 | 6.1 |  | 1 | 1942 | BLQ BLQ: OG; BIT BIT: NG; Y Y: Y; N N: Y |  | S |  | Y | Industrial CHP | 7 | T | N | N | [17 empty] | N
7168 | CITGO Petroleum Corp | 52175 | CITGO Refinery Powerhouse | LA | Calcasieu | GEN2 | ST | OP | 25 | 9.4 | 7.7 |  | 1 | 1942 | BLQ BLQ: OG; BIT BIT: NG; Y Y: Y; N N: Y |  | S |  | Y | Industrial CHP | 7 | T | N | N | [17 empty] | N
7168 | CITGO Petroleum Corp | 52175 | CITGO Refinery Powerhouse | LA | Calcasieu | GEN3 | ST | OP | 25 | 17.5 | 18.5 |  | 3 | 1969 | BLQ BLQ: OG; BIT BIT: NG; Y Y: Y; N N: Y |  | S |  | Y | Industrial CHP | 7 | T | N | N | [17 empty] | N
7172 | Georgia-PacificCedar Springs LLC | 54101 | Georgia-Pacific Cedar Springs | GA | Early | GEN1 | ST | OP | 50 | 45 | 50 |  | 10 | 1963 | BLQ | BIT | WDS | RFO | DFO | NG | Y | N |  | S |  | Y | Industrial CHP | 7 | T | N | N | [17 empty] | N | Y | [5 empty] | NG
7172 | Georgia-PacificCedar Springs LLC | 54101 | Georgia-Pacific Cedar Springs | GA | Early | GEN2 | ST | OP | 51.2 | 45 | 50 |  | 8 | 1965 | BLQ | BIT | WDS | RFO | DFO | NG | Y | N |  | S |  | Y | Industrial CHP | 7 | T | N | N | [17 empty] | N | Y | [5 empty] | NG
7175 | General Mills Operations Inc | 10031 | General Mills Operations Lodi | CA | SAN JOAQUIN | 1 | GT | OP | 4.6 | 3.2 | 3.2 |  | 5 | 1984 | BLQ BLQ: NG; Y Y: N; N N: Y | Y | S |  | Y | Industrial CHP | 7 | T | N | N | [12 empty] | N |  |  |  |  | N
7191 | Axiall Corp | 55051 | Axiall Plaquemine | LA | Iberville | X773 | GT | OP | 102 | 80 | 90 |  | 5 | 1997 | BLQ BLQ: NG; BIT BIT: OG; Y Y: Y; N N: Y |  | S |  | Y | Industrial CHP | 7 | T | N | N | [17 empty] | N
7191 | Axiall Corp | 55051 | Axiall Plaquemine | LA | Iberville | X774 | GT | OP | 102 | 80 | 90 |  | 5 | 1997 | BLQ BLQ: NG; BIT BIT: OG; Y Y: Y; N N: Y |  | S |  | Y | Industrial CHP | 7 | T | N | N | [17 empty] | N
7191 | Axiall Corp | 55051 | Axiall Plaquemine | LA | Iberville | X775 | GT | OP | 102 | 80 | 90 |  | 5 | 1997 | BLQ BLQ: NG; BIT BIT: OG; Y Y: Y; N N: Y |  | S |  | Y | Industrial CHP | 7 | T | N | N | [17 empty] | N
7193 | TPC Windfarms LLC | 54647 | TPC Windfarms LLC | CA | Kern | EXIS | WT | OP | 28.7 | 28.7 | 28.7 |  | 12 | 1986 | BLQ BLQ: WND; Y Y: N; N N: Y |  | W | 100 | N | IPP Non-CHP | 2 |  | N | N | [17 empty] | N
7199 | Ri-Corp Development, Inc. | 10113 | John B Rich Memorial Power Station | PA | Schuylkill | GEN1 | ST | OP | 88.4 | 80 | 80 |  | 2 | 1988 | BLQ BLQ: WC; BIT BIT: DFO; Y Y: N; N N: Y | Y | S |  | Y | IPP CHP | 3 | T | N | N | [17 empty] | N |  | Y |  |  |  |  | DFO
7209 | The Gillette Company | 54225 | Gillette SBMC | MA | Suffolk | CTG3 | GT | OP | 7.2 | 7.2 | 7.2 |  | 7 | 2011 | BLQ BLQ: NG; BIT BIT: DFO; Y Y: Y; N N: N |  | S |  | Y | Industrial CHP | 7 | T |  | N | [17 empty] | N
7209 | The Gillette Company | 54225 | Gillette SBMC | MA | Suffolk | DG | IC | SB | 0.5 | 0.5 | 0.5 |  | 9 | 1991 | BLQ BLQ: DFO; Y Y: N; N N: N | N | S |  | N | Industrial CHP | 7 |  | N | N
7209 | The Gillette Company | 54225 | Gillette SBMC | MA | Suffolk | DG2 | IC | SB | 0.5 | 0.5 | 0.5 |  | 3 | 1997 | BLQ BLQ: DFO; Y Y: N; N N: N | N | S |  | N | Industrial CHP | 7 |  | N | N
7209 | The Gillette Company | 54225 | Gillette SBMC | MA | Suffolk | DG3 | IC | SB | 1 | 1 | 1 |  | 3 | 2000 | BLQ BLQ: DFO; Y Y: N; N N: N | N | S |  | N | Industrial CHP | 7 |  | N | N
7209 | The Gillette Company | 54225 | Gillette SBMC | MA | Suffolk | TG2 | ST | OP | 5 | 5 | 5 |  | 2 | 1971 | BLQ BLQ: NG; BIT BIT: RFO; Y Y: Y; N N: N |  | S |  | Y | Industrial CHP | 7 | B | N | N | [12 empty] | N |  |  |  |  | N
7239 | General Motors Corp-Warren | 10032 | Powertrain Warren General Motors | MI | Macomb | GT1 | GT | OP | 4 | 2.7 | 3.2 |  | 5 | 1988 | [8 empty] | Y | S |  | Y | Industrial CHP | 7 | T | N | N | [17 empty] | N | bar: BLQ BLQ; Y Y to N N
7257 | City of Girard - (KS) | 1279 | Girard | KS | Crawford | 1 | IC | OP | 1.4 | 1.1 | 1.1 |  | 9 | 1955 | BLQ BLQ: NG; BIT BIT: DFO; Y Y: Y; N N: Y |  | S |  | N | Electric Utility | 1 |  | N | N | [17 empty] | N
7257 | City of Girard - (KS) | 1279 | Girard | KS | Crawford | 4 | IC | OP | 2.2 | 1.8 | 1.8 |  | 9 | 1962 | BLQ BLQ: NG; BIT BIT: DFO; Y Y: Y; N N: Y |  | S |  | N | Electric Utility | 1 |  | N | N | [17 empty] | N
7257 | City of Girard - (KS) | 1279 | Girard | KS | Crawford | 6 | IC | OP | 3.5 | 3.2 | 3.3 |  | 5 | 1997 | BLQ BLQ: NG; BIT BIT: DFO; Y Y: Y; N N: Y |  | S |  | N | Electric Utility | 1 |  | N | N | [17 empty] | N
7257 | City of Girard - (KS) | 1279 | Girard | KS | Crawford | 7 | IC | OP | 3.7 | 3.4 | 3.4 |  | 4 | 1997 | BLQ BLQ: NG; BIT BIT: DFO; Y Y: Y; N N: Y |  | S |  | N | Electric Utility | 1 |  | N | N | [17 empty] | N
7292 | Glencoe Light & Power Comm | 1975 | Glencoe | MN | McLeod | 10 | IC | OP | 7 | 5.6 | 5.6 |  | 10 | 1985 | BLQ BLQ: DFO; Y Y: N; N N: Y |  | S |  | N | Electric Utility | 1 |  |  | N | [17 empty] | N
7292 | Glencoe Light & Power Comm | 1975 | Glencoe | MN | McLeod | 11 | IC | OP | 4.8 | 4.8 | 4.8 |  | 6 | 1998 | BLQ BLQ: DFO; Y Y: N; N N: Y |  | S |  | N | Electric Utility | 1 |  |  | N | [17 empty] | N
7292 | Glencoe Light & Power Comm | 1975 | Glencoe | MN | McLeod | 12 | IC | OP | 4.8 | 4.8 | 4.8 |  | 7 | 1998 | BLQ BLQ: DFO; Y Y: N; N N: Y |  | S |  | N | Electric Utility | 1 |  |  | N | [17 empty] | N
7292 | Glencoe Light & Power Comm | 1975 | Glencoe | MN | McLeod | 14 | IC | OP | 4.8 | 4.8 | 4.8 |  | 9 | 2006 | BLQ BLQ: DFO; Y Y: N; N N: Y |  | S |  | N | Electric Utility | 1 |  |  | N | [17 empty] | N
7292 | Glencoe Light & Power Comm | 1975 | Glencoe | MN | McLeod | 5 | IC | OP | 1.3 | 1 | 1 |  | 6 | 1957 | BLQ BLQ: DFO; BIT BIT: NG; Y Y: Y; N N: Y |  | S |  | N | Electric Utility | 1 |  |  | N | [17 empty] | N
7292 | Glencoe Light & Power Comm | 1975 | Glencoe | MN | McLeod | 6 | IC | OP | 1.3 | 1 | 1 |  | 10 | 1961 | BLQ BLQ: DFO; BIT BIT: NG; Y Y: Y; N N: Y |  | S |  | N | Electric Utility | 1 |  |  | N | [17 empty] | N
7292 | Glencoe Light & Power Comm | 1975 | Glencoe | MN | McLeod | 7 | IC | OP | 4.1 | 3.2 | 3.2 |  | 11 | 1966 | BLQ BLQ: DFO; BIT BIT: NG; Y Y: Y; N N: Y |  | S |  | N | Electric Utility | 1 |  |  | N | [17 empty] | N
7292 | Glencoe Light & Power Comm | 1975 | Glencoe | MN | McLeod | 8 | IC | OP | 5.6 | 4.4 | 4.4 |  | 7 | 1969 | BLQ BLQ: DFO; BIT BIT: NG; Y Y: Y; N N: Y |  | S |  | N | Electric Utility | 1 |  |  | N | [17 empty] | N
7292 | Glencoe Light & Power Comm | 1975 | Glencoe | MN | McLeod | 9 | IC | OP | 7.1 | 5.7 | 5.7 |  | 8 | 1973 | BLQ BLQ: DFO; BIT BIT: NG; Y Y: Y; N N: Y |  | S |  | N | Electric Utility | 1 |  |  | N | [17 empty] | N
7294 | City of Glendale | 377 | Grayson | CA | Los Angeles | 1 | CA | OP | 20 | 19 | 19 |  | 7 | 1977 | BLQ BLQ: NG; Y Y: N; N N: Y |  | S |  | N | Electric Utility | 1 |  | N | N | [17 empty] | N
7294 | City of Glendale | 377 | Grayson | CA | Los Angeles | 2 | CA | OP | 20 | 19 | 19 |  | 7 | 1977 | BLQ BLQ: NG; Y Y: N; N N: Y |  | S |  | N | Electric Utility | 1 |  | N | N | [17 empty] | N
7294 | City of Glendale | 377 | Grayson | CA | Los Angeles | 3 | ST | OP | 23 | 18 | 18 |  | 12 | 1953 | BLQ BLQ: LFG; BIT BIT: NG; Y Y: Y; N N: Y |  | S |  | N | Electric Utility | 1 |  |  | N | [17 empty] | N |  |  |  | N |  |  | NG
7294 | City of Glendale | 377 | Grayson | CA | Los Angeles | 4 | ST | OP | 50 | 40 | 40 |  | 9 | 1959 | BLQ BLQ: LFG; BIT BIT: NG; Y Y: Y; N N: Y |  | S |  | N | Electric Utility | 1 |  |  | N | [17 empty] | N | [6 empty] | NG
7294 | City of Glendale | 377 | Grayson | CA | Los Angeles | 5 | ST | OP | 50 | 40 | 40 |  | 11 | 1964 | BLQ BLQ: LFG; BIT BIT: NG; Y Y: Y; N N: Y |  | S |  | N | Electric Utility | 1 |  |  | N | [17 empty] | N | [6 empty] | NG
7294 | City of Glendale | 377 | Grayson | CA | Los Angeles | 8A | CT | OP | 25.4 | 26 | 30 |  | 7 | 1977 | BLQ BLQ: NG; Y Y: N; N N: Y |  | S |  | N | Electric Utility | 1 |  | N | N | [17 empty] | N
7294 | City of Glendale | 377 | Grayson | CA | Los Angeles | 8BC | CT | OP | 55.1 | 46 | 50 |  | 7 | 1977 | BLQ BLQ: NG; Y Y: N; N N: Y |  | S |  | N | Electric Utility | 1 |  | N | N | [17 empty] | N
7294 | City of Glendale | 377 | Grayson | CA | Los Angeles | 9 | GT | OP | 57.4 | 48 | 48 |  | 1 | 2004 | BLQ BLQ: NG; Y Y: N; N N: Y |  | S |  | N | Electric Utility | 1 |  |  | N | [17 empty] | N
7308 | Hawkeye Energy Greenport LLC | 55969 | Hawkeye Energy Greenport LLC | NY | SUFFOLK | U-01 | GT | OP | 54 | 52.9 | 55 |  | 7 | 2003 | BLQ BLQ: KER; Y Y: N; N N: Y |  | S |  | N | IPP Non-CHP | 2 |  | N | N | [12 empty] | N |  |  |  |  | N
7349 | Golden Spread Electric Cooperative, Inc | 55065 | Mustang Station | TX | Yoakum | GEN1 | CT | OP | 174.2 | 163 | 162 |  | 6 | 1999 | BLQ BLQ: NG; Y Y: N; N N: Y |  | S |  | N | Electric Utility | 1 |  | N | N | [17 empty] | N
7349 | Golden Spread Electric Cooperative, Inc | 55065 | Mustang Station | TX | Yoakum | GEN2 | CT | OP | 174.2 | 163 | 162 |  | 6 | 1999 | BLQ BLQ: NG; Y Y: N; N N: Y |  | S |  | N | Electric Utility | 1 |  | N | N | [17 empty] | N
7349 | Golden Spread Electric Cooperative, Inc | 55065 | Mustang Station | TX | Yoakum | GEN3 | CA | OP | 172.6 | 160 | 152 |  | 4 | 2000 | BLQ BLQ: NG; Y Y: N; N N: Y |  | S |  | N | Electric Utility | 1 |  | Y | N | [17 empty] | N
7349 | Golden Spread Electric Cooperative, Inc | 56326 | Mustang Station Unit 4 | TX | Yoakum | GEN1 | GT | OP | 170 | 145 | 168 |  | 4 | 2006 | BLQ BLQ: NG; Y Y: N; N N: Y |  | S |  | N | Electric Utility | 1 |  | N | N
7349 | Golden Spread Electric Cooperative, Inc | 56326 | Mustang Station Unit 4 | TX | Yoakum | GEN2 | GT | OP | 170 | 145 | 168 |  | 6 | 2007 | BLQ BLQ: NG; Y Y: N; N N: Y |  | S |  | N | Electric Utility | 1 |  | N | N | [17 empty] | N
7349 | Golden Spread Electric Cooperative, Inc | 57865 | Antelope Station | TX | Hale | E01 | IC | OP | 9.3 | 8.9 | 9.3 |  | 6 | 2011 | BLQ BLQ: NG; Y Y: N; N N: Y |  | S |  | N | Electric Utility | 1 |  |  | N
7349 | Golden Spread Electric Cooperative, Inc | 57865 | Antelope Station | TX | Hale | E02 | IC | OP | 9.3 | 8.9 | 9.3 |  | 6 | 2011 | BLQ BLQ: NG; Y Y: N; N N: Y |  | S |  | N | Electric Utility | 1 |  |  | N
7349 | Golden Spread Electric Cooperative, Inc | 57865 | Antelope Station | TX | Hale | E03 | IC | OP | 9.3 | 8.9 | 9.3 |  | 6 | 2011 | BLQ BLQ: NG; Y Y: N; N N: Y |  | S |  | N | Electric Utility | 1 |  |  | N
7349 | Golden Spread Electric Cooperative, Inc | 57865 | Antelope Station | TX | Hale | E04 | IC | OP | 9.3 | 8.9 | 9.3 |  | 6 | 2011 | BLQ BLQ: NG; Y Y: N; N N: Y |  | S |  | N | Electric Utility | 1 |  |  | N
7349 | Golden Spread Electric Cooperative, Inc | 57865 | Antelope Station | TX | Hale | E05 | IC | OP | 9.3 | 8.9 | 9.3 |  | 6 | 2011 | BLQ BLQ: NG; Y Y: N; N N: Y |  | S |  | N | Electric Utility | 1 |  |  | N
7349 | Golden Spread Electric Cooperative, Inc | 57865 | Antelope Station | TX | Hale | E06 | IC | OP | 9.3 | 8.9 | 9.3 |  | 6 | 2011 | BLQ BLQ: NG; Y Y: N; N N: Y |  | S |  | N | Electric Utility | 1 |  |  | N
7349 | Golden Spread Electric Cooperative, Inc | 57865 | Antelope Station | TX | Hale | E07 | IC | OP | 9.3 | 8.9 | 9.3 |  | 6 | 2011 | BLQ BLQ: NG; Y Y: N; N N: Y |  | S |  | N | Electric Utility | 1 |  |  | N
7349 | Golden Spread Electric Cooperative, Inc | 57865 | Antelope Station | TX | Hale | E08 | IC | OP | 9.3 | 8.9 | 9.3 |  | 6 | 2011 | BLQ BLQ: NG; Y Y: N; N N: Y |  | S |  | N | Electric Utility | 1 |  |  | N
7349 | Golden Spread Electric Cooperative, Inc | 57865 | Antelope Station | TX | Hale | E09 | IC | OP | 9.3 | 8.9 | 9.3 |  | 6 | 2011 | BLQ BLQ: NG; Y Y: N; N N: Y |  | S |  | N | Electric Utility | 1 |  |  | N
7349 | Golden Spread Electric Cooperative, Inc | 57865 | Antelope Station | TX | Hale | E10 | IC | OP | 9.3 | 8.9 | 9.3 |  | 6 | 2011 | BLQ BLQ: NG; Y Y: N; N N: Y |  | S |  | N | Electric Utility | 1 |  |  | N
7349 | Golden Spread Electric Cooperative, Inc | 57865 | Antelope Station | TX | Hale | E11 | IC | OP | 9.3 | 8.9 | 9.3 |  | 6 | 2011 | BLQ BLQ: NG; Y Y: N; N N: Y |  | S |  | N | Electric Utility | 1 |  |  | N
7349 | Golden Spread Electric Cooperative, Inc | 57865 | Antelope Station | TX | Hale | E12 | IC | OP | 9.3 | 8.9 | 9.3 |  | 6 | 2011 | BLQ BLQ: NG; Y Y: N; N N: Y |  | S |  | N | Electric Utility | 1 |  |  | N
7349 | Golden Spread Electric Cooperative, Inc | 57865 | Antelope Station | TX | Hale | E13 | IC | OP | 9.3 | 8.9 | 9.3 |  | 6 | 2011 | BLQ BLQ: NG; Y Y: N; N N: Y |  | S |  | N | Electric Utility | 1 |  |  | N
7349 | Golden Spread Electric Cooperative, Inc | 57865 | Antelope Station | TX | Hale | E14 | IC | OP | 9.3 | 8.9 | 9.3 |  | 6 | 2011 | BLQ BLQ: NG; Y Y: N; N N: Y |  | S |  | N | Electric Utility | 1 |  |  | N
7349 | Golden Spread Electric Cooperative, Inc | 57865 | Antelope Station | TX | Hale | E15 | IC | OP | 9.3 | 8.9 | 9.3 |  | 6 | 2011 | BLQ BLQ: NG; Y Y: N; N N: Y |  | S |  | N | Electric Utility | 1 |  |  | N
7349 | Golden Spread Electric Cooperative, Inc | 57865 | Antelope Station | TX | Hale | E16 | IC | OP | 9.3 | 8.9 | 9.3 |  | 6 | 2011 | BLQ BLQ: NG; Y Y: N; N N: Y |  | S |  | N | Electric Utility | 1 |  |  | N
7349 | Golden Spread Electric Cooperative, Inc | 57865 | Antelope Station | TX | Hale | E17 | IC | OP | 9.3 | 8.9 | 9.3 |  | 6 | 2011 | BLQ BLQ: NG; Y Y: N; N N: Y |  | S |  | N | Electric Utility | 1 |  |  | N
7349 | Golden Spread Electric Cooperative, Inc | 57865 | Antelope Station | TX | Hale | E18 | IC | OP | 9.3 | 8.9 | 9.3 |  | 6 | 2011 | BLQ BLQ: NG; Y Y: N; N N: Y |  | S |  | N | Electric Utility | 1 |  |  | N
7349 | Golden Spread Electric Cooperative, Inc | 57866 | Golden Spread Panhandle Wnd Rch | TX | Oldham | PWR | WT | OP | 78.2 | 78.2 | 78.2 |  | 9 | 2011 | BLQ BLQ: WND; Y Y: N; N N: Y |  | S | 34 | N | Electric Utility | 1 |  |  | N
7353 | Golden Valley Elec Assn Inc | 6285 | North Pole | AK | Fairbanks North Star | 1 | GT | OP | 60.5 | 48 | 65 |  | 12 | 1976 | BLQ BLQ: RFO; BIT BIT: DFO; Y Y: N; N N: Y |  | S |  | N | Electric Utility | 1 |  | N | N | [17 empty] | N
7353 | Golden Valley Elec Assn Inc | 6285 | North Pole | AK | Fairbanks North Star | 2 | GT | OP | 60.5 | 48 | 65 |  | 2 | 1977 | BLQ BLQ: RFO; BIT BIT: DFO; Y Y: N; N N: Y |  | S |  | N | Electric Utility | 1 |  | N | N | [17 empty] | N
7353 | Golden Valley Elec Assn Inc | 6285 | North Pole | AK | Fairbanks North Star | GT3 | CT | OP | 47 | 41 | 52 |  | 3 | 2007 | BLQ BLQ: JF; BIT BIT: DFO; Y Y: N; N N: Y |  | S |  | N | Electric Utility | 1 |  |  | N | [17 empty] | N
7353 | Golden Valley Elec Assn Inc | 6285 | North Pole | AK | Fairbanks North Star | STG1 | CA | OP | 13 | 7 | 12 |  | 3 | 2007 | BLQ BLQ: JF; BIT BIT: DFO; Y Y: N; N N: Y |  | S |  | N | Electric Utility | 1 |  | N | N | [17 empty] | N
7353 | Golden Valley Elec Assn Inc | 6286 | Fairbanks | AK | Fairbanks North Star | 5 | IC | OP | 2.7 | 2.8 | 2.8 |  | 5 | 1970 | BLQ BLQ: DFO; Y Y: N; N N: Y |  | S |  | N | Electric Utility | 1 |  | N | N | [17 empty] | N
7353 | Golden Valley Elec Assn Inc | 6286 | Fairbanks | AK | Fairbanks North Star | 6 | IC | OP | 2.7 | 2.8 | 2.8 |  | 9 | 1970 | BLQ BLQ: DFO; Y Y: N; N N: Y |  | S |  | N | Electric Utility | 1 |  | N | N | [17 empty] | N
7353 | Golden Valley Elec Assn Inc | 6286 | Fairbanks | AK | Fairbanks North Star | GT1 | GT | OP | 18.4 | 16 | 18 |  | 5 | 1971 | BLQ BLQ: RFO; BIT BIT: DFO; Y Y: N; N N: Y |  | S |  | N | Electric Utility | 1 |  | N | N | [17 empty] | N
7353 | Golden Valley Elec Assn Inc | 6286 | Fairbanks | AK | Fairbanks North Star | GT2 | GT | OP | 18.4 | 16.3 | 18 |  | 11 | 1972 | BLQ BLQ: RFO; BIT BIT: DFO; Y Y: N; N N: Y |  | S |  | N | Electric Utility | 1 |  | N | N | [17 empty] | N
7353 | Golden Valley Elec Assn Inc | 6288 | Healy | AK | Denali Borough | 1 | ST | OP | 28 | 25 | 25 |  | 11 | 1967 | BLQ BLQ: SUB; BIT BIT: WC; Y Y: N; N N: Y |  | S |  | N | Electric Utility | 1 |  | N | N | [18 empty] | Y |  | Y |  |  |  | DFO
7353 | Golden Valley Elec Assn Inc | 6288 | Healy | AK | Denali Borough | IC1 | IC | OP | 2.8 | 2.8 | 2.8 |  | 9 | 1967 | BLQ BLQ: DFO; Y Y: N; N N: Y |  | S |  | N | Electric Utility | 1 |  | N | N
7353 | Golden Valley Elec Assn Inc | 56325 | Delta Power | AK | Fairbanks North Star | 6 | GT | SB | 23.1 | 23.1 | 29.3 |  | 11 | 1976 | BLQ BLQ: DFO; Y Y: N; N N: Y | Y | S |  | N | Electric Utility | 1 |  | N | N | [17 empty] | N
7353 | Golden Valley Elec Assn Inc | 57583 | Battery Energy Storage System | AK | Fairbanks North Star | BESS | BA | OP | 27 | 27 | 27 |  | 12 | 2003 | BLQ BLQ: MWH; Y Y: N; N N: Y |  | S |  | N | Electric Utility | 1 |  |  | N
7370 | City of Gonzales - (TX) | 7394 | Gonzales Hydro Plant | TX | Gonzales | 1 | HY | OS | 0.5 | 0.3 | 0.3 |  | 1 | 1984 | BLQ BLQ: WAT; Y Y: N; N N: Y |  | S |  | N | Electric Utility | 1 |  | N | N
7370 | City of Gonzales - (TX) | 7394 | Gonzales Hydro Plant | TX | Gonzales | 2 | HY | OS | 0.5 | 0.3 | 0.3 |  | 1 | 1984 | BLQ BLQ: WAT; Y Y: N; N N: Y |  | S |  | N | Electric Utility | 1 |  | N | N
7370 | City of Gonzales - (TX) | 7394 | Gonzales Hydro Plant | TX | Gonzales | 3 | HY | OS | 0.5 | 0.3 | 0.3 |  | 1 | 1984 | BLQ BLQ: WAT; Y Y: N; N N: Y |  | S |  | N | Electric Utility | 1 |  | N | N
7374 | City of Goodland - (KS) | 1280 | Goodland | KS | Sherman | 10 | IC | OP | 2 | 1.8 | 2 |  | 7 | 1971 | BLQ BLQ: NG; BIT BIT: DFO; Y Y: Y; N N: Y |  | S |  | N | Electric Utility | 1 |  | N | N
7374 | City of Goodland - (KS) | 1280 | Goodland | KS | Sherman | 11 | IC | OP | 4.3 | 3.5 | 3.8 |  | 9 | 1978 | BLQ BLQ: NG; BIT BIT: DFO; Y Y: Y; N N: Y |  | S |  | N | Electric Utility | 1 |  | N | N
7374 | City of Goodland - (KS) | 1280 | Goodland | KS | Sherman | 12 | IC | OP | 1 | 0.8 | 0.9 |  | 5 | 1995 | BLQ BLQ: NG; BIT BIT: DFO; Y Y: Y; N N: Y |  | S |  | N | Electric Utility | 1 |  | N | N
7374 | City of Goodland - (KS) | 1280 | Goodland | KS | Sherman | 13 | IC | OP | 1.3 | 1.1 | 1.3 |  | 5 | 1999 | BLQ BLQ: NG; BIT BIT: DFO; Y Y: Y; N N: Y |  | S |  | N | Electric Utility | 1 |  | N | N
7374 | City of Goodland - (KS) | 1280 | Goodland | KS | Sherman | 3 | IC | OP | 0.7 | 0.7 | 0.7 |  | 3 | 1939 | BLQ BLQ: DFO; Y Y: N; N N: Y |  | S |  | N | Electric Utility | 1 |  | N | N
7374 | City of Goodland - (KS) | 1280 | Goodland | KS | Sherman | 6 | IC | OP | 2.2 | 1.8 | 2.1 |  | 7 | 1962 | BLQ BLQ: NG; BIT BIT: DFO; Y Y: Y; N N: Y |  | S |  | N | Electric Utility | 1 |  | N | N
7374 | City of Goodland - (KS) | 1280 | Goodland | KS | Sherman | 7 | IC | OP | 2.2 | 1.8 | 2.1 |  | 2 | 1966 | BLQ BLQ: NG; BIT BIT: DFO; Y Y: Y; N N: Y |  | S |  | N | Electric Utility | 1 |  | N | N
7374 | City of Goodland - (KS) | 1280 | Goodland | KS | Sherman | 8 | IC | OP | 5 | 4.6 | 4.8 |  | 5 | 1975 | BLQ BLQ: NG; BIT BIT: DFO; Y Y: Y; N N: Y |  | S |  | N | Electric Utility | 1 |  | N | N
7375 | Goodyear Tire & Rubber Co | 54321 | Goodyear Beaumont Chemical Plant | TX | Jefferson | 2N80 | GT | OP | 5 | 4 | 4.5 |  | 8 | 1999 | BLQ BLQ: NG; Y Y: N; N N: Y |  | S |  | Y | Industrial CHP | 7 | T | N | N | [17 empty] | N
7375 | Goodyear Tire & Rubber Co | 54321 | Goodyear Beaumont Chemical Plant | TX | Jefferson | 3N80 | ST | OP | 14.8 | 13 | 13.5 |  | 3 | 1987 | BLQ BLQ: NG; BIT BIT: WO; Y Y: Y; N N: Y |  | S |  | Y | Industrial CHP | 7 | T | N | N | [17 empty] | N
7375 | Goodyear Tire & Rubber Co | 54321 | Goodyear Beaumont Chemical Plant | TX | Jefferson | N802 | GT | OP | 5 | 4 | 4.5 |  | 8 | 1999 | BLQ BLQ: NG; Y Y: N; N N: Y |  | S |  | Y | Industrial CHP | 7 | T | N | N | [17 empty] | N
7375 | Goodyear Tire & Rubber Co | 54321 | Goodyear Beaumont Chemical Plant | TX | Jefferson | N803 | GT | OP | 5 | 4 | 4.5 |  | 10 | 1999 | BLQ BLQ: NG; Y Y: N; N N: Y |  | S |  | Y | Industrial CHP | 7 | T | N | N | [17 empty] | N
7375 | Goodyear Tire & Rubber Co | 54321 | Goodyear Beaumont Chemical Plant | TX | Jefferson | N804 | GT | OP | 5 | 4 | 4.5 |  | 10 | 1999 | BLQ BLQ: NG; Y Y: N; N N: Y |  | S |  | Y | Industrial CHP | 7 | T | N | N | [17 empty] | N
7424 | Gowrie Municipal Utilities | 1141 | Gowrie | IA | Webster | 1 | IC | OP | 1.2 | 1.1 | 1.1 |  | 7 | 1959 | BLQ BLQ: DFO; Y Y: N; N N: Y | Y | S |  | N | Electric Utility | 1 |  | N | Y | [12 empty] | N |  |  | 5 | 2013 | N
7424 | Gowrie Municipal Utilities | 1141 | Gowrie | IA | Webster | 2 | IC | OP | 1.2 | 1.1 | 1.1 |  | 7 | 1968 | BLQ BLQ: DFO; Y Y: N; N N: Y | Y | S |  | N | Electric Utility | 1 |  | N | Y | [12 empty] | N |  |  | 5 | 2013 | N
7443 | City of Graettinger | 1142 | Graettinger | IA | PALO ALTO | 4 | IC | OP | 0.5 | 0.5 | 0.5 |  | 8 | 1957 | BLQ BLQ: DFO; Y Y: N; N N: Y | Y | S |  | N | Electric Utility | 1 |  | N | N | [17 empty] | N
7443 | City of Graettinger | 1142 | Graettinger | IA | PALO ALTO | 5 | IC | OP | 1.1 | 1.1 | 1.1 |  | 12 | 1990 | BLQ BLQ: DFO; Y Y: N; N N: Y | Y | S |  | N | Electric Utility | 1 |  | N | N | [17 empty] | N
7443 | City of Graettinger | 1142 | Graettinger | IA | PALO ALTO | 6 | IC | OP | 2 | 2 | 2 |  | 2 | 2002 | BLQ BLQ: DFO; Y Y: N; N N: Y | Y | S |  | N | Electric Utility | 1 |  | N | N | [17 empty] | N
7444 | City of Grafton - (ND) | 2811 | Grafton | ND | Walsh | 1 | IC | SB | 0.6 | 0.6 | 0.6 |  | 8 | 1937 | BLQ BLQ: DFO; Y Y: N; N N: Y | Y | S |  | N | Electric Utility | 1 |  | N | N | [17 empty] | N
7444 | City of Grafton - (ND) | 2811 | Grafton | ND | Walsh | 2 | IC | SB | 0.8 | 0.8 | 0.8 |  | 8 | 1949 | BLQ BLQ: DFO; Y Y: N; N N: Y | Y | S |  | N | Electric Utility | 1 |  | N | N | [17 empty] | N
7444 | City of Grafton - (ND) | 2811 | Grafton | ND | Walsh | 3 | IC | SB | 1.3 | 1.3 | 1.3 |  | 9 | 1956 | BLQ BLQ: DFO; Y Y: N; N N: Y | Y | S |  | N | Electric Utility | 1 |  | N | N | [17 empty] | N
7444 | City of Grafton - (ND) | 2811 | Grafton | ND | Walsh | 4 | IC | SB | 1.3 | 1.3 | 1.3 |  | 9 | 1956 | BLQ BLQ: DFO; Y Y: N; N N: Y | Y | S |  | N | Electric Utility | 1 |  | N | N | [17 empty] | N
7475 | Graphic Packaging Corp | 10698 | Graphic Packaging | MI | Kalamazoo | GEN1 | ST | OP | 10 | 5 | 7 |  | 2 | 1959 | BLQ BLQ: NG; BIT BIT: RFO; Y Y: Y; N N: N | Y | S |  | Y | Industrial CHP | 7 | T | N | N | [17 empty] | N
7475 | Graphic Packaging Corp | 10698 | Graphic Packaging | MI | Kalamazoo | GEN2 | ST | OP | 1.8 | 1.5 | 1.5 |  | 1 | 1992 | [8 empty] | Y | S |  | Y | Industrial CHP | 7 | T | N | N | [17 empty] | N | bar: BLQ BLQ; Y Y to N N
7477 | Granger Electric Co | 10532 | Granger Electric Generating Station #2 | MI | Clinton | 2-1 | IC | OP | 0.8 | 0.8 | 0.8 |  | 4 | 1991 | BLQ BLQ: LFG; Y Y: N; N N: Y |  | S |  | N | IPP Non-CHP | 2 |  | N | N | [17 empty] | N
7477 | Granger Electric Co | 10532 | Granger Electric Generating Station #2 | MI | Clinton | 2-3 | IC | OP | 0.8 | 0.8 | 0.8 |  | 4 | 1991 | BLQ BLQ: LFG; Y Y: N; N N: Y |  | S |  | N | IPP Non-CHP | 2 |  | N | N | [17 empty] | N
7477 | Granger Electric Co | 10532 | Granger Electric Generating Station #2 | MI | Clinton | 2-4 | IC | OP | 0.8 | 0.8 | 0.8 |  | 1 | 1996 | BLQ BLQ: LFG; Y Y: N; N N: Y |  | S |  | N | IPP Non-CHP | 2 |  | N | N | [17 empty] | N
7477 | Granger Electric Co | 10532 | Granger Electric Generating Station #2 | MI | Clinton | 2-5 | IC | OP | 0.8 | 0.8 | 0.8 |  | 8 | 1997 | BLQ BLQ: LFG; Y Y: N; N N: Y |  | S |  | N | IPP Non-CHP | 2 |  | N | N | [17 empty] | N
7477 | Granger Electric Co | 54549 | Granger Electric Generating Station #1 | MI | Clinton | 1-1 | IC | OP | 0.8 | 0.8 | 0.8 |  | 1 | 1993 | BLQ BLQ: LFG; Y Y: N; N N: Y |  | S |  | N | IPP Non-CHP | 2 |  | N | N | [17 empty] | N
7477 | Granger Electric Co | 54549 | Granger Electric Generating Station #1 | MI | Clinton | 1-2 | IC | OP | 0.8 | 0.8 | 0.8 |  | 1 | 1993 | BLQ BLQ: LFG; Y Y: N; N N: Y |  | S |  | N | IPP Non-CHP | 2 |  | N | N | [17 empty] | N
7477 | Granger Electric Co | 54549 | Granger Electric Generating Station #1 | MI | Clinton | 1-3 | IC | OP | 0.8 | 0.8 | 0.8 |  | 1 | 1994 | BLQ BLQ: LFG; Y Y: N; N N: Y |  | S |  | N | IPP Non-CHP | 2 |  | N | N | [17 empty] | N
7477 | Granger Electric Co | 54549 | Granger Electric Generating Station #1 | MI | Clinton | 1-4 | IC | OP | 0.8 | 0.8 | 0.8 |  | 12 | 1997 | BLQ BLQ: LFG; Y Y: N; N N: Y |  | S |  | N | IPP Non-CHP | 2 |  | N | N | [17 empty] | N
7477 | Granger Electric Co | 54549 | Granger Electric Generating Station #1 | MI | Clinton | 1-5 | IC | OP | 1.6 | 1.6 | 1.6 |  | 12 | 2008 | BLQ BLQ: LFG; Y Y: N; N N: N |  | S |  | N | IPP Non-CHP | 2 |  |  | N | [17 empty] | N
7477 | Granger Electric Co | 54549 | Granger Electric Generating Station #1 | MI | Clinton | 1-6 | IC | OP | 1.6 | 1.6 | 1.6 |  | 12 | 2008 | BLQ BLQ: LFG; Y Y: N; N N: N |  | S |  | N | IPP Non-CHP | 2 |  |  | N | [17 empty] | N
7477 | Granger Electric Co | 54549 | Granger Electric Generating Station #1 | MI | Clinton | 1-7 | IC | OP | 1.6 | 1.6 | 1.6 |  | 12 | 2008 | BLQ BLQ: LFG; Y Y: N; N N: N |  | S |  | N | IPP Non-CHP | 2 |  |  | N | [17 empty] | N
7477 | Granger Electric Co | 54756 | Ottawa Generating Station | MI | Ottawa | 3-1 | IC | OP | 0.8 | 0.8 | 0.8 |  | 6 | 1994 | BLQ BLQ: LFG; Y Y: N; N N: Y |  | S |  | N | IPP Non-CHP | 2 |  | N | N | [17 empty] | N
7477 | Granger Electric Co | 54756 | Ottawa Generating Station | MI | Ottawa | 3-2 | IC | OP | 0.8 | 0.8 | 0.8 |  | 6 | 1994 | BLQ BLQ: LFG; Y Y: N; N N: Y |  | S |  | N | IPP Non-CHP | 2 |  | N | N | [17 empty] | N
7477 | Granger Electric Co | 54756 | Ottawa Generating Station | MI | Ottawa | 3-3 | IC | OP | 0.8 | 0.8 | 0.8 |  | 6 | 1994 | BLQ BLQ: LFG; Y Y: N; N N: Y |  | S |  | N | IPP Non-CHP | 2 |  | N | N | [17 empty] | N
7477 | Granger Electric Co | 54756 | Ottawa Generating Station | MI | Ottawa | 3-4 | IC | OP | 0.8 | 0.8 | 0.8 |  | 6 | 1994 | BLQ BLQ: LFG; Y Y: N; N N: Y |  | S |  | N | IPP Non-CHP | 2 |  | N | N | [17 empty] | N
7477 | Granger Electric Co | 54756 | Ottawa Generating Station | MI | Ottawa | 3-5 | IC | OP | 0.8 | 0.8 | 0.8 |  | 6 | 1994 | BLQ BLQ: LFG; Y Y: N; N N: Y |  | S |  | N | IPP Non-CHP | 2 |  | N | N | [17 empty] | N
7477 | Granger Electric Co | 54756 | Ottawa Generating Station | MI | Ottawa | 3-6 | IC | OP | 0.8 | 0.8 | 0.8 |  | 6 | 1994 | BLQ BLQ: LFG; Y Y: N; N N: Y |  | S |  | N | IPP Non-CHP | 2 |  | N | N | [17 empty] | N
7477 | Granger Electric Co | 54756 | Ottawa Generating Station | MI | Ottawa | 3-7 | IC | OP | 1.6 | 1.6 | 1.6 |  | 2 | 2006 | BLQ BLQ: LFG; Y Y: N; N N: Y |  | S |  | N | IPP Non-CHP | 2 |  | N | N | [17 empty] | N
7477 | Granger Electric Co | 54757 | Grand Blanc Generating Station | MI | Genesee | 4-1 | IC | OP | 0.8 | 0.8 | 0.8 |  | 7 | 1994 | BLQ BLQ: LFG; Y Y: N; N N: Y |  | S |  | N | IPP Non-CHP | 2 |  | N | N | [17 empty] | N
7477 | Granger Electric Co | 54757 | Grand Blanc Generating Station | MI | Genesee | 4-2 | IC | OP | 0.8 | 0.8 | 0.8 |  | 7 | 1994 | BLQ BLQ: LFG; Y Y: N; N N: Y |  | S |  | N | IPP Non-CHP | 2 |  | N | N | [17 empty] | N
7477 | Granger Electric Co | 54757 | Grand Blanc Generating Station | MI | Genesee | 4-3 | IC | OP | 0.8 | 0.8 | 0.8 |  | 7 | 1994 | BLQ BLQ: LFG; Y Y: N; N N: Y |  | S |  | N | IPP Non-CHP | 2 |  | N | N | [17 empty] | N
7477 | Granger Electric Co | 54757 | Grand Blanc Generating Station | MI | Genesee | 4-4 | IC | OP | 0.8 | 0.8 | 0.8 |  | 10 | 2000 | BLQ BLQ: LFG; Y Y: N; N N: Y |  | S |  | N | IPP Non-CHP | 2 |  | N | N | [17 empty] | N
7477 | Granger Electric Co | 54757 | Grand Blanc Generating Station | MI | Genesee | 4-5 | IC | OP | 0.8 | 0.8 | 0.8 |  | 1 | 2003 | BLQ BLQ: LFG; Y Y: N; N N: Y |  | S |  | N | IPP Non-CHP | 2 |  | N | N | [17 empty] | N
7477 | Granger Electric Co | 54910 | Brent Run Generating Station | MI | Genesee | 7-1 | IC | OP | 0.8 | 0.8 | 0.8 |  | 1 | 1998 | BLQ BLQ: LFG; Y Y: N; N N: Y |  | S |  | N | IPP Non-CHP | 2 |  | N | N | [17 empty] | N
7477 | Granger Electric Co | 54910 | Brent Run Generating Station | MI | Genesee | 7-2 | IC | OP | 0.8 | 0.8 | 0.8 |  | 1 | 1998 | BLQ BLQ: LFG; Y Y: N; N N: Y |  | S |  | N | IPP Non-CHP | 2 |  | N | N | [17 empty] | N
7477 | Granger Electric Co | 54910 | Brent Run Generating Station | MI | Genesee | 7-3 | IC | OP | 0.6 | 0.6 | 0.6 |  | 11 | 2010 | BLQ BLQ: LFG; Y Y: N; N N: Y |  | S |  | N | IPP Non-CHP | 2 |  | N | N | [17 empty] | N
7477 | Granger Electric Co | 56850 | Lanchester Generating Station | PA | LANCASTER | 1 | IC | OP | 1.6 | 1.6 | 1.6 |  | 12 | 2006 | BLQ BLQ: LFG; Y Y: N; N N: N |  | S |  | N | IPP Non-CHP | 2 |  |  | N | [17 empty] | N
7477 | Granger Electric Co | 56850 | Lanchester Generating Station | PA | LANCASTER | 2 | IC | OP | 1.6 | 1.6 | 1.6 |  | 8 | 2010 | BLQ BLQ: LFG; Y Y: N; N N: N |  | S |  | N | IPP Non-CHP | 2 |  |  | N | [17 empty] | N
7477 | Granger Electric Co | 56851 | South Kent Generating Station | MI | KENT | 1 | IC | OP | 1.6 | 1.5 | 1.5 |  | 3 | 2009 | BLQ BLQ: LFG; Y Y: N; N N: Y |  | S |  | N | IPP Non-CHP | 2 |  | N | N | [17 empty] | N
7477 | Granger Electric Co | 56851 | South Kent Generating Station | MI | KENT | 2 | IC | OP | 1.6 | 1.5 | 1.5 |  | 3 | 2009 | BLQ BLQ: LFG; Y Y: N; N N: Y |  | S |  | N | IPP Non-CHP | 2 |  | N | N | [17 empty] | N
7477 | Granger Electric Co | 56852 | White Feather Generating Station | MI | BAY | 1 | IC | OP | 1.6 | 1.5 | 1.5 |  | 3 | 2009 | BLQ BLQ: LFG; Y Y: N; N N: Y |  | S |  | N | IPP Non-CHP | 2 |  | N | N | [17 empty] | N
7477 | Granger Electric Co | 56852 | White Feather Generating Station | MI | BAY | 2 | IC | OP | 1.6 | 1.5 | 1.5 |  | 3 | 2009 | BLQ BLQ: LFG; Y Y: N; N N: Y |  | S |  | N | IPP Non-CHP | 2 |  | N | N | [17 empty] | N
7477 | Granger Electric Co | 56853 | Trans-Jordan Generating Station | UT | SALT LAKE | 1 | IC | OP | 1.6 | 1.5 | 1.5 |  | 3 | 2009 | BLQ BLQ: LFG; Y Y: N; N N: Y |  | S |  | N | IPP Non-CHP | 2 |  | N | N | [17 empty] | N
7477 | Granger Electric Co | 56853 | Trans-Jordan Generating Station | UT | SALT LAKE | 2 | IC | OP | 1.6 | 1.5 | 1.5 |  | 3 | 2009 | BLQ BLQ: LFG; Y Y: N; N N: Y |  | S |  | N | IPP Non-CHP | 2 |  | N | N | [17 empty] | N
7477 | Granger Electric Co | 56853 | Trans-Jordan Generating Station | UT | SALT LAKE | 3 | IC | OP | 1.6 | 1.5 | 1.5 |  | 3 | 2009 | BLQ BLQ: LFG; Y Y: N; N N: Y |  | S |  | N | IPP Non-CHP | 2 |  | N | N | [17 empty] | N
7477 | Granger Electric Co | 58061 | Decatur-Morgan Co LFG Recovery Project | AL | Morgan | 0290 | IC | OP | 0.8 | 0.8 | 0.8 |  | 7 | 2011 | BLQ BLQ: LFG; Y Y: N; N N: N |  | S |  | N | IPP Non-CHP | 2 |  |  | N
7477 | Granger Electric Co | 58061 | Decatur-Morgan Co LFG Recovery Project | AL | Morgan | 1496 | IC | OP | 0.8 | 0.8 | 0.8 |  | 8 | 2010 | BLQ BLQ: LFG; Y Y: N; N N: N |  | S |  | N | IPP Non-CHP | 2 |  |  | N
7483 | City of Grand Haven | 1825 | J B Sims | MI | Ottawa | 3 | ST | OP | 80 | 66.3 | 66.3 |  | 8 | 1983 | BLQ BLQ: BIT; BIT BIT: NG; Y Y: N; N N: Y |  | S |  | N | Electric Utility | 1 |  | N | N | [17 empty] | N | Y |  | Y |  |  |  | NG
7483 | City of Grand Haven | 1826 | Grand Haven Diesel Plant | MI | OTTAWA | 1 | IC | OP | 7 | 8.4 | 8.4 |  | 2 | 1974 | BLQ BLQ: NG; BIT BIT: DFO; Y Y: N; N N: Y |  | S |  | N | Electric Utility | 1 |  | N | N | [17 empty] | N
7483 | City of Grand Haven | 1826 | Grand Haven Diesel Plant | MI | OTTAWA | 2 | IC | OP | 2.7 | 2.3 | 2.3 |  | 4 | 1942 | BLQ BLQ: RFO; Y Y: N; N N: Y |  | S |  | N | Electric Utility | 1 |  | N | N | [17 empty] | N
7483 | City of Grand Haven | 1826 | Grand Haven Diesel Plant | MI | OTTAWA | 5 | IC | OP | 3 | 3.2 | 3.2 |  | 7 | 1954 | BLQ BLQ: DFO; BIT BIT: WO; Y Y: N; N N: Y |  | S |  | N | Electric Utility | 1 |  | N | N | [17 empty] | N
7483 | City of Grand Haven | 1826 | Grand Haven Diesel Plant | MI | OTTAWA | 6 | IC | OP | 2.7 | 2.8 | 2.8 |  | 5 | 1948 | BLQ BLQ: NG; Y Y: N; N N: Y |  | S |  | N | Electric Utility | 1 |  | N | N | [17 empty] | N
7483 | City of Grand Haven | 1826 | Grand Haven Diesel Plant | MI | OTTAWA | 7 | IC | OP | 5.5 | 5.1 | 5.1 |  | 4 | 1952 | BLQ BLQ: RFO; Y Y: N; N N: Y |  | S |  | N | Electric Utility | 1 |  | N | N | [17 empty] | N
7486 | City of Grand Junction - (IA) | 1143 | Grand Junction | IA | Greene | 2 | IC | OP | 1.7 | 1.6 | 1.6 |  | 12 | 1994 | BLQ BLQ: DFO; Y Y: N; N N: Y |  | S |  | N | Electric Utility | 1 |  |  | N
7487 | City of Grand Marais - (MN) | 1976 | Grand Marais | MN | COOK | 7 | IC | OP | 2.7 | 2.5 | 2.5 |  | 2 | 2004 | BLQ BLQ: DFO; Y Y: N; N N: Y |  | S |  | N | Electric Utility | 1 |  | N | N | [17 empty] | N
7487 | City of Grand Marais - (MN) | 1976 | Grand Marais | MN | COOK | 8 | IC | OP | 2 | 1.8 | 1.8 |  | 2 | 2004 | BLQ BLQ: DFO; Y Y: N; N N: Y |  | S |  | N | Electric Utility | 1 |  | N | N | [17 empty] | N
7487 | City of Grand Marais - (MN) | 1976 | Grand Marais | MN | COOK | 9 | IC | OP | 2 | 1.8 | 1.8 |  | 2 | 2004 | BLQ BLQ: DFO; Y Y: N; N N: Y |  | S |  | N | Electric Utility | 1 |  | N | N | [17 empty] | N
7490 | Grand River Dam Authority | 165 | GRDA | OK | Mayes | 1 | ST | OP | 540 | 490 | 490 |  | 6 | 1981 | BLQ BLQ: SUB; BIT BIT: NG; Y Y: N; N N: Y |  | S |  | N | Electric Utility | 1 |  | N | N | [17 empty] | N |  |  | Y |  |  |  | NG
7490 | Grand River Dam Authority | 165 | GRDA | OK | Mayes | 2 | ST | OP | 594 | 520 | 520 |  | 10 | 1985 | BLQ BLQ: SUB; BIT BIT: NG; Y Y: N; N N: Y |  | J |  | N | Electric Utility | 1 |  | N | N | [17 empty] | N |  |  | Y |  |  |  | NG
7490 | Grand River Dam Authority | 2980 | Markham | OK | Mayes | 1 | HY | OP | 32.1 | 32 | 32 |  | 5 | 1964 | BLQ BLQ: WAT; Y Y: N; N N: Y |  | S | 0 | N | Electric Utility | 1 |  | N | N | [12 empty] | N |  |  |  |  | N
7490 | Grand River Dam Authority | 2980 | Markham | OK | Mayes | 2 | HY | OP | 30 | 28 | 28 |  | 5 | 1964 | BLQ BLQ: WAT; Y Y: N; N N: Y |  | S | 0 | N | Electric Utility | 1 |  | N | Y | 4 | 4 | 4 | 2014 | [8 empty] | N |  |  |  |  | N
7490 | Grand River Dam Authority | 2980 | Markham | OK | Mayes | 3 | HY | OP | 30 | 29 | 29 |  | 5 | 1964 | BLQ BLQ: WAT; Y Y: N; N N: Y |  | S | 0 | N | Electric Utility | 1 |  | N | Y | 3 | 3 | 4 | 2013 | [8 empty] | N |  |  |  |  | N
7490 | Grand River Dam Authority | 2980 | Markham | OK | Mayes | 4 | HY | OP | 32.1 | 32 | 32 |  | 5 | 1964 | BLQ BLQ: WAT; Y Y: N; N N: Y |  | S | 0 | N | Electric Utility | 1 |  | N | N | [12 empty] | N |  |  |  |  | N
7490 | Grand River Dam Authority | 2981 | Pensacola | OK | Mayes | 1 | HY | OP | 21.6 | 20 | 20 |  | 8 | 1940 | BLQ BLQ: WAT; Y Y: N; N N: Y |  | S | 0 | N | Electric Utility | 1 |  | N | N | [17 empty] | N
7490 | Grand River Dam Authority | 2981 | Pensacola | OK | Mayes | 2 | HY | OP | 21.6 | 20 | 20 |  | 8 | 1940 | BLQ BLQ: WAT; Y Y: N; N N: Y |  | S | 0 | N | Electric Utility | 1 |  | N | N | [17 empty] | N
7490 | Grand River Dam Authority | 2981 | Pensacola | OK | Mayes | 3 | HY | OP | 21.6 | 20 | 20 |  | 8 | 1940 | BLQ BLQ: WAT; Y Y: N; N N: Y |  | S | 0 | N | Electric Utility | 1 |  | N | N | [17 empty] | N
7490 | Grand River Dam Authority | 2981 | Pensacola | OK | Mayes | 4 | HY | OP | 21.6 | 20 | 20 |  | 8 | 1940 | BLQ BLQ: WAT; Y Y: N; N N: Y |  | S | 0 | N | Electric Utility | 1 |  | N | N | [17 empty] | N
7490 | Grand River Dam Authority | 2981 | Pensacola | OK | Mayes | 5 | HY | OP | 21.6 | 20 | 20 |  | 8 | 1946 | BLQ BLQ: WAT; Y Y: N; N N: Y |  | S | 0 | N | Electric Utility | 1 |  | N | N | [17 empty] | N
7490 | Grand River Dam Authority | 2981 | Pensacola | OK | Mayes | 6 | HY | OP | 21.6 | 20 | 20 |  | 8 | 1946 | BLQ BLQ: WAT; Y Y: N; N N: Y |  | S | 0 | N | Electric Utility | 1 |  | N | N | [17 empty] | N
7490 | Grand River Dam Authority | 2981 | Pensacola | OK | Mayes | A | HY | OP | 0.5 | 0.5 | 0.5 |  | 8 | 1940 | BLQ BLQ: WAT; Y Y: N; N N: Y |  | S | 0 | N | Electric Utility | 1 |  | N | N | [17 empty] | N
7490 | Grand River Dam Authority | 2982 | Salina | OK | Mayes | 1 | PS | OP | 48 | 43 | 43 |  | 5 | 1968 | BLQ BLQ: WAT; Y Y: N; N N: Y |  | S | 0 | N | Electric Utility | 1 |  | N | N | [17 empty] | N
7490 | Grand River Dam Authority | 2982 | Salina | OK | Mayes | 2 | PS | OP | 48 | 43 | 43 |  | 5 | 1968 | BLQ BLQ: WAT; Y Y: N; N N: Y |  | S | 0 | N | Electric Utility | 1 |  | N | N | [17 empty] | N
7490 | Grand River Dam Authority | 2982 | Salina | OK | Mayes | 3 | PS | OP | 48 | 43 | 43 |  | 5 | 1968 | BLQ BLQ: WAT; Y Y: N; N N: Y |  | S | 0 | N | Electric Utility | 1 |  | N | N | [17 empty] | N
7490 | Grand River Dam Authority | 2982 | Salina | OK | Mayes | 4 | PS | OP | 48 | 43 | 43 |  | 5 | 1971 | BLQ BLQ: WAT; Y Y: N; N N: Y |  | S | 0 | N | Electric Utility | 1 |  | N | N | [17 empty] | N
7490 | Grand River Dam Authority | 2982 | Salina | OK | Mayes | 5 | PS | OP | 48 | 44 | 44 |  | 5 | 1971 | BLQ BLQ: WAT; Y Y: N; N N: Y |  | S | 0 | N | Electric Utility | 1 |  | N | N | [17 empty] | N
7490 | Grand River Dam Authority | 2982 | Salina | OK | Mayes | 6 | PS | OP | 48 | 44 | 44 |  | 5 | 1971 | BLQ BLQ: WAT; Y Y: N; N N: Y |  | S | 0 | N | Electric Utility | 1 |  | N | N | [17 empty] | N
7494 | City of Granite Falls - (MN) | 1977 | Granite Falls | MN | Chippewa | 1 | HY | OP | 0.3 | 0.2 | 0.2 |  | 8 | 1940 | BLQ BLQ: WAT; Y Y: N; N N: Y |  | S |  | N | Electric Utility | 1 |  | N | N | [17 empty] | N
7494 | City of Granite Falls - (MN) | 1977 | Granite Falls | MN | Chippewa | 2 | HY | OP | 0.2 | 0.2 | 0.2 |  | 8 | 1932 | BLQ BLQ: WAT; Y Y: N; N N: Y |  | S |  | N | Electric Utility | 1 |  | N | N | [17 empty] | N
7494 | City of Granite Falls - (MN) | 1977 | Granite Falls | MN | Chippewa | HC3 | HY | OP | 0.8 | 0.7 | 0.7 |  | 6 | 1986 | BLQ BLQ: WAT; Y Y: N; N N: Y |  | S |  | N | Electric Utility | 1 |  | N | N | [17 empty] | N
7494 | City of Granite Falls - (MN) | 7977 | Granite Falls 2 | MN | YELLOW MEDICINE | 1 | IC | SB | 2 | 2 | 2 |  | 5 | 2003 | BLQ BLQ: DFO; Y Y: N; N N: Y | Y | S |  | N | Electric Utility | 1 |  | N | N | [17 empty] | N
7494 | City of Granite Falls - (MN) | 7977 | Granite Falls 2 | MN | YELLOW MEDICINE | 2 | IC | SB | 2 | 2 | 2 |  | 5 | 2003 | BLQ BLQ: DFO; Y Y: N; N N: Y | Y | S |  | N | Electric Utility | 1 |  | N | N | [17 empty] | N
7494 | City of Granite Falls - (MN) | 7977 | Granite Falls 2 | MN | YELLOW MEDICINE | 3 | IC | SB | 2 | 2 | 2 |  | 5 | 2003 | BLQ BLQ: DFO; Y Y: N; N N: Y | Y | S |  | N | Electric Utility | 1 |  | N | N | [17 empty] | N
7531 | Gray County Wind Energy LLC | 55734 | Gray County Wind Energy | KS | Gray | V47 | WT | OP | 112 | 112 | 112 |  | 11 | 2002 | BLQ BLQ: WND; Y Y: N; N N: Y |  | S | 170 | N | IPP Non-CHP | 2 |  | N | N
7538 | Great Falls Hydroelectric | 52068 | Great Falls Hydro Project | NJ | Passaic | GEN1 | HY | OP | 3.6 | 0.3 | 0.6 |  | 12 | 1985 | BLQ BLQ: WAT; Y Y: N; N N: Y | Y | S |  | N | IPP Non-CHP | 2 |  | N | N
7538 | Great Falls Hydroelectric | 52068 | Great Falls Hydro Project | NJ | Passaic | GEN2 | HY | OP | 3.6 | 0.3 | 0.6 |  | 12 | 1985 | BLQ BLQ: WAT; Y Y: N; N N: Y | Y | S |  | N | IPP Non-CHP | 2 |  | N | N
7538 | Great Falls Hydroelectric | 52068 | Great Falls Hydro Project | NJ | Passaic | GEN3 | HY | OP | 3.6 | 0.3 | 0.6 |  | 12 | 1985 | BLQ BLQ: WAT; Y Y: N; N N: Y | Y | S |  | N | IPP Non-CHP | 2 |  | N | N
7564 | Grays Ferry Cogen Partnership | 54785 | Grays Ferry Cogeneration | PA | Philadelphia | GEN1 | CA | OP | 57.6 | 50 | 50 |  | 10 | 1997 | BLQ BLQ: NG; BIT BIT: DFO; Y Y: N; N N: Y |  | S |  | Y | IPP CHP | 3 | T | Y | N | [17 empty] | N
7564 | Grays Ferry Cogen Partnership | 54785 | Grays Ferry Cogeneration | PA | Philadelphia | GEN2 | CT | OP | 135 | 100 | 100 |  | 10 | 1997 | BLQ BLQ: NG; Y Y: N; N N: Y |  | S |  | Y | IPP CHP | 3 | T | N | N | [17 empty] | N
7570 | Great River Energy | 2038 | Cambridge CT | MN | Isanti | GT1 | GT | OP | 25 | 22.8 | 28.1 |  | 5 | 1978 | BLQ BLQ: DFO; Y Y: N; N N: Y |  | S |  | N | Electric Utility | 1 |  | N | N
7570 | Great River Energy | 2038 | Cambridge CT | MN | Isanti | GT2 | GT | OP | 169.2 | 159 | 185.5 |  | 5 | 2007 | BLQ BLQ: NG; Y Y: N; N N: Y |  | S |  | N | Electric Utility | 1 |  | N | N
7570 | Great River Energy | 2039 | Elk River | MN | Sherburne | 1 | ST | OP | 11.5 | 6.2 | 6.2 |  | 1 | 1951 | MSW | NG | TDF |  |  |  | Y | Y |  | S |  | N | Electric Utility | 1 |  | N | N
7570 | Great River Energy | 2039 | Elk River | MN | Sherburne | 2 | ST | OP | 11.5 | 6 | 6 |  | 1 | 1951 | MSW | NG | TDF |  |  |  | Y | Y |  | S |  | N | Electric Utility | 1 |  | N | N
7570 | Great River Energy | 2039 | Elk River | MN | Sherburne | 3 | ST | OP | 25 | 12 | 12 |  | 1 | 1959 | MSW | NG | TDF |  |  |  | Y | Y |  | S |  | N | Electric Utility | 1 |  | N | N
7570 | Great River Energy | 2039 | Elk River | MN | Sherburne | CT | GT | OP | 191.3 | 186.3 | 220 |  | 7 | 2009 | BLQ BLQ: NG; BIT BIT: DFO; Y Y: Y; N N: Y |  | S |  | N | Electric Utility | 1 |  |  | N | [17 empty] | N
7570 | Great River Energy | 2042 | Maple Lake | MN | Wright | 5A | GT | OP | 25 | 22.1 | 27.4 |  | 5 | 1978 | BLQ BLQ: DFO; Y Y: N; N N: Y |  | S |  | N | Electric Utility | 1 |  | N | N
7570 | Great River Energy | 2824 | Stanton | ND | Mercer | 1 | ST | OP | 190.2 | 188.5 | 188.5 |  | 4 | 1967 | BLQ BLQ: SUB; Y Y: N; N N: Y |  | S |  | N | Electric Utility | 1 |  | N | N | [18 empty] | Y
7570 | Great River Energy | 2824 | Stanton | ND | Mercer | 2 | IC | SB | 1 | 1 | 1 |  | 9 | 1986 | BLQ BLQ: DFO; Y Y: N; N N: Y | Y | S |  | N | Electric Utility | 1 |  | N | N
7570 | Great River Energy | 6030 | Coal Creek | ND | McLean | 1 | ST | OP | 604.8 | 562 | 562 |  | 6 | 1979 | BLQ BLQ: LIG; Y Y: N; N N: Y |  | S |  | N | Electric Utility | 1 |  | N | N | [17 empty] | N | Y
7570 | Great River Energy | 6030 | Coal Creek | ND | McLean | 2 | ST | OP | 604.8 | 576 | 576 |  | 9 | 1980 | BLQ BLQ: LIG; Y Y: N; N N: Y |  | S |  | N | Electric Utility | 1 |  | N | N | [17 empty] | N | Y
7570 | Great River Energy | 6030 | Coal Creek | ND | McLean | 3 | IC | SB | 2 | 2 | 2 |  | 6 | 1979 | BLQ BLQ: DFO; Y Y: N; N N: Y | Y | S |  | N | Electric Utility | 1 |  | N | N | [17 empty] | N
7570 | Great River Energy | 6741 | Rock Lake CT | MN | Pine | 1 | GT | OP | 25 | 22.8 | 27.9 |  | 4 | 1978 | BLQ BLQ: DFO; Y Y: N; N N: Y |  | S |  | N | Electric Utility | 1 |  | N | N
7570 | Great River Energy | 6824 | St Bonifacius | MN | Carver | 1 | GT | OP | 61.2 | 60.2 | 71.7 |  | 6 | 1978 | BLQ BLQ: DFO; Y Y: N; N N: Y |  | S |  | N | Electric Utility | 1 |  | N | N
7570 | Great River Energy | 7843 | Pleasant Valley | MN | Mower | 11 | GT | OP | 167.5 | 153.5 | 175.5 |  | 5 | 2001 | BLQ BLQ: NG; BIT BIT: DFO; Y Y: Y; N N: Y |  | S |  | N | Electric Utility | 1 |  | N | N
7570 | Great River Energy | 7843 | Pleasant Valley | MN | Mower | 12 | GT | OP | 167.5 | 153.8 | 175.9 |  | 5 | 2001 | BLQ BLQ: NG; BIT BIT: DFO; Y Y: Y; N N: Y |  | S |  | N | Electric Utility | 1 |  | N | N
7570 | Great River Energy | 7843 | Pleasant Valley | MN | Mower | 13 | GT | OP | 132.8 | 112.1 | 134.5 |  | 5 | 2002 | BLQ BLQ: NG; BIT BIT: DFO; Y Y: Y; N N: Y |  | S |  | N | Electric Utility | 1 |  | N | N
7570 | Great River Energy | 7925 | Lakefield Junction | MN | Martin | 1 | GT | OP | 89.3 | 86.6 | 101.5 |  | 6 | 2001 | BLQ BLQ: NG; BIT BIT: DFO; Y Y: Y; N N: Y |  | S |  | N | Electric Utility | 1 |  | N | N
7570 | Great River Energy | 7925 | Lakefield Junction | MN | Martin | 2 | GT | OP | 89.3 | 88.5 | 103.8 |  | 6 | 2001 | BLQ BLQ: NG; BIT BIT: DFO; Y Y: Y; N N: Y |  | S |  | N | Electric Utility | 1 |  | N | N
7570 | Great River Energy | 7925 | Lakefield Junction | MN | Martin | 3 | GT | OP | 89.3 | 84.8 | 99.5 |  | 6 | 2001 | BLQ BLQ: NG; BIT BIT: DFO; Y Y: Y; N N: Y |  | S |  | N | Electric Utility | 1 |  | N | N
7570 | Great River Energy | 7925 | Lakefield Junction | MN | Martin | 4 | GT | OP | 89.3 | 85 | 99.7 |  | 6 | 2001 | BLQ BLQ: NG; BIT BIT: DFO; Y Y: Y; N N: Y |  | S |  | N | Electric Utility | 1 |  | N | N
7570 | Great River Energy | 7925 | Lakefield Junction | MN | Martin | 5 | GT | OP | 89.3 | 86.7 | 101.7 |  | 6 | 2001 | BLQ BLQ: NG; BIT BIT: DFO; Y Y: Y; N N: Y |  | S |  | N | Electric Utility | 1 |  | N | N
7570 | Great River Energy | 7925 | Lakefield Junction | MN | Martin | 6 | GT | OP | 89.3 | 85.8 | 100.6 |  | 6 | 2001 | BLQ BLQ: NG; BIT BIT: DFO; Y Y: Y; N N: Y |  | S |  | N | Electric Utility | 1 |  | N | N
7570 | Great River Energy | 7925 | Lakefield Junction | MN | Martin | 7 | IC | SB | 2 | 2 | 2 |  | 4 | 2002 | BLQ BLQ: DFO; Y Y: N; N N: Y | Y | S |  | N | Electric Utility | 1 |  | N | N
7595 | Great Lakes Hydro America LLC | 54134 | Great Lakes Hydro America - ME | ME | Penobscot | DOH2 | HY | OP | 1.3 | 1.3 | 1.3 |  | 7 | 1925 | BLQ BLQ: WAT; Y Y: N; N N: Y |  | S |  | N | IPP Non-CHP | 2 |  | N | N
7595 | Great Lakes Hydro America LLC | 54134 | Great Lakes Hydro America - ME | ME | Penobscot | DOH3 | HY | OS | 1.3 | 1.3 | 1.3 |  | 7 | 1925 | BLQ BLQ: WAT; Y Y: N; N N: Y |  | S |  | N | IPP Non-CHP | 2 |  | N | N
7595 | Great Lakes Hydro America LLC | 54134 | Great Lakes Hydro America - ME | ME | Penobscot | DOH4 | HY | OS | 1.8 | 1.8 | 1.8 |  | 7 | 1925 | BLQ BLQ: WAT; Y Y: N; N N: Y |  | S |  | N | IPP Non-CHP | 2 |  | N | N
7595 | Great Lakes Hydro America LLC | 54134 | Great Lakes Hydro America - ME | ME | Penobscot | DOH5 | HY | OP | 5.3 | 5 | 4.9 |  | 7 | 1988 | BLQ BLQ: WAT; Y Y: N; N N: Y |  | S | 0 | N | IPP Non-CHP | 2 |  | N | N
7595 | Great Lakes Hydro America LLC | 54134 | Great Lakes Hydro America - ME | ME | Penobscot | DOH6 | HY | OP | 4.1 | 3.9 | 3.8 |  | 7 | 1975 | BLQ BLQ: WAT; Y Y: N; N N: Y |  | S | 0 | N | IPP Non-CHP | 2 |  | N | N
7595 | Great Lakes Hydro America LLC | 54134 | Great Lakes Hydro America - ME | ME | Penobscot | DOH7 | HY | OP | 4.1 | 3.9 | 3.8 |  | 7 | 1975 | BLQ BLQ: WAT; Y Y: N; N N: Y |  | S | 0 | N | IPP Non-CHP | 2 |  | N | N
7595 | Great Lakes Hydro America LLC | 54134 | Great Lakes Hydro America - ME | ME | Penobscot | DOH8 | HY | OP | 3 | 2.9 | 2.8 |  | 7 | 1930 | BLQ BLQ: WAT; Y Y: N; N N: Y |  | S | 0 | N | IPP Non-CHP | 2 |  | N | N
7595 | Great Lakes Hydro America LLC | 54134 | Great Lakes Hydro America - ME | ME | Penobscot | EMH1 | HY | OP | 1.6 | 1.5 | 1.5 |  | 7 | 1948 | BLQ BLQ: WAT; Y Y: N; N N: Y |  | S | 0 | N | IPP Non-CHP | 2 |  | N | N
7595 | Great Lakes Hydro America LLC | 54134 | Great Lakes Hydro America - ME | ME | Penobscot | EMH2 | HY | OP | 1.6 | 1.5 | 1.5 |  | 7 | 1948 | BLQ BLQ: WAT; Y Y: N; N N: Y |  | S | 0 | N | IPP Non-CHP | 2 |  | N | N
7595 | Great Lakes Hydro America LLC | 54134 | Great Lakes Hydro America - ME | ME | Penobscot | EMH3 | HY | OP | 1.6 | 1.5 | 1.5 |  | 7 | 1948 | BLQ BLQ: WAT; Y Y: N; N N: Y |  | S | 0 | N | IPP Non-CHP | 2 |  | N | N
7595 | Great Lakes Hydro America LLC | 54134 | Great Lakes Hydro America - ME | ME | Penobscot | EMH4 | HY | OP | 1.6 | 1.5 | 1.5 |  | 7 | 1948 | BLQ BLQ: WAT; Y Y: N; N N: Y |  | S | 0 | N | IPP Non-CHP | 2 |  | N | N
7595 | Great Lakes Hydro America LLC | 54134 | Great Lakes Hydro America - ME | ME | Penobscot | EMH5 | HY | OP | 1.6 | 1.5 | 1.5 |  | 7 | 1948 | BLQ BLQ: WAT; Y Y: N; N N: Y |  | S | 0 | N | IPP Non-CHP | 2 |  | N | N
7595 | Great Lakes Hydro America LLC | 54134 | Great Lakes Hydro America - ME | ME | Penobscot | EMH6 | HY | OP | 1.6 | 1.5 | 1.5 |  | 7 | 1948 | BLQ BLQ: WAT; Y Y: N; N N: Y |  | S | 0 | N | IPP Non-CHP | 2 |  | N | N
7595 | Great Lakes Hydro America LLC | 54134 | Great Lakes Hydro America - ME | ME | Penobscot | MCH1 | HY | OP | 12.2 | 11.6 | 11.2 |  | 7 | 1953 | BLQ BLQ: WAT; Y Y: N; N N: Y |  | S | 0 | N | IPP Non-CHP | 2 |  | N | N
7595 | Great Lakes Hydro America LLC | 54134 | Great Lakes Hydro America - ME | ME | Penobscot | MCH2 | HY | OP | 12.2 | 11.6 | 11.2 |  | 7 | 1953 | BLQ BLQ: WAT; Y Y: N; N N: Y |  | S | 0 | N | IPP Non-CHP | 2 |  | N | N
7595 | Great Lakes Hydro America LLC | 54134 | Great Lakes Hydro America - ME | ME | Penobscot | MCH3 | HY | OP | 13.2 | 12.5 | 12.1 |  | 7 | 1967 | BLQ BLQ: WAT; Y Y: N; N N: Y |  | S | 0 | N | IPP Non-CHP | 2 |  | N | N
7595 | Great Lakes Hydro America LLC | 54134 | Great Lakes Hydro America - ME | ME | Penobscot | MIH2 | HY | OP | 5.5 | 5.3 | 5.8 |  | 7 | 1917 | BLQ BLQ: WAT; Y Y: N; N N: Y |  | S | 0 | N | IPP Non-CHP | 2 |  | N | [13 empty] | Y
7595 | Great Lakes Hydro America LLC | 54134 | Great Lakes Hydro America - ME | ME | Penobscot | MIH3 | HY | OP | 5.5 | 5.3 | 5.8 |  | 7 | 1917 | BLQ BLQ: WAT; Y Y: N; N N: Y |  | S | 0 | N | IPP Non-CHP | 2 |  | N | [13 empty] | Y
7595 | Great Lakes Hydro America LLC | 54134 | Great Lakes Hydro America - ME | ME | Penobscot | MIH4 | HY | OP | 5.1 | 4.9 | 4.7 |  | 7 | 1917 | BLQ BLQ: WAT; Y Y: N; N N: Y |  | S | 0 | N | IPP Non-CHP | 2 |  | N | N
7595 | Great Lakes Hydro America LLC | 54134 | Great Lakes Hydro America - ME | ME | Penobscot | MIH5 | HY | OP | 5.1 | 4.9 | 4.7 |  | 7 | 1921 | BLQ BLQ: WAT; Y Y: N; N N: Y |  | S | 0 | N | IPP Non-CHP | 2 |  | N | N
7595 | Great Lakes Hydro America LLC | 54134 | Great Lakes Hydro America - ME | ME | Penobscot | MIH6 | HY | OP | 5.1 | 4.9 | 4.7 |  | 7 | 1921 | BLQ BLQ: WAT; Y Y: N; N N: Y |  | S | 0 | N | IPP Non-CHP | 2 |  | N | N
7595 | Great Lakes Hydro America LLC | 54134 | Great Lakes Hydro America - ME | ME | Penobscot | MIH7 | HY | OP | 4 | 3.8 | 3.7 |  | 7 | 1921 | BLQ BLQ: WAT; Y Y: N; N N: Y |  | S | 0 | N | IPP Non-CHP | 2 |  | N | N
7595 | Great Lakes Hydro America LLC | 54134 | Great Lakes Hydro America - ME | ME | Penobscot | MIH8 | HY | OP | 5.4 | 5.1 | 5 |  | 7 | 1987 | BLQ BLQ: WAT; Y Y: N; N N: Y |  | S | 0 | N | IPP Non-CHP | 2 |  | N | N
7595 | Great Lakes Hydro America LLC | 54134 | Great Lakes Hydro America - ME | ME | Penobscot | MIHI | HY | OP | 5.4 | 5.1 | 5 |  | 7 | 1987 | BLQ BLQ: WAT; Y Y: N; N N: Y |  | S | 0 | N | IPP Non-CHP | 2 |  | N | N
7595 | Great Lakes Hydro America LLC | 54134 | Great Lakes Hydro America - ME | ME | Penobscot | NOH1 | HY | OP | 3.2 | 3 | 2.9 |  | 7 | 1986 | BLQ BLQ: WAT; Y Y: N; N N: Y |  | S | 0 | N | IPP Non-CHP | 2 |  | N | N
7595 | Great Lakes Hydro America LLC | 54134 | Great Lakes Hydro America - ME | ME | Penobscot | NOH2 | HY | OP | 3.2 | 3 | 2.9 |  | 7 | 1986 | BLQ BLQ: WAT; Y Y: N; N N: Y |  | S | 0 | N | IPP Non-CHP | 2 |  | N | N
7595 | Great Lakes Hydro America LLC | 54134 | Great Lakes Hydro America - ME | ME | Penobscot | NOH3 | HY | OP | 3.2 | 3 | 2.9 |  | 7 | 1986 | BLQ BLQ: WAT; Y Y: N; N N: Y |  | S | 0 | N | IPP Non-CHP | 2 |  | N | N
7595 | Great Lakes Hydro America LLC | 54134 | Great Lakes Hydro America - ME | ME | Penobscot | WEH1 | HY | OP | 4.8 | 4.6 | 4.4 |  | 7 | 1940 | BLQ BLQ: WAT; Y Y: N; N N: Y |  | S | 0 | N | IPP Non-CHP | 2 |  | N | N
7595 | Great Lakes Hydro America LLC | 54134 | Great Lakes Hydro America - ME | ME | Penobscot | WEH2 | HY | OP | 4.8 | 4.6 | 4.4 |  | 7 | 1940 | BLQ BLQ: WAT; Y Y: N; N N: Y |  | S | 0 | N | IPP Non-CHP | 2 |  | N | N
7595 | Great Lakes Hydro America LLC | 54134 | Great Lakes Hydro America - ME | ME | Penobscot | WEH3 | HY | OP | 4.8 | 4.6 | 4.4 |  | 7 | 1940 | BLQ BLQ: WAT; Y Y: N; N N: Y |  | S | 0 | N | IPP Non-CHP | 2 |  | N | N
7595 | Great Lakes Hydro America LLC | 54134 | Great Lakes Hydro America - ME | ME | Penobscot | WEH4 | HY | OP | 4.8 | 4.6 | 4.4 |  | 7 | 1940 | BLQ BLQ: WAT; Y Y: N; N N: Y |  | S | 0 | N | IPP Non-CHP | 2 |  | N | N
7595 | Great Lakes Hydro America LLC | 54639 | Berlin Gorham | NH | Coos | CAS1 | HY | OP | 2.4 | 2.4 | 2.4 |  | 1 | 1914 | BLQ BLQ: WAT; Y Y: N; N N: Y |  | S | 0 | N | IPP Non-CHP | 2 |  | N | N
7595 | Great Lakes Hydro America LLC | 54639 | Berlin Gorham | NH | Coos | CAS2 | HY | OP | 2.4 | 2.4 | 2.4 |  | 1 | 1916 | BLQ BLQ: WAT; Y Y: N; N N: Y |  | S | 0 | N | IPP Non-CHP | 2 |  | N | N
7595 | Great Lakes Hydro America LLC | 54639 | Berlin Gorham | NH | Coos | CAS3 | HY | OP | 3.1 | 3.1 | 3.1 |  | 1 | 1918 | BLQ BLQ: WAT; Y Y: N; N N: Y |  | S | 0 | N | IPP Non-CHP | 2 |  | N | N
7595 | Great Lakes Hydro America LLC | 54639 | Berlin Gorham | NH | Coos | GOR1 | HY | OS | 1.2 | 1.2 | 1.2 |  | 1 | 1920 | BLQ BLQ: WAT; Y Y: N; N N: Y |  | S | 0 | N | IPP Non-CHP | 2 |  | N | N
7595 | Great Lakes Hydro America LLC | 54639 | Berlin Gorham | NH | Coos | GOR2 | HY | OP | 1.2 | 1.2 | 1.2 |  | 1 | 1920 | BLQ BLQ: WAT; Y Y: N; N N: Y |  | S | 0 | N | IPP Non-CHP | 2 |  | N | N
7595 | Great Lakes Hydro America LLC | 54639 | Berlin Gorham | NH | Coos | GOR3 | HY | OP | 1.2 | 1.2 | 1.2 |  | 1 | 1920 | BLQ BLQ: WAT; Y Y: N; N N: Y |  | S | 0 | N | IPP Non-CHP | 2 |  | N | N
7595 | Great Lakes Hydro America LLC | 54639 | Berlin Gorham | NH | Coos | GOR4 | HY | OP | 1.2 | 1.2 | 1.2 |  | 1 | 1920 | BLQ BLQ: WAT; Y Y: N; N N: Y |  | S | 0 | N | IPP Non-CHP | 2 |  | N | N
7595 | Great Lakes Hydro America LLC | 54639 | Berlin Gorham | NH | Coos | RS1 | HY | OP | 3.8 | 3.8 | 3.8 |  | 1 | 1920 | BLQ BLQ: WAT; Y Y: N; N N: Y |  | S | 0 | N | IPP Non-CHP | 2 |  | N | N
7595 | Great Lakes Hydro America LLC | 54639 | Berlin Gorham | NH | Coos | RS3 | HY | OP | 4.1 | 4.1 | 4.1 |  | 1 | 1920 | BLQ BLQ: WAT; Y Y: N; N N: Y |  | S | 0 | N | IPP Non-CHP | 2 |  | N | N
7595 | Great Lakes Hydro America LLC | 54639 | Berlin Gorham | NH | Coos | SH2 | HY | OP | 0.9 | 0.9 | 0.9 |  | 1 | 1916 | BLQ BLQ: WAT; Y Y: N; N N: Y |  | S | 0 | N | IPP Non-CHP | 2 |  | N | N
7595 | Great Lakes Hydro America LLC | 54639 | Berlin Gorham | NH | Coos | SHL1 | HY | OP | 0.9 | 0.9 | 0.9 |  | 1 | 1916 | BLQ BLQ: WAT; Y Y: N; N N: Y |  | S | 0 | N | IPP Non-CHP | 2 |  | N | N
7595 | Great Lakes Hydro America LLC | 54639 | Berlin Gorham | NH | Coos | SHL3 | HY | OP | 1.8 | 1.8 | 1.8 |  | 1 | 1929 | BLQ BLQ: WAT; Y Y: N; N N: Y |  | S | 0 | N | IPP Non-CHP | 2 |  | N | N
7595 | Great Lakes Hydro America LLC | 54639 | Berlin Gorham | NH | Coos | SM1 | HY | OP | 0.8 | 0.8 | 0.8 |  | 10 | 1980 | BLQ BLQ: WAT; Y Y: N; N N: Y |  | S | 0 | N | IPP Non-CHP | 2 |  | N | N
7595 | Great Lakes Hydro America LLC | 54639 | Berlin Gorham | NH | Coos | SM2 | HY | OP | 0.8 | 0.8 | 0.8 |  | 10 | 1980 | BLQ BLQ: WAT; Y Y: N; N N: Y |  | S | 0 | N | IPP Non-CHP | 2 |  | N | N
7595 | Great Lakes Hydro America LLC | 54639 | Berlin Gorham | NH | Coos | SM3 | HY | OP | 0.7 | 0.8 | 0.8 |  | 10 | 1980 | BLQ BLQ: WAT; Y Y: N; N N: Y |  | S | 0 | N | IPP Non-CHP | 2 |  | N | N
7595 | Great Lakes Hydro America LLC | 54639 | Berlin Gorham | NH | Coos | SM4 | HY | OP | 0.8 | 0.8 | 0.8 |  | 10 | 1980 | BLQ BLQ: WAT; Y Y: N; N N: Y |  | S | 0 | N | IPP Non-CHP | 2 |  | N | N
7595 | Great Lakes Hydro America LLC | 54639 | Berlin Gorham | NH | Coos | XP1 | HY | OP | 0.6 | 0.6 | 0.6 |  | 1 | 1921 | BLQ BLQ: WAT; Y Y: N; N N: Y |  | S | 0 | N | IPP Non-CHP | 2 |  | N | N
7595 | Great Lakes Hydro America LLC | 54639 | Berlin Gorham | NH | Coos | XP2 | HY | OP | 0.6 | 0.6 | 0.6 |  | 1 | 1921 | BLQ BLQ: WAT; Y Y: N; N N: Y |  | S | 0 | N | IPP Non-CHP | 2 |  | N | N
7595 | Great Lakes Hydro America LLC | 54639 | Berlin Gorham | NH | Coos | XP3 | HY | OP | 0.6 | 0.6 | 0.6 |  | 1 | 1921 | BLQ BLQ: WAT; Y Y: N; N N: Y |  | S | 0 | N | IPP Non-CHP | 2 |  | N | N
7595 | Great Lakes Hydro America LLC | 54639 | Berlin Gorham | NH | Coos | XP4 | HY | OP | 0.5 | 0.5 | 0.5 |  | 1 | 1921 | BLQ BLQ: WAT; Y Y: N; N N: Y |  | S | 0 | N | IPP Non-CHP | 2 |  | N | N
7595 | Great Lakes Hydro America LLC | 54639 | Berlin Gorham | NH | Coos | XP5 | HY | OP | 0.7 | 0.7 | 0.7 |  | 1 | 1924 | BLQ BLQ: WAT; Y Y: N; N N: Y |  | S | 0 | N | IPP Non-CHP | 2 |  | N | N
7597 | Green Country OP Services LLC | 55146 | Green Country Energy LLC | OK | Tulsa | CTG1 | CT | OP | 179.3 | 155 | 167 | G841 | 2 | 2002 | BLQ BLQ: NG; Y Y: N; N N: Y |  | S |  | N | IPP Non-CHP | 2 |  | N | N
7597 | Green Country OP Services LLC | 55146 | Green Country Energy LLC | OK | Tulsa | CTG2 | CT | OP | 179.3 | 155 | 167 | G842 | 2 | 2002 | BLQ BLQ: NG; Y Y: N; N N: Y |  | S |  | N | IPP Non-CHP | 2 |  | N | N
7597 | Green Country OP Services LLC | 55146 | Green Country Energy LLC | OK | Tulsa | CTG3 | CT | OP | 179.3 | 155 | 167 | G843 | 2 | 2002 | BLQ BLQ: NG; Y Y: N; N N: Y |  | S |  | N | IPP Non-CHP | 2 |  | N | N
7597 | Green Country OP Services LLC | 55146 | Green Country Energy LLC | OK | Tulsa | STG1 | CA | OP | 122 | 106 | 106 | G841 | 2 | 2002 | BLQ BLQ: NG; Y Y: N; N N: Y |  | S |  | N | IPP Non-CHP | 2 |  | Y | N
7597 | Green Country OP Services LLC | 55146 | Green Country Energy LLC | OK | Tulsa | STG2 | CA | OP | 122 | 106 | 106 | G842 | 2 | 2002 | BLQ BLQ: NG; Y Y: N; N N: Y |  | S |  | N | IPP Non-CHP | 2 |  | Y | N
7597 | Green Country OP Services LLC | 55146 | Green Country Energy LLC | OK | Tulsa | STG3 | CA | OP | 122 | 106 | 106 | G843 | 2 | 2002 | BLQ BLQ: NG; Y Y: N; N N: Y |  | S |  | N | IPP Non-CHP | 2 |  | Y | N
7601 | Green Mountain Power Corp | 788 | East Barnet | VT | Caledonia | 1 | HY | OP | 2.2 | 1.9 | 1.9 |  | 9 | 1984 | BLQ BLQ: WAT; Y Y: N; N N: Y |  | S |  | N | Electric Utility | 1 |  | N | N
7601 | Green Mountain Power Corp | 3708 | Ascutney | VT | WINDSOR | GT4 | GT | OP | 13.2 | 9 | 13.4 |  | 8 | 1961 | BLQ BLQ: DFO; Y Y: N; N N: Y |  | S |  | N | Electric Utility | 1 |  | N | N | [17 empty] | N
7601 | Green Mountain Power Corp | 3709 | Smith | VT | Orange | 1 | HY | OP | 1 | 0.7 | 0.9 |  | 12 | 1982 | BLQ BLQ: WAT; Y Y: N; N N: Y |  | S | 0 | N | Electric Utility | 1 |  | N | N
7601 | Green Mountain Power Corp | 3709 | Smith | VT | Orange | HC2 | HY | OS | 0.5 | 0.2 | 0.4 |  | 12 | 1982 | BLQ BLQ: WAT; Y Y: N; N N: Y |  | S |  | N | Electric Utility | 1 |  | N | N
7601 | Green Mountain Power Corp | 3710 | Cavendish | VT | Windsor | 1 | HY | OP | 0.6 | 0.4 | 0.5 |  | 2 | 1907 | BLQ BLQ: WAT; Y Y: N; N N: Y |  | S | 0 | N | Electric Utility | 1 |  | N | N
7601 | Green Mountain Power Corp | 3710 | Cavendish | VT | Windsor | 2 | HY | OP | 0.6 | 0.4 | 0.5 |  | 2 | 1907 | BLQ BLQ: WAT; Y Y: N; N N: Y |  | S | 0 | N | Electric Utility | 1 |  | N | N
7601 | Green Mountain Power Corp | 3710 | Cavendish | VT | Windsor | 3 | HY | OP | 0.5 | 0.3 | 0.4 |  | 2 | 1907 | BLQ BLQ: WAT; Y Y: N; N N: Y |  | S |  | N | Electric Utility | 1 |  | N | N
7601 | Green Mountain Power Corp | 3711 | Clark Falls | VT | Chittenden | 1 | HY | OP | 3 | 3 | 3 |  | 2 | 1937 | BLQ BLQ: WAT; Y Y: N; N N: Y |  | S |  | N | Electric Utility | 1 |  | N | N
7601 | Green Mountain Power Corp | 3712 | Fairfax Falls | VT | Franklin | 1 | HY | OP | 1.4 | 1.4 | 1.4 |  | 2 | 1919 | BLQ BLQ: WAT; Y Y: N; N N: Y |  | S | 0 | N | Electric Utility | 1 |  | N | N
7601 | Green Mountain Power Corp | 3712 | Fairfax Falls | VT | Franklin | 2 | HY | OP | 2.1 | 2 | 2 |  | 2 | 1919 | BLQ BLQ: WAT; Y Y: N; N N: Y |  | S |  | N | Electric Utility | 1 |  | N | N
7601 | Green Mountain Power Corp | 3714 | Glen | VT | Rutland | 1 | HY | OP | 1 | 1 | 1 |  | 8 | 1920 | BLQ BLQ: WAT; Y Y: N; N N: Y |  | S | 0 | N | Electric Utility | 1 |  | N | N
7601 | Green Mountain Power Corp | 3714 | Glen | VT | Rutland | 2 | HY | OP | 1 | 1 | 1 |  | 8 | 1920 | BLQ BLQ: WAT; Y Y: N; N N: Y |  | S |  | N | Electric Utility | 1 |  | N | N
7601 | Green Mountain Power Corp | 3716 | Lower Middlebury | VT | Addison | 1 | HY | OP | 0.8 | 0.6 | 0.6 |  | 8 | 1917 | BLQ BLQ: WAT; Y Y: N; N N: Y |  | S | 0 | N | Electric Utility | 1 |  | N | N
7601 | Green Mountain Power Corp | 3716 | Lower Middlebury | VT | Addison | 2 | HY | OP | 0.8 | 0.6 | 0.6 |  | 8 | 1917 | BLQ BLQ: WAT; Y Y: N; N N: Y |  | S | 0 | N | Electric Utility | 1 |  | N | N
7601 | Green Mountain Power Corp | 3716 | Lower Middlebury | VT | Addison | 3 | HY | OP | 0.8 | 0.8 | 0.8 |  | 8 | 1917 | BLQ BLQ: WAT; Y Y: N; N N: Y |  | S |  | N | Electric Utility | 1 |  | N | N
7601 | Green Mountain Power Corp | 3717 | Milton | VT | Chittenden | 1 | HY | OP | 3.7 | 3.5 | 3.5 |  | 2 | 1929 | BLQ BLQ: WAT; Y Y: N; N N: Y |  | S | 0 | N | Electric Utility | 1 |  | N | N
7601 | Green Mountain Power Corp | 3717 | Milton | VT | Chittenden | 2 | HY | OP | 3.7 | 3.5 | 3.5 |  | 8 | 1929 | BLQ BLQ: WAT; Y Y: N; N N: Y |  | S |  | N | Electric Utility | 1 |  | N | N
7601 | Green Mountain Power Corp | 3720 | Peterson | VT | Chittenden | 1 | HY | OP | 6.3 | 5.8 | 6.3 |  | 2 | 1948 | BLQ BLQ: WAT; Y Y: N; N N: Y |  | S |  | N | Electric Utility | 1 |  | N | N
7601 | Green Mountain Power Corp | 3722 | Pittsford | VT | Rutland | 1 | HY | OP | 1.3 | 1.3 | 1.4 |  | 2 | 1914 | BLQ BLQ: WAT; Y Y: N; N N: Y |  | S | 0 | N | Electric Utility | 1 |  | N | N
7601 | Green Mountain Power Corp | 3722 | Pittsford | VT | Rutland | 2 | HY | OP | 1.3 | 1.3 | 1.4 |  | 2 | 1914 | BLQ BLQ: WAT; Y Y: N; N N: Y |  | S | 0 | N | Electric Utility | 1 |  | N | N
7601 | Green Mountain Power Corp | 3722 | Pittsford | VT | Rutland | 3 | HY | OP | 1 | 0.6 | 0.6 |  | 2 | 1914 | BLQ BLQ: WAT; Y Y: N; N N: Y |  | S |  | N | Electric Utility | 1 |  | N | N
7601 | Green Mountain Power Corp | 3723 | Rutland | VT | Rutland | GT5 | GT | OP | 13.2 | 8.4 | 12.8 |  | 12 | 1962 | BLQ BLQ: DFO; Y Y: N; N N: Y |  | S |  | N | Electric Utility | 1 |  | N | N | [17 empty] | N
7601 | Green Mountain Power Corp | 3724 | Salisbury | VT | Addison | 1 | HY | OP | 1.3 | 1.2 | 1.2 |  | 2 | 1917 | BLQ BLQ: WAT; Y Y: N; N N: Y |  | S |  | N | Electric Utility | 1 |  | N | N
7601 | Green Mountain Power Corp | 3725 | Silver Lake | VT | Addison | 1 | HY | OP | 2.2 | 2.2 | 2.2 |  | 2 | 1917 | BLQ BLQ: WAT; Y Y: N; N N: Y |  | S |  | N | Electric Utility | 1 |  | N | N
7601 | Green Mountain Power Corp | 3728 | Weybridge | VT | Addison | 1 | HY | OP | 3 | 3.4 | 3.4 |  | 2 | 1951 | BLQ BLQ: WAT; Y Y: N; N N: Y |  | S |  | N | Electric Utility | 1 |  | N | N
7601 | Green Mountain Power Corp | 3734 | Berlin 5 | VT | Washington | GT1 | GT | OP | 41.8 | 35 | 45.7 |  | 6 | 1972 | BLQ BLQ: KER; Y Y: N; N N: Y |  | S |  | N | Electric Utility | 1 |  | N | N | [17 empty] | N
7601 | Green Mountain Power Corp | 3735 | Colchester 16 | VT | Chittenden | GT1 | GT | OP | 18 | 8.5 | 13.9 |  | 10 | 1965 | BLQ BLQ: DFO; Y Y: N; N N: Y |  | S |  | N | Electric Utility | 1 |  | N | N | [17 empty] | N
7601 | Green Mountain Power Corp | 3737 | Essex Junction 19 | VT | Chittenden | H1 | HY | OP | 1.8 | 1.8 | 1.8 |  | 1 | 1917 | BLQ BLQ: WAT; Y Y: N; N N: Y |  | S | 0 | N | Electric Utility | 1 |  | N | N | [17 empty] | N
7601 | Green Mountain Power Corp | 3737 | Essex Junction 19 | VT | Chittenden | H2 | HY | OP | 1.8 | 1.8 | 1.8 |  | 1 | 1917 | BLQ BLQ: WAT; Y Y: N; N N: Y |  | S | 0 | N | Electric Utility | 1 |  | N | N | [17 empty] | N
7601 | Green Mountain Power Corp | 3737 | Essex Junction 19 | VT | Chittenden | H3 | HY | OP | 1.8 | 1.8 | 1.8 |  | 1 | 1917 | BLQ BLQ: WAT; Y Y: N; N N: Y |  | S | 0 | N | Electric Utility | 1 |  | N | N | [17 empty] | N
7601 | Green Mountain Power Corp | 3737 | Essex Junction 19 | VT | Chittenden | H4 | HY | OP | 1.8 | 1.8 | 1.8 |  | 1 | 1917 | BLQ BLQ: WAT; Y Y: N; N N: Y |  | S | 0 | N | Electric Utility | 1 |  | N | N | [17 empty] | N
7601 | Green Mountain Power Corp | 3737 | Essex Junction 19 | VT | Chittenden | H9 | HY | OP | 0.8 | 0.8 | 0.8 |  | 3 | 2008 | BLQ BLQ: WAT; Y Y: N; N N: Y |  | S |  | N | Electric Utility | 1 |  |  | N
7601 | Green Mountain Power Corp | 3737 | Essex Junction 19 | VT | Chittenden | IC-5 | IC | OP | 2 | 1.8 | 1.8 |  | 10 | 2007 | BLQ BLQ: DFO; Y Y: N; N N: Y |  | S |  | N | Electric Utility | 1 |  |  | N
7601 | Green Mountain Power Corp | 3737 | Essex Junction 19 | VT | Chittenden | IC-6 | IC | OP | 2 | 1.8 | 1.8 |  | 10 | 2007 | BLQ BLQ: DFO; Y Y: N; N N: Y |  | S |  | N | Electric Utility | 1 |  |  | N
7601 | Green Mountain Power Corp | 3737 | Essex Junction 19 | VT | Chittenden | IC-7 | IC | OP | 2 | 1.8 | 1.8 |  | 10 | 2007 | BLQ BLQ: DFO; Y Y: N; N N: Y |  | S |  | N | Electric Utility | 1 |  |  | N
7601 | Green Mountain Power Corp | 3737 | Essex Junction 19 | VT | Chittenden | IC-8 | IC | OP | 2 | 1.8 | 1.8 |  | 10 | 2007 | BLQ BLQ: DFO; Y Y: N; N N: Y |  | S |  | N | Electric Utility | 1 |  |  | N
7601 | Green Mountain Power Corp | 3739 | Marshfield 6 | VT | Washington | 1 | HY | OP | 5 | 5 | 5 |  | 1 | 1927 | BLQ BLQ: WAT; Y Y: N; N N: Y |  | S | 0 | N | Electric Utility | 1 |  | N | N | [17 empty] | N
7601 | Green Mountain Power Corp | 3740 | Middlesex 2 | VT | WASHINGTON | 1 | HY | OP | 1.6 | 1.6 | 1.6 |  | 1 | 1928 | BLQ BLQ: WAT; Y Y: N; N N: Y |  | S | 0 | N | Electric Utility | 1 |  | N | N | [17 empty] | N
7601 | Green Mountain Power Corp | 3740 | Middlesex 2 | VT | WASHINGTON | 2 | HY | OP | 1.6 | 1.6 | 1.6 |  | 1 | 1928 | BLQ BLQ: WAT; Y Y: N; N N: Y |  | S | 0 | N | Electric Utility | 1 |  | N | N | [17 empty] | N
7601 | Green Mountain Power Corp | 3743 | West Danville 15 | VT | Caledonia | 1 | HY | OA | 1 | 1 | 1 |  | 1 | 1917 | BLQ BLQ: WAT; Y Y: N; N N: Y |  | S | 0 | N | Electric Utility | 1 |  | N | N | [17 empty] | N
7601 | Green Mountain Power Corp | 6450 | Proctor | VT | Rutland | 1 | HY | OP | 1.6 | 1.6 | 1.6 |  | 8 | 1927 | BLQ BLQ: WAT; Y Y: N; N N: Y |  | S | 0 | N | Electric Utility | 1 |  | N | N | [12 empty] | N
7601 | Green Mountain Power Corp | 6450 | Proctor | VT | Rutland | 2 | HY | OP | 0.8 | 0.7 | 0.7 |  | 8 | 1905 | BLQ BLQ: WAT; Y Y: N; N N: Y |  | S | 0 | N | Electric Utility | 1 |  | N | N | [12 empty] | N
7601 | Green Mountain Power Corp | 6450 | Proctor | VT | Rutland | 3 | HY | OP | 0.8 | 0.7 | 0.7 |  | 8 | 1905 | BLQ BLQ: WAT; Y Y: N; N N: Y |  | S | 0 | N | Electric Utility | 1 |  | N | N | [12 empty] | N
7601 | Green Mountain Power Corp | 6450 | Proctor | VT | Rutland | 4 | HY | OP | 0.8 | 0.7 | 0.7 |  | 8 | 1905 | BLQ BLQ: WAT; Y Y: N; N N: Y |  | S | 0 | N | Electric Utility | 1 |  | N | N | [12 empty] | N
7601 | Green Mountain Power Corp | 6450 | Proctor | VT | Rutland | 5 | HY | OP | 2.9 | 2.8 | 2.9 |  | 10 | 1984 | BLQ BLQ: WAT; Y Y: N; N N: Y |  | S | 0 | N | Electric Utility | 1 |  | N | N | [12 empty] | N
7601 | Green Mountain Power Corp | 6451 | Beldens | VT | Addison | 1 | HY | OP | 0.8 | 0.6 | 0.8 |  | 8 | 1913 | BLQ BLQ: WAT; Y Y: N; N N: Y |  | S | 0 | N | Electric Utility | 1 |  | N | N | [12 empty] | N
7601 | Green Mountain Power Corp | 6451 | Beldens | VT | Addison | 2 | HY | OP | 0.8 | 0.6 | 0.8 |  | 8 | 1913 | BLQ BLQ: WAT; Y Y: N; N N: Y |  | S | 0 | N | Electric Utility | 1 |  | N | N | [12 empty] | N
7601 | Green Mountain Power Corp | 6451 | Beldens | VT | Addison | HC3 | HY | OP | 4.1 | 3.2 | 4.1 |  | 12 | 1988 | BLQ BLQ: WAT; Y Y: N; N N: Y |  | S |  | N | Electric Utility | 1 |  | N | N | [12 empty] | N
7601 | Green Mountain Power Corp | 6456 | Carver Falls | NY | Washington | 1 | HY | OP | 1.3 | 1.3 | 1.3 |  | 2 | 1922 | BLQ BLQ: WAT; Y Y: N; N N: Y |  | S |  | N | Electric Utility | 1 |  | N | N
7601 | Green Mountain Power Corp | 6456 | Carver Falls | NY | Washington | 2 | HY | OP | 0.6 | 0.6 | 0.6 |  | 2 | 1922 | BLQ BLQ: WAT; Y Y: N; N N: Y |  | S |  | N | Electric Utility | 1 |  | N | N
7601 | Green Mountain Power Corp | 6475 | Gorge 18 | VT | Chittenden | 1 | HY | OA | 3 | 3 | 3 |  | 1 | 1928 | BLQ BLQ: WAT; Y Y: N; N N: Y |  | S | 0 | N | Electric Utility | 1 |  | N | N | [17 empty] | N
7601 | Green Mountain Power Corp | 6519 | Vergennes 9 | VT | Addison | 1 | HY | OP | 0.7 | 0.7 | 0.7 |  | 1 | 1912 | BLQ BLQ: WAT; Y Y: N; N N: Y |  | S | 0 | N | Electric Utility | 1 |  | N | N | [17 empty] | N
7601 | Green Mountain Power Corp | 6519 | Vergennes 9 | VT | Addison | 2 | HY | OP | 0.7 | 0.7 | 0.7 |  | 1 | 1912 | BLQ BLQ: WAT; Y Y: N; N N: Y |  | S | 0 | N | Electric Utility | 1 |  | N | N | [17 empty] | N
7601 | Green Mountain Power Corp | 6519 | Vergennes 9 | VT | Addison | 4 | HY | OP | 1 | 1 | 1 |  | 1 | 1943 | BLQ BLQ: WAT; Y Y: N; N N: Y |  | S | 0 | N | Electric Utility | 1 |  | N | N | [17 empty] | N
7601 | Green Mountain Power Corp | 6519 | Vergennes 9 | VT | Addison | 5 | IC | OP | 2 | 2 | 2 |  | 11 | 1963 | BLQ BLQ: DFO; Y Y: N; N N: Y |  | S |  | N | Electric Utility | 1 |  | N | N | [17 empty] | N
7601 | Green Mountain Power Corp | 6519 | Vergennes 9 | VT | Addison | 6 | IC | OP | 2 | 2 | 2 |  | 11 | 1964 | BLQ BLQ: DFO; Y Y: N; N N: Y |  | S |  | N | Electric Utility | 1 |  | N | N | [17 empty] | N
7601 | Green Mountain Power Corp | 6520 | Waterbury 22 | VT | Washington | 1 | HY | OP | 5.5 | 5 | 5 |  | 6 | 1953 | BLQ BLQ: WAT; Y Y: N; N N: Y |  | S | 0 | N | Electric Utility | 1 |  | N | N | [17 empty] | N
7601 | Green Mountain Power Corp | 7056 | Bolton Falls | VT | Washington | 1 | HY | OP | 4.4 | 3.9 | 3.9 |  | 11 | 1986 | BLQ BLQ: WAT; Y Y: N; N N: Y |  | S | 0 | N | Electric Utility | 1 |  | N | N | [17 empty] | N
7601 | Green Mountain Power Corp | 7056 | Bolton Falls | VT | Washington | 2 | HY | OP | 4.4 | 3.9 | 3.9 |  | 11 | 1986 | BLQ BLQ: WAT; Y Y: N; N N: Y |  | S | 0 | N | Electric Utility | 1 |  | N | N | [17 empty] | N
7601 | Green Mountain Power Corp | 7381 | Searsburg Wind Turbine | VT | Bennington | 1 | WT | OP | 6 | 5.2 | 5 |  | 6 | 1997 | BLQ BLQ: WND; Y Y: N; N N: Y |  | S | 11 | N | Electric Utility | 1 |  | N | N | [17 empty] | N
7601 | Green Mountain Power Corp | 50713 | Huntington Falls | VT | Addison | GEN1 | HY | OP | 0.8 | 0.8 | 0.7 |  | 10 | 1988 | BLQ BLQ: WAT; Y Y: N; N N: Y |  | S | 0 | N | Electric Utility | 1 |  | N | N | [12 empty] | N |  |  |  |  | N
7601 | Green Mountain Power Corp | 50713 | Huntington Falls | VT | Addison | GEN2 | HY | OP | 0.8 | 0.8 | 0.7 |  | 10 | 1988 | BLQ BLQ: WAT; Y Y: N; N N: Y |  | S | 0 | N | Electric Utility | 1 |  | N | N | [12 empty] | N |  |  |  |  | N
7601 | Green Mountain Power Corp | 50713 | Huntington Falls | VT | Addison | GEN3 | HY | OP | 4.1 | 3.9 | 3.8 |  | 10 | 1988 | BLQ BLQ: WAT; Y Y: N; N N: Y |  | S | 0 | N | Electric Utility | 1 |  | N | N | [12 empty] | N |  |  |  |  | N
7601 | Green Mountain Power Corp | 57979 | Kingdom Community Wind | VT | Orleans | KCW | WT | OP | 65 | 65 | 65 |  | 11 | 2012 | BLQ BLQ: WND; Y Y: N; N N: Y |  | S | 21 | N | Electric Utility | 1 | [20 empty] | N
7626 | City of Greenfield - (IA) | 1144 | Greenfield | IA | Adair | 3 | IC | OP | 1.3 | 1 | 1.1 |  | 7 | 1952 | BLQ BLQ: DFO; Y Y: N; N N: Y | Y | S |  | N | Electric Utility | 1 |  | N | N | [17 empty] | N
7626 | City of Greenfield - (IA) | 1144 | Greenfield | IA | Adair | 4 | IC | OP | 1.8 | 1.8 | 1.9 |  | 8 | 1961 | BLQ BLQ: DFO; Y Y: N; N N: Y | Y | S |  | N | Electric Utility | 1 |  | N | N | [17 empty] | N
7626 | City of Greenfield - (IA) | 1144 | Greenfield | IA | Adair | 5 | IC | OP | 3 | 2.7 | 2.8 |  | 7 | 1973 | BLQ BLQ: DFO; Y Y: N; N N: Y | Y | S |  | N | Electric Utility | 1 |  | N | N | [17 empty] | N
7626 | City of Greenfield - (IA) | 7856 | North | IA | Adair | 1 | IC | OP | 1.8 | 1.8 | 1.8 |  | 1 | 2002 | BLQ BLQ: DFO; Y Y: N; N N: Y | Y | S |  | N | Electric Utility | 1 |  | N | N | [17 empty] | N
7626 | City of Greenfield - (IA) | 7856 | North | IA | Adair | 2 | IC | OP | 1.8 | 1.8 | 1.8 |  | 1 | 2002 | BLQ BLQ: DFO; Y Y: N; N N: Y | Y | S |  | N | Electric Utility | 1 |  | N | N | [17 empty] | N
7626 | City of Greenfield - (IA) | 7856 | North | IA | Adair | 3 | IC | OP | 2.2 | 2.2 | 2.2 |  | 11 | 2011 | BLQ BLQ: DFO; Y Y: N; N N: Y | Y | S |  | N | Electric Utility | 1 |  | N | N | [17 empty] | N
7626 | City of Greenfield - (IA) | 7856 | North | IA | Adair | 4 | IC | OP | 2.2 | 2.2 | 2.2 |  | 11 | 2011 | BLQ BLQ: DFO; Y Y: N; N N: Y | Y | S |  | N | Electric Utility | 1 |  | N | N | [17 empty] | N
7630 | Village of Greenport | 2681 | Greenport | NY | Suffolk | 2 | IC | OS | 1.7 | 1.5 | 1.6 |  | 8 | 1997 | BLQ BLQ: DFO; Y Y: N; N N: N | N | S |  | N | Electric Utility | 1 |  | N | N | [17 empty] | N
7630 | Village of Greenport | 2681 | Greenport | NY | Suffolk | 4 | IC | OP | 1.2 | 1 | 1 |  | 6 | 1957 | BLQ BLQ: DFO; Y Y: N; N N: Y |  | S |  | N | Electric Utility | 1 |  | N | N
7630 | Village of Greenport | 2681 | Greenport | NY | Suffolk | 5 | IC | OP | 1.8 | 1.5 | 1.5 |  | 6 | 1965 | BLQ BLQ: DFO; Y Y: N; N N: Y |  | S |  | N | Electric Utility | 1 |  | N | N | [17 empty] | N
7630 | Village of Greenport | 2681 | Greenport | NY | Suffolk | 6 | IC | OP | 3.8 | 3 | 3 |  | 6 | 1971 | BLQ BLQ: DFO; Y Y: N; N N: Y |  | S |  | N | Electric Utility | 1 |  | N | N | [17 empty] | N
7630 | Village of Greenport | 2681 | Greenport | NY | Suffolk | 7 | IC | OS | 1.6 | 1.6 | 1.6 |  | 8 | 1997 | BLQ BLQ: DFO; Y Y: N; N N: N |  | S |  | N | Electric Utility | 1 |  | N | N | [17 empty] | N
7634 | City of Greenville - (TX) | 4195 | Powerlane Plant | TX | HUNT | EP | IC | OP | 8.4 | 8 | 8 |  | 7 | 2010 | BLQ BLQ: NG; Y Y: N; N N: Y |  | S |  | N | Electric Utility | 1 |  |  | N
7634 | City of Greenville - (TX) | 4195 | Powerlane Plant | TX | HUNT | EP2 | IC | OP | 8.4 | 8 | 8 |  | 7 | 2010 | BLQ BLQ: NG; Y Y: N; N N: Y |  | S |  | N | Electric Utility | 1 |  |  | N
7634 | City of Greenville - (TX) | 4195 | Powerlane Plant | TX | HUNT | EP3 | IC | OP | 8.4 | 8 | 8 |  | 7 | 2010 | BLQ BLQ: NG; Y Y: N; N N: Y |  | S |  | N | Electric Utility | 1 |  |  | N
7634 | City of Greenville - (TX) | 4195 | Powerlane Plant | TX | HUNT | ST1 | ST | OP | 16.5 | 20 | 20 |  | 8 | 1966 | BLQ BLQ: NG; BIT BIT: DFO; Y Y: Y; N N: Y |  | S |  | N | Electric Utility | 1 |  | N | N
7634 | City of Greenville - (TX) | 4195 | Powerlane Plant | TX | HUNT | ST2 | ST | OP | 25 | 26 | 26 |  | 8 | 1969 | BLQ BLQ: NG; BIT BIT: DFO; Y Y: Y; N N: Y |  | S |  | N | Electric Utility | 1 |  | N | N
7634 | City of Greenville - (TX) | 4195 | Powerlane Plant | TX | HUNT | ST3 | ST | OP | 43.2 | 41 | 41 |  | 8 | 1977 | BLQ BLQ: NG; BIT BIT: DFO; Y Y: Y; N N: Y |  | S |  | N | Electric Utility | 1 |  | N | N
7651 | Greenwood Utilities Comm | 2062 | Henderson | MS | Leflore | 1 | ST | OP | 12.6 | 11 | 11.9 |  | 7 | 1960 | BLQ BLQ: NG; BIT BIT: BIT; Y Y: Y; N N: Y | Y | S |  | N | Electric Utility | 1 |  |  | N | [17 empty] | N
7651 | Greenwood Utilities Comm | 2062 | Henderson | MS | Leflore | 3 | ST | OP | 20 | 17.9 | 18.9 |  | 9 | 1967 | BLQ BLQ: NG; BIT BIT: BIT; Y Y: Y; N N: Y | Y | S |  | N | Electric Utility | 1 |  | N | N | [17 empty] | N
7651 | Greenwood Utilities Comm | 2062 | Henderson | MS | Leflore | H10 | IC | OP | 1.3 | 9.3 | 9.3 | D016 | 6 | 2001 | BLQ BLQ: NG; Y Y: N; N N: Y | Y | S |  | N | Electric Utility | 1 |  | N | N | [17 empty] | N
7651 | Greenwood Utilities Comm | 2062 | Henderson | MS | Leflore | H11 | IC | OP | 1.3 |  |  | D016 | 6 | 2001 | BLQ BLQ: NG; Y Y: N; N N: Y | Y | S |  | N | Electric Utility | 1 |  | N | N | [17 empty] | N
7651 | Greenwood Utilities Comm | 2062 | Henderson | MS | Leflore | H2 | GT | OS | 13.5 | 13 | 15 |  | 8 | 1963 | BLQ BLQ: NG; BIT BIT: DFO; Y Y: Y; N N: Y | Y | S |  | N | Electric Utility | 1 |  | N | N | [17 empty] | N
7651 | Greenwood Utilities Comm | 2062 | Henderson | MS | Leflore | H4 | IC | OP | 1.8 |  |  | D016 | 6 | 2001 | BLQ BLQ: DFO; Y Y: N; N N: Y | Y | S |  | N | Electric Utility | 1 |  | N | N | [17 empty] | N
7651 | Greenwood Utilities Comm | 2062 | Henderson | MS | Leflore | H5 | IC | OP | 1.8 |  |  | D016 | 6 | 2001 | BLQ BLQ: DFO; Y Y: N; N N: Y | Y | S |  | N | Electric Utility | 1 |  | N | N | [17 empty] | N
7651 | Greenwood Utilities Comm | 2062 | Henderson | MS | Leflore | H6 | IC | OP | 1.8 |  |  | D016 | 6 | 2001 | BLQ BLQ: DFO; Y Y: N; N N: Y | Y | S |  | N | Electric Utility | 1 |  | N | N | [17 empty] | N
7651 | Greenwood Utilities Comm | 2062 | Henderson | MS | Leflore | H7 | IC | OP | 1.8 |  |  | D016 | 6 | 2001 | BLQ BLQ: DFO; Y Y: N; N N: Y | Y | S |  | N | Electric Utility | 1 |  | N | N | [17 empty] | N
7651 | Greenwood Utilities Comm | 2062 | Henderson | MS | Leflore | H8 | IC | OP | 1.8 |  |  | D016 | 6 | 2001 | BLQ BLQ: DFO; Y Y: N; N N: Y | Y | S |  | N | Electric Utility | 1 |  | N | N | [17 empty] | N
7651 | Greenwood Utilities Comm | 2062 | Henderson | MS | Leflore | H9 | IC | OP | 1.3 |  |  | D016 | 6 | 2001 | BLQ BLQ: NG; Y Y: N; N N: Y | Y | S |  | N | Electric Utility | 1 |  | N | N | [17 empty] | N
7651 | Greenwood Utilities Comm | 2063 | Wright | MS | Leflore | W1 | ST | OP | 7.5 | 8.3 | 8.3 |  | 2 | 1948 | BLQ BLQ: NG; Y Y: N; N N: Y |  | S |  | N | Electric Utility | 1 |  | N | N | [17 empty] | N
7651 | Greenwood Utilities Comm | 2063 | Wright | MS | Leflore | W2 | ST | OP | 5 | 5.3 | 5.3 |  | 6 | 1952 | BLQ BLQ: NG; Y Y: N; N N: Y |  | S |  | N | Electric Utility | 1 |  | N | N | [17 empty] | N
7651 | Greenwood Utilities Comm | 2063 | Wright | MS | Leflore | W3 | ST | OP | 5 | 5.3 | 5.3 |  | 4 | 1955 | BLQ BLQ: NG; Y Y: N; N N: Y |  | S |  | N | Electric Utility | 1 |  | N | N | [17 empty] | N
7662 | Greenville Steam Co | 54852 | Greenville Steam | ME | Piscataquis | 1 | ST | OS | 15.6 | 16 | 16 |  | 1 | 1988 | BLQ BLQ: WDS; Y Y: N; N N: Y |  | S |  | N | IPP Non-CHP | 2 |  | N | N | [17 empty] | N | [6 empty] | DFO
7685 | Gregg Falls Hydro Elec Assoc Ltd Ptnrsp | 50384 | Gregg Falls | NH | Hillsborough | 1 | HY | OP | 2.1 | 0.5 | 0.8 |  | 12 | 1985 | BLQ BLQ: WAT; Y Y: N; N N: Y | Y | S |  | N | IPP Non-CHP | 2 |  | N | N | [17 empty] | N
7685 | Gregg Falls Hydro Elec Assoc Ltd Ptnrsp | 50384 | Gregg Falls | NH | Hillsborough | 2 | HY | OP | 1.3 | 0.3 | 0.4 |  | 12 | 1985 | BLQ BLQ: WAT; Y Y: N; N N: Y | Y | S |  | N | IPP Non-CHP | 2 |  | N | N | [17 empty] | N
7724 | GWF Energy LLC | 55698 | Hanford Energy Park Peaker | CA | Kings | HEP1 | GT | OP | 46.1 | 45.9 | 48.7 |  | 9 | 2001 | BLQ BLQ: NG; Y Y: N; N N: Y |  | S |  | N | IPP Non-CHP | 2 |  | N | N | [17 empty] | N
7724 | GWF Energy LLC | 55698 | Hanford Energy Park Peaker | CA | Kings | HEP2 | GT | OP | 46.1 | 45.9 | 48.7 |  | 9 | 2001 | BLQ BLQ: NG; Y Y: N; N N: Y |  | S |  | N | IPP Non-CHP | 2 |  | N | N | [17 empty] | N
7724 | GWF Energy LLC | 55807 | Henrietta Peaker | CA | Kings | HPP1 | GT | OP | 49 | 46.3 | 48.3 |  | 6 | 2002 | BLQ BLQ: NG; Y Y: N; N N: Y |  | S |  | N | IPP Non-CHP | 2 |  | N | N | [17 empty] | N
7724 | GWF Energy LLC | 55807 | Henrietta Peaker | CA | Kings | HPP2 | GT | OP | 49 | 46.1 | 47.8 |  | 6 | 2002 | BLQ BLQ: NG; Y Y: N; N N: Y |  | S |  | N | IPP Non-CHP | 2 |  | N | N | [17 empty] | N
7724 | GWF Energy LLC | 55933 | Tracy Combined Cycle Power Plant | CA | San Joaquin | TCC1 | CA | OP | 167.3 | 156.2 | 167.3 |  | 7 | 2012 | BLQ BLQ: NG; Y Y: N; N N: Y |  | S |  | N | IPP Non-CHP | 2 |  | Y | N | [17 empty] | N
7724 | GWF Energy LLC | 55933 | Tracy Combined Cycle Power Plant | CA | San Joaquin | TPP1 | CT | OP | 84.4 | 82.1 | 87.5 |  | 4 | 2003 | BLQ BLQ: NG; Y Y: N; N N: Y |  | S |  | N | IPP Non-CHP | 2 |  |  | N | [17 empty] | N
7724 | GWF Energy LLC | 55933 | Tracy Combined Cycle Power Plant | CA | San Joaquin | TPP2 | CT | OP | 84.4 | 81.8 | 87.4 |  | 4 | 2003 | BLQ BLQ: NG; Y Y: N; N N: Y |  | S |  | N | IPP Non-CHP | 2 |  |  | N | [17 empty] | N
7726 | Sharp Grossmont Hospital | 10115 | Grossmont Hospital | CA | San Diego | GEN1 | GT | OP | 0.8 | 0.8 | 0.8 |  | 8 | 1983 | BLQ BLQ: NG; Y Y: N; N N: Y |  | S |  | Y | Commercial CHP | 5 | T | N | N
7726 | Sharp Grossmont Hospital | 10115 | Grossmont Hospital | CA | San Diego | GEN2 | GT | OP | 0.8 | 0.8 | 0.8 |  | 8 | 1983 | BLQ BLQ: NG; Y Y: N; N N: Y |  | S |  | Y | Commercial CHP | 5 | T | N | N
7743 | Grundy Center Mun Light & Power | 1145 | Grundy Center City Light Plant | IA | GRUNDY | IC1 | IC | OP | 2.2 | 2.2 | 2.2 |  | 11 | 1963 | BLQ BLQ: DFO; BIT BIT: NG; Y Y: N; N N: Y | Y | S |  | N | Electric Utility | 1 |  | N | N | [17 empty] | N
7743 | Grundy Center Mun Light & Power | 1145 | Grundy Center City Light Plant | IA | GRUNDY | IC2 | IC | OP | 3.5 | 3.5 | 3.5 |  | 3 | 1972 | BLQ BLQ: DFO; BIT BIT: NG; Y Y: N; N N: Y | Y | S |  | N | Electric Utility | 1 |  | N | N | [17 empty] | N
7743 | Grundy Center Mun Light & Power | 1145 | Grundy Center City Light Plant | IA | GRUNDY | IC3 | IC | OP | 3 | 3 | 3 |  | 10 | 1990 | BLQ BLQ: DFO; BIT BIT: NG; Y Y: N; N N: Y | Y | S |  | N | Electric Utility | 1 |  | N | N | [17 empty] | N
7751 | Guadalupe Blanco River Authority | 791 | Canyon | TX | Comal | 1 | HY | OP | 3 | 3 | 3 |  | 1 | 1989 | BLQ BLQ: WAT; Y Y: N; N N: Y |  | S |  | N | Electric Utility | 1 |  | N | N
7751 | Guadalupe Blanco River Authority | 791 | Canyon | TX | Comal | 2 | HY | OP | 3 | 3 | 3 |  | 1 | 1989 | BLQ BLQ: WAT; Y Y: N; N N: Y |  | S |  | N | Electric Utility | 1 |  | N | N
7751 | Guadalupe Blanco River Authority | 3581 | Abbott TP 3 | TX | Guadalupe | 1 | HY | OP | 1.4 | 1.4 | 1.4 |  | 1 | 1927 | BLQ BLQ: WAT; Y Y: N; N N: Y |  | S |  | N | Electric Utility | 1 |  | N | N
7751 | Guadalupe Blanco River Authority | 3581 | Abbott TP 3 | TX | Guadalupe | 2 | HY | OP | 1.4 | 1.4 | 1.4 |  | 1 | 1927 | BLQ BLQ: WAT; Y Y: N; N N: Y |  | S |  | N | Electric Utility | 1 |  | N | N
7751 | Guadalupe Blanco River Authority | 3582 | Dunlap TP 1 | TX | Guadalupe | 1 | HY | OP | 1.8 | 1.8 | 1.8 |  | 1 | 1927 | BLQ BLQ: WAT; Y Y: N; N N: Y |  | S |  | N | Electric Utility | 1 |  | N | N
7751 | Guadalupe Blanco River Authority | 3582 | Dunlap TP 1 | TX | Guadalupe | 2 | HY | OP | 1.8 | 1.8 | 1.8 |  | 1 | 1927 | BLQ BLQ: WAT; Y Y: N; N N: Y |  | S |  | N | Electric Utility | 1 |  | N | N
7751 | Guadalupe Blanco River Authority | 3583 | H 4 | TX | Gonzales | 1 | HY | OP | 2.4 | 2.4 | 2.4 |  | 1 | 1931 | BLQ BLQ: WAT; Y Y: N; N N: Y |  | S |  | N | Electric Utility | 1 |  | N | N
7751 | Guadalupe Blanco River Authority | 3584 | H 5 | TX | Gonzales | 1 | HY | OP | 2.4 | 2.4 | 2.4 |  | 1 | 1931 | BLQ BLQ: WAT; Y Y: N; N N: Y |  | S |  | N | Electric Utility | 1 |  | N | N
7751 | Guadalupe Blanco River Authority | 3585 | Nolte | TX | Guadalupe | 1 | HY | OP | 1.2 | 1.2 | 1.2 |  | 1 | 1927 | BLQ BLQ: WAT; Y Y: N; N N: Y |  | S |  | N | Electric Utility | 1 |  | N | N
7751 | Guadalupe Blanco River Authority | 3585 | Nolte | TX | Guadalupe | 2 | HY | OP | 1.2 | 1.2 | 1.2 |  | 1 | 1927 | BLQ BLQ: WAT; Y Y: N; N N: Y |  | S |  | N | Electric Utility | 1 |  | N | N
7751 | Guadalupe Blanco River Authority | 3586 | TP 4 | TX | Guadalupe | 1 | HY | OP | 2.4 | 2.4 | 2.4 |  | 1 | 1932 | BLQ BLQ: WAT; Y Y: N; N N: Y |  | S |  | N | Electric Utility | 1 |  | N | N
7801 | Gulf Power Co | 641 | Crist | FL | Escambia | 4 | ST | OP | 93.7 | 75 | 75 |  | 7 | 1959 | BLQ BLQ: BIT; BIT BIT: NG; Y Y: Y; N N: Y |  | S |  | N | Electric Utility | 1 |  | N | N | [17 empty] | N | Y |  | Y |  |  |  | DFO | NG
7801 | Gulf Power Co | 641 | Crist | FL | Escambia | 5 | ST | OP | 93.7 | 75 | 75 |  | 6 | 1961 | BLQ BLQ: BIT; BIT BIT: NG; Y Y: Y; N N: Y |  | S |  | N | Electric Utility | 1 |  | N | N | [17 empty] | N | Y |  | Y |  |  |  | DFO | NG
7801 | Gulf Power Co | 641 | Crist | FL | Escambia | 6 | ST | OP | 369.7 | 299 | 299 |  | 5 | 1970 | BLQ BLQ: BIT; BIT BIT: NG; Y Y: Y; N N: Y |  | S |  | N | Electric Utility | 1 |  | N | N | [17 empty] | N | Y |  | Y |  |  |  | DFO | NG
7801 | Gulf Power Co | 641 | Crist | FL | Escambia | 7 | ST | OP | 578 | 475 | 475 |  | 8 | 1973 | BLQ BLQ: BIT; Y Y: N; N N: Y |  | S |  | N | Electric Utility | 1 |  | N | N | [17 empty] | N | Y |  | Y |  |  |  | DFO | NG
7801 | Gulf Power Co | 642 | Scholz | FL | Jackson | 1 | ST | OP | 49 | 46 | 46 |  | 3 | 1953 | BLQ BLQ: BIT; Y Y: N; N N: Y |  | S |  | N | Electric Utility | 1 |  | N | N | [15 empty] | 4 | 2015 | N | Y |  | Y |  |  |  | DFO
7801 | Gulf Power Co | 642 | Scholz | FL | Jackson | 2 | ST | OP | 49 | 46 | 46 |  | 10 | 1953 | BLQ BLQ: BIT; Y Y: N; N N: Y |  | S |  | N | Electric Utility | 1 |  | N | N | [15 empty] | 4 | 2015 | N | Y |  | Y |  |  |  | DFO
7801 | Gulf Power Co | 643 | Lansing Smith | FL | Bay | 1 | ST | OP | 149.6 | 162 | 162 |  | 6 | 1965 | BLQ BLQ: BIT; Y Y: N; N N: Y |  | S |  | N | Electric Utility | 1 |  | N | N | [17 empty] | N | Y |  | Y |  |  |  | DFO
7801 | Gulf Power Co | 643 | Lansing Smith | FL | Bay | 2 | ST | OP | 190.4 | 195 | 195 |  | 6 | 1967 | BLQ BLQ: BIT; Y Y: N; N N: Y |  | S |  | N | Electric Utility | 1 |  | N | N | [17 empty] | N | Y |  | Y |  |  |  | DFO
7801 | Gulf Power Co | 643 | Lansing Smith | FL | Bay | 3A | CT | OP | 203.2 | 481 | 531 | G180 | 4 | 2002 | BLQ BLQ: NG; Y Y: N; N N: Y |  | S |  | N | Electric Utility | 1 |  | N | N | [17 empty] | N
7801 | Gulf Power Co | 643 | Lansing Smith | FL | Bay | 3B | CT | OP | 203.2 |  |  | G180 | 4 | 2002 | BLQ BLQ: NG; Y Y: N; N N: Y |  | S |  | N | Electric Utility | 1 |  | N | N | [17 empty] | N
7801 | Gulf Power Co | 643 | Lansing Smith | FL | Bay | 3S | CA | OP | 213.3 |  |  | G180 | 4 | 2002 | BLQ BLQ: NG; Y Y: N; N N: Y |  | S |  | N | Electric Utility | 1 |  | Y | N | [17 empty] | N
7801 | Gulf Power Co | 643 | Lansing Smith | FL | Bay | CT1 | GT | OP | 41.8 | 32 | 40 |  | 5 | 1971 | BLQ BLQ: DFO; Y Y: N; N N: Y |  | S |  | N | Electric Utility | 1 |  | N | N | [17 empty] | N
7801 | Gulf Power Co | 7715 | Pea Ridge | FL | Santa Rosa | 1 | GT | OP | 4.7 | 4 | 4.6 |  | 4 | 1998 | BLQ BLQ: NG; Y Y: N; N N: Y |  | S |  | N | Electric Utility | 1 |  | N | N | [17 empty] | N
7801 | Gulf Power Co | 7715 | Pea Ridge | FL | Santa Rosa | 2 | GT | OP | 4.7 | 4 | 4.6 |  | 4 | 1998 | BLQ BLQ: NG; Y Y: N; N N: Y |  | S |  | N | Electric Utility | 1 |  | N | N | [17 empty] | N
7801 | Gulf Power Co | 7715 | Pea Ridge | FL | Santa Rosa | 3 | GT | OP | 4.7 | 4 | 4.6 |  | 4 | 1998 | BLQ BLQ: NG; Y Y: N; N N: Y |  | S |  | N | Electric Utility | 1 |  | N | N | [17 empty] | N
7801 | Gulf Power Co | 57502 | Perdido | FL | Escambia | 1 | IC | OP | 1.6 | 1.5 | 1.5 |  | 10 | 2010 | BLQ BLQ: LFG; Y Y: N; N N: N |  | S |  | N | Electric Utility | 1 |  |  | N | [17 empty] | N
7801 | Gulf Power Co | 57502 | Perdido | FL | Escambia | 2 | IC | OP | 1.6 | 1.5 | 1.5 |  | 10 | 2010 | BLQ BLQ: LFG; Y Y: N; N N: N |  | S |  | N | Electric Utility | 1 |  |  | N | [17 empty] | N
7833 | Gwitchyaa Zhee Utility Co | 7174 | Gwitchyaa Zhee | AK | NOT IN FILE | 1 | IC | OP | 0.6 | 0.3 | 0.7 |  | 5 | 1987 | BLQ BLQ: DFO; Y Y: N; N N: N |  | S |  | N | Electric Utility | 1 |  | N | N | [17 empty] | N
7833 | Gwitchyaa Zhee Utility Co | 7174 | Gwitchyaa Zhee | AK | NOT IN FILE | 2A | IC | OP | 0.5 | 0.3 | 0.4 |  | 8 | 2012 | BLQ BLQ: DFO; Y Y: N; N N: N |  | S |  | N | Electric Utility | 1 |  | N | N | [17 empty] | N
7833 | Gwitchyaa Zhee Utility Co | 7174 | Gwitchyaa Zhee | AK | NOT IN FILE | 3 | IC | OP | 0.6 | 0.4 | 0.5 |  | 9 | 1990 | BLQ BLQ: DFO; Y Y: N; N N: N |  | S |  | N | Electric Utility | 1 |  | N | N | [17 empty] | N
7833 | Gwitchyaa Zhee Utility Co | 7174 | Gwitchyaa Zhee | AK | NOT IN FILE | 4A | IC | OP | 0.5 | 0.3 | 0.4 |  | 1 | 2011 | BLQ BLQ: DFO; Y Y: N; N N: N |  | S |  | N | Electric Utility | 1 |  | N | N | [17 empty] | N
7833 | Gwitchyaa Zhee Utility Co | 7174 | Gwitchyaa Zhee | AK | NOT IN FILE | 6 | IC | OP | 0.5 | 0.5 | 0.5 |  | 11 | 2009 | BLQ BLQ: DFO; Y Y: N; N N: N |  | S |  | N | Electric Utility | 1 |  | N | N | [17 empty] | N
7857 | Great Lakes Tissue Co | 50461 | Cheboygan | MI | Cheboygan | GEN1 | HY | OP | 1.5 | 0.7 | 1.1 |  | 11 | 1984 | BLQ BLQ: WAT; Y Y: N; N N: Y |  | S | 0 | N | Industrial Non-CHP | 6 |  | N | N
7860 | NRG Energy Center Dover LLC | 10030 | NRG Energy Center Dover | DE | Kent | COG1 | ST | OP | 18 | 16 | 16 |  | 5 | 1985 | BLQ BLQ: BIT; Y Y: N; N N: Y |  | S |  | Y | IPP CHP | 3 | T | N | Y | [9 empty] | NG | 6 | 2013 | Y |  |  |  |  | N | Y |  | Y |  |  |  | NG
7860 | NRG Energy Center Dover LLC | 10030 | NRG Energy Center Dover | DE | Kent | KD-1 | GT | OP | 50 | 44 | 50 |  | 6 | 2001 | BLQ BLQ: NG; BIT BIT: DFO; Y Y: Y; N N: Y |  | S |  | N | IPP CHP | 3 |  | N | N | [17 empty] | N
7860 | NRG Energy Center Dover LLC | 10030 | NRG Energy Center Dover | DE | Kent | KD-2 | GT | OP | 50 | 44 | 50 |  | 6 | 2001 | BLQ BLQ: NG; BIT BIT: DFO; Y Y: Y; N N: Y |  | S |  | N | IPP CHP | 3 |  | N | N | [17 empty] | N
7869 | Hermiston Power Partnership | 55328 | Hermiston Power Partnership | OR | Umatilla | CTG1 | CT | OP | 212.5 | 184 | 195 |  | 8 | 2002 | BLQ BLQ: NG; Y Y: N; N N: Y |  | S |  | N | IPP Non-CHP | 2 |  | N | N | [17 empty] | N
7869 | Hermiston Power Partnership | 55328 | Hermiston Power Partnership | OR | Umatilla | CTG2 | CT | OP | 212.5 | 184 | 195 |  | 8 | 2002 | BLQ BLQ: NG; Y Y: N; N N: Y |  | S |  | N | IPP Non-CHP | 2 |  | N | N | [17 empty] | N
7869 | Hermiston Power Partnership | 55328 | Hermiston Power Partnership | OR | Umatilla | STG1 | CA | OP | 264.4 | 247 | 258 |  | 8 | 2002 | BLQ BLQ: NG; Y Y: N; N N: Y |  | S |  | N | IPP Non-CHP | 2 |  | Y | N | [17 empty] | N
7969 | City of Halstad - (MN) | 8105 | Halstad | MN | Norman | 4 | IC | SB | 2 | 1.9 | 1.9 |  | 9 | 2007 | BLQ BLQ: DFO; Y Y: N; N N: Y | Y | S |  | N | Electric Utility | 1 |  |  | N | [17 empty] | N
7969 | City of Halstad - (MN) | 8105 | Halstad | MN | Norman | 5 | IC | SB | 2 | 1.9 | 1.9 |  | 9 | 2007 | BLQ BLQ: DFO; Y Y: N; N N: Y | Y | S |  | N | Electric Utility | 1 |  |  | N | [17 empty] | N
7972 | Hamakua Energy Partners LP | 55369 | Hamakua Energy Plant | HI | Hawaii | CT1 | CT | OP | 23 | 21.7 | 21.7 |  | 7 | 2000 | WO | WO | WO | DFO |  |  | Y | Y |  | W |  | N | IPP Non-CHP | 2 |  | N | N | [17 empty] | N
7972 | Hamakua Energy Partners LP | 55369 | Hamakua Energy Plant | HI | Hawaii | CT2 | CT | OP | 23 | 21.7 | 21.7 |  | 10 | 2000 | WO | WO | WO | DFO |  |  | Y | Y |  | W |  | N | IPP Non-CHP | 2 |  | N | N | [17 empty] | N
7972 | Hamakua Energy Partners LP | 55369 | Hamakua Energy Plant | HI | Hawaii | ST1 | CA | OP | 20 | 17.4 | 17.4 |  | 10 | 2000 | WO | WO | WO | DFO |  |  | Y | Y |  | W |  | N | IPP Non-CHP | 2 |  | N | N | [17 empty] | N
7977 | City of Hamilton - (OH) | 2917 | Hamilton | OH | Butler | 5 | ST | OP | 10 | 10 | 10 |  | 3 | 1954 | NG | BIT | NG | BIT |  |  | Y | Y |  | S |  | N | Electric Utility | 1 |  | N | N | [17 empty] | N | [6 empty] | NG
7977 | City of Hamilton - (OH) | 2917 | Hamilton | OH | Butler | 7 | ST | OP | 25 | 25 | 25 |  | 5 | 1960 | NG | BIT | NG | BIT |  |  | Y | Y |  | S |  | N | Electric Utility | 1 |  | N | N | [17 empty] | N | [6 empty] | NG
7977 | City of Hamilton - (OH) | 2917 | Hamilton | OH | Butler | 8 | ST | OP | 25 | 25 | 25 |  | 6 | 1965 | BIT | NG | BIT | NG |  |  | Y | Y |  | S |  | N | Electric Utility | 1 |  | N | Y | [9 empty] | NG | 3 | 2013 | [5 empty] | N | Y |  | Y |  |  |  | NG
7977 | City of Hamilton - (OH) | 2917 | Hamilton | OH | Butler | 9 | ST | OP | 50.6 | 51 | 50 |  | 10 | 1975 | BIT | NG | BIT | NG |  |  | Y | Y |  | S |  | N | Electric Utility | 1 |  | N | N | [17 empty] | N | Y |  | Y |  |  |  | NG
7977 | City of Hamilton - (OH) | 2917 | Hamilton | OH | Butler | GT2 | GT | OP | 16.3 | 12 | 16 |  | 6 | 1971 | BLQ BLQ: NG; Y Y: N; N N: Y |  | S |  | N | Electric Utility | 1 |  | N | N
7977 | City of Hamilton - (OH) | 4258 | Greenup Hydro | OH | Scioto | 1 | HY | OP | 23.4 | 23.4 | 23.4 |  | 12 | 1982 | BLQ BLQ: WAT; Y Y: N; N N: Y |  | S | 0 | N | Electric Utility | 1 |  | N | N
7977 | City of Hamilton - (OH) | 4258 | Greenup Hydro | OH | Scioto | 2 | HY | OP | 23.4 | 23.4 | 23.4 |  | 12 | 1982 | BLQ BLQ: WAT; Y Y: N; N N: Y |  | S | 0 | N | Electric Utility | 1 |  | N | N
7977 | City of Hamilton - (OH) | 4258 | Greenup Hydro | OH | Scioto | 3 | HY | OP | 23.4 | 23.4 | 23.4 |  | 12 | 1982 | BLQ BLQ: WAT; Y Y: N; N N: Y |  | S | 0 | N | Electric Utility | 1 |  | N | N
7977 | City of Hamilton - (OH) | 7807 | Hamilton Hydro | OH | Butler | 3 | HY | OP | 1.1 | 1 | 1 |  | 5 | 1994 | BLQ BLQ: WAT; Y Y: N; N N: Y |  | S | 0 | N | Electric Utility | 1 |  | N | N | [17 empty] | N
7977 | City of Hamilton - (OH) | 7807 | Hamilton Hydro | OH | Butler | 4 | HY | OP | 1.1 | 1 | 1 |  | 5 | 1994 | BLQ BLQ: WAT; Y Y: N; N N: Y |  | S | 0 | N | Electric Utility | 1 |  | N | N | [17 empty] | N
8009 | International Paper Co | 52140 | International Paper Prattville Mill | AL | Autauga | GEN1 | ST | OP | 40.5 | 35.3 | 40.5 |  | 2 | 1967 | BLQ | WDS | NG | OBG | WO |  | Y | N | Y | S |  | Y | Industrial CHP | 7 | T | N | N | [17 empty] | N | [6 empty] | NG | WO
8009 | International Paper Co | 52140 | International Paper Prattville Mill | AL | Autauga | GEN2 | ST | OP | 49.3 | 43.6 | 44.4 |  | 5 | 1980 | BLQ | WDS | BIT | OBG | WO | NG | Y | N | Y | S |  | Y | Industrial CHP | 7 | T | N | N | [17 empty] | N | Y | [5 empty] | NG | WO
8027 | Handsome Lake Energy LLC | 55233 | Handsome Lake Energy LLC | PA | Venango | GT01 | GT | OP | 58.9 | 53.5 | 53.5 |  | 8 | 2001 | BLQ: NG; Y: N; N: Y; S: S |  | N | IPP Non-CHP | 2 |  | N | N | [17 empty] | N
8027 | Handsome Lake Energy LLC | 55233 | Handsome Lake Energy LLC | PA | Venango | GT02 | GT | OP | 58.9 | 53.5 | 53.5 |  | 8 | 2001 | BLQ: NG; Y: N; N: Y; S: S |  | N | IPP Non-CHP | 2 |  | N | N | [17 empty] | N
8027 | Handsome Lake Energy LLC | 55233 | Handsome Lake Energy LLC | PA | Venango | GT03 | GT | OP | 58.9 | 53.5 | 53.5 |  | 7 | 2001 | BLQ: NG; Y: N; N: Y; S: S |  | N | IPP Non-CHP | 2 |  | N | N | [17 empty] | N
8027 | Handsome Lake Energy LLC | 55233 | Handsome Lake Energy LLC | PA | Venango | GT04 | GT | OP | 58.9 | 53.5 | 53.5 |  | 7 | 2001 | BLQ: NG; Y: N; N: Y; S: S |  | N | IPP Non-CHP | 2 |  | N | N | [17 empty] | N
8027 | Handsome Lake Energy LLC | 55233 | Handsome Lake Energy LLC | PA | Venango | GT05 | GT | OP | 58.9 | 53.5 | 53.5 |  | 7 | 2001 | BLQ: NG; Y: N; N: Y; S: S |  | N | IPP Non-CHP | 2 |  | N | N | [17 empty] | N
8122 | Harlan Municipal Utilities - (IA) | 1146 | Harlan | IA | Shelby | HMU1 | IC | SB | 1.7 | 1.6 | 1.6 |  | 7 | 2001 | BLQ: DFO; Y: N; N: Y; Y: Y; S: S |  | N | Electric Utility | 1 |  | N | N | [17 empty] | N
8122 | Harlan Municipal Utilities - (IA) | 1146 | Harlan | IA | Shelby | HMU2 | IC | SB | 1.7 | 1.6 | 1.6 |  | 7 | 2001 | BLQ: DFO; Y: N; N: Y; Y: Y; S: S |  | N | Electric Utility | 1 |  | N | N | [17 empty] | N
8153 | Hartford Steam Co | 52061 | Hartford Hospital Cogeneration | CT | HARTFORD | GEN2 | CA | OP | 4.2 | 2.4 | 2.4 |  | 7 | 1988 | BLQ: NG; Y: N; N: Y; Y: Y; S: S |  | Y | Commercial CHP | 5 | T | N | N | [17 empty] | N
8153 | Hartford Steam Co | 52061 | Hartford Hospital Cogeneration | CT | HARTFORD | GEN3 | CT | OP | 6.2 | 5.2 | 6.2 |  | 7 | 1988 | NG | DFO |  |  |  |  | Y | N | Y | S |  | Y | Commercial CHP | 5 | T | N | N | [17 empty] | N |  | N
8153 | Hartford Steam Co | 57179 | HSCo CHP | CT | HARTFORD | 1 | GT | OP | 4 | 3.5 | 4 |  | 10 | 2009 | BLQ: NG; Y: N; N: Y; S: S |  | Y | Commercial CHP | 5 | T |  | N | [17 empty] | N
8181 | Harrisburg Authority | 10118 | Harrisburg Facility | PA | Dauphin | GEN3 | ST | OP | 24.1 | 20.8 | 21.8 |  | 4 | 2006 | BLQ: MSW; WDS: NG; Y: N; N: Y; S: S |  | Y | IPP CHP | 3 | T | N | N | [17 empty] | N | [6 empty] | NG
8198 | City of Harrisonburg - (VA) | 56004 | Mount Clinton | VA | Rockingham | D-2 | IC | OP | 2 | 2 | 2 |  | 9 | 2002 | BLQ: DFO; Y: N; N: Y; Y: Y; S: S |  | N | Electric Utility | 1 |  | N | N | [17 empty] | N
8198 | City of Harrisonburg - (VA) | 56004 | Mount Clinton | VA | Rockingham | D-3 | IC | OP | 2 | 2 | 2 |  | 9 | 2002 | BLQ: DFO; Y: N; N: Y; Y: Y; S: S |  | N | Electric Utility | 1 |  | N | N | [17 empty] | N
8198 | City of Harrisonburg - (VA) | 56004 | Mount Clinton | VA | Rockingham | D-5 | IC | OP | 2 | 2 | 2 |  | 4 | 2004 | BLQ: DFO; Y: N; N: Y; Y: Y; S: S |  | N | Electric Utility | 1 |  | N | N | [17 empty] | N
8198 | City of Harrisonburg - (VA) | 56004 | Mount Clinton | VA | Rockingham | D-7 | IC | OP | 2 | 2 | 2 |  | 11 | 2009 | BLQ: DFO; Y: N; N: Y; Y: Y; S: S |  | N | Electric Utility | 1 |  | N | N
8198 | City of Harrisonburg - (VA) | 56004 | Mount Clinton | VA | Rockingham | D-8 | IC | OP | 2 | 2 | 2 |  | 11 | 2009 | BLQ: DFO; Y: N; N: Y; Y: Y; S: S |  | N | Electric Utility | 1 |  | N | N
8198 | City of Harrisonburg - (VA) | 56004 | Mount Clinton | VA | Rockingham | MC-1 | GT | OP | 14 | 9 | 12 |  | 5 | 1999 | BLQ: DFO; Y: N; N: Y; Y: Y; S: S |  | N | Electric Utility | 1 |  | N | N | [17 empty] | N
8198 | City of Harrisonburg - (VA) | 56005 | Pleasant Valley | VA | Rockingham | D-4 | IC | OP | 2 | 2 | 2 |  | 9 | 2002 | BLQ: DFO; Y: N; N: Y; Y: Y; S: S |  | N | Electric Utility | 1 |  | N | N | [17 empty] | N
8198 | City of Harrisonburg - (VA) | 56005 | Pleasant Valley | VA | Rockingham | D-6 | IC | OP | 2 | 2 | 2 |  | 9 | 2006 | BLQ: DFO; Y: N; N: Y; Y: Y; S: S |  | N | Electric Utility | 1 |  | N | N | [17 empty] | N
8198 | City of Harrisonburg - (VA) | 56005 | Pleasant Valley | VA | Rockingham | PV-1 | GT | OP | 16.5 | 9 | 13 |  | 4 | 1997 | BLQ: DFO; Y: N; N: Y; Y: Y; S: S |  | N | Electric Utility | 1 |  | N | N | [17 empty] | N
8198 | City of Harrisonburg - (VA) | 56006 | Harrisonburg Power Plant | VA | HARRISONBURG CITY | ST-1 | ST | OP | 2.5 | 2.7 | 2.7 |  | 9 | 1997 | NG | DFO | MSW |  |  |  | Y | Y | Y | S |  | N | Electric Utility | 1 |  | N | N | [17 empty] | N
8205 | City of Hart Hydro - (MI) | 1827 | Hart | MI | OCEANA | 4 | IC | OP | 1.4 | 1.4 | 1.4 |  | 3 | 1964 | BLQ: NG; WDS: DFO; Y: Y; N: Y; S: S |  | N | Electric Utility | 1 |  | N | N | [17 empty] | N
8205 | City of Hart Hydro - (MI) | 1827 | Hart | MI | OCEANA | IC1 | IC | OP | 1.7 | 1.7 | 1.7 |  | 3 | 1985 | BLQ: DFO; WDS: NG; Y: Y; N: Y; S: S |  | N | Electric Utility | 1 |  | N | N | [17 empty] | N
8205 | City of Hart Hydro - (MI) | 1827 | Hart | MI | OCEANA | IC3 | IC | OP | 2 | 2 | 2 |  | 4 | 1985 | BLQ: DFO; WDS: NG; Y: Y; N: Y; S: S |  | N | Electric Utility | 1 |  | N | N | [17 empty] | N
8245 | City of Hastings - (NE) | 60 | Whelan Energy Center | NE | Adams | 1 | ST | OP | 76.3 | 77 | 77 |  | 7 | 1981 | BLQ: SUB; Y: N; N: Y; S: S |  | N | Electric Utility | 1 |  | N | N | [12 empty] | N |  |  |  |  | N | Y |  | Y |  |  |  | DFO
8245 | City of Hastings - (NE) | 60 | Whelan Energy Center | NE | Adams | 2 | ST | OP | 248 | 232 | 232 |  | 6 | 2011 | BLQ: SUB; Y: N; N: Y; S: J |  | N | Electric Utility | 1 |  | N | [18 empty] | N | Y |  | Y |  |  |  | DFO
8245 | City of Hastings - (NE) | 2243 | Don Henry | NE | Adams | 1 | GT | SB | 22 | 18 | 18 |  | 6 | 1972 | NG | DFO |  |  |  |  | Y | Y | Y | S |  | N | Electric Utility | 1 |  | N | N | [17 empty] | N
8245 | City of Hastings - (NE) | 2244 | North Denver | NE | Adams | 4 | ST | SB | 17 | 15 | 15 |  | 12 | 1957 | NG | DFO |  |  |  |  | Y | Y | Y | S |  | N | Electric Utility | 1 |  | N | N | [17 empty] | N | [6 empty] | NG
8245 | City of Hastings - (NE) | 2244 | North Denver | NE | Adams | 5 | ST | SB | 22 | 20 | 20 |  | 10 | 1967 | NG | DFO |  |  |  |  | Y | Y | Y | S |  | N | Electric Utility | 1 |  | N | N | [17 empty] | N | [6 empty] | NG
8248 | Hastings Lock & Dam | 54285 | Hastings City Hydroelectric | MN | DAKOTA | 1 | HY | OP | 2.2 | 2 | 2 |  | 1 | 1992 | BLQ: WAT; Y: N; N: Y; S: S |  | N | IPP Non-CHP | 2 |  | N | N
8248 | Hastings Lock & Dam | 54285 | Hastings City Hydroelectric | MN | DAKOTA | 2 | HY | OP | 2.2 | 2 | 2 |  | 1 | 1992 | BLQ: WAT; Y: N; N: Y; S: S |  | N | IPP Non-CHP | 2 |  | N | N
8286 | Hawaiian Commercial and Sugar Company | 10604 | Hawaiian Comm & Sugar Puunene Mill | HI | Maui | PUU3 | ST | OP | 10 | 10 | 10 |  | 6 | 1972 | AB | BIT | WO | DFO | OBL |  | Y | Y |  | S |  | Y | Industrial CHP | 7 | T | N | N | [17 empty] | N | [6 empty] | PG
8286 | Hawaiian Commercial and Sugar Company | 10604 | Hawaiian Comm & Sugar Puunene Mill | HI | Maui | PUU4 | ST | OP | 20 | 20 | 20 |  | 11 | 1982 | AB | BIT | WO | DFO | OBL |  | Y | Y |  | S |  | Y | Industrial CHP | 7 | T | N | N | [17 empty] | N | [6 empty] | PG
8286 | Hawaiian Commercial and Sugar Company | 10604 | Hawaiian Comm & Sugar Puunene Mill | HI | Maui | PUU5 | ST | OP | 16.1 | 16.1 | 16.1 |  | 7 | 2000 | AB | BIT | WO | DFO | OBS |  | Y | Y |  | S |  | Y | Industrial CHP | 7 | T | N | N | [17 empty] | N | [6 empty] | PG
8286 | Hawaiian Commercial and Sugar Company | 55864 | Kaheka Hydro | HI | MAUI | KAH1 | HY | OP | 1.5 | 1.5 | 1.5 |  | 1 | 1925 | BLQ: WAT; Y: N; N: Y; S: S |  | N | Industrial Non-CHP | 6 |  | N | N | [17 empty] | N
8286 | Hawaiian Commercial and Sugar Company | 55864 | Kaheka Hydro | HI | MAUI | KAH2 | HY | OP | 1.5 | 1.5 | 1.5 |  | 1 | 1925 | BLQ: WAT; Y: N; N: Y; S: S |  | N | Industrial Non-CHP | 6 |  | N | N | [17 empty] | N
8286 | Hawaiian Commercial and Sugar Company | 55864 | Kaheka Hydro | HI | MAUI | KAH3 | HY | OP | 1.5 | 1.5 | 1.5 |  | 1 | 1925 | BLQ: WAT; Y: N; N: Y; S: S |  | N | Industrial Non-CHP | 6 |  | N | N | [17 empty] | N
8286 | Hawaiian Commercial and Sugar Company | 58277 | Paia Hydroelectric Plant | HI | Maui | PAH1 | HY | OP | 1.3 | 1.3 | 1.3 |  | 1 | 1912 | BLQ: WAT; N: Y; S: S |  | N | Industrial Non-CHP | 6
8287 | Hawaii Electric Light Co Inc | 768 | Waimea | HI | Hawaii | 12 | IC | OP | 2.5 | 2.5 | 2.5 |  | 12 | 1970 | BLQ: DFO; Y: N; N: Y; S: S |  | N | Electric Utility | 1 |  | N | N | [17 empty] | N
8287 | Hawaii Electric Light Co Inc | 768 | Waimea | HI | Hawaii | 13 | IC | OP | 2.5 | 2.5 | 2.5 |  | 5 | 1972 | BLQ: DFO; Y: N; N: Y; S: S |  | N | Electric Utility | 1 |  | N | N | [17 empty] | N
8287 | Hawaii Electric Light Co Inc | 768 | Waimea | HI | Hawaii | 14 | IC | OP | 2.5 | 2.5 | 2.5 |  | 5 | 1972 | BLQ: DFO; Y: N; N: Y; S: S |  | N | Electric Utility | 1 |  | N | N | [17 empty] | N
8287 | Hawaii Electric Light Co Inc | 769 | Kanoelehua | HI | Hawaii | 11 | IC | OP | 2 | 2 | 2 |  | 9 | 1962 | BLQ: DFO; Y: N; N: Y; S: S |  | N | Electric Utility | 1 |  | N | N | [17 empty] | N
8287 | Hawaii Electric Light Co Inc | 769 | Kanoelehua | HI | Hawaii | 15 | IC | OP | 2.5 | 2.5 | 2.5 |  | 8 | 1972 | BLQ: DFO; Y: N; N: Y; S: S |  | N | Electric Utility | 1 |  | N | N | [17 empty] | N
8287 | Hawaii Electric Light Co Inc | 769 | Kanoelehua | HI | Hawaii | 16 | IC | OP | 2.5 | 2.5 | 2.5 |  | 8 | 1972 | BLQ: DFO; Y: N; N: Y; S: S |  | N | Electric Utility | 1 |  | N | N | [17 empty] | N
8287 | Hawaii Electric Light Co Inc | 769 | Kanoelehua | HI | Hawaii | 17 | IC | OP | 2.5 | 2.5 | 2.5 |  | 12 | 1973 | BLQ: DFO; Y: N; N: Y; S: S |  | N | Electric Utility | 1 |  | N | N | [17 empty] | N
8287 | Hawaii Electric Light Co Inc | 769 | Kanoelehua | HI | Hawaii | CT1 | GT | OP | 11.5 | 10.5 | 10.5 |  | 1 | 1962 | BLQ: DFO; Y: N; N: Y; S: S |  | N | Electric Utility | 1 |  | N | N | [17 empty] | N
8287 | Hawaii Electric Light Co Inc | 771 | Puueo | HI | HAWAII | 1 | HY | OP | 0.7 | 0.7 | 0.7 |  | 12 | 1918 | BLQ: WAT; Y: N; N: Y; S: S |  | N | Electric Utility | 1 |  | N | N
8287 | Hawaii Electric Light Co Inc | 771 | Puueo | HI | HAWAII | 2A | HY | OP | 2.4 | 2.4 | 2.4 |  | 10 | 2005 | BLQ: WAT; Y: N; N: Y; S: S |  | N | Electric Utility | 1 |  | N | N | [17 empty] | N
8287 | Hawaii Electric Light Co Inc | 772 | W H Hill | HI | Hawaii | 5 | ST | OP | 14.1 | 14.1 | 14.1 |  | 12 | 1965 | BLQ: RFO; WDS: DFO; Y: Y; N: Y; S: S |  | N | Electric Utility | 1 |  | N | N | [17 empty] | N | [6 empty] | DFO
8287 | Hawaii Electric Light Co Inc | 772 | W H Hill | HI | Hawaii | 6 | ST | OP | 23 | 21.4 | 21.4 |  | 12 | 1974 | BLQ: RFO; WDS: DFO; Y: Y; N: Y; S: S |  | N | Electric Utility | 1 |  | N | N | [17 empty] | N | [6 empty] | DFO
8287 | Hawaii Electric Light Co Inc | 774 | Waiau | HI | Hawaii | 1 | HY | OP | 0.7 | 0.7 | 0.7 |  | 12 | 1921 | BLQ: WAT; Y: N; N: Y; S: S |  | N | Electric Utility | 1 |  | N | N | [17 empty] | N
8287 | Hawaii Electric Light Co Inc | 774 | Waiau | HI | Hawaii | 2 | HY | OP | 0.3 | 0.3 | 0.3 |  | 12 | 1928 | BLQ: WAT; Y: N; N: Y; S: S |  | N | Electric Utility | 1 |  | N | N | [17 empty] | N
8287 | Hawaii Electric Light Co Inc | 6478 | Shipman | HI | Hawaii | 3 | ST | OP | 7.5 | 7.5 | 7.5 |  | 12 | 1955 | BLQ: RFO; WDS: DFO; Y: Y; N: Y; S: S |  | N | Electric Utility | 1 |  | N | N | [17 empty] | N | [6 empty] | PG
8287 | Hawaii Electric Light Co Inc | 6478 | Shipman | HI | Hawaii | 4 | ST | OP | 7.5 | 7.5 | 7.5 |  | 7 | 1958 | BLQ: RFO; WDS: DFO; Y: Y; N: Y; S: S |  | N | Electric Utility | 1 |  | N | N | [17 empty] | N | [6 empty] | PG
8287 | Hawaii Electric Light Co Inc | 7130 | Puna | HI | Hawaii | 1 | ST | OP | 15.5 | 14 | 14 |  | 8 | 1988 | BLQ: RFO; WDS: DFO; Y: Y; N: Y; S: S |  | N | Electric Utility | 1 |  | N | N | [17 empty] | N | [6 empty] | DFO
8287 | Hawaii Electric Light Co Inc | 7130 | Puna | HI | Hawaii | 3 | GT | OP | 23.6 | 20 | 20 |  | 8 | 1992 | BLQ: DFO; Y: N; N: Y; S: S |  | N | Electric Utility | 1 |  | N | N | [17 empty] | N
8287 | Hawaii Electric Light Co Inc | 8083 | Keahole | HI | Hawaii | 2 | GT | OP | 17.6 | 15.9 | 15.9 |  | 11 | 1989 | BLQ: DFO; Y: N; N: Y; S: S |  | N | Electric Utility | 1 |  | N | N | [17 empty] | N
8287 | Hawaii Electric Light Co Inc | 8083 | Keahole | HI | Hawaii | 21 | IC | OP | 2.5 | 2.5 | 2.5 |  | 11 | 1984 | BLQ: DFO; Y: N; N: Y; S: S |  | N | Electric Utility | 1 |  | N | N | [17 empty] | N
8287 | Hawaii Electric Light Co Inc | 8083 | Keahole | HI | Hawaii | 22 | IC | OP | 2.5 | 2.5 | 2.5 |  | 11 | 1984 | BLQ: DFO; Y: N; N: Y; S: S |  | N | Electric Utility | 1 |  | N | N | [17 empty] | N
8287 | Hawaii Electric Light Co Inc | 8083 | Keahole | HI | Hawaii | 23 | IC | OP | 2.5 | 2.5 | 2.5 |  | 3 | 1988 | BLQ: DFO; Y: N; N: Y; S: S |  | N | Electric Utility | 1 |  | N | N | [17 empty] | N
8287 | Hawaii Electric Light Co Inc | 8083 | Keahole | HI | Hawaii | 7 | CA | OP | 18 | 16 | 16 |  | 6 | 2009 | BLQ: DFO; Y: N; N: Y; S: S |  | N | Electric Utility | 1 |  | N | N | [17 empty] | N
8287 | Hawaii Electric Light Co Inc | 8083 | Keahole | HI | Hawaii | CT4 | CT | OP | 23 | 19.8 | 21.6 |  | 5 | 2004 | BLQ: DFO; Y: N; N: Y; S: S |  | N | Electric Utility | 1 |  | N | N | [17 empty] | N
8287 | Hawaii Electric Light Co Inc | 8083 | Keahole | HI | Hawaii | CT5 | CT | OP | 23 | 19.8 | 21.6 |  | 6 | 2004 | BLQ: DFO; Y: N; N: Y; S: S |  | N | Electric Utility | 1 |  | N | N | [17 empty] | N
8294 | Hawkeye Power Partners LLC | 55816 | Hawkeye Power Partners LLC | IA | Cerro Gordo | 48M | WT | OP | 42 | 42 | 42 |  | 4 | 1999 | BLQ: WND; Y: N; N: Y; S: W | 55 | N | IPP Non-CHP | 2 |  | N | N
8303 | Harbor Cogeneration Co. | 50541 | Harbor Cogen | CA | Los Angeles | GEN1 | CT | OP | 82.3 | 80.8 | 84.5 |  | 12 | 1988 | BLQ: NG; Y: N; N: Y; S: S |  | N | IPP Non-CHP | 2 |  |  | N | [17 empty] | N
8303 | Harbor Cogeneration Co. | 50541 | Harbor Cogen | CA | Los Angeles | ST1 | CA | OP | 13.6 | 9.9 | 10.4 |  | 6 | 2001 | BLQ: NG; Y: N; N: Y; S: S |  | N | IPP Non-CHP | 2 |  | N | N | [17 empty] | N
8303 | Harbor Cogeneration Co. | 50541 | Harbor Cogen | CA | Los Angeles | ST2 | CA | OP | 11.5 | 11 | 11 |  | 6 | 2001 | BLQ: NG; Y: N; N: Y; S: S |  | N | IPP Non-CHP | 2 |  | N | N | [17 empty] | N
8353 | Sprague Hydro LLC | 10737 | Sprague Hydro | OR | Klamath | GEN1 | HY | OP | 1.2 | 1 | 1 |  | 10 | 1989 | BLQ: WAT; Y: N; N: Y; S: S | 0 | N | IPP Non-CHP | 2 |  | N | N
8365 | Hazelton/Wilson Joint Venture | 54306 | Wilson Lake Hydroelectric Project | ID | JEROME | 1 | HY | OP | 4.2 | 4.2 | 4.2 |  | 5 | 1993 | BLQ: WAT; Y: N; N: Y; S: J | 0 | N | IPP Non-CHP | 2 |  | N | N | [17 empty] | N
8365 | Hazelton/Wilson Joint Venture | 54306 | Wilson Lake Hydroelectric Project | ID | JEROME | 2 | HY | OP | 4.2 | 4.2 | 4.2 |  | 5 | 1993 | BLQ: WAT; Y: N; N: Y; S: J | 0 | N | IPP Non-CHP | 2 |  | N | N | [17 empty] | N
8365 | Hazelton/Wilson Joint Venture | 54558 | Hazelton B Hydro | ID | Jerome | U1 | HY | OP | 3.8 | 3.8 | 3.8 |  | 4 | 1993 | BLQ: WAT; Y: N; N: Y; S: J | 0 | N | IPP Non-CHP | 2 |  | N | N | [17 empty] | N
8365 | Hazelton/Wilson Joint Venture | 54558 | Hazelton B Hydro | ID | Jerome | U2 | HY | OP | 3.8 | 3.8 | 3.8 |  | 4 | 1993 | BLQ: WAT; Y: N; N: Y; S: J | 0 | N | IPP Non-CHP | 2 |  | N | N | [17 empty] | N
8366 | Heber Light & Power Company | 159 | Lake Creek | UT | Wasatch | 1 | HY | OP | 1.5 | 1 | 1 |  | 5 | 1981 | BLQ: WAT; Y: N; N: Y; S: S |  | N | Electric Utility | 1 |  | N | N | [17 empty] | N
8366 | Heber Light & Power Company | 3658 | Snake Creek | UT | Wasatch | 1 | HY | OP | 0.6 | 0.5 | 0.5 |  | 7 | 1910 | BLQ: WAT; Y: N; N: Y; S: S |  | N | Electric Utility | 1 |  | N | N | [17 empty] | N
8366 | Heber Light & Power Company | 3658 | Snake Creek | UT | Wasatch | 2 | HY | OP | 0.6 | 0.5 | 0.5 |  | 7 | 1910 | BLQ: WAT; Y: N; N: Y; S: S |  | N | Electric Utility | 1 |  | N | N | [17 empty] | N
8366 | Heber Light & Power Company | 7111 | Heber City | UT | Wasatch | 1 | IC | OP | 1.4 | 1.4 | 1.4 |  | 3 | 2004 | BLQ: NG; Y: N; N: Y; S: S |  | N | Electric Utility | 1 |  | N | N | [17 empty] | N
8366 | Heber Light & Power Company | 7111 | Heber City | UT | Wasatch | 2 | IC | OP | 1.4 | 1.4 | 1.4 |  | 3 | 2004 | BLQ: NG; Y: N; N: Y; S: S |  | N | Electric Utility | 1 |  | N | N | [17 empty] | N
8366 | Heber Light & Power Company | 7111 | Heber City | UT | Wasatch | 4 | IC | OP | 1.9 | 1.9 | 1.9 |  | 7 | 2003 | BLQ: NG; Y: N; N: Y; S: S |  | N | Electric Utility | 1 |  | N | N | [17 empty] | N
8366 | Heber Light & Power Company | 7111 | Heber City | UT | Wasatch | NA10 | IC | OP | 1.9 | 1.9 | 1.9 |  | 7 | 2002 | BLQ: NG; Y: N; N: Y; S: S |  | N | Electric Utility | 1 |  | N | N
8366 | Heber Light & Power Company | 7111 | Heber City | UT | Wasatch | NA5 | IC | OP | 0.7 | 0.7 | 0.7 |  | 12 | 1990 | BLQ: NG; Y: N; N: Y; S: S |  | N | Electric Utility | 1 |  | N | N | [17 empty] | N
8366 | Heber Light & Power Company | 7111 | Heber City | UT | Wasatch | NA6 | IC | OP | 0.7 | 0.7 | 0.7 |  | 7 | 2001 | BLQ: NG; Y: N; N: Y; S: S |  | N | Electric Utility | 1 |  | N | N | [17 empty] | N
8366 | Heber Light & Power Company | 7111 | Heber City | UT | Wasatch | NA9 | IC | OP | 1.9 | 1.9 | 1.9 |  | 5 | 2003 | BLQ: NG; Y: N; N: Y; S: S |  | N | Electric Utility | 1 |  | N | N | [17 empty] | N
8453 | Hendricks Regional Health | 54731 | Hendricks Regional Health | IN | Hendricks | GE06 | IC | SB | 1 | 1 | 1 |  | 5 | 2010 | BLQ: DFO; Y: N; N: N; Y: Y; S: S |  | N | Commercial Non-CHP | 4 |  | N | N | [17 empty] | N
8453 | Hendricks Regional Health | 54731 | Hendricks Regional Health | IN | Hendricks | GEO1 | IC | SB | 0.5 | 0.5 | 0.5 |  | 9 | 1992 | BLQ: DFO; Y: N; N: N; Y: Y; S: S |  | N | Commercial Non-CHP | 4 |  | N | N | [17 empty] | N
8453 | Hendricks Regional Health | 54731 | Hendricks Regional Health | IN | Hendricks | GEO2 | IC | SB | 0.5 | 0.5 | 0.5 |  | 9 | 1992 | BLQ: DFO; Y: N; N: N; Y: Y; S: S |  | N | Commercial Non-CHP | 4 |  | N | N | [17 empty] | N
8453 | Hendricks Regional Health | 54731 | Hendricks Regional Health | IN | Hendricks | GEO3 | IC | SB | 0.3 | 0.3 | 0.3 |  | 9 | 1992 | BLQ: DFO; Y: N; N: N; Y: Y; S: S |  | N | Commercial Non-CHP | 4 |  | N | N | [17 empty] | N
8453 | Hendricks Regional Health | 54731 | Hendricks Regional Health | IN | Hendricks | GEO4 | IC | SB | 1 | 1 | 1 |  | 3 | 2004 | BLQ: DFO; Y: N; N: N; Y: Y; S: S |  | N | Commercial Non-CHP | 4 |  | N | N | [17 empty] | N
8453 | Hendricks Regional Health | 54731 | Hendricks Regional Health | IN | Hendricks | GEO5 | IC | SB | 1 | 1 | 1 |  | 3 | 2004 | BLQ: DFO; Y: N; N: N; Y: Y; S: S |  | N | Commercial Non-CHP | 4 |  | N | N | [17 empty] | N
8486 | PInova Inc | 10120 | PInova Inc | GA | GLYNN | GEN5 | ST | OP | 7.1 | 7.1 | 7.1 |  | 1 | 1980 | WDS | NG | OBL | RFO |  |  | Y | Y |  | S |  | Y | Industrial CHP | 7 | T | N | N | [12 empty] | N |  |  |  |  | N | [6 empty] | WDS | NG
8486 | PInova Inc | 10120 | PInova Inc | GA | GLYNN | GEN6 | ST | OS | 2 | 2 | 2 |  | 3 | 1989 | WDS | NG | OBL | DFO | RFO |  | Y | Y | Y | S |  | Y | Industrial CHP | 7 | T | N | N | [17 empty] | N | [6 empty] | WDS | NG | DFO
8490 | City of Herington - (KS) | 1283 | Herington | KS | Dickinson | 1 | IC | OS | 2.1 | 1.6 | 1.8 |  | 2 | 1968 | BLQ: DFO; WDS: NG; Y: Y; N: Y; S: S |  | N | Electric Utility | 1 | [20 empty] | N
8490 | City of Herington - (KS) | 1283 | Herington | KS | Dickinson | 2 | IC | OS | 1.4 | 1 | 1.1 |  | 5 | 1962 | DFO | NG |  |  |  |  | Y | Y | N | S |  | N | Electric Utility | 1 |  |  | N | [17 empty] | N
8490 | City of Herington - (KS) | 1283 | Herington | KS | Dickinson | 3 | IC | OS | 4.3 | 3.1 | 3.5 |  | 5 | 1973 | DFO | NG |  |  |  |  | Y | Y | Y | S |  | N | Electric Utility | 1 |  |  | N | [17 empty] | N
8490 | City of Herington - (KS) | 1283 | Herington | KS | Dickinson | 4B | IC | SB | 1.6 | 1.5 | 1.5 |  | 7 | 2001 | BLQ: DFO; Y: N; N: Y; Y: Y; S: S |  | N | Electric Utility | 1 |  |  | N | [17 empty] | N
8490 | City of Herington - (KS) | 1283 | Herington | KS | Dickinson | 5 | IC | OS | 1.1 | 0.9 | 1 |  | 4 | 1951 | DFO | NG |  |  |  |  | Y | Y | Y | S |  | N | Electric Utility | 1 |  |  | N | [17 empty] | N
8503 | Hermiston Generating Co LP | 54761 | Hermiston Generating Plant | OR | Umatilla | GEN1 | CA | OP | 106.1 | 80 | 83 |  | 6 | 1996 | BLQ: NG; Y: N; N: Y; S: J |  | Y | IPP CHP | 3 | T | N | N | [17 empty] | N
8503 | Hermiston Generating Co LP | 54761 | Hermiston Generating Plant | OR | Umatilla | GEN2 | CT | OP | 204.5 | 152 | 160 |  | 6 | 1996 | BLQ: NG; Y: N; N: Y; S: J |  | Y | IPP CHP | 3 | T | N | N | [17 empty] | N
8503 | Hermiston Generating Co LP | 54761 | Hermiston Generating Plant | OR | Umatilla | GEN3 | CA | OP | 106.1 | 80 | 83 |  | 6 | 1996 | BLQ: NG; Y: N; N: Y; S: J |  | Y | IPP CHP | 3 | T | N | N | [17 empty] | N
8503 | Hermiston Generating Co LP | 54761 | Hermiston Generating Plant | OR | Umatilla | GEN4 | CT | OP | 204.5 | 152 | 160 |  | 6 | 1996 | BLQ: NG; Y: N; N: Y; S: J |  | Y | IPP CHP | 3 | T | N | N | [17 empty] | N
8530 | HYPOWER INC | 50350 | Forks of Butte Hydro Project | CA | Butte | GEN1 | HY | OP | 14.5 | 14.5 | 14.5 |  | 3 | 1992 | BLQ: WAT; Y: N; N: Y; S: S | 0 | N | IPP Non-CHP | 2 |  | N | N | [17 empty] | N
8543 | Hibbing Public Utilities Comm | 1979 | Hibbing | MN | St Louis | 3 | ST | OP | 10 | 10 | 10 |  | 4 | 1965 | SUB | WDS | NG | BIT | LIG |  | N | Y |  | S |  | Y | Electric Utility | 1 | T | N | N | [17 empty] | N | N |  | Y |  |  |  | SUB | WDS | DFO
8543 | Hibbing Public Utilities Comm | 1979 | Hibbing | MN | St Louis | 5 | ST | OP | 19.5 | 19.5 | 19.5 |  | 8 | 1985 | SUB | WDS | NG | BIT | LIG |  | N | Y |  | S |  | Y | Electric Utility | 1 | T | N | N | [17 empty] | N | N |  | Y |  |  |  | SUB | WDS | DFO
8543 | Hibbing Public Utilities Comm | 1979 | Hibbing | MN | St Louis | 6 | ST | OP | 6.4 | 1 | 6.4 |  | 2 | 1996 | SUB | WDS | NG | BIT | LIG |  | N | Y |  | S |  | Y | Electric Utility | 1 | T | N | N | [17 empty] | N |  |  | Y |  |  |  | SUB | WDS | DFO
8565 | FPLE High Winds, LLC | 56075 | High Winds LLC | CA | Solano | 1 | WT | OP | 145.8 | 145.8 | 145.8 |  | 7 | 2003 | BLQ: WND; Y: N; N: Y; Y: Y; S: W | 81 | N | IPP Non-CHP | 2 |  | N | N
8565 | FPLE High Winds, LLC | 56075 | High Winds LLC | CA | Solano | 2 | WT | OP | 16.2 | 16.2 | 16.2 |  | 12 | 2003 | BLQ: WND; Y: N; N: Y; S: S | 9 | N | IPP Non-CHP | 2 |  | N | N
8567 | City of Higginsville - (MO) | 2131 | Higginsville | MO | LAFAYETTE | 1 | IC | OP | 0.8 | 0.6 | 0.6 |  | 1 | 1945 | BLQ: DFO; Y: N; N: Y; Y: Y; S: S |  | N | Electric Utility | 1 |  | N | N | [17 empty] | N
8567 | City of Higginsville - (MO) | 2131 | Higginsville | MO | LAFAYETTE | 2 | IC | OP | 1.7 | 1 | 1 |  | 1 | 1947 | BLQ: DFO; Y: N; N: Y; Y: Y; S: S |  | N | Electric Utility | 1 |  | N | N | [17 empty] | N
8567 | City of Higginsville - (MO) | 2131 | Higginsville | MO | LAFAYETTE | 3 | IC | OP | 2.4 | 2.4 | 2.4 |  | 5 | 1981 | DFO | NG |  |  |  |  | Y | Y | Y | S |  | N | Electric Utility | 1 |  | N | N | [17 empty] | N
8567 | City of Higginsville - (MO) | 2131 | Higginsville | MO | LAFAYETTE | 4 | GT | OP | 40 | 37.5 | 40 |  | 6 | 1996 | NG | DFO |  |  |  |  | Y | Y | Y | S |  | N | Electric Utility | 1 |  | N | N | [17 empty] | N
8567 | City of Higginsville - (MO) | 2131 | Higginsville | MO | LAFAYETTE | 5 | IC | OP | 1.2 | 1.2 | 1.2 |  | 10 | 2004 | BLQ: DFO; Y: N; N: Y; Y: Y; S: S |  | N | Electric Utility | 1 |  | N | N | [17 empty] | N
8567 | City of Higginsville - (MO) | 2131 | Higginsville | MO | LAFAYETTE | 6 | IC | OP | 5.5 | 4.5 | 5.4 |  | 10 | 2004 | BLQ: DFO; Y: N; N: Y; Y: Y; S: S |  | N | Electric Utility | 1 |  | N | N | [17 empty] | N
8573 | City of Highland | 946 | Highland | IL | Madison | IC1 | IC | SB | 1.6 | 1.6 | 1.6 |  | 7 | 1993 | BLQ: DFO; Y: N; N: Y; Y: Y; S: S |  | N | Electric Utility | 1 |  | N | N | [17 empty] | N
8573 | City of Highland | 946 | Highland | IL | Madison | IC2 | IC | SB | 1.6 | 1.6 | 1.6 |  | 7 | 1993 | BLQ: DFO; Y: N; N: Y; Y: Y; S: S |  | N | Electric Utility | 1 |  | N | N | [17 empty] | N
8573 | City of Highland | 946 | Highland | IL | Madison | IC3 | IC | SB | 1.6 | 1.6 | 1.6 |  | 7 | 1993 | BLQ: DFO; Y: N; N: Y; Y: Y; S: S |  | N | Electric Utility | 1 |  | N | N | [17 empty] | N
8573 | City of Highland | 946 | Highland | IL | Madison | IC5 | IC | SB | 2 | 2 | 2 |  | 3 | 1967 | DFO | NG |  |  |  |  | Y | Y | Y | S |  | N | Electric Utility | 1 |  | N | N
8573 | City of Highland | 946 | Highland | IL | Madison | IC6 | IC | SB | 2 | 2 | 2 |  | 1 | 1968 | DFO | NG |  |  |  |  | Y | Y | Y | S |  | N | Electric Utility | 1 |  | N | N | [17 empty] | N
8573 | City of Highland | 946 | Highland | IL | Madison | IC7 | IC | SB | 4.4 | 4 | 4 |  | 8 | 1971 | DFO | NG |  |  |  |  | Y | Y | Y | S |  | N | Electric Utility | 1 |  | N | N | [17 empty] | N
8573 | City of Highland | 946 | Highland | IL | Madison | IC8 | IC | SB | 4.4 | 4 | 4 |  | 8 | 1971 | DFO | NG |  |  |  |  | Y | Y | Y | S |  | N | Electric Utility | 1 |  | N | N | [17 empty] | N
8573 | City of Highland | 56114 | IMEA Highland | IL | Madison | 1 | IC | SB | 1.8 | 1.8 | 1.8 |  | 6 | 1996 | BLQ: DFO; Y: N; N: N; Y: Y; S: S |  | N | Electric Utility | 1 |  | N | N | [17 empty] | N
8573 | City of Highland | 56114 | IMEA Highland | IL | Madison | 2 | IC | SB | 1.8 | 1.8 | 1.8 |  | 6 | 1996 | BLQ: DFO; Y: N; N: N; Y: Y; S: S |  | N | Electric Utility | 1 |  | N | N | [17 empty] | N
8596 | High Shoals Hydro | 10121 | High Shoals Hydro | GA | MORGAN | GEN1 | HY | OP | 1.4 | 1.4 | 1.4 |  | 11 | 1988 | BLQ: WAT; Y: N; N: Y; Y: Y; S: S |  | N | IPP Non-CHP | 2 |  | N | N
8599 | City of Hill City | 1285 | Hill City | KS | GRAHAM | 1 | IC | OP | 1.3 | 1.1 | 1.2 |  | 3 | 1962 | NG | DFO |  |  |  |  | N | N | N | S |  | N | Electric Utility | 1 |  | N | N | [17 empty] | N
8599 | City of Hill City | 1285 | Hill City | KS | GRAHAM | 2 | IC | OP | 1.3 | 1.1 | 1.2 |  | 3 | 1962 | NG | DFO |  |  |  |  | N | N | N | S |  | N | Electric Utility | 1 |  | N | N | [17 empty] | N
8599 | City of Hill City | 1285 | Hill City | KS | GRAHAM | 3 | IC | OP | 0.6 | 0.6 | 0.6 |  | 5 | 1952 | NG | DFO |  |  |  |  | N | N | N | S |  | N | Electric Utility | 1 |  | N | N | [17 empty] | N
8599 | City of Hill City | 1285 | Hill City | KS | GRAHAM | 4 | IC | OP | 1.1 | 1 | 1 |  | 8 | 1967 | NG | DFO |  |  |  |  | N | N | N | S |  | N | Electric Utility | 1 |  | N | N | [17 empty] | N
8599 | City of Hill City | 1285 | Hill City | KS | GRAHAM | 5 | IC | OP | 1.3 | 1.2 | 1.2 |  | 10 | 1974 | NG | DFO |  |  |  |  | N | N | N | S |  | N | Electric Utility | 1 |  | N | N | [17 empty] | N
8599 | City of Hill City | 1285 | Hill City | KS | GRAHAM | 6 | IC | OP | 1.3 | 1.2 | 1.2 |  | 12 | 1974 | NG | DFO |  |  |  |  | N | N | N | S |  | N | Electric Utility | 1 |  | N | N | [17 empty] | N
8628 | City of Hillsboro - (ND) | 56098 | Hillsboro | ND | TRAILL | 1 | IC | OP | 2 | 2 | 2 |  | 7 | 2002 | BLQ: DFO; Y: N; N: Y; S: S |  | N | Electric Utility | 1 |  | N | N | [17 empty] | N
8628 | City of Hillsboro - (ND) | 56098 | Hillsboro | ND | TRAILL | 2 | IC | OP | 2 | 2 | 2 |  | 7 | 2002 | BLQ: DFO; Y: N; N: Y; S: S |  | N | Electric Utility | 1 |  | N | N | [17 empty] | N
8631 | Hillsdale Board of Public Wks | 1829 | Hillsdale | MI | Hillsdale | 10 | IC | OP | 1.8 | 1.8 | 1.8 |  | 6 | 2008 | BLQ: DFO; Y: N; N: Y; Y: Y; S: S |  | N | Electric Utility | 1 |  |  | N | [17 empty] | N
8631 | Hillsdale Board of Public Wks | 1829 | Hillsdale | MI | Hillsdale | 2 | IC | OP | 2.7 | 1.9 | 1.9 |  | 3 | 1947 | BLQ: DFO; Y: N; N: Y; Y: Y; S: S |  | N | Electric Utility | 1 |  | N | N | [17 empty] | N
8631 | Hillsdale Board of Public Wks | 1829 | Hillsdale | MI | Hillsdale | 3 | IC | OP | 3.5 | 2.4 | 2.4 |  | 8 | 1954 | NG | DFO |  |  |  |  | Y | Y | Y | S |  | N | Electric Utility | 1 |  | N | N | [17 empty] | N
8631 | Hillsdale Board of Public Wks | 1829 | Hillsdale | MI | Hillsdale | 4 | IC | OP | 4.1 | 3.7 | 3.7 |  | 6 | 1960 | NG | DFO |  |  |  |  | Y | Y | Y | S |  | N | Electric Utility | 1 |  | N | N | [17 empty] | N
8631 | Hillsdale Board of Public Wks | 1829 | Hillsdale | MI | Hillsdale | 5 | IC | OP | 5.6 | 5.6 | 5.6 |  | 9 | 1973 | NG | DFO |  |  |  |  | Y | Y | Y | S |  | N | Electric Utility | 1 |  | N | N | [17 empty] | N
8631 | Hillsdale Board of Public Wks | 1829 | Hillsdale | MI | Hillsdale | 6 | IC | OP | 6 | 6 | 6 |  | 4 | 1976 | NG | DFO |  |  |  |  | Y | Y | Y | S |  | N | Electric Utility | 1 |  | N | N | [17 empty] | N
8631 | Hillsdale Board of Public Wks | 1829 | Hillsdale | MI | Hillsdale | 7 | IC | OP | 1.6 | 1.5 | 1.5 |  | 6 | 2008 | BLQ: DFO; Y: N; N: Y; Y: Y; S: S |  | N | Electric Utility | 1 |  | N | N | [17 empty] | N
8631 | Hillsdale Board of Public Wks | 1829 | Hillsdale | MI | Hillsdale | 8 | IC | OP | 1.6 | 1.5 | 1.5 |  | 6 | 2008 | BLQ: DFO; Y: N; N: Y; Y: Y; S: S |  | N | Electric Utility | 1 |  |  | N | [17 empty] | N
8631 | Hillsdale Board of Public Wks | 1829 | Hillsdale | MI | Hillsdale | 9 | IC | OP | 1.8 | 1.8 | 1.8 |  | 6 | 2008 | BLQ: DFO; Y: N; N: Y; Y: Y; S: S |  | N | Electric Utility | 1 |  |  | N | [17 empty] | N
8633 | Hillsborough County | 50858 | Hillsborough County Resource Recovery | FL | Hillsborough | GEN1 | ST | OP | 29 | 26 | 26 |  | 4 | 1987 | BLQ: MSW; Y: N; N: Y; S: S |  | N | IPP Non-CHP | 2 |  | N | N | [17 empty] | N
8633 | Hillsborough County | 50858 | Hillsborough County Resource Recovery | FL | Hillsborough | GEN2 | ST | OP | 18 | 16 | 16 |  | 6 | 2009 | BLQ: MSW; Y: N; N: Y; S: S |  | N | IPP Non-CHP | 2 |  | N | N
8641 | Hillman Power Co | 10346 | Hillman Power LLC | MI | Montmorency | GEN1 | ST | OP | 20 | 17.7 | 18.1 |  | 12 | 1987 | WDS | TDF | NG |  |  |  | Y | Y |  | S |  | N | IPP Non-CHP | 2 |  | N | N | [17 empty] | N | [6 empty] | NG
8683 | CSL Behring LLC | 54790 | CSL Behring LLC | IL | Kankakee | GEN1 | GT | OP | 4.2 | 3.8 | 5.3 |  | 5 | 1993 | BLQ: NG; Y: N; N: N; S: S |  | Y | Industrial CHP | 7 | T | N | N | [17 empty] | N
8688 | Hofstra University | 51035 | Hofstra University | NY | Nassau | GEN1 | IC | OP | 1.1 | 1.1 | 1.1 |  | 9 | 1990 | BLQ: NG; WDS: DFO; Y: Y; N: Y; S: S |  | Y | Commercial CHP | 5 | T | N | N | [17 empty] | N
8688 | Hofstra University | 51035 | Hofstra University | NY | Nassau | GEN2 | IC | OP | 1.1 | 1.1 | 1.1 |  | 9 | 1990 | BLQ: NG; WDS: DFO; Y: Y; N: Y; S: S |  | Y | Commercial CHP | 5 | T | N | N | [17 empty] | N
8693 | Aventis Pharmaceuticals Inc | 10122 | Aventis Pharmaceuticals | NJ | Somerset | 02 | GT | OP | 5 | 4 | 4.5 |  | 11 | 2002 | BLQ: NG; WDS: DFO; Y: Y; N: Y; S: S |  | Y | Industrial CHP | 7 | T | N | N | [17 empty] | N
8696 | Hoge Lumber Co | 10739 | Hoge Lumber | OH | Auglaize | AC3M | ST | OP | 3 | 1.2 | 0.8 |  | 12 | 1985 | BLQ: WDS; Y: N; N: Y; Y: Y; S: S |  | N | Industrial Non-CHP | 6 |  | N | N | [17 empty] | N
8696 | Hoge Lumber Co | 10739 | Hoge Lumber | OH | Auglaize | W750 | ST | OS | 0.7 | 0.3 | 0.2 |  | 1 | 1972 | BLQ: WDS; Y: N; N: Y; Y: Y; S: S |  | N | Industrial Non-CHP | 6 |  | N | N | [17 empty] | N
8701 | Hoffman LaRoche Inc | 10123 | Hoffmann LaRoche | NJ | Essex | TG01 | GT | OP | 5.3 | 4.1 | 5.3 |  | 5 | 2004 | BLQ: NG; WDS: DFO; Y: Y; N: N; S: S |  | Y | Industrial CHP | 7 | T | N | N | [17 empty] | N | [6 empty] | NG
8701 | Hoffman LaRoche Inc | 10123 | Hoffmann LaRoche | NJ | Essex | TG03 | GT | OP | 5.3 | 4.1 | 5.3 |  | 5 | 2004 | BLQ: NG; WDS: DFO; Y: Y; N: N; S: S |  | Y | Industrial CHP | 7 | T | N | N | [17 empty] | N | [6 empty] | NG
8703 | City of Hoisington - (KS) | 1286 | Hoisington | KS | Barton | 1 | IC | OP | 0.2 | 0.2 | 0.2 |  | 8 | 1940 | BLQ: DFO; Y: N; N: Y; S: S |  | N | Electric Utility | 1 |  | N | N
8703 | City of Hoisington - (KS) | 1286 | Hoisington | KS | Barton | 2A | IC | OP | 1 | 1.1 | 1.1 |  | 9 | 1996 | BLQ: DFO; Y: N; N: Y; S: S |  | N | Electric Utility | 1 |  | N | N
8703 | City of Hoisington - (KS) | 1286 | Hoisington | KS | Barton | 6 | IC | OP | 2 | 2 | 2 |  | 8 | 1961 | BLQ: NG; WDS: DFO; Y: Y; N: Y; S: S |  | N | Electric Utility | 1 |  | N | N
8703 | City of Hoisington - (KS) | 1286 | Hoisington | KS | Barton | 7 | IC | OP | 4 | 4 | 4 |  | 8 | 1966 | BLQ: NG; WDS: DFO; Y: Y; N: Y; S: S |  | N | Electric Utility | 1 |  | N | N
8703 | City of Hoisington - (KS) | 1286 | Hoisington | KS | Barton | 8 | IC | OP | 7 | 7 | 7 |  | 6 | 1981 | BLQ: NG; WDS: DFO; Y: Y; N: Y; S: S |  | N | Electric Utility | 1 |  | N | N
8705 | Hoffer Plastics | 54523 | Hoffer Plastics | IL | Kane | GEN1 | IC | OP | 0.8 | 0.8 | 0.8 |  | 4 | 1992 | BLQ: NG; Y: N; N: Y; S: S |  | N | Industrial Non-CHP | 6 |  | N | N | [17 empty] | N
8705 | Hoffer Plastics | 54523 | Hoffer Plastics | IL | Kane | GEN2 | IC | OP | 0.8 | 0.8 | 0.8 |  | 4 | 1992 | BLQ: NG; Y: N; N: Y; S: S |  | N | Industrial Non-CHP | 6 |  | N | N | [17 empty] | N
8705 | Hoffer Plastics | 54523 | Hoffer Plastics | IL | Kane | GEN3 | IC | OP | 0.8 | 0.8 | 0.8 |  | 4 | 1992 | BLQ: NG; Y: N; N: Y; S: S |  | N | Industrial Non-CHP | 6 |  | N | N | [17 empty] | N
8705 | Hoffer Plastics | 54523 | Hoffer Plastics | IL | Kane | GEN4 | IC | OP | 0.8 | 0.8 | 0.8 |  | 4 | 1992 | BLQ: NG; Y: N; N: Y; S: S |  | N | Industrial Non-CHP | 6 |  | N | N | [17 empty] | N
8705 | Hoffer Plastics | 54523 | Hoffer Plastics | IL | Kane | GEN5 | IC | OP | 0.8 | 0.8 | 0.8 |  | 4 | 1992 | BLQ: NG; Y: N; N: Y; S: S |  | N | Industrial Non-CHP | 6 |  | N | N | [17 empty] | N
8705 | Hoffer Plastics | 54523 | Hoffer Plastics | IL | Kane | GEN6 | IC | OP | 0.8 | 0.8 | 0.8 |  | 4 | 1992 | BLQ: NG; Y: N; N: Y; S: S |  | N | Industrial Non-CHP | 6 |  | N | N | [17 empty] | N
8705 | Hoffer Plastics | 54523 | Hoffer Plastics | IL | Kane | GEN7 | IC | OP | 0.8 | 0.8 | 0.8 |  | 4 | 1992 | BLQ: NG; Y: N; N: Y; S: S |  | N | Industrial Non-CHP | 6 |  | N | N | [17 empty] | N
8705 | Hoffer Plastics | 54523 | Hoffer Plastics | IL | Kane | GEN8 | IC | OP | 0.8 | 0.8 | 0.8 |  | 4 | 1992 | BLQ: NG; Y: N; N: Y; S: S |  | N | Industrial Non-CHP | 6 |  | N | N | [17 empty] | N
8705 | Hoffer Plastics | 54523 | Hoffer Plastics | IL | Kane | GEN9 | IC | OP | 0.8 | 0.8 | 0.8 |  | 4 | 1995 | BLQ: NG; Y: N; N: Y; S: S |  | N | Industrial Non-CHP | 6 |  | N | N | [17 empty] | N
8723 | City of Holland | 1830 | James De Young | MI | Ottawa | 3 | ST | OP | 11.5 | 10.5 | 10.5 |  | 4 | 1951 | BLQ: BIT; Y: N; N: Y; S: S |  | N | Electric Utility | 1 |  | N | N | [12 empty] | N |  |  |  |  | N | Y |  | Y
8723 | City of Holland | 1830 | James De Young | MI | Ottawa | 4 | ST | OP | 22 | 20.5 | 20.5 |  | 5 | 1962 | BLQ: BIT; WDS: NG; Y: Y; N: Y; S: S |  | N | Electric Utility | 1 |  | N | N | [12 empty] | N |  |  |  |  | N | Y |  | Y
8723 | City of Holland | 1830 | James De Young | MI | Ottawa | 5 | ST | OP | 29.3 | 27 | 27 |  | 6 | 1969 | BLQ: BIT; WDS: NG; Y: Y; N: Y; S: S |  | N | Electric Utility | 1 |  | N | N | [12 empty] | N |  |  |  |  | N | Y |  | Y
8723 | City of Holland | 6356 | Sixth Street | MI | Ottawa | 1 | GT | OP | 24 | 16 | 20 |  | 5 | 1974 | BLQ: DFO; Y: N; N: Y; S: S |  | N | Electric Utility | 1 |  | N | N | [12 empty] | N |  |  |  |  | N
8723 | City of Holland | 7268 | 491 E 48th Street | MI | Allegan | 7 | GT | OP | 39.1 | 32 | 39 |  | 5 | 1992 | BLQ: NG; WDS: DFO; Y: N; N: Y; S: S |  | N | Electric Utility | 1 |  | N | N | [12 empty] | N |  |  |  |  | N
8723 | City of Holland | 7268 | 491 E 48th Street | MI | Allegan | 8 | GT | OP | 39.1 | 32 | 39 |  | 5 | 1992 | BLQ: NG; WDS: DFO; Y: N; N: Y; S: S |  | N | Electric Utility | 1 |  | N | N | [12 empty] | N |  |  |  |  | N
8723 | City of Holland | 7268 | 491 E 48th Street | MI | Allegan | 9 | GT | OP | 83.5 | 72 | 83.5 |  | 4 | 2000 | BLQ: NG; Y: N; N: Y; S: S |  | N | Electric Utility | 1 |  | N | N | [12 empty] | N |  |  |  |  | N
8736 | Hollingworth & Vose Co | 10853 | Center Falls | NY | Washington | 1 | HY | OP | 0.4 | 0.3 | 0.4 |  | 1 | 1984 | BLQ: WAT; Y: N; N: Y; S: S | 0 | N | Industrial Non-CHP | 6 |  | N | N
8736 | Hollingworth & Vose Co | 10853 | Center Falls | NY | Washington | 2 | HY | OP | 0.4 | 0.3 | 0.4 |  | 1 | 1984 | BLQ: WAT; Y: N; N: Y; S: S | 0 | N | Industrial Non-CHP | 6 |  | N | N
8736 | Hollingworth & Vose Co | 10853 | Center Falls | NY | Washington | 3 | HY | OP | 0.3 | 0.2 | 0.3 |  | 1 | 1984 | BLQ: WAT; Y: N; N: Y; S: S | 0 | N | Industrial Non-CHP | 6 |  | N | N
8751 | Town of Holly - (CO) | 502 | Holly | CO | Prowers | 5 | IC | SB | 0.4 | 0.3 | 0.3 |  | 6 | 2000 | BLQ: DFO; Y: N; N: Y; Y: Y; S: J |  | N | Electric Utility | 1 |  | N | N | [17 empty] | N
8751 | Town of Holly - (CO) | 502 | Holly | CO | Prowers | CAT | IC | SB | 1.8 | 1.7 | 1.8 |  | 9 | 2007 | BLQ: DFO; Y: N; N: Y; Y: Y; S: J |  | N | Electric Utility | 1 |  |  | N | [17 empty] | N
8751 | Town of Holly - (CO) | 502 | Holly | CO | Prowers | EMD | IC | SB | 0.7 | 0.7 | 0.8 |  | 1 | 1993 | BLQ: DFO; Y: N; N: Y; Y: Y; S: S |  | N | Electric Utility | 1 |  |  | N
8758 | Honeywell Farm Inc | 10125 | Honeywell Farms | NY | QUEENS | 1 | IC | OP | 0.8 | 0.8 | 0.8 |  | 10 | 1992 | BLQ: NG; Y: N; N: N; Y: N; S: S |  | Y | Industrial CHP | 7 | T | N | N | [17 empty] | N
8758 | Honeywell Farm Inc | 10125 | Honeywell Farms | NY | QUEENS | 2 | IC | OP | 0.8 | 0.8 | 0.8 |  | 12 | 1992 | BLQ: NG; Y: N; N: N; Y: N; S: S |  | Y | Industrial CHP | 7 | T | N | N | [17 empty] | N
8758 | Honeywell Farm Inc | 10125 | Honeywell Farms | NY | QUEENS | 3 | IC | SB | 0.8 | 0.8 | 0.8 |  | 6 | 1974 | BLQ: DFO; Y: N; N: N; Y: N; S: S |  | Y | Industrial CHP | 7 | T | N | N | [17 empty] | N
8758 | Honeywell Farm Inc | 10125 | Honeywell Farms | NY | QUEENS | 4 | IC | SB | 0.8 | 0.8 | 0.8 |  | 6 | 1974 | BLQ: DFO; Y: N; N: N; Y: N; S: S |  | Y | Industrial CHP | 7 | T | N | N | [17 empty] | N
8758 | Honeywell Farm Inc | 10125 | Honeywell Farms | NY | QUEENS | 5 | IC | OP | 0.8 | 0.8 | 0.8 |  | 5 | 1990 | BLQ: NG; Y: N; N: N; Y: N; S: S |  | Y | Industrial CHP | 7 | T | N | N | [17 empty] | N
8758 | Honeywell Farm Inc | 10125 | Honeywell Farms | NY | QUEENS | 6 | IC | SB | 0.4 | 0.4 | 0.4 |  | 5 | 1990 | BLQ: NG; Y: N; N: N; Y: N; S: S |  | Y | Industrial CHP | 7 | T | N | N | [17 empty] | N
8770 | City of Holton - (KS) | 1287 | Holton | KS | Jackson | 10 | IC | OP | 2 | 1.8 | 2 |  | 8 | 1970 | DFO | NG |  |  |  |  | N | Y | Y | S |  | N | Electric Utility | 1 |  | N | N
8770 | City of Holton - (KS) | 1287 | Holton | KS | Jackson | 11 | IC | OP | 2.4 | 2.2 | 2.4 |  | 1 | 1994 | DFO | NG |  |  |  |  | N | Y | Y | S |  | N | Electric Utility | 1 |  | N | N
8770 | City of Holton - (KS) | 1287 | Holton | KS | Jackson | 12 | IC | OP | 3.1 | 3 | 3.1 |  | 5 | 2001 | NG | DFO |  |  |  |  | N | Y | Y | S |  | N | Electric Utility | 1 |  | N | N
8770 | City of Holton - (KS) | 1287 | Holton | KS | Jackson | 13 | IC | OP | 3.1 | 3 | 3.1 |  | 5 | 2001 | NG | DFO |  |  |  |  | N | Y | Y | S |  | N | Electric Utility | 1 |  | N | N
8770 | City of Holton - (KS) | 1287 | Holton | KS | Jackson | 6 | IC | OP | 1.8 | 1.4 | 1.7 |  | 2 | 1958 | DFO | NG |  |  |  |  | N | Y | Y | S |  | N | Electric Utility | 1 |  | N | N
8770 | City of Holton - (KS) | 1287 | Holton | KS | Jackson | 7 | IC | OP | 2.8 | 2.4 | 2.6 |  | 5 | 1963 | DFO | NG |  |  |  |  | N | Y | Y | S |  | N | Electric Utility | 1 |  | N | N
8770 | City of Holton - (KS) | 1287 | Holton | KS | Jackson | 8 | IC | OP | 4.3 | 3.8 | 4 |  | 6 | 1969 | DFO | NG |  |  |  |  | N | Y | Y | S |  | N | Electric Utility | 1 |  | N | N
8770 | City of Holton - (KS) | 1287 | Holton | KS | Jackson | 9 | IC | OP | 2 | 1.8 | 2 |  | 8 | 1970 | DFO | NG |  |  |  |  | N | Y | Y | S |  | N | Electric Utility | 1 |  | N | N
8776 | City of Holyoke Gas and Electric Dept. | 1603 | Boatlock | MA | Hampden | 1 | HY | OP | 0.7 | 0.7 | 0.7 |  | 1 | 1921 | BLQ: WAT; Y: N; N: Y; Y: Y; S: S | 0 | N | Electric Utility | 1 |  | N | N | [12 empty] | N |  |  |  |  | N
8776 | City of Holyoke Gas and Electric Dept. | 1603 | Boatlock | MA | Hampden | 2 | HY | OP | 1.2 | 1.2 | 1.2 |  | 1 | 1924 | BLQ: WAT; Y: N; N: Y; Y: Y; S: S | 0 | N | Electric Utility | 1 |  | N | Y | 0.2 | 0.2 | 10 | 2013 | [8 empty] | N |  |  |  |  | N
8776 | City of Holyoke Gas and Electric Dept. | 1603 | Boatlock | MA | Hampden | 3 | HY | OP | 1.2 | 1.2 | 1.2 |  | 1 | 1924 | BLQ: WAT; Y: N; N: Y; Y: Y; S: S | 0 | N | Electric Utility | 1 |  | N | N | [12 empty] | N
8776 | City of Holyoke Gas and Electric Dept. | 1604 | Chemical | MA | Hampden | 1 | HY | OP | 0.8 | 0.8 | 0.8 |  | 1 | 1935 | BLQ: WAT; Y: N; N: Y; Y: Y; S: S | 0 | N | Electric Utility | 1 |  | N | N | [12 empty] | N |  |  |  |  | N
8776 | City of Holyoke Gas and Electric Dept. | 1604 | Chemical | MA | Hampden | 2 | HY | OP | 0.8 | 0.8 | 0.8 |  | 1 | 1935 | BLQ: WAT; Y: N; N: Y; Y: Y; S: S | 0 | N | Electric Utility | 1 |  | N | N | [12 empty] | N |  |  |  |  | N
8776 | City of Holyoke Gas and Electric Dept. | 1605 | Hadley Falls | MA | Hampden | 1 | HY | OP | 17.6 | 15.3 | 15.3 |  | 1 | 1952 | BLQ: WAT; Y: N; N: Y; Y: Y; S: S | 0 | N | Electric Utility | 1 |  | N | Y | 2.8 | 2.8 | 1 | 2015 | [8 empty] | N |  |  |  |  | N
8776 | City of Holyoke Gas and Electric Dept. | 1605 | Hadley Falls | MA | Hampden | 2 | HY | OP | 15.8 | 15 | 15 |  | 11 | 1983 | BLQ: WAT; Y: N; N: Y; Y: Y; S: S | 0 | N | Electric Utility | 1 |  | N | N | [12 empty] | N |  |  |  |  | N
8776 | City of Holyoke Gas and Electric Dept. | 1607 | Riverside | MA | Hampden | 4 | HY | OP | 0.8 | 0.8 | 0.8 |  | 1 | 1906 | BLQ: WAT; Y: N; N: Y; Y: Y; S: S | 0 | N | Electric Utility | 1 |  | N | Y | [12 empty] | N |  |  | 12 | 2013 | N
8776 | City of Holyoke Gas and Electric Dept. | 1607 | Riverside | MA | Hampden | 5 | HY | OP | 0.6 | 0.6 | 0.6 |  | 1 | 1906 | BLQ: WAT; Y: N; N: Y; Y: Y; S: S | 0 | N | Electric Utility | 1 |  | N | Y | [12 empty] | N |  |  | 12 | 2013 | N
8776 | City of Holyoke Gas and Electric Dept. | 1607 | Riverside | MA | Hampden | 7 | HY | OP | 1.5 | 1.5 | 1.5 |  | 1 | 1922 | BLQ: WAT; Y: N; N: Y; Y: Y; S: S | 0 | N | Electric Utility | 1 |  | N | N | [12 empty] | N |  |  |  |  | N
8776 | City of Holyoke Gas and Electric Dept. | 1607 | Riverside | MA | Hampden | 8 | HY | OP | 4 | 4 | 4 |  | 1 | 1931 | BLQ: WAT; Y: N; N: Y; Y: Y; S: S | 0 | N | Electric Utility | 1 |  | N | N | [12 empty] | N |  |  |  |  | N
8776 | City of Holyoke Gas and Electric Dept. | 1630 | Cobble Mountain | MA | Hampden | 1 | HY | OP | 13 | 12.9 | 13 |  | 1 | 1930 | BLQ: WAT; Y: N; N: Y; S: W | 0 | N | Electric Utility | 1 |  | N | N | [12 empty] | N
8776 | City of Holyoke Gas and Electric Dept. | 1630 | Cobble Mountain | MA | Hampden | 2 | HY | OP | 7 | 6.8 | 6.9 |  | 1 | 1930 | BLQ: WAT; Y: N; N: Y; S: W | 0 | N | Electric Utility | 1 |  | N | N | [12 empty] | N
8776 | City of Holyoke Gas and Electric Dept. | 1630 | Cobble Mountain | MA | Hampden | 3 | HY | OP | 13 | 12.9 | 13 |  | 1 | 1930 | BLQ: WAT; Y: N; N: Y; S: W | 0 | N | Electric Utility | 1 |  | N | N | [12 empty] | N
8776 | City of Holyoke Gas and Electric Dept. | 9864 | Cabot Holyoke | MA | Hampden | 1 | HY | OP | 0.8 | 0.6 | 0.6 |  | 1 | 1893 | BLQ: WAT; Y: N; N: Y; Y: Y; S: S |  | N | Electric Utility | 1 |  | N | N | [12 empty] | N |  |  |  |  | N
8776 | City of Holyoke Gas and Electric Dept. | 9864 | Cabot Holyoke | MA | Hampden | 2 | HY | OP | 0.8 | 0.6 | 0.6 |  | 1 | 1938 | BLQ: WAT; Y: N; N: Y; Y: Y; S: S |  | N | Electric Utility | 1 |  | N | N | [12 empty] | N |  |  |  |  | N
8776 | City of Holyoke Gas and Electric Dept. | 9864 | Cabot Holyoke | MA | Hampden | 3 | HY | OP | 0.4 | 0.3 | 0.3 |  | 1 | 1939 | BLQ: WAT; Y: N; N: Y; Y: Y; S: S |  | N | Electric Utility | 1 |  | N | N | [12 empty] | N |  |  |  |  | N
8776 | City of Holyoke Gas and Electric Dept. | 9864 | Cabot Holyoke | MA | Hampden | 4 | HY | OP | 0.6 | 0.5 | 0.5 |  | 1 | 1907 | BLQ: WAT; Y: N; N: Y; Y: Y; S: S |  | N | Electric Utility | 1 |  | N | N | [12 empty] | N |  |  |  |  | N
8776 | City of Holyoke Gas and Electric Dept. | 9864 | Cabot Holyoke | MA | Hampden | 6 | ST | SB | 10 | 9.3 | 9.3 |  | 8 | 1955 | NG | DFO |  |  |  |  | Y | Y | Y | S |  | N | Electric Utility | 1 |  | N | Y | [12 empty] | N |  |  | 6 | 2013 | N | [6 empty] | NG
8776 | City of Holyoke Gas and Electric Dept. | 9864 | Cabot Holyoke | MA | Hampden | 8 | ST | SB | 10 | 9.3 | 9.3 |  | 8 | 1951 | NG | DFO |  |  |  |  | Y | Y | Y | S |  | N | Electric Utility | 1 |  | N | Y | [12 empty] | N |  |  | 6 | 2013 | N | [6 empty] | NG
8776 | City of Holyoke Gas and Electric Dept. | 54981 | Harris Energy Realty | MA | Hampden | ALBA | HY | OP | 0.3 | 0.3 | 0.3 |  | 1 | 1999 | BLQ: WAT; Y: N; N: Y; Y: Y; S: S |  | N | Electric Utility | 1 |  | N | Y | [12 empty] | N |  |  | 12 | 2015
8776 | City of Holyoke Gas and Electric Dept. | 54981 | Harris Energy Realty | MA | Hampden | ALBD | HY | OP | 0.5 | 0.4 | 0.4 |  | 1 | 1982 | BLQ: WAT; Y: N; N: Y; Y: Y; S: S |  | N | Electric Utility | 1 |  | N | Y | [12 empty] | N |  |  | 12 | 2015
8776 | City of Holyoke Gas and Electric Dept. | 54981 | Harris Energy Realty | MA | Hampden | GILD | HY | OP | 0.4 | 0.3 | 0.3 |  | 1 | 1982 | BLQ: WAT; Y: N; N: Y; Y: Y; S: S |  | N | Electric Utility | 1 |  | N | Y | [12 empty] | N |  |  | 12 | 2013
8776 | City of Holyoke Gas and Electric Dept. | 54981 | Harris Energy Realty | MA | Hampden | NONO | HY | OP | 0.5 | 0.5 | 0.5 |  | 1 | 1982 | BLQ: WAT; Y: N; N: Y; Y: Y; S: S |  | N | Electric Utility | 1 |  | N | Y | [12 empty] | N |  |  | 12 | 2013
8776 | City of Holyoke Gas and Electric Dept. | 54981 | Harris Energy Realty | MA | Hampden | TOM | HY | OP | 0.5 | 0.4 | 0.4 |  | 1 | 1982 | BLQ: WAT; Y: N; N: Y; Y: Y; S: S |  | N | Electric Utility | 1 |  | N | Y | [12 empty] | N |  |  | 12 | 2013
8785 | Homestretch Geothermal LLC | 55988 | Wabuska | NV | Lyon | 1 | ST | OP | 0.6 | 0.4 | 0.4 |  | 3 | 1984 | BLQ: GEO; Y: N; N: Y; Y: Y; S: S |  | N | IPP Non-CHP | 2 |  | N | N | [17 empty] | N
8785 | Homestretch Geothermal LLC | 55988 | Wabuska | NV | Lyon | 2 | ST | OP | 0.8 | 0.4 | 0.5 |  | 5 | 1988 | BLQ: GEO; Y: N; N: Y; Y: Y; S: S |  | N | IPP Non-CHP | 2 |  | N | N | [17 empty] | N
8785 | Homestretch Geothermal LLC | 55988 | Wabuska | NV | Lyon | 3 | ST | OP | 0.8 | 0.1 | 0.6 |  | 7 | 2002 | BLQ: GEO; Y: N; N: Y; Y: Y; S: S |  | N | IPP Non-CHP | 2 |  | N | N | [17 empty] | N
8785 | Homestretch Geothermal LLC | 55988 | Wabuska | NV | Lyon | 4 | ST | OP | 0.8 | 0.4 | 0.5 |  | 8 | 2011 | BLQ: GEO; Y: N; N: Y; S: S |  | N | IPP Non-CHP | 2 |  | N
8785 | Homestretch Geothermal LLC | 55988 | Wabuska | NV | Lyon | 5 | ST | OP | 0.8 | 0.4 | 0.5 |  | 9 | 2011 | BLQ: GEO; Y: N; N: Y; S: S |  | N | IPP Non-CHP | 2 |  | N
8785 | Homestretch Geothermal LLC | 55988 | Wabuska | NV | Lyon | 6 | ST | OP | 0.8 | 0.4 | 0.5 |  | 8 | 2011 | BLQ: GEO; Y: N; N: Y; S: S |  | N | IPP Non-CHP | 2 |  | N | [18 empty] | N
8785 | Homestretch Geothermal LLC | 55988 | Wabuska | NV | Lyon | 7 | ST | OP | 0.8 | 0.4 | 0.5 |  | 8 | 2011 | BLQ: GEO; Y: N; N: Y; S: S |  | N | IPP Non-CHP | 2 |  | N
8787 | Humboldt Bay Mun Water Dist | 10128 | Gosselin Hydro Plant | CA | Trinity | GEN1 | HY | OP | 1 | 0.3 | 0.7 |  | 6 | 1983 | BLQ: WAT; Y: N; N: Y; S: S | 1 | N | IPP Non-CHP | 2 |  | N | N
8787 | Humboldt Bay Mun Water Dist | 10128 | Gosselin Hydro Plant | CA | Trinity | GEN2 | HY | OP | 1 | 0.3 | 0.7 |  | 6 | 1983 | BLQ: WAT; Y: N; N: Y; S: S | 1 | N | IPP Non-CHP | 2 |  | N | N
8795 | City of Homestead - (FL) | 665 | G W Ivey | FL | Dade | 10 | IC | OS | 2.5 | 2 | 2 |  | 1 | 1958 | NG | DFO |  |  |  |  | Y | Y | Y | S |  | N | Electric Utility | 1 |  |  | Y | [15 empty] | 5 | 2013 | N
8795 | City of Homestead - (FL) | 665 | G W Ivey | FL | Dade | 11 | IC | OP | 3.2 | 3 | 3 |  | 1 | 1965 | NG | DFO |  |  |  |  | Y | Y | Y | S |  | N | Electric Utility | 1 |  |  | Y | [15 empty] | 5 | 2013 | N
8795 | City of Homestead - (FL) | 665 | G W Ivey | FL | Dade | 12 | IC | OS | 3.2 | 3 | 3 |  | 1 | 1965 | NG | DFO |  |  |  |  | Y | N | N | S |  | N | Electric Utility | 1 |  |  | Y | [15 empty] | 5 | 2013 | N
8795 | City of Homestead - (FL) | 665 | G W Ivey | FL | Dade | 13 | IC | OP | 2 | 1.8 | 1.8 |  | 11 | 1972 | NG | DFO |  |  |  |  | Y | Y | Y | S |  | N | Electric Utility | 1 |  |  | N | [17 empty] | N
8795 | City of Homestead - (FL) | 665 | G W Ivey | FL | Dade | 14 | IC | OP | 2 | 1.8 | 1.8 |  | 11 | 1972 | NG | DFO |  |  |  |  | Y | Y | Y | S |  | N | Electric Utility | 1 |  |  | N | [17 empty] | N
8795 | City of Homestead - (FL) | 665 | G W Ivey | FL | Dade | 15 | IC | OP | 2 | 1.8 | 1.8 |  | 11 | 1972 | NG | DFO |  |  |  |  | Y | Y | Y | S |  | N | Electric Utility | 1 |  |  | N | [17 empty] | N
8795 | City of Homestead - (FL) | 665 | G W Ivey | FL | Dade | 16 | IC | OP | 2 | 1.8 | 1.8 |  | 11 | 1972 | NG | DFO |  |  |  |  | Y | Y | Y | S |  | N | Electric Utility | 1 |  |  | N | [17 empty] | N
8795 | City of Homestead - (FL) | 665 | G W Ivey | FL | Dade | 17 | IC | OP | 2 | 1.8 | 1.8 |  | 11 | 1972 | NG | DFO |  |  |  |  | Y | Y | Y | S |  | N | Electric Utility | 1 |  |  | N | [17 empty] | N
8795 | City of Homestead - (FL) | 665 | G W Ivey | FL | Dade | 18 | IC | OS | 8.8 | 8 | 8 |  | 4 | 1975 | NG | DFO |  |  |  |  | Y | N | N | S |  | N | Electric Utility | 1 |  |  | Y | [15 empty] | 5 | 2013 | N
8795 | City of Homestead - (FL) | 665 | G W Ivey | FL | Dade | 19 | IC | OP | 8.8 | 8 | 8 |  | 2 | 1975 | BLQ: NG; WDS: DFO; Y: Y; N: Y; S: S |  | N | Electric Utility | 1 |  |  | N | [17 empty] | N
8795 | City of Homestead - (FL) | 665 | G W Ivey | FL | Dade | 2 | IC | OP | 2 | 1.8 | 1.8 |  | 3 | 1970 | BLQ: NG; WDS: DFO; Y: Y; N: Y; S: S |  | N | Electric Utility | 1 |  |  | N | [17 empty] | N
8795 | City of Homestead - (FL) | 665 | G W Ivey | FL | Dade | 20 | IC | OP | 6.4 | 6 | 6 |  | 5 | 1981 | BLQ: NG; WDS: DFO; Y: Y; N: Y; S: S |  | N | Electric Utility | 1 |  |  | N | [17 empty] | N
8795 | City of Homestead - (FL) | 665 | G W Ivey | FL | Dade | 21 | IC | OP | 6.4 | 6 | 6 |  | 5 | 1981 | BLQ: NG; WDS: DFO; Y: Y; N: Y; S: S |  | N | Electric Utility | 1 |  |  | N | [17 empty] | N
8795 | City of Homestead - (FL) | 665 | G W Ivey | FL | Dade | 3 | IC | OP | 2 | 1.8 | 1.8 |  | 3 | 1970 | BLQ: NG; WDS: DFO; Y: Y; N: Y; S: S |  | N | Electric Utility | 1 |  |  | N | [17 empty] | N
8795 | City of Homestead - (FL) | 665 | G W Ivey | FL | Dade | 8 | IC | OP | 2.5 | 2 | 2 |  | 1 | 1954 | BLQ: NG; WDS: DFO; Y: Y; N: Y; S: S |  | N | Electric Utility | 1 |  |  | Y | [15 empty] | 5 | 2013 | N
8795 | City of Homestead - (FL) | 665 | G W Ivey | FL | Dade | 9 | IC | OP | 2.5 | 2 | 2 |  | 1 | 1958 | BLQ: NG; WDS: DFO; Y: Y; N: Y; S: S |  | N | Electric Utility | 1 |  |  | Y | [15 empty] | 5 | 2013 | N
8797 | Hull Municipal Light Plant | 56800 | Hull Wind II | MA | Plymouth | HW2 | WT | OP | 1.8 | 1.8 | 1.8 |  | 5 | 2006 | BLQ: WND; Y: N; N: Y; S: S | 1 | N | Electric Utility | 1 |  |  | N
8847 | City of Hopkinton | 8108 | Hopkinton | IA | Delaware | 1 | IC | OP | 1.6 | 1.6 | 1.6 |  | 9 | 1973 | BLQ: DFO; Y: N; N: Y; Y: Y; S: S |  | N | Electric Utility | 1 |  | N | N | [17 empty] | N
8847 | City of Hopkinton | 8108 | Hopkinton | IA | Delaware | CAT | IC | OP | 2.5 | 2.2 | 2.2 |  | 9 | 2011 | BLQ: DFO; Y: N; N: Y; Y: Y; S: S |  | N | Electric Utility | 1 |  |  | N | [17 empty] | N
8862 | Horseshoe Bend Hydroelec Co | 54524 | Horseshoe Bend Hydroelectric Company | ID | Boise | GEN1 | HY | OP | 4.7 | 4.7 | 4.7 |  | 4 | 1995 | BLQ: WAT; Y: N; N: Y; S: S | 0 | N | IPP Non-CHP | 2 |  | N | N | [17 empty] | N
8862 | Horseshoe Bend Hydroelec Co | 54524 | Horseshoe Bend Hydroelectric Company | ID | Boise | GEN2 | HY | OP | 4.7 | 4.7 | 4.7 |  | 4 | 1995 | BLQ: WAT; Y: N; N: Y; S: S | 0 | N | IPP Non-CHP | 2 |  | N | N | [17 empty] | N
8884 | Terrebonne Parish Consol Gov't | 1439 | Houma | LA | Terrebonne | 14 | ST | OP | 12.6 | 10 | 10 |  | 8 | 1967 | BLQ: NG; Y: N; N: Y; S: S |  | N | Electric Utility | 1 |  | N | N | [17 empty] | N
8884 | Terrebonne Parish Consol Gov't | 1439 | Houma | LA | Terrebonne | 15 | ST | OP | 25.5 | 23.5 | 23.5 |  | 8 | 1972 | BLQ: NG; Y: N; N: Y; S: S |  | N | Electric Utility | 1 |  | N | N | [17 empty] | N
8884 | Terrebonne Parish Consol Gov't | 1439 | Houma | LA | Terrebonne | 16 | ST | OP | 40.8 | 38.6 | 38.6 |  | 1 | 1977 | BLQ: NG; Y: N; N: Y; S: S |  | N | Electric Utility | 1 |  | N | N | [17 empty] | N
8927 | Hunterdon Cogeneration LP | 54707 | Hunterdon Cogen Facility | NJ | Hunterdon | 1 | GT | OP | 4.1 | 4.1 | 4.1 |  | 11 | 1993 | BLQ: NG; WDS: DFO; Y: Y; N: Y; S: S |  | Y | Commercial CHP | 5 | T | N | N
8973 | Town of Hudson | 9038 | Cherry Street | MA | MIDDLESEX | 10 | IC | OP | 2.2 | 2.1 | 2.1 |  | 12 | 1962 | BLQ: DFO; WDS: NG; Y: Y; N: Y; S: S |  | N | Electric Utility | 1 |  | N | N
8973 | Town of Hudson | 9038 | Cherry Street | MA | MIDDLESEX | 11 | IC | OP | 2.2 | 2.1 | 2.1 |  | 12 | 1962 | BLQ: DFO; WDS: NG; Y: Y; N: Y; S: S |  | N | Electric Utility | 1 |  | N | N
8973 | Town of Hudson | 9038 | Cherry Street | MA | MIDDLESEX | 12 | IC | OP | 5.6 | 4.9 | 4.9 |  | 10 | 1972 | BLQ: DFO; WDS: NG; Y: Y; N: Y; S: S |  | N | Electric Utility | 1 |  | N | N
8973 | Town of Hudson | 9038 | Cherry Street | MA | MIDDLESEX | 7 | IC | OP | 3.3 | 2.8 | 2.8 |  | 5 | 1951 | BLQ: DFO; Y: N; N: Y; S: S |  | N | Electric Utility | 1 |  | N | N
8973 | Town of Hudson | 9038 | Cherry Street | MA | MIDDLESEX | 8 | IC | OP | 4 | 3.4 | 3.4 |  | 3 | 1956 | BLQ: DFO; WDS: NG; Y: Y; N: Y; S: S |  | N | Electric Utility | 1 |  | N | N
9011 | City of Hugoton - (KS) | 7011 | Hugoton 2 | KS | Stevens | 10 | IC | OP | 4.3 | 4 | 4 |  | 9 | 1983 | BLQ: DFO; WDS: NG; Y: Y; N: Y; S: S |  | N | Electric Utility | 1 |  | N | N
9011 | City of Hugoton - (KS) | 7011 | Hugoton 2 | KS | Stevens | 11 | IC | OP | 2.5 | 2.2 | 2.2 |  | 6 | 1997 | BLQ: DFO; WDS: NG; Y: Y; N: Y; S: S |  | N | Electric Utility | 1 |  | N | N
9011 | City of Hugoton - (KS) | 7011 | Hugoton 2 | KS | Stevens | 12 | IC | OP | 3 | 2.8 | 2.8 |  | 4 | 1997 | BLQ: DFO; WDS: NG; Y: Y; N: Y; S: S |  | N | Electric Utility | 1 |  | N | N
9011 | City of Hugoton - (KS) | 7011 | Hugoton 2 | KS | Stevens | 13 | IC | OP | 0.8 | 0.5 | 0.5 |  | 3 | 1998 | BLQ: NG; Y: N; N: Y; S: S |  | N | Electric Utility | 1 |  | N | N
9011 | City of Hugoton - (KS) | 7011 | Hugoton 2 | KS | Stevens | 7 | IC | OP | 2.3 | 2 | 2 |  | 1 | 1964 | BLQ: DFO; WDS: NG; Y: Y; N: Y; S: S |  | N | Electric Utility | 1 |  | N | N
9011 | City of Hugoton - (KS) | 7011 | Hugoton 2 | KS | Stevens | 8 | IC | OP | 2 | 1.8 | 1.8 |  | 1 | 1971 | BLQ: DFO; WDS: NG; Y: Y; N: Y; S: S |  | N | Electric Utility | 1 |  | N | N
9011 | City of Hugoton - (KS) | 7011 | Hugoton 2 | KS | Stevens | 9A | IC | OP | 4.3 | 4 | 4 |  | 8 | 1994 | BLQ: DFO; WDS: NG; Y: Y; N: Y; S: S |  | N | Electric Utility | 1 |  | N | N
9093 | Hydro Energies Inc | 10137 | Deweys Mill | VT | Grafton | GEN1 | HY | OP | 2.5 | 2.4 | 2.3 |  | 6 | 1989 | BLQ: WAT; Y: N; N: Y; Y: Y; S: S | 0 | N | IPP Non-CHP | 2 |  | N | N | [17 empty] | N
9093 | Hydro Energies Inc | 10137 | Deweys Mill | VT | Grafton | GEN2 | HY | OP | 0.5 | 0.5 | 0.5 |  | 6 | 1989 | BLQ: WAT; Y: N; N: Y; Y: Y; S: S | 0 | N | IPP Non-CHP | 2 |  | N | N | [17 empty] | N
9097 | Huntington Resource Recovery | 50656 | Huntington Resource Recovery Facility | NY | SUFFOLK | GEN1 | ST | OP | 28 | 24.5 | 24.5 |  | 12 | 1991 | BLQ: MSW; Y: N; N: Y; S: S |  | N | IPP Non-CHP | 2 |  | N | N | [17 empty] | N | [6 empty] | PG
9109 | Hutzel Hospital | 10232 | Hutzel Hospital | MI | Wayne | TB-1 | GT | OS | 0.8 | 0.7 | 0.8 |  | 7 | 1988 | BLQ: DFO; Y: N; N: Y; S: S |  | N | Commercial Non-CHP | 4 |  | N | N | [17 empty] | N
9109 | Hutzel Hospital | 10232 | Hutzel Hospital | MI | Wayne | TB-2 | GT | OS | 0.8 | 0.7 | 0.8 |  | 7 | 1988 | BLQ: DFO; Y: N; N: Y; S: S |  | N | Commercial Non-CHP | 4 |  | N | N | [17 empty] | N
9128 | Hurricane Power Committee | 57899 | Hurricane City Power | UT | Washington | 1 | IC | SB | 1.7 | 1.6 | 1.6 |  | 11 | 2001 | BLQ: DFO; Y: N; N: Y; Y: Y; S: S |  | N | Electric Utility | 1 |  |  | N
9128 | Hurricane Power Committee | 57899 | Hurricane City Power | UT | Washington | 2 | IC | SB | 1.7 | 1.6 | 1.6 |  | 12 | 1999 | BLQ: DFO; Y: N; N: Y; Y: Y; S: S |  | N | Electric Utility | 1 |  |  | N
9128 | Hurricane Power Committee | 57899 | Hurricane City Power | UT | Washington | 3 | IC | SB | 1.7 | 1.6 | 1.6 |  | 12 | 1999 | BLQ: DFO; Y: N; N: Y; Y: Y; S: S |  | N | Electric Utility | 1 |  |  | N
9128 | Hurricane Power Committee | 57899 | Hurricane City Power | UT | Washington | 4 | GT | OP | 2 | 1.9 | 1.9 |  | 7 | 2004 | BLQ: NG; Y: N; N: Y; S: S |  | N | Electric Utility | 1 |  |  | N
9128 | Hurricane Power Committee | 57899 | Hurricane City Power | UT | Washington | 5 | GT | OP | 2 | 1.9 | 1.9 |  | 7 | 2004 | BLQ: NG; Y: N; N: Y; S: S |  | N | Electric Utility | 1 |  |  | N
9128 | Hurricane Power Committee | 57899 | Hurricane City Power | UT | Washington | 6 | GT | OP | 2 | 1.9 | 1.9 |  | 6 | 2006 | BLQ: NG; Y: N; N: Y; S: S |  | N | Electric Utility | 1 |  |  | N
9128 | Hurricane Power Committee | 57899 | Hurricane City Power | UT | Washington | 7 | GT | OP | 2 | 1.9 | 1.9 |  | 5 | 2007 | BLQ: NG; Y: N; N: Y; S: S |  | N | Electric Utility | 1 |  |  | N
9128 | Hurricane Power Committee | 57899 | Hurricane City Power | UT | Washington | 8 | GT | OP | 2 | 1.9 | 1.9 |  | 5 | 2007 | BLQ: NG; Y: N; N: Y; S: S |  | N | Electric Utility | 1 |  |  | N
9128 | Hurricane Power Committee | 57899 | Hurricane City Power | UT | Washington | 9 | GT | OP | 2 | 1.9 | 1.9 |  | 5 | 2007 | BLQ: NG; Y: N; N: Y; S: S |  | N | Electric Utility | 1 |  |  | N
9130 | Hutchinson Utilities Comm | 1980 | Hutchinson Plant #1 | MN | McLeod | 2 | IC | OP | 2 | 2 | 2 |  | 1 | 1958 | BLQ: NG; WDS: DFO; Y: Y; N: Y; S: S |  | N | Electric Utility | 1 |  | N | N | [17 empty] | N
9130 | Hutchinson Utilities Comm | 1980 | Hutchinson Plant #1 | MN | McLeod | 3 | IC | OP | 4.5 | 3.9 | 3.9 |  | 1 | 1968 | BLQ: NG; WDS: DFO; Y: Y; N: Y; S: S |  | N | Electric Utility | 1 |  | N | N | [17 empty] | N
9130 | Hutchinson Utilities Comm | 1980 | Hutchinson Plant #1 | MN | McLeod | 4 | IC | OP | 4 | 3.9 | 3.9 |  | 1 | 1968 | BLQ: NG; WDS: DFO; Y: Y; N: Y; S: S |  | N | Electric Utility | 1 |  | N | N | [17 empty] | N
9130 | Hutchinson Utilities Comm | 1980 | Hutchinson Plant #1 | MN | McLeod | 8 | CS | OP | 16 | 11 | 13.3 |  | 1 | 1971 | BLQ: NG; WDS: DFO; Y: Y; N: Y; S: S |  | N | Electric Utility | 1 |  | N | N | [17 empty] | N
9130 | Hutchinson Utilities Comm | 6358 | Hutchinson Plant #2 | MN | McLeod | 2 | CT | OP | 54 | 41 | 41 |  | 11 | 1994 | BLQ: NG; Y: N; N: Y; S: S |  | N | Electric Utility | 1 |  | N | N | [17 empty] | N
9130 | Hutchinson Utilities Comm | 6358 | Hutchinson Plant #2 | MN | McLeod | 3 | CA | OP | 11.5 | 10 | 10 |  | 11 | 1994 | BLQ: NG; Y: N; N: Y; S: S |  | N | Electric Utility | 1 |  | N | N | [17 empty] | N
9130 | Hutchinson Utilities Comm | 6358 | Hutchinson Plant #2 | MN | McLeod | 9 | GT | OP | 25 | 22 | 24.3 |  | 5 | 2001 | BLQ: NG; Y: N; N: Y; S: S |  | N | Electric Utility | 1 |  | N | N | [17 empty] | N
9143 | Hydro Technology Systems Inc | 3868 | Meyers Falls | WA | Stevens | UN1 | HY | OP | 0.9 | 0.9 | 0.9 |  | 6 | 1915 | BLQ: WAT; Y: N; N: Y; S: S |  | N | IPP Non-CHP | 2 |  | N | N
9143 | Hydro Technology Systems Inc | 3868 | Meyers Falls | WA | Stevens | UN2 | HY | OP | 0.3 | 0.3 | 0.3 |  | 6 | 1915 | BLQ: WAT; Y: N; N: Y; S: S |  | N | IPP Non-CHP | 2 |  | N | N
9155 | Inland Empire Energy Ctr LLC | 55853 | Inland Empire Energy Center | CA | Riverside County | 1 | CS | OP | 409.5 | 345 | 376 |  | 7 | 2009 | BLQ: NG; Y: N; N: Y; S: S |  | N | IPP Non-CHP | 2 |  | N | N | [17 empty] | N
9155 | Inland Empire Energy Ctr LLC | 55853 | Inland Empire Energy Center | CA | Riverside County | 2 | CS | OP | 409.5 | 345 | 366 |  | 5 | 2010 | BLQ: NG; Y: N; N: Y; S: S |  | N | IPP Non-CHP | 2 |  | N | N | [17 empty] | N
9187 | City of Idaho Falls - (ID) | 790 | Gem State | ID | Bonneville | 1 | HY | OP | 23.4 | 23.4 | 23.4 |  | 11 | 1988 | BLQ: WAT; Y: N; N: Y; S: S |  | N | Electric Utility | 1 |  | N | N
9187 | City of Idaho Falls - (ID) | 841 | City Power Plant | ID | Bonneville | 3 | HY | OP | 8 | 8 | 8 |  | 7 | 1982 | BLQ: WAT; Y: N; N: Y; S: S |  | N | Electric Utility | 1 |  | N | N
9187 | City of Idaho Falls - (ID) | 843 | Lower No 2 | ID | Bonneville | 1 | HY | OP | 3 | 3 | 3 |  | 8 | 1940 | BLQ: WAT; Y: N; N: Y; S: S |  | N | Electric Utility | 1 |  | N | N
9187 | City of Idaho Falls - (ID) | 844 | Upper Power Plant | ID | Bonneville | 4 | HY | OP | 8 | 8 | 8 |  | 9 | 1982 | BLQ: WAT; Y: N; N: Y; S: S |  | N | Electric Utility | 1 |  | N | N
9187 | City of Idaho Falls - (ID) | 7012 | Lower No 1 | ID | BONNEVILLE | 2 | HY | OP | 8 | 8 | 8 |  | 4 | 1982 | BLQ: WAT; Y: N; N: Y; S: S |  | N | Electric Utility | 1 |  | N | N
9188 | I-N-N Electric Coop, Inc | 7183 | Newhalen | AK | Lake & Peninsula Bor | 5 | IC | OP | 0.3 | 0.3 | 0.3 |  | 9 | 2012 | BLQ: DFO; Y: N; N: Y; S: S |  | N | Electric Utility | 1 |  |  | N | [17 empty] | N
9188 | I-N-N Electric Coop, Inc | 7183 | Newhalen | AK | Lake & Peninsula Bor | 6 | IC | OP | 0.3 | 0.3 | 0.3 |  | 9 | 2012 | BLQ: DFO; Y: N; N: Y; S: S |  | N | Electric Utility | 1 |  |  | N | [17 empty] | N
9188 | I-N-N Electric Coop, Inc | 7183 | Newhalen | AK | Lake & Peninsula Bor | 7 | IC | OP | 0.3 | 0.3 | 0.3 |  | 9 | 2012 | BLQ: DFO; Y: N; N: Y; S: S |  | N | Electric Utility | 1 |  |  | N | [17 empty] | N
9188 | I-N-N Electric Coop, Inc | 7183 | Newhalen | AK | Lake & Peninsula Bor | H-1 | HY | OP | 0.4 | 0.4 | 0.4 |  | 9 | 1998 | BLQ: WAT; Y: N; N: Y; S: S |  | N | Electric Utility | 1 |  | N | N
9188 | I-N-N Electric Coop, Inc | 7183 | Newhalen | AK | Lake & Peninsula Bor | H-2 | HY | OP | 0.4 | 0.4 | 0.4 |  | 9 | 1998 | BLQ: WAT; Y: N; N: Y; S: S |  | N | Electric Utility | 1 |  | N | N
9191 | Idaho Power Co | 809 | American Falls | ID | Power | 1 | HY | OP | 30.8 | 36.8 | 20.3 |  | 7 | 1978 | BLQ: WAT; Y: N; N: Y; S: S |  | N | Electric Utility | 1 |  | N | N | [17 empty] | N
9191 | Idaho Power Co | 809 | American Falls | ID | Power | 2 | HY | OP | 30.8 | 36.8 | 20.3 |  | 6 | 1978 | BLQ: WAT; Y: N; N: Y; S: S |  | N | Electric Utility | 1 |  | N | N
9191 | Idaho Power Co | 809 | American Falls | ID | Power | 3 | HY | OP | 30.8 | 36.8 | 20.3 |  | 3 | 1978 | BLQ: WAT; Y: N; N: Y; S: S |  | N | Electric Utility | 1 |  | N | N
9191 | Idaho Power Co | 810 | Bliss | ID | Gooding | 1 | HY | OP | 25 | 26.9 | 26.5 |  | 11 | 1949 | BLQ: WAT; Y: N; N: Y; S: S |  | N | Electric Utility | 1 |  | N | N
9191 | Idaho Power Co | 810 | Bliss | ID | Gooding | 2 | HY | OP | 25 | 25.7 | 24.8 |  | 1 | 1950 | BLQ: WAT; Y: N; N: Y; S: S |  | N | Electric Utility | 1 |  | N | N
9191 | Idaho Power Co | 810 | Bliss | ID | Gooding | 3 | HY | OP | 25 | 28.8 | 26.6 |  | 3 | 1950 | BLQ: WAT; Y: N; N: Y; S: S |  | N | Electric Utility | 1 |  | N | N
9191 | Idaho Power Co | 811 | Brownlee | ID | Washington | 1 | HY | OP | 90.1 | 123.3 | 120.1 |  | 1 | 1959 | BLQ: WAT; Y: N; N: Y; S: S |  | N | Electric Utility | 1 |  | N | N
9191 | Idaho Power Co | 811 | Brownlee | ID | Washington | 2 | HY | OP | 90.1 | 131.2 | 123 |  | 12 | 1958 | BLQ: WAT; Y: N; N: Y; S: S |  | N | Electric Utility | 1 |  | N | N
9191 | Idaho Power Co | 811 | Brownlee | ID | Washington | 3 | HY | OP | 90.1 | 120.2 | 118.4 |  | 10 | 1958 | BLQ: WAT; Y: N; N: Y; S: S |  | N | Electric Utility | 1 |  | N | N
9191 | Idaho Power Co | 811 | Brownlee | ID | Washington | 4 | HY | OP | 90.1 | 123.1 | 123.7 |  | 8 | 1958 | BLQ: WAT; Y: N; N: Y; S: S |  | N | Electric Utility | 1 |  | N | N
9191 | Idaho Power Co | 811 | Brownlee | ID | Washington | 5 | HY | OP | 225 | 246.2 | 241.7 |  | 3 | 1980 | BLQ: WAT; Y: N; N: Y; S: S |  | N | Electric Utility | 1 |  | N | N
9191 | Idaho Power Co | 812 | C J Strike | ID | Owyhee | 1 | HY | OP | 27.6 | 32.3 | 32.3 |  | 3 | 1952 | BLQ: WAT; Y: N; N: Y; S: S |  | N | Electric Utility | 1 |  | N | N
9191 | Idaho Power Co | 812 | C J Strike | ID | Owyhee | 2 | HY | OP | 27.6 | 31.2 | 29.6 |  | 3 | 1952 | BLQ: WAT; Y: N; N: Y; S: S |  | N | Electric Utility | 1 |  | N | N | [12 empty] | N
9191 | Idaho Power Co | 812 | C J Strike | ID | Owyhee | 3 | HY | OP | 27.6 | 30.7 | 30.1 |  | 3 | 1952 | BLQ: WAT; Y: N; N: Y; S: S |  | N | Electric Utility | 1 |  | N | N
9191 | Idaho Power Co | 813 | Cascade | ID | Valley | 1 | HY | OP | 6.2 | 7.2 | 4.6 |  | 5 | 1984 | BLQ: WAT; Y: N; N: Y; S: S |  | N | Electric Utility | 1 |  | N | N
9191 | Idaho Power Co | 813 | Cascade | ID | Valley | 2 | HY | OP | 6.2 | 7.2 | 4.6 |  | 12 | 1983 | BLQ: WAT; Y: N; N: Y; S: S |  | N | Electric Utility | 1 |  | N | N
9191 | Idaho Power Co | 814 | Clear Lake | ID | Gooding | 1 | HY | OP | 2.5 | 2.1 | 2.2 |  | 12 | 1937 | BLQ: WAT; Y: N; N: Y; S: S |  | N | Electric Utility | 1 |  | N | N
9191 | Idaho Power Co | 815 | Lower Malad | ID | Gooding | 1 | HY | OP | 13.5 | 15.3 | 14.3 |  | 10 | 1948 | BLQ: WAT; Y: N; N: Y; S: S |  | N | Electric Utility | 1 |  | N | N
9191 | Idaho Power Co | 816 | Lower Salmon | ID | Gooding | 1 | HY | OP | 15 | 18.1 | 17.9 |  | 7 | 1949 | BLQ: WAT; Y: N; N: Y; S: S |  | N | Electric Utility | 1 |  | N | N
9191 | Idaho Power Co | 816 | Lower Salmon | ID | Gooding | 2 | HY | OP | 15 | 18 | 16.5 |  | 9 | 1949 | BLQ: WAT; Y: N; N: Y; S: S |  | N | Electric Utility | 1 |  | N | N
9191 | Idaho Power Co | 816 | Lower Salmon | ID | Gooding | 3 | HY | OP | 15 | 17.7 | 17.7 |  | 2 | 1949 | BLQ: WAT; Y: N; N: Y; S: S |  | N | Electric Utility | 1 |  | N | N
9191 | Idaho Power Co | 816 | Lower Salmon | ID | Gooding | 4 | HY | OP | 15 | 18.1 | 18.5 |  | 3 | 1949 | BLQ: WAT; Y: N; N: Y; S: S |  | N | Electric Utility | 1 |  | N | N
9191 | Idaho Power Co | 817 | Salmon Diesel | ID | Lemhi | 1 | IC | OP | 2.5 | 2.7 | 2.7 |  | 12 | 1967 | BLQ: DFO; Y: N; N: Y; S: S |  | N | Electric Utility | 1 |  | N | N
9191 | Idaho Power Co | 817 | Salmon Diesel | ID | Lemhi | 2 | IC | OP | 2.5 | 2.7 | 2.7 |  | 12 | 1967 | BLQ: DFO; Y: N; N: Y; S: S |  | N | Electric Utility | 1 |  | N | N
9191 | Idaho Power Co | 818 | Shoshone Falls | ID | Jerome | 1 | HY | OP | 0.6 | 0.7 | 0.7 |  | 6 | 1909 | BLQ: WAT; Y: N; N: Y; S: S |  | N | Electric Utility | 1 |  | N | N
9191 | Idaho Power Co | 818 | Shoshone Falls | ID | Jerome | 2 | HY | OP | 0.4 | 0.4 | 0.4 |  | 8 | 1907 | BLQ: WAT; Y: N; N: Y; S: S |  | N | Electric Utility | 1 |  | N | N
9191 | Idaho Power Co | 818 | Shoshone Falls | ID | Jerome | 3 | HY | OP | 11.5 | 12.8 | 12.4 |  | 8 | 1921 | BLQ: WAT; Y: N; N: Y; S: S |  | N | Electric Utility | 1 |  | N | N
9191 | Idaho Power Co | 819 | Swan Falls | ID | Ada | 1 | HY | OP | 12.5 | 14.9 | 12.1 |  | 3 | 1994 | BLQ: WAT; Y: N; N: Y; S: S |  | N | Electric Utility | 1 |  | N | N
9191 | Idaho Power Co | 819 | Swan Falls | ID | Ada | 2 | HY | OP | 12.5 | 14.5 | 12.1 |  | 5 | 1994 | BLQ: WAT; Y: N; N: Y; S: S |  | N | Electric Utility | 1 |  | N | N
9191 | Idaho Power Co | 820 | Thousand Springs | ID | Gooding | 1 | HY | OS | 1 | 0.8 | 0.8 |  | 8 | 1912 | BLQ: WAT; Y: N; N: Y; S: S |  | N | Electric Utility | 1 |  | N | N
9191 | Idaho Power Co | 820 | Thousand Springs | ID | Gooding | 2 | HY | OS | 1 | 0.8 | 0.8 |  | 8 | 1912 | BLQ: WAT; Y: N; N: Y; S: S |  | N | Electric Utility | 1 |  | N | N
9191 | Idaho Power Co | 820 | Thousand Springs | ID | Gooding | 3 | HY | OP | 6.8 | 6.4 | 6.4 |  | 5 | 1920 | BLQ: WAT; Y: N; N: Y; S: S |  | N | Electric Utility | 1 |  | N | N
9191 | Idaho Power Co | 821 | Twin Falls | ID | Twin Falls | 1 | HY | OP | 8.4 | 10.1 | 10.1 |  | 3 | 1935 | BLQ: WAT; Y: N; N: Y; S: S |  | N | Electric Utility | 1 |  | N | N
9191 | Idaho Power Co | 821 | Twin Falls | ID | Twin Falls | 2 | HY | OP | 44.3 | 43.1 | 34.5 |  | 7 | 1995 | BLQ: WAT; Y: N; N: Y; S: S |  | N | Electric Utility | 1 |  | N | N
9191 | Idaho Power Co | 822 | Upper Salmon A | ID | Twin Falls | 1 | HY | OP | 9 | 9.5 | 9.6 |  | 9 | 1937 | BLQ: WAT; Y: N; N: Y; S: S |  | N | Electric Utility | 1 |  | N | N
9191 | Idaho Power Co | 822 | Upper Salmon A | ID | Twin Falls | 2 | HY | OP | 9 | 8.7 | 9.4 |  | 9 | 1937 | BLQ: WAT; Y: N; N: Y; S: S |  | N | Electric Utility | 1 |  | N | N
9191 | Idaho Power Co | 823 | Upper Malad | ID | Gooding | 1 | HY | OP | 8.3 | 8.1 | 8.1 |  | 6 | 1948 | BLQ: WAT; Y: N; N: Y; S: S |  | N | Electric Utility | 1 |  | N | N
9191 | Idaho Power Co | 3013 | Hells Canyon | OR | Wallowa | 1 | HY | OP | 130.5 | 145.8 | 147.8 |  | 12 | 1967 | BLQ: WAT; Y: N; N: Y; S: S |  | N | Electric Utility | 1 |  | N | N
9191 | Idaho Power Co | 3013 | Hells Canyon | OR | Wallowa | 2 | HY | OP | 130.5 | 150 | 150 |  | 12 | 1967 | BLQ: WAT; Y: N; N: Y; S: S |  | N | Electric Utility | 1 |  | N | N
9191 | Idaho Power Co | 3013 | Hells Canyon | OR | Wallowa | 3 | HY | OP | 130.5 | 149.2 | 146.9 |  | 10 | 1967 | BLQ: WAT; Y: N; N: Y; S: S |  | N | Electric Utility | 1 |  | N | N
9191 | Idaho Power Co | 3014 | Oxbow | OR | Baker | 1 | HY | OP | 47.5 | 55.3 | 55.7 |  | 7 | 1961 | BLQ: WAT; Y: N; N: Y; S: S |  | N | Electric Utility | 1 |  | N | N
9191 | Idaho Power Co | 3014 | Oxbow | OR | Baker | 2 | HY | OP | 47.5 | 54.8 | 53.2 |  | 7 | 1961 | BLQ: WAT; Y: N; N: Y; S: S |  | N | Electric Utility | 1 |  | N | N
9191 | Idaho Power Co | 3014 | Oxbow | OR | Baker | 3 | HY | OP | 47.5 | 54.9 | 55.9 |  | 9 | 1961 | BLQ: WAT; Y: N; N: Y; S: S |  | N | Electric Utility | 1 |  | N | N
9191 | Idaho Power Co | 3014 | Oxbow | OR | Baker | 4 | HY | OP | 47.5 | 54.8 | 55.1 |  | 11 | 1961 | BLQ: WAT; Y: N; N: Y; S: S |  | N | Electric Utility | 1 |  | N | N
9191 | Idaho Power Co | 7079 | Upper Salmon B | ID | Twin Falls | 1 | HY | OP | 8.2 | 8.8 | 9.4 |  | 9 | 1947 | BLQ: WAT; Y: N; N: Y; S: S |  | N | Electric Utility | 1 |  | N | N
9191 | Idaho Power Co | 7079 | Upper Salmon B | ID | Twin Falls | 2 | HY | OP | 8.3 | 8.4 | 9.2 |  | 9 | 1947 | BLQ: WAT; Y: N; N: Y; S: S |  | N | Electric Utility | 1 |  | N | N
9191 | Idaho Power Co | 7190 | Milner Hydro | ID | Cassia | 1 | HY | OP | 46.6 | 47.8 | 19.5 |  | 12 | 1992 | BLQ: WAT; Y: N; N: Y; S: S |  | N | Electric Utility | 1 |  | N | N
9191 | Idaho Power Co | 7190 | Milner Hydro | ID | Cassia | 2 | HY | OP | 12.1 | 12.5 | 12.5 |  | 9 | 1992 | BLQ: WAT; Y: N; N: Y; S: S |  | N | Electric Utility | 1 |  | N | N
9191 | Idaho Power Co | 7190 | Milner Hydro | ID | Cassia | 3 | HY | OS | 0.8 | 0.8 | 0.8 |  | 9 | 1992 | BLQ: WAT; Y: N; N: Y; S: S |  | N | Electric Utility | 1 |  | N | N
9191 | Idaho Power Co | 7953 | Evander Andrews Power Complex | ID | Elmore | 1 | GT | OP | 172.8 | 171 | 205 |  | 2 | 2008 | BLQ: NG; Y: N; N: Y; S: S |  | N | Electric Utility | 1 |  | N | N | [17 empty] | N
9191 | Idaho Power Co | 7953 | Evander Andrews Power Complex | ID | Elmore | 2 | GT | OP | 50 | 38 | 49 |  | 9 | 2001 | BLQ: NG; Y: N; N: Y; S: S |  | N | Electric Utility | 1 |  | N | N
9191 | Idaho Power Co | 7953 | Evander Andrews Power Complex | ID | Elmore | 3 | GT | OP | 50 | 38 | 49 |  | 9 | 2001 | BLQ: NG; Y: N; N: Y; S: S |  | N | Electric Utility | 1 |  | N | N
9191 | Idaho Power Co | 55733 | Bennett Mountain | ID | Elmore | 1 | GT | OP | 172.8 | 164 | 171.9 |  | 4 | 2005 | BLQ: NG; Y: N; N: Y; S: S |  | N | Electric Utility | 1 |  | N | N
9191 | Idaho Power Co | 57028 | Langley Gulch Power Plant | ID | PAYETTE | GTG | CT | OP | 187 | 175.8 | 203.9 |  | 6 | 2012 | BLQ: NG; Y: N; N: Y; S: S |  | N | Electric Utility | 1 | [20 empty] | N
9191 | Idaho Power Co | 57028 | Langley Gulch Power Plant | ID | PAYETTE | STG | CA | OP | 131.5 | 122.9 | 126.7 |  | 6 | 2012 | BLQ: NG; Y: N; N: Y; S: S |  | N | Electric Utility | 1 |  | Y | [18 empty] | N
9205 | Illinois Electricial Gen Partn | 55759 | Roxana Resource Recovery | IL | Madison | RX1 | IC | OP | 1.1 | 0.9 | 0.9 |  | 11 | 1999 | BLQ: LFG; Y: N; N: Y; S: S |  | N | IPP Non-CHP | 2 |  | N | N | [17 empty] | N
9205 | Illinois Electricial Gen Partn | 55759 | Roxana Resource Recovery | IL | Madison | RX2 | IC | OP | 1.1 | 0.9 | 0.9 |  | 11 | 1999 | BLQ: LFG; Y: N; N: Y; S: S |  | N | IPP Non-CHP | 2 |  | N | N | [17 empty] | N
9205 | Illinois Electricial Gen Partn | 55759 | Roxana Resource Recovery | IL | Madison | RX3 | IC | OP | 1.1 | 0.9 | 0.9 |  | 11 | 1999 | BLQ: LFG; Y: N; N: Y; S: S |  | N | IPP Non-CHP | 2 |  | N | N | [17 empty] | N
9205 | Illinois Electricial Gen Partn | 55759 | Roxana Resource Recovery | IL | Madison | RX4 | IC | OP | 1.1 | 0.9 | 0.9 |  | 11 | 1999 | BLQ: LFG; Y: N; N: Y; S: S |  | N | IPP Non-CHP | 2 |  | N | N
9205 | Illinois Electricial Gen Partn | 55760 | Streator Energy Partners LLC | IL | La Salle | ST1 | IC | OP | 1.1 | 0.9 | 0.9 |  | 12 | 1999 | BLQ: LFG; Y: N; N: Y; S: S |  | N | IPP Non-CHP | 2 |  | N | N | [17 empty] | N
9205 | Illinois Electricial Gen Partn | 55762 | Brickyard Energy Partners LLC | IL | Vermilion | BR1 | IC | OS | 1.1 | 0.9 | 0.9 |  | 9 | 1999 | BLQ: LFG; Y: N; N: Y; S: S |  | N | IPP Non-CHP | 2 |  | N | Y | [12 empty] | Y | 8 | 2013 |  |  | N
9205 | Illinois Electricial Gen Partn | 55762 | Brickyard Energy Partners LLC | IL | Vermilion | BR2 | IC | OP | 1.1 | 0.9 | 0.9 |  | 9 | 1999 | BLQ: LFG; Y: N; N: Y; S: S |  | N | IPP Non-CHP | 2 |  | N | N | [17 empty] | N
9205 | Illinois Electricial Gen Partn | 55762 | Brickyard Energy Partners LLC | IL | Vermilion | BR3 | IC | OP | 1.1 | 0.9 | 0.9 |  | 9 | 1999 | BLQ: LFG; Y: N; N: Y; S: S |  | N | IPP Non-CHP | 2 |  | N | N | [17 empty] | N
9205 | Illinois Electricial Gen Partn | 55763 | Dixon/Lee Energy Partners LLC | IL | Lee | DX1 | IC | OP | 1.1 | 0.9 | 0.9 |  | 6 | 1999 | BLQ: LFG; Y: N; N: Y; S: S |  | N | IPP Non-CHP | 2 |  | N | N | [17 empty] | N
9205 | Illinois Electricial Gen Partn | 55763 | Dixon/Lee Energy Partners LLC | IL | Lee | DX2 | IC | OP | 1.1 | 0.9 | 0.9 |  | 6 | 1999 | BLQ: LFG; Y: N; N: Y; S: S |  | N | IPP Non-CHP | 2 |  | N | N | [17 empty] | N
9205 | Illinois Electricial Gen Partn | 55763 | Dixon/Lee Energy Partners LLC | IL | Lee | DX3 | IC | OP | 1.1 | 0.9 | 0.9 |  | 6 | 1999 | BLQ: LFG; Y: N; N: Y; S: S |  | N | IPP Non-CHP | 2 |  | N | N | [17 empty] | N
9205 | Illinois Electricial Gen Partn | 55763 | Dixon/Lee Energy Partners LLC | IL | Lee | DX4 | IC | OP | 1.1 | 0.9 | 0.9 |  | 6 | 1999 | BLQ: LFG; Y: N; N: Y; S: S |  | N | IPP Non-CHP | 2 |  | N | N | [17 empty] | N
9205 | Illinois Electricial Gen Partn | 55764 | Upper Rock Energy Partners LLC | IL | Rock Island | UR1 | IC | OP | 1.1 | 0.9 | 0.9 |  | 4 | 2000 | BLQ: LFG; Y: N; N: Y; S: S |  | N | IPP Non-CHP | 2 |  | N | N | [17 empty] | N
9205 | Illinois Electricial Gen Partn | 55764 | Upper Rock Energy Partners LLC | IL | Rock Island | UR2 | IC | OP | 1.1 | 0.9 | 0.9 |  | 4 | 2000 | BLQ: LFG; Y: N; N: Y; S: S |  | N | IPP Non-CHP | 2 |  | N | N | [17 empty] | N
9205 | Illinois Electricial Gen Partn | 55764 | Upper Rock Energy Partners LLC | IL | Rock Island | UR3 | IC | OP | 1.1 | 0.9 | 0.9 |  | 4 | 2000 | BLQ: LFG; Y: N; N: Y; S: S |  | N | IPP Non-CHP | 2 |  | N | N | [17 empty] | N
9205 | Illinois Electricial Gen Partn | 55764 | Upper Rock Energy Partners LLC | IL | Rock Island | UR4 | IC | OP | 1.1 | 0.9 | 0.9 |  | 4 | 2003 | BLQ: LFG; Y: N; N: Y; S: S |  | N | IPP Non-CHP | 2 |  | N | N | [17 empty] | N
9205 | Illinois Electricial Gen Partn | 55773 | Countyside Genco LLC | IL | Lake | CS10 | GT | OP | 3.2 | 2 | 2 |  | 7 | 2012 | BLQ: LFG; Y: N; N: Y; S: W |  | N | IPP Non-CHP | 2 |  | N | N | [17 empty] | N
9205 | Illinois Electricial Gen Partn | 55773 | Countyside Genco LLC | IL | Lake | CS7 | GT | OP | 3.2 | 2 | 2 |  | 7 | 2012 | BLQ: LFG; Y: N; N: Y; S: W |  | N | IPP Non-CHP | 2 |  | N | N | [17 empty] | N
9205 | Illinois Electricial Gen Partn | 55773 | Countyside Genco LLC | IL | Lake | CS8 | GT | OP | 3.2 | 2 | 2 |  | 7 | 2012 | BLQ: LFG; Y: N; N: Y; S: W |  | N | IPP Non-CHP | 2 |  | N | N | [17 empty] | N
9205 | Illinois Electricial Gen Partn | 55773 | Countyside Genco LLC | IL | Lake | CS9 | GT | OP | 3.2 | 2 | 2 |  | 7 | 2012 | BLQ: LFG; Y: N; N: Y; S: W |  | N | IPP Non-CHP | 2 |  | N | N | [17 empty] | N
9205 | Illinois Electricial Gen Partn | 55774 | Morris Genco LLC | IL | Grundy | MO4 | IC | OP | 1.1 | 1 | 1 |  | 2 | 2012 | BLQ: LFG; Y: N; N: Y; S: W |  | N | IPP Non-CHP | 2 |  |  | N
9205 | Illinois Electricial Gen Partn | 55774 | Morris Genco LLC | IL | Grundy | MO5 | IC | OP | 1.1 | 1 | 1 |  | 2 | 2012 | BLQ: LFG; Y: N; N: Y; S: W |  | N | IPP Non-CHP | 2 |  |  | N
9209 | Illinois Rural Electric Coop | 56376 | Pike County Wind Power | IL | PIKE | WTG1 | WT | OP | 1.7 | 1.7 | 1.7 |  | 5 | 2005 | BLQ: WND; Y: N; N: N; S: S | 1 | N | Electric Utility | 1 |  | N | N | [17 empty] | N
9210 | International Paper Co-Riegelwood | 54656 | International Paper Riegelwood Mill | NC | Columbus | NO 1 | ST | OP | 7.5 | 7.8 | 8.3 |  | 12 | 1951 | BLQ | WDS | RFO | NG | SLW |  | Y | N |  | S |  | Y | Industrial CHP | 7 | T | N | N | [17 empty] | N | [6 empty] | RFO | NG | BIT
9210 | International Paper Co-Riegelwood | 54656 | International Paper Riegelwood Mill | NC | Columbus | NO 2 | ST | OP | 10 | 8.3 | 8.7 |  | 12 | 1955 | BLQ | WDS | RFO | NG | SLW |  | Y | N |  | S |  | Y | Industrial CHP | 7 | T | N | N | [17 empty] | N | [6 empty] | RFO | NG | BIT
9210 | International Paper Co-Riegelwood | 54656 | International Paper Riegelwood Mill | NC | Columbus | NO3 | ST | OP | 44 | 44.5 | 40.7 |  | 12 | 1976 | BLQ | WDS | RFO | NG | SLW |  | Y | N |  | S |  | Y | Industrial CHP | 7 | T | N | N | [17 empty] | N | [6 empty] | RFO | NG | BIT
9216 | Imperial Irrigation District | 314 | Drop 5 | CA | Imperial | 1 | HY | OP | 2 | 1.5 | 1.8 |  | 3 | 1982 | BLQ: WAT; Y: N; N: Y; S: S |  | N | Electric Utility | 1 |  | N | N | [17 empty] | N
9216 | Imperial Irrigation District | 314 | Drop 5 | CA | Imperial | 2 | HY | OP | 2 | 1.5 | 1.8 |  | 3 | 1982 | BLQ: WAT; Y: N; N: Y; S: S |  | N | Electric Utility | 1 |  | N | N | [17 empty] | N
9216 | Imperial Irrigation District | 385 | Drop 2 | CA | Imperial | 1 | HY | OP | 5 | 4 | 5.1 |  | 12 | 1953 | BLQ: WAT; Y: N; N: Y; Y: Y; S: S |  | N | Electric Utility | 1 |  | N | N
9216 | Imperial Irrigation District | 385 | Drop 2 | CA | Imperial | 2 | HY | OP | 5 | 4 | 5.1 |  | 12 | 1953 | BLQ: WAT; Y: N; N: Y; Y: Y; S: S |  | N | Electric Utility | 1 |  | N | N
9216 | Imperial Irrigation District | 386 | Drop 3 | CA | Imperial | 1 | HY | OP | 4.8 | 4 | 4.9 |  | 2 | 1941 | BLQ: WAT; Y: N; N: Y; S: S |  | N | Electric Utility | 1 |  | N | N
9216 | Imperial Irrigation District | 386 | Drop 3 | CA | Imperial | 2 | HY | OP | 5 | 4 | 5.1 |  | 11 | 1966 | BLQ: WAT; Y: N; N: Y; S: S |  | N | Electric Utility | 1 |  | N | N
9216 | Imperial Irrigation District | 387 | Drop 4 | CA | Imperial | 1 | HY | OP | 10 | 8 | 10.2 |  | 8 | 1950 | BLQ: WAT; Y: N; N: Y; S: S |  | N | Electric Utility | 1 |  | N | N
9216 | Imperial Irrigation District | 387 | Drop 4 | CA | Imperial | 2 | HY | OP | 9.6 | 8 | 9.8 |  | 2 | 1941 | BLQ: WAT; Y: N; N: Y; S: S |  | N | Electric Utility | 1 |  | N | N
9216 | Imperial Irrigation District | 388 | Pilot Knob | CA | Imperial | 1 | HY | OP | 16.5 | 4 | 15.2 |  | 1 | 1957 | BLQ: WAT; Y: N; N: Y; S: S |  | N | Electric Utility | 1 |  | N | N
9216 | Imperial Irrigation District | 388 | Pilot Knob | CA | Imperial | 2 | HY | OP | 16.5 | 3 | 15.2 |  | 1 | 1957 | BLQ: WAT; Y: N; N: Y; S: S |  | N | Electric Utility | 1 |  | N | N
9216 | Imperial Irrigation District | 389 | El Centro | CA | Imperial | 2 | CA | OP | 34.5 | 30 | 32 |  | 8 | 1952 | BLQ: NG; Y: N; N: Y; S: S |  | N | Electric Utility | 1 |  | N | N | [17 empty] | N
9216 | Imperial Irrigation District | 389 | El Centro | CA | Imperial | 2A | CT | OP | 89.9 | 80 | 83 |  | 6 | 1993 | BLQ: NG; WDS: DFO; Y: Y; N: Y; S: S |  | N | Electric Utility | 1 |  | N | N | [17 empty] | N
9216 | Imperial Irrigation District | 389 | El Centro | CA | Imperial | 30 | CA | OP | 65.9 | 59.7 | 60.2 |  | 10 | 2012 | BLQ: NG; Y: N; N: Y; S: S |  | N | Electric Utility | 1 |  | Y | [18 empty] | N
9216 | Imperial Irrigation District | 389 | El Centro | CA | Imperial | 31 | CT | OP | 43.2 | 42.2 | 48.1 |  | 10 | 2012 | BLQ: NG; Y: N; N: Y; S: S |  | N | Electric Utility | 1 | [20 empty] | N
9216 | Imperial Irrigation District | 389 | El Centro | CA | Imperial | 32 | CT | OP | 43.2 | 42.2 | 48.1 |  | 10 | 2012 | BLQ: NG; Y: N; N: Y; S: S |  | N | Electric Utility | 1 | [20 empty] | N
9216 | Imperial Irrigation District | 389 | El Centro | CA | Imperial | 4 | ST | OP | 81.6 | 73.9 | 80 |  | 8 | 1968 | BLQ: NG; WDS: RFO; Y: Y; N: Y; S: S |  | N | Electric Utility | 1 |  | N | N | [17 empty] | N
9216 | Imperial Irrigation District | 585 | Drop 1 | CA | Imperial | 1 | HY | OP | 1.9 | 1.7 | 1.7 |  | 11 | 1984 | BLQ: WAT; Y: N; N: Y; S: S |  | N | Electric Utility | 1 |  | N | N
9216 | Imperial Irrigation District | 585 | Drop 1 | CA | Imperial | 2 | HY | OP | 1.9 | 1.7 | 1.7 |  | 11 | 1984 | BLQ: WAT; Y: N; N: Y; S: S |  | N | Electric Utility | 1 |  | N | N
9216 | Imperial Irrigation District | 585 | Drop 1 | CA | Imperial | 3 | HY | OP | 1.9 | 1.6 | 1.7 |  | 10 | 1984 | BLQ: WAT; Y: N; N: Y; S: S |  | N | Electric Utility | 1 |  | N | N
9216 | Imperial Irrigation District | 586 | East Highline | CA | Imperial | 1 | HY | OP | 2.4 | 1.1 | 2.2 |  | 9 | 1984 | BLQ: WAT; Y: N; N: Y; S: S |  | N | Electric Utility | 1 |  | N | N
9216 | Imperial Irrigation District | 6060 | Coachella | CA | Riverside | 1 | GT | OP | 23.1 | 20.1 | 20.1 |  | 6 | 1973 | BLQ: NG; WDS: DFO; Y: Y; N: Y; S: S |  | N | Electric Utility | 1 |  | N | N | [17 empty] | N
9216 | Imperial Irrigation District | 6060 | Coachella | CA | Riverside | 2 | GT | OP | 23.1 | 20 | 20 |  | 6 | 1973 | BLQ: NG; WDS: DFO; Y: Y; N: Y; S: S |  | N | Electric Utility | 1 |  | N | N | [17 empty] | N
9216 | Imperial Irrigation District | 6060 | Coachella | CA | Riverside | 3 | GT | OP | 23.1 | 20.7 | 20.7 |  | 4 | 1974 | BLQ: NG; WDS: DFO; Y: Y; N: Y; S: S |  | N | Electric Utility | 1 |  | N | N | [17 empty] | N
9216 | Imperial Irrigation District | 6060 | Coachella | CA | Riverside | 4 | GT | OP | 23.1 | 20.8 | 20.8 |  | 5 | 1976 | BLQ: NG; WDS: DFO; Y: Y; N: Y; S: S |  | N | Electric Utility | 1 |  | N | N | [17 empty] | N
9216 | Imperial Irrigation District | 7824 | Rockwood | CA | Imperial | 1 | GT | OP | 24.9 | 24.1 | 24.1 |  | 6 | 1979 | BLQ: NG; WDS: DFO; Y: Y; N: Y; S: S |  | N | Electric Utility | 1 |  | N | N | [17 empty] | N
9216 | Imperial Irrigation District | 7824 | Rockwood | CA | Imperial | 2 | GT | OP | 24.9 | 23 | 23 |  | 4 | 1980 | BLQ: DFO; Y: N; N: Y; S: S |  | N | Electric Utility | 1 |  | N | N | [17 empty] | N
9216 | Imperial Irrigation District | 56569 | Niland Gas Turbine Plant | CA | IMPERIAL | 1 | GT | OP | 60.5 | 47.5 | 48.5 |  | 6 | 2008 | BLQ: NG; Y: N; N: Y; S: S |  | N | Electric Utility | 1 |  | N | N | [12 empty] | N |  |  |  |  | N
9216 | Imperial Irrigation District | 56569 | Niland Gas Turbine Plant | CA | IMPERIAL | 2 | GT | OP | 60.5 | 47.5 | 48.5 |  | 6 | 2008 | BLQ: NG; Y: N; N: Y; S: S |  | N | Electric Utility | 1 |  | N | N | [12 empty] | N |  |  |  |  | N
9227 | Ingersall Machine Tools Inc. | 50989 | Ingersoll Milling Machine | IL | Winnebago | 0071 | GT | SB | 0.6 | 0.6 | 0.6 |  | 7 | 1988 | BLQ: NG; Y: N; N: Y; Y: Y; S: S |  | Y | Industrial CHP | 7 | T | N | N | [17 empty] | N
9227 | Ingersall Machine Tools Inc. | 50989 | Ingersoll Milling Machine | IL | Winnebago | 0072 | GT | SB | 0.6 | 0.6 | 0.6 |  | 7 | 1988 | BLQ: NG; Y: N; N: Y; Y: Y; S: S |  | Y | Industrial CHP | 7 | T | N | N | [17 empty] | N
9227 | Ingersall Machine Tools Inc. | 50989 | Ingersoll Milling Machine | IL | Winnebago | 0073 | GT | SB | 0.6 | 0.6 | 0.6 |  | 7 | 1988 | BLQ: NG; Y: N; N: Y; Y: Y; S: S |  | Y | Industrial CHP | 7 | T | N | N | [17 empty] | N
9227 | Ingersall Machine Tools Inc. | 50989 | Ingersoll Milling Machine | IL | Winnebago | 0074 | GT | SB | 0.6 | 0.6 | 0.6 |  | 7 | 1988 | BLQ: NG; Y: N; N: Y; Y: Y; S: S |  | Y | Industrial CHP | 7 | T | N | N | [17 empty] | N
9227 | Ingersall Machine Tools Inc. | 50989 | Ingersoll Milling Machine | IL | Winnebago | 0075 | GT | SB | 0.6 | 0.6 | 0.6 |  | 7 | 1988 | BLQ: NG; Y: N; N: Y; Y: Y; S: S |  | Y | Industrial CHP | 7 | T | N | N | [17 empty] | N
9227 | Ingersall Machine Tools Inc. | 50989 | Ingersoll Milling Machine | IL | Winnebago | 0076 | GT | SB | 0.8 | 0.7 | 0.7 |  | 7 | 1988 | BLQ: NG; Y: N; N: Y; Y: Y; S: S |  | N | Industrial CHP | 7 |  | N | N | [17 empty] | N
9227 | Ingersall Machine Tools Inc. | 50989 | Ingersoll Milling Machine | IL | Winnebago | 0077 | GT | SB | 0.8 | 0.7 | 0.7 |  | 7 | 1988 | BLQ: NG; Y: N; N: Y; Y: Y; S: S |  | N | Industrial CHP | 7 |  | N | N | [17 empty] | N
9230 | City of Independence - (IA) | 1149 | Independence | IA | Buchanan | 1 | IC | OP | 1 | 0.8 | 0.8 |  | 8 | 1949 | BLQ: DFO; Y: N; N: Y; S: S |  | N | Electric Utility | 1 |  | N | N | [17 empty] | N
9230 | City of Independence - (IA) | 1149 | Independence | IA | Buchanan | 1A | IC | OP | 1.8 | 1.8 | 1.8 |  | 8 | 2000 | BLQ: DFO; Y: N; N: Y; S: S |  | N | Electric Utility | 1 |  | N | N | [17 empty] | N
9230 | City of Independence - (IA) | 1149 | Independence | IA | Buchanan | 3A | IC | OP | 1.8 | 1.8 | 1.8 |  | 2 | 1996 | BLQ: DFO; Y: N; N: Y; S: S |  | N | Electric Utility | 1 |  | N | N | [17 empty] | N
9230 | City of Independence - (IA) | 1149 | Independence | IA | Buchanan | 3B | IC | OP | 1.8 | 1.8 | 1.8 |  | 2 | 1996 | BLQ: DFO; Y: N; N: Y; S: S |  | N | Electric Utility | 1 |  | N | N | [17 empty] | N
9230 | City of Independence - (IA) | 1149 | Independence | IA | Buchanan | 4A | IC | OP | 1.8 | 1.8 | 1.8 |  | 8 | 2000 | BLQ: DFO; Y: N; N: Y; S: S |  | N | Electric Utility | 1 |  | N | N | [17 empty] | N
9230 | City of Independence - (IA) | 1149 | Independence | IA | Buchanan | 4B | IC | OP | 1.8 | 1.8 | 1.8 |  | 8 | 2000 | BLQ: DFO; Y: N; N: Y; S: S |  | N | Electric Utility | 1 |  | N | N | [17 empty] | N
9230 | City of Independence - (IA) | 1149 | Independence | IA | Buchanan | 5 | IC | OP | 2.5 | 2.3 | 2.3 |  | 8 | 1957 | BLQ: DFO; Y: N; N: Y; S: S |  | N | Electric Utility | 1 |  | N | N | [17 empty] | N
9230 | City of Independence - (IA) | 1149 | Independence | IA | Buchanan | 6 | IC | OP | 3.2 | 2.8 | 2.8 |  | 8 | 1964 | BLQ: DFO; Y: N; N: Y; S: S |  | N | Electric Utility | 1 |  | N | N | [17 empty] | N
9230 | City of Independence - (IA) | 1149 | Independence | IA | Buchanan | 7 | IC | OP | 6.2 | 5.8 | 5.8 |  | 8 | 1973 | BLQ: DFO; Y: N; N: Y; S: S |  | N | Electric Utility | 1 |  | N | N | [17 empty] | N
9231 | City of Independence - (MO) | 2132 | Blue Valley | MO | Jackson | 2 | ST | OP | 25 | 21 | 21 |  | 5 | 1958 | BIT | NG | DFO |  |  |  | Y | Y |  | S |  | N | Electric Utility | 1 |  | N | N | [17 empty] | N | Y
9231 | City of Independence - (MO) | 2132 | Blue Valley | MO | Jackson | 3 | ST | OP | 65 | 51 | 51 |  | 8 | 1965 | BIT | NG | DFO |  |  |  | Y | Y |  | S |  | N | Electric Utility | 1 |  | N | N | [17 empty] | N | Y
9231 | City of Independence - (MO) | 2132 | Blue Valley | MO | Jackson | GT1 | GT | OS | 61 | 50 | 50 |  | 5 | 1976 | BLQ: NG; WDS: DFO; Y: Y; N: Y; S: S |  | N | Electric Utility | 1 |  | N | N | [17 empty] | N
9231 | City of Independence - (MO) | 2132 | Blue Valley | MO | Jackson | ST1 | ST | OP | 25 | 21 | 21 |  | 4 | 1958 | BIT | NG | DFO |  |  |  | Y | Y |  | S |  | N | Electric Utility | 1 |  | N | N | [17 empty] | N | Y
9231 | City of Independence - (MO) | 2134 | Jackson Square | MO | Jackson | 1 | GT | OP | 18 | 15 | 15 |  | 6 | 1969 | BLQ: DFO; Y: N; N: Y; S: S |  | N | Electric Utility | 1 |  | N | N | [17 empty] | N
9231 | City of Independence - (MO) | 2134 | Jackson Square | MO | Jackson | 2 | GT | OP | 18 | 15 | 15 |  | 6 | 1969 | BLQ: DFO; Y: N; N: Y; S: S |  | N | Electric Utility | 1 |  | N | N | [17 empty] | N
9231 | City of Independence - (MO) | 2135 | Station H | MO | Jackson | 1 | GT | OP | 19 | 19 | 19 |  | 6 | 1972 | BLQ: NG; WDS: DFO; Y: Y; N: Y; S: S |  | N | Electric Utility | 1 |  | N | N | [17 empty] | N
9231 | City of Independence - (MO) | 2135 | Station H | MO | Jackson | 2 | GT | OP | 24 | 20 | 20 |  | 6 | 1974 | BLQ: NG; WDS: DFO; Y: Y; N: Y; S: S |  | N | Electric Utility | 1 |  | N | N | [17 empty] | N
9231 | City of Independence - (MO) | 2136 | Station I | MO | Jackson | 1 | GT | OP | 19 | 19 | 19 |  | 6 | 1972 | BLQ: DFO; Y: N; N: Y; S: S |  | N | Electric Utility | 1 |  | N | N | [17 empty] | N
9231 | City of Independence - (MO) | 2136 | Station I | MO | Jackson | 2 | GT | OP | 19 | 19 | 19 |  | 6 | 1972 | BLQ: DFO; Y: N; N: Y; S: S |  | N | Electric Utility | 1 |  | N | N | [17 empty] | N
9231 | City of Independence - (MO) | 2171 | Missouri City | MO | Clay | 1 | ST | OP | 23 | 19 | 19 |  | 6 | 1954 | BLQ: BIT; WDS: DFO; Y: N; N: Y; S: S |  | N | Electric Utility | 1 |  | N | N | [17 empty] | N | Y | [5 empty] | DFO
9231 | City of Independence - (MO) | 2171 | Missouri City | MO | Clay | 2 | ST | OP | 23 | 19 | 19 |  | 6 | 1954 | BLQ: BIT; WDS: DFO; Y: N; N: Y; S: S |  | N | Electric Utility | 1 |  | N | N | [17 empty] | N | Y | [5 empty] | DFO
9234 | Indiana Municipal Power Agency | 7335 | Richmond | IN | Wayne | RCT1 | GT | OP | 41.4 | 34 | 42 |  | 5 | 1992 | BLQ: NG; WDS: DFO; Y: Y; N: Y; S: S |  | N | Electric Utility | 1 |  | N | N | [17 empty] | N
9234 | Indiana Municipal Power Agency | 7335 | Richmond | IN | Wayne | RCT2 | GT | OP | 41.4 | 34 | 42 |  | 5 | 1992 | BLQ: NG; WDS: DFO; Y: Y; N: Y; S: S |  | N | Electric Utility | 1 |  | N | N | [17 empty] | N
9234 | Indiana Municipal Power Agency | 7336 | Anderson | IN | Madison | ACT1 | GT | OP | 41.4 | 34 | 42 |  | 6 | 1992 | BLQ: NG; WDS: DFO; Y: Y; N: Y; S: S |  | N | Electric Utility | 1 |  | N | N | [17 empty] | N
9234 | Indiana Municipal Power Agency | 7336 | Anderson | IN | Madison | ACT2 | GT | OP | 41.4 | 34 | 42 |  | 6 | 1992 | BLQ: NG; WDS: DFO; Y: Y; N: Y; S: S |  | N | Electric Utility | 1 |  | N | N | [17 empty] | N
9234 | Indiana Municipal Power Agency | 7336 | Anderson | IN | Madison | ACT3 | GT | OP | 85.9 | 72 | 90 |  | 6 | 2004 | BLQ: NG; WDS: DFO; Y: Y; N: Y; S: S |  | N | Electric Utility | 1 |  | N | N | [17 empty] | N
9243 | Indeck-Yerkes Ltd Partnership | 50451 | Indeck Yerkes Energy Center | NY | Erie | GEN1 | CT | OP | 40.6 | 34.6 | 40.4 |  | 12 | 1989 | NG | DFO |  |  |  |  | Y | Y | N | S |  | Y | IPP CHP | 3 | T | N | N | [17 empty] | N
9243 | Indeck-Yerkes Ltd Partnership | 50451 | Indeck Yerkes Energy Center | NY | Erie | GEN2 | CA | OP | 19.3 | 16.1 | 15.5 |  | 12 | 1989 | BLQ: NG; Y: N; N: Y; Y: N; S: S |  | Y | IPP CHP | 3 | T | Y | N | [17 empty] | N
9244 | Indeck-Oswego Ltd Partnership | 50450 | Indeck Oswego Energy Center | NY | Oswego | GEN1 | CT | OP | 41.2 | 34.1 | 42.3 |  | 6 | 1990 | NG | DFO |  |  |  |  | Y | Y | N | S |  | Y | IPP CHP | 3 | T | N | N | [17 empty] | N
9244 | Indeck-Oswego Ltd Partnership | 50450 | Indeck Oswego Energy Center | NY | Oswego | GEN2 | CA | OP | 16.2 | 16.2 | 16.2 |  | 6 | 1990 | BLQ: NG; Y: N; N: Y; Y: N; S: S |  | Y | IPP CHP | 3 | T | Y | N | [17 empty] | N
9245 | Indeck-Energy Serv Silver Spg | 50449 | Indeck Silver Springs Energy Center | NY | Wyoming | GEN1 | CT | OP | 39.4 | 33.2 | 44.9 | G722 | 5 | 1991 | NG | DFO |  |  |  |  | Y | Y | N | S |  | Y | IPP CHP | 3 | T | N | N | [12 empty] | N |  |  |  |  | N
9245 | Indeck-Energy Serv Silver Spg | 50449 | Indeck Silver Springs Energy Center | NY | Wyoming | GEN2 | CA | OP | 17.2 | 17.2 | 17.2 | G722 | 5 | 1991 | BLQ: NG; Y: N; N: Y; Y: N; S: S |  | Y | IPP CHP | 3 | T | Y | N | [12 empty] | N |  |  |  |  | N
9261 | Indeck-Olean Ltd Partnership | 54076 | Indeck Olean Energy Center | NY | Cattaraugus | GEN1 | CT | OP | 46 | 31.7 | 38 | G721 | 1 | 1994 | BLQ: NG; WDS: DFO; Y: Y; N: Y; S: S |  | Y | IPP CHP | 3 | T | N | N | [17 empty] | N
9261 | Indeck-Olean Ltd Partnership | 54076 | Indeck Olean Energy Center | NY | Cattaraugus | GEN2 | CA | OP | 44.6 | 44.6 | 44.6 | G721 | 1 | 1994 | BLQ: NG; Y: N; N: Y; S: S |  | Y | IPP CHP | 3 | T | Y | N | [17 empty] | N
9262 | Indeck Operations Inc | 55238 | NRG Rockford I | IL | Winnebago | 0001 | GT | OP | 158 | 149.8 | 149.8 |  | 6 | 2000 | BLQ: NG; Y: N; N: Y; S: W |  | N | IPP Non-CHP | 2 |  | N | N | [17 empty] | N
9262 | Indeck Operations Inc | 55238 | NRG Rockford I | IL | Winnebago | 0002 | GT | OP | 158 | 151.3 | 151.3 |  | 6 | 2000 | BLQ: NG; Y: N; N: Y; S: W |  | N | IPP Non-CHP | 2 |  | N | N | [17 empty] | N
9262 | Indeck Operations Inc | 55936 | NRG Rockford II Energy Center | IL | Winnebago | GT3 | GT | OP | 168 | 155.8 | 155.8 |  | 6 | 2002 | BLQ: NG; Y: N; N: Y; S: W |  | N | IPP Non-CHP | 2 |  | N | N | [17 empty] | N
9263 | Indeck-Corinth Ltd Partnership | 50458 | Indeck Corinth Energy Center | NY | Saratoga | GEN1 | CT | OP | 92 | 76 | 90.4 | G723 | 2 | 1995 | NG | KER | DFO |  |  |  | Y | Y |  | S |  | Y | IPP CHP | 3 | T | N | N | [17 empty] | N
9263 | Indeck-Corinth Ltd Partnership | 50458 | Indeck Corinth Energy Center | NY | Saratoga | GEN2 | CA | OP | 55 | 53.8 | 43.8 | G723 | 3 | 1995 | BLQ: NG; Y: N; N: Y; S: S |  | Y | IPP CHP | 3 | T | Y | N | [17 empty] | N
9267 | Hoosier Energy R E C, Inc | 1043 | Frank E Ratts | IN | Pike | 1 | ST | OP | 116.6 | 117 | 122 |  | 4 | 1970 | BLQ: BIT; WDS: DFO; Y: N; N: Y; S: S |  | N | Electric Utility | 1 |  | N | N | [17 empty] | N | Y |  | Y |  |  |  | DFO
9267 | Hoosier Energy R E C, Inc | 1043 | Frank E Ratts | IN | Pike | 2 | ST | OP | 116.6 | 120 | 122 |  | 4 | 1970 | BLQ: BIT; WDS: DFO; Y: N; N: Y; S: S |  | N | Electric Utility | 1 |  | N | N | [17 empty] | N | Y |  | Y |  |  |  | DFO
9267 | Hoosier Energy R E C, Inc | 6213 | Merom | IN | Sullivan | 1 | ST | OP | 540 | 490 | 504 |  | 9 | 1983 | BLQ: BIT; WDS: DFO; Y: N; N: Y; S: S |  | N | Electric Utility | 1 |  | N | Y |  |  |  |  | 8 | 8 | 5 | 2013 | [9 empty] | N | Y |  | Y |  |  |  | DFO
9267 | Hoosier Energy R E C, Inc | 6213 | Merom | IN | Sullivan | 2 | ST | OP | 540 | 485 | 503 |  | 2 | 1982 | BLQ: BIT; WDS: DFO; Y: N; N: Y; S: S |  | N | Electric Utility | 1 |  | N | N | [17 empty] | N | Y |  | Y |  |  |  | DFO
9267 | Hoosier Energy R E C, Inc | 7948 | Lawrence County Station | IN | Lawrence | 1 | GT | OP | 67 | 41.7 | 50 |  | 5 | 2005 | BLQ: NG; Y: N; N: Y; S: S |  | N | Electric Utility | 1 |  | N | N | [17 empty] | N
9267 | Hoosier Energy R E C, Inc | 7948 | Lawrence County Station | IN | Lawrence | 2 | GT | OP | 67 | 42.1 | 50 |  | 5 | 2005 | BLQ: NG; Y: N; N: Y; S: S |  | N | Electric Utility | 1 |  | N | N | [17 empty] | N
9267 | Hoosier Energy R E C, Inc | 7948 | Lawrence County Station | IN | Lawrence | 3 | GT | OP | 67 | 41.7 | 50 |  | 5 | 2005 | BLQ: NG; Y: N; N: Y; S: S |  | N | Electric Utility | 1 |  | N | N | [17 empty] | N
9267 | Hoosier Energy R E C, Inc | 7948 | Lawrence County Station | IN | Lawrence | 4 | GT | OP | 67 | 40 | 50 |  | 5 | 2005 | BLQ: NG; Y: N; N: Y; S: S |  | N | Electric Utility | 1 |  | N | N | [17 empty] | N
9267 | Hoosier Energy R E C, Inc | 7948 | Lawrence County Station | IN | Lawrence | 5 | GT | OP | 67 | 42.9 | 50 |  | 5 | 2005 | BLQ: NG; Y: N; N: Y; S: W |  | N | Electric Utility | 1 |  | N | N | [17 empty] | N
9267 | Hoosier Energy R E C, Inc | 7948 | Lawrence County Station | IN | Lawrence | 6 | GT | OP | 67 | 43.1 | 50 |  | 5 | 2005 | BLQ: NG; Y: N; N: Y; S: W |  | N | Electric Utility | 1 |  | N | N | [17 empty] | N
9267 | Hoosier Energy R E C, Inc | 55054 | Livingston Generating Facility | IL | Livingston | 1 | GT | OS | 5 | 4.2 | 5 |  | 12 | 1999 | BLQ: LFG; Y: N; N: Y; S: S |  | N | Electric Utility | 1 |  |  | N
9267 | Hoosier Energy R E C, Inc | 55054 | Livingston Generating Facility | IL | Livingston | 3 | GT | OS | 5 | 4.2 | 5 |  | 12 | 1999 | BLQ: LFG; Y: N; N: Y; S: S |  | N | Electric Utility | 1 |  |  | N
9267 | Hoosier Energy R E C, Inc | 55054 | Livingston Generating Facility | IL | Livingston | GEN2 | GT | OS | 5 | 4.2 | 5 |  | 1 | 2000 | BLQ: LFG; Y: N; N: Y; S: S |  | N | Electric Utility | 1 |  |  | N
9267 | Hoosier Energy R E C, Inc | 55148 | Worthington Generation LLC | IN | Greene | 1 | GT | OP | 60.5 | 41.1 | 50 |  | 6 | 2000 | BLQ: NG; Y: N; N: Y; S: S |  | N | Electric Utility | 1 |  | N | N | [17 empty] | N
9267 | Hoosier Energy R E C, Inc | 55148 | Worthington Generation LLC | IN | Greene | 2 | GT | OP | 60.5 | 41.5 | 50 |  | 6 | 2000 | BLQ: NG; Y: N; N: Y; S: S |  | N | Electric Utility | 1 |  | N | N | [17 empty] | N
9267 | Hoosier Energy R E C, Inc | 55148 | Worthington Generation LLC | IN | Greene | 3 | GT | OP | 60.5 | 40.9 | 50 |  | 6 | 2000 | BLQ: NG; Y: N; N: Y; S: S |  | N | Electric Utility | 1 |  | N | N | [17 empty] | N
9267 | Hoosier Energy R E C, Inc | 55148 | Worthington Generation LLC | IN | Greene | 4 | GT | OP | 60.5 | 40.6 | 50 |  | 6 | 2000 | BLQ: NG; Y: N; N: Y; S: S |  | N | Electric Utility | 1 |  | N | N | [17 empty] | N
9267 | Hoosier Energy R E C, Inc | 56539 | Clark-Floyd Landfill Gas Generating | IN | Clark | ICG1 | IC | OP | 1.1 | 1.1 | 1.1 |  | 10 | 2007 | BLQ: LFG; Y: N; N: Y; S: S |  | N | Electric Utility | 1 |  | N | N
9267 | Hoosier Energy R E C, Inc | 56539 | Clark-Floyd Landfill Gas Generating | IN | Clark | ICG2 | IC | OP | 1.1 | 1.1 | 1.1 |  | 10 | 2007 | BLQ: LFG; Y: N; N: Y; S: S |  | N | Electric Utility | 1 |  | N | N
9267 | Hoosier Energy R E C, Inc | 56539 | Clark-Floyd Landfill Gas Generating | IN | Clark | ICG3 | IC | OP | 1.4 | 1.4 | 1.4 |  | 6 | 2009 | BLQ: LFG; Y: N; N: Y; S: S |  | N | Electric Utility | 1 |  | N | N | [17 empty] | N
9269 | Indiana-Kentucky Electric Corp | 983 | Clifty Creek | IN | Jefferson | 1 | ST | OP | 217.3 | 200.5 | 204.7 |  | 2 | 1955 | BLQ: SUB; WDS: BIT; Y: Y; N: Y; S: S |  | N | Electric Utility | 1 |  | N | Y |  |  |  |  | 5 | 5 | 3 | 2013 |  |  |  |  | N |  |  |  |  | N | Y |  | Y |  |  |  | DFO
9269 | Indiana-Kentucky Electric Corp | 983 | Clifty Creek | IN | Jefferson | 2 | ST | OP | 217.3 | 200.5 | 204.7 |  | 5 | 1955 | BLQ: SUB; WDS: BIT; Y: Y; N: Y; S: S |  | N | Electric Utility | 1 |  | N | Y |  |  |  |  | 5 | 5 | 3 | 2013 |  |  |  |  | N |  |  |  |  | N | Y |  | Y |  |  |  | DFO
9269 | Indiana-Kentucky Electric Corp | 983 | Clifty Creek | IN | Jefferson | 3 | ST | OP | 217.3 | 200.5 | 204.7 |  | 7 | 1955 | BLQ: SUB; WDS: BIT; Y: Y; N: Y; S: S |  | N | Electric Utility | 1 |  | N | Y |  |  |  |  | 5 | 5 | 3 | 2013 |  |  |  |  | N |  |  |  |  | N | Y |  | Y |  |  |  | DFO
9269 | Indiana-Kentucky Electric Corp | 983 | Clifty Creek | IN | Jefferson | 4 | ST | OP | 217.3 | 200.5 | 204.7 |  | 10 | 1955 | BLQ: SUB; WDS: BIT; Y: Y; N: Y; S: S |  | N | Electric Utility | 1 |  | N | Y |  |  |  |  | 5 | 5 | 5 | 2013 |  |  |  |  | N |  |  |  |  | N | Y |  | Y |  |  |  | DFO
9269 | Indiana-Kentucky Electric Corp | 983 | Clifty Creek | IN | Jefferson | 5 | ST | OP | 217.3 | 200.5 | 204.7 |  | 11 | 1955 | BLQ: SUB; WDS: BIT; Y: Y; N: Y; S: S |  | N | Electric Utility | 1 |  | N | Y |  |  |  |  | 5 | 5 | 5 | 2013 |  |  |  |  | N |  |  |  |  | N | Y |  | Y |  |  |  | DFO
9269 | Indiana-Kentucky Electric Corp | 983 | Clifty Creek | IN | Jefferson | 6 | ST | OP | 217.3 | 200.5 | 204.7 |  | 3 | 1956 | BLQ: SUB; WDS: BIT; Y: Y; N: Y; S: S |  | N | Electric Utility | 1 |  | N | Y |  |  |  |  | 5 | 5 | 5 | 2013 |  |  |  |  | N |  |  |  |  | N | Y |  | Y |  |  |  | DFO
9273 | Indianapolis Power & Light Co | 990 | Harding Street | IN | Marion | 3 | ST | OP | 43.8 | 35 | 40 |  | 9 | 1941 | BLQ: DFO; Y: N; N: Y; S: S |  | N | Electric Utility | 1 |  | N | N | [17 empty] | N | N |  | N |  |  |  | DFO
9273 | Indianapolis Power & Light Co | 990 | Harding Street | IN | Marion | 4 | ST | OP | 43.8 | 35 | 40 |  | 6 | 1947 | BLQ: DFO; Y: N; N: Y; S: S |  | N | Electric Utility | 1 |  | N | N | [17 empty] | N |  |  | N |  |  |  | DFO
9273 | Indianapolis Power & Light Co | 990 | Harding Street | IN | Marion | 5 | ST | OP | 113.5 | 106 | 109 |  | 6 | 1958 | BLQ: BIT; WDS: DFO; Y: N; N: Y; S: S |  | N | Electric Utility | 1 |  | N | N | [17 empty] | N | Y |  | Y |  |  |  | DFO
9273 | Indianapolis Power & Light Co | 990 | Harding Street | IN | Marion | 6 | ST | OP | 113.6 | 106 | 109 |  | 5 | 1961 | BLQ: BIT; WDS: DFO; Y: N; N: Y; S: S |  | N | Electric Utility | 1 |  | N | N | [18 empty] | Y |  | Y |  |  |  | DFO
9273 | Indianapolis Power & Light Co | 990 | Harding Street | IN | Marion | 7 | ST | OP | 470.9 | 435 | 435 |  | 7 | 1973 | BLQ: BIT; WDS: DFO; Y: N; N: Y; S: S |  | N | Electric Utility | 1 |  | N | N | [18 empty] | Y |  | Y |  |  |  | DFO
9273 | Indianapolis Power & Light Co | 990 | Harding Street | IN | Marion | GT1 | GT | OP | 21.4 | 20 | 25 |  | 5 | 1973 | BLQ: DFO; Y: N; N: Y; S: S |  | N | Electric Utility | 1 |  | N | N
9273 | Indianapolis Power & Light Co | 990 | Harding Street | IN | Marion | GT2 | GT | OP | 21.4 | 20 | 25 |  | 5 | 1973 | BLQ: DFO; Y: N; N: Y; S: S |  | N | Electric Utility | 1 |  | N | N
9273 | Indianapolis Power & Light Co | 990 | Harding Street | IN | Marion | GT3 | GT | OP | 21.4 | 20 | 25 |  | 5 | 1973 | BLQ: DFO; Y: N; N: Y; S: S |  | N | Electric Utility | 1 |  | N | N
9273 | Indianapolis Power & Light Co | 990 | Harding Street | IN | Marion | GT4 | GT | OP | 80 | 82 | 100 |  | 4 | 1994 | BLQ: NG; WDS: DFO; Y: Y; N: Y; S: S |  | N | Electric Utility | 1 |  | N | N
9273 | Indianapolis Power & Light Co | 990 | Harding Street | IN | Marion | GT5 | GT | OP | 80 | 82 | 102 |  | 1 | 1995 | BLQ: NG; WDS: DFO; Y: Y; N: Y; S: S |  | N | Electric Utility | 1 |  | N | N
9273 | Indianapolis Power & Light Co | 990 | Harding Street | IN | Marion | GT6 | GT | OP | 185 | 158 | 183 |  | 5 | 2002 | BLQ: NG; Y: N; N: Y; S: S |  | N | Electric Utility | 1 |  | N | N
9273 | Indianapolis Power & Light Co | 990 | Harding Street | IN | Marion | IC1 | IC | OP | 2.7 | 3 | 3 |  | 4 | 1967 | BLQ: DFO; Y: N; N: Y; S: S |  | N | Electric Utility | 1 |  | N | N
9273 | Indianapolis Power & Light Co | 991 | Eagle Valley | IN | Morgan | 2 | ST | OP | 46 | 39 | 39 |  | 5 | 1950 | BLQ: DFO; Y: N; N: Y; S: S |  | N | Electric Utility | 1 |  | N | N | [15 empty] | 5 | 2016 | N | [6 empty] | DFO
9273 | Indianapolis Power & Light Co | 991 | Eagle Valley | IN | Morgan | 3 | ST | OP | 50 | 40 | 40 |  | 12 | 1951 | BLQ: BIT; Y: N; N: Y; S: S |  | N | Electric Utility | 1 |  | N | N | [15 empty] | 5 | 2016 | N | Y |  | Y |  |  |  | DFO
9273 | Indianapolis Power & Light Co | 991 | Eagle Valley | IN | Morgan | 4 | ST | OP | 69 | 56 | 57 |  | 1 | 1953 | BLQ: BIT; Y: N; N: Y; S: S |  | N | Electric Utility | 1 |  | N | N | [15 empty] | 5 | 2016 | N | Y |  | Y |  |  |  | DFO
9273 | Indianapolis Power & Light Co | 991 | Eagle Valley | IN | Morgan | 5 | ST | OP | 69 | 62 | 63 |  | 12 | 1953 | BLQ: BIT; Y: N; N: Y; S: S |  | N | Electric Utility | 1 |  | N | N | [15 empty] | 5 | 2016 | N | Y |  | Y |  |  |  | DFO
9273 | Indianapolis Power & Light Co | 991 | Eagle Valley | IN | Morgan | 6 | ST | OP | 113.6 | 99 | 100 |  | 10 | 1956 | BLQ: BIT; Y: N; N: Y; S: S |  | N | Electric Utility | 1 |  | N | N | [15 empty] | 5 | 2016 | N | Y |  | Y |  |  |  | DFO
9273 | Indianapolis Power & Light Co | 991 | Eagle Valley | IN | Morgan | IC1 | IC | OP | 2.7 | 3 | 3 |  | 4 | 1967 | BLQ: DFO; Y: N; N: Y; S: S |  | N | Electric Utility | 1 |  | N | N | [15 empty] | 5 | 2016 | N
9273 | Indianapolis Power & Light Co | 991 | Eagle Valley | IN | Morgan | ST1 | ST | OP | 46 | 39 | 39 |  | 3 | 1949 | BLQ: DFO; Y: N; N: Y; S: S |  | N | Electric Utility | 1 |  | N | N | [15 empty] | 5 | 2016 | N | [6 empty] | DFO
9273 | Indianapolis Power & Light Co | 994 | AES Petersburg | IN | Pike | 4 | ST | OP | 670.9 | 529.6 | 534.6 |  | 4 | 1986 | BLQ: BIT; Y: N; N: Y; S: S |  | N | Electric Utility | 1 |  | N | N | [17 empty] | N | Y |  | Y |  |  |  | DFO
9273 | Indianapolis Power & Light Co | 994 | AES Petersburg | IN | Pike | IC1 | IC | OP | 2.7 | 3 | 3 |  | 8 | 1967 | BLQ: DFO; Y: N; N: Y; S: S |  | N | Electric Utility | 1 |  | N | N | [17 empty] | N
9273 | Indianapolis Power & Light Co | 994 | AES Petersburg | IN | Pike | IC2 | IC | OP | 2.7 | 3 | 3 |  | 8 | 1967 | BLQ: DFO; Y: N; N: Y; S: S |  | N | Electric Utility | 1 |  | N | N | [17 empty] | N
9273 | Indianapolis Power & Light Co | 994 | AES Petersburg | IN | Pike | IC3 | IC | OP | 2.7 | 2 | 2 |  | 8 | 1967 | BLQ: DFO; Y: N; N: Y; S: S |  | N | Electric Utility | 1 |  | N | N | [17 empty] | N
9273 | Indianapolis Power & Light Co | 994 | AES Petersburg | IN | Pike | ST1 | ST | OP | 281.6 | 222.5 | 225.1 |  | 6 | 1967 | BLQ: BIT; Y: N; N: Y; S: S |  | N | Electric Utility | 1 |  | N | N | [17 empty] | N | Y |  | Y |  |  |  | DFO
9273 | Indianapolis Power & Light Co | 994 | AES Petersburg | IN | Pike | ST2 | ST | OP | 523.3 | 421.8 | 432.2 |  | 12 | 1969 | BLQ: BIT; Y: N; N: Y; S: S |  | N | Electric Utility | 1 |  | N | N | [17 empty] | N | Y |  | Y |  |  |  | DFO
9273 | Indianapolis Power & Light Co | 994 | AES Petersburg | IN | Pike | ST3 | ST | OP | 670.9 | 527.6 | 540.3 |  | 11 | 1977 | BLQ: BIT; Y: N; N: Y; S: S |  | N | Electric Utility | 1 |  | N | N | [17 empty] | N | Y |  | Y |  |  |  | DFO
9273 | Indianapolis Power & Light Co | 7759 | Georgetown | IN | Marion | GT1 | GT | OP | 85.3 | 79 | 100 |  | 6 | 2000 | BLQ: NG; Y: N; N: Y; S: S |  | N | Electric Utility | 1 |  | N | N | [17 empty] | N
9273 | Indianapolis Power & Light Co | 7759 | Georgetown | IN | Marion | GT2 | GT | OP | 73.5 | 72 | 90 |  | 6 | 2000 | BLQ: NG; Y: N; N: Y; S: W |  | N | Electric Utility | 1 |  | N | N | [17 empty] | N
9273 | Indianapolis Power & Light Co | 7759 | Georgetown | IN | Marion | GT3 | GT | OP | 73.5 | 72 | 90 |  | 6 | 2000 | BLQ: NG; Y: N; N: Y; S: W |  | N | Electric Utility | 1 |  | N | N | [17 empty] | N
9273 | Indianapolis Power & Light Co | 7759 | Georgetown | IN | Marion | GT4 | GT | OP | 73.5 | 72 | 90 |  | 5 | 2001 | BLQ: NG; Y: N; N: Y; S: S |  | N | Electric Utility | 1 |  | N | N | [17 empty] | N
9275 | Indianola Municipal Utilities | 1150 | Indianola | IA | Warren | 1 | IC | OP | 0.8 | 0.6 | 0.6 |  | 1 | 1946 | DFO | NG |  |  |  |  | Y | Y | Y | S |  | N | Electric Utility | 1 |  | N | N | [17 empty] | N | [5 empty] | N
9275 | Indianola Municipal Utilities | 1150 | Indianola | IA | Warren | 2 | IC | OP | 1.4 | 1.3 | 1.3 |  | 1 | 1949 | DFO | NG |  |  |  |  | Y | Y | Y | S |  | N | Electric Utility | 1 |  | N | N | [17 empty] | N
9275 | Indianola Municipal Utilities | 1150 | Indianola | IA | Warren | 4 | IC | OP | 1.5 | 1.3 | 1.3 |  | 1 | 1961 | DFO | NG |  |  |  |  | Y | Y | Y | S |  | N | Electric Utility | 1 |  | N | N | [17 empty] | N
9275 | Indianola Municipal Utilities | 1150 | Indianola | IA | Warren | 5 | IC | OP | 4 | 4 | 4 |  | 1 | 1966 | DFO | NG |  |  |  |  | Y | Y | Y | S |  | N | Electric Utility | 1 |  | N | N | [17 empty] | N
9275 | Indianola Municipal Utilities | 1150 | Indianola | IA | Warren | 6 | IC | OP | 5.1 | 5 | 5 |  | 1 | 1970 | DFO | NG |  |  |  |  | Y | Y | Y | S |  | N | Electric Utility | 1 |  | N | N | [17 empty] | N
9275 | Indianola Municipal Utilities | 1150 | Indianola | IA | Warren | 7 | GT | OP | 20.6 | 19.4 | 23 |  | 1 | 1977 | BLQ: DFO; Y: N; N: Y; S: S |  | N | Electric Utility | 1 |  | N | N | [17 empty] | N
9275 | Indianola Municipal Utilities | 1150 | Indianola | IA | Warren | 8 | GT | OP | 20.3 | 22.8 | 24 |  | 1 | 2000 | BLQ: DFO; Y: N; N: Y; S: S |  | N | Electric Utility | 1 |  | N | N | [17 empty] | N
9286 | Illinois Municipal Elec Agency | 56116 | IMEA Flora | IL | Clay | 10 | IC | OP | 1.8 | 1.8 | 1.8 |  | 12 | 2000 | BLQ: DFO; Y: N; N: N; S: S |  | N | Electric Utility | 1 |  | N | N | [17 empty] | N
9286 | Illinois Municipal Elec Agency | 56116 | IMEA Flora | IL | Clay | 6 | IC | OP | 1.8 | 1.8 | 1.8 |  | 12 | 2000 | BLQ: DFO; Y: N; N: N; S: S |  | N | Electric Utility | 1 |  | N | N | [17 empty] | N
9286 | Illinois Municipal Elec Agency | 56116 | IMEA Flora | IL | Clay | 7 | IC | OP | 1.8 | 1.8 | 1.8 |  | 12 | 2000 | BLQ: DFO; Y: N; N: N; S: S |  | N | Electric Utility | 1 |  | N | N | [17 empty] | N
9286 | Illinois Municipal Elec Agency | 56116 | IMEA Flora | IL | Clay | 8 | IC | OP | 1.8 | 1.8 | 1.8 |  | 12 | 2000 | BLQ: DFO; Y: N; N: N; S: S |  | N | Electric Utility | 1 |  | N | N | [17 empty] | N
9286 | Illinois Municipal Elec Agency | 56116 | IMEA Flora | IL | Clay | 9 | IC | OP | 1.8 | 1.8 | 1.8 |  | 12 | 2000 | BLQ: DFO; Y: N; N: N; S: S |  | N | Electric Utility | 1 |  | N | N | [17 empty] | N
9297 | IPT SRI Cogeneration Inc | 50537 | SRI International Cogen Project | CA | SAN MATEO | GEN1 | GT | OP | 6 | 5.6 | 5.6 |  | 4 | 1987 | BLQ: NG; Y: N; N: Y; S: W |  | Y | Commercial CHP | 5 | B | N | N | [17 empty] | N
9303 | Verso Bucksport LLC | 50243 | Verso Paper | ME | Hancock | GEN2 | ST | OP | 15.6 | 21 | 21 |  | 7 | 1965 | NG | WDS | BIT | RFO | SLW | TDF | Y | N |  | S |  | Y | Industrial CHP | 7 | T |  | N | [17 empty] | N | [6 empty] | NG
9303 | Verso Bucksport LLC | 50243 | Verso Paper | ME | Hancock | GEN3 | ST | OP | 72 | 72 | 72 |  | 7 | 1988 | NG | WDS | BIT | RFO | SLW | TDF | Y | Y |  | S |  | Y | Industrial CHP | 7 | T |  | N | [17 empty] | N | [6 empty] | NG
9303 | Verso Bucksport LLC | 50243 | Verso Paper | ME | Hancock | GEN4 | GT | OP | 186.8 | 156.8 | 183.1 |  | 1 | 2001 | NG NG NG: NG; NG WDS WDS: DFO; N Y Y: Y; Y N Y: Y |  | J |  | Y | Industrial CHP | 7 | T |  | N | [17 empty] | N
9303 | Verso Bucksport LLC | 50243 | Verso Paper | ME | Hancock | GEN5 | ST | OP | 24 | 24 | 24 |  | 11 | 2012 | NG | RFO | RFO | SLW | TDF |  | Y | Y |  | S |  | Y | Industrial CHP | 7 | T | [19 empty] | N
9312 | IPC-Mansfield Mill | 54091 | Mansfield Mill | LA | De Soto | GEN1 | ST | OP | 40 | 24.6 | 23 |  | 10 | 1981 | BLQ | WDS | NG | TDF | WO | BIT | Y | N |  | S |  | Y | Industrial CHP | 7 | T | N | N | [17 empty] | N
9312 | IPC-Mansfield Mill | 54091 | Mansfield Mill | LA | De Soto | GEN2 | ST | OP | 40 | 25.6 | 27.1 |  | 12 | 1981 | BLQ | WDS | NG | TDF | WO | BIT | Y | N |  | S |  | Y | Industrial CHP | 7 | T | N | N | [17 empty] | N
9312 | IPC-Mansfield Mill | 54091 | Mansfield Mill | LA | De Soto | GEN3 | ST | OP | 30 | 22.1 | 22.2 |  | 12 | 1981 | BLQ | WDS | NG | TDF | WO | BIT | Y | N |  | S |  | Y | Industrial CHP | 7 | T | N | N | [17 empty] | N
9312 | IPC-Mansfield Mill | 54091 | Mansfield Mill | LA | De Soto | GEN4 | GT | OP | 25 | 29 | 8.9 |  | 8 | 1995 | BLQ BLQ BLQ: NG; WDS WDS WDS: RFO; Y Y Y: N; N N N: N |  | S |  | Y | Industrial CHP | 7 | T |  | N | [17 empty] | N
9324 | Indiana Michigan Power Co | 986 | Elkhart | IN | Elkhart | 1 | HY | OP | 1.4 | 1.6 | 2.1 | D003 | 1 | 1913 | BLQ BLQ BLQ: WAT; Y Y Y: N; N N N: Y |  | S | 0 | N | Electric Utility | 1 |  | N | N
9324 | Indiana Michigan Power Co | 986 | Elkhart | IN | Elkhart | 2 | HY | OP | 1 |  |  | D003 | 1 | 1921 | BLQ BLQ BLQ: WAT; Y Y Y: N; N N N: Y |  | S | 0 | N | Electric Utility | 1 |  | N | N
9324 | Indiana Michigan Power Co | 986 | Elkhart | IN | Elkhart | 3 | HY | OP | 1 |  |  | D003 | 1 | 1921 | BLQ BLQ BLQ: WAT; Y Y Y: N; N N N: Y |  | S | 0 | N | Electric Utility | 1 |  | N | N
9324 | Indiana Michigan Power Co | 988 | Tanners Creek | IN | Dearborn | 1 | ST | OP | 152.5 | 145 | 145 |  | 3 | 1951 | BLQ BLQ BLQ: BIT; Y Y Y: N; N N N: Y |  | S |  | N | Electric Utility | 1 |  | N | Y | [15 empty] | 6 | 2015 | N | Y |  | Y |  |  |  | DFO
9324 | Indiana Michigan Power Co | 988 | Tanners Creek | IN | Dearborn | 2 | ST | OP | 152.5 | 145 | 145 |  | 11 | 1952 | BLQ BLQ BLQ: BIT; Y Y Y: N; N N N: Y |  | S |  | N | Electric Utility | 1 |  | N | Y | [15 empty] | 6 | 2015 | N | Y |  | Y |  |  |  | DFO
9324 | Indiana Michigan Power Co | 988 | Tanners Creek | IN | Dearborn | 3 | ST | OP | 215.4 | 200 | 205 |  | 12 | 1954 | BLQ BLQ BLQ: BIT; Y Y Y: N; N N N: Y |  | S |  | N | Electric Utility | 1 |  | N | Y | [15 empty] | 6 | 2015 | N | Y |  | Y |  |  |  | DFO
9324 | Indiana Michigan Power Co | 988 | Tanners Creek | IN | Dearborn | 4 | ST | OP | 579.7 | 500 | 500 |  | 7 | 1964 | BLQ BLQ BLQ: BIT; WDS WDS WDS: SUB; Y Y Y: N; N N N: Y |  | S |  | N | Electric Utility | 1 |  | N | Y | [12 empty] | Y | 6 | 2015 | 6 | 2015 | N | N |  |  | Y |  |  | DFO
9324 | Indiana Michigan Power Co | 989 | Twin Branch | IN | St Joseph | H1E | HY | OP | 0.6 | 2.9 | 3.6 | D002 | 5 | 1989 | BLQ BLQ BLQ: WAT; Y Y Y: N; N N N: Y |  | S | 0 | N | Electric Utility | 1 |  | N | N
9324 | Indiana Michigan Power Co | 989 | Twin Branch | IN | St Joseph | H1W | HY | OP | 0.6 |  |  | D002 | 5 | 1989 | BLQ BLQ BLQ: WAT; Y Y Y: N; N N N: Y |  | S | 0 | N | Electric Utility | 1 |  | N | N
9324 | Indiana Michigan Power Co | 989 | Twin Branch | IN | St Joseph | H2W | HY | OP | 0.6 |  |  | D002 | 5 | 1989 | BLQ BLQ BLQ: WAT; Y Y Y: N; N N N: Y |  | S | 0 | N | Electric Utility | 1 |  | N | N
9324 | Indiana Michigan Power Co | 989 | Twin Branch | IN | St Joseph | H3W | HY | OP | 0.6 |  |  | D002 | 5 | 1989 | BLQ BLQ BLQ: WAT; Y Y Y: N; N N N: Y |  | S | 0 | N | Electric Utility | 1 |  | N | N
9324 | Indiana Michigan Power Co | 989 | Twin Branch | IN | St Joseph | H4W | HY | OP | 0.6 |  |  | D002 | 5 | 1989 | BLQ BLQ BLQ: WAT; Y Y Y: N; N N N: Y |  | S | 0 | N | Electric Utility | 1 |  | N | N
9324 | Indiana Michigan Power Co | 989 | Twin Branch | IN | St Joseph | H5W | HY | OP | 0.6 |  |  | D002 | 5 | 1989 | BLQ BLQ BLQ: WAT; Y Y Y: N; N N N: Y |  | S | 0 | N | Electric Utility | 1 |  | N | N
9324 | Indiana Michigan Power Co | 989 | Twin Branch | IN | St Joseph | H6E | HY | OP | 0.6 |  |  | D002 | 5 | 1989 | BLQ BLQ BLQ: WAT; Y Y Y: N; N N N: Y |  | S | 0 | N | Electric Utility | 1 |  | N | N
9324 | Indiana Michigan Power Co | 989 | Twin Branch | IN | St Joseph | H6W | HY | OP | 0.6 |  |  | D002 | 5 | 1989 | BLQ BLQ BLQ: WAT; Y Y Y: N; N N N: Y |  | S | 0 | N | Electric Utility | 1 |  | N | N
9324 | Indiana Michigan Power Co | 1753 | Berrien Springs | MI | Berrien | 10 | HY | OP | 0.6 | 3.1 | 5.2 | D004 | 11 | 1996 | BLQ BLQ BLQ: WAT; Y Y Y: N; N N N: Y |  | S | 0 | N | Electric Utility | 1 |  | N | N
9324 | Indiana Michigan Power Co | 1753 | Berrien Springs | MI | Berrien | 11 | HY | OP | 0.6 |  |  | D004 | 11 | 1996 | BLQ BLQ BLQ: WAT; Y Y Y: N; N N N: Y |  | S | 0 | N | Electric Utility | 1 |  | N | N
9324 | Indiana Michigan Power Co | 1753 | Berrien Springs | MI | Berrien | 12 | HY | OP | 0.6 |  |  | D004 | 11 | 1996 | BLQ BLQ BLQ: WAT; Y Y Y: N; N N N: Y |  | S | 0 | N | Electric Utility | 1 |  | N | N
9324 | Indiana Michigan Power Co | 1753 | Berrien Springs | MI | Berrien | 1A | HY | OP | 0.6 |  |  | D004 | 1 | 1996 | BLQ BLQ BLQ: WAT; Y Y Y: N; N N N: Y |  | S | 0 | N | Electric Utility | 1 |  | N | N
9324 | Indiana Michigan Power Co | 1753 | Berrien Springs | MI | Berrien | 2A | HY | OP | 0.6 |  |  | D004 | 1 | 1996 | BLQ BLQ BLQ: WAT; Y Y Y: N; N N N: Y |  | S | 0 | N | Electric Utility | 1 |  | N | N
9324 | Indiana Michigan Power Co | 1753 | Berrien Springs | MI | Berrien | 3A | HY | OP | 0.6 |  |  | D004 | 1 | 1996 | BLQ BLQ BLQ: WAT; Y Y Y: N; N N N: Y |  | S | 0 | N | Electric Utility | 1 |  | N | N
9324 | Indiana Michigan Power Co | 1753 | Berrien Springs | MI | Berrien | 4A | HY | OP | 0.6 |  |  | D004 | 1 | 1996 | BLQ BLQ BLQ: WAT; Y Y Y: N; N N N: Y |  | S | 0 | N | Electric Utility | 1 |  | N | N
9324 | Indiana Michigan Power Co | 1753 | Berrien Springs | MI | Berrien | 5 | HY | OP | 0.6 |  |  | D004 | 1 | 1996 | BLQ BLQ BLQ: WAT; Y Y Y: N; N N N: Y |  | S | 0 | N | Electric Utility | 1 |  | N | N
9324 | Indiana Michigan Power Co | 1753 | Berrien Springs | MI | Berrien | 6 | HY | OP | 0.6 |  |  | D004 | 1 | 1996 | BLQ BLQ BLQ: WAT; Y Y Y: N; N N N: Y |  | S | 0 | N | Electric Utility | 1 |  | N | N
9324 | Indiana Michigan Power Co | 1753 | Berrien Springs | MI | Berrien | 7 | HY | OP | 0.6 |  |  | D004 | 11 | 1996 | BLQ BLQ BLQ: WAT; Y Y Y: N; N N N: Y |  | S | 0 | N | Electric Utility | 1 |  | N | N
9324 | Indiana Michigan Power Co | 1753 | Berrien Springs | MI | Berrien | 8 | HY | OP | 0.6 |  |  | D004 | 11 | 1996 | BLQ BLQ BLQ: WAT; Y Y Y: N; N N N: Y |  | S | 0 | N | Electric Utility | 1 |  | N | N
9324 | Indiana Michigan Power Co | 1753 | Berrien Springs | MI | Berrien | 9 | HY | OP | 0.6 |  |  | D004 | 11 | 1996 | BLQ BLQ BLQ: WAT; Y Y Y: N; N N N: Y |  | S | 0 | N | Electric Utility | 1 |  | N | N
9324 | Indiana Michigan Power Co | 1754 | Buchanan | MI | Berrien | 1 | HY | OP | 0.4 | 2.3 | 2.4 | B148 | 1 | 1919 | BLQ BLQ BLQ: WAT; Y Y Y: N; N N N: Y |  | S | 0 | N | Electric Utility | 1 |  | N | N
9324 | Indiana Michigan Power Co | 1754 | Buchanan | MI | Berrien | 10 | HY | OP | 0.5 |  |  | B148 | 1 | 1927 | BLQ BLQ BLQ: WAT; Y Y Y: N; N N N: Y |  | S | 0 | N | Electric Utility | 1 |  | N | N
9324 | Indiana Michigan Power Co | 1754 | Buchanan | MI | Berrien | 2 | HY | OP | 0.4 |  |  | B148 | 1 | 1919 | BLQ BLQ BLQ: WAT; Y Y Y: N; N N N: Y |  | S | 0 | N | Electric Utility | 1 |  | N | N
9324 | Indiana Michigan Power Co | 1754 | Buchanan | MI | Berrien | 3 | HY | OP | 0.4 |  |  | B148 | 1 | 1919 | BLQ BLQ BLQ: WAT; Y Y Y: N; N N N: Y |  | S | 0 | N | Electric Utility | 1 |  | N | N
9324 | Indiana Michigan Power Co | 1754 | Buchanan | MI | Berrien | 4 | HY | OP | 0.4 |  |  | B148 | 1 | 1919 | BLQ BLQ BLQ: WAT; Y Y Y: N; N N N: Y |  | S | 0 | N | Electric Utility | 1 |  | N | N
9324 | Indiana Michigan Power Co | 1754 | Buchanan | MI | Berrien | 5 | HY | OP | 0.4 |  |  | B148 | 1 | 1919 | BLQ BLQ BLQ: WAT; Y Y Y: N; N N N: Y |  | S | 0 | N | Electric Utility | 1 |  | N | N
9324 | Indiana Michigan Power Co | 1754 | Buchanan | MI | Berrien | 6 | HY | OP | 0.4 |  |  | B148 | 1 | 1919 | BLQ BLQ BLQ: WAT; Y Y Y: N; N N N: Y |  | S | 0 | N | Electric Utility | 1 |  | N | N
9324 | Indiana Michigan Power Co | 1754 | Buchanan | MI | Berrien | 7 | HY | OP | 0.5 |  |  | B148 | 1 | 1927 | BLQ BLQ BLQ: WAT; Y Y Y: N; N N N: Y |  | S | 0 | N | Electric Utility | 1 |  | N | N
9324 | Indiana Michigan Power Co | 1754 | Buchanan | MI | Berrien | 8 | HY | OP | 0.5 |  |  | B148 | 1 | 1927 | BLQ BLQ BLQ: WAT; Y Y Y: N; N N N: Y |  | S | 0 | N | Electric Utility | 1 |  | N | N
9324 | Indiana Michigan Power Co | 1754 | Buchanan | MI | Berrien | 9 | HY | OP | 0.5 |  |  | B148 | 1 | 1927 | BLQ BLQ BLQ: WAT; Y Y Y: N; N N N: Y |  | S | 0 | N | Electric Utility | 1 |  | N | N
9324 | Indiana Michigan Power Co | 1760 | Constantine | MI | St Joseph | 1 | HY | OP | 0.3 | 0.5 | 0.8 | C071 | 1 | 1923 | BLQ BLQ BLQ: WAT; Y Y Y: N; N N N: Y |  | S | 0 | N | Electric Utility | 1 |  | N | N
9324 | Indiana Michigan Power Co | 1760 | Constantine | MI | St Joseph | 2 | HY | OP | 0.3 |  |  | C071 | 1 | 1923 | BLQ BLQ BLQ: WAT; Y Y Y: N; N N N: Y |  | S | 0 | N | Electric Utility | 1 |  | N | N
9324 | Indiana Michigan Power Co | 1760 | Constantine | MI | St Joseph | 3 | HY | OP | 0.3 |  |  | C071 | 1 | 1929 | BLQ BLQ BLQ: WAT; Y Y Y: N; N N N: Y |  | S | 0 | N | Electric Utility | 1 |  | N | N
9324 | Indiana Michigan Power Co | 1760 | Constantine | MI | St Joseph | 4 | HY | OP | 0.3 |  |  | C071 | 1 | 1923 | BLQ BLQ BLQ: WAT; Y Y Y: N; N N N: Y |  | S | 0 | N | Electric Utility | 1 |  | N | N
9324 | Indiana Michigan Power Co | 1761 | Mottville | MI | St Joseph | 1 | HY | OP | 0.4 | 0.6 | 0.9 | C072 | 1 | 1923 | BLQ BLQ BLQ: WAT; Y Y Y: N; N N N: Y |  | S | 0 | N | Electric Utility | 1 |  | N | N
9324 | Indiana Michigan Power Co | 1761 | Mottville | MI | St Joseph | 2 | HY | OP | 0.4 |  |  | C072 | 1 | 1923 | BLQ BLQ BLQ: WAT; Y Y Y: N; N N N: Y |  | S | 0 | N | Electric Utility | 1 |  | N | N
9324 | Indiana Michigan Power Co | 1761 | Mottville | MI | St Joseph | 3 | HY | OP | 0.4 |  |  | C072 | 1 | 1923 | BLQ BLQ BLQ: WAT; Y Y Y: N; N N N: Y |  | S | 0 | N | Electric Utility | 1 |  | N | N
9324 | Indiana Michigan Power Co | 1761 | Mottville | MI | St Joseph | 4 | HY | OP | 0.4 |  |  | C072 | 1 | 1923 | BLQ BLQ BLQ: WAT; Y Y Y: N; N N N: Y |  | S | 0 | N | Electric Utility | 1 |  | N | N
9324 | Indiana Michigan Power Co | 6000 | Donald C Cook | MI | Berrien | 1 | ST | OP | 1152 | 1009 | 1084 |  | 8 | 1975 | BLQ BLQ BLQ: NUC; Y Y Y: N; N N N: Y |  | S |  | N | Electric Utility | 1 |  | N | N | [17 empty] | N
9324 | Indiana Michigan Power Co | 6000 | Donald C Cook | MI | Berrien | 2 | ST | OP | 1133.3 | 1060 | 1107 |  | 7 | 1978 | BLQ BLQ BLQ: NUC; Y Y Y: N; N N N: Y |  | S |  | N | Electric Utility | 1 |  | N | N | [17 empty] | N
9324 | Indiana Michigan Power Co | 6166 | Rockport | IN | Spencer | 1 | ST | OP | 1300 | 1300 | 1299 |  | 12 | 1984 | BLQ BLQ BLQ: SUB; WDS WDS WDS: BIT; Y Y Y: N; N N N: Y |  | J |  | N | Electric Utility | 1 |  | N | N | [17 empty] | N | Y |  |  | Y |  |  | DFO
9324 | Indiana Michigan Power Co | 6166 | Rockport | IN | Spencer | 2 | ST | OP | 1300 | 1300 | 1299 |  | 12 | 1989 | BLQ BLQ BLQ: SUB; WDS WDS WDS: BIT; Y Y Y: N; N N N: Y |  | J |  | N | Electric Utility | 1 |  | N | N | [17 empty] | N | Y |  |  | Y |  |  | DFO
9332 | Indian River Operations Inc | 594 | Indian River Generating Station | DE | Sussex | 1 | ST | OS | 81.6 | 89 | 89 |  | 10 | 1957 | BLQ BLQ BLQ: BIT; WDS WDS WDS: DFO; Y Y Y: N; N N N: Y |  | W |  | N | IPP Non-CHP | 2 |  | N | N | [17 empty] | N | Y | [5 empty] | DFO
9332 | Indian River Operations Inc | 594 | Indian River Generating Station | DE | Sussex | 10 | GT | OP | 18.6 | 16.4 | 20.4 |  | 6 | 1967 | BLQ BLQ BLQ: DFO; Y Y Y: N; N N N: Y |  | W |  | N | IPP Non-CHP | 2 |  | N | N | [12 empty] | N |  |  |  |  | N
9332 | Indian River Operations Inc | 594 | Indian River Generating Station | DE | Sussex | 2 | ST | OS | 81.6 | 89 | 89 |  | 11 | 1959 | BLQ BLQ BLQ: BIT; WDS WDS WDS: DFO; Y Y Y: N; N N N: Y |  | W |  | N | IPP Non-CHP | 2 |  | N | N | [17 empty] | N | Y | [5 empty] | DFO
9332 | Indian River Operations Inc | 594 | Indian River Generating Station | DE | Sussex | 3 | ST | OP | 176.8 | 153 | 153 |  | 3 | 1970 | BLQ BLQ BLQ: BIT; WDS WDS WDS: DFO; Y Y Y: N; N N N: Y |  | W |  | N | IPP Non-CHP | 2 |  | N | Y | [12 empty] | N |  |  | 1 | 2014 | N | Y | [5 empty] | DFO
9332 | Indian River Operations Inc | 594 | Indian River Generating Station | DE | Sussex | 4 | ST | OP | 445.5 | 395 | 395 |  | 10 | 1980 | BLQ BLQ BLQ: BIT; WDS WDS WDS: DFO; Y Y Y: N; N N N: Y |  | W |  | N | IPP Non-CHP | 2 |  | N | N | [12 empty] | N |  |  |  |  | N | Y | [5 empty] | DFO
9335 | Indiana University of Penn | 10129 | Indiana University of Pennsylvania | PA | INDIANA | GEN1 | IC | OP | 6.1 | 6 | 6 |  | 3 | 1988 | BLQ BLQ BLQ: NG; WDS WDS WDS: DFO; Y Y Y: Y; N N N: Y | Y | S |  | Y | Commercial CHP | 5 | T | N | N | [17 empty] | N | [6 empty] | DFO
9335 | Indiana University of Penn | 10129 | Indiana University of Pennsylvania | PA | INDIANA | GEN2 | IC | OP | 6.1 | 6 | 6 |  | 3 | 1988 | BLQ BLQ BLQ: NG; WDS WDS WDS: DFO; Y Y Y: Y; N N N: Y | Y | S |  | Y | Commercial CHP | 5 | T | N | N | [17 empty] | N | [6 empty] | DFO
9335 | Indiana University of Penn | 10129 | Indiana University of Pennsylvania | PA | INDIANA | GEN3 | IC | OP | 6.1 | 6 | 6 |  | 3 | 1988 | BLQ BLQ BLQ: NG; WDS WDS WDS: DFO; Y Y Y: Y; N N N: Y | Y | S |  | Y | Commercial CHP | 5 | T | N | N | [17 empty] | N | [6 empty] | DFO
9335 | Indiana University of Penn | 10129 | Indiana University of Pennsylvania | PA | INDIANA | GEN4 | IC | OP | 6.1 | 6 | 6 |  | 3 | 1988 | BLQ BLQ BLQ: NG; WDS WDS WDS: DFO; Y Y Y: Y; N N N: Y |  | S |  | Y | Commercial CHP | 5 | T | N | N | [17 empty] | N | [6 empty] | DFO
9339 | International Bound & Wtr Comm | 6128 | Amistad Dam & Power | TX | Val Verde | 1 | HY | OP | 33 | 29 | 29 |  | 6 | 1983 | BLQ BLQ BLQ: WAT; Y Y Y: N; N N N: Y |  | S |  | N | Electric Utility | 1 |  | N | N | [17 empty] | N
9339 | International Bound & Wtr Comm | 6128 | Amistad Dam & Power | TX | Val Verde | 2 | HY | OP | 33 | 29 | 29 |  | 10 | 1983 | BLQ BLQ BLQ: WAT; Y Y Y: N; N N N: Y |  | S |  | N | Electric Utility | 1 |  | N | N | [17 empty] | N
9339 | International Bound & Wtr Comm | 6410 | Falcon Dam & Power | TX | Starr | 1 | HY | OP | 10.5 | 10 | 10 |  | 10 | 1954 | BLQ BLQ BLQ: WAT; Y Y Y: N; N N N: Y |  | S |  | N | Electric Utility | 1 |  | N | N | [17 empty] | N
9339 | International Bound & Wtr Comm | 6410 | Falcon Dam & Power | TX | Starr | 2 | HY | OP | 10.5 | 10 | 10 |  | 10 | 1954 | BLQ BLQ BLQ: WAT; Y Y Y: N; N N N: Y |  | S |  | N | Electric Utility | 1 |  | N | N | [17 empty] | N
9339 | International Bound & Wtr Comm | 6410 | Falcon Dam & Power | TX | Starr | 3 | HY | OP | 10.5 | 10 | 10 |  | 10 | 1954 | BLQ BLQ BLQ: WAT; Y Y Y: N; N N N: Y |  | S |  | N | Electric Utility | 1 |  | N | N | [17 empty] | N
9348 | International Paper | 52152 | International Paper Franklin Mill | VA | Isle of Wight | GE10 | GT | OP | 46.4 | 38 | 59.5 |  | 11 | 1997 | BLQ BLQ BLQ: NG; WDS WDS WDS: NG; Y Y Y: N; N N N: Y | Y | S |  | Y | Industrial CHP | 7 | T |  | N | [17 empty] | N | [6 empty] | NG
9348 | International Paper | 52152 | International Paper Franklin Mill | VA | Isle of Wight | GEN1 | ST | OS | 5 | 5 | 5 |  | 11 | 1937 | BLQ | BIT | WDS | RFO | AB | DFO | Y | Y | Y | S |  | Y | Industrial CHP | 7 | T |  | N | [17 empty] | N | Y | [5 empty] | DFO
9348 | International Paper | 52152 | International Paper Franklin Mill | VA | Isle of Wight | GEN2 | ST | OS | 3.7 | 3.7 | 3.7 |  | 11 | 1937 | BLQ | BIT | WDS | RFO | AB | DFO | Y | Y | Y | S |  | Y | Industrial CHP | 7 | T |  | N | [17 empty] | N | Y | [5 empty] | DFO
9348 | International Paper | 52152 | International Paper Franklin Mill | VA | Isle of Wight | GEN3 | ST | OS | 2.5 | 2.5 | 2.5 |  | 1 | 1942 | BLQ | BIT | WDS | RFO | AB | DFO | Y | Y | Y | S |  | Y | Industrial CHP | 7 | T |  | N | [17 empty] | N | Y | [5 empty] | DFO
9348 | International Paper | 52152 | International Paper Franklin Mill | VA | Isle of Wight | GEN6 | ST | OS | 9.3 | 9.3 | 9.3 |  | 11 | 1950 | BLQ | BIT | WDS | RFO | AB | DFO | Y | Y |  | S |  | Y | Industrial CHP | 7 | T |  | N | [17 empty] | N | Y | [5 empty] | DFO
9348 | International Paper | 52152 | International Paper Franklin Mill | VA | Isle of Wight | GEN7 | ST | OS | 15.6 | 15.6 | 15.6 |  | 3 | 1958 | BLQ | BIT | DFO | RFO | WDS | AB | Y | Y |  | S |  | Y | Industrial CHP | 7 | T |  | N | [17 empty] | N | Y | [5 empty] | DFO
9348 | International Paper | 52152 | International Paper Franklin Mill | VA | Isle of Wight | GEN8 | ST | OS | 27.5 | 27.5 | 27.5 |  | 3 | 1970 | BLQ | BIT | DFO | RFO | WDS | AB | Y | Y |  | S |  | Y | Industrial CHP | 7 | T |  | N | [17 empty] | N | Y | [5 empty] | DFO
9348 | International Paper | 52152 | International Paper Franklin Mill | VA | Isle of Wight | GEN9 | ST | OP | 36.1 | 36.1 | 36.1 |  | 11 | 1977 | BLQ BLQ BLQ BLQ BLQ BLQ: BLQ; BIT BIT BIT BIT BIT BIT: NG; Y Y Y Y Y Y: Y; Y Y Y Y Y Y: Y |  | S |  | Y | Industrial CHP | 7 | T |  | N | [17 empty] | N | N | [5 empty] | NG
9350 | IPC-Ticonderoga | 54099 | Ticonderoga Mill | NY | Essex | GEN1 | ST | OP | 42.1 | 41 | 39 |  | 1 | 1970 | RFO | BLQ | WDS | OG |  |  | Y | Y |  | S |  | Y | Industrial CHP | 7 | B | N | N | [12 empty] | N |  |  |  |  | N | [6 empty] | PG | RFO
9353 | International Paper Co-Augusta | 54358 | International Paper Augusta Mill | GA | Richmond | 1 | ST | OP | 27 | 25.3 | 25.4 |  | 8 | 1960 | BLQ | BIT | WDS | RFO | NG | DFO | Y | Y |  | S |  | Y | Industrial CHP | 7 | T | N | N | [17 empty] | N | [6 empty] | RFO | NG | DFO
9353 | International Paper Co-Augusta | 54358 | International Paper Augusta Mill | GA | Richmond | 2 | ST | OP | 39 | 36.5 | 36.7 |  | 1 | 1965 | BLQ | BIT | WDS | RFO | NG | DFO | Y | Y |  | S |  | Y | Industrial CHP | 7 | T | N | N | [17 empty] | N | [6 empty] | RFO | NG | DFO
9353 | International Paper Co-Augusta | 54358 | International Paper Augusta Mill | GA | Richmond | 3 | ST | OP | 18.7 | 17.5 | 17.6 |  | 1 | 1965 | BLQ | BIT | WDS | RFO | NG | DFO | Y | Y |  | S |  | Y | Industrial CHP | 7 | T | N | N | [17 empty] | N | [6 empty] | RFO | NG | DFO
9357 | Hampshire Paper Co Inc | 10116 | Hampshire Paper | NY | SAINT LAWRENCE | 05 | HY | OP | 3.4 | 1.8 | 2.7 |  | 5 | 1987 | BLQ BLQ BLQ: WAT; Y Y Y: N; Y Y Y: Y |  | S | 0 | N | IPP Non-CHP | 2 |  | N | N
9370 | Hydrodynamics Inc | 10138 | South Dry Creek Hydro | MT | Carbon | 1 | HY | OP | 2 | 2 | 2 |  | 9 | 1985 | BLQ BLQ BLQ: WAT; Y Y Y: N; Y Y Y: Y | Y | S |  | N | IPP Non-CHP | 2 |  | N | N | [17 empty] | N
9379 | Inter-Power/AhlCon Partners, L.P. | 10143 | Colver Power Project | PA | Cambria | COLV | ST | OP | 118 | 110 | 110 |  | 2 | 1995 | BLQ BLQ BLQ: WC; BIT BIT BIT: PG; Y Y Y: N; Y Y Y: Y |  | W |  | N | IPP Non-CHP | 2 |  | N | N | [17 empty] | N |  | Y |  |  |  |  | PG
9382 | International Paper Co-Vicksbg | 54100 | International Paper Vicksburg Mill | MS | Warren | GEN1 | ST | OP | 2.5 | 1.5 | 1.5 |  | 1 | 1967 | BLQ | NG | WDS | RFO | AB |  | N | N |  | S |  | Y | Industrial CHP | 7 | T | N | N
9382 | International Paper Co-Vicksbg | 54100 | International Paper Vicksburg Mill | MS | Warren | GEN2 | ST | OP | 48 | 37 | 24 |  | 1 | 1967 | BLQ | NG | WDS | RFO | AB | TDF | N | N |  | S |  | Y | Industrial CHP | 7 | T | N | N
9383 | Mosaic Fertilizer LLC | 10004 | Mosiac South Pierce Operations | FL | Polk | TG1 | ST | OP | 7.5 | 4 | 4 |  | 1 | 1978 | BLQ: WH; N: N; N: Y | Y | S |  | Y | Industrial CHP | 7 | B | N | N | [17 empty] | N
9383 | Mosaic Fertilizer LLC | 10004 | Mosiac South Pierce Operations | FL | Polk | TG2 | ST | OP | 38 | 33 | 33 |  | 1 | 1992 | BLQ: WH; N: N; N: Y | Y | S |  | Y | Industrial CHP | 7 | B | N | N | [17 empty] | N
9383 | Mosaic Fertilizer LLC | 10434 | Mosiac New Wales Operations | FL | Polk | TG1 | ST | OS | 10 | 8 | 8 |  | 8 | 1981 | BLQ: WH; N: N; N: Y | Y | S |  | Y | Industrial CHP | 7 | B | N | N | [17 empty] | N
9383 | Mosaic Fertilizer LLC | 10434 | Mosiac New Wales Operations | FL | Polk | TG2 | ST | OP | 58.5 | 48 | 48 |  | 12 | 1984 | BLQ: WH; N: N; N: Y | Y | S |  | Y | Industrial CHP | 7 | B | N | N | [17 empty] | N
9383 | Mosaic Fertilizer LLC | 10434 | Mosiac New Wales Operations | FL | Polk | TG3 | ST | OP | 32 | 32 | 32 |  | 12 | 1982 | BLQ: WH; N: N; N: Y |  | S |  | Y | Industrial CHP | 7 | B | N | N | [17 empty] | N
9384 | International Paper Co-Courtld | 50245 | International Paper Courtland Mill | AL | Lawrence | ABB | ST | OP | 61.2 | 62 | 62 |  | 4 | 1991 | BLQ | WDS | TDF | SLW | NG | RFO | Y | N |  | S |  | Y | Industrial CHP | 7 | T | N | N | [17 empty] | N
9384 | International Paper Co-Courtld | 50245 | International Paper Courtland Mill | AL | Lawrence | GE | ST | OP | 27.5 | 27 | 27 |  | 5 | 1993 | BLQ | WDS | TDF | SLW | NG |  | Y | N |  | S |  | Y | Industrial CHP | 7 | T | N | N
9384 | International Paper Co-Courtld | 50245 | International Paper Courtland Mill | AL | Lawrence | GT | GT | OP | 38.4 | 30 | 40 |  | 3 | 1990 | [9 empty] | S |  | Y | Industrial CHP | 7 | T | N | N | bar: WH BLQ; N Y to Y N
9385 | International Paper Co | 54097 | International Paper Texarkana Mill | TX | Cass | GEN1 | ST | OP | 25 | 25 | 25 |  | 1 | 1972 | WH BLQ: BLQ; WH WDS: NG; N Y: Y; Y N: N |  | S |  | Y | Industrial CHP | 7 | T | N | N | [17 empty] | N | [6 empty] | NG
9385 | International Paper Co | 54097 | International Paper Texarkana Mill | TX | Cass | GEN2 | ST | OP | 40 | 40 | 40 |  | 1 | 1977 | BLQ | WDS | NG | RFO | OBS |  | Y | N |  | S |  | Y | Industrial CHP | 7 | T | N | N | [17 empty] | N | [6 empty] | NG
9390 | International Paper Co-GT Mill | 54087 | International Paper Georgetown Mill | SC | Georgetown | GEN1 | ST | OP | 25.6 | 23.8 | 24.1 |  | 1 | 1966 | BLQ | RFO | RFO | WDS | TDF | BIT | N | N | N | S |  | Y | Industrial CHP | 7 | T | N | N | [17 empty] | N
9390 | International Paper Co-GT Mill | 54087 | International Paper Georgetown Mill | SC | Georgetown | GEN2 | ST | OP | 29.5 | 27.4 | 27.7 |  | 9 | 1984 | WDS | TDF | TDF | NG | RFO | BIT | N | N | N | S |  | Y | Industrial CHP | 7 | T | N | N | [17 empty] | N
9390 | International Paper Co-GT Mill | 54087 | International Paper Georgetown Mill | SC | Georgetown | GEN3 | ST | OP | 40.5 | 37.7 | 38.1 |  | 9 | 1984 | WDS | TDF | TDF | NG | RFO | BIT | N | N | N | S |  | Y | Industrial CHP | 7 | T | N | N | [17 empty] | N
9393 | International Paper Co-Riverdl | 54096 | International Paper Riverdale Mill | AL | Dallas | GEN1 | ST | OP | 11.6 | 7 | 8 |  | 1 | 1967 | NG | BLQ | WDS | DFO |  |  | Y | Y |  | S |  | N | Industrial CHP | 7 |  | N | N | [17 empty] | N
9393 | International Paper Co-Riverdl | 54096 | International Paper Riverdale Mill | AL | Dallas | GEN2 | ST | OP | 37.4 | 31 | 31 |  | 1 | 1985 | NG | BLQ | WDS | DFO |  |  | Y | Y |  | S |  | N | Industrial CHP | 7 |  | N | N | [17 empty] | N
9393 | International Paper Co-Riverdl | 54096 | International Paper Riverdale Mill | AL | Dallas | GEN3 | CA | OP | 17 | 5 | 9 |  | 11 | 1994 | BLQ WDS WDS: NG; N N N: N; N N N: Y; S S S: S |  | N | Industrial CHP | 7 |  | Y | N | [17 empty] | N
9393 | International Paper Co-Riverdl | 54096 | International Paper Riverdale Mill | AL | Dallas | GEN4 | CT | SB | 38.2 | 32 | 31 |  | 11 | 1994 | NG | DFO |  |  |  |  | Y | Y | Y | S |  | Y | Industrial CHP | 7 | T | N | N | [17 empty] | N
9394 | Interstate Paper LLC | 54281 | Interstate Paper LLC Riceboro | GA | Liberty | 577A | ST | OP | 12.5 | 14 | 14.5 |  | 3 | 1968 | BLQ | RFO | BLQ | WDS | TDF |  | Y | N |  | S |  | Y | Industrial CHP | 7 | T | N | N | [17 empty] | N | [6 empty] | NG
9397 | International Turbine Res Inc | 10005 | Dinosaur Point | CA | MERCED | WTGS | WT | OP | 17.4 | 17 | 16 |  | 5 | 1988 | BLQ WDS WDS: WND; N N N: N; N N N: Y; S S S: S | 165 | N | IPP Non-CHP | 2 |  | N | N
9401 | International Paper Co-Pensacola | 50250 | International Paper Pensacola | FL | Escambia | GEN1 | ST | OP | 39.6 | 36 | 36 |  | 1 | 1981 | BLQ | WDS | BIT | NG |  |  | Y | Y |  | S |  | Y | Industrial CHP | 7 | T | N | N | [17 empty] | N | Y | [5 empty] | NG
9401 | International Paper Co-Pensacola | 50250 | International Paper Pensacola | FL | Escambia | GEN2 | ST | OP | 43.2 | 40 | 40 |  | 1 | 1981 | BLQ | WDS | BIT | NG |  |  | Y | Y |  | S |  | Y | Industrial CHP | 7 | T | N | N | [17 empty] | N | Y | [5 empty] | NG
9413 | Iowa Methodist Medical Center | 10655 | Iowa Methodist Medical Center | IA | POLK | 1 | IC | SB | 1.5 | 1.5 | 1.5 |  | 8 | 1987 | BLQ WDS WDS: DFO; N N N: N; N N N: Y; N N N: Y; S S S: S |  | Y | Commercial CHP | 5 | T | N | N | [17 empty] | N
9413 | Iowa Methodist Medical Center | 10655 | Iowa Methodist Medical Center | IA | POLK | 2 | IC | SB | 1.5 | 1.5 | 1.5 |  | 8 | 1987 | BLQ WDS WDS: DFO; N N N: N; N N N: Y; N N N: Y; S S S: S |  | Y | Commercial CHP | 5 | T | N | N | [17 empty] | N
9413 | Iowa Methodist Medical Center | 10655 | Iowa Methodist Medical Center | IA | POLK | 3 | IC | SB | 0.5 | 0.5 | 0.5 |  | 8 | 1987 | BLQ WDS WDS: DFO; N N N: N; N N N: Y; N N N: Y; S S S: S |  | Y | Commercial CHP | 5 | T | N | N | [17 empty] | N
9417 | Interstate Power and Light Co | 1046 | Dubuque | IA | Dubuque | 3 | ST | OP | 28.7 | 30.9 | 31.9 |  | 1 | 1952 | BLQ WDS WDS: NG; N N N: N; N N N: Y; S S S: S |  | N | Electric Utility | 1 |  | N | Y | [15 empty] | 12 | 2014 | N | N |  | N |  |  |  | NG
9417 | Interstate Power and Light Co | 1046 | Dubuque | IA | Dubuque | 4 | ST | OP | 37.5 | 35.9 | 36.6 |  | 1 | 1959 | BLQ WDS WDS: NG; N N N: N; N N N: Y; S S S: S |  | N | Electric Utility | 1 |  | N | Y | [15 empty] | 12 | 2014 | N | N |  | N |  |  |  | NG
9417 | Interstate Power and Light Co | 1046 | Dubuque | IA | Dubuque | IC1 | IC | SB | 2 | 2.1 | 2.1 |  | 1 | 1966 | BLQ WDS WDS: DFO; N N N: N; N N N: Y; N N N: Y; S S S: S |  | N | Electric Utility | 1 |  | N | Y | [15 empty] | 12 | 2016 | N
9417 | Interstate Power and Light Co | 1046 | Dubuque | IA | Dubuque | IC2 | IC | SB | 2 | 1.6 | 1.6 |  | 1 | 1966 | BLQ WDS WDS: DFO; N N N: N; N N N: Y; N N N: Y; S S S: S |  | N | Electric Utility | 1 |  | N | Y | [15 empty] | 12 | 2016 | N
9417 | Interstate Power and Light Co | 1047 | Lansing | IA | Allamakee | 3 | ST | SB | 37.5 | 29.4 | 29.5 |  | 1 | 1957 | SUB | BIT |  |  |  |  | Y | Y | Y | S |  | N | Electric Utility | 1 |  | N | Y | [15 empty] | 12 | 2014 | N | Y |  | Y |  |  |  | DFO
9417 | Interstate Power and Light Co | 1047 | Lansing | IA | Allamakee | 4 | ST | OP | 274.5 | 247.5 | 249.6 |  | 5 | 1977 | BLQ WDS WDS: SUB; N N N: N; N N N: Y; S S S: S |  | N | Electric Utility | 1 |  | N | N | [17 empty] | N | Y |  | Y |  |  |  | DFO
9417 | Interstate Power and Light Co | 1047 | Lansing | IA | Allamakee | IC1 | IC | SB | 1 | 1.2 | 1.2 |  | 1 | 1970 | BLQ WDS WDS: DFO; N N N: N; N N N: Y; N N N: Y; S S S: S |  | N | Electric Utility | 1 |  | N | Y | [15 empty] | 12 | 2016 | N
9417 | Interstate Power and Light Co | 1047 | Lansing | IA | Allamakee | IC2 | IC | SB | 1 | 1.1 | 1.1 |  | 1 | 1971 | BLQ WDS WDS: DFO; N N N: N; N N N: Y; N N N: Y; S S S: S |  | N | Electric Utility | 1 |  | N | Y | [15 empty] | 12 | 2016 | N
9417 | Interstate Power and Light Co | 1048 | Milton L Kapp | IA | Clinton | 2 | ST | OP | 218.5 | 204.4 | 205.3 |  | 1 | 1967 | BLQ WDS WDS: SUB; RFO TDF TDF: NG; N N N: Y; N N N: Y; S S S: S |  | N | Electric Utility | 1 |  | N | N | [12 empty] | N |  |  |  |  | N | Y |  | Y |  |  |  | NG
9417 | Interstate Power and Light Co | 1068 | Marshalltown | IA | Marshall | 1 | GT | OP | 63 | 54.4 | 66.2 |  | 6 | 1978 | BLQ WDS WDS: DFO; N N N: N; N N N: Y; S S S: S |  | N | Electric Utility | 1 |  | N | N | [17 empty] | N
9417 | Interstate Power and Light Co | 1068 | Marshalltown | IA | Marshall | 2 | GT | OP | 63 | 48.9 | 60.7 |  | 6 | 1978 | BLQ WDS WDS: DFO; N N N: N; N N N: Y; S S S: S |  | N | Electric Utility | 1 |  | N | N | [17 empty] | N
9417 | Interstate Power and Light Co | 1068 | Marshalltown | IA | Marshall | 3 | GT | OP | 63 | 22.8 | 34.6 |  | 7 | 1978 | BLQ WDS WDS: DFO; N N N: N; N N N: Y; S S S: S |  | N | Electric Utility | 1 |  | N | N
9417 | Interstate Power and Light Co | 1073 | Prairie Creek | IA | Linn | 1 | ST | OP | 14.6 | 2.4 | 2.4 |  | 4 | 1997 | BLQ WDS WDS: SUB; RFO TDF TDF: NG; N N N: Y; N N N: Y; S S S: S |  | Y | Electric Utility | 1 | T | N | N | [17 empty] | N |  |  | Y
9417 | Interstate Power and Light Co | 1073 | Prairie Creek | IA | Linn | 3 | ST | OP | 50 | 35.8 | 39.2 |  | 10 | 1958 | BLQ WDS WDS: SUB; RFO TDF TDF: NG; N N N: Y; N N N: Y; S S S: S |  | Y | Electric Utility | 1 | T | N | N | [17 empty] | N | Y |  | Y
9417 | Interstate Power and Light Co | 1073 | Prairie Creek | IA | Linn | 4 | ST | OP | 148.8 | 118.5 | 122.7 |  | 4 | 1967 | BLQ WDS WDS: SUB; RFO TDF TDF: NG; N N N: Y; N N N: Y; S S S: S |  | Y | Electric Utility | 1 | T | N | N | [17 empty] | N | Y |  | Y
9417 | Interstate Power and Light Co | 1077 | Sutherland | IA | Marshall | 1 | ST | OP | 37.5 | 28.3 | 28.4 |  | 5 | 1955 | NG | SUB | PC | BIT |  |  | Y | Y |  | S |  | N | Electric Utility | 1 |  | N | Y | [15 empty] | 12 | 2016 | N | N |  | N
9417 | Interstate Power and Light Co | 1077 | Sutherland | IA | Marshall | 3 | ST | OP | 81.6 | 78.7 | 79.3 |  | 1 | 1961 | NG | SUB | NG | BIT |  |  | Y | Y |  | S |  | N | Electric Utility | 1 |  | N | Y | [15 empty] | 12 | 2016 | N |  |  | N
9417 | Interstate Power and Light Co | 1104 | Burlington | IA | Des Moines | 1 | ST | OP | 212 | 207.7 | 211.6 |  | 6 | 1968 | BLQ WDS WDS: SUB; RFO TDF TDF: NG; N N N: Y; N N N: Y; S S S: S |  | N | Electric Utility | 1 |  | N | N | [17 empty] | N | Y |  | Y |  |  |  | NG
9417 | Interstate Power and Light Co | 1104 | Burlington | IA | Des Moines | GT1 | GT | OP | 19.7 | 14.4 | 17.1 |  | 5 | 1994 | BLQ WDS WDS: NG; N N N: N; N N N: Y; S S S: S |  | N | Electric Utility | 1 |  | N | Y | [15 empty] | 12 | 2016 | N
9417 | Interstate Power and Light Co | 1104 | Burlington | IA | Des Moines | GT2 | GT | OP | 19.7 | 13.7 | 16.4 |  | 5 | 1995 | BLQ WDS WDS: NG; N N N: N; N N N: Y; S S S: S |  | N | Electric Utility | 1 |  | N | Y | [15 empty] | 12 | 2016 | N
9417 | Interstate Power and Light Co | 1104 | Burlington | IA | Des Moines | GT3 | GT | OP | 19.7 | 14 | 16.6 |  | 4 | 1996 | BLQ WDS WDS: NG; N N N: N; N N N: Y; S S S: S |  | N | Electric Utility | 1 |  | N | Y | [15 empty] | 12 | 2016
9417 | Interstate Power and Light Co | 1104 | Burlington | IA | Des Moines | GT4 | GT | OP | 19.7 | 14.8 | 17.4 |  | 7 | 1994 | BLQ WDS WDS: NG; N N N: N; N N N: Y; S S S: S |  | N | Electric Utility | 1 |  | N | Y | [15 empty] | 12 | 2016
9417 | Interstate Power and Light Co | 1105 | Centerville | IA | Appanoose | 1 | IC | SB | 2 | 2.1 | 2.1 |  | 1 | 1963 | BLQ WDS WDS: DFO; N N N: N; N N N: Y; N N N: Y; S S S: S |  | N | Electric Utility | 1 |  | N | Y | [15 empty] | 12 | 2016 | N
9417 | Interstate Power and Light Co | 1105 | Centerville | IA | Appanoose | 2 | IC | SB | 2 | 1.8 | 1.8 |  | 1 | 1963 | BLQ WDS WDS: DFO; N N N: N; N N N: Y; N N N: Y; S S S: S |  | N | Electric Utility | 1 |  | N | Y | [15 empty] | 12 | 2016 | N
9417 | Interstate Power and Light Co | 1105 | Centerville | IA | Appanoose | 3 | IC | SB | 2 | 1.8 | 1.8 |  | 1 | 1963 | BLQ WDS WDS: DFO; N N N: N; N N N: Y; N N N: Y; S S S: S |  | N | Electric Utility | 1 |  | N | Y | [15 empty] | 12 | 2016 | N
9417 | Interstate Power and Light Co | 1105 | Centerville | IA | Appanoose | GT1 | GT | OP | 27 | 24.4 | 27 |  | 8 | 1990 | BLQ WDS WDS: DFO; N N N: N; N N N: Y; S S S: S |  | N | Electric Utility | 1 |  | N | Y | [15 empty] | 12 | 2016
9417 | Interstate Power and Light Co | 1105 | Centerville | IA | Appanoose | GT2 | GT | OP | 27 | 25.1 | 27.6 |  | 9 | 1990 | BLQ WDS WDS: DFO; N N N: N; N N N: Y; S S S: S |  | N | Electric Utility | 1 |  | N | Y | [15 empty] | 12 | 2016
9417 | Interstate Power and Light Co | 1888 | Fox Lake | MN | Martin | 1 | ST | OP | 11.5 | 12.7 | 13 |  | 1 | 1950 | BLQ WDS WDS: NG; N N N: N; N N N: Y; N N N: Y; S S S: S |  | N | Electric Utility | 1 |  | N | Y | [15 empty] | 12 | 2016 | N | [6 empty] | DFO
9417 | Interstate Power and Light Co | 1888 | Fox Lake | MN | Martin | 3 | ST | OP | 81.6 | 76.6 | 79.1 |  | 1 | 1962 | BLQ WDS WDS: NG; N N N: N; N N N: Y; S S S: S |  | N | Electric Utility | 1 |  | N | Y | [15 empty] | 12 | 2016 | N | [6 empty] | DFO
9417 | Interstate Power and Light Co | 1889 | Hills | MN | Rock | 1 | IC | SB | 2 | 2 | 2 |  | 1 | 1996 | BLQ WDS WDS: DFO; N N N: N; N N N: Y; N N N: Y; S S S: S |  | N | Electric Utility | 1 |  | N | Y | [15 empty] | 12 | 2016
9417 | Interstate Power and Light Co | 1889 | Hills | MN | Rock | 2 | IC | OA | 2 |  |  |  | 1 | 1960 | BLQ WDS WDS: DFO; N N N: N; N N N: Y; N N N: Y; S S S: S |  | N | Electric Utility | 1 |  | N | Y | [15 empty] | 12 | 2016
9417 | Interstate Power and Light Co | 6254 | Ottumwa | IA | Wapello | 1 | ST | OP | 725.9 | 708.3 | 712.2 |  | 5 | 1981 | BLQ WDS WDS: SUB; N N N: N; N N N: Y; S S S: J |  | N | Electric Utility | 1 |  | N | Y | 20.1 | 20.1 | 12 | 2014 |  |  |  |  | ST | SUB | 12 | 2014 | [5 empty] | N | Y |  | Y |  |  |  | DFO
9417 | Interstate Power and Light Co | 7137 | Grinnell | IA | Poweshiek | 1 | GT | OP | 23.8 | 25.9 |  |  | 8 | 1990 | BLQ WDS WDS: NG; N N N: N; N N N: Y; S S S: S |  | N | Electric Utility | 1 |  | N | Y | [15 empty] | 12 | 2016 | N
9417 | Interstate Power and Light Co | 7137 | Grinnell | IA | Poweshiek | 2 | GT | OP | 23.8 | 20.4 |  |  | 6 | 1991 | BLQ WDS WDS: NG; N N N: N; N N N: Y; S S S: S |  | N | Electric Utility | 1 |  | N | Y | [15 empty] | 12 | 2016 | N
9417 | Interstate Power and Light Co | 7155 | Lime Creek | IA | Cerro Gordo | 1 | GT | OP | 45.1 | 33.6 | 39.7 |  | 5 | 1991 | BLQ WDS WDS: DFO; N N N: N; N N N: Y; S S S: S |  | N | Electric Utility | 1 |  | N | N | [17 empty] | N
9417 | Interstate Power and Light Co | 7155 | Lime Creek | IA | Cerro Gordo | 2 | GT | OP | 45.1 | 34.7 | 40.9 |  | 5 | 1991 | BLQ WDS WDS: DFO; N N N: N; N N N: Y; S S S: S |  | N | Electric Utility | 1 |  | N | N | [17 empty] | N
9417 | Interstate Power and Light Co | 7595 | Red Cedar | IA | Linn | 1 | GT | OP | 22.5 | 16.3 | 20.2 |  | 12 | 1996 | BLQ WDS WDS: NG; N N N: N; N N N: Y; S S S: S |  | N | Electric Utility | 1 |  | N | N | [17 empty] | N
9417 | Interstate Power and Light Co | 8031 | Emery Station | IA | Cerro Gordo | 11 | CT | OP | 173.4 | 146.9 | 159.8 | G821 | 5 | 2004 | BLQ WDS WDS: NG; RFO TDF TDF: DFO; N N N: Y; N N N: Y; S S S: S |  | N | Electric Utility | 1 |  | N | N | [17 empty] | N
9417 | Interstate Power and Light Co | 8031 | Emery Station | IA | Cerro Gordo | 12 | CT | OP | 173.4 | 147.8 | 160.8 | G821 | 5 | 2004 | BLQ WDS WDS: NG; RFO TDF TDF: DFO; N N N: Y; N N N: Y; S S S: S |  | N | Electric Utility | 1 |  | N | N | [17 empty] | N
9417 | Interstate Power and Light Co | 8031 | Emery Station | IA | Cerro Gordo | ST1 | CA | OP | 256 | 240.9 | 252.3 | G821 | 5 | 2004 | BLQ WDS WDS: NG; RFO TDF TDF: DFO; N N N: Y; N N N: Y; S S S: S |  | N | Electric Utility | 1 |  | Y | N | [17 empty] | N
9417 | Interstate Power and Light Co | 56355 | Whispering Willow Wind Farm - East | IA | Franklin | 1 | WT | OP | 199.7 | 199.7 | 199.7 |  | 12 | 2009 | BLQ WDS WDS: WND; N N N: N; N N N: Y; S S S: S | 121 | N | Electric Utility | 1 |  |  | N
9418 | City of Iola - (KS) | 1291 | Iola | KS | Allen | 1 | IC | OP | 5 | 5 | 5 |  | 8 | 1998 | BLQ WDS WDS: NG; N N N: N; N N N: Y; N N N: Y; S S S: S |  | N | Electric Utility | 1 |  | N | N | [17 empty] | N
9418 | City of Iola - (KS) | 1291 | Iola | KS | Allen | 10 | IC | OP | 2.7 | 2.9 | 2.9 |  | 6 | 1981 | BLQ WDS WDS: DFO; N N N: N; N N N: Y; N N N: Y; S S S: S |  | N | Electric Utility | 1 |  | N | N | [17 empty] | N
9418 | City of Iola - (KS) | 1291 | Iola | KS | Allen | 11 | IC | OS | 2.1 |  |  |  | 7 | 1988 | BLQ WDS WDS: DFO; N N N: N; N N N: Y; N N N: N; S S S: S |  | N | Electric Utility | 1 |  | N | Y | [13 empty] | 3 | 2013 | 3 | 2013 | N
9418 | City of Iola - (KS) | 1291 | Iola | KS | Allen | 12 | IC | OS | 2.1 |  |  |  | 7 | 1988 | BLQ WDS WDS: DFO; N N N: N; N N N: Y; N N N: N; S S S: S |  | N | Electric Utility | 1 |  | N | Y | [13 empty] | 3 | 2013 | 3 | 2013 | N
9418 | City of Iola - (KS) | 1291 | Iola | KS | Allen | 13 | IC | OS | 2.1 |  |  |  | 7 | 1988 | BLQ WDS WDS: DFO; N N N: N; N N N: Y; N N N: N; S S S: S |  | N | Electric Utility | 1 |  | N | Y | [13 empty] | 3 | 2013 | 3 | 2013 | N
9418 | City of Iola - (KS) | 1291 | Iola | KS | Allen | 2 | IC | OP | 5 | 5 | 5 |  | 6 | 2000 | BLQ WDS WDS: NG; N N N: N; N N N: Y; N N N: Y; S S S: S |  | N | Electric Utility | 1 |  | N | N | [17 empty] | N
9418 | City of Iola - (KS) | 1291 | Iola | KS | Allen | 6 | IC | OP | 2.7 | 2.9 | 2.9 |  | 5 | 1969 | BLQ WDS WDS: DFO; N N N: N; N N N: Y; N N N: Y; S S S: S |  | N | Electric Utility | 1 |  | N | N | [17 empty] | N
9418 | City of Iola - (KS) | 1291 | Iola | KS | Allen | 7 | IC | OP | 2.7 | 2.9 | 2.9 |  | 5 | 1971 | BLQ WDS WDS: DFO; N N N: N; N N N: Y; N N N: Y; S S S: S |  | N | Electric Utility | 1 |  | N | N | [17 empty] | N
9418 | City of Iola - (KS) | 1291 | Iola | KS | Allen | 8 | IC | OP | 2.7 | 2.9 | 2.9 |  | 2 | 1976 | BLQ WDS WDS: DFO; N N N: N; N N N: Y; N N N: Y; S S S: S |  | N | Electric Utility | 1 |  | N | N | [17 empty] | N
9418 | City of Iola - (KS) | 1291 | Iola | KS | Allen | 9 | IC | OP | 2.7 | 2.9 | 2.9 |  | 6 | 1977 | BLQ WDS WDS: DFO; N N N: N; N N N: Y; N N N: Y; S S S: S |  | N | Electric Utility | 1 |  | N | N | [17 empty] | N
9424 | International Paper Co-Eastovr | 52151 | International Paper Eastover Facility | SC | Richland | GEN1 | ST | OP | 48.4 | 46 | 46 |  | 4 | 1984 | BLQ | BIT | WDS | RFO | TDF | WO | Y | Y | Y | S |  | Y | Industrial CHP | 7 | T | N | N | [17 empty] | N | Y | [5 empty] | RFO | DFO
9424 | International Paper Co-Eastovr | 52151 | International Paper Eastover Facility | SC | Richland | GEN2 | ST | OP | 61.2 | 57 | 57 |  | 6 | 1991 | BLQ | BIT | WDS | RFO | TDF | WO | Y | Y | Y | S |  | Y | Industrial CHP | 7 | T | N | N | [17 empty] | N | Y | [5 empty] | RFO | DFO
9425 | Iowa Lakes Electric Coop | 57251 | Lakota Wind Wind Farm | IA | KOSSUTH | LAK1 | WT | OP | 10.5 | 10.5 | 10.5 |  | 3 | 2009 | BLQ BLQ: WND; Y Y: N; Y Y: Y; S S: S | 7 | N | Electric Utility | 1 |  |  | N | [17 empty] | N
9425 | Iowa Lakes Electric Coop | 57252 | Iowa Lakes Superior Wind Farm | IA | DICKINSON | SUP1 | WT | OP | 10.5 | 10.5 | 10.5 |  | 4 | 2009 | BLQ BLQ: WND; Y Y: N; Y Y: Y; S S: S | 7 | N | Electric Utility | 1 |  |  | N
9434 | Iowa State University | 54201 | Iowa State University | IA | Story | GEN3 | ST | OP | 13.2 | 13.3 | 13.3 |  | 9 | 1978 | BLQ BLQ: BIT; BIT BIT: NG; Y Y: N; Y Y: Y; S S: S |  | Y | Commercial CHP | 5 | T | N | N | [17 empty] | N |  | Y | Y
9434 | Iowa State University | 54201 | Iowa State University | IA | Story | GEN4 | ST | SB | 6.2 | 6.3 | 6.3 |  | 10 | 1960 | BIT | NG |  |  |  |  | N | Y | Y | S |  | Y | Commercial CHP | 5 | T | N | N | [17 empty] | N |  | Y | Y
9434 | Iowa State University | 54201 | Iowa State University | IA | Story | GEN5 | ST | OP | 11.5 | 11.5 | 11.5 |  | 3 | 1970 | BLQ BLQ: BIT; BIT BIT: NG; Y Y: N; Y Y: Y; S S: S |  | Y | Commercial CHP | 5 | T | N | N | [17 empty] | N |  | Y | Y
9434 | Iowa State University | 54201 | Iowa State University | IA | Story | GEN6 | ST | OP | 15.1 | 15.1 | 15.1 |  | 5 | 2005 | BLQ BLQ: BIT; BIT BIT: NG; Y Y: N; Y Y: Y; S S: S |  | Y | Commercial CHP | 5 | T | N | N | [17 empty] | N |  | Y | Y
9436 | Mosaic Phosphates Co. | 10198 | IMC Phosphates Company Uncle Sam | LA | St James | GEN1 | ST | OP | 11 | 10.2 | 10.3 |  | 1 | 1968 | BLQ BLQ: OTH; Y Y: N; Y Y: Y; S S: S |  | Y | Industrial CHP | 7 | T | N | N | [17 empty] | N
9436 | Mosaic Phosphates Co. | 10198 | IMC Phosphates Company Uncle Sam | LA | St James | GEN2 | ST | OP | 11 | 10.2 | 10.3 |  | 1 | 1968 | BLQ BLQ: OTH; Y Y: N; Y Y: Y; S S: S |  | Y | Industrial CHP | 7 | T | N | N | [17 empty] | N
9439 | Isabella Partners | 10139 | Isabella Hydro Project | CA | Kern | GEN1 | HY | OP | 5.9 | 5.9 | 5.9 |  | 12 | 1990 | BLQ BLQ: WAT; Y Y: N; Y Y: Y; S S: S | 0 | N | IPP Non-CHP | 2 |  | N | N | [17 empty] | N
9439 | Isabella Partners | 10139 | Isabella Hydro Project | CA | Kern | GEN2 | HY | OP | 5.9 | 5.9 | 5.9 |  | 12 | 1990 | BLQ BLQ: WAT; Y Y: N; Y Y: Y; S S: S | 0 | N | IPP Non-CHP | 2 |  | N | N | [17 empty] | N
9442 | Town of Ipswich - (MA) | 1670 | High Street Station | MA | ESSEX | 1 | IC | SB | 1.2 | 1.2 | 1.3 |  | 8 | 1986 | NG | DFO |  |  |  |  | Y | Y | Y | S |  | N | Electric Utility | 1 |  | N | N | [17 empty] | N
9442 | Town of Ipswich - (MA) | 1670 | High Street Station | MA | ESSEX | 10 | IC | SB | 1.2 | 1.2 | 1.3 |  | 4 | 1984 | NG | DFO |  |  |  |  | Y | Y | Y | S |  | N | Electric Utility | 1 |  | N | N | [17 empty] | N
9442 | Town of Ipswich - (MA) | 1670 | High Street Station | MA | ESSEX | 11 | IC | SB | 1.2 | 1.2 | 1.1 |  | 9 | 1982 | NG | DFO |  |  |  |  | Y | Y | Y | S |  | N | Electric Utility | 1 |  | N | N | [17 empty] | N
9442 | Town of Ipswich - (MA) | 1670 | High Street Station | MA | ESSEX | 12 | IC | SB | 1.2 | 1.2 | 1.3 |  | 8 | 1983 | NG | DFO |  |  |  |  | Y | Y | Y | S |  | N | Electric Utility | 1 |  | N | N | [17 empty] | N
9442 | Town of Ipswich - (MA) | 1670 | High Street Station | MA | ESSEX | 2 | IC | SB | 1.3 | 1.3 | 1.3 |  | 8 | 1954 | NG | DFO |  |  |  |  | Y | Y | Y | S |  | N | Electric Utility | 1 |  | N | N | [17 empty] | N
9442 | Town of Ipswich - (MA) | 1670 | High Street Station | MA | ESSEX | 3 | IC | OS | 0.7 | 0.7 | 0.6 |  | 6 | 1941 | BLQ BLQ: DFO; Y Y: N; Y Y: Y; S S: S |  | N | Electric Utility | 1 |  | N | N | [17 empty] | N
9442 | Town of Ipswich - (MA) | 1670 | High Street Station | MA | ESSEX | 4 | IC | OS | 0.6 | 0.6 | 0.6 |  | 6 | 1937 | BLQ BLQ: DFO; Y Y: N; Y Y: Y; S S: S |  | N | Electric Utility | 1 |  | N | N | [17 empty] | N
9442 | Town of Ipswich - (MA) | 1670 | High Street Station | MA | ESSEX | 6 | IC | SB | 1.1 | 1.2 | 1.2 |  | 7 | 1951 | NG | DFO |  |  |  |  | Y | Y | Y | S |  | N | Electric Utility | 1 |  | N | N | [17 empty] | N
9442 | Town of Ipswich - (MA) | 1670 | High Street Station | MA | ESSEX | 7 | IC | SB | 1.3 | 1.3 | 1.4 |  | 9 | 1956 | BLQ BLQ: DFO; Y Y: N; Y Y: Y; Y Y: Y; S S: S |  | N | Electric Utility | 1 |  | N | N | [17 empty] | N
9442 | Town of Ipswich - (MA) | 1670 | High Street Station | MA | ESSEX | 8 | IC | SB | 1.1 | 1.1 | 1.1 |  | 8 | 1960 | BLQ BLQ: DFO; Y Y: N; Y Y: Y; Y Y: Y; S S: S |  | N | Electric Utility | 1 |  | N | N
9442 | Town of Ipswich - (MA) | 1670 | High Street Station | MA | ESSEX | 9 | IC | SB | 1.3 | 1.3 | 1.3 |  | 10 | 1961 | NG | DFO |  |  |  |  | Y | Y | Y | S |  | N | Electric Utility | 1 |  | N | N
9442 | Town of Ipswich - (MA) | 57855 | Ipswich Wind Turbine | MA | Essex | 1 | WT | OP | 1.6 | 1.6 | 1.6 |  | 5 | 2011 | BLQ BLQ: WND; Y Y: N; Y Y: N; S S: S | 1 | N | Electric Utility | 1 |  |  | N | [12 empty] | N |  |  |  |  | N
9451 | HDI Associates I | 54572 | Lochmere Hydroelectric Plant | NH | Belknap | UNT1 | HY | OP | 0.3 | 0.1 | 0.1 |  | 12 | 1984 | BLQ BLQ: WAT; Y Y: N; Y Y: Y; S S: S |  | N | IPP Non-CHP | 2 |  | N | N
9451 | HDI Associates I | 54572 | Lochmere Hydroelectric Plant | NH | Belknap | UNT2 | HY | OP | 0.3 | 0.1 | 0.1 |  | 12 | 1984 | BLQ BLQ: WAT; Y Y: N; Y Y: Y; S S: S |  | N | IPP Non-CHP | 2 |  | N | N
9451 | HDI Associates I | 54572 | Lochmere Hydroelectric Plant | NH | Belknap | UNT3 | HY | OP | 0.3 | 0.1 | 0.1 |  | 12 | 1984 | BLQ BLQ: WAT; Y Y: N; Y Y: Y; S S: S |  | N | IPP Non-CHP | 2 |  | N | N
9451 | HDI Associates I | 54572 | Lochmere Hydroelectric Plant | NH | Belknap | UNT4 | HY | OP | 0.3 | 0.1 | 0.1 |  | 12 | 1984 | BLQ BLQ: WAT; Y Y: N; Y Y: Y; S S: S |  | N | IPP Non-CHP | 2 |  | N | N
9454 | ArcelorMittal Cleveland Inc | 10398 | Arcelormittal Cleveland Inc | OH | Cuyahoga | GEN3 | ST | OP | 10 | 10 | 10 |  | 1 | 1965 | BFG | NG | RFO | BIT | NG |  | Y | N |  | S |  | Y | Industrial CHP | 7 | B | N | N | [17 empty] | N | Y
9454 | ArcelorMittal Cleveland Inc | 10398 | Arcelormittal Cleveland Inc | OH | Cuyahoga | GEN5 | ST | OP | 10 | 10 | 10 |  | 1 | 1965 | BFG | NG | RFO | BIT | NG |  | Y | N |  | S |  | Y | Industrial CHP | 7 | B | N | N | [17 empty] | N | Y
9454 | ArcelorMittal Cleveland Inc | 10398 | Arcelormittal Cleveland Inc | OH | Cuyahoga | GENA | ST | OS | 15 | 15 | 15 |  | 1 | 1950 | BFG | NG | RFO | BIT | NG |  | Y | N |  | S |  | Y | Industrial CHP | 7 | T | N | N | [17 empty] | N | Y
9454 | ArcelorMittal Cleveland Inc | 10398 | Arcelormittal Cleveland Inc | OH | Cuyahoga | GENB | ST | OP | 10 | 10 | 10 |  | 1 | 1965 | BFG | NG | RFO | BIT | NG |  | Y | N |  | S |  | Y | Industrial CHP | 7 | T | N | N | [17 empty] | N | Y
9454 | ArcelorMittal Cleveland Inc | 10398 | Arcelormittal Cleveland Inc | OH | Cuyahoga | GENC | ST | OP | 23 | 23 | 23 |  | 2 | 2010 | BFG | NG | RFO | BIT | NG |  | Y | N |  | S |  | Y | Industrial CHP | 7 | T | N | N | [17 empty] | N | Y
9570 | Jackson County Res Recovery | 10722 | Jackson County Resource Recovery | MI | Jackson | 1 | ST | OP | 3.7 | 3 | 2 |  | 11 | 1987 | BLQ BLQ: MSW; BIT BIT: NG; Y Y: N; Y Y: Y; S S: S | 1 | Y | Commercial CHP | 5 | T | N | N | [17 empty] | N | [6 empty] | NG
9603 | City of Jackson - (MO) | 2137 | Jackson | MO | Cape Girardeau | 10 | IC | OP | 2 | 2 | 2 |  | 9 | 2006 | BLQ BLQ: DFO; Y Y: N; Y Y: N; S S: S |  | N | Electric Utility | 1 |  |  | N | [17 empty] | N
9603 | City of Jackson - (MO) | 2137 | Jackson | MO | Cape Girardeau | 11 | IC | OP | 2 | 2 | 2 |  | 9 | 2006 | BLQ BLQ: DFO; Y Y: N; Y Y: N; S S: S |  | N | Electric Utility | 1 |  |  | N | [17 empty] | N
9603 | City of Jackson - (MO) | 2137 | Jackson | MO | Cape Girardeau | 12 | IC | OP | 2 | 2 | 2 |  | 9 | 2006 | BLQ BLQ: DFO; Y Y: N; Y Y: N; S S: S |  | N | Electric Utility | 1 |  |  | N | [17 empty] | N
9603 | City of Jackson - (MO) | 2137 | Jackson | MO | Cape Girardeau | 3 | IC | OP | 1 | 1 | 1 |  | 4 | 1963 | BLQ BLQ: DFO; BIT BIT: NG; Y Y: Y; Y Y: N; S S: S |  | N | Electric Utility | 1 |  | N | N
9603 | City of Jackson - (MO) | 2137 | Jackson | MO | Cape Girardeau | 4 | IC | OP | 1 | 1 | 1 |  | 7 | 1963 | BLQ BLQ: DFO; BIT BIT: NG; Y Y: Y; Y Y: N; S S: S |  | N | Electric Utility | 1 |  | N | N | [17 empty] | N
9603 | City of Jackson - (MO) | 2137 | Jackson | MO | Cape Girardeau | 5 | IC | OP | 0.7 | 0.6 | 0.6 |  | 1 | 1936 | BLQ BLQ: DFO; Y Y: N; Y Y: N; S S: S |  | N | Electric Utility | 1 |  | N | N | [17 empty] | N
9603 | City of Jackson - (MO) | 2137 | Jackson | MO | Cape Girardeau | 6 | IC | OP | 1 | 1 | 1 |  | 6 | 1946 | BLQ BLQ: DFO; Y Y: N; Y Y: N; S S: S |  | N | Electric Utility | 1 |  | N | N | [17 empty] | N
9603 | City of Jackson - (MO) | 2137 | Jackson | MO | Cape Girardeau | 7 | IC | OP | 6.8 | 6.5 | 6.8 |  | 8 | 1973 | BLQ BLQ: DFO; BIT BIT: NG; Y Y: Y; Y Y: N; S S: S |  | N | Electric Utility | 1 |  | N | N | [17 empty] | N
9603 | City of Jackson - (MO) | 2137 | Jackson | MO | Cape Girardeau | 8 | IC | OP | 6.8 | 6.5 | 6.8 |  | 7 | 1973 | BLQ BLQ: DFO; BIT BIT: NG; Y Y: Y; Y Y: N; S S: S |  | N | Electric Utility | 1 |  | N | N | [17 empty] | N
9603 | City of Jackson - (MO) | 2137 | Jackson | MO | Cape Girardeau | 9 | IC | OP | 3 | 2.7 | 3 |  | 7 | 1983 | BLQ BLQ: DFO; BIT BIT: NG; Y Y: Y; Y Y: N; S S: S |  | N | Electric Utility | 1 |  | N | N | [17 empty] | N
9617 | JEA | 207 | St Johns River Power Park | FL | Duval | 1 | ST | OP | 679 | 626 | 638 |  | 4 | 1987 | BIT | PC | NG |  |  |  | Y | Y |  | J |  | N | Electric Utility | 1 |  | N | N | [17 empty] | N | Y |  | Y |  |  |  | NG
9617 | JEA | 207 | St Johns River Power Park | FL | Duval | 2 | ST | OP | 679 | 626 | 638 |  | 7 | 1988 | BIT | PC | NG |  |  |  | Y | Y |  | J |  | N | Electric Utility | 1 |  | N | N | [17 empty] | N | Y |  | Y |  |  |  | NG
9617 | JEA | 666 | J D Kennedy | FL | Duval | GT37 | GT | OP | 185 | 158.6 | 191.2 |  | 6 | 2000 | BLQ BLQ: NG; BIT BIT: DFO; Y Y: Y; Y Y: Y; S S: S |  | N | Electric Utility | 1 |  | N | N | [17 empty] | N
9617 | JEA | 666 | J D Kennedy | FL | Duval | GT38 | GT | OP | 185 | 158.6 | 191.2 |  | 6 | 2009 | BLQ BLQ: NG; BIT BIT: DFO; Y Y: Y; Y Y: Y; S S: S |  | N | Electric Utility | 1 |  | N | N | [17 empty] | N
9617 | JEA | 667 | Northside Generating Station | FL | Duval | 1 | ST | OP | 297.5 | 275 | 275 |  | 3 | 1966 | BLQ BLQ: PC; BIT BIT: BIT; Y Y: Y; Y Y: Y; S S: S |  | N | Electric Utility | 1 |  | N | N | [17 empty] | N |  | Y | Y |  |  |  | NG
9617 | JEA | 667 | Northside Generating Station | FL | Duval | 2 | ST | OP | 297.5 | 275 | 275 |  | 6 | 1972 | BLQ BLQ: PC; BIT BIT: BIT; Y Y: Y; Y Y: Y; S S: S |  | N | Electric Utility | 1 |  | N | N | [17 empty] | N |  | Y | Y |  |  |  | NG
9617 | JEA | 667 | Northside Generating Station | FL | Duval | 4 | GT | OP | 62.1 | 52 | 61.6 |  | 1 | 1975 | BLQ BLQ: DFO; Y Y: N; Y Y: Y; S S: S |  | N | Electric Utility | 1 |  | N | N | [12 empty] | N |  |  |  |  | N
9617 | JEA | 667 | Northside Generating Station | FL | Duval | 5 | GT | OP | 62.1 | 52 | 61.6 |  | 12 | 1974 | BLQ BLQ: DFO; Y Y: N; Y Y: Y; S S: S |  | N | Electric Utility | 1 |  | N | N | [12 empty] | N |  |  |  |  | N
9617 | JEA | 667 | Northside Generating Station | FL | Duval | 6 | GT | OP | 62.1 | 52 | 61.6 |  | 12 | 1974 | BLQ BLQ: DFO; Y Y: N; Y Y: Y; S S: S |  | N | Electric Utility | 1 |  | N | N | [12 empty] | N |  |  |  |  | N
9617 | JEA | 667 | Northside Generating Station | FL | Duval | GT3 | GT | OP | 62.1 | 52 | 61.6 |  | 1 | 1975 | BLQ BLQ: DFO; Y Y: N; Y Y: Y; S S: S |  | N | Electric Utility | 1 |  | N | N | [12 empty] | N |  |  |  |  | N
9617 | JEA | 667 | Northside Generating Station | FL | Duval | ST3 | ST | OP | 563.7 | 505 | 505 |  | 6 | 1977 | BLQ BLQ: NG; BIT BIT: RFO; Y Y: Y; Y Y: Y; S S: S |  | N | Electric Utility | 1 |  | N | N | [17 empty] | N
9617 | JEA | 7705 | Girvin Landfill | FL | Duval | 1 | IC | OP | 3 | 3 | 3 |  | 7 | 1997 | BLQ BLQ: LFG; Y Y: N; Y Y: Y; S S: S |  | N | Electric Utility | 1 |  | N | N | [17 empty] | N
9617 | JEA | 7846 | Brandy Branch | FL | Duval | 001 | GT | OP | 185 | 158.6 | 191.2 |  | 5 | 2001 | BLQ BLQ: NG; BIT BIT: DFO; Y Y: Y; Y Y: Y; S S: S |  | N | Electric Utility | 1 |  | N | N | [17 empty] | N
9617 | JEA | 7846 | Brandy Branch | FL | Duval | 002 | CT | OP | 185 | 158.6 | 191.2 |  | 5 | 2001 | BLQ BLQ: NG; BIT BIT: DFO; Y Y: Y; Y Y: Y; S S: S |  | N | Electric Utility | 1 |  | N | N | [17 empty] | N
9617 | JEA | 7846 | Brandy Branch | FL | Duval | 003 | CT | OP | 185 | 158.6 | 191.2 |  | 10 | 2001 | BLQ BLQ: NG; BIT BIT: DFO; Y Y: Y; Y Y: Y; S S: S |  | N | Electric Utility | 1 |  | N | N | [17 empty] | N
9617 | JEA | 7846 | Brandy Branch | FL | Duval | 004 | CA | OP | 228.1 | 185 | 190 |  | 2 | 2005 | BLQ BLQ: NG; BIT BIT: DFO; Y Y: Y; Y Y: Y; S S: S |  | N | Electric Utility | 1 |  | Y | N | [17 empty] | N
9617 | JEA | 56799 | Greenland Energy Center | FL | Duval | 1 | GT | OP | 190.4 | 148 | 184.1 |  | 6 | 2011 | BLQ BLQ: NG; BIT BIT: DFO; Y Y: Y; Y Y: Y; S S: S |  | N | Electric Utility | 1
9617 | JEA | 56799 | Greenland Energy Center | FL | Duval | 2 | GT | OP | 190.4 | 148 | 184.1 |  | 6 | 2011 | BLQ BLQ: NG; BIT BIT: DFO; Y Y: Y; Y Y: Y; S S: S |  | N | Electric Utility | 1
9628 | Hopewell Operating Services LLC | 10377 | James River Genco LLC | VA | HOPEWELL CITY | GEN1 | ST | OP | 57.4 | 46.3 | 46.3 |  | 1 | 1988 | BLQ BLQ: BIT; Y Y: N; Y Y: Y; S S: W |  | Y | IPP CHP | 3 | T | N | N | [17 empty] | N |  |  | Y | N
9628 | Hopewell Operating Services LLC | 10377 | James River Genco LLC | VA | HOPEWELL CITY | GEN2 | ST | OP | 57.4 | 46.3 | 46.3 |  | 1 | 1988 | BLQ BLQ: BIT; Y Y: N; Y Y: Y; S S: W |  | Y | IPP CHP | 3 | T | N | N | [17 empty] | N |  |  | Y | N
9645 | Jamestown Board of Public Util | 2682 | S A Carlson | NY | Chautauqua | 5 | ST | OP | 24.5 | 22.5 | 22.5 | 1 | 8 | 1951 | BLQ BLQ: NG; BIT BIT: BIT; Y Y: Y; Y Y: Y; S S: S |  | N | Electric Utility | 1 |  |  | N | [17 empty] | N | N |  | N |  |  |  | DFO
9645 | Jamestown Board of Public Util | 2682 | S A Carlson | NY | Chautauqua | 6 | ST | OP | 24.5 | 22.5 | 22.5 | 1 | 8 | 1968 | BLQ BLQ: NG; BIT BIT: BIT; Y Y: Y; Y Y: Y; S S: S |  | N | Electric Utility | 1 |  |  | N | [17 empty] | N | N |  | N |  |  |  | DFO
9645 | Jamestown Board of Public Util | 2682 | S A Carlson | NY | Chautauqua | 7 | GT | OP | 47.3 | 42 | 47 | 1 | 11 | 2001 | BLQ BLQ: NG; Y Y: N; Y Y: Y; S S: S |  | N | Electric Utility | 1 |  |  | N | [17 empty] | N
9650 | City of Janesville - (MN) | 1982 | Janesville | MN | Waseca | 1 | IC | OP | 1.1 | 0.9 | 1 |  | 5 | 1965 | BLQ BLQ: DFO; BIT BIT: NG; Y Y: Y; Y Y: Y; S S: S |  | N | Electric Utility | 1 |  | N | N
9650 | City of Janesville - (MN) | 1982 | Janesville | MN | Waseca | 2 | IC | OP | 1.3 | 1.1 | 1.2 |  | 5 | 1972 | BLQ BLQ: DFO; BIT BIT: NG; Y Y: Y; Y Y: Y; S S: S |  | N | Electric Utility | 1 |  | N | N
9650 | City of Janesville - (MN) | 1982 | Janesville | MN | Waseca | 3 | IC | OP | 0.7 | 0.5 | 0.6 |  | 5 | 1955 | BLQ BLQ: DFO; BIT BIT: NG; Y Y: Y; Y Y: Y; S S: S |  | N | Electric Utility | 1 |  | N | N
9650 | City of Janesville - (MN) | 1982 | Janesville | MN | Waseca | 4 | IC | OP | 1.8 | 1.8 | 1.8 |  | 12 | 1998 | BLQ BLQ: DFO; Y Y: N; Y Y: Y; S S: S |  | N | Electric Utility | 1 |  | N | N
9667 | City of Jasper - (IN) | 6225 | Jasper 2 | IN | Dubois | 1 | ST | SB | 14.5 | 13.6 | 13.6 |  | 9 | 1968 | BLQ BLQ: BIT; Y Y: N; Y Y: Y; Y Y: Y; S S: S |  | N | Electric Utility | 1 |  | N | N | [17 empty] | N | [6 empty] | NG
9686 | RockTenn-Jackson Fenandina | 10202 | Fernandina Beach Mill | FL | Nassau | GEN5 | ST | OP | 44 | 30 | 30 |  | 1 | 1988 | WDL | RFO | WDS | BLQ | BIT |  | Y | Y |  | S |  | Y | Industrial CHP | 7 | T | N | N | [17 empty] | N | Y
9686 | RockTenn-Jackson Fenandina | 10202 | Fernandina Beach Mill | FL | Nassau | GEN6 | ST | OP | 74.4 | 50 | 50 |  | 9 | 1982 | BIT | RFO | WDS | BLQ |  |  | Y | Y |  | S |  | Y | Industrial CHP | 7 | T | N | N | [17 empty] | N | Y
9726 | Jersey Central Power & Lt Co | 6522 | Yards Creek | NJ | Warren | 1 | PS | OP | 151 | 140 | 140 |  | 11 | 1965 | BLQ BLQ: WAT; Y Y: N; Y Y: Y; S S: J | 1 | N | Electric Utility | 1 |  | N | N
9726 | Jersey Central Power & Lt Co | 6522 | Yards Creek | NJ | Warren | 2 | PS | OP | 151 | 140 | 140 |  | 12 | 1965 | BLQ BLQ: WAT; Y Y: N; Y Y: Y; S S: J | 1 | N | Electric Utility | 1 |  | N | N
9726 | Jersey Central Power & Lt Co | 6522 | Yards Creek | NJ | Warren | 3 | PS | OP | 151 | 120 | 120 |  | 9 | 1965 | BLQ BLQ: WAT; Y Y: N; Y Y: Y; S S: J | 1 | N | Electric Utility | 1 |  | N | N
9732 | City of Jetmore | 1292 | Jetmore | KS | HODGEMAN | 1 | IC | OP | 1 | 1 | 1 |  | 1 | 1960 | BLQ BLQ: DFO; BIT BIT: NG; Y Y: Y; Y Y: Y; S S: S |  | N | Electric Utility | 1 |  | N | N
9732 | City of Jetmore | 1292 | Jetmore | KS | HODGEMAN | 2 | IC | SB | 0.4 | 0.4 | 0.4 |  | 1 | 1951 | DFO | NG |  |  |  |  | Y | Y | Y | S |  | N | Electric Utility | 1 |  | N | N
9732 | City of Jetmore | 1292 | Jetmore | KS | HODGEMAN | 5 | IC | OP | 1.5 | 1.5 | 1.5 |  | 1 | 1966 | BLQ BLQ: DFO; BIT BIT: NG; Y Y: Y; Y Y: Y; S S: S |  | N | Electric Utility | 1 |  | N | N
9732 | City of Jetmore | 1292 | Jetmore | KS | HODGEMAN | 6 | IC | OP | 1.2 | 1.2 | 1.2 |  | 1 | 1966 | BLQ BLQ: DFO; Y Y: N; Y Y: Y; S S: S |  | N | Electric Utility | 1 |  | N | N
9732 | City of Jetmore | 1292 | Jetmore | KS | HODGEMAN | 7 | IC | SB | 0.9 | 0.9 | 0.9 |  | 1 | 1966 | BLQ BLQ: DFO; Y Y: N; Y Y: Y; Y Y: Y; S S: S |  | N | Electric Utility | 1 |  | N | N
9765 | John Deere Dubuque Works | 54414 | John Deere Dubuque Works | IA | Dubuque | GE10 | IC | SB | 1.5 | 1.4 | 1.4 |  | 6 | 1994 | BLQ BLQ: DFO; Y Y: N; Y Y: Y; Y Y: Y; S S: S |  | N | Industrial CHP | 7 |  | N | N | [17 empty] | N
9765 | John Deere Dubuque Works | 54414 | John Deere Dubuque Works | IA | Dubuque | GEN5 | IC | SB | 1.5 | 1.4 | 1.4 |  | 6 | 1994 | BLQ BLQ: DFO; Y Y: N; Y Y: Y; Y Y: Y; S S: S |  | N | Industrial CHP | 7 |  | N | N | [17 empty] | N
9765 | John Deere Dubuque Works | 54414 | John Deere Dubuque Works | IA | Dubuque | GEN6 | IC | SB | 1.5 | 1.4 | 1.4 |  | 6 | 1994 | BLQ BLQ: DFO; Y Y: N; Y Y: Y; Y Y: Y; S S: S |  | N | Industrial CHP | 7 |  | N | N | [17 empty] | N
9765 | John Deere Dubuque Works | 54414 | John Deere Dubuque Works | IA | Dubuque | GEN7 | IC | SB | 1.5 | 1.4 | 1.4 |  | 6 | 1994 | BLQ BLQ: DFO; Y Y: N; Y Y: Y; Y Y: Y; S S: S |  | N | Industrial CHP | 7 |  | N | N | [17 empty] | N
9765 | John Deere Dubuque Works | 54414 | John Deere Dubuque Works | IA | Dubuque | GEN8 | IC | SB | 1.5 | 1.4 | 1.4 |  | 6 | 1994 | BLQ BLQ: DFO; Y Y: N; Y Y: Y; Y Y: Y; S S: S |  | N | Industrial CHP | 7 |  | N | N | [17 empty] | N
9765 | John Deere Dubuque Works | 54414 | John Deere Dubuque Works | IA | Dubuque | GEN9 | IC | SB | 1.5 | 1.4 | 1.4 |  | 6 | 1994 | BLQ BLQ: DFO; Y Y: N; Y Y: Y; Y Y: Y; S S: S |  | N | Industrial CHP | 7 |  | N | N | [17 empty] | N
9776 | City of Johnson - (KS) | 6579 | Johnson | KS | Stanton | 1 | IC | OP | 0.6 | 0.6 | 0.6 |  | 6 | 1959 | BLQ BLQ: DFO; BIT BIT: NG; Y Y: N; Y Y: Y; S S: S |  | N | Electric Utility | 1 |  | N | N
9776 | City of Johnson - (KS) | 6579 | Johnson | KS | Stanton | 2 | IC | OP | 0.9 | 0.7 | 0.7 |  | 6 | 1963 | BLQ BLQ: DFO; BIT BIT: NG; Y Y: N; Y Y: Y; S S: S |  | N | Electric Utility | 1 |  | N | N
9776 | City of Johnson - (KS) | 6579 | Johnson | KS | Stanton | 4 | IC | OP | 0.5 | 0.5 | 0.5 |  | 5 | 1954 | BLQ BLQ: DFO; BIT BIT: NG; Y Y: N; Y Y: Y; S S: S |  | N | Electric Utility | 1 |  | N | N
9776 | City of Johnson - (KS) | 6579 | Johnson | KS | Stanton | 5 | IC | OP | 0.3 | 0.3 | 0.3 |  | 3 | 1950 | BLQ BLQ: DFO; BIT BIT: NG; Y Y: N; Y Y: Y; S S: S |  | N | Electric Utility | 1 |  | N | N
9776 | City of Johnson - (KS) | 6579 | Johnson | KS | Stanton | 7 | IC | OP | 1.5 | 1.2 | 1.2 |  | 6 | 1983 | BLQ BLQ: DFO; BIT BIT: NG; Y Y: N; Y Y: Y; S S: S |  | N | Electric Utility | 1 |  | N | N
9776 | City of Johnson - (KS) | 6579 | Johnson | KS | Stanton | 8 | IC | OP | 1.2 | 1.1 | 1.1 |  | 4 | 1993 | BLQ BLQ: NG; BIT BIT: DFO; Y Y: N; Y Y: Y; S S: S |  | N | Electric Utility | 1 |  | N | N
9776 | City of Johnson - (KS) | 6579 | Johnson | KS | Stanton | IC6 | IC | OP | 1.5 | 1.2 | 1.2 |  | 11 | 1986 | BLQ BLQ: DFO; BIT BIT: NG; Y Y: N; Y Y: Y; S S: S |  | N | Electric Utility | 1 |  | N | N
9788 | John Deere Harvester Works Co | 10039 | John Deere Harvester Works | IL | Rock Island | GEN2 | ST | SB | 2 | 2 | 2 |  | 10 | 1940 | BLQ BLQ: BIT; Y Y: N; Y Y: Y; Y Y: Y; S S: S |  | Y | Industrial CHP | 7 | T | N | N | [17 empty] | N |  |  | N
9788 | John Deere Harvester Works Co | 10039 | John Deere Harvester Works | IL | Rock Island | GEN4 | ST | SB | 2.5 | 2.5 | 2.5 |  | 4 | 1949 | BLQ BLQ: BIT; Y Y: N; Y Y: Y; Y Y: Y; S S: S |  | Y | Industrial CHP | 7 | T | N | N | [17 empty] | N |  |  | N |  | N
9788 | John Deere Harvester Works Co | 10039 | John Deere Harvester Works | IL | Rock Island | GEN5 | ST | SB | 3 | 3 | 3 |  | 11 | 1951 | BLQ BLQ: BIT; Y Y: N; Y Y: Y; Y Y: Y; S S: S |  | Y | Industrial CHP | 7 | T | N | N | [17 empty] | N
9788 | John Deere Harvester Works Co | 10039 | John Deere Harvester Works | IL | Rock Island | GEN6 | ST | OS | 2.5 | 2.5 | 2.5 |  | 11 | 1960 | BLQ BLQ: BIT; Y Y: N; Y Y: Y; S S: S |  | Y | Industrial CHP | 7 | T | N | N | [17 empty] | N
9879 | City Water and Light Plant | 56505 | Jonesboro City Water & Light Plant | AR | Craighead | SN01 | GT | OP | 24.5 | 20 | 23 |  | 7 | 1999 | BLQ BLQ: NG; BIT BIT: DFO; Y Y: Y; Y Y: Y; S S: S |  | N | Electric Utility | 1 |  |  | N | [17 empty] | N
9879 | City Water and Light Plant | 56505 | Jonesboro City Water & Light Plant | AR | Craighead | SN02 | GT | OP | 21.4 | 19 | 22 |  | 7 | 1999 | BLQ BLQ: NG; BIT BIT: DFO; Y Y: Y; Y Y: Y; S S: S |  | N | Electric Utility | 1 |  |  | N | [17 empty] | N
9879 | City Water and Light Plant | 56505 | Jonesboro City Water & Light Plant | AR | Craighead | SN04 | GT | OP | 60.5 | 46 | 49 |  | 5 | 2000 | BLQ BLQ: NG; BIT BIT: DFO; Y Y: Y; Y Y: Y; S S: S |  | N | Electric Utility | 1 |  |  | N | [17 empty] | N
9879 | City Water and Light Plant | 56505 | Jonesboro City Water & Light Plant | AR | Craighead | SN06 | GT | OP | 57.4 | 46 | 49 |  | 5 | 2003 | BLQ BLQ: NG; BIT BIT: DFO; Y Y: Y; Y Y: Y; S S: S |  | N | Electric Utility | 1 |  |  | N | [17 empty] | N
9879 | City Water and Light Plant | 56505 | Jonesboro City Water & Light Plant | AR | Craighead | SN07 | GT | OP | 60.5 | 46 | 49 |  | 5 | 2007 | BLQ BLQ: NG; Y Y: N; Y Y: Y; S S: S |  | N | Electric Utility | 1 |  |  | N | [17 empty] | N
9897 | City of King Cove | 7493 | King Cove | AK | Aleutian Islands | 1 | IC | OP | 0.3 | 0.3 | 0.3 |  | 2 | 1980 | BLQ BLQ: DFO; Y Y: N; Y Y: N; S S: S |  | Y | Electric Utility | 1 | T | N | N | [12 empty] | N |  |  |  |  | N
9897 | City of King Cove | 7493 | King Cove | AK | Aleutian Islands | 2 | IC | OP | 0.5 | 0.4 | 0.4 |  | 1 | 1986 | BLQ BLQ: DFO; Y Y: N; Y Y: N; S S: S |  | Y | Electric Utility | 1 | T | N | N | [12 empty] | N |  |  |  |  | N
9897 | City of King Cove | 7493 | King Cove | AK | Aleutian Islands | 3 | IC | OP | 0.7 | 0.6 | 0.6 |  | 6 | 1992 | BLQ BLQ: DFO; Y Y: N; Y Y: N; S S: S |  | Y | Electric Utility | 1 | T | N | N | [12 empty] | N |  |  |  |  | N
9897 | City of King Cove | 7493 | King Cove | AK | Aleutian Islands | 4 | HY | OP | 0.8 | 0.7 | 0.2 |  | 2 | 1995 | BLQ BLQ: WAT; Y Y: N; Y Y: N; S S: S |  | N | Electric Utility | 1 |  | N | N | [12 empty] | N |  |  |  |  | N
9897 | City of King Cove | 7493 | King Cove | AK | Aleutian Islands | 5 | IC | OP | 0.3 | 0.3 | 0.3 |  | 2 | 1980 | BLQ BLQ: DFO; Y Y: N; Y Y: N; S S: S |  | Y | Electric Utility | 1 | T | N | N | [12 empty] | N |  |  |  |  | N
9928 | City of Julesburg - (CO) | 504 | Julesburg | CO | Sedgwick | 1 | IC | SB | 0.9 | 0.7 | 0.7 |  | 11 | 1951 | BLQ BLQ: DFO; Y Y: N; Y Y: N; Y Y: N; S S: S |  | N | Electric Utility | 1 |  | N | N
9928 | City of Julesburg - (CO) | 504 | Julesburg | CO | Sedgwick | 2 | IC | SB | 0.9 | 0.7 | 0.7 |  | 7 | 1949 | BLQ BLQ: DFO; Y Y: N; Y Y: N; Y Y: N; S S: S |  | N | Electric Utility | 1 |  | N | N
9928 | City of Julesburg - (CO) | 504 | Julesburg | CO | Sedgwick | 3 | IC | SB | 0.3 | 0.2 | 0.2 |  | 2 | 1945 | BLQ BLQ: DFO; Y Y: N; Y Y: N; Y Y: N; S S: S |  | N | Electric Utility | 1 |  | N | N
9928 | City of Julesburg - (CO) | 504 | Julesburg | CO | Sedgwick | 4 | IC | SB | 1.3 | 1.1 | 1.1 |  | 12 | 1964 | BLQ BLQ: DFO; Y Y: N; Y Y: N; Y Y: N; S S: S |  | N | Electric Utility | 1 |  | N | N
9928 | City of Julesburg - (CO) | 504 | Julesburg | CO | Sedgwick | 5 | IC | SB | 0.3 | 0.2 | 0.2 |  | 4 | 1946 | BLQ BLQ: DFO; Y Y: N; Y Y: N; Y Y: N; S S: S |  | N | Electric Utility | 1 |  | N | N
9948 | Kyocera America Inc | 10720 | Kyocera America Project | CA | San Diego | 0287 | IC | OP | 1.7 | 1.7 | 1.7 |  | 9 | 2012 | BLQ BLQ: NG; Y Y: N; Y Y: Y; S S: S |  | Y | Industrial CHP | 7 | T |  | N
9948 | Kyocera America Inc | 10720 | Kyocera America Project | CA | San Diego | 0333 | IC | OP | 2.1 | 2.1 | 2.1 |  | 9 | 2012 | BLQ BLQ: NG; Y Y: N; Y Y: Y; S S: S |  | Y | Industrial CHP | 7 | T |  | N
9961 | Kansas Electric Power Coop Inc | 7973 | Sharpe | KS | Coffey | 1 | IC | SB | 2 | 2 | 2 |  | 7 | 2002 | BLQ BLQ: DFO; Y Y: N; Y Y: Y; Y Y: Y; S S: S |  | N | Electric Utility | 1 |  | N | N | [17 empty] | N
9961 | Kansas Electric Power Coop Inc | 7973 | Sharpe | KS | Coffey | 10 | IC | SB | 2 | 2 | 2 |  | 7 | 2002 | BLQ BLQ: DFO; Y Y: N; Y Y: Y; Y Y: Y; S S: S |  | N | Electric Utility | 1 |  | N | N | [17 empty] | N
9961 | Kansas Electric Power Coop Inc | 7973 | Sharpe | KS | Coffey | 2 | IC | SB | 2 | 2 | 2 |  | 7 | 2002 | BLQ BLQ: DFO; Y Y: N; Y Y: Y; Y Y: Y; S S: S |  | N | Electric Utility | 1 |  | N | N | [17 empty] | N
9961 | Kansas Electric Power Coop Inc | 7973 | Sharpe | KS | Coffey | 3 | IC | SB | 2 | 2 | 2 |  | 7 | 2002 | BLQ BLQ: DFO; Y Y: N; Y Y: Y; Y Y: Y; S S: S |  | N | Electric Utility | 1 |  | N | N | [17 empty] | N
9961 | Kansas Electric Power Coop Inc | 7973 | Sharpe | KS | Coffey | 4 | IC | SB | 2 | 2 | 2 |  | 7 | 2002 | BLQ BLQ: DFO; Y Y: N; Y Y: Y; Y Y: Y; S S: S |  | N | Electric Utility | 1 |  | N | N | [17 empty] | N
9961 | Kansas Electric Power Coop Inc | 7973 | Sharpe | KS | Coffey | 5 | IC | SB | 2 | 2 | 2 |  | 7 | 2002 | BLQ BLQ: DFO; Y Y: N; Y Y: Y; Y Y: Y; S S: S |  | N | Electric Utility | 1 |  | N | N | [17 empty] | N
9961 | Kansas Electric Power Coop Inc | 7973 | Sharpe | KS | Coffey | 6 | IC | SB | 2 | 2 | 2 |  | 7 | 2002 | BLQ BLQ: DFO; Y Y: N; Y Y: Y; Y Y: Y; S S: S |  | N | Electric Utility | 1 |  | N | N | [17 empty] | N
9961 | Kansas Electric Power Coop Inc | 7973 | Sharpe | KS | Coffey | 7 | IC | SB | 2 | 2 | 2 |  | 7 | 2002 | BLQ BLQ: DFO; Y Y: N; Y Y: Y; Y Y: Y; S S: S |  | N | Electric Utility | 1 |  | N | N | [17 empty] | N
9961 | Kansas Electric Power Coop Inc | 7973 | Sharpe | KS | Coffey | 8 | IC | SB | 2 | 2 | 2 |  | 7 | 2002 | BLQ BLQ: DFO; Y Y: N; Y Y: Y; Y Y: Y; S S: S |  | N | Electric Utility | 1 |  | N | N | [17 empty] | N
9961 | Kansas Electric Power Coop Inc | 7973 | Sharpe | KS | Coffey | 9 | IC | SB | 2 | 2 | 2 |  | 7 | 2002 | BLQ BLQ: DFO; Y Y: N; Y Y: Y; Y Y: Y; S S: S |  | N | Electric Utility | 1 |  | N | N | [17 empty] | N
9973 | City of Kahoka | 2138 | Kahoka | MO | Clark | 10 | IC | OP | 1.1 | 1.1 | 1.1 |  | 7 | 1999 | BLQ BLQ: DFO; Y Y: N; Y Y: N; Y Y: N; S S: S |  | N | Electric Utility | 1 |  | N | N | [17 empty] | N
9973 | City of Kahoka | 2138 | Kahoka | MO | Clark | 11 | IC | OP | 1.1 | 1.1 | 1.1 |  | 7 | 1999 | BLQ BLQ: DFO; Y Y: N; Y Y: N; Y Y: N; S S: S |  | N | Electric Utility | 1 |  | N | N | [17 empty] | N
9973 | City of Kahoka | 2138 | Kahoka | MO | Clark | 12 | IC | OP | 1.1 | 1.1 | 1.1 |  | 9 | 1999 | BLQ BLQ: DFO; Y Y: N; Y Y: N; Y Y: N; S S: S |  | N | Electric Utility | 1 |  | N | N | [17 empty] | N
9973 | City of Kahoka | 2138 | Kahoka | MO | Clark | 3 | IC | OP | 0.2 | 0.2 | 0.2 |  | 1 | 1941 | BLQ BLQ: DFO; Y Y: N; Y Y: N; Y Y: N; S S: S |  | N | Electric Utility | 1 |  | N | N | [17 empty] | N
9973 | City of Kahoka | 2138 | Kahoka | MO | Clark | 6 | IC | OP | 0.7 | 0.7 | 0.7 |  | 1 | 1952 | BLQ BLQ: DFO; Y Y: N; Y Y: N; Y Y: N; S S: S |  | N | Electric Utility | 1 |  | N | N | [17 empty] | N
9973 | City of Kahoka | 2138 | Kahoka | MO | Clark | 7 | IC | OP | 0.8 | 0.7 | 0.8 |  | 1 | 1956 | NG | DFO |  |  |  |  | Y | N | N | S |  | N | Electric Utility | 1 |  | N | N | [17 empty] | N
9973 | City of Kahoka | 2138 | Kahoka | MO | Clark | 8 | IC | OP | 1.5 | 1.4 | 1.5 |  | 9 | 1969 | NG | DFO |  |  |  |  | Y | N | N | S |  | N | Electric Utility | 1 |  | N | N | [17 empty] | N
9973 | City of Kahoka | 2138 | Kahoka | MO | Clark | 9 | IC | OP | 0.9 | 0.8 | 0.9 |  | 7 | 1982 | NG | DFO |  |  |  |  | Y | N | N | S |  | N | Electric Utility | 1 |  | N | N | [17 empty] | N
9989 | Kalaeloa Partners LP | 54646 | Kalaeloa Cogen Plant | HI | Honolulu | CT1 | CT | OP | 119.2 | 82 | 82 |  | 10 | 1989 | RFO | DFO |  |  |  |  | Y | Y | Y | J | 2 | Y | IPP CHP | 3 | B | N | N | [17 empty] | N
9989 | Kalaeloa Partners LP | 54646 | Kalaeloa Cogen Plant | HI | Honolulu | CT2 | CT | OP | 119.2 | 82 | 82 |  | 1 | 1991 | RFO | DFO |  |  |  |  | Y | Y | Y | J |  | Y | IPP CHP | 3 | B | N | N | [17 empty] | N
9989 | Kalaeloa Partners LP | 54646 | Kalaeloa Cogen Plant | HI | Honolulu | ST | CA | OP | 61 | 50 | 50 |  | 3 | 1991 | RFO | DFO |  |  |  |  | N | Y | Y | J |  | Y | IPP CHP | 3 | B | N | N | [17 empty] | N
9996 | City of Kansas City - (KS) | 1294 | Kaw | KS | Wyandotte | 1 | ST | OS | 50.1 | 41.9 | 41.9 |  | 6 | 1955 | BLQ BLQ: NG; Y Y: N; Y Y: Y; Y Y: Y; S S: S |  | N | Electric Utility | 1 |  | N | N | [12 empty] | N |  |  |  |  | N | Y |  | Y |  |  |  | NG
9996 | City of Kansas City - (KS) | 1294 | Kaw | KS | Wyandotte | 2 | ST | OS | 50.1 | 41.9 | 41.9 |  | 4 | 1957 | BLQ BLQ: NG; Y Y: N; Y Y: Y; Y Y: Y; S S: S |  | N | Electric Utility | 1 |  | N | N | [12 empty] | N |  |  |  |  | N | Y |  | Y |  |  |  | NG
9996 | City of Kansas City - (KS) | 1294 | Kaw | KS | Wyandotte | 3 | ST | OS | 65.5 | 56.5 | 56.5 |  | 5 | 1962 | BLQ BLQ: NG; Y Y: N; Y Y: Y; Y Y: Y; S S: S |  | N | Electric Utility | 1 |  | N | N | [12 empty] | N |  |  |  |  | N | N |  | Y |  |  |  | NG
9996 | City of Kansas City - (KS) | 1295 | Quindaro | KS | Wyandotte | GT1 | GT | OP | 17.9 | 13 | 13 |  | 6 | 1969 | BLQ BLQ: NG; BIT BIT: DFO; Y Y: Y; Y Y: Y; S S: S |  | N | Electric Utility | 1 |  | N | N | [17 empty] | N
9996 | City of Kansas City - (KS) | 1295 | Quindaro | KS | Wyandotte | GT2 | GT | OP | 65.7 | 56 | 56 |  | 7 | 1974 | BLQ BLQ: DFO; Y Y: N; Y Y: Y; S S: S |  | N | Electric Utility | 1 |  | N | N | [17 empty] | N
9996 | City of Kansas City - (KS) | 1295 | Quindaro | KS | Wyandotte | GT3 | GT | OP | 65.7 | 46 | 46 |  | 8 | 1977 | BLQ BLQ: DFO; Y Y: N; Y Y: Y; S S: S |  | N | Electric Utility | 1 |  | N | N | [17 empty] | N
9996 | City of Kansas City - (KS) | 1295 | Quindaro | KS | Wyandotte | ST1 | ST | OP | 81.6 | 72 | 72 |  | 5 | 1965 | BLQ BLQ: SUB; BIT BIT: NG; Y Y: Y; Y Y: Y; S S: S |  | N | Electric Utility | 1 |  | N | N | [17 empty] | N | N |  | Y |  |  |  | NG | DFO
9996 | City of Kansas City - (KS) | 1295 | Quindaro | KS | Wyandotte | ST2 | ST | OP | 157.5 | 135 | 135 |  | 12 | 1971 | BLQ BLQ: SUB; BIT BIT: NG; Y Y: Y; Y Y: Y; S S: S |  | N | Electric Utility | 1 |  | N | N | [17 empty] | N | Y |  | Y |  |  |  | NG
9996 | City of Kansas City - (KS) | 6064 | Nearman Creek | KS | Wyandotte | 1 | ST | OP | 261 | 229 | 229 |  | 6 | 1981 | BLQ BLQ: SUB; Y Y: N; Y Y: Y; S S: S |  | N | Electric Utility | 1 |  | N | N | [12 empty] | N |  |  |  |  | N | Y |  | Y |  |  |  | DFO
9996 | City of Kansas City - (KS) | 6064 | Nearman Creek | KS | Wyandotte | CT4 | GT | OP | 94 | 76 | 76 |  | 2 | 2006 | BLQ BLQ: NG; BIT BIT: DFO; Y Y: Y; Y Y: Y; S S: S |  | N | Electric Utility | 1 |  | N | N | [17 empty] | N
10000 | Kansas City Power & Light Co | 1241 | La Cygne | KS | Linn | 1 | ST | OP | 893 | 735 | 735 |  | 6 | 1973 | BLQ BLQ: SUB; BIT BIT: BIT; Y Y: N; Y Y: Y; S S: J |  | N | Electric Utility | 1 |  | N | N | [17 empty] | N | Y |  | Y | N |  |  | DFO
10000 | Kansas City Power & Light Co | 1241 | La Cygne | KS | Linn | 2 | ST | OP | 685 | 686.2 | 686.2 |  | 5 | 1977 | BLQ BLQ: SUB; Y Y: N; Y Y: Y; S S: J |  | N | Electric Utility | 1 |  | N | N | [17 empty] | N | Y |  | Y |  |  |  | DFO
10000 | Kansas City Power & Light Co | 2079 | Hawthorn | MO | Jackson | 5 | ST | OP | 594.3 | 564 | 564 |  | 5 | 1969 | BLQ BLQ: SUB; BIT BIT: NG; Y Y: N; Y Y: Y; S S: S |  | N | Electric Utility | 1 |  | N | N | [20 empty] | Y
10000 | Kansas City Power & Light Co | 2079 | Hawthorn | MO | Jackson | 6 | CT | OP | 176 | 136 | 176 |  | 6 | 1997 | BLQ BLQ: NG; Y Y: N; Y Y: Y; S S: S |  | N | Electric Utility | 1 |  | N | N
10000 | Kansas City Power & Light Co | 2079 | Hawthorn | MO | Jackson | 7 | GT | OP | 77 | 76.5 | 90 |  | 5 | 2000 | BLQ BLQ: NG; Y Y: N; Y Y: Y; S S: S |  | N | Electric Utility | 1 |  | N | N
10000 | Kansas City Power & Light Co | 2079 | Hawthorn | MO | Jackson | 8 | GT | OP | 77 | 77.2 | 90 |  | 7 | 2000 | BLQ BLQ: NG; Y Y: N; Y Y: Y; S S: S |  | N | Electric Utility | 1 |  | N | N
10000 | Kansas City Power & Light Co | 2079 | Hawthorn | MO | Jackson | 9 | CA | OP | 146 | 96 | 130 |  | 7 | 2000 | BLQ BLQ: NG; Y Y: N; Y Y: Y; S S: S |  | N | Electric Utility | 1 |  | Y | N
10000 | Kansas City Power & Light Co | 2080 | Montrose | MO | Henry | 1 | ST | OP | 188 | 170 | 170 |  | 7 | 1958 | BLQ BLQ: SUB; Y Y: N; Y Y: Y; S S: S |  | N | Electric Utility | 1 |  | N | Y | [15 empty] | 1 | 2016 |  |  |  | Y |  |  |  | DFO
10000 | Kansas City Power & Light Co | 2080 | Montrose | MO | Henry | 2 | ST | OP | 188 | 164 | 164 |  | 4 | 1960 | BLQ BLQ: SUB; Y Y: N; Y Y: Y; S S: S |  | N | Electric Utility | 1 |  | N | N | [20 empty] | Y |  |  |  | DFO
10000 | Kansas City Power & Light Co | 2080 | Montrose | MO | Henry | 3 | ST | OP | 188 | 176 | 176 |  | 5 | 1964 | BLQ BLQ: SUB; Y Y: N; Y Y: Y; S S: S |  | N | Electric Utility | 1 |  | N | N | [20 empty] | Y |  |  |  | DFO
10000 | Kansas City Power & Light Co | 2081 | Northeast | MO | Jackson | 11 | GT | OP | 50 | 48.4 | 65 |  | 5 | 1972 | BLQ BLQ: DFO; Y Y: N; Y Y: Y; S S: S |  | N | Electric Utility | 1 |  | N | N
10000 | Kansas City Power & Light Co | 2081 | Northeast | MO | Jackson | 12 | GT | OP | 64 | 47.7 | 65 |  | 5 | 1972 | BLQ BLQ: DFO; Y Y: N; Y Y: Y; S S: S |  | N | Electric Utility | 1 |  | N | N
10000 | Kansas City Power & Light Co | 2081 | Northeast | MO | Jackson | 13 | GT | OP | 50 | 45.7 | 65 |  | 5 | 1975 | BLQ BLQ: DFO; Y Y: N; Y Y: Y; S S: S |  | N | Electric Utility | 1 |  | N | N
10000 | Kansas City Power & Light Co | 2081 | Northeast | MO | Jackson | 14 | GT | OP | 64 | 45.4 | 65 |  | 5 | 1975 | BLQ BLQ: DFO; Y Y: N; Y Y: Y; S S: S |  | N | Electric Utility | 1 |  | N | N
10000 | Kansas City Power & Light Co | 2081 | Northeast | MO | Jackson | 15 | GT | OP | 64 | 44.2 | 65 |  | 6 | 1976 | BLQ BLQ: DFO; Y Y: N; Y Y: Y; S S: S |  | N | Electric Utility | 1 |  | N | N
10000 | Kansas City Power & Light Co | 2081 | Northeast | MO | Jackson | 16 | GT | OP | 64 | 44.7 | 65 |  | 6 | 1976 | BLQ BLQ: DFO; Y Y: N; Y Y: Y; S S: S |  | N | Electric Utility | 1 |  | N | N
10000 | Kansas City Power & Light Co | 2081 | Northeast | MO | Jackson | 17 | GT | OP | 64 | 48 | 65 |  | 5 | 1977 | BLQ BLQ: DFO; Y Y: N; Y Y: Y; S S: S |  | N | Electric Utility | 1 |  | N | N
10000 | Kansas City Power & Light Co | 2081 | Northeast | MO | Jackson | 18 | GT | OP | 64 | 48.9 | 65 |  | 5 | 1977 | BLQ BLQ: DFO; Y Y: N; Y Y: Y; S S: S |  | N | Electric Utility | 1 |  | N | N
10000 | Kansas City Power & Light Co | 2081 | Northeast | MO | Jackson | 19 | IC | OP | 2 | 2 | 2 |  | 6 | 1985 | BLQ BLQ: DFO; Y Y: N; Y Y: Y; S S: S |  | N | Electric Utility | 1 |  | N | N
10000 | Kansas City Power & Light Co | 6065 | Iatan | MO | Platte | 1 | ST | OP | 726 | 704.7 | 704.7 |  | 5 | 1980 | BLQ BLQ: SUB; Y Y: N; Y Y: Y; S S: J |  | N | Electric Utility | 1 |  | N | N | [17 empty] | N |  |  | Y |  |  |  | DFO
10000 | Kansas City Power & Light Co | 6065 | Iatan | MO | Platte | 2 | ST | OP | 914 | 881.1 | 881.1 |  | 8 | 2010 | BLQ BLQ: SUB; Y Y: N; Y Y: Y; S S: J |  | N | Electric Utility | 1 |  |  | N | [17 empty] | N | Y |  |  | Y |  |  | DFO
10000 | Kansas City Power & Light Co | 7928 | Osawatomie | KS | Miami | 1 | GT | OP | 90 | 75.1 | 90 |  | 6 | 2003 | BLQ BLQ: NG; Y Y: N; Y Y: Y; S S: S |  | N | Electric Utility | 1 |  | N | N
10000 | Kansas City Power & Light Co | 7929 | West Gardner | KS | Johnson | 1 | GT | OP | 91.3 | 77 | 90 |  | 6 | 2003 | BLQ BLQ: NG; Y Y: N; Y Y: Y; S S: S |  | N | Electric Utility | 1 |  | N | N
10000 | Kansas City Power & Light Co | 7929 | West Gardner | KS | Johnson | 2 | GT | OP | 91.3 | 78.2 | 90 |  | 6 | 2003 | BLQ BLQ: NG; Y Y: N; Y Y: Y; S S: S |  | N | Electric Utility | 1 |  | N | N
10000 | Kansas City Power & Light Co | 7929 | West Gardner | KS | Johnson | 3 | GT | OP | 91.3 | 76.9 | 90 |  | 6 | 2003 | BLQ BLQ: NG; Y Y: N; Y Y: Y; S S: S |  | N | Electric Utility | 1 |  | N | N
10000 | Kansas City Power & Light Co | 7929 | West Gardner | KS | Johnson | 4 | GT | OP | 91.3 | 77.5 | 90 |  | 6 | 2003 | BLQ BLQ: NG; Y Y: N; Y Y: Y; S S: S |  | N | Electric Utility | 1 |  | N | N
10000 | Kansas City Power & Light Co | 56351 | Spearville | KS | Ford | 1 | WT | OP | 100.5 | 100.5 | 100.5 |  | 9 | 2006 | BLQ BLQ: WND; Y Y: N; Y Y: Y; S S: S | 67 | N | Electric Utility | 1 |  |  | N | [17 empty] | N
10000 | Kansas City Power & Light Co | 56351 | Spearville | KS | Ford | 2 | WT | OP | 48 | 48 | 48 |  | 12 | 2010 | BLQ BLQ: WND; Y Y: N; Y Y: Y; S S: S | 32 | N | Electric Utility | 1 |  |  | N | [17 empty] | N
10004 | King County Dept-Natural Res | 50329 | West Point Treatment Plant | WA | King | 4 | IC | OP | 2.3 | 2.3 | 2.3 |  | 6 | 2012 | BLQ BLQ: OBG; BIT BIT: NG; Y Y: N; Y Y: Y; S S: S |  | Y | Commercial CHP | 5 | T | N | [18 empty] | N
10004 | King County Dept-Natural Res | 50329 | West Point Treatment Plant | WA | King | 5 | IC | OP | 2.3 | 2.3 | 2.3 |  | 6 | 2012 | BLQ BLQ: OBG; BIT BIT: NG; Y Y: N; Y Y: Y; S S: S |  | Y | Commercial CHP | 5 | T | N | [18 empty] | N
10005 | Kansas Gas & Electric Co | 1240 | Gordon Evans Energy Center | KS | Sedgwick | 1 | ST | OP | 136 | 155 | 155 |  | 6 | 1961 | BLQ BLQ: NG; Y Y: N; Y Y: Y; S S: S |  | N | Electric Utility | 1 |  | N | N | [17 empty] | N
10005 | Kansas Gas & Electric Co | 1240 | Gordon Evans Energy Center | KS | Sedgwick | 2 | ST | OP | 390 | 372 | 372 |  | 6 | 1967 | BLQ BLQ: NG; Y Y: N; Y Y: Y; S S: S |  | N | Electric Utility | 1 |  | N | N | [17 empty] | N
10005 | Kansas Gas & Electric Co | 1240 | Gordon Evans Energy Center | KS | Sedgwick | 5 | IC | SB | 2.9 | 3 | 3 |  | 8 | 1969 | BLQ BLQ: DFO; Y Y: N; Y Y: Y; Y Y: Y; S S: S |  | N | Electric Utility | 1 |  | N | N | [17 empty] | N
10005 | Kansas Gas & Electric Co | 1240 | Gordon Evans Energy Center | KS | Sedgwick | GT1 | GT | OP | 98.3 | 73 | 73 |  | 6 | 2000 | BLQ BLQ: NG; BIT BIT: DFO; Y Y: Y; Y Y: Y; S S: S |  | N | Electric Utility | 1 |  | N | N | [17 empty] | N
10005 | Kansas Gas & Electric Co | 1240 | Gordon Evans Energy Center | KS | Sedgwick | GT2 | GT | OP | 98.3 | 71 | 71 |  | 6 | 2000 | BLQ BLQ: NG; BIT BIT: DFO; Y Y: Y; Y Y: Y; S S: S |  | N | Electric Utility | 1 |  | N | N | [17 empty] | N
10005 | Kansas Gas & Electric Co | 1240 | Gordon Evans Energy Center | KS | Sedgwick | GT3 | GT | OP | 178.5 | 150 | 150 |  | 6 | 2001 | BLQ BLQ: NG; BIT BIT: DFO; Y Y: Y; Y Y: Y; S S: S |  | N | Electric Utility | 1 |  | N | N | [17 empty] | N
10005 | Kansas Gas & Electric Co | 1242 | Murray Gill | KS | Sedgwick | 1 | ST | OP | 46 | 40 | 40 |  | 5 | 1952 | BLQ BLQ: NG; Y Y: N; Y Y: Y; S S: S |  | N | Electric Utility | 1 |  | N | N | [17 empty] | N
10005 | Kansas Gas & Electric Co | 1242 | Murray Gill | KS | Sedgwick | 2 | ST | OP | 75 | 56 | 56 |  | 2 | 1954 | BLQ BLQ: NG; Y Y: N; Y Y: Y; S S: S |  | N | Electric Utility | 1 |  | N | N | [17 empty] | N
10005 | Kansas Gas & Electric Co | 1242 | Murray Gill | KS | Sedgwick | 3 | ST | OP | 114 | 102 | 102 |  | 6 | 1956 | BLQ BLQ: NG; Y Y: N; Y Y: Y; S S: S |  | N | Electric Utility | 1 |  | N | N | [17 empty] | N
10005 | Kansas Gas & Electric Co | 1242 | Murray Gill | KS | Sedgwick | 4 | ST | OP | 114 | 95 | 95 |  | 4 | 1959 | BLQ BLQ: NG; Y Y: N; Y Y: Y; S S: S |  | N | Electric Utility | 1 |  | N | N | [17 empty] | N
10023 | TC Ravenswood LLC | 2500 | Ravenswood | NY | Queens | 1 | ST | OP | 400 | 366.7 | 374 |  | 2 | 1963 | BLQ BLQ: NG; BIT BIT: RFO; Y Y: Y; Y Y: Y; S S: S |  | N | IPP Non-CHP | 2 |  | N | N | [17 empty] | N
10023 | TC Ravenswood LLC | 2500 | Ravenswood | NY | Queens | 2 | ST | OP | 400 | 362.7 | 372.2 |  | 5 | 1963 | BLQ BLQ: NG; BIT BIT: RFO; Y Y: Y; Y Y: Y; S S: S |  | N | IPP Non-CHP | 2 |  | N | N | [17 empty] | N
10023 | TC Ravenswood LLC | 2500 | Ravenswood | NY | Queens | 3 | ST | OP | 1027 | 962.5 | 965.2 |  | 6 | 1965 | BLQ BLQ: NG; BIT BIT: RFO; Y Y: Y; Y Y: Y; S S: S |  | N | IPP Non-CHP | 2 |  | N | N | [17 empty] | N
10023 | TC Ravenswood LLC | 2500 | Ravenswood | NY | Queens | 4 | CT | OP | 170 | 147 | 171.2 |  | 12 | 2003 | BLQ BLQ: NG; BIT BIT: KER; Y Y: Y; Y Y: Y; S S: S |  | N | IPP Non-CHP | 2 |  |  | N | [17 empty] | N
10023 | TC Ravenswood LLC | 2500 | Ravenswood | NY | Queens | 4S | CA | OP | 80 | 73.9 | 79 |  | 12 | 2003 | BLQ BLQ: NG; BIT BIT: KER; Y Y: Y; Y Y: Y; S S: S |  | N | IPP Non-CHP | 2 |  | N | N | [17 empty] | N
10023 | TC Ravenswood LLC | 2500 | Ravenswood | NY | Queens | GT1 | GT | SB | 18.6 | 8.9 | 10.2 |  | 7 | 1967 | BLQ BLQ: NG; Y Y: N; Y Y: Y; Y Y: Y; S S: S |  | N | IPP Non-CHP | 2 |  | N | N | [17 empty] | N
10023 | TC Ravenswood LLC | 2500 | Ravenswood | NY | Queens | GT10 | GT | SB | 25 | 18.9 | 23.1 |  | 7 | 1969 | NG | KER |  |  |  |  | Y | Y | Y | S |  | N | IPP Non-CHP | 2 |  | N | N | [17 empty] | N
10023 | TC Ravenswood LLC | 2500 | Ravenswood | NY | Queens | GT11 | GT | SB | 25 | 19.6 | 24.1 |  | 6 | 1969 | NG | KER |  |  |  |  | Y | Y | Y | S |  | N | IPP Non-CHP | 2 |  | N | N | [17 empty] | N
10023 | TC Ravenswood LLC | 2500 | Ravenswood | NY | Queens | GT21 | GT | SB | 42.9 | 36.9 | 43.3 |  | 6 | 1969 | NG | KER |  |  |  |  | N | Y | Y | S |  | N | IPP Non-CHP | 2 |  | N | N | [17 empty] | N
10023 | TC Ravenswood LLC | 2500 | Ravenswood | NY | Queens | GT22 | GT | SB | 42.9 | 36.9 | 44.1 |  | 6 | 1969 | BLQ BLQ: NG; Y Y: N; Y Y: Y; Y Y: Y; S S: S |  | N | IPP Non-CHP | 2 |  | N | N | [17 empty] | N
10023 | TC Ravenswood LLC | 2500 | Ravenswood | NY | Queens | GT23 | GT | SB | 42.9 | 35 | 44 |  | 6 | 1969 | BLQ BLQ: NG; Y Y: N; Y Y: Y; Y Y: Y; S S: S |  | N | IPP Non-CHP | 2 |  | N | N | [17 empty] | N
10023 | TC Ravenswood LLC | 2500 | Ravenswood | NY | Queens | GT24 | GT | SB | 42.9 | 28.2 | 38.5 |  | 6 | 1969 | BLQ BLQ: NG; Y Y: N; Y Y: Y; Y Y: Y; S S: S |  | N | IPP Non-CHP | 2 |  | N | N | [17 empty] | N
10023 | TC Ravenswood LLC | 2500 | Ravenswood | NY | Queens | GT31 | GT | SB | 42.9 | 35.1 | 43.4 |  | 6 | 1969 | BLQ BLQ: NG; Y Y: N; Y Y: Y; Y Y: Y; S S: S |  | N | IPP Non-CHP | 2 |  | N | N | [17 empty] | N
10023 | TC Ravenswood LLC | 2500 | Ravenswood | NY | Queens | GT32 | GT | SB | 42.9 | 35.3 | 41.9 |  | 6 | 1969 | BLQ BLQ: NG; Y Y: N; Y Y: Y; Y Y: Y; S S: S |  | N | IPP Non-CHP | 2 |  | N | N | [17 empty] | N
10023 | TC Ravenswood LLC | 2500 | Ravenswood | NY | Queens | GT33 | GT | SB | 42.9 | 36.7 | 43.5 |  | 6 | 1969 | BLQ BLQ: NG; Y Y: N; Y Y: Y; Y Y: Y; S S: S |  | N | IPP Non-CHP | 2 |  | N | N | [17 empty] | N
10023 | TC Ravenswood LLC | 2500 | Ravenswood | NY | Queens | GT34 | GT | OS | 42.9 | 31.7 | 34.4 |  | 6 | 1969 | BLQ BLQ: NG; Y Y: N; Y Y: Y; S S: S |  | N | IPP Non-CHP | 2 |  | N | [18 empty] | N
10023 | TC Ravenswood LLC | 2500 | Ravenswood | NY | Queens | GT4 | GT | SB | 21.1 | 10.5 | 15.6 |  | 6 | 1969 | NG | KER |  |  |  |  | Y | Y | Y | S |  | N | IPP Non-CHP | 2 |  | N | N | [17 empty] | N
10023 | TC Ravenswood LLC | 2500 | Ravenswood | NY | Queens | GT5 | GT | SB | 21.1 | 11.5 | 16.5 |  | 6 | 1969 | NG | KER |  |  |  |  | Y | Y | Y | S |  | N | IPP Non-CHP | 2 |  | N | N | [17 empty] | N
10023 | TC Ravenswood LLC | 2500 | Ravenswood | NY | Queens | GT6 | GT | SB | 22 | 13.4 | 14.3 |  | 6 | 1969 | NG | KER |  |  |  |  | Y | Y | Y | S |  | N | IPP Non-CHP | 2 |  | N | N | [17 empty] | N
10023 | TC Ravenswood LLC | 2500 | Ravenswood | NY | Queens | GT7 | GT | SB | 22 | 12.7 | 15.5 |  | 6 | 1969 | NG | KER |  |  |  |  | Y | Y | Y | S |  | N | IPP Non-CHP | 2 |  | N | N | [17 empty] | N
10023 | TC Ravenswood LLC | 2500 | Ravenswood | NY | Queens | GT8 | GT | OS | 25 | 20 | 24 |  | 6 | 1969 | BLQ BLQ: NG; BIT BIT: KER; Y Y: Y; Y Y: N; S S: S |  | N | IPP Non-CHP | 2 |  | N | N | [17 empty] | N
10023 | TC Ravenswood LLC | 2500 | Ravenswood | NY | Queens | GT9 | GT | SB | 25 | 19.1 | 23.4 |  | 6 | 1969 | NG | KER |  |  |  |  | Y | Y | Y | S |  | N | IPP Non-CHP | 2 |  | N | N | [17 empty] | N
10046 | Kas Brothers Windfarm LLC | 55809 | Kas Brothers Windfarm | MN | Pipestone | G1 | WT | OP | 1.5 | 1.5 | 1.5 |  | 12 | 2001 | BLQ BLQ: WND; Y Y: N; Y Y: Y; S S: S | 2 | N | IPP Non-CHP | 2 |  | N | N
10056 | City of Kaukauna | 4118 | Kaukauna Gas Turbine | WI | Outagamie | GT1 | GT | OP | 18 | 15.8 | 18.3 |  | 5 | 1969 | BLQ BLQ: NG; Y Y: N; Y Y: Y; S S: S |  | N | Electric Utility | 1 |  | N | N | [17 empty] | N
10056 | City of Kaukauna | 4119 | Little Chute | WI | Outagamie | 1 | HY | OP | 1.1 | 1.1 | 1.1 |  | 6 | 1948 | BLQ BLQ: WAT; Y Y: N; Y Y: Y; S S: S | 0 | N | Electric Utility | 1 |  | N | N | [12 empty] | N
10056 | City of Kaukauna | 4119 | Little Chute | WI | Outagamie | 2 | HY | OP | 1.1 | 1.1 | 1.1 |  | 6 | 1948 | BLQ BLQ: WAT; Y Y: N; Y Y: Y; S S: S | 0 | N | Electric Utility | 1 |  | N | N
10056 | City of Kaukauna | 4119 | Little Chute | WI | Outagamie | 3 | HY | OP | 1.1 | 1.1 | 1.1 |  | 6 | 1948 | BLQ BLQ: WAT; Y Y: N; Y Y: Y; S S: S | 0 | N | Electric Utility | 1 |  | N | N
10056 | City of Kaukauna | 4122 | Rapide Croche | WI | Outagamie | 1 | HY | OP | 0.6 | 0.6 | 0.6 |  | 1 | 1926 | BLQ BLQ: WAT; Y Y: N; Y Y: Y; S S: S | 0 | N | Electric Utility | 1 |  | N | N
10056 | City of Kaukauna | 4122 | Rapide Croche | WI | Outagamie | 2 | HY | OP | 0.6 | 0.6 | 0.6 |  | 1 | 1926 | BLQ BLQ: WAT; Y Y: N; Y Y: Y; S S: S | 0 | N | Electric Utility | 1 |  | N | N
10056 | City of Kaukauna | 4122 | Rapide Croche | WI | Outagamie | 3 | HY | OP | 0.6 | 0.6 | 0.6 |  | 1 | 1926 | BLQ BLQ: WAT; Y Y: N; Y Y: Y; S S: S | 0 | N | Electric Utility | 1 |  | N | N
10056 | City of Kaukauna | 4122 | Rapide Croche | WI | Outagamie | 4 | HY | OP | 0.6 | 0.6 | 0.6 |  | 1 | 1926 | BLQ BLQ: WAT; Y Y: N; Y Y: Y; S S: S | 0 | N | Electric Utility | 1 |  | N | N
10056 | City of Kaukauna | 4201 | Combined Locks | WI | Outagamie | HC1 | HY | OP | 3.1 | 3.1 | 3.1 |  | 2 | 1988 | BLQ BLQ: WAT; Y Y: N; Y Y: Y; S S: S | 0 | N | Electric Utility | 1 |  | N | N
10056 | City of Kaukauna | 4201 | Combined Locks | WI | Outagamie | HC2 | HY | OP | 3.1 | 3.1 | 3.1 |  | 2 | 1988 | BLQ BLQ: WAT; Y Y: N; Y Y: Y; S S: S | 0 | N | Electric Utility | 1 |  | N | N
10056 | City of Kaukauna | 7822 | Kaukauna City Hydro | WI | OUTAGAMIE | 1 | HY | OP | 2.4 | 2.4 | 2.4 |  | 12 | 1940 | BLQ BLQ: WAT; Y Y: N; Y Y: Y; S S: S | 0 | N | Electric Utility | 1 |  | N | N
10056 | City of Kaukauna | 7822 | Kaukauna City Hydro | WI | OUTAGAMIE | 2 | HY | OP | 2.4 | 2.4 | 2.4 |  | 10 | 1942 | BLQ BLQ: WAT; Y Y: N; Y Y: Y; S S: S | 0 | N | Electric Utility | 1 |  | N | N
10071 | Kauai Island Utility Cooperative | 6474 | Port Allen | HI | Kauai | 3 | IC | OP | 2.7 | 2.5 | 2.5 |  | 6 | 1968 | BLQ BLQ: DFO; Y Y: N; Y Y: Y; S S: S |  | N | Electric Utility | 1 |  | N | N | [17 empty] | N
10071 | Kauai Island Utility Cooperative | 6474 | Port Allen | HI | Kauai | 4 | IC | OP | 2.7 | 2.5 | 2.5 |  | 6 | 1968 | BLQ BLQ: DFO; Y Y: N; Y Y: Y; S S: S |  | N | Electric Utility | 1 |  | N | N | [17 empty] | N
10071 | Kauai Island Utility Cooperative | 6474 | Port Allen | HI | Kauai | 5 | IC | OP | 2.7 | 2.5 | 2.5 |  | 6 | 1968 | BLQ BLQ: DFO; Y Y: N; Y Y: Y; S S: S |  | N | Electric Utility | 1 |  | N | N | [17 empty] | N
10071 | Kauai Island Utility Cooperative | 6474 | Port Allen | HI | Kauai | 8 | IC | OP | 8.6 | 7.6 | 7.6 |  | 12 | 1991 | BLQ BLQ: DFO; Y Y: N; Y Y: Y; S S: S |  | N | Electric Utility | 1 |  | N | N | [17 empty] | N
10071 | Kauai Island Utility Cooperative | 6474 | Port Allen | HI | Kauai | 9 | IC | OP | 8.6 | 7.6 | 7.6 |  | 12 | 1991 | BLQ BLQ: DFO; Y Y: N; Y Y: Y; S S: S |  | N | Electric Utility | 1 |  | N | N | [17 empty] | N
10071 | Kauai Island Utility Cooperative | 6474 | Port Allen | HI | Kauai | D6 | IC | OP | 8.6 | 7.6 | 7.6 |  | 11 | 1990 | BLQ BLQ: DFO; Y Y: N; Y Y: Y; S S: S |  | N | Electric Utility | 1 |  | N | N
10071 | Kauai Island Utility Cooperative | 6474 | Port Allen | HI | Kauai | D7 | IC | OP | 8.6 | 7.6 | 7.6 |  | 11 | 1990 | BLQ BLQ: DFO; Y Y: N; Y Y: Y; S S: S |  | N | Electric Utility | 1 |  | N | N | [17 empty] | N
10071 | Kauai Island Utility Cooperative | 6474 | Port Allen | HI | Kauai | GT1 | CT | OP | 19.2 | 17.5 | 17.5 |  | 8 | 1973 | BLQ BLQ: DFO; Y Y: N; Y Y: Y; S S: S |  | N | Electric Utility | 1 |  | N | N | [17 empty] | N
10071 | Kauai Island Utility Cooperative | 6474 | Port Allen | HI | Kauai | GT2 | CT | OP | 23.8 | 22.6 | 22.6 |  | 12 | 1977 | BLQ BLQ: DFO; Y Y: N; Y Y: Y; S S: S |  | N | Electric Utility | 1 |  | N | N | [17 empty] | N
10071 | Kauai Island Utility Cooperative | 6474 | Port Allen | HI | Kauai | IC1 | IC | OP | 2 | 1.7 | 1.7 |  | 1 | 1964 | BLQ BLQ: DFO; Y Y: N; Y Y: Y; S S: S |  | N | Electric Utility | 1 |  | N | N | [17 empty] | N
10071 | Kauai Island Utility Cooperative | 6474 | Port Allen | HI | Kauai | IC2 | IC | OP | 2 | 1.7 | 1.7 |  | 1 | 1964 | BLQ BLQ: DFO; Y Y: N; Y Y: Y; S S: S |  | N | Electric Utility | 1 |  | N | N | [17 empty] | N
10071 | Kauai Island Utility Cooperative | 6474 | Port Allen | HI | Kauai | ST1 | CA | OP | 10 | 9 | 9 |  | 1 | 1969 | BLQ BLQ: DFO; Y Y: N; Y Y: Y; S S: S |  | N | Electric Utility | 1 |  | Y | N | [17 empty] | N
10071 | Kauai Island Utility Cooperative | 56258 | Kapaia Power Station | HI | Kauai | CT1 | GT | OP | 39.1 | 26.6 | 26.6 |  | 9 | 2002 | BLQ BLQ: OTH; BIT BIT: DFO; Y Y: Y; Y Y: Y; S S: W |  | N | Electric Utility | 1 |  | N | N | [17 empty] | N
10077 | Kaweah Delta Hospital | 10042 | Kaweah Delta District Hospital | CA | Tulare | KDHT1 | GT | OP | 3.5 | 3.5 | 3.5 |  | 10 | 2008 | BLQ BLQ: NG; Y Y: N; Y Y: N; Y Y: Y; S S: S |  | N | Commercial CHP | 5 |  | N | N | [17 empty] | N
10099 | Kaweah River Power Authority | 54343 | Terminus Hydroelectric Project | CA | Tulare | GEN1 | HY | OP | 20.1 | 20 | 10 |  | 3 | 1990 | BLQ BLQ: WAT; Y Y: N; Y Y: Y; S S: S | 0 | N | IPP Non-CHP | 2 |  | N | N | [17 empty] | N
10127 | Kenetech Windpower Inc | 50712 | Altamont Pass Windplant | CA | Alameda | GEN1 | WT | OP | 332.5 | 332.5 | 332.5 |  | 1 | 1983 | BLQ BLQ: WND; Y Y: N; Y Y: Y; S S: S | 3046 | N | IPP Non-CHP | 2 |  | N | N
10152 | City of Kennett - (MO) | 2139 | Kennett | MO | Dunklin | 1 | IC | OP | 0.4 | 0.4 | 0.4 |  | 8 | 1942 | BLQ BLQ: DFO; Y Y: N; Y Y: Y; S S: S |  | N | Electric Utility | 1 |  | N | N | [17 empty] | N
10152 | City of Kennett - (MO) | 2139 | Kennett | MO | Dunklin | 10 | IC | OP | 6.2 | 6.2 | 6.2 |  | 8 | 1971 | BLQ BLQ: NG; BIT BIT: DFO; Y Y: N; Y Y: Y; S S: S |  | N | Electric Utility | 1 |  | N | N | [17 empty] | N
10152 | City of Kennett - (MO) | 2139 | Kennett | MO | Dunklin | 11 | IC | OP | 6.2 | 6.2 | 6.2 |  | 8 | 1975 | BLQ BLQ: NG; BIT BIT: DFO; Y Y: N; Y Y: Y; S S: S |  | N | Electric Utility | 1 |  | N | N | [17 empty] | N
10152 | City of Kennett - (MO) | 2139 | Kennett | MO | Dunklin | 12 | IC | OP | 6.4 | 6.4 | 6.4 |  | 8 | 2001 | BLQ BLQ: NG; Y Y: N; Y Y: Y; S S: S |  | N | Electric Utility | 1 |  | N | N | [17 empty] | N
10152 | City of Kennett - (MO) | 2139 | Kennett | MO | Dunklin | 13 | IC | OP | 6.4 | 6.4 | 6.4 |  | 8 | 2001 | BLQ BLQ: NG; Y Y: N; Y Y: Y; S S: S |  | N | Electric Utility | 1 |  | N | N | [17 empty] | N
10152 | City of Kennett - (MO) | 2139 | Kennett | MO | Dunklin | 2 | IC | OP | 0.4 | 0.4 | 0.4 |  | 8 | 1942 | BLQ BLQ: DFO; Y Y: N; Y Y: Y; S S: S |  | N | Electric Utility | 1 |  | N | N | [17 empty] | N
10152 | City of Kennett - (MO) | 2139 | Kennett | MO | Dunklin | 3 | IC | OP | 0.8 | 0.8 | 0.8 |  | 8 | 1945 | BLQ BLQ: DFO; Y Y: N; Y Y: Y; S S: S |  | N | Electric Utility | 1 |  | N | N | [17 empty] | N
10152 | City of Kennett - (MO) | 2139 | Kennett | MO | Dunklin | 4 | IC | OP | 2.5 | 2.5 | 2.5 |  | 8 | 1955 | BLQ BLQ: NG; BIT BIT: DFO; Y Y: Y; Y Y: Y; S S: S |  | N | Electric Utility | 1 |  | N | N | [17 empty] | N
10152 | City of Kennett - (MO) | 2139 | Kennett | MO | Dunklin | 5 | IC | OP | 1.4 | 1.4 | 1.4 |  | 8 | 1949 | BLQ BLQ: DFO; Y Y: N; Y Y: Y; S S: S |  | N | Electric Utility | 1 |  | N | N | [17 empty] | N
10152 | City of Kennett - (MO) | 2139 | Kennett | MO | Dunklin | 6 | IC | OP | 2 | 2 | 2 |  | 8 | 1951 | BLQ BLQ: NG; BIT BIT: DFO; Y Y: Y; Y Y: Y; S S: S |  | N | Electric Utility | 1 |  | N | N | [17 empty] | N
10152 | City of Kennett - (MO) | 2139 | Kennett | MO | Dunklin | 7 | IC | OP | 2.5 | 2.5 | 2.5 |  | 8 | 1960 | BLQ BLQ: NG; BIT BIT: DFO; Y Y: Y; Y Y: Y; S S: S |  | N | Electric Utility | 1 |  | N | N | [17 empty] | N
10152 | City of Kennett - (MO) | 2139 | Kennett | MO | Dunklin | 8 | IC | OP | 3.1 | 3.1 | 3.1 |  | 8 | 1962 | BLQ BLQ: NG; BIT BIT: DFO; Y Y: Y; Y Y: Y; S S: S |  | N | Electric Utility | 1 |  | N | N | [17 empty] | N
10152 | City of Kennett - (MO) | 2139 | Kennett | MO | Dunklin | 9 | IC | OP | 6.2 | 6.2 | 6.2 |  | 8 | 1965 | BLQ BLQ: NG; BIT BIT: DFO; Y Y: Y; Y Y: Y; S S: S |  | N | Electric Utility | 1 |  | N | N | [17 empty] | N
10162 | Kent County | 50860 | Kent County Waste to Energy Facility | MI | Kent | GEN1 | ST | OP | 18 | 15.7 | 15.7 |  | 10 | 1989 | BLQ BLQ: MSW; Y Y: N; Y Y: Y; S S: S |  | N | Commercial Non-CHP | 4 |  | N | N | [12 empty] | N |  |  |  |  | N | [6 empty] | NG
10171 | Kentucky Utilities Co | 1354 | Dix Dam | KY | Mercer | 1 | HY | OP | 9.4 | 8 | 8 |  | 11 | 1925 | BLQ BLQ: WAT; Y Y: N; Y Y: Y; S S: S | 0 | N | Electric Utility | 1 |  | N | Y | 2 | 2 | 4 | 2013 | [8 empty] | N |  |  |  |  | N
10171 | Kentucky Utilities Co | 1354 | Dix Dam | KY | Mercer | 2 | HY | OP | 9.4 | 10 | 10 |  | 11 | 1925 | BLQ BLQ: WAT; Y Y: N; Y Y: Y; S S: S | 0 | N | Electric Utility | 1 |  | N | N | [12 empty] | N |  |  |  |  | N
10171 | Kentucky Utilities Co | 1354 | Dix Dam | KY | Mercer | 3 | HY | OP | 9.4 | 10 | 10 |  | 11 | 1925 | BLQ BLQ: WAT; Y Y: N; Y Y: Y; S S: S | 0 | N | Electric Utility | 1 |  | N | N | [12 empty] | N |  |  |  |  | N
10171 | Kentucky Utilities Co | 1355 | E W Brown | KY | Mercer | 1 | ST | OP | 113.6 | 106 | 107 |  | 5 | 1957 | BLQ BLQ: BIT; Y Y: N; Y Y: Y; S S: S |  | N | Electric Utility | 1 |  | N | Y |  |  |  |  | 1 | 1 | 5 | 2016 |  |  |  |  | N |  |  |  |  | N | Y |  | Y |  |  |  | DFO
10171 | Kentucky Utilities Co | 1355 | E W Brown | KY | Mercer | 10 | GT | OP | 126 | 102 | 138 |  | 12 | 1995 | BLQ BLQ: NG; BIT BIT: DFO; Y Y: Y; Y Y: Y; S S: S |  | N | Electric Utility | 1 |  | N | N | [12 empty] | N |  |  |  |  | N
10171 | Kentucky Utilities Co | 1355 | E W Brown | KY | Mercer | 11 | GT | OP | 126 | 102 | 128 |  | 5 | 1996 | BLQ BLQ: NG; BIT BIT: DFO; Y Y: Y; Y Y: Y; S S: S |  | N | Electric Utility | 1 |  | N | N | [12 empty] | N |  |  |  |  | N
10171 | Kentucky Utilities Co | 1355 | E W Brown | KY | Mercer | 2 | ST | OP | 179.5 | 166 | 168 |  | 6 | 1963 | BLQ BLQ: BIT; Y Y: N; Y Y: Y; S S: S |  | N | Electric Utility | 1 |  | N | Y |  |  |  |  | 2 | 2 | 4 | 2016 |  |  |  |  | N |  |  |  |  | N | Y |  | Y |  |  |  | DFO
10171 | Kentucky Utilities Co | 1355 | E W Brown | KY | Mercer | 3 | ST | OP | 464 | 412 | 416 |  | 7 | 1971 | BLQ BLQ: BIT; Y Y: N; Y Y: Y; S S: S |  | N | Electric Utility | 1 |  | N | Y |  |  |  |  | 5 | 5 | 4 | 2015 |  |  |  |  | N |  |  |  |  | N | Y |  | Y |  |  |  | DFO
10171 | Kentucky Utilities Co | 1355 | E W Brown | KY | Mercer | 5 | GT | OP | 123 | 112 | 130 |  | 6 | 2001 | BLQ BLQ: NG; Y Y: N; Y Y: Y; S S: J |  | N | Electric Utility | 1 |  | N | N | [12 empty] | N |  |  |  |  | N
10171 | Kentucky Utilities Co | 1355 | E W Brown | KY | Mercer | 6 | GT | OP | 176.8 | 146 | 171 |  | 8 | 1999 | BLQ BLQ: NG; BIT BIT: DFO; Y Y: Y; Y Y: Y; S S: J |  | N | Electric Utility | 1 |  | N | N | [12 empty] | N |  |  |  |  | N
10171 | Kentucky Utilities Co | 1355 | E W Brown | KY | Mercer | 7 | GT | OP | 176.8 | 146 | 171 |  | 8 | 1999 | BLQ BLQ: NG; BIT BIT: DFO; Y Y: Y; Y Y: Y; S S: J |  | N | Electric Utility | 1 |  | N | N | [12 empty] | N |  |  |  |  | N
10171 | Kentucky Utilities Co | 1355 | E W Brown | KY | Mercer | 8 | GT | OP | 126 | 102 | 128 |  | 2 | 1995 | BLQ BLQ: NG; BIT BIT: DFO; Y Y: Y; Y Y: Y; S S: S |  | N | Electric Utility | 1 |  | N | N | [12 empty] | N |  |  |  |  | N
10171 | Kentucky Utilities Co | 1355 | E W Brown | KY | Mercer | 9 | GT | OP | 126 | 102 | 138 |  | 8 | 1994 | BLQ BLQ: NG; BIT BIT: DFO; Y Y: Y; Y Y: Y; S S: S |  | N | Electric Utility | 1 |  | N | N | [12 empty] | N |  |  |  |  | N
10171 | Kentucky Utilities Co | 1356 | Ghent | KY | Carroll | 1 | ST | OP | 556.9 | 479 | 481 |  | 2 | 1974 | BLQ BLQ: BIT; Y Y: N; Y Y: Y; S S: S |  | N | Electric Utility | 1 |  | N | N | [12 empty] | N |  |  |  |  | N | Y |  | Y |  |  |  | DFO
10171 | Kentucky Utilities Co | 1356 | Ghent | KY | Carroll | 2 | ST | OP | 556.3 | 495 | 477 |  | 4 | 1977 | BLQ BLQ: BIT; Y Y: N; Y Y: Y; S S: S |  | N | Electric Utility | 1 |  | N | N | [12 empty] | N |  |  |  |  | N | Y |  | Y |  |  |  | DFO
10171 | Kentucky Utilities Co | 1356 | Ghent | KY | Carroll | 3 | ST | OP | 556.5 | 489 | 482 |  | 5 | 1981 | BLQ BLQ: BIT; Y Y: N; Y Y: Y; S S: S |  | N | Electric Utility | 1 |  | N | N | [12 empty] | N |  |  |  |  | N | Y |  | Y |  |  |  | DFO
10171 | Kentucky Utilities Co | 1356 | Ghent | KY | Carroll | 4 | ST | OP | 556.2 | 469 | 491 |  | 8 | 1984 | BLQ BLQ: BIT; Y Y: N; Y Y: Y; S S: S |  | N | Electric Utility | 1 |  | N | N | [12 empty] | N |  |  |  |  | N | Y |  | Y |  |  |  | DFO
10171 | Kentucky Utilities Co | 1357 | Green River | KY | Muhlenberg | 3 | ST | OP | 75 | 68 | 71 |  | 4 | 1954 | BLQ BLQ: BIT; Y Y: N; Y Y: Y; S S: S |  | N | Electric Utility | 1 |  | N | Y | [12 empty] | N |  |  | 4 | 2015 | N | Y |  | Y |  |  |  | DFO
10171 | Kentucky Utilities Co | 1357 | Green River | KY | Muhlenberg | 4 | ST | OP | 113.6 | 95 | 100 |  | 7 | 1959 | BLQ BLQ: BIT; Y Y: N; Y Y: Y; S S: S |  | N | Electric Utility | 1 |  | N | Y | [12 empty] | N |  |  | 4 | 2015 | N | Y |  | Y |  |  |  | DFO
10171 | Kentucky Utilities Co | 1358 | Haefling | KY | Fayette | 1 | GT | OP | 20.7 | 12 | 14 |  | 10 | 1970 | BLQ BLQ: NG; BIT BIT: DFO; Y Y: Y; Y Y: Y; S S: S |  | N | Electric Utility | 1 |  | N | N | [12 empty] | N |  |  |  |  | N
10171 | Kentucky Utilities Co | 1358 | Haefling | KY | Fayette | 2 | GT | OP | 20.7 | 12 | 14 |  | 10 | 1970 | BLQ BLQ: NG; BIT BIT: DFO; Y Y: Y; Y Y: Y; S S: S |  | N | Electric Utility | 1 |  | N | N | [12 empty] | N |  |  |  |  | N
10171 | Kentucky Utilities Co | 1358 | Haefling | KY | Fayette | 3 | GT | OP | 20.7 | 12 | 14 |  | 10 | 1970 | BLQ BLQ: NG; BIT BIT: DFO; Y Y: Y; Y Y: Y; S S: S |  | N | Electric Utility | 1 |  | N | N | [12 empty] | N |  |  |  |  | N
10171 | Kentucky Utilities Co | 1361 | Tyrone | KY | Woodford | 3 | ST | SB | 75 | 71 | 73 |  | 7 | 1953 | BLQ BLQ: BIT; Y Y: N; Y Y: Y; Y Y: Y; S S: S |  | N | Electric Utility | 1 |  | N | N | [12 empty] | N |  |  | 2 | 2013 | N | Y |  | Y |  |  |  | DFO
10179 | Kenyon Municipal Utilities | 1983 | Kenyon Municipal | MN | Goodhue | 5 | IC | OP | 1.8 | 1.8 | 1.8 |  | 8 | 1997 | BLQ BLQ: DFO; Y Y: N; Y Y: Y; S S: S |  | N | Electric Utility | 1 |  | N | N | [17 empty] | N
10179 | Kenyon Municipal Utilities | 1983 | Kenyon Municipal | MN | Goodhue | 6 | IC | OP | 1.8 | 1.8 | 1.8 |  | 8 | 1997 | BLQ BLQ: DFO; Y Y: N; Y Y: Y; S S: S |  | N | Electric Utility | 1 |  | N | N | [17 empty] | N
10179 | Kenyon Municipal Utilities | 1983 | Kenyon Municipal | MN | Goodhue | 7 | IC | OP | 1.8 | 1.8 | 1.8 |  | 8 | 1997 | BLQ BLQ: DFO; Y Y: N; Y Y: Y; S S: S |  | N | Electric Utility | 1 |  | N | N | [17 empty] | N
10203 | Kern River Cogeneration Co | 10496 | Kern River Cogeneration | CA | Kern | GTAG | GT | OP | 75 | 72 | 77 |  | 7 | 1985 | BLQ BLQ: NG; Y Y: N; Y Y: Y; S S: S |  | Y | IPP CHP | 3 | T | N | N
10203 | Kern River Cogeneration Co | 10496 | Kern River Cogeneration | CA | Kern | GTBG | GT | OP | 75 | 72 | 77 |  | 7 | 1985 | BLQ BLQ: NG; Y Y: N; Y Y: Y; S S: S |  | Y | IPP CHP | 3 | T | N | N
10203 | Kern River Cogeneration Co | 10496 | Kern River Cogeneration | CA | Kern | GTCG | GT | OP | 75 | 72 | 77 |  | 7 | 1985 | BLQ BLQ: NG; Y Y: N; Y Y: Y; S S: S |  | Y | IPP CHP | 3 | T | N | N
10203 | Kern River Cogeneration Co | 10496 | Kern River Cogeneration | CA | Kern | GTDG | GT | OP | 75 | 72 | 77 |  | 7 | 1985 | BLQ BLQ: NG; Y Y: N; Y Y: Y; S S: S |  | Y | IPP CHP | 3 | T | N | N
10210 | Ketchikan Public Utilities | 70 | Swan Lake | AK | Ketchikan Gateway | 1 | HY | OP | 11.2 | 11.2 | 11.2 |  | 6 | 1984 | BLQ BLQ: WAT; Y Y: N; Y Y: Y; S S: W |  | N | Electric Utility | 1 |  | N | N | [17 empty] | N
10210 | Ketchikan Public Utilities | 70 | Swan Lake | AK | Ketchikan Gateway | 2 | HY | OP | 11.2 | 11.2 | 11.2 |  | 6 | 1984 | BLQ BLQ: WAT; Y Y: N; Y Y: Y; S S: W |  | N | Electric Utility | 1 |  | N | N | [17 empty] | N
10210 | Ketchikan Public Utilities | 84 | Ketchikan | AK | Ketchikan Gateway | 3 | HY | OP | 1.4 | 1.4 | 1.1 |  | 1 | 1952 | BLQ BLQ: WAT; Y Y: N; Y Y: Y; S S: S |  | N | Electric Utility | 1 |  | N | N | [17 empty] | N
10210 | Ketchikan Public Utilities | 84 | Ketchikan | AK | Ketchikan Gateway | 4 | HY | OP | 1.4 | 1.4 | 1.1 |  | 1 | 1938 | BLQ BLQ: WAT; Y Y: N; Y Y: Y; S S: S |  | N | Electric Utility | 1 |  | N | N | [17 empty] | N
10210 | Ketchikan Public Utilities | 84 | Ketchikan | AK | Ketchikan Gateway | 5 | HY | OP | 1.4 | 1.4 | 1.1 |  | 1 | 1954 | BLQ BLQ: WAT; Y Y: N; Y Y: Y; S S: S |  | N | Electric Utility | 1 |  | N | N | [17 empty] | N
10210 | Ketchikan Public Utilities | 85 | S W Bailey | AK | Ketchikan Gateway | 1 | IC | OP | 4.5 | 3.5 | 3.5 |  | 1 | 1969 | BLQ BLQ: DFO; Y Y: N; Y Y: Y; S S: S |  | N | Electric Utility | 1 |  | N | N | [17 empty] | N
10210 | Ketchikan Public Utilities | 85 | S W Bailey | AK | Ketchikan Gateway | 2 | IC | OP | 4.5 | 3.5 | 3.5 |  | 1 | 1970 | BLQ BLQ: DFO; Y Y: N; Y Y: Y; S S: S |  | N | Electric Utility | 1 |  | N | N | [17 empty] | N
10210 | Ketchikan Public Utilities | 85 | S W Bailey | AK | Ketchikan Gateway | 3 | IC | OP | 6.4 | 5.5 | 5.5 |  | 1 | 1976 | BLQ BLQ: DFO; Y Y: N; Y Y: Y; S S: S |  | N | Electric Utility | 1 |  | N | N | [17 empty] | N
10210 | Ketchikan Public Utilities | 85 | S W Bailey | AK | Ketchikan Gateway | 4 | IC | OP | 10.5 | 10.5 | 10.5 |  | 10 | 1998 | BLQ BLQ: DFO; Y Y: N; Y Y: Y; S S: S |  | N | Electric Utility | 1 |  | N | N | [17 empty] | N
10210 | Ketchikan Public Utilities | 6580 | Beaver Falls | AK | Ketchikan Gateway | 1 | HY | OP | 1 | 1 | 1 |  | 1 | 1947 | BLQ BLQ: WAT; Y Y: N; Y Y: Y; S S: S |  | N | Electric Utility | 1 |  | N | N | [17 empty] | N
10210 | Ketchikan Public Utilities | 6580 | Beaver Falls | AK | Ketchikan Gateway | 3 | HY | OP | 2.2 | 2.2 | 1.8 |  | 1 | 1954 | BLQ BLQ: WAT; Y Y: N; Y Y: Y; S S: S |  | N | Electric Utility | 1 |  | N | N | [17 empty] | N
10210 | Ketchikan Public Utilities | 6580 | Beaver Falls | AK | Ketchikan Gateway | 4 | HY | OP | 2.2 | 2.2 | 1.8 |  | 1 | 1954 | BLQ BLQ: WAT; Y Y: N; Y Y: Y; S S: S |  | N | Electric Utility | 1 |  | N | N | [17 empty] | N
10210 | Ketchikan Public Utilities | 6581 | Silvis | AK | Ketchikan Gateway | 1 | HY | OP | 2.1 | 2.1 | 2.1 |  | 1 | 1968 | BLQ BLQ: WAT; Y Y: N; Y Y: Y; S S: S |  | N | Electric Utility | 1 |  | N | N | [17 empty] | N
10230 | Keystone Recovery Inc | 54934 | Keystone Landfill | PA | Lackawanna | NO 1 | IC | OP | 0.8 | 0.7 | 0.7 |  | 1 | 1995 | BLQ BLQ: LFG; Y Y: N; Y Y: N; S S: S |  | N | IPP Non-CHP | 2 |  | N | N | [17 empty] | N
10230 | Keystone Recovery Inc | 54934 | Keystone Landfill | PA | Lackawanna | NO 2 | IC | OP | 0.8 | 0.7 | 0.7 |  | 1 | 1995 | BLQ BLQ: LFG; Y Y: N; Y Y: N; S S: S |  | N | IPP Non-CHP | 2 |  | N | N | [17 empty] | N
10230 | Keystone Recovery Inc | 54934 | Keystone Landfill | PA | Lackawanna | NO 3 | IC | OP | 0.8 | 0.7 | 0.7 |  | 1 | 1995 | BLQ BLQ: LFG; Y Y: N; Y Y: N; S S: S |  | N | IPP Non-CHP | 2 |  | N | N | [17 empty] | N
10230 | Keystone Recovery Inc | 54934 | Keystone Landfill | PA | Lackawanna | NO 4 | IC | OP | 0.8 | 0.7 | 0.7 |  | 1 | 1995 | BLQ BLQ: LFG; Y Y: N; Y Y: N; S S: S |  | N | IPP Non-CHP | 2 |  | N | N | [17 empty] | N
10230 | Keystone Recovery Inc | 54934 | Keystone Landfill | PA | Lackawanna | NO 5 | IC | OP | 0.8 | 0.7 | 0.7 |  | 3 | 1996 | BLQ BLQ: LFG; Y Y: N; Y Y: N; S S: S |  | N | IPP Non-CHP | 2 |  | N | N | [17 empty] | N
10230 | Keystone Recovery Inc | 54934 | Keystone Landfill | PA | Lackawanna | NO 6 | IC | OP | 0.8 | 0.7 | 0.7 |  | 3 | 1996 | BLQ BLQ: LFG; Y Y: N; Y Y: N; S S: S |  | N | IPP Non-CHP | 2 |  | N | N | [17 empty] | N
10230 | Keystone Recovery Inc | 54934 | Keystone Landfill | PA | Lackawanna | NO 7 | IC | OP | 0.8 | 0.7 | 0.7 |  | 3 | 1996 | BLQ BLQ: LFG; Y Y: N; Y Y: N; S S: S |  | N | IPP Non-CHP | 2 |  | N | N | [17 empty] | N
10260 | City of Kimball | 2248 | Kimball | NE | Kimball | 1 | IC | OP | 1 | 0.7 | 0.8 |  | 9 | 1956 | NG | DFO |  |  |  |  | N | Y | Y | S |  | N | Electric Utility | 1 |  | N | N | [17 empty] | N
10260 | City of Kimball | 2248 | Kimball | NE | Kimball | 2 | IC | OP | 1 | 0.7 | 0.8 |  | 9 | 1955 | NG | DFO |  |  |  |  | N | Y | Y | S |  | N | Electric Utility | 1 |  | N | N | [17 empty] | N
10260 | City of Kimball | 2248 | Kimball | NE | Kimball | 3 | IC | OP | 1.3 | 1 | 1.1 |  | 9 | 1959 | NG | DFO |  |  |  |  | N | Y | Y | S |  | N | Electric Utility | 1 |  | N | N | [17 empty] | N
10260 | City of Kimball | 2248 | Kimball | NE | Kimball | 4 | IC | OP | 1.3 | 1 | 1.1 |  | 9 | 1960 | NG | DFO |  |  |  |  | N | Y | Y | S |  | N | Electric Utility | 1 |  | N | N | [17 empty] | N
10260 | City of Kimball | 2248 | Kimball | NE | Kimball | 5 | IC | OP | 1.1 | 0.6 | 0.6 |  | 1 | 1944 | NG | DFO |  |  |  |  | N | Y | Y | S |  | N | Electric Utility | 1 |  | N | N | [17 empty] | N
10260 | City of Kimball | 2248 | Kimball | NE | Kimball | 6 | IC | OP | 3.9 | 3.6 | 3.7 |  | 9 | 1974 | NG | DFO |  |  |  |  | N | Y | Y | S |  | N | Electric Utility | 1 |  | N | N | [17 empty] | N
10273 | Kimberly-Clark Corp | 50410 | Chester Operations | PA | Delaware | 5 | ST | OP | 67 | 67 | 67 |  | 5 | 1986 | WC | PC | SLW | NG | DFO | BIT | N | Y |  | S |  | Y | Industrial CHP | 7 | T | N | N | [17 empty] | N | Y | Y |  |  |  |  | NG
10277 | Kinsley's Landfill Inc | 10045 | Kinsleys Landfill | NJ | GLOUCESTER | 0011 | IC | OP | 0.5 | 0.5 | 0.5 |  | 7 | 1985 | WC: LFG; N: N; Y: Y |  | S |  | N | IPP Non-CHP | 2 |  | N | N | [17 empty] | N
10277 | Kinsley's Landfill Inc | 10045 | Kinsleys Landfill | NJ | GLOUCESTER | 0012 | IC | OP | 0.5 | 0.5 | 0.5 |  | 7 | 1985 | WC: LFG; N: N; Y: Y |  | S |  | N | IPP Non-CHP | 2 |  | N | N | [17 empty] | N
10277 | Kinsley's Landfill Inc | 10045 | Kinsleys Landfill | NJ | GLOUCESTER | 0013 | IC | OP | 0.5 | 0.5 | 0.5 |  | 7 | 1985 | WC: LFG; N: N; Y: Y |  | S |  | N | IPP Non-CHP | 2 |  | N | N | [17 empty] | N
10277 | Kinsley's Landfill Inc | 10045 | Kinsleys Landfill | NJ | GLOUCESTER | 0014 | IC | OP | 0.5 | 0.5 | 0.5 |  | 7 | 1985 | WC: LFG; N: N; Y: Y |  | S |  | N | IPP Non-CHP | 2 |  | N | N | [17 empty] | N
10320 | City of Kingfisher | 2986 | Kingfisher | OK | Kingfisher | 3 | IC | OP | 2.8 | 2.9 | 2.9 |  | 1 | 1965 | WC: NG; PC: DFO; N: N; Y: Y |  | S |  | N | Electric Utility | 1 |  | N | N | [12 empty] | N |  |  |  |  | N
10320 | City of Kingfisher | 2986 | Kingfisher | OK | Kingfisher | 4 | IC | OP | 1.3 | 1.2 | 1.2 |  | 1 | 1959 | WC: NG; PC: DFO; N: N; Y: Y |  | S |  | N | Electric Utility | 1 |  | N | N | [12 empty] | N |  |  |  |  | N
10320 | City of Kingfisher | 2986 | Kingfisher | OK | Kingfisher | 5 | IC | OP | 3.1 | 3 | 3 |  | 1 | 1970 | WC: NG; PC: DFO; N: N; Y: Y |  | S |  | N | Electric Utility | 1 |  | N | N | [12 empty] | N |  |  |  |  | N
10320 | City of Kingfisher | 2986 | Kingfisher | OK | Kingfisher | IC1 | IC | OP | 1.1 | 1 | 1 |  | 1 | 1954 | WC: NG; PC: DFO; N: N; Y: Y |  | S |  | N | Electric Utility | 1 |  | N | N | [12 empty] | N |  |  |  |  | N
10320 | City of Kingfisher | 2986 | Kingfisher | OK | Kingfisher | IC2 | IC | OP | 0.8 | 0.6 | 0.6 |  | 1 | 1954 | WC: NG; PC: DFO; N: N; Y: Y |  | S |  | N | Electric Utility | 1 |  | N | N | [12 empty] | N |  |  |  |  | N
10321 | City of Kingman - (KS) | 1296 | Kingman Municipal Power and Light Plant | KS | KINGMAN | 2 | IC | OP | 2.2 | 1.9 | 2 |  | 4 | 1962 | WC: NG; PC: DFO; N: Y; Y: Y |  | S |  | N | Electric Utility | 1 |  | N | N | [12 empty] | N |  |  |  |  | N
10321 | City of Kingman - (KS) | 1296 | Kingman Municipal Power and Light Plant | KS | KINGMAN | 4 | IC | OP | 2.2 | 1.9 | 2 |  | 6 | 1977 | WC: NG; PC: DFO; N: Y; Y: Y |  | S |  | N | Electric Utility | 1 |  | N | N | [12 empty] | N |  |  |  |  | N
10321 | City of Kingman - (KS) | 1296 | Kingman Municipal Power and Light Plant | KS | KINGMAN | 6 | IC | OP | 3.5 | 3.4 | 3.4 |  | 9 | 1969 | WC: NG; PC: DFO; N: Y; Y: Y |  | S |  | N | Electric Utility | 1 |  | N | N | [12 empty] | N |  |  |  |  | N
10321 | City of Kingman - (KS) | 1296 | Kingman Municipal Power and Light Plant | KS | KINGMAN | 7 | IC | OP | 2.4 | 2.1 | 2.1 |  | 11 | 1979 | WC: NG; PC: DFO; N: Y; Y: Y |  | S |  | N | Electric Utility | 1 |  | N | N | [12 empty] | N |  |  |  |  | N
10321 | City of Kingman - (KS) | 1296 | Kingman Municipal Power and Light Plant | KS | KINGMAN | 8 | IC | OP | 2.5 | 2.4 | 2.4 |  | 6 | 1984 | WC: NG; PC: DFO; N: Y; Y: Y |  | S |  | N | Electric Utility | 1 |  | N | N | [12 empty] | N |  |  |  |  | N
10321 | City of Kingman - (KS) | 1296 | Kingman Municipal Power and Light Plant | KS | KINGMAN | 9 | IC | OP | 6.3 | 6.3 | 6.3 |  | 12 | 1993 | WC: NG; PC: DFO; N: Y; Y: Y |  | S |  | N | Electric Utility | 1 |  | N | N | [12 empty] | N |  |  |  |  | N
10325 | Kings River Conservation Dist | 7907 | Pine Flat | CA | Fresno | 1 | HY | OP | 55 | 55 | 55 |  | 1 | 1984 | WC: WAT; N: N; Y: Y | Y | S |  | N | Electric Utility | 1 |  | N | N | [12 empty] | N
10325 | Kings River Conservation Dist | 7907 | Pine Flat | CA | Fresno | 2 | HY | OP | 55 | 55 | 55 |  | 1 | 1984 | WC: WAT; N: N; Y: Y | Y | S |  | N | Electric Utility | 1 |  | N | N
10325 | Kings River Conservation Dist | 7907 | Pine Flat | CA | Fresno | 3 | HY | OP | 55 | 55 | 55 |  | 4 | 1984 | WC: WAT; N: N; Y: Y | Y | S |  | N | Electric Utility | 1 |  | N | N
10325 | Kings River Conservation Dist | 56239 | Kings River | CA | FRESNO | GT-1 | GT | OP | 60.5 | 54.5 | 54.5 |  | 9 | 2005 | WC: NG; N: N; Y: Y | Y | S |  | N | Electric Utility | 1 |  | N | N | [17 empty] | N
10325 | Kings River Conservation Dist | 56239 | Kings River | CA | FRESNO | GT-2 | GT | OP | 60.5 | 54.5 | 54.5 |  | 9 | 2005 | WC: NG; N: N; Y: Y | Y | S |  | N | Electric Utility | 1 |  | N | N | [17 empty] | N
10337 | KES Kingsburg LP | 10405 | Kingsburg Cogen | CA | Fresno | GEN1 | CT | OP | 23.1 | 22 | 23 |  | 12 | 1990 | WC: NG; N: N; Y: Y |  | S |  | Y | IPP CHP | 3 | B | N | N | [17 empty] | N
10337 | KES Kingsburg LP | 10405 | Kingsburg Cogen | CA | Fresno | GEN2 | CA | OP | 13.1 | 11.8 | 11.8 |  | 12 | 1990 | WC: NG; N: N; Y: Y |  | S |  | Y | IPP CHP | 3 | B | Y | N | [17 empty] | N
10339 | Kings Bay Naval Base | 54239 | Naval Submarine Base Kings Bay | GA | Camden | 3023 | IC | SB | 2.5 | 2.5 | 2.5 |  | 12 | 1984 | WC: DFO; N: N; Y: Y | Y | S |  | N | Commercial Non-CHP | 4 |  | N | N | [17 empty] | N
10339 | Kings Bay Naval Base | 54239 | Naval Submarine Base Kings Bay | GA | Camden | 3024 | IC | SB | 2.5 | 2.5 | 2.5 |  | 12 | 1984 | WC: DFO; N: N; Y: Y | Y | S |  | N | Commercial Non-CHP | 4 |  | N | N | [17 empty] | N
10339 | Kings Bay Naval Base | 54239 | Naval Submarine Base Kings Bay | GA | Camden | 3025 | IC | SB | 2.5 | 2.5 | 2.5 |  | 12 | 1984 | WC: DFO; N: N; Y: Y | Y | S |  | N | Commercial Non-CHP | 4 |  | N | N | [17 empty] | N
10339 | Kings Bay Naval Base | 54239 | Naval Submarine Base Kings Bay | GA | Camden | 3027 | IC | SB | 2.5 | 2.5 | 2.5 |  | 1 | 1988 | WC: DFO; N: N; Y: Y | Y | S |  | N | Commercial Non-CHP | 4 |  | N | N | [17 empty] | N
10339 | Kings Bay Naval Base | 54239 | Naval Submarine Base Kings Bay | GA | Camden | 3028 | IC | SB | 2.5 | 2.5 | 2.5 |  | 9 | 1988 | WC: DFO; N: N; Y: Y | Y | S |  | N | Commercial Non-CHP | 4 |  | N | N | [17 empty] | N
10339 | Kings Bay Naval Base | 54239 | Naval Submarine Base Kings Bay | GA | Camden | 3029 | IC | SB | 2.5 | 2.5 | 2.5 |  | 5 | 1989 | WC: DFO; N: N; Y: Y | Y | S |  | N | Commercial Non-CHP | 4 |  | N | N | [17 empty] | N
10339 | Kings Bay Naval Base | 54239 | Naval Submarine Base Kings Bay | GA | Camden | 5876 | IC | SB | 2.5 | 2.5 | 2.5 |  | 12 | 1988 | WC: DFO; N: N; Y: Y | Y | S |  | N | Commercial Non-CHP | 4 |  | N | N | [17 empty] | N
10339 | Kings Bay Naval Base | 54239 | Naval Submarine Base Kings Bay | GA | Camden | 5877 | IC | SB | 2.5 | 2.5 | 2.5 |  | 5 | 1989 | WC: DFO; N: N; Y: Y | Y | S |  | N | Commercial Non-CHP | 4 |  | N | N | [17 empty] | N
10339 | Kings Bay Naval Base | 54239 | Naval Submarine Base Kings Bay | GA | Camden | 5878 | IC | SB | 2.5 | 2.5 | 2.5 |  | 5 | 1989 | WC: DFO; N: N; Y: Y | Y | S |  | N | Commercial Non-CHP | 4 |  | N | N | [17 empty] | N
10339 | Kings Bay Naval Base | 54239 | Naval Submarine Base Kings Bay | GA | Camden | 5879 | IC | SB | 2.5 | 2.5 | 2.5 |  | 5 | 1989 | WC: DFO; N: N; Y: Y | Y | S |  | N | Commercial Non-CHP | 4 |  | N | N | [17 empty] | N
10339 | Kings Bay Naval Base | 54239 | Naval Submarine Base Kings Bay | GA | Camden | 5880 | IC | SB | 2.5 | 2.5 | 2.5 |  | 5 | 1989 | WC: DFO; N: N; Y: Y | Y | S |  | N | Commercial Non-CHP | 4 |  | N | N | [17 empty] | N
10339 | Kings Bay Naval Base | 54239 | Naval Submarine Base Kings Bay | GA | Camden | 5881 | IC | SB | 2.5 | 2.5 | 2.5 |  | 12 | 1988 | WC: DFO; N: N; Y: Y | Y | S |  | N | Commercial Non-CHP | 4 |  | N | N | [17 empty] | N
10347 | Kinneytown Hydro Co Inc | 54385 | Kinneytown New Old | CT | New Haven | GEN1 | HY | OP | 0.8 | 0.8 | 0.7 |  | 11 | 1986 | WC: WAT; N: N; Y: Y |  | W | 0 | N | IPP Non-CHP | 2 |  | N | N | [17 empty] | N
10347 | Kinneytown Hydro Co Inc | 54385 | Kinneytown New Old | CT | New Haven | GEN2 | HY | OP | 1.5 | 1.4 | 1.4 |  | 1 | 1995 | WC: WAT; N: N; Y: Y |  | W | 0 | N | IPP Non-CHP | 2 |  | N | N | [17 empty] | N
10349 | KIAC Partners | 54114 | Kennedy International Airport Cogen | NY | Queens | GEN1 | CT | OP | 47.1 | 48.8 | 49.2 |  | 12 | 1994 | WC: NG; PC: DFO; N: Y; Y: Y | Y | W |  | Y | IPP CHP | 3 | T | N | N | [17 empty] | N
10349 | KIAC Partners | 54114 | Kennedy International Airport Cogen | NY | Queens | GEN2 | CT | OP | 47.1 | 48.4 | 49.2 |  | 12 | 1994 | WC: NG; PC: DFO; N: Y; Y: Y | Y | W |  | Y | IPP CHP | 3 | T | N | N | [17 empty] | N
10349 | KIAC Partners | 54114 | Kennedy International Airport Cogen | NY | Queens | GEN3 | CA | OP | 27 | 26.3 | 26.2 |  | 1 | 1995 | WC: NG; PC: DFO; N: Y; Y: Y | Y | W |  | Y | IPP CHP | 3 | T | Y | N | [17 empty] | N
10362 | Kiowa Power Partners LLC | 55501 | Kiamichi Energy Facility | OK | Pittsburg | CTG1 | CT | OP | 183.9 | 158.2 | 172.9 |  | 4 | 2003 | WC: NG; N: N; Y: Y |  | J |  | N | IPP Non-CHP | 2 |  | N | N | [17 empty] | N
10362 | Kiowa Power Partners LLC | 55501 | Kiamichi Energy Facility | OK | Pittsburg | CTG2 | CT | OP | 183.9 | 158.2 | 172.9 |  | 4 | 2003 | WC: NG; N: N; Y: Y |  | J |  | N | IPP Non-CHP | 2 |  | N | N | [17 empty] | N
10362 | Kiowa Power Partners LLC | 55501 | Kiamichi Energy Facility | OK | Pittsburg | CTG3 | CT | OP | 183.9 | 158.2 | 172.9 |  | 4 | 2003 | WC: NG; N: N; Y: Y |  | J |  | N | IPP Non-CHP | 2 |  | N | N | [17 empty] | N
10362 | Kiowa Power Partners LLC | 55501 | Kiamichi Energy Facility | OK | Pittsburg | CTG4 | CT | OP | 183.9 | 158.2 | 172.9 |  | 4 | 2003 | WC: NG; N: N; Y: Y |  | J |  | N | IPP Non-CHP | 2 |  | N | N | [17 empty] | N
10362 | Kiowa Power Partners LLC | 55501 | Kiamichi Energy Facility | OK | Pittsburg | STG1 | CA | OP | 317.2 | 272.8 | 298.2 |  | 4 | 2003 | WC: NG; N: N; Y: Y |  | J |  | N | IPP Non-CHP | 2 |  | Y | N | [17 empty] | N
10362 | Kiowa Power Partners LLC | 55501 | Kiamichi Energy Facility | OK | Pittsburg | STG2 | CA | OP | 317.2 | 272.8 | 298.2 |  | 4 | 2003 | WC: NG; N: N; Y: Y |  | J |  | N | IPP Non-CHP | 2 |  | Y | N | [17 empty] | N
10363 | Koyle Hydro Inc | 10781 | Koyle Ranch Hydroelectric Project | ID | Gooding | GEN1 | HY | OP | 0.2 | 0.2 | 0.2 |  | 12 | 1983 | WC: WAT; N: N; Y: Y |  | S |  | N | IPP Non-CHP | 2 |  | N | N | [17 empty] | N
10363 | Koyle Hydro Inc | 10781 | Koyle Ranch Hydroelectric Project | ID | Gooding | GEN2 | HY | OP | 0.3 | 0.3 | 0.3 |  | 12 | 1983 | WC: WAT; N: N; Y: Y |  | S |  | N | IPP Non-CHP | 2 |  | N | N | [17 empty] | N
10363 | Koyle Hydro Inc | 10781 | Koyle Ranch Hydroelectric Project | ID | Gooding | GEN3 | HY | OP | 0.8 | 0.8 | 0.7 |  | 12 | 1983 | WC: WAT; N: N; Y: Y |  | S |  | N | IPP Non-CHP | 2 |  | N | N | [17 empty] | N
10376 | Kissimmee Utility Authority | 7238 | Cane Island | FL | Osceola | 1 | GT | OP | 42 | 32 | 40 |  | 11 | 1994 | WC: NG; PC: DFO; N: Y; Y: Y |  | J |  | N | Electric Utility | 1 |  | N | N
10376 | Kissimmee Utility Authority | 7238 | Cane Island | FL | Osceola | 2 | CT | OP | 80 | 69 | 79 |  | 6 | 1995 | WC: NG; PC: DFO; N: Y; Y: Y |  | J |  | N | Electric Utility | 1 |  | N | N
10376 | Kissimmee Utility Authority | 7238 | Cane Island | FL | Osceola | 2A | CA | OP | 40 | 39 | 40 |  | 6 | 1995 | WC: NG; PC: DFO; N: N; Y: Y |  | J |  | N | Electric Utility | 1 |  | N | N
10376 | Kissimmee Utility Authority | 7238 | Cane Island | FL | Osceola | 3 | CT | OP | 167.5 | 150 | 160 |  | 1 | 2002 | WC: NG; PC: DFO; N: Y; Y: Y |  | J |  | N | Electric Utility | 1 |  | N | N
10376 | Kissimmee Utility Authority | 7238 | Cane Island | FL | Osceola | 3A | CA | OP | 82.5 | 90 | 90 |  | 1 | 2002 | WC: NG; PC: DFO; N: N; Y: Y |  | J |  | N | Electric Utility | 1 |  | Y | N | [17 empty] | N
10376 | Kissimmee Utility Authority | 7238 | Cane Island | FL | Osceola | 4 | CT | OP | 180 | 160 | 180 |  | 7 | 2011 | WC: NG; N: N; Y: Y |  | W |  | N | Electric Utility | 1 | [20 empty] | N
10376 | Kissimmee Utility Authority | 7238 | Cane Island | FL | Osceola | 4A | CA | OP | 143.5 | 130 | 140 |  | 7 | 2011 | WC: NG; N: N; Y: Y |  | W |  | N | Electric Utility | 1 |  | Y | [18 empty] | N
10393 | PUD No 1 of Klickitat County | 7832 | Roosevelt Biogas 1 | WA | Klickitat | 1 | IC | OP | 2.1 | 2.1 | 2.1 |  | 6 | 1999 | WC: LFG; N: N; Y: Y |  | S |  | N | Electric Utility | 1 |  | N | N | [17 empty] | N
10393 | PUD No 1 of Klickitat County | 7832 | Roosevelt Biogas 1 | WA | Klickitat | 2 | IC | OP | 2.1 | 2.1 | 2.1 |  | 6 | 1999 | WC: LFG; N: N; Y: Y |  | S |  | N | Electric Utility | 1 |  | N | N | [17 empty] | N
10393 | PUD No 1 of Klickitat County | 7832 | Roosevelt Biogas 1 | WA | Klickitat | 3 | IC | OP | 2.1 | 2.1 | 2.1 |  | 6 | 1999 | WC: LFG; N: N; Y: Y |  | S |  | N | Electric Utility | 1 |  | N | N | [17 empty] | N
10393 | PUD No 1 of Klickitat County | 7832 | Roosevelt Biogas 1 | WA | Klickitat | 4 | IC | OP | 2.1 | 2.1 | 2.1 |  | 6 | 1999 | WC: LFG; N: N; Y: Y |  | S |  | N | Electric Utility | 1 |  | N | N | [17 empty] | N
10393 | PUD No 1 of Klickitat County | 7832 | Roosevelt Biogas 1 | WA | Klickitat | 5 | IC | OP | 2.1 | 2.1 | 2.1 |  | 8 | 2000 | WC: LFG; N: N; Y: Y |  | S |  | N | Electric Utility | 1 |  | N | N | [17 empty] | N
10393 | PUD No 1 of Klickitat County | 7832 | Roosevelt Biogas 1 | WA | Klickitat | 7 | CT | OP | 10 | 10 | 10 |  | 10 | 2011 | WC: LFG; N: N; Y: Y |  | S |  | N | Electric Utility | 1 |  |  | N | [17 empty] | N
10393 | PUD No 1 of Klickitat County | 7832 | Roosevelt Biogas 1 | WA | Klickitat | 8 | CT | OP | 10 | 10 | 10 |  | 10 | 2011 | WC: LFG; N: N; Y: Y |  | S |  | N | Electric Utility | 1 |  | N | N | [17 empty] | N
10393 | PUD No 1 of Klickitat County | 7832 | Roosevelt Biogas 1 | WA | Klickitat | 9 | CA | OP | 6 | 6 | 6 |  | 10 | 2011 | WC: LFG; N: N; Y: Y |  | S |  | N | Electric Utility | 1 |  | N | N | [17 empty] | N
10432 | Koppers Inc | 10732 | Koppers Chicago Plant | IL | Cook | GEN1 | ST | OS | 7.5 | 5 | 4 |  | 3 | 1990 | WC: WH; PC: NG; N: N; Y: Y |  | S |  | Y | Industrial CHP | 7 | B |  | N | [17 empty] | N | [6 empty] | NG
10433 | Kodiak Electric Assn Inc | 71 | Terror Lake | AK | Kodiak Island | 1 | HY | OP | 11.2 | 11.2 | 11.2 |  | 12 | 1984 | WC: WAT; N: N; Y: Y |  | S |  | N | Electric Utility | 1 |  | N | N | [12 empty] | N |  |  |  |  | N
10433 | Kodiak Electric Assn Inc | 71 | Terror Lake | AK | Kodiak Island | 2 | HY | OP | 11.2 | 11.2 | 11.2 |  | 12 | 1984 | WC: WAT; N: N; Y: Y |  | S |  | N | Electric Utility | 1 |  | N | N | [12 empty] | N |  |  |  |  | N
10433 | Kodiak Electric Assn Inc | 6281 | Kodiak | AK | Kodiak Island | 1 | IC | OP | 2.5 | 2.5 | 2.5 |  | 88 | 1976 | WC: DFO; N: N; Y: Y | Y | S |  | N | Electric Utility | 1 |  | N | N | [17 empty] | N
10433 | Kodiak Electric Assn Inc | 6281 | Kodiak | AK | Kodiak Island | 2c | IC | OP | 4.4 | 4.4 | 4.4 |  | 6 | 2005 | WC: DFO; N: N; Y: Y | Y | S |  | N | Electric Utility | 1 |  | N | N | [17 empty] | N
10433 | Kodiak Electric Assn Inc | 6281 | Kodiak | AK | Kodiak Island | 3c | IC | OP | 4.4 | 4.4 | 4.4 |  | 6 | 2005 | WC: DFO; N: N; Y: Y | Y | S |  | N | Electric Utility | 1 |  | N | N | [17 empty] | N
10433 | Kodiak Electric Assn Inc | 6281 | Kodiak | AK | Kodiak Island | 4 | IC | OP | 7 | 7 | 7 |  | 7 | 1981 | WC: DFO; N: N; Y: Y | Y | S |  | N | Electric Utility | 1 |  | N | N | [17 empty] | N
10433 | Kodiak Electric Assn Inc | 6281 | Kodiak | AK | Kodiak Island | 6A | IC | OP | 2 | 2 | 2 |  | 6 | 2002 | WC: DFO; N: N; Y: Y |  | S |  | N | Electric Utility | 1 |  | N | N | [17 empty] | N
10433 | Kodiak Electric Assn Inc | 6281 | Kodiak | AK | Kodiak Island | 7A | IC | OP | 2 | 2 | 2 |  | 2 | 2002 | WC: DFO; N: N; Y: Y |  | S |  | N | Electric Utility | 1 |  | N | N | [17 empty] | N
10433 | Kodiak Electric Assn Inc | 6282 | Port Lions | AK | Kodiak Island | 1 | IC | SB | 0.3 | 0.3 | 0.3 |  | 8 | 1968 | WC: DFO; N: N; Y: Y | Y | S |  | N | Electric Utility | 1 |  | N | N | [12 empty] | N |  |  |  |  | N
10433 | Kodiak Electric Assn Inc | 6282 | Port Lions | AK | Kodiak Island | 2 | IC | SB | 0.3 | 0.2 | 0.2 |  | 8 | 1968 | WC: DFO; N: N; Y: Y | Y | S |  | N | Electric Utility | 1 |  | N | N | [12 empty] | N |  |  |  |  | N
10433 | Kodiak Electric Assn Inc | 6282 | Port Lions | AK | Kodiak Island | 3 | IC | SB | 0.2 | 0.2 | 0.2 |  | 6 | 1971 | WC: DFO; N: N; Y: Y | Y | S |  | N | Electric Utility | 1 |  | N | N | [12 empty] | N |  |  |  |  | N
10433 | Kodiak Electric Assn Inc | 6282 | Port Lions | AK | Kodiak Island | 4 | IC | SB | 0.2 | 0.2 | 0.2 |  | 8 | 1975 | WC: DFO; N: N; Y: Y | Y | S |  | N | Electric Utility | 1 |  | N | N | [12 empty] | N |  |  |  |  | N
10433 | Kodiak Electric Assn Inc | 7723 | Nymans Plant | AK | Kodiak Island | 1 | IC | OP | 2.5 | 2.5 | 2.5 |  | 1 | 1994 | WC: DFO; N: N; Y: Y |  | S |  | N | Electric Utility | 1 |  | N | N | [12 empty] | N |  |  |  |  | N
10433 | Kodiak Electric Assn Inc | 7723 | Nymans Plant | AK | Kodiak Island | 2 | IC | OP | 7.5 | 7.3 | 7.4 |  | 1 | 2000 | WC: DFO; N: N; Y: Y |  | S |  | N | Electric Utility | 1 |  | N | N | [12 empty] | N |  |  |  |  | N
10433 | Kodiak Electric Assn Inc | 57187 | Pillar Mountain Wind Project | AK | KODIAK ISLAND | 1 | WT | OP | 4.5 | 4.5 | 4.5 |  | 6 | 2009 | WC: WND; N: N; Y: Y |  | S | 3 | N | Electric Utility | 1 |  |  | N | [17 empty] | N
10433 | Kodiak Electric Assn Inc | 57187 | Pillar Mountain Wind Project | AK | KODIAK ISLAND | 2 | WT | OP | 4.5 | 4.5 | 4.5 |  | 9 | 2012 | WC: WND; N: N; Y: Y |  | S | 3 | N | Electric Utility | 1 |  |  | N
10433 | Kodiak Electric Assn Inc | 58405 | ESS Battery | AK | Kodiak Island | 1 | BA | OP | 3 |  |  |  | 11 | 2012 | WC: MWH; N: N; Y: Y |  | S | 2 | N | Electric Utility | 1 |  |  | N
10451 | Kotzebue Electric Assn Inc | 6304 | Kotzebue | AK | NORTHWEST ARCTIC | 10 | IC | OP | 3 | 3 | 3 |  | 12 | 1992 | WC: DFO; N: N; Y: N |  | S |  | N | Electric Utility | 1 |  | N | N | [17 empty] | N
10451 | Kotzebue Electric Assn Inc | 6304 | Kotzebue | AK | NORTHWEST ARCTIC | 10wt | WT | OP | 0.1 | 0.1 | 0.1 |  | 7 | 1999 | WC: WND; N: N; Y: N |  | S | 1 | N | Electric Utility | 1 |  |  | N | [17 empty] | N
10451 | Kotzebue Electric Assn Inc | 6304 | Kotzebue | AK | NORTHWEST ARCTIC | 11 | IC | OP | 1 | 1 | 1 |  | 7 | 1994 | WC: DFO; N: N; Y: N |  | S |  | N | Electric Utility | 1 |  | N | N | [17 empty] | N
10451 | Kotzebue Electric Assn Inc | 6304 | Kotzebue | AK | NORTHWEST ARCTIC | 11wt | WT | OP | 0.1 | 0.1 | 0.1 |  | 5 | 2005 | WC: WND; N: N; Y: N |  | S | 1 | N | Electric Utility | 1 |  |  | N | [17 empty] | N
10451 | Kotzebue Electric Assn Inc | 6304 | Kotzebue | AK | NORTHWEST ARCTIC | 12wt | WT | OP | 0.1 | 0.1 | 0.1 |  | 5 | 2005 | WC: WND; N: N; Y: N |  | S | 1 | N | Electric Utility | 1 |  |  | N | [17 empty] | N
10451 | Kotzebue Electric Assn Inc | 6304 | Kotzebue | AK | NORTHWEST ARCTIC | 13WT | WT | OP | 0.1 | 0.1 | 0.1 |  | 5 | 2006 | WC: WND; N: N; Y: N |  | S | 1 | N | Electric Utility | 1 |  | N | N | [17 empty] | N
10451 | Kotzebue Electric Assn Inc | 6304 | Kotzebue | AK | NORTHWEST ARCTIC | 14 | IC | OP | 2.8 | 2.5 | 2.5 |  | 7 | 1994 | WC: DFO; N: N; Y: N |  | S |  | N | Electric Utility | 1 |  | N | N | [17 empty] | N
10451 | Kotzebue Electric Assn Inc | 6304 | Kotzebue | AK | NORTHWEST ARCTIC | 14wt | WT | OP | 0.1 | 0.1 | 0.1 |  | 5 | 2002 | WC: WND; N: N; Y: N |  | S | 1 | N | Electric Utility | 1 |  |  | N | [17 empty] | N
10451 | Kotzebue Electric Assn Inc | 6304 | Kotzebue | AK | NORTHWEST ARCTIC | 15 | IC | OP | 2.8 | 2.5 | 2.5 |  | 2 | 2006 | WC: DFO; N: N; Y: N |  | S |  | N | Electric Utility | 1 |  | N | N | [17 empty] | N
10451 | Kotzebue Electric Assn Inc | 6304 | Kotzebue | AK | NORTHWEST ARCTIC | 15WT | WT | OP | 0.1 | 0.1 | 0.1 |  | 5 | 2006 | WC: WND; N: N; Y: N |  | S | 1 | N | Electric Utility | 1 |  | N | N | [17 empty] | N
10451 | Kotzebue Electric Assn Inc | 6304 | Kotzebue | AK | NORTHWEST ARCTIC | 16WT | WT | OP | 0.1 | 0.1 | 0.1 |  | 5 | 2006 | WC: WND; N: N; Y: N |  | S | 1 | N | Electric Utility | 1 |  | N | N | [17 empty] | N
10451 | Kotzebue Electric Assn Inc | 6304 | Kotzebue | AK | NORTHWEST ARCTIC | 17WT | WT | OP | 0.1 | 0.1 | 0.1 |  | 5 | 2006 | WC: WND; N: N; Y: N |  | S | 1 | N | Electric Utility | 1 |  |  | N
10451 | Kotzebue Electric Assn Inc | 6304 | Kotzebue | AK | NORTHWEST ARCTIC | 18WT | WT | OP | 0.9 | 0.9 | 0.9 |  | 5 | 2012 | WC: WND; N: N; Y: N |  | S | 1 | N | Electric Utility | 1 |  |  | N
10451 | Kotzebue Electric Assn Inc | 6304 | Kotzebue | AK | NORTHWEST ARCTIC | 19WT | WT | OP | 0.9 | 0.9 | 0.9 |  | 5 | 2012 | WC: WND; N: N; Y: N |  | S | 1 | N | Electric Utility | 1 |  |  | N
10451 | Kotzebue Electric Assn Inc | 6304 | Kotzebue | AK | NORTHWEST ARCTIC | 1WT | WT | OP | 0.6 | 0.6 | 0.6 |  | 5 | 1999 | WC: WND; N: N; Y: N |  | S | 10 | N | Electric Utility | 1 |  | N | N | [17 empty] | N
10451 | Kotzebue Electric Assn Inc | 6304 | Kotzebue | AK | NORTHWEST ARCTIC | 2WT | WT | OP | 0.1 | 0.1 | 0.1 |  | 5 | 1999 | WC: WND; N: N; Y: N |  | S | 1 | N | Electric Utility | 1 |  | N | N | [17 empty] | N
10451 | Kotzebue Electric Assn Inc | 6304 | Kotzebue | AK | NORTHWEST ARCTIC | 3WT | WT | OP | 0.2 | 0.2 | 0.2 |  | 1 | 1997 | WC: WND; N: N; Y: N |  | S | 3 | N | Electric Utility | 1 |  | N | N | [17 empty] | N
10451 | Kotzebue Electric Assn Inc | 6304 | Kotzebue | AK | NORTHWEST ARCTIC | 4WT | WT | OP | 0.5 | 0.5 | 0.5 |  | 1 | 1999 | WC: WND; N: N; Y: N |  | S | 7 | N | Electric Utility | 1 |  | N | N | [17 empty] | N
10451 | Kotzebue Electric Assn Inc | 6304 | Kotzebue | AK | NORTHWEST ARCTIC | 5WT | WT | OP | 0.1 | 0.1 | 0.1 |  | 1 | 2002 | WC: WND; N: N; Y: N |  | S | 1 | N | Electric Utility | 1 |  | N | N | [17 empty] | N
10451 | Kotzebue Electric Assn Inc | 6304 | Kotzebue | AK | NORTHWEST ARCTIC | 6WT | WT | OP | 0.1 | 0.1 | 0.1 |  | 1 | 2005 | WC: WND; N: N; Y: N |  | S | 2 | N | Electric Utility | 1 |  | N | N | [17 empty] | N
10451 | Kotzebue Electric Assn Inc | 6304 | Kotzebue | AK | NORTHWEST ARCTIC | 7A | IC | OP | 1.1 | 1.1 | 1.1 |  | 8 | 1987 | WC: DFO; N: N; Y: N |  | S |  | N | Electric Utility | 1 |  | N | N | [17 empty] | N
10451 | Kotzebue Electric Assn Inc | 6304 | Kotzebue | AK | NORTHWEST ARCTIC | 7WT | WT | OP | 0.3 | 0.3 | 0.3 |  | 2 | 2006 | WC: WND; N: N; Y: N |  | S | 4 | N | Electric Utility | 1 |  | N | N | [17 empty] | N
10451 | Kotzebue Electric Assn Inc | 6304 | Kotzebue | AK | NORTHWEST ARCTIC | 8WT | WT | OP | 0.1 | 0.1 | 0.1 |  | 7 | 1999 | WC: WND; N: N; Y: N |  | S | 1 | N | Electric Utility | 1 |  |  | N | [17 empty] | N
10451 | Kotzebue Electric Assn Inc | 6304 | Kotzebue | AK | NORTHWEST ARCTIC | 9wt | WT | OP | 0.1 | 0.1 | 0.1 |  | 7 | 1999 | WC: WND; N: N; Y: N |  | S | 1 | N | Electric Utility | 1 |  |  | N | [17 empty] | N
10456 | Koppers Inc - Susquehanna | 10731 | Koppers Susquehanna Plant | PA | LYCOMING | GEN1 | ST | OP | 12.5 | 12 | 12 |  | 6 | 1988 | WC: WDS; N: N; Y: Y | Y | W | 1 | Y | IPP CHP | 3 | B | N | N | [17 empty] | N
10525 | La Farge Municipal Electric Co | 4124 | La Farge | WI | Vernon | 2A | IC | OP | 1.5 | 1.5 | 1.5 |  | 10 | 1990 | WC: DFO; N: N; Y: Y |  | S |  | N | Electric Utility | 1 |  | N | N
10536 | City of La Junta - (CO) | 506 | La Junta | CO | Otero | 2 | IC | SB | 0.7 | 0.5 | 0.5 |  | 3 | 1939 | WC: DFO; N: N; Y: Y | Y | S |  | N | Electric Utility | 1 |  | N | N | [17 empty] | N
10536 | City of La Junta - (CO) | 506 | La Junta | CO | Otero | 3 | IC | SB | 0.4 | 0.4 | 0.4 |  | 3 | 1939 | WC: DFO; N: N; Y: Y | Y | S |  | N | Electric Utility | 1 |  | N | N | [17 empty] | N
10536 | City of La Junta - (CO) | 506 | La Junta | CO | Otero | 4 | IC | SB | 1 | 1 | 1 |  | 3 | 1942 | WC: DFO; N: N; Y: Y | Y | S |  | N | Electric Utility | 1 |  | N | N | [17 empty] | N
10536 | City of La Junta - (CO) | 506 | La Junta | CO | Otero | 6 | IC | SB | 3 | 2.5 | 2.5 |  | 1 | 1958 | WC: DFO; PC: NG; N: N; Y: Y | Y | S |  | N | Electric Utility | 1 |  | N | N | [17 empty] | N
10536 | City of La Junta - (CO) | 506 | La Junta | CO | Otero | 7 | IC | SB | 3.5 | 3 | 3 |  | 1 | 1962 | WC: DFO; PC: NG; N: N; Y: Y | Y | S |  | N | Electric Utility | 1 |  | N | N | [17 empty] | N
10536 | City of La Junta - (CO) | 506 | La Junta | CO | Otero | 8 | IC | SB | 3.5 | 3 | 3 |  | 1 | 1962 | WC: DFO; PC: NG; N: N; Y: Y | Y | S |  | N | Electric Utility | 1 |  | N | N | [17 empty] | N
10536 | City of La Junta - (CO) | 506 | La Junta | CO | Otero | 9 | IC | SB | 5.1 | 4 | 4 |  | 1 | 1970 | WC: DFO; PC: NG; N: N; Y: Y | Y | S |  | N | Electric Utility | 1 |  | N | N | [17 empty] | N
10542 | La Porte City Utilities | 1156 | La Porte | IA | Black Hawk | 2 | IC | OP | 1.1 | 1.1 | 1.1 |  | 10 | 1963 | WC: DFO; N: N; Y: Y | Y | S |  | N | Electric Utility | 1 |  | N | N | [17 empty] | N
10542 | La Porte City Utilities | 1156 | La Porte | IA | Black Hawk | 3A | IC | OP | 1.8 | 1.7 | 1.8 |  | 12 | 2000 | WC: DFO; N: N; Y: Y | Y | S |  | N | Electric Utility | 1 |  | N | N | [17 empty] | N
10542 | La Porte City Utilities | 1156 | La Porte | IA | Black Hawk | 4A | IC | OP | 1.8 | 1.7 | 1.8 |  | 12 | 2000 | WC: DFO; N: N; Y: Y | Y | S |  | N | Electric Utility | 1 |  | N | N | [17 empty] | N
10542 | La Porte City Utilities | 1156 | La Porte | IA | Black Hawk | 5 | IC | OP | 0.8 | 0.8 | 0.8 |  | 9 | 1956 | WC: DFO; N: N; Y: Y | Y | S |  | N | Electric Utility | 1 |  | N | N | [17 empty] | N
10545 | Teton Operating Services LLC | 54423 | Lake Cogen Ltd | FL | Lake | GT1 | CT | OP | 57.4 | 48.5 | 48.5 |  | 7 | 1993 | WC: NG; PC: DFO; N: Y; Y: Y |  | W |  | Y | IPP CHP | 3 | T | N | N | [17 empty] | N
10545 | Teton Operating Services LLC | 54423 | Lake Cogen Ltd | FL | Lake | GT2 | CT | OP | 69.2 | 48.5 | 48.5 |  | 7 | 1993 | WC: NG; PC: DFO; N: Y; Y: Y |  | W |  | Y | IPP CHP | 3 | T | N | N | [17 empty] | N
10545 | Teton Operating Services LLC | 54423 | Lake Cogen Ltd | FL | Lake | ST1 | CA | OP | 31.1 | 24 | 24 |  | 7 | 1993 | WC: NG; N: N; Y: Y |  | W |  | Y | IPP CHP | 3 | T | Y | N | [17 empty] | N
10545 | Teton Operating Services LLC | 54424 | Pasco Cogen Ltd | FL | Pasco | EDG1 | IC | SB | 1.2 | 1.2 | 1.2 |  | 7 | 1993 | WC: DFO; N: N; Y: Y | Y | W |  | N | IPP CHP | 3 |  | N | N | [17 empty] | N
10545 | Teton Operating Services LLC | 54424 | Pasco Cogen Ltd | FL | Pasco | EDG2 | IC | SB | 1.2 | 1.2 | 1.2 |  | 7 | 1993 | WC: DFO; N: N; Y: Y | Y | W |  | N | IPP CHP | 3 |  | N | N | [17 empty] | N
10545 | Teton Operating Services LLC | 54424 | Pasco Cogen Ltd | FL | Pasco | GT1 | CT | OP | 57.4 | 48.5 | 48.5 |  | 7 | 1993 | WC: NG; PC: DFO; N: Y; Y: Y |  | W |  | Y | IPP CHP | 3 | T | N | N | [17 empty] | N
10545 | Teton Operating Services LLC | 54424 | Pasco Cogen Ltd | FL | Pasco | GT2 | CT | OP | 57.4 | 48.5 | 48.5 |  | 7 | 1993 | WC: NG; PC: DFO; N: Y; Y: Y |  | W |  | Y | IPP CHP | 3 | T | N | N | [17 empty] | N
10545 | Teton Operating Services LLC | 54424 | Pasco Cogen Ltd | FL | Pasco | ST1 | CA | OP | 26.5 | 24 | 24 |  | 7 | 1993 | WC: NG; N: N; Y: Y |  | W |  | Y | IPP CHP | 3 | T | Y | N | [17 empty] | N
10545 | Teton Operating Services LLC | 54658 | Auburndale Power Partners | FL | Polk | CT | CT | OP | 121.5 | 111.3 | 117 |  | 4 | 1994 | WC: NG; PC: DFO; N: Y; Y: Y |  | W |  | Y | IPP CHP | 3 | T | N | N | [17 empty] | N
10545 | Teton Operating Services LLC | 54658 | Auburndale Power Partners | FL | Polk | ST | CA | OP | 52 | 44 | 45.1 |  | 4 | 1994 | WC: NG; PC: DFO; N: Y; Y: Y |  | W |  | Y | IPP CHP | 3 | T | N | N | [17 empty] | N
10559 | City of La Crosse - (KS) | 1297 | La Crosse | KS | Rush | 1 | IC | OP | 1.1 | 0.7 | 0.7 |  | 11 | 1962 | WC: DFO; PC: NG; N: N; Y: Y |  | S |  | N | Electric Utility | 1 |  | N | N | [17 empty] | N
10559 | City of La Crosse - (KS) | 1297 | La Crosse | KS | Rush | 2 | IC | OP | 1.1 | 0.9 | 0.9 |  | 12 | 1964 | WC: DFO; PC: NG; N: N; Y: Y |  | S |  | N | Electric Utility | 1 |  | N | N
10559 | City of La Crosse - (KS) | 1297 | La Crosse | KS | Rush | 5 | IC | OP | 1.5 | 1.5 | 1.5 |  | 1 | 1969 | WC: DFO; PC: NG; N: N; Y: Y |  | S |  | N | Electric Utility | 1 |  | N | N
10559 | City of La Crosse - (KS) | 1297 | La Crosse | KS | Rush | 6 | IC | OP | 1.8 | 1.5 | 1.5 |  | 12 | 1975 | WC: DFO; PC: NG; N: N; Y: Y |  | S |  | N | Electric Utility | 1 |  | N | N
10575 | Lachute Hydro Co Inc | 10752 | Lachute Hydro Lower | NY | Essex | GEN1 | HY | OP | 3.8 | 3.6 | 3.5 |  | 12 | 1987 | WC: WAT; N: N; Y: Y | Y | S | 0 | N | IPP Non-CHP | 2 |  | N | N | [17 empty] | N
10575 | Lachute Hydro Co Inc | 10753 | Lachute Hydro Upper | NY | Essex | GEN1 | HY | OP | 5.2 | 4.9 | 4.8 |  | 12 | 1987 | WC: WAT; N: N; Y: Y | Y | S | 0 | N | IPP Non-CHP | 2 |  | N | N | [17 empty] | N
10576 | Lake Road Generating Co LP | 55149 | Lake Road Generating Plant | CT | Windam | U1 | CS | OP | 280 | 245.8 | 281.4 |  | 3 | 2002 | WC: NG; N: N; Y: Y |  | W |  | N | IPP Non-CHP | 2 |  | N | N | [17 empty] | N | [6 empty] | NG | PG
10576 | Lake Road Generating Co LP | 55149 | Lake Road Generating Plant | CT | Windam | U2 | CS | OP | 280 | 251.2 | 286.8 |  | 3 | 2002 | WC: NG; N: N; Y: Y |  | W |  | N | IPP Non-CHP | 2 |  | N | N | [17 empty] | N | [6 empty] | NG | PG
10576 | Lake Road Generating Co LP | 55149 | Lake Road Generating Plant | CT | Windam | U3 | CS | OP | 280 | 248 | 276.8 |  | 5 | 2002 | WC: NG; N: N; Y: Y |  | W |  | N | IPP Non-CHP | 2 |  | N | N | [17 empty] | N | [6 empty] | NG | PG
10596 | City of Lake Crystal - (MN) | 1985 | Lake Crystal | MN | Blue Earth | 1 | IC | OP | 0.6 | 0.6 | 0.6 |  | 5 | 1952 | WC: DFO; PC: NG; N: Y; Y: Y |  | S |  | N | Electric Utility | 1 |  | N | N | [17 empty] | N
10596 | City of Lake Crystal - (MN) | 1985 | Lake Crystal | MN | Blue Earth | 3 | IC | OP | 2 | 2 | 2 |  | 5 | 1971 | WC: DFO; PC: NG; N: Y; Y: Y |  | S |  | N | Electric Utility | 1 |  | N | N | [17 empty] | N
10596 | City of Lake Crystal - (MN) | 1985 | Lake Crystal | MN | Blue Earth | 4 | IC | OP | 1.2 | 1.2 | 1.2 |  | 5 | 1955 | WC: DFO; PC: NG; N: Y; Y: Y |  | S |  | N | Electric Utility | 1 |  | N | N | [17 empty] | N
10596 | City of Lake Crystal - (MN) | 1985 | Lake Crystal | MN | Blue Earth | 5 | IC | OP | 2 | 2 | 2 |  | 11 | 1999 | WC: DFO; N: N; Y: Y | Y | S |  | N | Electric Utility | 1 |  | N | N | [17 empty] | N
10604 | Lake Lure Town of | 2773 | Lake Lure | NC | RUTHERFORD | 1 | HY | OP | 1.2 | 1.2 | 1.2 |  | 1 | 1927 | WC: WAT; N: N; Y: Y |  | S |  | N | IPP Non-CHP | 2 |  | N | N | [17 empty] | N
10604 | Lake Lure Town of | 2773 | Lake Lure | NC | RUTHERFORD | 2 | HY | OP | 2.4 | 2.4 | 2.4 |  | 1 | 1927 | WC: WAT; N: N; Y: Y |  | S |  | N | IPP Non-CHP | 2 |  | N | N | [17 empty] | N
10606 | City of Lake Mills | 1154 | Lake Mills | IA | Winnebago | 1A | IC | OP | 3 | 3 | 3 |  | 1 | 1969 | WC: DFO; PC: NG; N: Y; Y: Y | Y | S |  | N | Electric Utility | 1 |  | N | N | [17 empty] | N
10606 | City of Lake Mills | 1154 | Lake Mills | IA | Winnebago | 4 | IC | OP | 1.3 | 1.3 | 1.3 |  | 11 | 1962 | WC: DFO; PC: NG; N: Y; Y: Y | Y | S |  | N | Electric Utility | 1 |  | N | N | [17 empty] | N
10606 | City of Lake Mills | 1154 | Lake Mills | IA | Winnebago | 5 | IC | OP | 0.9 | 0.9 | 0.9 |  | 1 | 1956 | WC: DFO; PC: NG; N: Y; Y: Y | Y | S |  | N | Electric Utility | 1 |  | N | N | [17 empty] | N
10606 | City of Lake Mills | 1154 | Lake Mills | IA | Winnebago | 6 | IC | OP | 5.7 | 5.7 | 5.7 |  | 3 | 1979 | WC: DFO; N: N; Y: Y | Y | S |  | N | Electric Utility | 1 |  | N | N | [17 empty] | N
10606 | City of Lake Mills | 1154 | Lake Mills | IA | Winnebago | 7 | IC | OP | 7.6 | 7.6 | 7.6 |  | 6 | 1999 | WC: DFO; N: N; Y: Y | Y | S |  | N | Electric Utility | 1 |  | N | N | [17 empty] | N
10608 | City of Lake Park - (IA) | 1153 | Lake Park | IA | Dickinson | 3 | IC | OP | 2 | 2 | 2 |  | 4 | 2005 | WC: DFO; N: N; Y: Y |  | S |  | N | Electric Utility | 1 |  | N | N | [17 empty] | N
10608 | City of Lake Park - (IA) | 1153 | Lake Park | IA | Dickinson | G2 | IC | OP | 2 | 2 | 2 |  | 5 | 2005 | WC: DFO; N: N; Y: Y |  | S |  | N | Electric Utility | 1 |  | N | N | [17 empty] | N
10620 | City of Lake Worth - (FL) | 673 | Tom G Smith | FL | Palm Beach | GT1 | GT | OP | 30.8 | 26 | 31 |  | 12 | 1976 | WC: DFO; N: N; Y: Y | Y | S |  | N | Electric Utility | 1 |  | N | N | [17 empty] | N
10620 | City of Lake Worth - (FL) | 673 | Tom G Smith | FL | Palm Beach | GT2 | CT | OP | 21.4 | 21 | 23 |  | 3 | 1978 | WC: NG; PC: DFO; N: Y; Y: Y | Y | S |  | N | Electric Utility | 1 |  | N | N | [17 empty] | N
10620 | City of Lake Worth - (FL) | 673 | Tom G Smith | FL | Palm Beach | MU1 | IC | OP | 2 | 2 | 2 |  | 12 | 1965 | WC: DFO; N: N; Y: Y | Y | S |  | N | Electric Utility | 1 |  | N | N | [17 empty] | N
10620 | City of Lake Worth - (FL) | 673 | Tom G Smith | FL | Palm Beach | MU2 | IC | OP | 2 | 2 | 2 |  | 12 | 1965 | WC: DFO; N: N; Y: Y |  | S |  | N | Electric Utility | 1 |  | N | N | [17 empty] | N
10620 | City of Lake Worth - (FL) | 673 | Tom G Smith | FL | Palm Beach | MU3 | IC | OP | 2 | 2 | 2 |  | 12 | 1965 | WC: DFO; N: N; Y: Y |  | S |  | N | Electric Utility | 1 |  | N | N | [17 empty] | N
10620 | City of Lake Worth - (FL) | 673 | Tom G Smith | FL | Palm Beach | MU4 | IC | OP | 2 | 2 | 2 |  | 12 | 1965 | WC: DFO; N: N; Y: Y |  | S |  | N | Electric Utility | 1 |  | N | N | [17 empty] | N
10620 | City of Lake Worth - (FL) | 673 | Tom G Smith | FL | Palm Beach | MU5 | IC | OP | 2 | 2 | 2 |  | 12 | 1965 | WC: DFO; N: N; Y: Y |  | S |  | N | Electric Utility | 1 |  | N | N | [17 empty] | N
10620 | City of Lake Worth - (FL) | 673 | Tom G Smith | FL | Palm Beach | S3 | ST | OP | 26.5 | 22 | 24 |  | 11 | 1967 | WC: NG; PC: RFO; N: Y; Y: Y |  | S |  | N | Electric Utility | 1 |  | N | N | [17 empty] | N
10620 | City of Lake Worth - (FL) | 673 | Tom G Smith | FL | Palm Beach | S5 | CA | OP | 10 | 9 | 9 |  | 3 | 1978 | WC: NG; PC: DFO; N: Y; Y: Y |  | S |  | N | Electric Utility | 1 |  | N | N | [17 empty] | N
10622 | City of Lakefield - (MN) | 7415 | Lakefield Utilities | MN | Jackson | 5 | IC | OP | 1.2 | 1 | 1 |  | 2 | 1985 | WC: DFO; N: N; Y: Y |  | S |  | N | Electric Utility | 1 |  | N | N
10622 | City of Lakefield - (MN) | 7415 | Lakefield Utilities | MN | Jackson | 6 | IC | OP | 2.2 | 2 | 2 |  | 6 | 2003 | WC: DFO; N: N; Y: Y |  | S |  | N | Electric Utility | 1 |  | N | N
10623 | City of Lakeland - (FL) | 675 | Larsen Memorial | FL | Polk | 2 | GT | OP | 11.2 | 10 | 14 |  | 11 | 1962 | WC: NG; PC: DFO; N: Y; Y: Y |  | S |  | N | Electric Utility | 1 |  | N | N | [17 empty] | N
10623 | City of Lakeland - (FL) | 675 | Larsen Memorial | FL | Polk | 3 | GT | OP | 11.2 | 9 | 13 |  | 12 | 1962 | WC: NG; PC: DFO; N: Y; Y: Y |  | S |  | N | Electric Utility | 1 |  | N | N | [17 empty] | N
10623 | City of Lakeland - (FL) | 675 | Larsen Memorial | FL | Polk | 5 | CA | OP | 25 | 29 | 31 |  | 4 | 1956 | WC: NG; N: N; Y: Y |  | S |  | N | Electric Utility | 1 |  | N | N | [17 empty] | N
10623 | City of Lakeland - (FL) | 675 | Larsen Memorial | FL | Polk | 8 | CT | OP | 101.5 | 76 | 93 |  | 7 | 1992 | WC: NG; PC: DFO; N: Y; Y: Y |  | S |  | N | Electric Utility | 1 |  | N | N | [17 empty] | N
10623 | City of Lakeland - (FL) | 676 | C D McIntosh Jr | FL | Polk | 3 | ST | OP | 363.8 | 342 | 342 |  | 9 | 1982 | WC: BIT; PC: PC; N: Y; Y: Y |  | J |  | N | Electric Utility | 1 |  | N | N | [17 empty] | N | Y |  | N |  |  |  | NG
10623 | City of Lakeland - (FL) | 676 | C D McIntosh Jr | FL | Polk | 5CT | CT | OP | 249 | 215 | 233 |  | 5 | 2001 | WC: NG; N: N; Y: Y |  | S |  | N | Electric Utility | 1 |  | N | N | [17 empty] | N
10623 | City of Lakeland - (FL) | 676 | C D McIntosh Jr | FL | Polk | 5ST | CA | OP | 120 | 123 | 121 |  | 10 | 2002 | WC: NG; N: N; Y: Y |  | S |  | N | Electric Utility | 1 |  | N | N | [17 empty] | N
10623 | City of Lakeland - (FL) | 676 | C D McIntosh Jr | FL | Polk | GT1 | GT | OP | 26.6 | 16 | 19 |  | 5 | 1973 | WC: NG; PC: DFO; N: Y; Y: Y |  | S |  | N | Electric Utility | 1 |  | N | N | [17 empty] | N
10623 | City of Lakeland - (FL) | 676 | C D McIntosh Jr | FL | Polk | IC1 | IC | OP | 2.5 | 2.5 | 2.5 |  | 1 | 1970 | WC: DFO; N: N; Y: Y |  | S |  | N | Electric Utility | 1 |  | N | N | [17 empty] | N
10623 | City of Lakeland - (FL) | 676 | C D McIntosh Jr | FL | Polk | IC2 | IC | OP | 2.5 | 2.5 | 2.5 |  | 1 | 1970 | WC: DFO; N: N; Y: Y |  | S |  | N | Electric Utility | 1 |  | N | N | [17 empty] | N
10623 | City of Lakeland - (FL) | 676 | C D McIntosh Jr | FL | Polk | ST1 | ST | OP | 103.5 | 85 | 85 |  | 2 | 1971 | WC: NG; PC: RFO; N: Y; Y: Y |  | S |  | N | Electric Utility | 1 |  | N | [18 empty] | N
10623 | City of Lakeland - (FL) | 676 | C D McIntosh Jr | FL | Polk | ST2 | ST | OP | 126 | 106 | 106 |  | 6 | 1976 | WC: NG; PC: RFO; N: Y; Y: Y |  | S |  | N | Electric Utility | 1 |  | N | N | [17 empty] | N
10623 | City of Lakeland - (FL) | 7997 | Winston | FL | Polk | WD01 | IC | OP | 2.5 | 2.5 | 2.5 |  | 12 | 2001 | WC: DFO; N: N; Y: Y |  | S |  | N | Electric Utility | 1 |  |  | N | [17 empty] | N
10623 | City of Lakeland - (FL) | 7997 | Winston | FL | Polk | WD02 | IC | OP | 2.5 | 2.5 | 2.5 |  | 12 | 2001 | WC: DFO; N: N; Y: Y |  | S |  | N | Electric Utility | 1 |  |  | N | [17 empty] | N
10623 | City of Lakeland - (FL) | 7997 | Winston | FL | Polk | WD03 | IC | OP | 2.5 | 2.5 | 2.5 |  | 12 | 2001 | WC: DFO; N: N; Y: Y |  | S |  | N | Electric Utility | 1 |  |  | N | [17 empty] | N
10623 | City of Lakeland - (FL) | 7997 | Winston | FL | Polk | WD04 | IC | OP | 2.5 | 2.5 | 2.5 |  | 12 | 2001 | WC: DFO; N: N; Y: Y |  | S |  | N | Electric Utility | 1 |  |  | N | [17 empty] | N
10623 | City of Lakeland - (FL) | 7997 | Winston | FL | Polk | WD05 | IC | OP | 2.5 | 2.5 | 2.5 |  | 12 | 2001 | WC: DFO; N: N; Y: Y |  | S |  | N | Electric Utility | 1 |  |  | N | [17 empty] | N
10623 | City of Lakeland - (FL) | 7997 | Winston | FL | Polk | WD06 | IC | OP | 2.5 | 2.5 | 2.5 |  | 12 | 2001 | WC: DFO; N: N; Y: Y |  | S |  | N | Electric Utility | 1 |  |  | N | [17 empty] | N
10623 | City of Lakeland - (FL) | 7997 | Winston | FL | Polk | WD07 | IC | OP | 2.5 | 2.5 | 2.5 |  | 12 | 2001 | WC: DFO; N: N; Y: Y |  | S |  | N | Electric Utility | 1 |  |  | N | [17 empty] | N
10623 | City of Lakeland - (FL) | 7997 | Winston | FL | Polk | WD08 | IC | OP | 2.5 | 2.5 | 2.5 |  | 12 | 2001 | WC: DFO; N: N; Y: Y |  | S |  | N | Electric Utility | 1 |  |  | N | [17 empty] | N
10623 | City of Lakeland - (FL) | 7997 | Winston | FL | Polk | WD09 | IC | OP | 2.5 | 2.5 | 2.5 |  | 12 | 2001 | WC: DFO; N: N; Y: Y |  | S |  | N | Electric Utility | 1 |  |  | N | [17 empty] | N
10623 | City of Lakeland - (FL) | 7997 | Winston | FL | Polk | WD10 | IC | OP | 2.5 | 2.5 | 2.5 |  | 12 | 2001 | WC: DFO; N: N; Y: Y |  | S |  | N | Electric Utility | 1 |  |  | N | [17 empty] | N
10623 | City of Lakeland - (FL) | 7997 | Winston | FL | Polk | WD11 | IC | OP | 2.5 | 2.5 | 2.5 |  | 12 | 2001 | WC: DFO; N: N; Y: Y |  | S |  | N | Electric Utility | 1 |  |  | N | [17 empty] | N
10623 | City of Lakeland - (FL) | 7997 | Winston | FL | Polk | WD12 | IC | OP | 2.5 | 2.5 | 2.5 |  | 12 | 2001 | WC: DFO; N: N; Y: Y |  | S |  | N | Electric Utility | 1 |  |  | N | [17 empty] | N
10623 | City of Lakeland - (FL) | 7997 | Winston | FL | Polk | WD13 | IC | OP | 2.5 | 2.5 | 2.5 |  | 12 | 2001 | WC: DFO; N: N; Y: Y |  | S |  | N | Electric Utility | 1 |  |  | N | [17 empty] | N
10623 | City of Lakeland - (FL) | 7997 | Winston | FL | Polk | WD14 | IC | OP | 2.5 | 2.5 | 2.5 |  | 12 | 2001 | WC: DFO; N: N; Y: Y |  | S |  | N | Electric Utility | 1 |  |  | N | [17 empty] | N
10623 | City of Lakeland - (FL) | 7997 | Winston | FL | Polk | WD15 | IC | OP | 2.5 | 2.5 | 2.5 |  | 12 | 2001 | WC: DFO; N: N; Y: Y |  | S |  | N | Electric Utility | 1 |  |  | N | [17 empty] | N
10623 | City of Lakeland - (FL) | 7997 | Winston | FL | Polk | WD16 | IC | OP | 2.5 | 2.5 | 2.5 |  | 12 | 2001 | WC: DFO; N: N; Y: Y |  | S |  | N | Electric Utility | 1 |  |  | N | [17 empty] | N
10623 | City of Lakeland - (FL) | 7997 | Winston | FL | Polk | WD17 | IC | OP | 2.5 | 2.5 | 2.5 |  | 12 | 2001 | WC: DFO; N: N; Y: Y |  | S |  | N | Electric Utility | 1 |  |  | N | [17 empty] | N
10623 | City of Lakeland - (FL) | 7997 | Winston | FL | Polk | WD18 | IC | OP | 2.5 | 2.5 | 2.5 |  | 12 | 2001 | WC: DFO; N: N; Y: Y |  | S |  | N | Electric Utility | 1 |  |  | N | [17 empty] | N
10623 | City of Lakeland - (FL) | 7997 | Winston | FL | Polk | WD19 | IC | OP | 2.5 | 2.5 | 2.5 |  | 12 | 2001 | WC: DFO; N: N; Y: Y |  | S |  | N | Electric Utility | 1 |  |  | N | [17 empty] | N
10623 | City of Lakeland - (FL) | 7997 | Winston | FL | Polk | WD20 | IC | OP | 2.5 | 2.5 | 2.5 |  | 12 | 2001 | WC: DFO; N: N; Y: Y |  | S |  | N | Electric Utility | 1 |  |  | N | [17 empty] | N
10628 | City of Lakin - (KS) | 7393 | Lakin Municipal | KS | Kearny | LK1 | IC | OP | 4.4 | 4.1 | 4.1 |  | 1 | 1990 | WC: NG; PC: DFO; N: Y; Y: N | Y | S |  | N | Electric Utility | 1 |  | N | N | [12 empty] | N |  |  |  |  | N
10633 | City of Lamar - (CO) | 508 | Lamar Plant | CO | Prowers | 4 | ST | OS | 25 | 25 | 25 |  | 8 | 1972 | WC: SUB; N: N; Y: Y |  | S |  | N | Electric Utility | 1 |  | N | N | [17 empty] | N |  | Y |  |  |  |  | NG
10633 | City of Lamar - (CO) | 508 | Lamar Plant | CO | Prowers | 5 | GT | OS | 4.2 | 4.2 | 4.2 |  | 2 | 2001 | WC: NG; N: N; Y: Y |  | W |  | N | Electric Utility | 1 |  | N | N | [17 empty] | N
10633 | City of Lamar - (CO) | 508 | Lamar Plant | CO | Prowers | 6 | ST | OS | 18.5 | 15 | 15 |  | 5 | 2009 | WC: SUB; N: N; Y: Y |  | W |  | N | Electric Utility | 1 |  | N | N | [17 empty] | N |  | Y
10633 | City of Lamar - (CO) | 508 | Lamar Plant | CO | Prowers | IC1 | IC | OS | 1 | 1 | 1 |  | 1 | 1949 | WC: DFO; N: N; Y: Y | Y | S |  | N | Electric Utility | 1 |  | N | N | [17 empty] | N
10633 | City of Lamar - (CO) | 508 | Lamar Plant | CO | Prowers | IC2 | IC | OS | 1 | 1 | 1 |  | 1 | 1946 | WC: DFO; N: N; Y: Y | Y | S |  | N | Electric Utility | 1 |  | N | N | [17 empty] | N
10633 | City of Lamar - (CO) | 508 | Lamar Plant | CO | Prowers | T1-T3 | WT | OP | 4.5 | 4 | 4 |  | 2 | 2004 | WC: WND; N: N; Y: Y |  | S | 3 | N | Electric Utility | 1 |  | N | N | [17 empty] | N
10633 | City of Lamar - (CO) | 508 | Lamar Plant | CO | Prowers | T4 | WT | OP | 1.5 | 1.5 | 1.5 |  | 2 | 2004 | WC: WND; N: N; Y: Y |  | W | 1 | N | Electric Utility | 1 |  | N | N | [17 empty] | N
10650 | City of Lamoni - (IA) | 1155 | Lamoni Municipal Utilities | IA | Decatur | 1 | IC | OP | 2.8 | 2.7 | 2.8 |  | 6 | 1973 | WC: DFO; PC: NG; N: Y; Y: Y | Y | S |  | N | Electric Utility | 1 |  | N | N | [17 empty] | N
10650 | City of Lamoni - (IA) | 1155 | Lamoni Municipal Utilities | IA | Decatur | 2 | IC | OP | 0.2 | 0.2 | 0.2 |  | 3 | 1940 | WC: DFO; N: N; Y: Y | Y | S |  | N | Electric Utility | 1 |  | N | N | [17 empty] | N
10650 | City of Lamoni - (IA) | 1155 | Lamoni Municipal Utilities | IA | Decatur | 3 | IC | OP | 0.3 | 0.3 | 0.3 |  | 8 | 1941 | WC: DFO; N: N; Y: Y | Y | S |  | N | Electric Utility | 1 |  | N | N | [17 empty] | N
10650 | City of Lamoni - (IA) | 1155 | Lamoni Municipal Utilities | IA | Decatur | 4 | IC | OP | 0.6 | 0.6 | 0.6 |  | 12 | 1948 | WC: DFO; N: N; Y: Y | Y | S |  | N | Electric Utility | 1 |  | N | N | [17 empty] | N
10650 | City of Lamoni - (IA) | 1155 | Lamoni Municipal Utilities | IA | Decatur | 5 | IC | OP | 1.1 | 1.1 | 1.1 |  | 1 | 1955 | WC: DFO; PC: NG; N: Y; Y: Y | Y | S |  | N | Electric Utility | 1 |  | N | N | [17 empty] | N
10650 | City of Lamoni - (IA) | 1155 | Lamoni Municipal Utilities | IA | Decatur | 6 | IC | OP | 0.5 | 0.5 | 0.5 |  | 2 | 1993 | WC: DFO; N: N; Y: Y | Y | S |  | N | Electric Utility | 1 |  | N | N | [17 empty] | N
10650 | City of Lamoni - (IA) | 1155 | Lamoni Municipal Utilities | IA | Decatur | 7 | IC | OP | 2.5 | 2.3 | 2.3 |  | 5 | 2011 | WC: DFO; N: N; Y: Y | Y | S |  | N | Electric Utility | 1 |  | N
10650 | City of Lamoni - (IA) | 1155 | Lamoni Municipal Utilities | IA | Decatur | 8 | IC | OP | 2.5 | 2.3 | 2.3 |  | 5 | 2011 | WC: DFO; N: N; Y: Y | Y | S |  | N | Electric Utility | 1 |  | N
10657 | Lagoon Corp | 50942 | Lagoon Cogeneration Facility | UT | DAVIS | 1 | IC | SB | 1 | 0.5 | 0.1 |  | 5 | 1996 | WC: NG; PC: DFO; N: N; Y: Y | Y | S |  | Y | Commercial CHP | 5 | T | N | N | [17 empty] | N
10657 | Lagoon Corp | 50942 | Lagoon Cogeneration Facility | UT | DAVIS | 2 | IC | SB | 1 | 0.5 | 0.1 |  | 7 | 1989 | WC: NG; PC: DFO; N: N; Y: Y | Y | S |  | Y | Commercial CHP | 5 | T | N | N | [17 empty] | N
10657 | Lagoon Corp | 50942 | Lagoon Cogeneration Facility | UT | DAVIS | 3 | IC | SB | 1 | 0.5 | 0.1 |  | 7 | 1989 | WC: NG; PC: DFO; N: N; Y: Y | Y | S |  | Y | Commercial CHP | 5 | T | N | N | [17 empty] | N
10685 | Lanesboro Public Utility Comm | 1987 | Lanesboro | MN | Fillmore | 2 | HY | OP | 0.3 | 0.2 | 0.2 |  | 1 | 1923 | WC: WAT; N: N; Y: Y |  | S |  | N | Electric Utility | 1 |  | N | N | [17 empty] | N
10685 | Lanesboro Public Utility Comm | 1987 | Lanesboro | MN | Fillmore | 3 | IC | OP | 1 | 0.8 | 0.8 |  | 1 | 1928 | WC: DFO; N: N; Y: Y |  | S |  | N | Electric Utility | 1 |  | N | N | [17 empty] | N
10685 | Lanesboro Public Utility Comm | 1987 | Lanesboro | MN | Fillmore | 4 | IC | OP | 2.3 | 2.1 | 2.1 |  | 6 | 2004 | WC: DFO; N: N; Y: Y |  | S |  | N | Electric Utility | 1 |  | N | N | [17 empty] | N
10713 | City of Larned - (KS) | 1299 | Larned | KS | Pawnee | CAT | IC | OP | 2 | 2 | 2 |  | 4 | 2004 | WC: DFO; N: N; Y: Y |  | S |  | N | Electric Utility | 1 |  | N | N
10713 | City of Larned - (KS) | 1299 | Larned | KS | Pawnee | CAT1 | IC | OP | 2 | 2 | 2 |  | 4 | 2004 | WC: DFO; N: N; Y: Y |  | S |  | N | Electric Utility | 1 |  | N | N
10713 | City of Larned - (KS) | 1299 | Larned | KS | Pawnee | CAT2 | IC | OP | 2 | 2 | 2 |  | 4 | 2004 | WC: DFO; N: N; Y: Y |  | S |  | N | Electric Utility | 1 |  | N | N
10713 | City of Larned - (KS) | 1299 | Larned | KS | Pawnee | CAT3 | IC | OP | 2 | 2 | 2 |  | 4 | 2004 | WC: DFO; N: N; Y: Y |  | S |  | N | Electric Utility | 1 |  | N | N
10713 | City of Larned - (KS) | 1299 | Larned | KS | Pawnee | CAT4 | IC | OP | 2 | 2 | 2 |  | 4 | 2004 | WC: DFO; N: N; Y: Y |  | S |  | N | Electric Utility | 1 |  | N | N
10713 | City of Larned - (KS) | 1299 | Larned | KS | Pawnee | IC5 | IC | OP | 6.4 | 6 | 6 |  | 12 | 1976 | WC: DFO; PC: NG; N: Y; Y: Y |  | S |  | N | Electric Utility | 1 |  | N | N
10714 | Little Falls Hydroelec Assoc | 51034 | Little Falls Hydro | NY | Herkimer | GEN1 | HY | OP | 6.5 | 1.4 | 3.6 |  | 1 | 1987 | WC: WAT; N: N; Y: Y |  | W | 0 | N | IPP Non-CHP | 2 |  | N | N
10714 | Little Falls Hydroelec Assoc | 51034 | Little Falls Hydro | NY | Herkimer | GEN2 | HY | OP | 6.5 | 1.6 | 3.6 |  | 1 | 1987 | WC: WAT; N: N; Y: Y |  | W | 0 | N | IPP Non-CHP | 2 |  | N | N
10723 | Lateral 10 Ventures | 54753 | Lateral 10 Ventures | ID | Twin Falls | GEN1 | HY | OP | 2.4 | 2.3 | 2.2 |  | 11 | 1984 | WC: WAT; N: N; Y: Y |  | S |  | N | IPP Non-CHP | 2 |  | N | N | [17 empty] | N
10730 | City of Las Animas - (CO) | 507 | Las Animas | CO | BENT | 1 | IC | OP | 0.3 | 0.3 | 0.3 |  | 11 | 1941 | WC: DFO; N: N; Y: N | N | S |  | N | Electric Utility | 1 |  | N | N
10730 | City of Las Animas - (CO) | 507 | Las Animas | CO | BENT | 2 | IC | OP | 0.3 | 0.3 | 0.3 |  | 11 | 1941 | WC: DFO; N: N; Y: N | N | S |  | N | Electric Utility | 1 |  | N | N
10730 | City of Las Animas - (CO) | 507 | Las Animas | CO | BENT | 4 | IC | OP | 1 | 1 | 1 |  | 1 | 1951 | WC: DFO; N: N; Y: N | N | S |  | N | Electric Utility | 1 |  | N | N
10730 | City of Las Animas - (CO) | 507 | Las Animas | CO | BENT | 5 | IC | OP | 1 | 1 | 1 |  | 1 | 1951 | WC: DFO; N: N; Y: N | N | S |  | N | Electric Utility | 1 |  | N | N
10730 | City of Las Animas - (CO) | 507 | Las Animas | CO | BENT | 6 | IC | OP | 3 | 2.5 | 2.5 |  | 3 | 1967 | WC: DFO; N: N; Y: N | N | S |  | N | Electric Utility | 1 |  | N | N
10755 | Lamar Power Partners LP | 55097 | Lamar Power Project | TX | Lamar | CTG1 | CT | OP | 171.7 | 150.2 | 173.5 |  | 5 | 2000 | WC: NG; N: N; Y: Y |  | S |  | N | IPP Non-CHP | 2 |  | N | N | [17 empty] | N
10755 | Lamar Power Partners LP | 55097 | Lamar Power Project | TX | Lamar | CTG2 | CT | OP | 176 | 150.2 | 173.5 |  | 5 | 2000 | WC: NG; N: N; Y: Y |  | S |  | N | IPP Non-CHP | 2 |  | N | N | [17 empty] | N
10755 | Lamar Power Partners LP | 55097 | Lamar Power Project | TX | Lamar | CTG3 | CT | OP | 176 | 150.2 | 173.5 |  | 12 | 2000 | WC: NG; N: N; Y: Y |  | S |  | N | IPP Non-CHP | 2 |  | N | N | [17 empty] | N
10755 | Lamar Power Partners LP | 55097 | Lamar Power Project | TX | Lamar | CTG4 | CT | OP | 176 | 150.2 | 173.5 |  | 12 | 2000 | WC: NG; N: N; Y: Y |  | S |  | N | IPP Non-CHP | 2 |  | N | N | [17 empty] | N
10755 | Lamar Power Partners LP | 55097 | Lamar Power Project | TX | Lamar | STG1 | CA | OP | 204.3 | 200.6 | 202 |  | 5 | 2000 | WC: NG; N: N; Y: Y |  | S |  | N | IPP Non-CHP | 2 |  | Y | N | [17 empty] | N
10755 | Lamar Power Partners LP | 55097 | Lamar Power Project | TX | Lamar | STG2 | CA | OP | 204.3 | 200.6 | 202 |  | 5 | 2000 | WC: NG; N: N; Y: Y |  | S |  | N | IPP Non-CHP | 2 |  | Y | N | [17 empty] | N
10760 | City of Laurel - (NE) | 2249 | Laurel | NE | Cedar | 1 | IC | SB | 1.3 | 1.1 | 1.2 |  | 10 | 1974 | WC: NG; PC: DFO; N: Y; Y: N | Y | S |  | N | Electric Utility | 1 |  | N | N | [17 empty] | N
10760 | City of Laurel - (NE) | 2249 | Laurel | NE | Cedar | 2 | IC | SB | 0.9 | 0.7 | 0.8 |  | 1 | 1970 | WC: NG; PC: DFO; N: Y; Y: N | Y | S |  | N | Electric Utility | 1 |  | N | N | [17 empty] | N
10760 | City of Laurel - (NE) | 2249 | Laurel | NE | Cedar | 3 | IC | SB | 0.6 | 0.5 | 0.6 |  | 1 | 1965 | [8 empty] | Y | S |  | N | Electric Utility | 1 |  | N | N | [17 empty] | N | bar: WC; N to Y
10760 | City of Laurel - (NE) | 2249 | Laurel | NE | Cedar | 4 | IC | SB | 0.4 | 0.3 | 0.4 |  | 1 | 1960 | WC: NG; PC: DFO; N: Y; Y: N | Y | S |  | N | Electric Utility | 1 |  | N | N | [17 empty] | N
10760 | City of Laurel - (NE) | 2249 | Laurel | NE | Cedar | 6 | IC | SB | 0.2 | 0.2 | 0.2 |  | 1 | 1956 | WC: NG; PC: DFO; N: Y; Y: N | Y | S |  | N | Electric Utility | 1 |  | N | N | [17 empty] | N
10760 | City of Laurel - (NE) | 2249 | Laurel | NE | Cedar | 7 | IC | SB | 1.3 | 1.1 | 1.2 |  | 10 | 1992 | WC: NG; PC: DFO; N: Y; Y: N | Y | S |  | N | Electric Utility | 1 |  | N | N | [17 empty] | N
10769 | City of Laurens - (IA) | 1157 | Laurens | IA | Pocahontas | 3 | IC | SB | 0.8 | 0.7 | 0.7 |  | 7 | 1952 | WC: DFO; N: N; Y: Y | Y | S |  | N | Electric Utility | 1 |  | N | N | [17 empty] | N
10769 | City of Laurens - (IA) | 1157 | Laurens | IA | Pocahontas | 4 | IC | SB | 0.8 | 0.7 | 0.7 |  | 7 | 1951 | WC: DFO; N: N; Y: Y | Y | S |  | N | Electric Utility | 1 |  | N | N | [17 empty] | N
10777 | Town of Laverne - (OK) | 56348 | Laverne Diesel Generating Plant | OK | HARPER | 1 | IC | OP | 2 | 2 | 2 |  | 1 | 2006 | WC: DFO; N: N; Y: Y |  | S |  | N | Electric Utility | 1 |  | N | N | [17 empty] | N
10777 | Town of Laverne - (OK) | 56348 | Laverne Diesel Generating Plant | OK | HARPER | 2 | IC | OP | 2 | 2 | 2 |  | 1 | 2006 | WC: DFO; N: N; Y: Y |  | S |  | N | Electric Utility | 1 |  | N | N | [17 empty] | N
10810 | LAX Airport | 10048 | Central Utilities Plant LAX | CA | Los Angeles | GEN1 | GT | OP | 4 | 3.5 | 3.5 |  | 2 | 1985 | WC: NG; N: N; Y: Y |  | S |  | Y | Commercial CHP | 5 | T |  | N | [17 empty] | N
10810 | LAX Airport | 10048 | Central Utilities Plant LAX | CA | Los Angeles | GEN2 | GT | OP | 4 | 3.5 | 3.5 |  | 2 | 1985 | WC: NG; N: N; Y: Y |  | S |  | Y | Commercial CHP | 5 | T |  | N | [17 empty] | N
10830 | City of Lebanon - (OH) | 2921 | Lebanon | OH | Warren | 1 | IC | SB | 0.7 | 0.7 | 0.7 |  | 1 | 1940 | WC: DFO; N: N; Y: N | Y | S |  | N | Electric Utility | 1 |  | N | N | [17 empty] | N
10830 | City of Lebanon - (OH) | 2921 | Lebanon | OH | Warren | 5 | IC | OP | 2 | 2 | 2 |  | 1 | 1955 | WC: DFO; N: N; Y: N | Y | S |  | N | Electric Utility | 1 |  | N | N | [17 empty] | N
10830 | City of Lebanon - (OH) | 2921 | Lebanon | OH | Warren | 6 | IC | OP | 3 | 3 | 3 |  | 1 | 1961 | WC: DFO; N: N; Y: N | Y | S |  | N | Electric Utility | 1 |  | N | N | [17 empty] | N
10830 | City of Lebanon - (OH) | 2921 | Lebanon | OH | Warren | 7 | GT | OP | 6 | 6 | 6 |  | 1 | 1966 | WC: DFO; N: N; Y: N | Y | S |  | N | Electric Utility | 1 |  | N | N | [17 empty] | N
10830 | City of Lebanon - (OH) | 2921 | Lebanon | OH | Warren | 8 | IC | OP | 5.6 | 5.6 | 5.6 |  | 1 | 1970 | WC: DFO; N: N; Y: N | Y | S |  | N | Electric Utility | 1 |  | N | N | [17 empty] | N
10830 | City of Lebanon - (OH) | 2921 | Lebanon | OH | Warren | 9 | GT | OP | 14 | 14 | 14 |  | 11 | 1986 | WC: DFO; N: N; Y: N | Y | S |  | N | Electric Utility | 1 |  | N | N | [17 empty] | N
10849 | Wyeth-Averst Lederle | 10521 | Lederle Laboratories | NY | Rockland | 3A | CA | OP | 1.5 | 1.5 | 1.5 |  | 12 | 1998 | WC: NG; PC: DFO; N: Y; Y: Y |  | S |  | Y | Industrial CHP | 7 | T | Y | N | [17 empty] | N
10849 | Wyeth-Averst Lederle | 10521 | Lederle Laboratories | NY | Rockland | GEN1 | CT | OP | 8.3 | 8.3 | 8.3 |  | 1 | 1991 | WC: NG; PC: DFO; N: Y; Y: Y |  | S |  | Y | Industrial CHP | 7 | B | N | N | [17 empty] | N
10849 | Wyeth-Averst Lederle | 10521 | Lederle Laboratories | NY | Rockland | GEN2 | CT | OP | 8.3 | 8.3 | 8.3 |  | 1 | 1991 | WC: NG; PC: DFO; N: Y; Y: Y |  | S |  | Y | Industrial CHP | 7 | B | N | N | [17 empty] | N
10849 | Wyeth-Averst Lederle | 10521 | Lederle Laboratories | NY | Rockland | GEN3 | CA | OP | 2.2 | 2.2 | 2.2 |  | 7 | 1990 | WC: NG; PC: DFO; N: Y; Y: Y |  | S |  | Y | Industrial CHP | 7 | T | Y | N | [17 empty] | N
10849 | Wyeth-Averst Lederle | 10521 | Lederle Laboratories | NY | Rockland | TG4 | CA | OP | 3.1 | 2 | 2 |  | 7 | 1997 | WC: NG; PC: DFO; N: Y; Y: Y |  | S |  | Y | Industrial CHP | 7 | T | Y | N | [17 empty] | N
10875 | Lee County Board-Commissioners | 52010 | Lee County Solid Waste Energy | FL | Lee | GEN1 | ST | OP | 39 | 39 | 39 |  | 9 | 1994 | WC: MSW; PC: WO; N: N; Y: Y |  | S |  | N | IPP Non-CHP | 2 |  | N | N | [17 empty] | N
10875 | Lee County Board-Commissioners | 52010 | Lee County Solid Waste Energy | FL | Lee | GEN2 | ST | OP | 20 | 16 | 16 |  | 8 | 2007 | WC: MSW; PC: WO; N: N; Y: Y |  | S |  | N | IPP Non-CHP | 2 |  | N | N | [17 empty] | N
10878 | Leviton Manufacturing Inc | 55637 | Leviton Manufacturing | TX | EL PASO | GEN1 | IC | SB | 1.8 | 1.8 | 1.8 |  | 5 | 2000 | WC: DFO; N: N; Y: Y | Y | W |  | N | Industrial Non-CHP | 6 |  | N | N | [18 empty] | Y | Y | Y | Y | Y | Y
10908 | City of Lenox - (IA) | 1158 | Lenox | IA | Taylor | 1 | IC | SB | 0.3 | 0.3 | 0.3 |  | 9 | 1948 | WC: DFO; N: N; Y: Y | Y | S |  | N | Electric Utility | 1 |  | N | N | [17 empty] | N
10908 | City of Lenox - (IA) | 1158 | Lenox | IA | Taylor | 2 | IC | SB | 1.1 | 1.1 | 1.1 |  | 3 | 1965 | WC: DFO; N: N; Y: Y | Y | S |  | N | Electric Utility | 1 |  | N | N | [17 empty] | N
10908 | City of Lenox - (IA) | 1158 | Lenox | IA | Taylor | 3 | IC | SB | 0.9 | 0.9 | 0.9 |  | 3 | 1966 | WC: DFO; N: N; Y: Y | Y | S |  | N | Electric Utility | 1 |  | N | N | [17 empty] | N
10908 | City of Lenox - (IA) | 1158 | Lenox | IA | Taylor | 4 | IC | SB | 1.8 | 1.7 | 1.8 |  | 10 | 2001 | WC: DFO; N: N; Y: Y | Y | S |  | N | Electric Utility | 1 |  | N | N | [17 empty] | N
10944 | PUD No 1 of Lewis County | 7427 | Cowlitz Falls | WA | Lewis | U#1 | HY | OP | 35 | 35 | 35 |  | 6 | 1994 | WC: WAT; N: N; Y: Y |  | S |  | N | Electric Utility | 1 |  | N | N | [17 empty] | N
10944 | PUD No 1 of Lewis County | 7427 | Cowlitz Falls | WA | Lewis | U#2 | HY | OP | 35 | 35 | 35 |  | 6 | 1994 | WC: WAT; N: N; Y: Y |  | S |  | N | Electric Utility | 1 |  | N | N | [17 empty] | N
10963 | Lewiston City of | 54202 | Upper Androscoggin | ME | Androscoggin | 1 | HY | OS | 0.7 | 0.7 | 0.7 |  | 4 | 1920 | WC: WAT; N: N; Y: N |  | S | 0 | N | IPP Non-CHP | 2 |  | N | N | [17 empty] | N
10963 | Lewiston City of | 54202 | Upper Androscoggin | ME | Androscoggin | 2 | HY | OS | 0.5 | 0.5 | 0.5 |  | 4 | 1920 | WC: WAT; N: N; Y: N |  | S | 0 | N | IPP Non-CHP | 2 |  | N | N | [17 empty] | N
10963 | Lewiston City of | 54202 | Upper Androscoggin | ME | Androscoggin | 3 | HY | OP | 0.4 | 0.5 | 0.5 |  | 4 | 1920 | WC: WAT; N: N; Y: Y |  | S | 0 | N | IPP Non-CHP | 2 |  | N | N | [17 empty] | N
11017 | City of Lincoln Center - (KS) | 1300 | Lincoln | KS | LINCOLN | 1 | IC | OP | 1.3 | 1.1 | 1.1 |  | 8 | 1964 | WC: NG; PC: DFO; N: Y; Y: N |  | S |  | N | Electric Utility | 1 |  | N | N | [17 empty] | N
11017 | City of Lincoln Center - (KS) | 1300 | Lincoln | KS | LINCOLN | 2 | IC | OP | 1.3 | 1.1 | 1.1 |  | 8 | 1964 | WC: NG; PC: DFO; N: Y; Y: N |  | S |  | N | Electric Utility | 1 |  | N | N | [17 empty] | N
11017 | City of Lincoln Center - (KS) | 1300 | Lincoln | KS | LINCOLN | 4 | IC | OP | 0.7 | 0.6 | 0.6 |  | 1 | 1958 | WC: NG; PC: DFO; N: N; Y: N |  | S |  | N | Electric Utility | 1 |  | N | N | [17 empty] | N
11017 | City of Lincoln Center - (KS) | 1300 | Lincoln | KS | LINCOLN | 5 | IC | OP | 1.3 | 1.1 | 1.1 |  | 1 | 1960 | WC: NG; PC: DFO; N: Y; Y: N |  | S |  | N | Electric Utility | 1 |  | N | N | [17 empty] | N
11017 | City of Lincoln Center - (KS) | 1300 | Lincoln | KS | LINCOLN | 6 | IC | OP | 2.5 | 2.2 | 2.2 |  | 8 | 1979 | WC: NG; PC: DFO; N: Y; Y: N |  | S |  | N | Electric Utility | 1 |  | N | N | [17 empty] | N
11017 | City of Lincoln Center - (KS) | 1300 | Lincoln | KS | LINCOLN | 7 | IC | OP | 3.5 | 3 | 3 |  | 8 | 1974 | WC: NG; PC: DFO; N: Y; Y: N |  | S |  | N | Electric Utility | 1 |  | N | N | [17 empty] | N
11018 | Lincoln Electric System | 2250 | J Street | NE | Lancaster | 1 | GT | OP | 27 | 25.4 | 33.3 |  | 2 | 1972 | WC: NG; PC: DFO; N: Y; Y: Y |  | S |  | N | Electric Utility | 1 |  | N | N | [17 empty] | N
11018 | Lincoln Electric System | 6373 | Rokeby | NE | Lancaster | 1 | GT | OP | 72.4 | 62.1 | 65 |  | 7 | 1975 | WC: NG; PC: DFO; N: Y; Y: Y |  | S |  | N | Electric Utility | 1 |  | N | N | [17 empty] | N
11018 | Lincoln Electric System | 6373 | Rokeby | NE | Lancaster | 2 | GT | OP | 95.4 | 76.5 | 88.9 |  | 5 | 1997 | WC: NG; PC: DFO; N: Y; Y: Y |  | S |  | N | Electric Utility | 1 |  | N | N | [17 empty] | N
11018 | Lincoln Electric System | 6373 | Rokeby | NE | Lancaster | 3 | GT | OP | 95.4 | 87.2 | 101.2 |  | 5 | 2001 | WC: NG; PC: DFO; N: Y; Y: Y |  | S |  | N | Electric Utility | 1 |  | N | N | [17 empty] | N
11018 | Lincoln Electric System | 6373 | Rokeby | NE | Lancaster | BSU | IC | OP | 2.9 | 3 | 3 |  | 4 | 1997 | WC: DFO; N: N; Y: Y |  | S |  | N | Electric Utility | 1 |  | N | N | [17 empty] | N
11018 | Lincoln Electric System | 7887 | Terry Bundy Generating Station | NE | Lancaster | 1 | CA | OP | 27 | 23 | 22.9 |  | 8 | 2004 | WC: NG; PC: DFO; N: N; Y: Y |  | S |  | N | Electric Utility | 1 |  | Y | N | [17 empty] | N
11018 | Lincoln Electric System | 7887 | Terry Bundy Generating Station | NE | Lancaster | 2 | CT | OP | 46 | 39.9 | 48 |  | 10 | 2003 | WC: NG; PC: DFO; N: Y; Y: Y |  | S |  | N | Electric Utility | 1 |  | N | N | [17 empty] | N
11018 | Lincoln Electric System | 7887 | Terry Bundy Generating Station | NE | Lancaster | 3 | CT | OP | 46 | 40.7 | 48.4 |  | 4 | 2004 | WC: NG; PC: DFO; N: Y; Y: Y |  | S |  | N | Electric Utility | 1 |  | N | N | [17 empty] | N
11018 | Lincoln Electric System | 7887 | Terry Bundy Generating Station | NE | Lancaster | 4 | GT | OP | 46 | 40.7 | 43.4 |  | 8 | 2003 | WC: NG; PC: DFO; N: Y; Y: Y |  | S |  | N | Electric Utility | 1 |  |  | N | [17 empty] | N
11018 | Lincoln Electric System | 7887 | Terry Bundy Generating Station | NE | Lancaster | BSU | IC | OP | 1.8 | 1.6 | 1.6 |  | 7 | 2004 | WC: DFO; N: N; Y: Y |  | S |  | N | Electric Utility | 1 |  |  | N | [17 empty] | N
11018 | Lincoln Electric System | 7965 | Salt Valley Wind Plant | NE | LANCASTER | G1 | WT | OP | 0.6 | 0.6 | 0.6 |  | 12 | 1998 | WC: WND; N: N; Y: Y |  | S | 1 | N | Electric Utility | 1 |  | N | N | [17 empty] | N
11018 | Lincoln Electric System | 7965 | Salt Valley Wind Plant | NE | LANCASTER | G2 | WT | OP | 0.6 | 0.6 | 0.6 |  | 10 | 1999 | WC: WND; N: N; Y: Y |  | S | 1 | N | Electric Utility | 1 |  | N | N | [17 empty] | N
11059 | Pasadena Cogeneration LP | 55047 | Pasadena Cogeneration | TX | Harris | CTG1 | CT | OP | 175 | 155 | 175 |  | 6 | 1998 | WC: NG; N: N; Y: Y |  | W |  | Y | IPP CHP | 3 | T |  | N | [17 empty] | N | N
11059 | Pasadena Cogeneration LP | 55047 | Pasadena Cogeneration | TX | Harris | CTG2 | CT | OP | 185 | 165 | 185 |  | 6 | 2000 | WC: NG; N: N; Y: Y |  | W |  | Y | IPP CHP | 3 | T | N | N | [17 empty] | N
11059 | Pasadena Cogeneration LP | 55047 | Pasadena Cogeneration | TX | Harris | CTG3 | CT | OP | 185 | 165 | 185 |  | 6 | 2000 | WC: NG; N: N; Y: Y |  | W |  | Y | IPP CHP | 3 | T |  | N | [17 empty] | N
11059 | Pasadena Cogeneration LP | 55047 | Pasadena Cogeneration | TX | Harris | STG1 | CA | OP | 85 | 50 | 85 |  | 6 | 1998 | WC: NG; N: N; Y: Y |  | W |  | Y | IPP CHP | 3 | T | N | N | [17 empty] | N
11059 | Pasadena Cogeneration LP | 55047 | Pasadena Cogeneration | TX | Harris | STG2 | CA | OP | 185 | 165 | 185 |  | 6 | 2000 | WC: NG; N: N; Y: Y |  | W |  | Y | IPP CHP | 3 | T | N | N | [17 empty] | N
11064 | Litchfield Public Utilities | 1989 | Litchfield | MN | Meeker | 5 | IC | SB | 2.1 | 2.1 | 2.1 |  | 9 | 1963 | WC: DFO; PC: NG; N: N; Y: Y | Y | S |  | N | Electric Utility | 1 |  | N | N | [17 empty] | N
11064 | Litchfield Public Utilities | 1989 | Litchfield | MN | Meeker | 6 | IC | SB | 2.1 | 2.1 | 2.1 |  | 10 | 1963 | WC: DFO; PC: NG; N: N; Y: Y | Y | S |  | N | Electric Utility | 1 |  | N | N | [17 empty] | N
11064 | Litchfield Public Utilities | 1989 | Litchfield | MN | Meeker | QS 1 | IC | SB | 2.3 | 2.3 | 2.3 |  | 4 | 2010 | WC: DFO; N: N; Y: Y | Y | S |  | N | Electric Utility | 1 |  | N | N | [17 empty] | N
11064 | Litchfield Public Utilities | 1989 | Litchfield | MN | Meeker | QS 2 | IC | SB | 2.3 | 2.3 | 2.3 |  | 4 | 2010 | WC: DFO; N: N; Y: Y | Y | S |  | N | Electric Utility | 1 |  | N | N | [17 empty] | N
11064 | Litchfield Public Utilities | 1989 | Litchfield | MN | Meeker | QS 3 | IC | SB | 2.3 | 2.3 | 2.3 |  | 4 | 2010 | WC: DFO; N: N; Y: Y | Y | S |  | N | Electric Utility | 1 |  | N | N | [17 empty] | N
11064 | Litchfield Public Utilities | 1989 | Litchfield | MN | Meeker | QS 4 | IC | SB | 2.3 | 2.3 | 2.3 |  | 4 | 2010 | WC: DFO; N: N; Y: Y | Y | S |  | N | Electric Utility | 1 |  | N | N | [17 empty] | N
11064 | Litchfield Public Utilities | 1989 | Litchfield | MN | Meeker | QS 5 | IC | SB | 2.3 | 2.3 | 2.3 |  | 4 | 2010 | WC: DFO; N: N; Y: Y | Y | S |  | N | Electric Utility | 1 |  | N | N | [17 empty] | N
11079 | Little Rock Wastewater Utility | 10050 | Fourche Creek Wastewater | AR | Pulaski | 4 | IC | OP | 1.3 | 1.3 | 1.3 |  | 12 | 2009 | WC: OBG; PC: NG; N: Y; Y: Y |  | S |  | Y | Commercial CHP | 5 | T |  | N | [17 empty] | N | [6 empty] | OBG
11082 | Littlewood Irrigation District | 54386 | Little Wood Hydro Project | ID | Blaine | GEN1 | HY | SB | 2.8 | 2.4 | 2.6 |  | 2 | 1985 | WC: WAT; N: N; Y: Y | Y | S | 0 | N | IPP Non-CHP | 2 |  | N | N | [17 empty] | N
11118 | Lockhart Power Co | 3275 | Lockhart | SC | Union | 2 | HY | OP | 4.2 | 4.2 | 4.2 |  | 1 | 1921 | WC: WAT; N: N; Y: Y |  | S |  | N | Electric Utility | 1 |  | N | N | [17 empty] | N
11118 | Lockhart Power Co | 3275 | Lockhart | SC | Union | HY1 | HY | OP | 4.2 | 4.2 | 4.2 |  | 1 | 1921 | WC: WAT; N: N; Y: Y |  | S |  | N | Electric Utility | 1 |  | N | N | [17 empty] | N
11118 | Lockhart Power Co | 3275 | Lockhart | SC | Union | HY3 | HY | OP | 4.2 | 4.2 | 4.2 |  | 1 | 1921 | WC: WAT; N: N; Y: Y |  | S |  | N | Electric Utility | 1 |  | N | N | [17 empty] | N
11118 | Lockhart Power Co | 3275 | Lockhart | SC | Union | HY4 | HY | OP | 4.2 | 4.2 | 4.2 |  | 1 | 1921 | WC: WAT; N: N; Y: N |  | S |  | N | Electric Utility | 1 |  | N | N | [17 empty] | N
11118 | Lockhart Power Co | 3275 | Lockhart | SC | Union | HY5 | HY | OP | 1.2 | 1.2 | 1.2 |  | 1 | 1921 | WC: WAT; N: N; Y: Y |  | S |  | N | Electric Utility | 1 |  | N | N | [17 empty] | N
11118 | Lockhart Power Co | 57030 | Pacolet Diesel Generation Facility | SC | SPARTANBURG | DI 1 | IC | OP | 1.8 | 1.8 | 1.8 |  | 12 | 2006 | WC: DFO; N: N; Y: Y |  | S |  | N | Electric Utility | 1 |  |  | N | [17 empty] | N
11118 | Lockhart Power Co | 57030 | Pacolet Diesel Generation Facility | SC | SPARTANBURG | DI 2 | IC | OP | 1.8 | 1.8 | 1.8 |  | 12 | 2006 | WC: DFO; N: N; Y: Y |  | S |  | N | Electric Utility | 1 |  |  | N | [17 empty] | N
11118 | Lockhart Power Co | 57030 | Pacolet Diesel Generation Facility | SC | SPARTANBURG | DI 3 | IC | OP | 1.8 | 1.8 | 1.8 |  | 12 | 2006 | WC: DFO; N: N; Y: Y |  | S |  | N | Electric Utility | 1 |  |  | N | [17 empty] | N
11118 | Lockhart Power Co | 57885 | Wellford Renewable Energy Plant | SC | Spartanburg | LFG1 | IC | OP | 1.6 | 1.6 | 1.6 |  | 5 | 2011 | WC: LFG; N: N; Y: Y |  | S |  | N | Electric Utility | 1 |  |  | N | [17 empty] | N
11118 | Lockhart Power Co | 57886 | City West Diesel Plant | SC | Union | DI1 | IC | OP | 1.8 | 1.8 | 1.8 |  | 6 | 2011 | WC: DFO; N: N; Y: Y |  | S |  | N | Electric Utility | 1
11118 | Lockhart Power Co | 57886 | City West Diesel Plant | SC | Union | DI2 | IC | OP | 1.8 | 1.8 | 1.8 |  | 6 | 2011 | WC: DFO; N: N; Y: Y |  | S |  | N | Electric Utility | 1
11118 | Lockhart Power Co | 57886 | City West Diesel Plant | SC | Union | DI3 | IC | OP | 1.8 | 1.8 | 1.8 |  | 6 | 2011 | WC: DFO; N: N; Y: Y |  | S |  | N | Electric Utility | 1
11118 | Lockhart Power Co | 57886 | City West Diesel Plant | SC | Union | DI4 | IC | OP | 1.8 | 1.8 | 1.8 |  | 6 | 2011 | WC: DFO; N: N; Y: Y |  | S |  | N | Electric Utility | 1
11127 | Lockport Energy Associates LP | 54041 | Lockport Energy Associates LP | NY | Niagara | GEN1 | CT | OP | 48.7 | 43 | 49 |  | 7 | 1992 | WC: NG; PC: DFO; N: Y; Y: Y |  | S |  | Y | IPP CHP | 3 | T | N | N | [17 empty] | N
11127 | Lockport Energy Associates LP | 54041 | Lockport Energy Associates LP | NY | Niagara | GEN2 | CT | OP | 48.7 | 43 | 49 |  | 7 | 1992 | WC: NG; PC: DFO; N: Y; Y: Y |  | S |  | Y | IPP CHP | 3 | T | N | N | [17 empty] | N
11127 | Lockport Energy Associates LP | 54041 | Lockport Energy Associates LP | NY | Niagara | GEN3 | CT | OP | 48.7 | 43 | 49 |  | 7 | 1992 | WC: NG; PC: DFO; N: Y; Y: Y |  | S |  | Y | IPP CHP | 3 | T | N | N | [17 empty] | N
11127 | Lockport Energy Associates LP | 54041 | Lockport Energy Associates LP | NY | Niagara | GEN4 | CA | OP | 75.2 | 75.2 | 75.2 |  | 9 | 1992 | WC: NG; PC: DFO; N: N; Y: Y |  | S |  | Y | IPP CHP | 3 | T | N | N | [17 empty] | N
11135 | City of Logan - (UT) | 3675 | Hydro III | UT | Cache | HY1 | HY | OP | 0.7 | 0.7 | 0.2 |  | 12 | 1925 | WC: WAT; N: N; Y: Y |  | S |  | N | Electric Utility | 1 |  | N | N | [17 empty] | N
11135 | City of Logan - (UT) | 3675 | Hydro III | UT | Cache | HY2 | HY | OP | 0.7 | 0.7 | 0.2 |  | 12 | 1925 | WC: WAT; N: N; Y: Y |  | S |  | N | Electric Utility | 1 |  | N | N | [17 empty] | N
11135 | City of Logan - (UT) | 3675 | Hydro III | UT | Cache | HY3 | HY | OP | 0.1 | 0.1 | 0.1 |  | 1 | 1992 | WC: WAT; N: N; Y: Y |  | S |  | N | Electric Utility | 1 |  | N | N | [17 empty] | N
11135 | City of Logan - (UT) | 4251 | Logan City | UT | Cache | 1 | GT | OP | 5.3 | 4.5 | 5.2 |  | 7 | 2002 | WC: NG; N: N; Y: Y |  | S |  | N | Electric Utility | 1 |  | N | N | [17 empty] | N
11135 | City of Logan - (UT) | 4251 | Logan City | UT | Cache | 2 | GT | OP | 5.3 | 4.5 | 5.2 |  | 7 | 2002 | WC: NG; N: N; Y: Y |  | S |  | N | Electric Utility | 1 |  | N | N | [17 empty] | N
11135 | City of Logan - (UT) | 4251 | Logan City | UT | Cache | 3 | GT | OP | 5.3 | 4.5 | 5.2 |  | 7 | 2002 | WC: NG; N: N; Y: Y |  | S |  | N | Electric Utility | 1 |  | N | N | [17 empty] | N
11135 | City of Logan - (UT) | 7034 | Hydro II | UT | Cache | 1 | HY | OP | 3.3 | 3.1 | 1.5 |  | 3 | 1986 | WC: WAT; N: N; Y: Y |  | S |  | N | Electric Utility | 1 |  | N | N | [17 empty] | N
11135 | City of Logan - (UT) | 7034 | Hydro II | UT | Cache | 2 | HY | OP | 3.3 | 3.1 | 1.5 |  | 5 | 1986 | WC: WAT; N: N; Y: Y |  | S |  | N | Electric Utility | 1 |  | N | N | [17 empty] | N
11142 | City of Logansport - (IN) | 1032 | Logansport | IN | Cass | 4 | ST | OP | 18 | 16.5 | 16.5 |  | 6 | 1958 | WC: BIT; N: N; Y: Y |  | S | 1 | N | Electric Utility | 1 |  | N | N | [17 empty] | N |  |  | Y |  |  |  | WDS
11142 | City of Logansport - (IN) | 1032 | Logansport | IN | Cass | 5 | ST | OP | 25 | 22 | 22 |  | 6 | 1964 | WC: BIT; N: N; Y: Y |  | S | 1 | N | Electric Utility | 1 |  | N | N | [17 empty] | N |  |  | Y |  |  |  | WDS
11142 | City of Logansport - (IN) | 1032 | Logansport | IN | Cass | 6 | GT | OP | 18 | 15 | 17 |  | 6 | 1969 | WC: NG; N: N; Y: Y |  | S | 1 | N | Electric Utility | 1 |  | N | N | [17 empty] | N
11146 | Hoover Inc | 55536 | Hoover Company | TX | El Paso | 0542 | IC | SB | 1.8 | 1.8 | 1.8 |  | 6 | 1997 | WC: DFO; N: N; Y: Y | Y | S |  | N | Industrial Non-CHP | 6 |  | N | N | [17 empty] | N
11146 | Hoover Inc | 55536 | Hoover Company | TX | El Paso | 0543 | IC | SB | 1.8 | 1.8 | 1.8 |  | 6 | 1997 | WC: DFO; N: N; Y: Y | Y | S |  | N | Industrial Non-CHP | 6 |  | N | N | [17 empty] | N
11146 | Hoover Inc | 55536 | Hoover Company | TX | El Paso | 0544 | IC | SB | 1.8 | 1.8 | 1.8 |  | 4 | 2002 | WC: DFO; N: N; Y: Y | Y | S |  | N | Industrial Non-CHP | 6 |  | N | N | [17 empty] | N
11146 | Hoover Inc | 55536 | Hoover Company | TX | El Paso | 0545 | IC | SB | 1.8 | 1.8 | 1.8 |  | 4 | 2002 | WC: DFO; N: N; Y: Y | Y | S |  | N | Industrial Non-CHP | 6 |  | N | N | [17 empty] | N
11161 | Loma Linda University | 10206 | Loma Linda University Cogen | CA | SAN BERNARDINO | GEN1 | CT | OP | 5.2 | 4.8 | 4.8 |  | 11 | 1989 | WC: NG; PC: DFO; N: Y; Y: Y |  | S |  | Y | Commercial CHP | 5 | T | N | N | [17 empty] | N
11161 | Loma Linda University | 10206 | Loma Linda University Cogen | CA | SAN BERNARDINO | GEN2 | CT | OP | 5.2 | 4.8 | 4.8 |  | 11 | 1989 | WC: NG; PC: DFO; N: Y; Y: Y |  | S |  | Y | Commercial CHP | 5 | T | N | N | [17 empty] | N
11161 | Loma Linda University | 10206 | Loma Linda University Cogen | CA | SAN BERNARDINO | GEN3 | CA | SB | 1.2 | 1.2 | 1.2 |  | 2 | 1980 | [8 empty] | N | S |  | Y | Commercial CHP | 5 | B | N | N | [17 empty] | N | bar: WC; N to Y
11161 | Loma Linda University | 10206 | Loma Linda University Cogen | CA | SAN BERNARDINO | GEN4 | IC | SB | 1.7 | 1.7 | 1.7 |  | 6 | 1986 | WC: DFO; N: N; Y: N | N | S |  | N | Commercial CHP | 5 |  | N | N | [17 empty] | N
11169 | Longview Fibre Co | 54562 | Longview Fibre | WA | Cowlitz | 4 | ST | OP | 10 | 10 | 10 |  | 1 | 1949 | BLQ | NG | WDS | WO | OBL |  | Y | Y |  | S |  | Y | Industrial CHP | 7 | T |  | N | [17 empty] | N
11169 | Longview Fibre Co | 54562 | Longview Fibre | WA | Cowlitz | 6 | ST | OP | 20 | 22 | 22 |  | 1 | 1958 | BLQ | NG | WDS | WO | OBL |  | Y | Y |  | S |  | Y | Industrial CHP | 7 | T | N | N | [17 empty] | N
11169 | Longview Fibre Co | 54562 | Longview Fibre | WA | Cowlitz | 7 | ST | OP | 25 | 25 | 25 |  | 4 | 1966 | BLQ | NG | WDS | WO | OBS |  | Y | Y |  | S |  | Y | Industrial CHP | 7 | T | N | N | [17 empty] | N
11169 | Longview Fibre Co | 54562 | Longview Fibre | WA | Cowlitz | 8 | GT | OS | 68 | 60 | 65 |  | 5 | 1995 | WC: NG; N: N; Y: Y |  | S |  | Y | Industrial CHP | 7 | T | N | N | [17 empty] | N
11204 | Los Alamos County | 7593 | El Vado Dam | NM | Rio Arriba | 1 | HY | OP | 8 | 8 | 8 |  | 5 | 1988 | WC: WAT; N: N; Y: N |  | S |  | N | Electric Utility | 1 |  | N | N
11204 | Los Alamos County | 7789 | Abiquiu Dam | NM | Rio Arriba | 1 | HY | OP | 6.3 | 6.9 | 6.9 |  | 4 | 1989 | WC: WAT; N: N; Y: N |  | S |  | N | Electric Utility | 1 |  | N | N | [17 empty] | N
11204 | Los Alamos County | 7789 | Abiquiu Dam | NM | Rio Arriba | 2 | HY | OP | 6.3 | 6.9 | 6.9 |  | 4 | 1989 | WC: WAT; N: N; Y: N |  | S |  | N | Electric Utility | 1 |  | N | N
11204 | Los Alamos County | 7789 | Abiquiu Dam | NM | Rio Arriba | 3 | HY | OP | 3 | 3 | 3 |  | 5 | 2011 | WC: WAT; N: N; Y: N |  | S |  | N | Electric Utility | 1 |  | N | [18 empty] | N
11204 | Los Alamos County | 58256 | Los Alamos PV Site | NM | Los Alamos | 1 | PV | OP | 1 | 1 | 1 |  | 9 | 2012 | WC: SUN; N: N; Y: N |  | S | 16 | N | Electric Utility | 1
11204 | Los Alamos County | 58256 | Los Alamos PV Site | NM | Los Alamos | 2 | BA | OP | 1 | 1 | 1 |  | 9 | 2012 | WC: MWH; N: N; Y: N |  | S |  | N | Electric Utility | 1
11204 | Los Alamos County | 58256 | Los Alamos PV Site | NM | Los Alamos | 3 | BA | OP | 0.8 | 0.8 | 0.8 |  | 9 | 2012 | WC: MWH; N: N; Y: N |  | S |  | N | Electric Utility | 1
11208 | Los Angeles Department of Water & Power | 391 | Big Pine | CA | Inyo | 1 | HY | OP | 3.2 | 3 | 3 |  | 7 | 1925 | WC: WAT; N: N; Y: Y |  | S |  | N | Electric Utility | 1 |  | N | N
11208 | Los Angeles Department of Water & Power | 392 | Castaic | CA | Los Angeles | 1 | PS | OP | 212.5 | 250 | 250 |  | 9 | 1973 | WC: WAT; N: N; Y: Y |  | S |  | N | Electric Utility | 1 |  | N | N
11208 | Los Angeles Department of Water & Power | 392 | Castaic | CA | Los Angeles | 2 | PS | OP | 212.5 | 265 | 265 |  | 8 | 1974 | WC: WAT; N: N; Y: Y |  | S |  | N | Electric Utility | 1 |  | N | N
11208 | Los Angeles Department of Water & Power | 392 | Castaic | CA | Los Angeles | 3 | PS | OP | 212.5 | 265 | 265 |  | 3 | 1977 | WC: WAT; N: N; Y: Y |  | S |  | N | Electric Utility | 1 |  | N | N
11208 | Los Angeles Department of Water & Power | 392 | Castaic | CA | Los Angeles | 4 | PS | OP | 212.5 | 265 | 265 |  | 8 | 1977 | WC: WAT; N: N; Y: Y |  | S |  | N | Electric Utility | 1 |  | N | N
11208 | Los Angeles Department of Water & Power | 392 | Castaic | CA | Los Angeles | 5 | PS | OP | 212.5 | 265 | 265 |  | 3 | 1978 | WC: WAT; N: N; Y: Y |  | S |  | N | Electric Utility | 1 |  | N | N
11208 | Los Angeles Department of Water & Power | 392 | Castaic | CA | Los Angeles | 6 | PS | OP | 212.5 | 265 | 265 |  | 10 | 1978 | WC: WAT; N: N; Y: Y |  | S |  | N | Electric Utility | 1 |  | N | N
11208 | Los Angeles Department of Water & Power | 392 | Castaic | CA | Los Angeles | 7 | HY | OP | 56 | 56 | 56 |  | 2 | 1972 | WC: WAT; N: N; Y: Y |  | S |  | N | Electric Utility | 1 |  | N | N
11208 | Los Angeles Department of Water & Power | 393 | Control Gorge | CA | Inyo | 1 | HY | OP | 37.5 | 37.5 | 37.5 |  | 4 | 1952 | WC: WAT; N: N; Y: Y |  | S |  | N | Electric Utility | 1 |  | N | Y | [12 empty] | Y | 11 | 2013
11208 | Los Angeles Department of Water & Power | 394 | Cottonwood | CA | Inyo | 1 | HY | OP | 0.8 | 1.2 | 1.2 |  | 11 | 1908 | WC: WAT; N: N; Y: Y |  | S |  | N | Electric Utility | 1 |  | N | N
11208 | Los Angeles Department of Water & Power | 394 | Cottonwood | CA | Inyo | 2 | HY | OP | 0.8 | 1.2 | 1.2 |  | 10 | 1909 | WC: WAT; N: N; Y: Y |  | S |  | N | Electric Utility | 1 |  | N | N
11208 | Los Angeles Department of Water & Power | 396 | Foothill | CA | Los Angeles | 1 | HY | OP | 11 | 9.9 | 9.9 |  | 10 | 1971 | WC: WAT; N: N; Y: Y |  | S |  | N | Electric Utility | 1 |  | N | N
11208 | Los Angeles Department of Water & Power | 397 | Franklin | CA | Los Angeles | 1 | HY | OP | 2 | 2 | 2 |  | 6 | 1921 | WC: WAT; N: N; Y: Y |  | S |  | N | Electric Utility | 1 |  | N | N
11208 | Los Angeles Department of Water & Power | 398 | Haiwee | CA | Inyo | 1 | HY | OP | 2.8 | 3.6 | 3.6 |  | 7 | 1927 | WC: WAT; N: N; Y: Y |  | S |  | N | Electric Utility | 1 |  | N | N
11208 | Los Angeles Department of Water & Power | 398 | Haiwee | CA | Inyo | 2 | HY | OP | 2.8 | 3.6 | 3.6 |  | 7 | 1927 | WC: WAT; N: N; Y: Y |  | S |  | N | Electric Utility | 1 |  | N | N
11208 | Los Angeles Department of Water & Power | 399 | Harbor | CA | Los Angeles | 10A | CT | OP | 85.3 | 79.5 | 82 |  | 1 | 1994 | NG | OBG | DFO |  |  |  | Y | Y |  | S |  | Y | Electric Utility | 1 | T | N | N | [17 empty] | N
11208 | Los Angeles Department of Water & Power | 399 | Harbor | CA | Los Angeles | 10B | CT | OP | 85.3 | 79.5 | 82 |  | 1 | 1994 | NG | OBG | DFO |  |  |  | Y | Y |  | S |  | Y | Electric Utility | 1 | T | N | N | [17 empty] | N
11208 | Los Angeles Department of Water & Power | 399 | Harbor | CA | Los Angeles | 5 | CA | OP | 75 | 65 | 67 |  | 7 | 1949 | NG | OBG | DFO |  |  |  | N | Y |  | S |  | Y | Electric Utility | 1 | T | N | N | [17 empty] | N
11208 | Los Angeles Department of Water & Power | 399 | Harbor | CA | Los Angeles | GT10 | GT | OP | 60.5 | 47.4 | 47.4 |  | 1 | 2002 | NG | OBG | DFO |  |  |  | Y | Y |  | S |  | N | Electric Utility | 1 |  | N | N | [17 empty] | N
11208 | Los Angeles Department of Water & Power | 399 | Harbor | CA | Los Angeles | GT11 | GT | OP | 60.5 | 47.4 | 47.4 |  | 1 | 2002 | NG | OBG | DFO |  |  |  | Y | Y |  | S |  | N | Electric Utility | 1 |  | N | N | [17 empty] | N
11208 | Los Angeles Department of Water & Power | 399 | Harbor | CA | Los Angeles | GT12 | GT | OP | 60.5 | 47.4 | 47.4 |  | 1 | 2002 | NG | OBG | DFO |  |  |  | Y | Y |  | S |  | N | Electric Utility | 1 |  | N | N | [17 empty] | N
11208 | Los Angeles Department of Water & Power | 399 | Harbor | CA | Los Angeles | GT13 | GT | OP | 60.5 | 47.4 | 47.4 |  | 1 | 2002 | NG | OBG | DFO |  |  |  | Y | Y |  | S |  | N | Electric Utility | 1 |  | N | N | [17 empty] | N
11208 | Los Angeles Department of Water & Power | 399 | Harbor | CA | Los Angeles | GT14 | GT | OP | 60.5 | 47.4 | 47.4 |  | 1 | 2002 | NG | OBG | DFO |  |  |  | Y | Y |  | S |  | N | Electric Utility | 1 |  | N | N | [17 empty] | N
11208 | Los Angeles Department of Water & Power | 400 | Haynes | CA | Los Angeles | 1 | ST | OP | 230 | 222 | 222 |  | 9 | 1962 | WC: NG; PC: OBG; N: Y; Y: Y |  | S |  | N | Electric Utility | 1 |  | N | N | [17 empty] | N
11208 | Los Angeles Department of Water & Power | 400 | Haynes | CA | Los Angeles | 10 | CT | OP | 182.8 | 157.5 | 162.5 |  | 1 | 2005 | NG | OBG | DFO |  |  |  | Y | Y |  | S |  | Y | Electric Utility | 1 | T | N | N
11208 | Los Angeles Department of Water & Power | 400 | Haynes | CA | Los Angeles | 2 | ST | OP | 230 | 222 | 222 |  | 4 | 1963 | WC: NG; PC: RFO; N: Y; Y: Y |  | S |  | N | Electric Utility | 1 |  | N | N
11208 | Los Angeles Department of Water & Power | 400 | Haynes | CA | Los Angeles | 5 | ST | OP | 343 | 292 | 292 |  | 8 | 1966 | WC: NG; PC: OBG; N: Y; Y: Y |  | S |  | N | Electric Utility | 1 |  | N | Y | [15 empty] | 6 | 2013 | N
11208 | Los Angeles Department of Water & Power | 400 | Haynes | CA | Los Angeles | 6 | ST | OP | 343 | 238 | 243 |  | 3 | 1967 | WC: NG; PC: OBG; N: Y; Y: Y |  | S |  | N | Electric Utility | 1 |  | N | Y | [15 empty] | 6 | 2013 | N
11208 | Los Angeles Department of Water & Power | 400 | Haynes | CA | Los Angeles | 8 | CA | OP | 264.3 | 235 | 250 |  | 1 | 2005 | NG | OBG | DFO |  |  |  | N | Y |  | S |  | Y | Electric Utility | 1 | T | Y | N | [17 empty] | N
11208 | Los Angeles Department of Water & Power | 400 | Haynes | CA | Los Angeles | 9 | CT | OP | 182.8 | 157.5 | 162.5 |  | 1 | 2005 | NG | OBG | DFO |  |  |  | Y | Y |  | S |  | Y | Electric Utility | 1 | T | N | N | [17 empty] | N
11208 | Los Angeles Department of Water & Power | 401 | Middle Gorge | CA | Mono | 1 | HY | OP | 37.5 | 37.5 | 37.5 |  | 5 | 1952 | WC: WAT; N: N; Y: Y |  | S |  | N | Electric Utility | 1 |  | N | Y | [12 empty] | Y | 6 | 2014
11208 | Los Angeles Department of Water & Power | 402 | Pleasant Valley | CA | Inyo | 1 | HY | OP | 3.2 | 2.7 | 2.7 |  | 2 | 1958 | WC: WAT; N: N; Y: Y |  | S |  | N | Electric Utility | 1 |  | N | N
11208 | Los Angeles Department of Water & Power | 403 | San Fernando | CA | Los Angeles | 1 | HY | OP | 2.8 | 3.2 | 3.2 |  | 10 | 1922 | WC: WAT; N: N; Y: Y |  | S |  | N | Electric Utility | 1 |  | N | N
11208 | Los Angeles Department of Water & Power | 403 | San Fernando | CA | Los Angeles | 2 | HY | OP | 2.8 | 2.9 | 2.9 |  | 10 | 1922 | WC: WAT; N: N; Y: Y |  | S |  | N | Electric Utility | 1 |  | N | N
11208 | Los Angeles Department of Water & Power | 404 | Scattergood | CA | Los Angeles | 1 | ST | OP | 163.2 | 174 | 183 |  | 12 | 1958 | WC: NG; PC: OBG; N: Y; Y: Y |  | S |  | N | Electric Utility | 1 |  | N | Y | [15 empty] | 12 | 2020 | N
11208 | Los Angeles Department of Water & Power | 404 | Scattergood | CA | Los Angeles | 2 | ST | OP | 163.2 | 177 | 184 |  | 7 | 1959 | WC: NG; PC: OBG; N: Y; Y: Y |  | S |  | N | Electric Utility | 1 |  | N | Y | [15 empty] | 12 | 2020 | N
11208 | Los Angeles Department of Water & Power | 404 | Scattergood | CA | Los Angeles | 3 | ST | OP | 496.8 | 445 | 450 |  | 10 | 1974 | WC: NG; PC: OBG; N: Y; Y: Y |  | S |  | N | Electric Utility | 1 |  | N | Y | [15 empty] | 12 | 2015 | N
11208 | Los Angeles Department of Water & Power | 407 | Upper Gorge | CA | Mono | 1 | HY | OP | 37.5 | 37.5 | 37.5 |  | 6 | 1953 | WC: WAT; N: N; Y: Y |  | S |  | N | Electric Utility | 1 |  | N | Y | [12 empty] | Y | 8 | 2014
11208 | Los Angeles Department of Water & Power | 408 | Valley | CA | Los Angeles | 5 | GT | OP | 60.5 | 43 | 43 |  | 1 | 2002 | NG | OBG | DFO |  |  |  | Y | Y |  | S |  | N | Electric Utility | 1 |  | N | N | [17 empty] | N
11208 | Los Angeles Department of Water & Power | 408 | Valley | CA | Los Angeles | 6 | CT | OP | 182.8 | 156 | 159 |  | 7 | 2004 | NG | OBG | DFO |  |  |  | Y | Y |  | S |  | Y | Electric Utility | 1 | T | N | N | [17 empty] | N
11208 | Los Angeles Department of Water & Power | 408 | Valley | CA | Los Angeles | 7 | CT | OP | 182.8 | 156 | 159 |  | 7 | 2004 | NG | OBG | DFO |  |  |  | Y | Y |  | S |  | Y | Electric Utility | 1 | T | N | N | [17 empty] | N
11208 | Los Angeles Department of Water & Power | 408 | Valley | CA | Los Angeles | 8 | CA | OP | 264.4 | 201 | 215 |  | 7 | 2004 | NG | OBG | DFO |  |  |  | N | Y |  | S |  | Y | Electric Utility | 1 | T | Y | N | [17 empty] | N
11208 | Los Angeles Department of Water & Power | 6479 | San Francisquito 1 | CA | Los Angeles | 1A | HY | OP | 25 | 27 | 27 |  | 12 | 1983 | WC: WAT; N: N; Y: Y |  | S |  | N | Electric Utility | 1 |  | N | N
11208 | Los Angeles Department of Water & Power | 6479 | San Francisquito 1 | CA | Los Angeles | 3 | HY | OP | 9.3 | 10 | 10 |  | 4 | 1917 | WC: WAT; N: N; Y: Y |  | S |  | N | Electric Utility | 1 |  | N | N
11208 | Los Angeles Department of Water & Power | 6479 | San Francisquito 1 | CA | Los Angeles | 4 | HY | OP | 10 | 12 | 12 |  | 5 | 1923 | WC: WAT; N: N; Y: Y |  | S |  | N | Electric Utility | 1 |  | N | N
11208 | Los Angeles Department of Water & Power | 6479 | San Francisquito 1 | CA | Los Angeles | 6 | HY | OP | 25 | 27 | 27 |  | 4 | 1987 | WC: WAT; N: N; Y: Y |  | S |  | N | Electric Utility | 1 |  | N | N
11208 | Los Angeles Department of Water & Power | 6480 | San Francisquito 2 | CA | Los Angeles | 1 | HY | OS | 14 | 14.5 | 14.5 |  | 7 | 1920 | WC: WAT; N: N; Y: Y |  | S |  | N | Electric Utility | 1 |  | N | N
11208 | Los Angeles Department of Water & Power | 6480 | San Francisquito 2 | CA | Los Angeles | 2 | HY | OP | 14 | 14 | 14 |  | 8 | 1920 | WC: WAT; N: N; Y: Y |  | S |  | N | Electric Utility | 1 |  | N | N
11208 | Los Angeles Department of Water & Power | 6480 | San Francisquito 2 | CA | Los Angeles | 3 | HY | OP | 14 | 18 | 18 |  | 9 | 1932 | WC: WAT; N: N; Y: Y |  | S |  | N | Electric Utility | 1 |  | N | N
11208 | Los Angeles Department of Water & Power | 6481 | Intermountain Power Project | UT | Millard | 1 | ST | OP | 820 | 900 | 900 |  | 6 | 1986 | WC: BIT; PC: SUB; N: N; Y: Y |  | W |  | N | Electric Utility | 1 |  | N | N | [18 empty] | Y |  | Y |  |  |  | DFO
11208 | Los Angeles Department of Water & Power | 6481 | Intermountain Power Project | UT | Millard | 2 | ST | OP | 820 | 900 | 900 |  | 5 | 1987 | WC: BIT; PC: SUB; N: N; Y: Y |  | W |  | N | Electric Utility | 1 |  | N | N | [18 empty] | Y |  | Y |  |  |  | DFO
11208 | Los Angeles Department of Water & Power | 56433 | Pine Tree Wind Power Project | CA | Kern | 1 | WT | OP | 135 | 135 | 135 |  | 6 | 2009 | WC: WND; N: N; Y: Y |  | S | 90 | N | Electric Utility | 1 |  |  | N | [17 empty] | N
11208 | Los Angeles Department of Water & Power | 57305 | Adelanto Solar Project | CA | San Bernardino | 1 | PV | OP | 10 | 10 | 10 |  | 6 | 2012 | WC: SUN; N: N; Y: Y |  | S | 13 | N | Electric Utility | 1 | [20 empty] | N
11208 | Los Angeles Department of Water & Power | 57309 | Pacific Cruise Ship Terminals Berth 93 | CA | Los Angeles | 1 | PV | OP | 1.1 | 1.1 | 1.1 |  | 9 | 2010 | WC: SUN; N: N; Y: Y |  | W |  | N | Commercial Non-CHP | 4 | [20 empty] | N
11208 | Los Angeles Department of Water & Power | 57310 | 1420 Coil Av #C | CA | Los Angeles | 1 | PV | OP | 1.1 | 1.2 | 1.2 |  | 3 | 2011 | WC: SUN; N: N; Y: Y |  | W |  | N | Commercial Non-CHP | 4 | [20 empty] | N
11208 | Los Angeles Department of Water & Power | 57313 | Metro Support Services Center Solar | CA | Los Angeles | 1 | PV | OP | 1.2 | 1.2 | 1.2 |  | 4 | 2005 | WC: SUN; N: N; Y: Y |  | W |  | N | Commercial Non-CHP | 4 |  |  | N | [17 empty] | N
11208 | Los Angeles Department of Water & Power | 57314 | Los Angeles Harbor College | CA | Los Angeles | 1 | PV | OP | 1.2 | 1.2 | 1.2 |  | 10 | 2010 | WC: SUN; N: N; Y: Y |  | W |  | N | Commercial Non-CHP | 4 |  |  | N | [17 empty] | N
11208 | Los Angeles Department of Water & Power | 57635 | Linden Wind Energy Project | WA | Klickitat | LW1 | WT | OP | 50 | 50 | 50 |  | 6 | 2010 | WC: WND; N: N; Y: Y |  | W | 25 | N | Electric Utility | 1 |  |  | N
11208 | Los Angeles Department of Water & Power | 57730 | Lopez Canyon | CA | Los Angeles | 1 | GT | OP | 1.5 | 1.5 | 1.5 |  | 8 | 2002 | WC: LFG; N: N; Y: Y |  | S |  | N | Electric Utility | 1 |  |  | N | [12 empty] | N
11208 | Los Angeles Department of Water & Power | 57854 | North Hollywood | CA | Los Angeles | 1PT1 | PS | OP | 1.8 | 1.8 | 1.8 |  | 1 | 1993 | WC: WAT; N: N; Y: Y |  | S | 1 | N | Electric Utility | 1 |  |  | N | [17 empty] | N
11208 | Los Angeles Department of Water & Power | 57854 | North Hollywood | CA | Los Angeles | 1PT2 | PS | OP | 1.8 | 1.8 | 1.8 |  | 1 | 1993 | WC: WAT; N: N; Y: Y |  | S | 1 | N | Electric Utility | 1 |  |  | N | [17 empty] | N
11208 | Los Angeles Department of Water & Power | 57854 | North Hollywood | CA | Los Angeles | 1PT3 | PS | OP | 1.8 | 1.8 | 1.8 |  | 1 | 1993 | WC: WAT; N: N; Y: Y |  | S | 1 | N | Electric Utility | 1 |  |  | N | [17 empty] | N
11208 | Los Angeles Department of Water & Power | 57854 | North Hollywood | CA | Los Angeles | 2T1 | HY | OP | 1.2 | 1.2 | 1.2 |  | 1 | 1993 | WC: WAT; N: N; Y: Y |  | S | 1 | N | Electric Utility | 1 |  |  | N | [17 empty] | N
11208 | Los Angeles Department of Water & Power | 57854 | North Hollywood | CA | Los Angeles | 2T2 | HY | OP | 1.2 | 1.2 | 1.2 |  | 1 | 1993 | WC: WAT; N: N; Y: Y |  | S | 1 | N | Electric Utility | 1 |  |  | N | [17 empty] | N
11208 | Los Angeles Department of Water & Power | 57854 | North Hollywood | CA | Los Angeles | 2T3 | HY | OP | 0.5 | 0.5 | 0.5 |  | 1 | 1993 | WC: WAT; N: N; Y: Y |  | S | 1 | N | Electric Utility | 1 |  |  | N | [17 empty] | N
11208 | Los Angeles Department of Water & Power | 57854 | North Hollywood | CA | Los Angeles | 3T1 | HY | OP | 0.5 | 0.5 | 0.5 |  | 1 | 1993 | WC: WAT; N: N; Y: Y |  | S | 1 | N | Electric Utility | 1 |  |  | N | [17 empty] | N
11208 | Los Angeles Department of Water & Power | 57854 | North Hollywood | CA | Los Angeles | 3T2 | HY | OP | 0.2 | 0.2 | 0.2 |  | 1 | 1993 | WC: WAT; N: N; Y: Y |  | S | 1 | N | Electric Utility | 1 |  |  | N | [17 empty] | N
11208 | Los Angeles Department of Water & Power | 57871 | 2555 E Olympic Bl | CA | Los Angeles | 1 | PV | OP | 1 | 1 | 1 |  | 3 | 2012 | WC: SUN; N: N; Y: Y |  | W |  | N | Commercial Non-CHP | 4 | [20 empty] | N
11208 | Los Angeles Department of Water & Power | 58248 | Pierce College | CA | Los Angeles | GEN1 | PV | OP | 1.9 | 1.9 | 1.9 |  | 1 | 2012 | WC: SUN; N: N; Y: Y |  | W |  | N | Commercial Non-CHP | 4
11216 | Los Angeles County | 10478 | Pitchess Cogen Station | CA | Los Angeles | GEN1 | CT | OP | 20.9 | 21.5 | 20.9 |  | 9 | 1988 | WC: NG; PC: DFO; N: Y; Y: Y |  | S |  | Y | Commercial CHP | 5 | T | N | N | [17 empty] | N
11216 | Los Angeles County | 10478 | Pitchess Cogen Station | CA | Los Angeles | GEN2 | CA | OP | 7.4 | 5.7 | 6 |  | 9 | 1988 | WC: NG; PC: DFO; N: Y; Y: Y |  | S |  | Y | Commercial CHP | 5 | B | N | N | [17 empty] | N
11216 | Los Angeles County | 10623 | Civic Center | CA | Los Angeles | GEN1 | CT | OP | 22.1 | 22.1 | 22.1 |  | 8 | 1989 | WC: NG; N: N; Y: Y |  | S |  | Y | Commercial CHP | 5 | T | N | N | [17 empty] | N
11216 | Los Angeles County | 10623 | Civic Center | CA | Los Angeles | GEN2 | CA | OP | 12.4 | 1.5 | 0.5 |  | 8 | 1989 | WC: NG; N: N; Y: Y |  | S |  | Y | Commercial CHP | 5 | B | Y | N | [17 empty] | N
11216 | Los Angeles County | 10884 | Olive View Medical Center | CA | Los Angeles | CTC1 | CT | OP | 2.8 | 2.7 | 2.7 |  | 2 | 1987 | WC: NG; PC: DFO; N: Y; Y: Y |  | S |  | Y | Commercial CHP | 5 | T | N | N | [17 empty] | N
11216 | Los Angeles County | 10884 | Olive View Medical Center | CA | Los Angeles | CTC2 | CA | OP | 2.8 | 2.7 | 2.7 |  | 2 | 1987 | WC: NG; PC: DFO; N: Y; Y: Y |  | S |  | Y | Commercial CHP | 5 | T | N | N | [17 empty] | N
11217 | Los Angeles County Sanitation | 10090 | Commerce Refuse To Energy | CA | Los Angeles | GEN1 | ST | OP | 12 | 9 | 9 |  | 11 | 1986 | WC: MSW; PC: NG; N: Y; Y: Y |  | J |  | N | IPP Non-CHP | 2 |  | N | N | [17 empty] | N
11217 | Los Angeles County Sanitation | 10091 | Total Energy Facilities | CA | Los Angeles | G2 | CT | OP | 9.9 | 8 | 9 |  | 2 | 2003 | WC: OBG; PC: NG; N: Y; Y: Y |  | S |  | Y | Commercial CHP | 5 | T | N | N | [17 empty] | N
11217 | Los Angeles County Sanitation | 10091 | Total Energy Facilities | CA | Los Angeles | G3 | CT | OP | 9.9 | 8 | 9 |  | 12 | 2001 | WC: OBG; PC: NG; N: Y; Y: Y |  | S |  | Y | Commercial CHP | 5 | T | N | N | [17 empty] | N
11217 | Los Angeles County Sanitation | 10091 | Total Energy Facilities | CA | Los Angeles | GEN1 | CT | OP | 9.9 | 8 | 9 |  | 1 | 1986 | WC: OBG; PC: NG; N: Y; Y: Y |  | S |  | Y | Commercial CHP | 5 | T | N | N | [17 empty] | N
11217 | Los Angeles County Sanitation | 10091 | Total Energy Facilities | CA | Los Angeles | GEN4 | CA | OS | 5.5 | 4.7 | 5.2 |  | 11 | 1986 | WC: OBG; PC: NG; N: N; Y: Y |  | S |  | Y | Commercial CHP | 5 | T | N | Y | [8 empty] | CA | OBG | 3 | 2013 | N |  |  |  |  | N
11217 | Los Angeles County Sanitation | 10471 | Spadra Landfill Gas to Energy | CA | Los Angeles | GEN1 | ST | OP | 10.6 | 5 | 5 |  | 2 | 1990 | WC: LFG; PC: NG; N: Y; Y: Y |  | S |  | N | Commercial Non-CHP | 4 |  | N | N | [24 empty] | NG
11217 | Los Angeles County Sanitation | 10472 | Puente Hills Energy Recovery | CA | Los Angeles | GEN1 | ST | OP | 50 | 45 | 45 |  | 10 | 1986 | WC: LFG; N: N; Y: Y |  | S |  | N | Commercial Non-CHP | 4 |  | N | N | [17 empty] | N | [6 empty] | NG
11217 | Los Angeles County Sanitation | 10472 | Puente Hills Energy Recovery | CA | Los Angeles | GEN2 | GT | OP | 2.8 | 1.1 | 1.1 |  | 10 | 1984 | WC: LFG; N: N; Y: Y |  | S |  | N | Commercial Non-CHP | 4 |  | N | N | [17 empty] | N
11217 | Los Angeles County Sanitation | 10472 | Puente Hills Energy Recovery | CA | Los Angeles | GEN3 | IC | OP | 3.3 | 2.7 | 2.7 |  | 1 | 2006 | WC: LFG; N: N; Y: Y |  | S |  | N | Commercial Non-CHP | 4 |  | N | N
11217 | Los Angeles County Sanitation | 10472 | Puente Hills Energy Recovery | CA | Los Angeles | GEN4 | IC | OP | 3.3 | 2.7 | 2.7 |  | 1 | 2006 | WC: LFG; N: N; Y: Y |  | S |  | N | Commercial Non-CHP | 4 |  | N | N
11217 | Los Angeles County Sanitation | 10472 | Puente Hills Energy Recovery | CA | Los Angeles | GEN5 | IC | OP | 3.3 | 2.7 | 2.7 |  | 1 | 2006 | WC: LFG; N: N; Y: Y |  | S |  | N | Commercial Non-CHP | 4 |  | N | N
11217 | Los Angeles County Sanitation | 57163 | Calabasas Gas to Energy Facility | CA | Los Angeles | GEN1 | GT | OP | 4.6 | 3.3 | 3.6 |  | 7 | 2010 | WC: LFG; N: N; Y: Y |  | S |  | N | Commercial Non-CHP | 4 |  |  | N | [17 empty] | N | [6 empty] | NG
11217 | Los Angeles County Sanitation | 57163 | Calabasas Gas to Energy Facility | CA | Los Angeles | GEN2 | GT | OP | 4.6 | 3.3 | 3.6 |  | 7 | 2010 | WC: LFG; N: N; Y: Y |  | S |  | N | Commercial Non-CHP | 4 |  |  | N | [17 empty] | N | [6 empty] | NG
11217 | Los Angeles County Sanitation | 57163 | Calabasas Gas to Energy Facility | CA | Los Angeles | GEN3 | GT | OP | 4.6 | 3.3 | 3.6 |  | 7 | 2010 | WC: LFG; N: N; Y: Y |  | S |  | N | Commercial Non-CHP | 4 |  |  | N | [17 empty] | N | [6 empty] | NG
11233 | Louisiana Tech University | 54240 | Louisiana Tech University Power Plant | LA | LINCOLN | TG3 | GT | OP | 7.5 | 6.4 | 7.4 |  | 7 | 2004 | WC: NG; N: N; Y: Y | Y | S |  | Y | Commercial CHP | 5 | T | N | N | [17 empty] | N
11241 | Entergy Louisiana Inc | 1401 | Buras | LA | Plaquemines | 8 | GT | OP | 20.7 | 12 | 14 |  | 2 | 1971 | WC: NG; PC: DFO; N: Y; Y: Y |  | S |  | N | Electric Utility | 1 |  | N | N | [17 empty] | N
11241 | Entergy Louisiana Inc | 1402 | Little Gypsy | LA | St Charles | 1 | ST | OP | 247.7 | 238 | 244 |  | 3 | 1961 | WC: NG; PC: DFO; N: N; Y: Y |  | S |  | N | Electric Utility | 1 |  | N | N | [17 empty] | N
11241 | Entergy Louisiana Inc | 1402 | Little Gypsy | LA | St Charles | 2 | ST | OP | 420.7 | 410 | 415 |  | 4 | 1966 | WC: NG; PC: DFO; N: Y; Y: Y |  | S |  | N | Electric Utility | 1 |  | N | N | [17 empty] | N
11241 | Entergy Louisiana Inc | 1402 | Little Gypsy | LA | St Charles | 3 | ST | OP | 582.2 | 511 | 528 |  | 3 | 1969 | WC: NG; PC: DFO; N: N; Y: Y |  | S |  | N | Electric Utility | 1 |  | N | N | [17 empty] | N
11241 | Entergy Louisiana Inc | 1403 | Nine Mile Point | LA | Jefferson | 3 | ST | OP | 169.8 | 125 | 128 |  | 11 | 1955 | WC: NG; PC: RFO; N: N; Y: Y |  | S |  | N | Electric Utility | 1 |  | N | N | [17 empty] | N
11241 | Entergy Louisiana Inc | 1403 | Nine Mile Point | LA | Jefferson | 5 | ST | OP | 895.1 | 740 | 750 |  | 6 | 1973 | WC: NG; PC: DFO; N: Y; Y: Y |  | S |  | N | Electric Utility | 1 |  | N | N | [17 empty] | N
11241 | Entergy Louisiana Inc | 1403 | Nine Mile Point | LA | Jefferson | 6(4) | ST | OP | 895.1 | 500 | 500 |  | 5 | 1971 | WC: NG; PC: DFO; N: Y; Y: Y |  | S |  | N | Electric Utility | 1 |  | N | N | [17 empty] | N
11241 | Entergy Louisiana Inc | 1404 | Sterlington | LA | Ouachita | 7A | CT | OP | 59.3 | 44 | 56 |  | 4 | 1973 | WC: NG; PC: DFO; N: Y; Y: Y |  | S |  | N | Electric Utility | 1 |  | N | N | [17 empty] | N
11241 | Entergy Louisiana Inc | 1404 | Sterlington | LA | Ouachita | 7B | CT | OP | 66 | 44 | 55 |  | 4 | 1973 | WC: NG; PC: DFO; N: Y; Y: Y |  | S |  | N | Electric Utility | 1 |  | N | N | [17 empty] | N
11241 | Entergy Louisiana Inc | 1404 | Sterlington | LA | Ouachita | 7C | CA | OP | 101 | 86 | 42 |  | 9 | 1974 | WC: NG; PC: DFO; N: Y; Y: Y |  | S |  | N | Electric Utility | 1 |  | Y | N | [17 empty] | N
11241 | Entergy Louisiana Inc | 4270 | Waterford 3 | LA | St Charles | 3 | ST | OP | 1199.8 | 1159 | 1180 |  | 9 | 1985 | WC: NUC; N: N; Y: Y |  | S |  | N | Electric Utility | 1 |  | N | N | [17 empty] | N
11241 | Entergy Louisiana Inc | 8056 | Waterford 1 & 2 | LA | St Charles | 1 | ST | OA | 445.5 |  | 411 |  | 7 | 1975 | WC: NG; PC: RFO; N: Y; Y: Y |  | S |  | N | Electric Utility | 1 |  | N | N | [17 empty] | N
11241 | Entergy Louisiana Inc | 8056 | Waterford 1 & 2 | LA | St Charles | 2 | ST | OP | 445.5 | 411 | 411 |  | 10 | 1975 | WC: NG; PC: RFO; N: Y; Y: Y |  | S |  | N | Electric Utility | 1 |  | N | N | [17 empty] | N
11241 | Entergy Louisiana Inc | 8056 | Waterford 1 & 2 | LA | St Charles | 4 | GT | SB | 41 | 31 | 35 |  | 9 | 2009 | WC: DFO; N: N; Y: Y | Y | S |  | N | Electric Utility | 1 |  |  | N | [17 empty] | N
11241 | Entergy Louisiana Inc | 55467 | Ouachita | LA | Ouachita | CTG1 | CT | OP | 179.3 | 151 | 165 |  | 8 | 2002 | WC: NG; N: N; Y: Y |  | W |  | N | Electric Utility | 1 |  |  | N | [17 empty] | N
11241 | Entergy Louisiana Inc | 55467 | Ouachita | LA | Ouachita | CTG2 | CT | OP | 179.3 | 152 | 166 |  | 8 | 2002 | WC: NG; N: N; Y: Y |  | W |  | N | Electric Utility | 1 |  |  | N | [17 empty] | N
11241 | Entergy Louisiana Inc | 55467 | Ouachita | LA | Ouachita | CTG3 | CT | OP | 179.3 | 158 | 164 |  | 8 | 2002 | WC: NG; N: N; Y: Y |  | W |  | N | Electric Utility | 1 |  |  | N | [17 empty] | N
11241 | Entergy Louisiana Inc | 55467 | Ouachita | LA | Ouachita | STG1 | CA | OP | 122 | 104 | 103 |  | 8 | 2002 | WC: NG; N: N; Y: Y |  | W |  | N | Electric Utility | 1 |  | Y | N | [17 empty] | N
11241 | Entergy Louisiana Inc | 55467 | Ouachita | LA | Ouachita | STG2 | CA | OP | 122 | 105 | 104 |  | 8 | 2002 | WC: NG; N: N; Y: Y |  | W |  | N | Electric Utility | 1 |  | Y | N | [17 empty] | N
11241 | Entergy Louisiana Inc | 55467 | Ouachita | LA | Ouachita | STG3 | CA | OP | 122 | 100 | 104 |  | 8 | 2002 | WC: NG; N: N; Y: Y |  | W |  | N | Electric Utility | 1 |  | Y | N | [17 empty] | N
11241 | Entergy Louisiana Inc | 55620 | Perryville Power Station | LA | Ouachita | 2-CT | GT | OP | 186.2 | 156 | 168 |  | 6 | 2001 | WC: NG; N: N; Y: Y |  | S |  | N | Electric Utility | 1 |  |  | N | [17 empty] | N
11241 | Entergy Louisiana Inc | 55620 | Perryville Power Station | LA | Ouachita | CT-1 | CT | OP | 198.9 | 160 | 166 |  | 6 | 2002 | WC: NG; N: N; Y: Y |  | S |  | N | Electric Utility | 1 |  | N | N | [17 empty] | N
11241 | Entergy Louisiana Inc | 55620 | Perryville Power Station | LA | Ouachita | CT-2 | CT | OP | 198.9 | 160 | 166 |  | 7 | 2002 | WC: NG; N: N; Y: Y |  | S |  | N | Electric Utility | 1 |  | N | N | [17 empty] | N
11241 | Entergy Louisiana Inc | 55620 | Perryville Power Station | LA | Ouachita | ST-1 | CA | OP | 240.1 | 215 | 230 |  | 7 | 2002 | WC: NG; N: N; Y: Y |  | S |  | N | Electric Utility | 1 |  | Y | N | [17 empty] | N
11249 | Louisville Gas & Electric Co | 1363 | Cane Run | KY | Jefferson | 11 | GT | SB | 16.3 | 14 | 14 |  | 6 | 1968 | WC: NG; PC: DFO; N: Y; Y: Y | Y | S |  | N | Electric Utility | 1 |  | N | N | [17 empty] | N
11249 | Louisville Gas & Electric Co | 1363 | Cane Run | KY | Jefferson | 4 | ST | OP | 163.2 | 155 | 155 |  | 5 | 1962 | WC: BIT; PC: NG; N: N; Y: Y |  | S |  | N | Electric Utility | 1 |  | N | Y | [12 empty] | N |  |  | 1 | 2016 | N | Y |  | Y |  |  |  | NG
11249 | Louisville Gas & Electric Co | 1363 | Cane Run | KY | Jefferson | 5 | ST | OP | 209.4 | 168 | 168 |  | 5 | 1966 | WC: BIT; PC: NG; N: N; Y: Y |  | S |  | N | Electric Utility | 1 |  | N | Y | [12 empty] | N |  |  | 1 | 2016 | N | Y |  | Y |  |  |  | NG
11249 | Louisville Gas & Electric Co | 1363 | Cane Run | KY | Jefferson | 6 | ST | OP | 272 | 240 | 240 |  | 5 | 1969 | WC: BIT; PC: NG; N: N; Y: Y |  | S |  | N | Electric Utility | 1 |  | N | Y | [12 empty] | N |  |  | 1 | 2016 | N | Y |  | Y |  |  |  | NG
11249 | Louisville Gas & Electric Co | 1364 | Mill Creek | KY | Jefferson | 1 | ST | OP | 355.5 | 303 | 303 |  | 8 | 1972 | WC: BIT; PC: NG; N: N; Y: Y |  | S |  | N | Electric Utility | 1 |  | N | N | [12 empty] | N |  |  |  |  | N | Y |  | Y |  |  |  | NG
11249 | Louisville Gas & Electric Co | 1364 | Mill Creek | KY | Jefferson | 2 | ST | OP | 355.5 | 301 | 299 |  | 7 | 1974 | WC: BIT; PC: NG; N: N; Y: Y |  | S |  | N | Electric Utility | 1 |  | N | N | [12 empty] | N |  |  |  |  | N | Y |  | Y |  |  |  | NG
11249 | Louisville Gas & Electric Co | 1364 | Mill Creek | KY | Jefferson | 3 | ST | OP | 462.6 | 391 | 394 |  | 8 | 1978 | WC: BIT; PC: NG; N: N; Y: Y |  | S |  | N | Electric Utility | 1 |  | N | N | [12 empty] | N |  |  |  |  | N | Y |  | Y |  |  |  | NG
11249 | Louisville Gas & Electric Co | 1364 | Mill Creek | KY | Jefferson | 4 | ST | OP | 543.6 | 477 | 486 |  | 9 | 1982 | WC: BIT; PC: NG; N: N; Y: Y |  | S |  | N | Electric Utility | 1 |  | N | N | [12 empty] | N |  |  |  |  | N | Y |  | Y |  |  |  | NG
11249 | Louisville Gas & Electric Co | 1365 | Ohio Falls | KY | Jefferson | 1 | HY | OP | 10 | 6 | 4 |  | 1 | 1928 | WC: WAT; N: N; Y: Y |  | S | 0 | N | Electric Utility | 1 |  | N | Y | 2 | 1 | 1 | 2014 | [8 empty] | N |  |  |  |  | N
11249 | Louisville Gas & Electric Co | 1365 | Ohio Falls | KY | Jefferson | 2 | HY | OP | 10 | 6 | 4 |  | 1 | 1928 | WC: WAT; N: N; Y: Y |  | S | 0 | N | Electric Utility | 1 |  | N | Y | 2 | 1 | 1 | 2016 | [8 empty] | N |  |  |  |  | N
11249 | Louisville Gas & Electric Co | 1365 | Ohio Falls | KY | Jefferson | 3 | HY | OP | 10 | 6 | 4 |  | 1 | 1928 | WC: WAT; N: N; Y: Y |  | S | 0 | N | Electric Utility | 1 |  | N | Y | 2 | 1 | 4 | 2013 | [8 empty] | N |  |  |  |  | N
11249 | Louisville Gas & Electric Co | 1365 | Ohio Falls | KY | Jefferson | 4 | HY | OP | 10 | 6 | 4 |  | 1 | 1928 | WC: WAT; N: N; Y: Y |  | S | 0 | N | Electric Utility | 1 |  | N | Y | 2 | 1 | 4 | 2015 | [8 empty] | N |  |  |  |  | N
11249 | Louisville Gas & Electric Co | 1365 | Ohio Falls | KY | Jefferson | 5 | HY | OP | 10 | 8 | 5 |  | 1 | 1928 | WC: WAT; N: N; Y: Y |  | S | 0 | N | Electric Utility | 1 |  | N | N | [12 empty] | N |  |  |  |  | N
11249 | Louisville Gas & Electric Co | 1365 | Ohio Falls | KY | Jefferson | 6 | HY | OP | 12.6 | 8 | 5 |  | 1 | 1928 | WC: WAT; N: N; Y: Y |  | S | 0 | N | Electric Utility | 1 |  | N | N | [12 empty] | N |  |  |  |  | N
11249 | Louisville Gas & Electric Co | 1365 | Ohio Falls | KY | Jefferson | 7 | HY | OP | 12.6 | 8 | 5 |  | 1 | 1928 | WC: WAT; N: N; Y: Y |  | S | 0 | N | Electric Utility | 1 |  | N | N | [12 empty] | N |  |  |  |  | N
11249 | Louisville Gas & Electric Co | 1365 | Ohio Falls | KY | Jefferson | 8 | HY | OP | 10 | 6 | 4 |  | 1 | 1928 | WC: WAT; N: N; Y: Y |  | S |  | N | Electric Utility | 1 |  | N | Y | 2 | 1 | 7 | 2014 | [8 empty] | N |  |  |  |  | N
11249 | Louisville Gas & Electric Co | 1366 | Paddys Run | KY | Jefferson | 11 | GT | SB | 16 | 12 | 13 |  | 6 | 1968 | WC: NG; N: N; Y: Y | Y | S |  | N | Electric Utility | 1 |  | N | N | [12 empty] | N |  |  |  |  | N
11249 | Louisville Gas & Electric Co | 1366 | Paddys Run | KY | Jefferson | 12 | GT | SB | 32.6 | 23 | 28 |  | 7 | 1968 | WC: NG; N: N; Y: Y | Y | S |  | N | Electric Utility | 1 |  | N | N | [12 empty] | N |  |  |  |  | N
11249 | Louisville Gas & Electric Co | 1366 | Paddys Run | KY | Jefferson | 13 | GT | OP | 178 | 147 | 175 |  | 6 | 2001 | WC: NG; N: N; Y: Y |  | J |  | N | Electric Utility | 1 |  | N | N | [12 empty] | N |  |  |  |  | N
11249 | Louisville Gas & Electric Co | 1368 | Zorn | KY | Jefferson | 1 | GT | SB | 18 | 14 | 16 |  | 5 | 1969 | WC: NG; N: N; Y: Y | Y | S |  | N | Electric Utility | 1 |  | N | N | [12 empty] | N |  |  |  |  | N
11249 | Louisville Gas & Electric Co | 6071 | Trimble County | KY | Trimble | 1 | ST | OP | 566.1 | 511 | 511 |  | 12 | 1990 | BIT | DFO | WO | PC | WC |  | N | Y |  | J |  | N | Electric Utility | 1 |  | N | N | [12 empty] | N |  |  |  |  | N | Y |  | Y |  |  |  | DFO
11249 | Louisville Gas & Electric Co | 6071 | Trimble County | KY | Trimble | 10 | GT | OP | 199 | 157 | 176 |  | 7 | 2004 | WC: NG; N: N; Y: Y |  | J |  | N | Electric Utility | 1 |  | N | N | [12 empty] | N |  |  |  |  | N | [6 empty] | NG
11249 | Louisville Gas & Electric Co | 6071 | Trimble County | KY | Trimble | 2 | ST | OP | 834 | 732 | 760 |  | 2 | 2011 | WC: BIT; PC: SUB; N: N; Y: Y |  | J |  | N | Electric Utility | 1 |  | N | [18 empty] | N | Y |  |  | Y |  |  | DFO
11249 | Louisville Gas & Electric Co | 6071 | Trimble County | KY | Trimble | 5 | GT | OP | 199 | 157 | 176 |  | 5 | 2002 | WC: NG; N: N; Y: Y |  | J |  | N | Electric Utility | 1 |  | N | N | [12 empty] | N |  |  |  |  | N | [6 empty] | NG
11249 | Louisville Gas & Electric Co | 6071 | Trimble County | KY | Trimble | 6 | GT | OP | 199 | 157 | 176 |  | 5 | 2002 | WC: NG; N: N; Y: Y |  | J |  | N | Electric Utility | 1 |  | N | N | [12 empty] | N |  |  |  |  | N | [6 empty] | NG
11249 | Louisville Gas & Electric Co | 6071 | Trimble County | KY | Trimble | 7 | GT | OP | 199 | 157 | 176 |  | 6 | 2004 | WC: NG; N: N; Y: Y |  | J |  | N | Electric Utility | 1 |  | N | N | [12 empty] | N |  |  |  |  | N | [6 empty] | NG
11249 | Louisville Gas & Electric Co | 6071 | Trimble County | KY | Trimble | 8 | GT | OP | 199 | 157 | 176 |  | 6 | 2004 | WC: NG; N: N; Y: Y |  | J |  | N | Electric Utility | 1 |  | N | N | [12 empty] | N |  |  |  |  | N | [6 empty] | NG
11249 | Louisville Gas & Electric Co | 6071 | Trimble County | KY | Trimble | 9 | GT | OP | 199 | 157 | 176 |  | 7 | 2004 | WC: NG; N: N; Y: Y |  | J |  | N | Electric Utility | 1 |  | N | N | [12 empty] | N |  |  |  |  | N | N | [5 empty] | NG
11251 | Loup River Public Power Dist | 2260 | Columbus | NE | Platte | 1 | HY | OP | 15.2 | 15 | 15 |  | 1 | 1936 | WC: WAT; N: N; Y: Y |  | S |  | N | Electric Utility | 1 |  | N | N | [17 empty] | N
11251 | Loup River Public Power Dist | 2260 | Columbus | NE | Platte | 2 | HY | OP | 15.2 | 15 | 15 |  | 1 | 1936 | WC: WAT; N: N; Y: Y |  | S |  | N | Electric Utility | 1 |  | N | N | [17 empty] | N
11251 | Loup River Public Power Dist | 2260 | Columbus | NE | Platte | 3 | HY | OP | 15.2 | 12 | 12 |  | 1 | 1936 | WC: WAT; N: N; Y: Y |  | S |  | N | Electric Utility | 1 |  | N | N | [17 empty] | N
11251 | Loup River Public Power Dist | 2273 | Monroe | NE | Platte | 1 | HY | OP | 2.8 | 1 | 1 |  | 1 | 1936 | WC: WAT; N: N; Y: Y |  | S |  | N | Electric Utility | 1 |  | N | N | [17 empty] | N
11251 | Loup River Public Power Dist | 2273 | Monroe | NE | Platte | 2 | HY | OP | 2.8 | 1 | 1 |  | 1 | 1936 | WC: WAT; N: N; Y: Y |  | S |  | N | Electric Utility | 1 |  | N | N | [17 empty] | N
11251 | Loup River Public Power Dist | 2273 | Monroe | NE | Platte | 3 | HY | OP | 2.8 | 1 | 1 |  | 1 | 1936 | WC: WAT; N: N; Y: Y |  | S |  | N | Electric Utility | 1 |  | N | N | [17 empty] | N
11252 | Louisiana Generating LLC | 1464 | Big Cajun 1 | LA | Pointe Coupee | 1 | ST | SB | 113.6 | 110 | 110 |  | 6 | 1972 | WC: NG; N: N; Y: Y | Y | S |  | N | IPP Non-CHP | 2 |  | N | N | [12 empty] | N |  |  |  |  | N | [6 empty] | NG
11252 | Louisiana Generating LLC | 1464 | Big Cajun 1 | LA | Pointe Coupee | 2 | ST | OP | 113.6 | 110 | 110 |  | 6 | 1972 | WC: NG; N: N; Y: Y | Y | S |  | N | IPP Non-CHP | 2 |  | N | N | [12 empty] | N |  |  |  |  | N | [6 empty] | NG
11252 | Louisiana Generating LLC | 1464 | Big Cajun 1 | LA | Pointe Coupee | 3 | GT | OP | 132.8 | 105 | 115 |  | 5 | 2001 | WC: NG; N: N; Y: Y | Y | S |  | N | IPP Non-CHP | 2 |  | N | N | [12 empty] | N |  |  |  |  | N
11252 | Louisiana Generating LLC | 1464 | Big Cajun 1 | LA | Pointe Coupee | 4 | GT | OP | 132.8 | 105 | 115 |  | 6 | 2001 | WC: NG; N: N; Y: Y | Y | S |  | N | IPP Non-CHP | 2 |  | N | N | [12 empty] | N |  |  |  |  | N
11252 | Louisiana Generating LLC | 6055 | Big Cajun 2 | LA | Pointe Coupee | 1 | ST | OP | 657.9 | 580 | 580 |  | 7 | 1981 | WC: SUB; PC: DFO; N: N; Y: Y |  | S |  | N | IPP Non-CHP | 2 |  | N | Y | 13 | 13 | 10 | 2013 | [8 empty] | N |  |  |  |  | N | Y |  | Y |  |  |  | DFO
11252 | Louisiana Generating LLC | 6055 | Big Cajun 2 | LA | Pointe Coupee | 2 | ST | OP | 626 | 575 | 575 |  | 7 | 1982 | WC: SUB; PC: DFO; N: N; Y: Y |  | S |  | N | IPP Non-CHP | 2 |  | N | N | [12 empty] | N |  |  |  |  | N | Y |  | Y |  |  |  | DFO
11252 | Louisiana Generating LLC | 6055 | Big Cajun 2 | LA | Pointe Coupee | 3 | ST | OP | 619 | 588 | 588 |  | 4 | 1983 | WC: SUB; PC: DFO; N: N; Y: Y |  | J |  | N | IPP Non-CHP | 2 |  | N | N | [12 empty] | N |  |  |  |  | N | Y |  | Y |  |  |  | DFO
11267 | Lowell Cogeneration Co LP | 10802 | Lowell Cogeneration Company LP | MA | Middlesex | GEN1 | CT | OP | 25 | 20 | 23 |  | 9 | 1988 | WC: NG; PC: DFO; N: Y; Y: Y |  | S |  | Y | IPP CHP | 3 | T | N | N | [12 empty] | N |  |  |  |  | N
11267 | Lowell Cogeneration Co LP | 10802 | Lowell Cogeneration Company LP | MA | Middlesex | GEN2 | CA | OP | 8.5 | 8.5 | 8.5 |  | 9 | 1988 | WC: NG; PC: DFO; N: Y; Y: Y |  | S |  | Y | IPP CHP | 3 | T | Y | N | [17 empty] | N
11269 | Lower Colorado River Authority | 3594 | Austin | TX | Travis | 1 | HY | OP | 9 | 8.2 | 8.2 |  | 4 | 1940 | WC: WAT; N: N; Y: Y |  | S |  | N | Electric Utility | 1 |  | N | N | [17 empty] | N
11269 | Lower Colorado River Authority | 3594 | Austin | TX | Travis | 2 | HY | OP | 9 | 8.8 | 8.8 |  | 4 | 1940 | WC: WAT; N: N; Y: Y |  | S |  | N | Electric Utility | 1 |  | N | N | [17 empty] | N
11269 | Lower Colorado River Authority | 3595 | Buchanan | TX | Llano | 1 | HY | OP | 18.3 | 18 | 18 |  | 1 | 1938 | WC: WAT; N: N; Y: Y |  | S |  | N | Electric Utility | 1 |  | N | N | [12 empty] | N |  |  |  |  | N
11269 | Lower Colorado River Authority | 3595 | Buchanan | TX | Llano | 2 | HY | OP | 18.3 | 18 | 18 |  | 1 | 1938 | WC: WAT; N: N; Y: Y |  | S |  | N | Electric Utility | 1 |  | N | N | [12 empty] | N |  |  |  |  | N
11269 | Lower Colorado River Authority | 3595 | Buchanan | TX | Llano | 3 | HY | OP | 18.3 | 18 | 18 |  | 5 | 1950 | WC: WAT; N: N; Y: Y |  | S |  | N | Electric Utility | 1 |  | N | N | [12 empty] | N |  |  |  |  | N
11269 | Lower Colorado River Authority | 3597 | Granite Shoals | TX | Burnet | 1 | HY | OP | 30 | 30 | 30 |  | 6 | 1951 | WC: WAT; N: N; Y: Y |  | S |  | N | Electric Utility | 1 |  | N | N | [17 empty] | N
11269 | Lower Colorado River Authority | 3597 | Granite Shoals | TX | Burnet | 2 | HY | OP | 30 | 30 | 30 |  | 8 | 1951 | WC: WAT; N: N; Y: Y |  | S |  | N | Electric Utility | 1 |  | N | N | [17 empty] | N
11269 | Lower Colorado River Authority | 3598 | Inks | TX | Burnet | 1 | HY | OP | 15 | 13.8 | 13.8 |  | 1 | 1938 | WC: WAT; N: N; Y: Y |  | S |  | N | Electric Utility | 1 |  | N | N | [17 empty] | N
11269 | Lower Colorado River Authority | 3599 | Marble Falls | TX | Burnet | 1 | HY | OP | 22 | 20.8 | 20.8 |  | 10 | 1951 | WC: WAT; N: N; Y: Y |  | S |  | N | Electric Utility | 1 |  | N | N | [17 empty] | N
11269 | Lower Colorado River Authority | 3599 | Marble Falls | TX | Burnet | 2 | HY | OP | 22 | 20.6 | 20.6 |  | 9 | 1951 | WC: WAT; N: N; Y: Y |  | S |  | N | Electric Utility | 1 |  | N | N | [17 empty] | N
11269 | Lower Colorado River Authority | 3600 | Marshall Ford | TX | Travis | 1 | HY | OP | 36 | 36 | 36 |  | 1 | 1941 | WC: WAT; N: N; Y: Y |  | S |  | N | Electric Utility | 1 |  | N | N | [17 empty] | N
11269 | Lower Colorado River Authority | 3600 | Marshall Ford | TX | Travis | 2 | HY | OP | 36 | 36 | 36 |  | 1 | 1941 | WC: WAT; N: N; Y: Y |  | S |  | N | Electric Utility | 1 |  | N | N | [17 empty] | N
11269 | Lower Colorado River Authority | 3600 | Marshall Ford | TX | Travis | 3 | HY | OP | 36 | 36 | 36 |  | 1 | 1941 | WC: WAT; N: N; Y: Y |  | S |  | N | Electric Utility | 1 |  | N | N | [17 empty] | N
11269 | Lower Colorado River Authority | 3601 | Sim Gideon | TX | Bastrop | 1 | ST | OP | 144 | 140 | 144 |  | 5 | 1965 | WC: NG; N: N; Y: Y |  | S |  | N | Electric Utility | 1 |  | N | N
11269 | Lower Colorado River Authority | 3601 | Sim Gideon | TX | Bastrop | 2 | ST | OP | 144 | 140 | 144 |  | 3 | 1968 | WC: NG; N: N; Y: Y |  | S |  | N | Electric Utility | 1 |  | N | N
11269 | Lower Colorado River Authority | 3601 | Sim Gideon | TX | Bastrop | 3 | ST | OP | 351 | 340 | 343 |  | 5 | 1972 | WC: NG; N: N; Y: Y |  | S |  | N | Electric Utility | 1 |  | N | N
11269 | Lower Colorado River Authority | 4937 | Thomas C Ferguson | TX | Llano | 1 | ST | OP | 446 | 350 | 420 |  | 8 | 1974 | WC: NG; N: N; Y: Y |  | S |  | N | Electric Utility | 1 |  | N | Y | [15 empty] | 1 | 2015 | N
11269 | Lower Colorado River Authority | 6179 | Fayette Power Project | TX | Fayette | 1 | ST | OP | 615 | 598 | 606 |  | 6 | 1979 | WC: SUB; N: N; Y: Y |  | J |  | N | Electric Utility | 1 |  | N | N | [12 empty] | Y | 11 | 2015 |  |  | N | Y |  | N |  |  |  | DFO
11269 | Lower Colorado River Authority | 6179 | Fayette Power Project | TX | Fayette | 2 | ST | OP | 615 | 598 | 606 |  | 5 | 1980 | WC: SUB; N: N; Y: Y |  | J |  | N | Electric Utility | 1 |  | N | N | [12 empty] | Y | 11 | 2015 |  |  | N | Y | [5 empty] | DFO
11269 | Lower Colorado River Authority | 6179 | Fayette Power Project | TX | Fayette | 3 | ST | OP | 460 | 445 | 450 |  | 4 | 1988 | WC: SUB; N: N; Y: Y |  | W |  | N | Electric Utility | 1 |  | N | N | [12 empty] | Y | 11 | 2015 |  |  | N | Y | [5 empty] | DFO
11269 | Lower Colorado River Authority | 55154 | Lost Pines 1 Power Project | TX | Bastrop | CTA | CT | OP | 195.5 | 166 | 184 |  | 5 | 2001 | WC: NG; N: N; Y: Y |  | J |  | N | Electric Utility | 1 |  | N | N | [17 empty] | N
11269 | Lower Colorado River Authority | 55154 | Lost Pines 1 Power Project | TX | Bastrop | CTB | CT | OP | 195.5 | 165 | 184 |  | 5 | 2001 | WC: NG; N: N; Y: Y |  | J |  | N | Electric Utility | 1 |  | N | N | [17 empty] | N
11269 | Lower Colorado River Authority | 55154 | Lost Pines 1 Power Project | TX | Bastrop | ST | CA | OP | 204 | 185 | 189 |  | 5 | 2001 | WC: NG; N: N; Y: Y |  | J |  | N | Electric Utility | 1 |  | N | N | [17 empty] | N
11269 | Lower Colorado River Authority | 56674 | Winchester Power Park | TX | Fayette | CGT1 | GT | OP | 60.5 | 44.8 | 44.8 |  | 5 | 2010 | WC: NG; N: N; Y: Y |  | S |  | N | Electric Utility | 1 |  |  | N | [17 empty] | N
11269 | Lower Colorado River Authority | 56674 | Winchester Power Park | TX | Fayette | CGT2 | GT | OP | 60.5 | 44.8 | 44.8 |  | 5 | 2010 | WC: NG; N: N; Y: Y |  | S |  | N | Electric Utility | 1 |  |  | N | [17 empty] | N
11269 | Lower Colorado River Authority | 56674 | Winchester Power Park | TX | Fayette | CGT3 | GT | OP | 60.5 | 44.8 | 44.8 |  | 5 | 2010 | WC: NG; N: N; Y: Y |  | S |  | N | Electric Utility | 1 |  |  | N | [17 empty] | N
11269 | Lower Colorado River Authority | 56674 | Winchester Power Park | TX | Fayette | CGT4 | GT | OP | 60.5 | 44.8 | 44.8 |  | 5 | 2010 | WC: NG; N: N; Y: Y |  | S |  | N | Electric Utility | 1 |  |  | N | [17 empty] | N
11270 | Lower Saranac Hydro Partner LP | 10214 | Lower Saranac Hydroelectric Facility | NY | Clinton | GEN1 | HY | OP | 3.2 | 3 | 2.9 |  | 10 | 1990 | WC: WAT; N: N; Y: Y | Y | W |  | N | IPP Non-CHP | 2 |  | N | N
11270 | Lower Saranac Hydro Partner LP | 10214 | Lower Saranac Hydroelectric Facility | NY | Clinton | GEN2 | HY | OP | 3.2 | 3 | 2.9 |  | 10 | 1990 | WC: WAT; N: N; Y: Y | Y | W |  | N | IPP Non-CHP | 2 |  | N | N
11270 | Lower Saranac Hydro Partner LP | 10214 | Lower Saranac Hydroelectric Facility | NY | Clinton | GEN3 | HY | OP | 0.3 | 0.3 | 0.3 |  | 11 | 1990 | WC: WAT; N: N; Y: Y | Y | W |  | N | IPP Non-CHP | 2 |  | N | N
11273 | Lower Valley Energy Inc | 6393 | Strawberry Creek | WY | LINCOLN | 1 | HY | OP | 0.5 | 0.5 | 0.5 |  | 1 | 1951 | WC: WAT; N: N; Y: Y |  | S |  | N | Electric Utility | 1 |  | N | N
11273 | Lower Valley Energy Inc | 6393 | Strawberry Creek | WY | LINCOLN | 2 | HY | OP | 0.5 | 0.5 | 0.5 |  | 1 | 1951 | WC: WAT; N: N; Y: Y |  | S |  | N | Electric Utility | 1 |  | N | N
11273 | Lower Valley Energy Inc | 6393 | Strawberry Creek | WY | LINCOLN | 3 | HY | OP | 0.5 | 0.5 | 0.5 |  | 1 | 1951 | WC: WAT; N: N; Y: Y |  | S |  | N | Electric Utility | 1 |  | N | N
11273 | Lower Valley Energy Inc | 6394 | Swift Creek | WY | LINCOLN | 3 | HY | OP | 0.8 | 0.8 | 0.8 |  | 4 | 2009 | WC: WAT; N: N; Y: Y |  | S |  | N | Electric Utility | 1 |  |  | N
11273 | Lower Valley Energy Inc | 6394 | Swift Creek | WY | LINCOLN | 4 | HY | OP | 0.6 | 0.6 | 0.6 |  | 2 | 2010 | WC: WAT; N: N; Y: Y |  | S |  | N | Electric Utility | 1 |  | N | N
11273 | Lower Valley Energy Inc | 6394 | Swift Creek | WY | LINCOLN | 5 | HY | OP | 0.3 | 0.3 | 0.3 |  | 12 | 2010 | WC: WAT; N: N; Y: Y |  | S |  | N | Electric Utility | 1 |  | N | N
11275 | Lower Mount Bethel Energy LLC | 55667 | Lower Mount Bethel Energy | PA | Northampton | G1 | CT | OP | 211.5 | 169.4 | 170.4 |  | 3 | 2004 | WC: NG; N: N; Y: Y |  | S |  | N | IPP Non-CHP | 2 |  |  | N | [17 empty] | N |  | N
11275 | Lower Mount Bethel Energy LLC | 55667 | Lower Mount Bethel Energy | PA | Northampton | G2 | CT | OP | 211.5 | 171.1 | 172.1 |  | 3 | 2004 | WC: NG; N: N; Y: Y |  | S |  | N | IPP Non-CHP | 2 |  |  | N | [17 empty] | N
11275 | Lower Mount Bethel Energy LLC | 55667 | Lower Mount Bethel Energy | PA | Northampton | G3 | CA | OP | 228.6 | 218 | 218 |  | 2 | 2004 | WC: NG; N: N; Y: Y |  | S |  | N | IPP Non-CHP | 2 |  | Y | N | [17 empty] | N
11278 | Lower Tule River Irrgtn Dist | 10222 | Tulare Success Power Project | CA | TULARE | SPP1 | HY | SB | 1.4 | 1.4 | 1.4 |  | 12 | 1989 | WC: WAT; N: N; Y: Y | Y | J | 0 | N | IPP Non-CHP | 2 |  | N | N | [17 empty] | N
11284 | Lowndes County Hospital Authority | 54848 | South Georgia Medical Center | GA | Lowndes | GEN 7 | IC | SB | 0.8 | 0.8 | 0.8 |  | 9 | 2008 | WC: DFO; N: N; Y: N | N | S |  | N | Commercial Non-CHP | 4 |  | N | N | [17 empty] | N
11284 | Lowndes County Hospital Authority | 54848 | South Georgia Medical Center | GA | Lowndes | GEN1 | IC | SB | 0.4 | 0.4 | 0.4 |  | 9 | 1986 | WC: DFO; N: N; Y: N | N | S |  | N | Commercial Non-CHP | 4 |  | N | N | [17 empty] | N
11284 | Lowndes County Hospital Authority | 54848 | South Georgia Medical Center | GA | Lowndes | GEN2 | IC | SB | 0.4 | 0.4 | 0.4 |  | 9 | 1986 | WC: DFO; N: N; Y: N | N | S |  | N | Commercial Non-CHP | 4 |  | N | N | [17 empty] | N
11284 | Lowndes County Hospital Authority | 54848 | South Georgia Medical Center | GA | Lowndes | GEN3 | IC | SB | 0.4 | 0.4 | 0.4 |  | 9 | 1986 | WC: DFO; N: N; Y: N | N | S |  | N | Commercial Non-CHP | 4 |  | N | N | [17 empty] | N
11284 | Lowndes County Hospital Authority | 54848 | South Georgia Medical Center | GA | Lowndes | GEN4 | IC | SB | 0.7 | 0.7 | 0.7 |  | 1 | 2001 | WC: DFO; N: N; Y: N | N | S |  | N | Commercial Non-CHP | 4 |  | N | N | [17 empty] | N
11290 | Lacomb Irrigation Dist | 52155 | Lacomb Irrigation District | OR | Linn | GEN1 | HY | OP | 1 | 1 | 1 |  | 12 | 1986 | WC: WAT; N: N; Y: Y |  | S |  | N | IPP Non-CHP | 2 |  | N | N | [17 empty] | N
11292 | City of Lubbock - (TX) | 3602 | Ty Cooke | TX | Lubbock | 1 | ST | OP | 44 | 42 | 42 |  | 6 | 1965 | WC: NG; PC: DFO; N: N; Y: Y |  | S |  | N | Electric Utility | 1 |  | N | N | [17 empty] | N
11292 | City of Lubbock - (TX) | 3602 | Ty Cooke | TX | Lubbock | 2 | ST | OP | 53.6 | 46 | 46 |  | 6 | 1978 | WC: NG; PC: DFO; N: N; Y: Y |  | S |  | N | Electric Utility | 1 |  | N | N
11292 | City of Lubbock - (TX) | 3602 | Ty Cooke | TX | Lubbock | GT2 | GT | OP | 18.5 | 16 | 18.5 |  | 6 | 1971 | WC: NG; N: N; Y: Y |  | S |  | N | Electric Utility | 1 |  | N | N
11292 | City of Lubbock - (TX) | 3602 | Ty Cooke | TX | Lubbock | GT3 | GT | OP | 22 | 16 | 18 |  | 7 | 1974 | WC: NG; N: N; Y: Y |  | S |  | N | Electric Utility | 1 |  | N | N
11292 | City of Lubbock - (TX) | 3604 | J Robert Massengale | TX | Lubbock | 4 | ST | OS | 11.5 | 10 | 10 |  | 9 | 1952 | WC: NG; N: N; Y: Y |  | S |  | N | Electric Utility | 1 |  | N | N
11292 | City of Lubbock - (TX) | 3604 | J Robert Massengale | TX | Lubbock | 5 | ST | OS | 11.5 | 10 | 10 |  | 8 | 1953 | WC: NG; N: N; Y: Y |  | S |  | N | Electric Utility | 1 |  | N | N
11292 | City of Lubbock - (TX) | 3604 | J Robert Massengale | TX | Lubbock | 6A | CA | OP | 22 | 18 | 18 |  | 6 | 1997 | WC: NG; N: N; Y: Y |  | S |  | N | Electric Utility | 1 |  | Y | N
11292 | City of Lubbock - (TX) | 3604 | J Robert Massengale | TX | Lubbock | 7 | CA | OP | 22 | 18 | 18 |  | 3 | 1959 | WC: NG; N: N; Y: Y |  | S |  | N | Electric Utility | 1 |  | Y | N
11292 | City of Lubbock - (TX) | 3604 | J Robert Massengale | TX | Lubbock | 8 | CT | OP | 40 | 38 | 42 |  | 9 | 2000 | WC: NG; N: N; Y: Y |  | S |  | N | Electric Utility | 1 |  |  | N
11292 | City of Lubbock - (TX) | 7131 | Brandon Station | TX | Lubbock | 1 | GT | OP | 21 | 20 | 21.5 |  | 7 | 1990 | WC: NG; N: N; Y: Y |  | S |  | Y | Electric Utility | 1 | T | N | N
11295 | Los Angeles County-San Gabriel | 54017 | San Gabriel Hydro Project | CA | Los Angeles | U1 | HY | OP | 3.9 | 3.7 | 3.6 |  | 12 | 1987 | WC: WAT; N: N; Y: Y |  | S | 0 | N | IPP Non-CHP | 2 |  | N | N | [17 empty] | N
11295 | Los Angeles County-San Gabriel | 54017 | San Gabriel Hydro Project | CA | Los Angeles | U2 | HY | OP | 1.1 | 1.1 | 1 |  | 12 | 1987 | WC: WAT; N: N; Y: Y |  | S |  | N | IPP Non-CHP | 2 |  | N | N | [17 empty] | N
11329 | Lutheran Medical Center | 54769 | Lutheran Medical Center | NY | Kings | GEN1 | IC | OP | 0.8 | 0.8 | 0.8 |  | 1 | 1994 | [9 empty] | S |  | Y | Commercial CHP | 5 | B | N | N | bar: WC; N to Y
11329 | Lutheran Medical Center | 54769 | Lutheran Medical Center | NY | Kings | GEN2 | IC | OP | 0.8 | 0.8 | 0.8 |  | 1 | 1994 | [9 empty] | S |  | Y | Commercial CHP | 5 | B | N | N | bar: WC; N to Y
11332 | City of Luverne - (MN) | 1990 | Luverne | MN | ROCK | 4C | IC | OP | 3.5 | 3.5 | 3.5 |  | 5 | 1967 | WC: DFO; PC: NG; N: N; Y: Y |  | S |  | N | Electric Utility | 1 |  | N | N
11359 | Village of Lyndonville - (VT) | 3762 | Great Falls | VT | Caledonia | 1 | HY | OP | 0.3 | 0.3 | 0.3 |  | 8 | 1915 | WC: WAT; N: N; Y: Y |  | S |  | N | Electric Utility | 1 |  | N | N
11359 | Village of Lyndonville - (VT) | 3762 | Great Falls | VT | Caledonia | 2 | HY | OP | 0.3 | 0.3 | 0.3 |  | 8 | 1915 | WC: WAT; N: N; Y: Y |  | S |  | N | Electric Utility | 1 |  | N | N
11359 | Village of Lyndonville - (VT) | 3762 | Great Falls | VT | Caledonia | 3 | HY | OP | 1.3 | 1.3 | 1.3 |  | 2 | 1979 | WC: WAT; N: N; Y: Y |  | S |  | N | Electric Utility | 1 |  | N | N
11372 | City of Lyons - (NE) | 2253 | Lyons | NE | Burt | 2 | IC | OP | 0.5 | 0.2 | 0.2 |  | 1 | 1953 | WC: DFO; N: N; Y: Y |  | S |  | N | Electric Utility | 1 |  | N | N | [17 empty] | N
11372 | City of Lyons - (NE) | 2253 | Lyons | NE | Burt | 3 | IC | OP | 0.8 | 0.3 | 0.3 |  | 1 | 1960 | WC: DFO; N: N; Y: Y |  | S |  | N | Electric Utility | 1 |  | N | N | [17 empty] | N
11372 | City of Lyons - (NE) | 2253 | Lyons | NE | Burt | 4A | IC | OP | 1.2 | 0.6 | 0.6 |  | 1 | 1967 | WC: DFO; N: N; Y: Y |  | S |  | N | Electric Utility | 1 |  | N | N | [17 empty] | N
11390 | M&M Mars Inc | 54855 | Mars Snackfood US | IL | Cook | 1 | GT | OP | 3.5 | 3 | 3.8 |  | 5 | 1987 | WC: NG; PC: DFO; N: Y; Y: Y |  | S |  | Y | Industrial CHP | 7 | B | N | N | [17 empty] | N
11392 | M C Dixon Lumber Co Inc | 54745 | M C Dixon Lumber | AL | BARBOUR | GEN1 | ST | SB | 2.5 | 2.1 | 2.1 |  | 1 | 1979 | WC: WDS; N: N; Y: Y | Y | S |  | N | Industrial Non-CHP | 6 |  | N | N | [17 empty] | N
11401 | Mars Chocolate North America LLC | 10061 | MARS Chocolate North American LLC | NJ | WARREN | GEN1 | CT | OP | 8.8 | 10 | 7.5 |  | 5 | 1989 | WC: NG; N: N; Y: Y |  | S |  | Y | Industrial CHP | 7 | T | N | N | [17 empty] | N
11401 | Mars Chocolate North America LLC | 10061 | MARS Chocolate North American LLC | NJ | WARREN | GEN2 | CA | OP | 1.4 | 0.7 | 1.2 |  | 10 | 1984 | [9 empty] | S |  | Y | Industrial CHP | 7 | B | N | N | [17 empty] | N | bar: WC; N to Y
11415 | M A Patout & Sons Ltd | 51008 | M A Patout Son Ltd | LA | Iberia | 1000 | ST | SB | 1 | 1 | 1 |  | 10 | 1981 | WC: AB; PC: NG; N: Y; Y: N | N | S |  | Y | Industrial CHP | 7 | T | N | N | [17 empty] | N | [6 empty] | AB | NG
11415 | M A Patout & Sons Ltd | 51008 | M A Patout Son Ltd | LA | Iberia | 2000 | ST | SB | 2 | 2 | 2 |  | 10 | 1981 | WC: AB; PC: NG; N: Y; Y: N | N | S |  | Y | Industrial CHP | 7 | T | N | N | [17 empty] | N | [6 empty] | AB | NG
11426 | Massachusetts Water Res Auth | 10824 | Oakdale Power Station | MA | Worcester | OAKD | HY | OP | 3.5 | 3 | 3 |  | 5 | 1951 | WC: WAT; N: N; Y: Y |  | S | 0 | N | IPP Non-CHP | 2 |  | N | N | [17 empty] | N
11426 | Massachusetts Water Res Auth | 10825 | Cosgrove Intake and Power Station | MA | WORCESTER | UNI1 | HY | OP | 1.6 | 1 | 1 |  | 1 | 1969 | WC: WAT; N: N; Y: Y |  | S | 0 | N | IPP Non-CHP | 2 |  | N | N | [17 empty] | N
11426 | Massachusetts Water Res Auth | 10825 | Cosgrove Intake and Power Station | MA | WORCESTER | UNI2 | HY | OP | 1.6 | 1 | 1 |  | 1 | 1969 | WC: WAT; N: N; Y: Y |  | S | 0 | N | IPP Non-CHP | 2 |  | N | N | [17 empty] | N
11427 | Massachusetts Wtr RAuth-Deer I | 10823 | Deer Island Treatment Plant | MA | Suffolk | G101 | GT | SB | 26 | 22 | 27 |  | 8 | 1995 | WC: DFO; N: N; Y: Y | Y | S |  | N | Commercial CHP | 5 |  | N | N | [17 empty] | N
11427 | Massachusetts Wtr RAuth-Deer I | 10823 | Deer Island Treatment Plant | MA | Suffolk | G201 | GT | SB | 26 | 22 | 27 |  | 8 | 1995 | WC: DFO; N: N; Y: Y | Y | S |  | N | Commercial CHP | 5 |  | N | N | [17 empty] | N
11427 | Massachusetts Wtr RAuth-Deer I | 10823 | Deer Island Treatment Plant | MA | Suffolk | H101 | HY | OP | 1 | 1 | 1 |  | 7 | 2001 | WC: WAT; N: N; Y: N |  | S |  | N | Commercial CHP | 5 |  | N | N | [17 empty] | N
11427 | Massachusetts Wtr RAuth-Deer I | 10823 | Deer Island Treatment Plant | MA | Suffolk | H201 | HY | OP | 1 | 1 | 1 |  | 7 | 2001 | WC: WAT; N: N; Y: N |  | S |  | N | Commercial CHP | 5 |  | N | N
11427 | Massachusetts Wtr RAuth-Deer I | 10823 | Deer Island Treatment Plant | MA | Suffolk | PV101 | PV | OP | 0.1 | 0.1 | 0.1 |  | 5 | 2008 | WC: SUN; N: N; Y: N |  | S |  | N | Commercial CHP | 5 |  |  | N
11427 | Massachusetts Wtr RAuth-Deer I | 10823 | Deer Island Treatment Plant | MA | Suffolk | S101 | ST | OP | 17.5 | 9 | 17.5 |  | 7 | 1998 | WC: OBG; PC: DFO; N: Y; Y: Y |  | S |  | Y | Commercial CHP | 5 | T | N | N
11427 | Massachusetts Wtr RAuth-Deer I | 10823 | Deer Island Treatment Plant | MA | Suffolk | WT101 | WT | OP | 0.6 | 0.6 | 0.6 |  | 11 | 2009 | WC: WND; N: N; Y: N |  | S | 1 | N | Commercial CHP | 5 |  | N | N
11427 | Massachusetts Wtr RAuth-Deer I | 10823 | Deer Island Treatment Plant | MA | Suffolk | WT102 | WT | OP | 0.6 | 0.6 | 0.6 |  | 11 | 2009 | WC: WND; N: N; Y: N |  | S | 1 | N | Commercial CHP | 5 |  | N | N
11451 | Madison Paper Industries Inc | 10186 | Anson Abenaki Hydros | ME | Somerset | AB1 | HY | OP | 3 | 2.2 | 2.2 |  | 5 | 1983 | WC: WAT; N: N; Y: Y |  | S | 0 | N | Industrial CHP | 7 |  | N | N
11451 | Madison Paper Industries Inc | 10186 | Anson Abenaki Hydros | ME | Somerset | AB2 | HY | OP | 2.7 | 2.2 | 2.2 |  | 9 | 1980 | WC: WAT; N: N; Y: Y |  | S | 0 | N | Industrial CHP | 7 |  | N | N
11451 | Madison Paper Industries Inc | 10186 | Anson Abenaki Hydros | ME | Somerset | AB3 | HY | OP | 3 | 2.2 | 2.2 |  | 4 | 1983 | WC: WAT; N: N; Y: Y |  | S | 0 | N | Industrial CHP | 7 |  | N | N
11451 | Madison Paper Industries Inc | 10186 | Anson Abenaki Hydros | ME | Somerset | AB4 | HY | OP | 3 | 2.2 | 2.2 |  | 4 | 1983 | WC: WAT; N: N; Y: Y |  | S | 0 | N | Industrial CHP | 7 |  | N | N
11451 | Madison Paper Industries Inc | 10186 | Anson Abenaki Hydros | ME | Somerset | AB5 | HY | OP | 2.5 | 2.2 | 2.2 |  | 7 | 1961 | WC: WAT; N: N; Y: Y |  | S | 0 | N | Industrial CHP | 7 |  | N | N
11451 | Madison Paper Industries Inc | 10186 | Anson Abenaki Hydros | ME | Somerset | AB6 | HY | OP | 3 | 2.6 | 2.6 |  | 4 | 2008 | WC: WAT; N: N; Y: Y |  | S |  | N | Industrial CHP | 7 |  |  | N | [17 empty] | N
11451 | Madison Paper Industries Inc | 10186 | Anson Abenaki Hydros | ME | Somerset | AB7 | HY | OP | 2.5 | 2.2 | 2.2 |  | 1 | 1950 | WC: WAT; N: N; Y: Y |  | S | 0 | N | Industrial CHP | 7 |  | N | N
11451 | Madison Paper Industries Inc | 10186 | Anson Abenaki Hydros | ME | Somerset | AB8 | HY | OP | 0.3 | 0.3 | 0.3 |  | 8 | 1989 | WC: WAT; N: N; Y: Y |  | S | 0 | N | Industrial CHP | 7 |  | N | N
11451 | Madison Paper Industries Inc | 10186 | Anson Abenaki Hydros | ME | Somerset | AN1 | HY | OP | 1.8 | 1.8 | 1.8 |  | 9 | 1984 | WC: WAT; N: N; Y: Y |  | S | 0 | N | Industrial CHP | 7 |  | N | N
11451 | Madison Paper Industries Inc | 10186 | Anson Abenaki Hydros | ME | Somerset | AN2 | HY | OP | 1.8 | 1.8 | 1.8 |  | 9 | 1984 | WC: WAT; N: N; Y: Y |  | S | 0 | N | Industrial CHP | 7 |  | N | N
11451 | Madison Paper Industries Inc | 10186 | Anson Abenaki Hydros | ME | Somerset | AN3 | HY | OP | 1.8 | 1.8 | 1.8 |  | 9 | 1984 | WC: WAT; N: N; Y: Y |  | S | 0 | N | Industrial CHP | 7 |  | N | N
11451 | Madison Paper Industries Inc | 10186 | Anson Abenaki Hydros | ME | Somerset | AN4 | HY | OP | 1.8 | 1.8 | 1.8 |  | 9 | 1984 | WC: WAT; N: N; Y: Y |  | S | 0 | N | Industrial CHP | 7 |  | N | N
11451 | Madison Paper Industries Inc | 10186 | Anson Abenaki Hydros | ME | Somerset | AN5 | HY | OP | 1.8 | 1.8 | 1.8 |  | 9 | 1984 | WC: WAT; N: N; Y: Y |  | S | 0 | N | Industrial CHP | 7 |  | N | N
11451 | Madison Paper Industries Inc | 10186 | Anson Abenaki Hydros | ME | Somerset | STG1 | ST | OP | 3 | 2 | 2.5 |  | 8 | 1994 | WC: NG; PC: RFO; N: Y; Y: Y |  | S |  | Y | Industrial CHP | 7 | T | N | N | [17 empty] | N
11459 | March Point Cogeneration Co | 54268 | March Point Cogeneration | WA | Skagit | GTG1 | CT | OP | 46.6 | 39.6 | 42.1 |  | 9 | 1991 | NG | DFO | OG |  |  |  | Y | Y |  | J |  | Y | IPP CHP | 3 | B | N | N | [17 empty] | N
11459 | March Point Cogeneration Co | 54268 | March Point Cogeneration | WA | Skagit | GTG2 | CT | OP | 46.6 | 40 | 42.7 |  | 10 | 1991 | NG | DFO | OG |  |  |  | Y | Y |  | J |  | Y | IPP CHP | 3 | B | N | N | [17 empty] | N
11459 | March Point Cogeneration Co | 54268 | March Point Cogeneration | WA | Skagit | GTG3 | CT | OP | 46.6 | 40.6 | 43.4 |  | 1 | 1993 | NG | DFO | OG |  |  |  | Y | Y |  | J |  | Y | IPP CHP | 3 | B | N | N | [17 empty] | N
11459 | March Point Cogeneration Co | 54268 | March Point Cogeneration | WA | Skagit | STG1 | CA | OP | 27 | 26 | 26 |  | 1 | 1993 | NG | OG | DFO |  |  |  | N | Y |  | J |  | Y | IPP CHP | 3 | B | Y | N | [17 empty] | N
11460 | City of Macon - (MO) | 2141 | Macon | MO | Macon | 3 | IC | SB | 5 | 4.6 | 4.6 |  | 8 | 1971 | WC: DFO; PC: NG; N: Y; Y: Y | Y | S |  | N | Electric Utility | 1 |  |  | N | [17 empty] | N
11460 | City of Macon - (MO) | 2141 | Macon | MO | Macon | 4 | IC | SB | 1 | 0.7 | 0.7 |  | 9 | 1985 | WC: DFO; N: N; Y: Y | Y | S |  | N | Electric Utility | 1 |  |  | Y | [12 empty] | Y |  |  |  |  | N
11460 | City of Macon - (MO) | 56126 | Sub 2 Generating Station | MO | Macon | 1 | IC | SB | 1.8 | 1.8 | 1.8 |  | 1 | 2004 | WC: DFO; N: N; Y: Y | Y | S |  | N | Electric Utility | 1 |  | N | Y | [12 empty] | Y |  |  |  |  | N
11460 | City of Macon - (MO) | 56126 | Sub 2 Generating Station | MO | Macon | 2 | IC | SB | 1.8 | 1.8 | 1.8 |  | 1 | 2004 | WC: DFO; N: N; Y: Y | Y | S |  | N | Electric Utility | 1 |  | N | Y | [12 empty] | Y |  |  |  |  | N
11460 | City of Macon - (MO) | 56127 | Macon Energy Center | MO | Macon | 1 | GT | OP | 10 | 8.5 | 11 |  | 5 | 2003 | WC: NG; N: N; Y: Y |  | S |  | Y | Electric Utility | 1 | T |  | N | [17 empty] | N
11460 | City of Macon - (MO) | 56128 | Sub 3 Generating Station | MO | Macon | 1 | IC | SB | 1.8 | 1.8 | 1.8 |  | 11 | 2003 | WC: DFO; N: N; Y: Y | Y | S |  | N | Electric Utility | 1 |  | N | Y | [12 empty] | Y |  |  |  |  | N
11460 | City of Macon - (MO) | 56128 | Sub 3 Generating Station | MO | Macon | 2 | IC | SB | 1.8 | 1.8 | 1.8 |  | 11 | 2003 | WC: DFO; N: N; Y: Y | Y | S |  | N | Electric Utility | 1 |  | N | Y | [12 empty] | Y |  |  |  |  | N
11460 | City of Macon - (MO) | 56128 | Sub 3 Generating Station | MO | Macon | 3 | IC | SB | 1.8 | 1.8 | 1.8 |  | 11 | 2003 | WC: DFO; N: N; Y: Y | Y | S |  | N | Electric Utility | 1 |  | N | Y | [12 empty] | Y |  |  |  |  | N
11460 | City of Macon - (MO) | 56128 | Sub 3 Generating Station | MO | Macon | 4 | IC | SB | 1.8 | 1.8 | 1.8 |  | 11 | 2003 | WC: DFO; N: N; Y: Y | Y | S |  | N | Electric Utility | 1 |  | N | Y | [12 empty] | Y |  |  |  |  | N
11468 | Madison Hydro Partners | 50890 | Ivy River Hydro | NC | Madison | GEN1 | HY | OS | 0.2 | 0.2 | 0.2 |  | 11 | 1985 | WC: WAT; N: N; Y: Y | Y | S |  | N | IPP Non-CHP | 2 |  | N | N | [17 empty] | N
11468 | Madison Hydro Partners | 50890 | Ivy River Hydro | NC | Madison | GEN2 | HY | OS | 0.2 | 0.2 | 0.2 |  | 11 | 1985 | WC: WAT; N: N; Y: Y |  | S |  | N | IPP Non-CHP | 2 |  | N | N | [17 empty] | N
11468 | Madison Hydro Partners | 50890 | Ivy River Hydro | NC | Madison | GEN3 | HY | OS | 0.2 | 0.2 | 0.2 |  | 11 | 1985 | WC: WAT; N: N; Y: Y |  | S |  | N | IPP Non-CHP | 2 |  | N | N | [17 empty] | N
11468 | Madison Hydro Partners | 50890 | Ivy River Hydro | NC | Madison | GEN4 | HY | OS | 0.2 | 0.2 | 0.2 |  | 11 | 1985 | WC: WAT; N: N; Y: Y |  | S |  | N | IPP Non-CHP | 2 |  | N | N
11468 | Madison Hydro Partners | 50890 | Ivy River Hydro | NC | Madison | GEN5 | HY | OS | 0.2 | 0.2 | 0.2 |  | 11 | 1985 | WC: WAT; N: N; Y: Y |  | S |  | N | IPP Non-CHP | 2 |  | N | N
11468 | Madison Hydro Partners | 50890 | Ivy River Hydro | NC | Madison | GEN6 | HY | OS | 0.2 | 0.2 | 0.2 |  | 11 | 1985 | WC: WAT; N: N; Y: Y |  | S |  | N | IPP Non-CHP | 2 |  | N | N
11479 | Madison Gas & Electric Co | 3991 | Fitchburg | WI | Dane | 1 | GT | OP | 28.8 | 18.3 | 18.3 |  | 5 | 1973 | WC: NG; PC: DFO; N: Y; Y: Y |  | S |  | N | Electric Utility | 1 |  | N | N
11479 | Madison Gas & Electric Co | 3991 | Fitchburg | WI | Dane | 2 | GT | OP | 28.8 | 18 | 18 |  | 5 | 1973 | WC: NG; PC: DFO; N: Y; Y: Y |  | S |  | N | Electric Utility | 1 |  | N | N
11479 | Madison Gas & Electric Co | 3992 | Blount Street | WI | Dane | 6 | ST | OP | 50 | 49.9 | 49.9 |  | 6 | 1957 | WC: NG; PC: OBS; N: Y; Y: Y |  | S |  | N | Electric Utility | 1 |  | N | N | [18 empty] | N
11479 | Madison Gas & Electric Co | 3992 | Blount Street | WI | Dane | 7 | ST | OP | 50 | 50.2 | 50.2 |  | 7 | 1961 | WC: NG; PC: OBS; N: Y; Y: Y |  | S |  | N | Electric Utility | 1 |  | N | N | [18 empty] | N
11479 | Madison Gas & Electric Co | 3993 | Sycamore | WI | Dane | 1 | GT | OP | 18 | 12.2 | 12.2 |  | 12 | 1967 | WC: NG; PC: DFO; N: Y; Y: Y |  | S |  | N | Electric Utility | 1 |  | N | N
11479 | Madison Gas & Electric Co | 3993 | Sycamore | WI | Dane | 2 | GT | OP | 23.6 | 18.8 | 18.8 |  | 6 | 1971 | WC: NG; PC: DFO; N: Y; Y: Y |  | S |  | N | Electric Utility | 1 |  | N | N
11479 | Madison Gas & Electric Co | 7799 | West Marinette 34 | WI | Marinette | 34 | GT | OP | 83 | 74.4 | 74.4 |  | 6 | 2000 | WC: NG; PC: DFO; N: Y; Y: Y |  | S |  | N | Electric Utility | 1 |  | N | N
11479 | Madison Gas & Electric Co | 7886 | Wind Turbine | WI | Kewaunee | 1 | WT | OP | 11 | 0.9 | 0.9 |  | 6 | 1999 | WC: WND; N: N; Y: Y |  | S | 17 | N | Electric Utility | 1 |  | N | N
11479 | Madison Gas & Electric Co | 7991 | West Campus Cogeneration Facility | WI | Dane | 1 | CT | OP | 54 | 29.9 | 29.9 |  | 4 | 2005 | WC: NG; PC: DFO; N: Y; Y: Y |  | S |  | Y | Electric Utility | 1 | T | N | N | [17 empty] | N
11479 | Madison Gas & Electric Co | 7991 | West Campus Cogeneration Facility | WI | Dane | CT2 | CT | OP | 54 | 32.5 | 32.5 |  | 4 | 2005 | WC: NG; PC: DFO; N: Y; Y: Y |  | S |  | Y | Electric Utility | 1 | T | N | N | [17 empty] | N
11479 | Madison Gas & Electric Co | 7991 | West Campus Cogeneration Facility | WI | Dane | STG1 | CA | OP | 61.3 | 63.9 | 63.9 |  | 4 | 2005 | WC: NG; PC: DFO; N: Y; Y: Y |  | J |  | Y | Electric Utility | 1 | T | Y | N | [17 empty] | N
11479 | Madison Gas & Electric Co | 9674 | Nine Springs | WI | Dane | GT1 | GT | OP | 16.2 | 12.2 | 12.2 |  | 12 | 1964 | WC: NG; N: N; Y: Y |  | S |  | N | Electric Utility | 1 |  | N | N
11479 | Madison Gas & Electric Co | 56070 | Diesel Generators | WI | Dane | 1 | IC | OP | 54 | 49.8 | 49.8 |  | 6 | 2001 | WC: DFO; N: N; Y: Y |  | S |  | N | Electric Utility | 1 |  | N | N
11479 | Madison Gas & Electric Co | 56386 | Top of Iowa Windfarm III | IA | Worth | TOI3 | WT | OP | 29.7 | 3.4 | 3.4 |  | 2 | 2008 | WC: WND; N: N; Y: Y |  | S | 18 | N | Electric Utility | 1 |  |  | N | [17 empty] | N
11481 | City of Madison - (NE) | 7469 | Madison Utilities | NE | Madison | FM1 | IC | OP | 2 | 1.7 | 1.7 |  | 12 | 1959 | WC: DFO; PC: NG; N: Y; Y: N |  | S |  | N | Electric Utility | 1 |  | N | N
11481 | City of Madison - (NE) | 7469 | Madison Utilities | NE | Madison | FM2 | IC | OP | 1.3 | 1 | 1 |  | 9 | 1959 | WC: DFO; PC: NG; N: Y; Y: N |  | S |  | N | Electric Utility | 1 |  | N | N
11481 | City of Madison - (NE) | 7469 | Madison Utilities | NE | Madison | FM3 | IC | OP | 1.1 | 0.9 | 0.9 |  | 4 | 1953 | WC: DFO; PC: NG; N: Y; Y: N |  | S |  | N | Electric Utility | 1 |  | N | N
11481 | City of Madison - (NE) | 7469 | Madison Utilities | NE | Madison | FM5 | IC | OP | 1.4 | 1 | 1 |  | 3 | 2006 | WC: DFO; PC: NG; N: Y; Y: N |  | S |  | N | Electric Utility | 1 |  |  | N
11495 | Magic Reservoir Hydroelec Inc | 10740 | Magic Dam Hydroelectric Project | ID | LINCOLN | GEN1 | HY | OP | 3 | 2.9 | 2.8 |  | 5 | 1989 | WC: WAT; N: N; Y: Y |  | S |  | N | IPP Non-CHP | 2 |  | N | N | [12 empty] | N |  |  |  |  | N
11495 | Magic Reservoir Hydroelec Inc | 10740 | Magic Dam Hydroelectric Project | ID | LINCOLN | GEN2 | HY | OP | 3 | 2.9 | 2.8 |  | 5 | 1989 | WC: WAT; N: N; Y: Y |  | S |  | N | IPP Non-CHP | 2 |  | N | N | [12 empty] | N |  |  |  |  | N
11495 | Magic Reservoir Hydroelec Inc | 10740 | Magic Dam Hydroelectric Project | ID | LINCOLN | GEN3 | HY | OP | 3 | 2.9 | 2.8 |  | 5 | 1989 | WC: WAT; N: N; Y: Y |  | S |  | N | IPP Non-CHP | 2 |  | N | N | [12 empty] | N |  |  |  |  | N
11540 | City of Malden - (MO) | 2142 | Malden | MO | Dunklin | 1 | IC | OP | 1.4 | 1.2 | 1.2 |  | 8 | 1951 | WC: DFO; PC: NG; N: Y; Y: Y |  | S |  | N | Electric Utility | 1 |  | N | N | [17 empty] | N
11540 | City of Malden - (MO) | 2142 | Malden | MO | Dunklin | 2A | IC | OP | 1.8 | 1.8 | 1.8 |  | 2 | 1996 | WC: DFO; N: N; Y: Y |  | S |  | N | Electric Utility | 1 |  | N | N | [17 empty] | N
11540 | City of Malden - (MO) | 2142 | Malden | MO | Dunklin | 3A | IC | OP | 1.8 | 1.8 | 1.8 |  | 2 | 1996 | WC: DFO; N: N; Y: Y |  | S |  | N | Electric Utility | 1 |  | N | N | [17 empty] | N
11540 | City of Malden - (MO) | 2142 | Malden | MO | Dunklin | 4A | IC | OP | 1.8 | 1.8 | 1.8 |  | 2 | 1996 | WC: DFO; N: N; Y: Y |  | S |  | N | Electric Utility | 1 |  | N | N | [17 empty] | N
11540 | City of Malden - (MO) | 2142 | Malden | MO | Dunklin | 5 | IC | OP | 1.4 | 1.2 | 1.2 |  | 8 | 1957 | WC: DFO; PC: NG; N: Y; Y: Y |  | S |  | N | Electric Utility | 1 |  | N | N | [17 empty] | N
11540 | City of Malden - (MO) | 2142 | Malden | MO | Dunklin | 6 | IC | OP | 2 | 1.8 | 1.8 |  | 8 | 1963 | WC: DFO; PC: NG; N: Y; Y: Y |  | S |  | N | Electric Utility | 1 |  | N | N | [17 empty] | N
11540 | City of Malden - (MO) | 2142 | Malden | MO | Dunklin | 7 | IC | OP | 2.8 | 2.5 | 2.5 |  | 8 | 1973 | WC: DFO; PC: NG; N: Y; Y: Y |  | S |  | N | Electric Utility | 1 |  | N | N | [17 empty] | N
11540 | City of Malden - (MO) | 2142 | Malden | MO | Dunklin | 8 | IC | OP | 4.3 | 3.8 | 3.8 |  | 8 | 1973 | WC: DFO; PC: NG; N: Y; Y: Y |  | S |  | N | Electric Utility | 1 |  | N | N | [17 empty] | N
11556 | Malacha Hydro Ltd Partnership | 10458 | Muck Valley Hydroelectric | CA | LASSEN | GEN1 | HY | OP | 29.9 | 29.9 | 29.9 |  | 12 | 1988 | WC: WAT; N: N; Y: Y |  | S | 0 | N | IPP Non-CHP | 2 |  | N | N | [17 empty] | N
11560 | City of Manassas - (VA) | 7438 | Church Street Plant | VA | Prince William | C1 | IC | OP | 1 | 1 | 1 |  | 10 | 1979 | WC: DFO; N: N; Y: Y |  | S |  | N | Electric Utility | 1 |  | N | N | [17 empty] | N
11560 | City of Manassas - (VA) | 7438 | Church Street Plant | VA | Prince William | C2 | IC | OP | 1 | 1 | 1 |  | 10 | 1979 | WC: DFO; N: N; Y: Y |  | S |  | N | Electric Utility | 1 |  | N | N | [17 empty] | N
11560 | City of Manassas - (VA) | 7438 | Church Street Plant | VA | Prince William | C3A | IC | OP | 1.1 | 1 | 1 |  | 6 | 1996 | WC: DFO; N: N; Y: Y |  | S |  | N | Electric Utility | 1 |  | N | N | [17 empty] | N
11560 | City of Manassas - (VA) | 7438 | Church Street Plant | VA | Prince William | C4 | IC | OP | 1 | 1 | 1 |  | 10 | 1979 | WC: DFO; N: N; Y: Y |  | S |  | N | Electric Utility | 1 |  | N | N | [17 empty] | N
11560 | City of Manassas - (VA) | 7438 | Church Street Plant | VA | Prince William | C5 | IC | OP | 1.6 | 1.5 | 1.5 |  | 2 | 1987 | WC: DFO; N: N; Y: Y |  | S |  | N | Electric Utility | 1 |  | N | N | [17 empty] | N
11560 | City of Manassas - (VA) | 7438 | Church Street Plant | VA | Prince William | C6 | IC | OP | 1.6 | 1.5 | 1.5 |  | 2 | 1987 | WC: DFO; N: N; Y: Y |  | S |  | N | Electric Utility | 1 |  | N | N | [17 empty] | N
11560 | City of Manassas - (VA) | 7439 | Godwin Drive Plant | VA | Prince William | C10 | IC | OP | 1.5 | 1.5 | 1.5 |  | 11 | 1992 | WC: DFO; N: N; Y: Y |  | S |  | N | Electric Utility | 1 |  | N | N | [17 empty] | N
11560 | City of Manassas - (VA) | 7439 | Godwin Drive Plant | VA | Prince William | C7 | IC | OP | 1.6 | 1.5 | 1.5 |  | 5 | 1990 | WC: DFO; N: N; Y: Y |  | S |  | N | Electric Utility | 1 |  | N | N | [17 empty] | N
11560 | City of Manassas - (VA) | 7439 | Godwin Drive Plant | VA | Prince William | C8 | IC | OP | 1.6 | 1.5 | 1.5 |  | 5 | 1990 | WC: DFO; N: N; Y: Y |  | S |  | N | Electric Utility | 1 |  | N | N | [17 empty] | N
11560 | City of Manassas - (VA) | 7439 | Godwin Drive Plant | VA | Prince William | C9 | IC | OP | 1.6 | 1.5 | 1.5 |  | 11 | 1992 | WC: DFO; N: N; Y: Y |  | S |  | N | Electric Utility | 1 |  | N | N | [17 empty] | N
11560 | City of Manassas - (VA) | 7440 | VMEA 1 Credit Gen | VA | Prince William | V10 | IC | OP | 1.6 | 1.5 | 1.5 |  | 5 | 1990 | WC: DFO; N: N; Y: Y |  | J |  | N | Electric Utility | 1 |  | N | N | [17 empty] | N
11560 | City of Manassas - (VA) | 7440 | VMEA 1 Credit Gen | VA | Prince William | V3 | IC | OP | 1.6 | 1.5 | 1.5 |  | 5 | 1990 | WC: DFO; N: N; Y: Y |  | J |  | N | Electric Utility | 1 |  | N | N | [17 empty] | N
11560 | City of Manassas - (VA) | 7440 | VMEA 1 Credit Gen | VA | Prince William | V4 | IC | OP | 1.6 | 1.5 | 1.5 |  | 5 | 1990 | WC: DFO; N: N; Y: Y |  | J |  | N | Electric Utility | 1 |  | N | N | [17 empty] | N
11560 | City of Manassas - (VA) | 7440 | VMEA 1 Credit Gen | VA | Prince William | V5 | IC | OP | 1.6 | 1.5 | 1.5 |  | 5 | 1990 | WC: DFO; N: N; Y: Y |  | J |  | N | Electric Utility | 1 |  | N | N | [17 empty] | N
11560 | City of Manassas - (VA) | 7440 | VMEA 1 Credit Gen | VA | Prince William | V6 | IC | OP | 1.6 | 1.5 | 1.5 |  | 5 | 1990 | WC: DFO; N: N; Y: Y |  | J |  | N | Electric Utility | 1 |  | N | N | [17 empty] | N
11560 | City of Manassas - (VA) | 7440 | VMEA 1 Credit Gen | VA | Prince William | V7 | IC | OP | 1.6 | 1.5 | 1.5 |  | 5 | 1990 | WC: DFO; N: N; Y: Y |  | J |  | N | Electric Utility | 1 |  | N | N | [17 empty] | N
11560 | City of Manassas - (VA) | 7440 | VMEA 1 Credit Gen | VA | Prince William | V8 | IC | OP | 1.6 | 1.5 | 1.5 |  | 5 | 1990 | WC: DFO; N: N; Y: Y |  | J |  | N | Electric Utility | 1 |  | N | N | [17 empty] | N
11560 | City of Manassas - (VA) | 7440 | VMEA 1 Credit Gen | VA | Prince William | V9-1 | IC | OP | 2 | 1.8 | 1.8 |  | 4 | 2009 | WC: DFO; N: N; Y: Y |  | J |  | N | Electric Utility | 1 |  | N | N | [17 empty] | N
11560 | City of Manassas - (VA) | 7441 | VMEA Peaking Gen | VA | Prince William | V1 | IC | OP | 1.6 | 1.5 | 1.5 |  | 11 | 1992 | WC: DFO; N: N; Y: Y |  | J |  | N | Electric Utility | 1 |  | N | N | [17 empty] | N
11560 | City of Manassas - (VA) | 7441 | VMEA Peaking Gen | VA | Prince William | V11 | IC | OP | 1.6 | 1.5 | 1.5 |  | 7 | 1993 | WC: DFO; N: N; Y: Y |  | J |  | N | Electric Utility | 1 |  | N | N | [17 empty] | N
11560 | City of Manassas - (VA) | 7441 | VMEA Peaking Gen | VA | Prince William | V12 | IC | OP | 1.6 | 1.5 | 1.5 |  | 7 | 1993 | WC: DFO; N: N; Y: Y |  | J |  | N | Electric Utility | 1 |  | N | N | [17 empty] | N
11560 | City of Manassas - (VA) | 7441 | VMEA Peaking Gen | VA | Prince William | V2 | IC | OP | 1.6 | 1.5 | 1.5 |  | 11 | 1992 | WC: DFO; N: N; Y: Y |  | J |  | N | Electric Utility | 1 |  | N | N | [17 empty] | N
11560 | City of Manassas - (VA) | 7797 | Dominion/Lo Mar | VA | Prince William | DOM1 | GT | OP | 12 | 11.1 | 11.1 |  | 8 | 1997 | WC: DFO; N: N; Y: Y |  | S |  | N | Electric Utility | 1 |  | N | N | [17 empty] | N
11560 | City of Manassas - (VA) | 7797 | Dominion/Lo Mar | VA | Prince William | DOM2 | IC | OP | 1.8 | 1.7 | 1.7 |  | 8 | 1997 | WC: DFO; N: N; Y: Y |  | S |  | N | Electric Utility | 1 |  | N | N | [17 empty] | N
11560 | City of Manassas - (VA) | 7797 | Dominion/Lo Mar | VA | Prince William | LOM1 | IC | OP | 1.8 | 1.7 | 1.7 |  | 8 | 1997 | WC: DFO; N: N; Y: Y |  | S |  | N | Electric Utility | 1 |  | N | N | [17 empty] | N
11560 | City of Manassas - (VA) | 7797 | Dominion/Lo Mar | VA | Prince William | LOM2 | IC | OP | 1.8 | 1.7 | 1.7 |  | 8 | 1997 | WC: DFO; N: N; Y: Y |  | S |  | N | Electric Utility | 1 |  | N | N | [17 empty] | N
11560 | City of Manassas - (VA) | 7797 | Dominion/Lo Mar | VA | Prince William | LOM3 | IC | OP | 1.8 | 1.7 | 1.7 |  | 8 | 1997 | WC: DFO; N: N; Y: Y |  | S |  | N | Electric Utility | 1 |  | N | N | [17 empty] | N
11560 | City of Manassas - (VA) | 7798 | Gateway Gen | VA | Prince William | 1 | IC | OP | 1.8 | 1.7 | 1.7 |  | 3 | 1996 | WC: DFO; N: N; Y: Y |  | S |  | N | Electric Utility | 1 |  | N | N | [17 empty] | N
11560 | City of Manassas - (VA) | 7798 | Gateway Gen | VA | Prince William | 2 | IC | OP | 1.8 | 1.7 | 1.7 |  | 6 | 2009 | WC: DFO; N: N; Y: Y |  | S |  | N | Electric Utility | 1 |  | N | N | [17 empty] | N
11560 | City of Manassas - (VA) | 56368 | Water Treatment Plant Generators | VA | PRINCE WILLIAM | WP1 | IC | OP | 1.8 | 1.7 | 1.7 |  | 4 | 2007 | WC: DFO; N: N; Y: Y |  | S |  | N | Electric Utility | 1 |  | N | N | [17 empty] | N
11560 | City of Manassas - (VA) | 56491 | Dean Drive Area Electric Generators | VA | MANASSAS CITY | PG1 | IC | OP | 1.6 | 1.6 | 1.6 |  | 4 | 2007 | WC: DFO; N: N; Y: Y |  | S |  | N | Electric Utility | 1 |  | N | N | [17 empty] | N
11560 | City of Manassas - (VA) | 56491 | Dean Drive Area Electric Generators | VA | MANASSAS CITY | PG2 | IC | OP | 1.6 | 1.6 | 1.6 |  | 4 | 2007 | WC: DFO; N: N; Y: Y |  | S |  | N | Electric Utility | 1 |  | N | N | [17 empty] | N
11566 | City of Mangum - (OK) | 2991 | Mangum | OK | GREER | 1 | IC | OP | 1.1 | 0.9 | 0.9 |  | 1 | 1946 | WC: NG; PC: DFO; N: N; Y: Y |  | S |  | N | Electric Utility | 1 |  | N | N | [12 empty] | N |  |  |  |  | N
11566 | City of Mangum - (OK) | 2991 | Mangum | OK | GREER | 4 | IC | OP | 1.5 | 1.2 | 1.2 |  | 1 | 1956 | WC: NG; PC: DFO; N: N; Y: Y |  | S |  | N | Electric Utility | 1 |  | N | N | [12 empty] | N |  |  |  |  | N
11566 | City of Mangum - (OK) | 2991 | Mangum | OK | GREER | 5 | IC | OP | 2 | 1.7 | 1.7 |  | 7 | 1963 | WC: NG; PC: DFO; N: N; Y: Y |  | S |  | N | Electric Utility | 1 |  | N | N | [12 empty] | N |  |  |  |  | N
11566 | City of Mangum - (OK) | 2991 | Mangum | OK | GREER | 6 | IC | OP | 2.1 | 1.6 | 1.6 |  | 11 | 1969 | WC: NG; PC: DFO; N: N; Y: Y |  | S |  | N | Electric Utility | 1 |  | N | N | [12 empty] | N |  |  |  |  | N
11569 | Manchief Power Co LLC | 55127 | Manchief Electric Generating Station | CO | Morgan | UN1 | GT | OP | 150 | 132 | 160 |  | 6 | 2000 | WC: NG; N: N; Y: Y | Y | S |  | N | IPP Non-CHP | 2 |  | N | N | [17 empty] | N
11569 | Manchief Power Co LLC | 55127 | Manchief Electric Generating Station | CO | Morgan | UN2 | GT | OP | 150 | 132 | 160 |  | 6 | 2000 | WC: NG; N: N; Y: Y | Y | S |  | N | IPP Non-CHP | 2 |  | N | N | [17 empty] | N
11571 | Manitowoc Public Utilities | 4125 | Manitowoc | WI | Manitowoc | 5 | ST | OP | 22 | 22 | 22 |  | 6 | 1955 | PC | SUB | WDS | BIT |  |  | Y | Y |  | S |  | N | Electric Utility | 1 |  | N | N | [12 empty] | N |  |  |  |  | N |  | Y | Y |  |  |  | NG
11571 | Manitowoc Public Utilities | 4125 | Manitowoc | WI | Manitowoc | 6 | ST | OP | 32 | 26.5 | 26.5 |  | 6 | 1962 | PC | SUB | BIT | WDS |  |  | Y | Y |  | S |  | N | Electric Utility | 1 |  | N | N | [12 empty] | N |  |  |  |  | N |  | Y | Y |  |  |  | NG
11571 | Manitowoc Public Utilities | 4125 | Manitowoc | WI | Manitowoc | 9 | ST | OP | 63.4 | 58.4 | 58.4 |  | 4 | 2007 | PC | WDS | SUB | BIT |  |  | Y | Y |  | S |  | Y | Electric Utility | 1 | T | N | N | [12 empty] | N |  |  |  |  | N |  | Y | N |  |  |  | NG
11571 | Manitowoc Public Utilities | 4125 | Manitowoc | WI | Manitowoc | IC2 | IC | OP | 5.5 | 5 | 5 |  | 9 | 1985 | WC: NG; PC: DFO; N: Y; Y: Y |  | S |  | N | Electric Utility | 1 |  | N | N | [12 empty] | N |  |  |  |  | N
11571 | Manitowoc Public Utilities | 7795 | Custer Energy Center | WI | Manitowoc | 1 | GT | OP | 24.5 | 22 | 24 |  | 6 | 1999 | WC: NG; PC: DFO; N: Y; Y: Y |  | S |  | N | Electric Utility | 1 |  | N | N | [12 empty] | N |  |  |  |  | N
11581 | City of Manning | 1160 | Manning | IA | Carroll | 1 | IC | SB | 0.2 | 0.2 | 0.2 |  | 3 | 1928 | WC: DFO; N: N; Y: Y | Y | S |  | N | Electric Utility | 1 |  | N | N | [17 empty] | N
11581 | City of Manning | 1160 | Manning | IA | Carroll | 2 | IC | SB | 0.2 | 0.2 | 0.2 |  | 3 | 1928 | WC: DFO; N: N; Y: Y | Y | S |  | N | Electric Utility | 1 |  | N | N | [17 empty] | N
11581 | City of Manning | 1160 | Manning | IA | Carroll | 4 | IC | SB | 0.6 | 0.6 | 0.6 |  | 7 | 1949 | WC: DFO; N: N; Y: Y | Y | S |  | N | Electric Utility | 1 |  | N | N | [17 empty] | N
11581 | City of Manning | 1160 | Manning | IA | Carroll | M1 | IC | OP | 2.3 | 2.3 | 2.3 |  | 4 | 2012 | WC: DFO; N: N; Y: Y |  | S |  | N | Electric Utility | 1 | [20 empty] | N
11581 | City of Manning | 1160 | Manning | IA | Carroll | M2 | IC | OP | 2.3 | 2.3 | 2.3 |  | 4 | 2012 | WC: DFO; N: N; Y: Y |  | S |  | N | Electric Utility | 1 | [20 empty] | N
11581 | City of Manning | 1160 | Manning | IA | Carroll | M3 | IC | OP | 2.3 | 2.3 | 2.3 |  | 4 | 2012 | WC: DFO; N: N; Y: Y |  | S |  | N | Electric Utility | 1
11588 | City of Manti - (UT) | 1020 | Manti Lower | UT | Sanpete | 2 | HY | OP | 0.6 | 0.5 | 0.1 |  | 1 | 1989 | WC: WAT; N: N; Y: Y | Y | S |  | N | Electric Utility | 1 |  | N | N | [17 empty] | N
11588 | City of Manti - (UT) | 1020 | Manti Lower | UT | Sanpete | HC1 | HY | OP | 0.6 | 0.5 | 0.1 |  | 1 | 1989 | WC: WAT; N: N; Y: Y | Y | S |  | N | Electric Utility | 1 |  | N | N | [17 empty] | N
11588 | City of Manti - (UT) | 3676 | Manti Upper | UT | SANPETE | 1 | HY | SB | 0.6 | 0.4 | 0.1 |  | 1 | 1939 | WC: WAT; N: N; Y: Y | Y | S |  | N | Electric Utility | 1 |  | N | N | [17 empty] | N
11588 | City of Manti - (UT) | 3676 | Manti Upper | UT | SANPETE | HC2 | HY | OP | 1 | 0.8 | 0.1 |  | 1 | 1988 | WC: WAT; N: N; Y: Y | Y | S |  | N | Electric Utility | 1 |  | N | N | [17 empty] | N
11601 | Marlborough Hydro Corp | 50285 | Lower Village Water Power Project | NH | Sullivan | 0001 | HY | OP | 0.6 | 0.6 | 0.6 |  | 5 | 1995 | WC: WAT; N: N; Y: Y |  | S |  | N | IPP Non-CHP | 2 |  | N | N
11601 | Marlborough Hydro Corp | 50285 | Lower Village Water Power Project | NH | Sullivan | 0002 | HY | OP | 0.6 | 0.6 | 0.6 |  | 5 | 1995 | WC: WAT; N: N; Y: Y |  | S | 0 | N | IPP Non-CHP | 2 |  | N | N
11611 | City of Maquoketa - (IA) | 1162 | Maquoketa 1 | IA | Jackson | 1A | IC | OP | 3.1 | 3 | 3.1 |  | 6 | 2004 | WC: NG; PC: DFO; N: N; Y: Y |  | S |  | N | Electric Utility | 1 |  | N | N | [17 empty] | N
11611 | City of Maquoketa - (IA) | 1162 | Maquoketa 1 | IA | Jackson | 2A | IC | OP | 3.1 | 3 | 3.1 |  | 6 | 2004 | WC: NG; PC: DFO; N: N; Y: Y |  | S |  | N | Electric Utility | 1 |  | N | N | [17 empty] | N
11611 | City of Maquoketa - (IA) | 1162 | Maquoketa 1 | IA | Jackson | 3 | IC | OP | 2.1 | 2 | 2 |  | 10 | 1969 | WC: NG; PC: DFO; N: N; Y: Y |  | S |  | N | Electric Utility | 1 |  | N | N | [17 empty] | N
11611 | City of Maquoketa - (IA) | 1162 | Maquoketa 1 | IA | Jackson | 4A | IC | OP | 1.8 | 1.8 | 1.8 |  | 7 | 1999 | WC: DFO; N: N; Y: Y |  | S |  | N | Electric Utility | 1 |  | N | N
11611 | City of Maquoketa - (IA) | 1162 | Maquoketa 1 | IA | Jackson | 5 | IC | OP | 1.7 | 1.5 | 1.5 |  | 6 | 1956 | WC: NG; PC: DFO; N: N; Y: Y |  | S |  | N | Electric Utility | 1 |  | N | N
11611 | City of Maquoketa - (IA) | 1162 | Maquoketa 1 | IA | Jackson | 6 | IC | OP | 2.5 | 2.4 | 2.4 |  | 11 | 1962 | WC: NG; PC: DFO; N: N; Y: Y |  | S |  | N | Electric Utility | 1 |  | N | N
11611 | City of Maquoketa - (IA) | 1162 | Maquoketa 1 | IA | Jackson | 7 | IC | OP | 6.5 | 6.5 | 6.5 |  | 9 | 1982 | WC: NG; PC: DFO; N: N; Y: Y |  | S |  | N | Electric Utility | 1 |  | N | N
11611 | City of Maquoketa - (IA) | 1162 | Maquoketa 1 | IA | Jackson | 8 | IC | OP | 1.8 | 1.8 | 1.8 |  | 9 | 1996 | WC: DFO; N: N; Y: Y |  | S |  | N | Electric Utility | 1 |  | N | N
11611 | City of Maquoketa - (IA) | 1162 | Maquoketa 1 | IA | Jackson | 9 | IC | OP | 1.8 | 1.8 | 1.8 |  | 7 | 2000 | WC: DFO; N: N; Y: Y |  | S |  | N | Electric Utility | 1 |  | N | N | [17 empty] | N
11611 | City of Maquoketa - (IA) | 7921 | Maquoketa 2 | IA | JACKSON | 11 | IC | OP | 2 | 1.2 | 1.2 |  | 7 | 2001 | WC: DFO; N: N; Y: Y |  | S |  | N | Electric Utility | 1 |  | N | N | [17 empty] | N
11611 | City of Maquoketa - (IA) | 7921 | Maquoketa 2 | IA | JACKSON | 12 | IC | OP | 2 | 1.2 | 1.2 |  | 7 | 2001 | WC: DFO; N: N; Y: Y |  | S |  | N | Electric Utility | 1 |  | N | N | [17 empty] | N
11611 | City of Maquoketa - (IA) | 7921 | Maquoketa 2 | IA | JACKSON | 13 | IC | OP | 2 | 1.2 | 1.2 |  | 6 | 2002 | WC: DFO; N: N; Y: Y |  | S |  | N | Electric Utility | 1 |  | N | N | [17 empty] | N
11611 | City of Maquoketa - (IA) | 7921 | Maquoketa 2 | IA | JACKSON | 14 | IC | OP | 2 | 1.2 | 1.2 |  | 6 | 2002 | WC: DFO; N: N; Y: Y |  | S |  | N | Electric Utility | 1 |  | N | N | [17 empty] | N
11624 | City of Marblehead - (MA) | 6586 | Wilkins Station | MA | Essex | 1 | IC | OP | 2.7 | 2.5 | 2.5 |  | 11 | 1975 | WC: DFO; N: N; Y: Y |  | S |  | N | Electric Utility | 1 |  | N | N
11624 | City of Marblehead - (MA) | 6586 | Wilkins Station | MA | Essex | 2 | IC | OP | 2.7 | 2.5 | 2.5 |  | 11 | 1975 | WC: DFO; N: N; Y: Y |  | S |  | N | Electric Utility | 1 |  | N | N
11626 | City of Marceline | 7470 | Marceline | MO | Linn | 1 | IC | SB | 1 | 1 | 1 |  | 8 | 1989 | WC: DFO; N: N; Y: Y | Y | S |  | N | Electric Utility | 1 |  | N | N | [12 empty] | N |  |  |  |  | N
11626 | City of Marceline | 7470 | Marceline | MO | Linn | 2 | IC | SB | 3 | 3 | 3 |  | 3 | 2002 | WC: DFO; PC: NG; N: Y; Y: Y | Y | S |  | N | Electric Utility | 1 |  | N | N | [17 empty] | N
11626 | City of Marceline | 7470 | Marceline | MO | Linn | 5 | IC | SB | 2 | 2 | 2 |  | 2 | 2004 | WC: DFO; N: N; Y: Y | Y | S |  | N | Electric Utility | 1 |  | N | N | [17 empty] | N
11626 | City of Marceline | 7470 | Marceline | MO | Linn | 6 | IC | SB | 2 | 2 | 2 |  | 2 | 2004 | WC: DFO; N: N; Y: Y | Y | S |  | N | Electric Utility | 1 |  | N | N | [17 empty] | N
11637 | Marathon Electric Mfg Corp | 50990 | Marathon Electric | WI | Marathon | P1-1 | IC | SB | 0.4 | 0.4 | 0.4 |  | 12 | 1978 | WC: DFO; N: N; Y: Y | Y | S |  | N | Industrial Non-CHP | 6 |  | N | N | [17 empty] | N
11637 | Marathon Electric Mfg Corp | 50990 | Marathon Electric | WI | Marathon | P1-2 | IC | SB | 0.4 | 0.4 | 0.4 |  | 12 | 1978 | WC: DFO; N: N; Y: Y | Y | S |  | N | Industrial Non-CHP | 6 |  | N | N | [17 empty] | N
11637 | Marathon Electric Mfg Corp | 50990 | Marathon Electric | WI | Marathon | P2-3 | IC | SB | 0.9 | 0.9 | 0.9 |  | 6 | 1982 | WC: DFO; N: N; Y: Y | Y | S |  | N | Industrial Non-CHP | 6 |  | N | N | [17 empty] | N
11637 | Marathon Electric Mfg Corp | 50990 | Marathon Electric | WI | Marathon | P2-4 | IC | SB | 0.9 | 0.9 | 0.9 |  | 6 | 1982 | WC: DFO; N: N; Y: Y | Y | S |  | N | Industrial Non-CHP | 6 |  | N | N | [17 empty] | N
11651 | Martinez Refining Co | 54912 | Martinez Refining | CA | Contra Costa | GTG1 | CT | OP | 40 | 36 | 42 |  | 11 | 1995 | WC: NG; N: N; Y: Y |  | S |  | Y | Industrial CHP | 7 | B | N | N | [17 empty] | N
11651 | Martinez Refining Co | 54912 | Martinez Refining | CA | Contra Costa | GTG2 | CT | OP | 40 | 36 | 42 |  | 1 | 1996 | WC: NG; N: N; Y: Y |  | S |  | Y | Industrial CHP | 7 | B | N | N | [17 empty] | N
11651 | Martinez Refining Co | 54912 | Martinez Refining | CA | Contra Costa | STG1 | CA | OP | 20 | 18 | 20 |  | 12 | 1995 | WC: NG; N: N; Y: Y |  | S |  | Y | Industrial CHP | 7 | B | N | N | [17 empty] | N
11701 | City of Marquette - (MI) | 1840 | Plant Four | MI | Marquette | CT1 | GT | SB | 24 | 20 | 22 |  | 5 | 1979 | WC: DFO; N: N; Y: Y | Y | S |  | N | Electric Utility | 1 |  | N | N | [17 empty] | N
11701 | City of Marquette - (MI) | 1842 | James R Smith | MI | MARQUETTE | 1 | HY | OP | 1.6 | 1.6 | 1.6 |  | 1 | 1919 | WC: WAT; N: N; Y: Y |  | S | 0 | N | Electric Utility | 1 |  | N | N
11701 | City of Marquette - (MI) | 1842 | James R Smith | MI | MARQUETTE | 2 | HY | OP | 1.6 | 1.6 | 1.6 |  | 1 | 1922 | WC: WAT; N: N; Y: Y |  | S | 0 | N | Electric Utility | 1 |  | N | N
11701 | City of Marquette - (MI) | 1843 | Shiras | MI | Marquette | 1 | ST | OS | 12.5 | 11.6 | 11.6 |  | 1 | 1967 | WC: BIT; PC: DFO; N: N; Y: Y |  | S |  | N | Electric Utility | 1 |  | N | N | [17 empty] | N |  |  | Y
11701 | City of Marquette - (MI) | 1843 | Shiras | MI | Marquette | 2 | ST | OP | 21 | 19.5 | 19.5 |  | 1 | 1972 | BIT | WDS | DFO |  |  |  | N | Y |  | S |  | N | Electric Utility | 1 |  | N | N | [17 empty] | N |  |  | Y
11701 | City of Marquette - (MI) | 1843 | Shiras | MI | Marquette | 3 | ST | OP | 44 | 41 | 41 |  | 4 | 1983 | WC: SUB; PC: DFO; N: N; Y: Y |  | S |  | N | Electric Utility | 1 |  | N | N | [17 empty] | N | Y |  | Y
11704 | Maryland Environmental Service | 10693 | Eastern Correctional Institute | MD | Somerset | 1147 | ST | OP | 1.9 | 1.3 | 0.8 |  | 8 | 1987 | WC: WDS; PC: DFO; N: Y; Y: Y |  | S |  | Y | Commercial CHP | 5 | T | N | N | [17 empty] | N | [6 empty] | PG | DFO
11704 | Maryland Environmental Service | 10693 | Eastern Correctional Institute | MD | Somerset | 1148 | ST | OP | 1.9 | 1.3 | 0.8 |  | 8 | 1987 | WC: WDS; PC: DFO; N: Y; Y: Y |  | S |  | Y | Commercial CHP | 5 | T | N | N | [17 empty] | N | [6 empty] | PG | DFO
11704 | Maryland Environmental Service | 10693 | Eastern Correctional Institute | MD | Somerset | DG1 | IC | SB | 1 | 1 | 1 |  | 11 | 1988 | WC: DFO; N: N; Y: Y | Y | S |  | N | Commercial CHP | 5 |  | N | N
11704 | Maryland Environmental Service | 10693 | Eastern Correctional Institute | MD | Somerset | DG2 | IC | SB | 1 | 1 | 1 |  | 11 | 1988 | WC: DFO; N: N; Y: Y | Y | S |  | N | Commercial CHP | 5 |  | N | N
11713 | Marshall City of - (MI) | 1844 | Marshall | MI | Calhoun | 1 | HY | OP | 0.1 | 0.1 | 0.1 |  | 6 | 1928 | WC: WAT; N: N; Y: Y |  | S |  | N | Electric Utility | 1 |  | N | N
11713 | Marshall City of - (MI) | 1844 | Marshall | MI | Calhoun | 3 | HY | OP | 0.1 | 0.1 | 0.1 |  | 6 | 1929 | WC: WAT; N: N; Y: Y |  | S |  | N | Electric Utility | 1 |  | N | N
11713 | Marshall City of - (MI) | 1844 | Marshall | MI | Calhoun | IC2 | IC | OP | 1.1 | 0.9 | 0.9 |  | 11 | 1953 | WC: NG; PC: DFO; N: Y; Y: Y |  | S |  | N | Electric Utility | 1 |  | N | N
11713 | Marshall City of - (MI) | 1844 | Marshall | MI | Calhoun | IC3 | IC | OP | 2.1 | 1.9 | 1.9 |  | 8 | 1973 | WC: NG; PC: DFO; N: Y; Y: Y |  | S |  | N | Electric Utility | 1 |  | N | N
11713 | Marshall City of - (MI) | 1844 | Marshall | MI | Calhoun | IC4 | IC | OP | 1 | 0.7 | 0.7 |  | 1 | 1942 | WC: DFO; N: N; Y: Y |  | S |  | N | Electric Utility | 1 |  | N | N
11713 | Marshall City of - (MI) | 1844 | Marshall | MI | Calhoun | IC5 | IC | OP | 1.7 | 1.4 | 1.4 |  | 4 | 1948 | WC: NG; PC: DFO; N: Y; Y: Y |  | S |  | N | Electric Utility | 1 |  | N | N
11713 | Marshall City of - (MI) | 1844 | Marshall | MI | Calhoun | IC6 | IC | OP | 5.7 | 5.6 | 5.6 |  | 7 | 1978 | WC: NG; PC: DFO; N: Y; Y: Y |  | S |  | N | Electric Utility | 1 |  | N | N
11716 | Marsh Valley Development Inc | 50972 | Marsh Valley Development | ID | Bannock | 1 | HY | OP | 1.6 | 1.5 | 1.5 |  | 4 | 1993 | WC: WAT; N: N; Y: Y |  | S | 0 | N | IPP Non-CHP | 2 |  | N | N
11724 | Massachusetts Bay Trans Auth | 10176 | M Street Jet | MA | Suffolk | NO.6 | GT | OP | 69 | 50 | 68 |  | 5 | 1979 | WC: KER; N: N; Y: Y | Y | S |  | N | IPP Non-CHP | 2 |  | N | N | [17 empty] | N
11731 | City of Marshall - (MN) | 1993 | Marshall | MN | LYON | 6 | GT | OP | 18 | 15.6 | 17.7 |  | 7 | 1969 | WC: DFO; N: N; Y: Y |  | S |  | N | Electric Utility | 1 |  | N | N | [17 empty] | N
11732 | City of Marshall - (MO) | 2144 | Marshall | MO | Saline | 10 | IC | OP | 6.3 | 6.3 | 6.3 |  | 6 | 1990 | WC: NG; PC: DFO; N: N; Y: Y | Y | S |  | N | Electric Utility | 1 |  | N | N | [17 empty] | N
11732 | City of Marshall - (MO) | 2144 | Marshall | MO | Saline | 11 | IC | OP | 6.3 | 6.3 | 6.3 |  | 1 | 1994 | WC: NG; PC: DFO; N: N; Y: Y | Y | S |  | N | Electric Utility | 1 |  | N | N | [17 empty] | N
11732 | City of Marshall - (MO) | 2144 | Marshall | MO | Saline | 3 | ST | SB | 4 | 3.9 | 3.9 |  | 6 | 1948 | WC: NG; N: N; Y: Y | Y | S |  | N | Electric Utility | 1 |  | N | N | [17 empty] | N | [6 empty] | NG
11732 | City of Marshall - (MO) | 2144 | Marshall | MO | Saline | 4 | ST | OP | 6 | 5.8 | 5.9 |  | 7 | 1956 | BIT | NG | WDS |  |  |  | Y | Y | Y | S |  | N | Electric Utility | 1 |  | N | N | [17 empty] | N |  |  | Y |  |  |  | NG
11732 | City of Marshall - (MO) | 2144 | Marshall | MO | Saline | 5 | ST | OP | 16.5 | 16 | 16.2 |  | 7 | 1967 | WC: BIT; PC: NG; N: Y; Y: Y | Y | S |  | N | Electric Utility | 1 |  | N | N | [17 empty] | N | Y |  | Y |  |  |  | NG
11732 | City of Marshall - (MO) | 2144 | Marshall | MO | Saline | 7 | IC | OP | 1 | 0.9 | 0.9 |  | 6 | 1988 | WC: DFO; N: N; Y: Y | Y | S |  | N | Electric Utility | 1 |  | N | N | [17 empty] | N
11732 | City of Marshall - (MO) | 2144 | Marshall | MO | Saline | 8 | IC | OP | 1 | 0.9 | 0.9 |  | 6 | 1988 | WC: DFO; N: N; Y: Y | Y | S |  | N | Electric Utility | 1 |  | N | N | [17 empty] | N
11732 | City of Marshall - (MO) | 2144 | Marshall | MO | Saline | 9 | IC | OP | 1 | 0.9 | 0.9 |  | 6 | 1988 | WC: DFO; N: N; Y: Y | Y | S |  | N | Electric Utility | 1 |  | N | N | [17 empty] | N
11732 | City of Marshall - (MO) | 2144 | Marshall | MO | Saline | GT1 | GT | OP | 15.2 | 14 | 17 |  | 5 | 1972 | WC: NG; PC: DFO; N: Y; Y: Y | Y | S |  | N | Electric Utility | 1 |  | N | N | [17 empty] | N
11736 | City of Marshall - (IL) | 949 | Marshall | IL | Clark | 10 | IC | OP | 1.8 | 1.8 | 1.8 |  | 4 | 2002 | WC: DFO; N: N; Y: N |  | S |  | N | Electric Utility | 1 |  | N | N | [17 empty] | N
11736 | City of Marshall - (IL) | 949 | Marshall | IL | Clark | 11 | IC | OP | 1.8 | 1.8 | 1.8 |  | 4 | 2002 | WC: DFO; N: N; Y: N |  | S |  | N | Electric Utility | 1 |  | N | N | [17 empty] | N
11736 | City of Marshall - (IL) | 949 | Marshall | IL | Clark | 12 | IC | OP | 1.8 | 1.8 | 1.8 |  | 1 | 2007 | WC: DFO; N: N; Y: N |  | S |  | N | Electric Utility | 1 |  |  | N | [17 empty] | N
11736 | City of Marshall - (IL) | 949 | Marshall | IL | Clark | 13 | IC | OP | 1.8 | 1.8 | 1.8 |  | 1 | 2007 | WC: DFO; N: N; Y: N |  | S |  | N | Electric Utility | 1 |  |  | N | [17 empty] | N
11736 | City of Marshall - (IL) | 949 | Marshall | IL | Clark | 5 | IC | OP | 2.5 | 2.5 | 2.5 |  | 9 | 2002 | WC: DFO; N: N; Y: N |  | S |  | N | Electric Utility | 1 |  | N | N | [17 empty] | N
11736 | City of Marshall - (IL) | 949 | Marshall | IL | Clark | 6 | IC | OP | 1.8 | 1.8 | 1.8 |  | 4 | 2002 | WC: DFO; N: N; Y: N |  | S |  | N | Electric Utility | 1 |  | N | N | [17 empty] | N
11736 | City of Marshall - (IL) | 949 | Marshall | IL | Clark | 7 | IC | OP | 1.8 | 1.8 | 1.8 |  | 4 | 2002 | WC: DFO; N: N; Y: N |  | S |  | N | Electric Utility | 1 |  | N | N | [17 empty] | N
11736 | City of Marshall - (IL) | 949 | Marshall | IL | Clark | 8 | IC | OP | 1.8 | 1.8 | 1.8 |  | 4 | 2002 | WC: DFO; N: N; Y: N |  | S |  | N | Electric Utility | 1 |  | N | N | [17 empty] | N
11736 | City of Marshall - (IL) | 949 | Marshall | IL | Clark | 9 | IC | OP | 1.8 | 1.8 | 1.8 |  | 4 | 2002 | WC: DFO; N: N; Y: N |  | S |  | N | Electric Utility | 1 |  | N | N | [17 empty] | N
11740 | City of Marshfield - (WI) | 56480 | Marshfield Utilities Gas Plant | WI | WOOD | M1 | GT | OP | 60.4 | 53.3 | 60.4 |  | 6 | 2011 | WC: NG; PC: DFO; N: Y; Y: Y |  | S |  | N | Electric Utility | 1 | [20 empty] | N
11741 | Masspower | 10726 | Masspower | MA | Hampden | GEN1 | CT | OP | 90 | 238.3 | 276.8 | G321 | 7 | 1993 | WC: NG; PC: DFO; N: N; Y: Y |  | S |  | Y | IPP CHP | 3 | T |  | N | [17 empty] | N
11741 | Masspower | 10726 | Masspower | MA | Hampden | GEN2 | CT | OP | 90 | 238.3 | 276.8 | G321 | 7 | 1993 | WC: NG; PC: DFO; N: N; Y: Y |  | S |  | Y | IPP CHP | 3 | T |  | N | [17 empty] | N
11741 | Masspower | 10726 | Masspower | MA | Hampden | GEN3 | CA | OP | 80.9 | 238.3 | 276.8 | G321 | 7 | 1993 | WC: NG; N: N; Y: Y |  | S |  | Y | IPP CHP | 3 | T | N | N | [17 empty] | N
11770 | City of Martinsville - (VA) | 3826 | Martinsville | VA | Henry | 1 | HY | OP | 0.3 | 0.3 | 0.3 |  | 5 | 1932 | WC: WAT; N: N; Y: N |  | S | 1 | N | Electric Utility | 1 |  | N | N | [17 empty] | N
11770 | City of Martinsville - (VA) | 3826 | Martinsville | VA | Henry | 2 | HY | OP | 1 | 1 | 1 |  | 5 | 1932 | WC: WAT; N: N; Y: N |  | S | 1 | N | Electric Utility | 1 |  | N | N
11770 | City of Martinsville - (VA) | 57893 | Martinsville LFG Generator | VA | Henry | LFG1 | IC | OP | 1.1 | 1 | 1 |  | 3 | 2012 | WC: LFG; N: N; Y: N |  | S |  | N | Electric Utility | 1 | [20 empty] | N
11782 | Marysville Hydro Partners | 54668 | Falls River Hydro | ID | Fremont | 1 | HY | OP | 4.5 | 4.5 | 4.5 |  | 8 | 1993 | WC: WAT; N: N; Y: Y |  | J |  | N | IPP Non-CHP | 2 |  | N | N | [17 empty] | N
11782 | Marysville Hydro Partners | 54668 | Falls River Hydro | ID | Fremont | 2 | HY | OP | 4.5 | 4.5 | 4.5 |  | 8 | 1993 | WC: WAT; N: N; Y: Y |  | J |  | N | IPP Non-CHP | 2 |  | N | N | [17 empty] | N
11804 | Massachusetts Electric Co | 57265 | Dorchester Solar Site | MA | Suffolk | 1 | PV | OP | 1 | 1 | 1 |  | 1 | 2012 | WC: SUN; N: N; Y: Y |  | S |  | N | Electric Utility | 1 | [20 empty] | N
11804 | Massachusetts Electric Co | 57266 | Revere Solar Site | MA | Suffolk | 1 | PV | OP | 0.8 | 0.6 | 0.4 |  | 12 | 2010 | WC: SUN; N: N; Y: Y |  | S | 2 | N | Electric Utility | 1 |  |  | N | [17 empty] | N
11804 | Massachusetts Electric Co | 57269 | Haverhill Solar Power Project | MA | ESSEX | 1 | PV | OP | 1 | 0.8 | 0.5 |  | 12 | 2010 | WC: SUN; N: N; Y: Y |  | S |  | N | Electric Utility | 1 |  |  | N | [17 empty] | N
11804 | Massachusetts Electric Co | 57270 | NEDC Solar Site | MA | Worcester | 1 | PV | OP | 1 | 0.8 | 0.5 |  | 6 | 2010 | WC: SUN; N: N; Y: Y |  | S |  | N | Electric Utility | 1 |  |  | N
11806 | Massachusetts Mun Wholes Electric Co | 6081 | Stony Brook | MA | Hampden | 1 | GT | OP | 85 | 65 | 85 |  | 11 | 1982 | WC: DFO; N: N; Y: Y |  | J |  | N | Electric Utility | 1 |  | N | N | [12 empty] | N |  |  |  |  | N
11806 | Massachusetts Mun Wholes Electric Co | 6081 | Stony Brook | MA | Hampden | 2 | GT | OP | 85 | 65 | 85 |  | 11 | 1982 | WC: DFO; N: N; Y: Y |  | J |  | N | Electric Utility | 1 |  | N | N | [12 empty] | N |  |  |  |  | N
11806 | Massachusetts Mun Wholes Electric Co | 6081 | Stony Brook | MA | Hampden | BS#1 | IC | SB | 2 | 2 | 2 |  | 9 | 2007 | WC: DFO; N: N; Y: N | N | J |  | N | Electric Utility | 1 |  |  | N
11806 | Massachusetts Mun Wholes Electric Co | 6081 | Stony Brook | MA | Hampden | BS#2 | IC | SB | 2 | 2 | 2 |  | 9 | 2007 | WC: DFO; N: N; Y: N | N | J |  | N | Electric Utility | 1 |  |  | N
11806 | Massachusetts Mun Wholes Electric Co | 6081 | Stony Brook | MA | Hampden | CA1 | CA | OP | 105 | 96 | 105 |  | 11 | 1981 | WC: DFO; N: N; Y: Y |  | J |  | N | Electric Utility | 1 |  | N | N | [12 empty] | N |  |  |  |  | N
11806 | Massachusetts Mun Wholes Electric Co | 6081 | Stony Brook | MA | Hampden | CT1 | CT | OP | 85 | 69.7 | 87 |  | 11 | 1981 | WC: DFO; PC: NG; N: Y; Y: Y |  | J |  | N | Electric Utility | 1 |  | N | N | [12 empty] | N |  |  |  |  | N
11806 | Massachusetts Mun Wholes Electric Co | 6081 | Stony Brook | MA | Hampden | CT2 | CT | OP | 85 | 69.7 | 87 |  | 11 | 1981 | WC: DFO; PC: NG; N: Y; Y: Y |  | J |  | N | Electric Utility | 1 |  | N | N | [12 empty] | N |  |  |  |  | N
11806 | Massachusetts Mun Wholes Electric Co | 6081 | Stony Brook | MA | Hampden | CT3 | CT | OP | 85 | 69.7 | 87 |  | 11 | 1981 | WC: DFO; PC: NG; N: Y; Y: Y |  | J |  | N | Electric Utility | 1 |  | N | N | [12 empty] | N |  |  |  |  | N
11806 | Massachusetts Mun Wholes Electric Co | 6081 | Stony Brook | MA | Hampden | EDSI | IC | SB | 0.6 | 0.6 | 0.6 |  | 11 | 1981 | WC: DFO; N: N; Y: N | Y | J |  | N | Electric Utility | 1 |  | N | N | [17 empty] | N
11806 | Massachusetts Mun Wholes Electric Co | 57721 | Berkshire Wind Power Project | MA | Berkshire | BWP | WT | OP | 15 | 15 | 15 |  | 5 | 2011 | WC: WND; N: N; Y: Y |  | W | 10 | N | Electric Utility | 1 |  |  | N
11820 | Massachusetts Inst of Tech | 54907 | Mass Inst Tech Cntrl Utilities/Cogen Plt | MA | Middlesex | CTG1 | GT | OP | 21.2 | 19 | 23 |  | 6 | 1995 | WC: NG; PC: DFO; N: Y; Y: Y |  | S |  | Y | Commercial CHP | 5 | T | N | N | [17 empty] | N
11843 | Maui Electric Co Ltd | 792 | Palaau Power | HI | Maui | 15 | GT | OP | 2.5 | 2 | 2 |  | 4 | 1982 | WC: DFO; N: N; Y: Y |  | S |  | N | Electric Utility | 1 |  |  | N | [17 empty] | N
11843 | Maui Electric Co Ltd | 792 | Palaau Power | HI | Maui | 7 | IC | OP | 2.2 | 2.1 | 2.1 |  | 6 | 1996 | WC: DFO; N: N; Y: Y |  | S |  | N | Electric Utility | 1 |  |  | N | [17 empty] | N
11843 | Maui Electric Co Ltd | 792 | Palaau Power | HI | Maui | 8 | IC | OP | 2.2 | 2.1 | 2.1 |  | 6 | 1996 | WC: DFO; N: N; Y: Y |  | S |  | N | Electric Utility | 1 |  |  | N | [17 empty] | N
11843 | Maui Electric Co Ltd | 792 | Palaau Power | HI | Maui | 9 | IC | OP | 2.2 | 2.1 | 2.1 |  | 6 | 1996 | WC: DFO; N: N; Y: Y |  | S |  | N | Electric Utility | 1 |  |  | N | [17 empty] | N
11843 | Maui Electric Co Ltd | 792 | Palaau Power | HI | Maui | CAT1 | IC | OP | 1.2 | 1.2 | 1.2 |  | 5 | 1985 | WC: DFO; N: N; Y: Y |  | S |  | N | Electric Utility | 1 |  |  | N | [17 empty] | N
11843 | Maui Electric Co Ltd | 792 | Palaau Power | HI | Maui | CAT2 | IC | OP | 1.2 | 1.2 | 1.2 |  | 5 | 1985 | WC: DFO; N: N; Y: Y |  | S |  | N | Electric Utility | 1 |  |  | N | [17 empty] | N
11843 | Maui Electric Co Ltd | 792 | Palaau Power | HI | Maui | CUM3 | IC | OP | 0.9 | 0.9 | 0.9 |  | 4 | 1985 | WC: DFO; N: N; Y: Y |  | S |  | N | Electric Utility | 1 |  |  | N | [17 empty] | N
11843 | Maui Electric Co Ltd | 792 | Palaau Power | HI | Maui | CUM4 | IC | OP | 0.9 | 0.9 | 0.9 |  | 4 | 1985 | WC: DFO; N: N; Y: Y |  | S |  | N | Electric Utility | 1 |  |  | N | [17 empty] | N
11843 | Maui Electric Co Ltd | 792 | Palaau Power | HI | Maui | CUM5 | IC | OP | 0.9 | 0.9 | 0.9 |  | 4 | 1985 | WC: DFO; N: N; Y: Y |  | S |  | N | Electric Utility | 1 |  |  | N | [17 empty] | N
11843 | Maui Electric Co Ltd | 792 | Palaau Power | HI | Maui | CUM6 | IC | OP | 0.9 | 0.9 | 0.9 |  | 12 | 1991 | WC: DFO; N: N; Y: Y |  | S |  | N | Electric Utility | 1 |  |  | N | [17 empty] | N
11843 | Maui Electric Co Ltd | 6056 | Kahului | HI | Maui | 1 | ST | OP | 5 | 4.7 | 4.7 |  | 5 | 1948 | WC: RFO; PC: DFO; N: N; Y: Y |  | S |  | N | Electric Utility | 1 |  |  | N | [17 empty] | N | [6 empty] | PG
11843 | Maui Electric Co Ltd | 6056 | Kahului | HI | Maui | 2 | ST | OP | 5 | 4.8 | 4.8 |  | 12 | 1949 | WC: RFO; PC: DFO; N: N; Y: Y |  | S |  | N | Electric Utility | 1 |  |  | N | [17 empty] | N | [6 empty] | PG
11843 | Maui Electric Co Ltd | 6056 | Kahului | HI | Maui | 3 | ST | OP | 11.5 | 11 | 11 |  | 4 | 1954 | WC: RFO; PC: DFO; N: N; Y: Y |  | S |  | N | Electric Utility | 1 |  |  | N | [17 empty] | N | [6 empty] | PG
11843 | Maui Electric Co Ltd | 6056 | Kahului | HI | Maui | 4 | ST | OP | 12.5 | 11.9 | 11.9 |  | 10 | 1966 | WC: RFO; PC: DFO; N: N; Y: Y |  | S |  | N | Electric Utility | 1 |  |  | N | [17 empty] | N | [6 empty] | PG
11843 | Maui Electric Co Ltd | 6504 | Maalaea | HI | Maui | 1 | IC | OP | 2.6 | 2.5 | 2.5 |  | 12 | 1971 | WC: DFO; N: N; Y: Y |  | S |  | N | Electric Utility | 1 |  |  | N | [17 empty] | N
11843 | Maui Electric Co Ltd | 6504 | Maalaea | HI | Maui | 10 | IC | OP | 12.5 | 12.3 | 12.3 |  | 12 | 1979 | WC: DFO; N: N; Y: Y |  | S |  | N | Electric Utility | 1 |  |  | N | [17 empty] | N
11843 | Maui Electric Co Ltd | 6504 | Maalaea | HI | Maui | 11 | IC | OP | 12.5 | 12.3 | 12.3 |  | 7 | 1980 | WC: DFO; N: N; Y: Y |  | S |  | N | Electric Utility | 1 |  |  | N | [17 empty] | N
11843 | Maui Electric Co Ltd | 6504 | Maalaea | HI | Maui | 12 | IC | OP | 12.5 | 12.3 | 12.3 |  | 4 | 1988 | WC: DFO; N: N; Y: Y |  | S |  | N | Electric Utility | 1 |  |  | N | [17 empty] | N | [6 empty] | OBL
11843 | Maui Electric Co Ltd | 6504 | Maalaea | HI | Maui | 13 | IC | OP | 12.5 | 12.3 | 12.3 |  | 5 | 1989 | WC: DFO; N: N; Y: Y |  | S |  | N | Electric Utility | 1 |  |  | N | [17 empty] | N | [6 empty] | OBL
11843 | Maui Electric Co Ltd | 6504 | Maalaea | HI | Maui | 14 | CT | OP | 23.6 | 21.1 | 21.1 |  | 5 | 1992 | WC: DFO; N: N; Y: Y |  | S |  | N | Electric Utility | 1 |  |  | N | [17 empty] | N
11843 | Maui Electric Co Ltd | 6504 | Maalaea | HI | Maui | 15 | CA | OP | 18 | 12 | 12 |  | 10 | 1993 | WC: DFO; N: N; Y: Y |  | S |  | N | Electric Utility | 1 |  | N | N | [17 empty] | N
11843 | Maui Electric Co Ltd | 6504 | Maalaea | HI | Maui | 16 | CT | OP | 23.6 | 21.1 | 21.1 |  | 5 | 1993 | WC: DFO; N: N; Y: Y |  | S |  | N | Electric Utility | 1 |  |  | N | [17 empty] | N
11843 | Maui Electric Co Ltd | 6504 | Maalaea | HI | Maui | 17 | CT | OP | 25 | 17.6 | 17.6 |  | 12 | 1998 | WC: DFO; N: N; Y: Y |  | S |  | N | Electric Utility | 1 |  |  | N | [17 empty] | N
11843 | Maui Electric Co Ltd | 6504 | Maalaea | HI | Maui | 18 | CA | OP | 18 | 13.8 | 13.8 |  | 10 | 2006 | WC: DFO; N: N; Y: Y |  | S |  | N | Electric Utility | 1 |  | N | N | [17 empty] | N
11843 | Maui Electric Co Ltd | 6504 | Maalaea | HI | Maui | 19 | CT | OP | 25 | 17.6 | 17.6 |  | 9 | 2000 | WC: DFO; N: N; Y: Y |  | S |  | N | Electric Utility | 1 |  |  | N | [17 empty] | N
11843 | Maui Electric Co Ltd | 6504 | Maalaea | HI | Maui | 2 | IC | OP | 2.6 | 2.5 | 2.5 |  | 7 | 1972 | WC: DFO; N: N; Y: Y |  | S |  | N | Electric Utility | 1 |  |  | N | [17 empty] | N
11843 | Maui Electric Co Ltd | 6504 | Maalaea | HI | Maui | 3 | IC | OP | 2.6 | 2.5 | 2.5 |  | 9 | 1972 | WC: DFO; N: N; Y: Y |  | S |  | N | Electric Utility | 1 |  |  | N | [17 empty] | N
11843 | Maui Electric Co Ltd | 6504 | Maalaea | HI | Maui | 4 | IC | OP | 5.6 | 5.5 | 5.5 |  | 11 | 1973 | WC: DFO; N: N; Y: Y |  | S |  | N | Electric Utility | 1 |  |  | N | [17 empty] | N
11843 | Maui Electric Co Ltd | 6504 | Maalaea | HI | Maui | 5 | IC | OP | 5.6 | 5.5 | 5.5 |  | 12 | 1973 | WC: DFO; N: N; Y: Y |  | S |  | N | Electric Utility | 1 |  |  | N | [17 empty] | N
11843 | Maui Electric Co Ltd | 6504 | Maalaea | HI | Maui | 6 | IC | OP | 5.6 | 5.5 | 5.5 |  | 3 | 1975 | WC: DFO; N: N; Y: Y |  | S |  | N | Electric Utility | 1 |  |  | N | [17 empty] | N
11843 | Maui Electric Co Ltd | 6504 | Maalaea | HI | Maui | 7 | IC | OP | 5.6 | 5.5 | 5.5 |  | 8 | 1975 | WC: DFO; N: N; Y: Y |  | S |  | N | Electric Utility | 1 |  |  | N | [17 empty] | N
11843 | Maui Electric Co Ltd | 6504 | Maalaea | HI | Maui | 8 | IC | OP | 5.6 | 5.5 | 5.5 |  | 11 | 1977 | WC: DFO; N: N; Y: Y |  | S |  | N | Electric Utility | 1 |  |  | N | [17 empty] | N
11843 | Maui Electric Co Ltd | 6504 | Maalaea | HI | Maui | 9 | IC | OP | 5.6 | 5.5 | 5.5 |  | 7 | 1978 | WC: DFO; N: N; Y: Y |  | S |  | N | Electric Utility | 1 |  |  | N | [17 empty] | N
11843 | Maui Electric Co Ltd | 6504 | Maalaea | HI | Maui | X1 | IC | OP | 2.6 | 2.5 | 2.5 |  | 3 | 1987 | WC: DFO; N: N; Y: Y |  | S |  | N | Electric Utility | 1 |  |  | N | [17 empty] | N
11843 | Maui Electric Co Ltd | 6504 | Maalaea | HI | Maui | X2 | IC | OP | 2.6 | 2.5 | 2.5 |  | 3 | 1987 | WC: DFO; N: N; Y: Y |  | S |  | N | Electric Utility | 1 |  |  | N | [17 empty] | N
11843 | Maui Electric Co Ltd | 7264 | Miki Basin | HI | Maui | LL1 | IC | OP | 1 | 1 | 1 |  | 4 | 1990 | WC: DFO; N: N; Y: Y |  | S |  | N | Electric Utility | 1 |  |  | N | [17 empty] | N
11843 | Maui Electric Co Ltd | 7264 | Miki Basin | HI | Maui | LL2 | IC | OP | 1 | 1 | 1 |  | 4 | 1990 | WC: DFO; N: N; Y: Y |  | S |  | N | Electric Utility | 1 |  |  | N | [17 empty] | N
11843 | Maui Electric Co Ltd | 7264 | Miki Basin | HI | Maui | LL3 | IC | OP | 1 | 1 | 1 |  | 4 | 1990 | WC: DFO; N: N; Y: Y |  | S |  | N | Electric Utility | 1 |  |  | N | [17 empty] | N
11843 | Maui Electric Co Ltd | 7264 | Miki Basin | HI | Maui | LL4 | IC | OP | 1 | 1 | 1 |  | 4 | 1990 | WC: DFO; N: N; Y: Y |  | S |  | N | Electric Utility | 1 |  |  | N | [17 empty] | N
11843 | Maui Electric Co Ltd | 7264 | Miki Basin | HI | Maui | LL5 | IC | OP | 1 | 1 | 1 |  | 4 | 1990 | WC: DFO; N: N; Y: Y |  | S |  | N | Electric Utility | 1 |  |  | N | [17 empty] | N
11843 | Maui Electric Co Ltd | 7264 | Miki Basin | HI | Maui | LL6 | IC | OP | 1 | 1 | 1 |  | 4 | 1990 | WC: DFO; N: N; Y: Y |  | S |  | N | Electric Utility | 1 |  |  | N | [17 empty] | N
11843 | Maui Electric Co Ltd | 7264 | Miki Basin | HI | Maui | LL7 | IC | OP | 2.2 | 2.1 | 2.1 |  | 10 | 1996 | WC: DFO; N: N; Y: Y |  | S |  | N | Electric Utility | 1 |  |  | N | [17 empty] | N
11843 | Maui Electric Co Ltd | 7264 | Miki Basin | HI | Maui | LL8 | IC | OP | 2.2 | 2.1 | 2.1 |  | 10 | 1996 | WC: DFO; N: N; Y: Y |  | S |  | N | Electric Utility | 1 |  |  | N | [17 empty] | N
11843 | Maui Electric Co Ltd | 56055 | Hana Substation | HI | Maui | MH1 | IC | OP | 1 | 1 | 1 |  | 4 | 2001 | WC: DFO; N: N; Y: Y | Y | S |  | N | Electric Utility | 1 |  |  | N | [17 empty] | N
11843 | Maui Electric Co Ltd | 56055 | Hana Substation | HI | Maui | MH2 | IC | OP | 1 | 1 | 1 |  | 4 | 2001 | WC: DFO; N: N; Y: Y | Y | S |  | N | Electric Utility | 1 |  |  | N | [17 empty] | N
11936 | McBryde Sugar Co Ltd | 10412 | Kalaheo Hydro | HI | Kauai | KAL | HY | OP | 1.1 | 1.1 | 1 |  | 1 | 1928 | WC: WAT; N: N; Y: Y | Y | S | 0 | N | Industrial Non-CHP | 6 |  | N | N
11936 | McBryde Sugar Co Ltd | 10413 | Wainiha Hydro | HI | Kauai | WAIA | HY | OP | 1.8 | 1.7 | 1.7 |  | 1 | 1906 | WC: WAT; N: N; Y: Y | Y | S | 0 | N | Industrial Non-CHP | 6 |  | N | N | [17 empty] | N
11936 | McBryde Sugar Co Ltd | 10413 | Wainiha Hydro | HI | Kauai | WAIB | HY | OP | 1.8 | 1.7 | 1.7 |  | 1 | 1910 | WC: WAT; N: N; Y: Y | Y | S | 0 | N | Industrial Non-CHP | 6 |  | N | N
11943 | McCallum Enterprises I LP | 10063 | Derby Hydro | CT | Fairfield | GEN1 | HY | OP | 4 | 4 | 4 |  | 1 | 1989 | WC: WAT; N: N; Y: N |  | S | 0 | N | IPP Non-CHP | 2 |  | N | N
11943 | McCallum Enterprises I LP | 10063 | Derby Hydro | CT | Fairfield | GEN2 | HY | OP | 4 | 4 | 4 |  | 1 | 1989 | WC: WAT; N: N; Y: N |  | S | 0 | N | IPP Non-CHP | 2 |  | N | N
11943 | McCallum Enterprises I LP | 10063 | Derby Hydro | CT | Fairfield | GEN3 | HY | SB | 0.3 | 0.3 | 0.3 |  | 1 | 1989 | WC: WAT; N: N; Y: N | Y | S |  | N | IPP Non-CHP | 2 |  | N | N
11943 | McCallum Enterprises I LP | 10063 | Derby Hydro | CT | Fairfield | GEN4 | HY | SB | 0.3 | 0.3 | 0.3 |  | 1 | 1989 | WC: WAT; N: N; Y: N | Y | S |  | N | IPP Non-CHP | 2 |  | N | N
12114 | City of McGregor- (IA) | 1163 | McGregor | IA | Clayton | 1 | IC | OP | 1.2 | 1.2 | 1.2 |  | 10 | 1977 | WC: DFO; N: N; Y: Y |  | S |  | N | Electric Utility | 1 |  | N | N | [17 empty] | N
12114 | City of McGregor- (IA) | 1163 | McGregor | IA | Clayton | 2 | IC | OP | 0.3 | 0.3 | 0.3 |  | 12 | 1941 | WC: DFO; N: N; Y: Y |  | S |  | N | Electric Utility | 1 |  | N | N
12114 | City of McGregor- (IA) | 1163 | McGregor | IA | Clayton | 3 | IC | OP | 0.5 | 0.5 | 0.5 |  | 7 | 1955 | WC: DFO; N: N; Y: Y |  | S |  | N | Electric Utility | 1 |  | N | N
12119 | McGrath Light & Power Co | 6555 | McGrath | AK | Yukon-Koyukuk | 3A | IC | OP | 0.5 | 0.5 | 0.5 |  | 5 | 2011 | WC: DFO; N: N; Y: N |  | S |  | N | Electric Utility | 1 | [20 empty] | N
12119 | McGrath Light & Power Co | 6555 | McGrath | AK | Yukon-Koyukuk | 4A | IC | OP | 0.5 | 0.5 | 0.5 |  | 2 | 2011 | WC: DFO; N: N; Y: N |  | S |  | N | Electric Utility | 1 | [20 empty] | N
12119 | McGrath Light & Power Co | 6555 | McGrath | AK | Yukon-Koyukuk | 6 | IC | OP | 0.6 | 0.6 | 0.6 |  | 12 | 1988 | WC: DFO; N: N; Y: N | N | S |  | N | Electric Utility | 1 |  | N | Y | [12 empty] | Y |  |  |  |  | N
12119 | McGrath Light & Power Co | 6555 | McGrath | AK | Yukon-Koyukuk | 7 | IC | OP | 0.6 | 0.6 | 0.6 |  | 4 | 1993 | WC: DFO; N: N; Y: N | N | S |  | N | Electric Utility | 1 |  | N | Y | [12 empty] | Y |  |  |  |  | N
12159 | Midwest Electric Power Inc | 7858 | MEPI GT Facility | IL | Massac | 1 | GT | OP | 64.5 | 55 | 56 |  | 10 | 1974 | WC: NG; N: N; Y: Y |  | W |  | N | IPP Non-CHP | 2 |  | N | N | [17 empty] | N
12159 | Midwest Electric Power Inc | 7858 | MEPI GT Facility | IL | Massac | 2 | GT | OP | 64.5 | 55 | 56 |  | 10 | 1974 | WC: NG; N: N; Y: Y |  | W |  | N | IPP Non-CHP | 2 |  | N | N | [17 empty] | N
12159 | Midwest Electric Power Inc | 7858 | MEPI GT Facility | IL | Massac | 3 | GT | OP | 64.5 | 55 | 56 |  | 10 | 1974 | WC: NG; N: N; Y: Y |  | W |  | N | IPP Non-CHP | 2 |  | N | N | [17 empty] | N
12159 | Midwest Electric Power Inc | 7858 | MEPI GT Facility | IL | Massac | 4 | GT | OP | 54 | 37 | 43 |  | 7 | 2000 | WC: NG; N: N; Y: Y |  | J |  | N | IPP Non-CHP | 2 |  | N | N | [17 empty] | N
12159 | Midwest Electric Power Inc | 7858 | MEPI GT Facility | IL | Massac | 5 | GT | OP | 54 | 37 | 43 |  | 7 | 2000 | WC: NG; N: N; Y: Y |  | J |  | N | IPP Non-CHP | 2 |  | N | N | [17 empty] | N
12167 | City of McLeansboro - (IL) | 948 | McLeansboro | IL | Hamilton | 2 | IC | SB | 0.6 | 0.4 | 0.4 |  | 12 | 1950 | WC: DFO; N: N; Y: N | Y | S |  | N | Electric Utility | 1 |  | N | N | [17 empty] | N
12167 | City of McLeansboro - (IL) | 948 | McLeansboro | IL | Hamilton | 5 | IC | SB | 2 | 1.8 | 1.8 |  | 12 | 1979 | WC: DFO; PC: NG; N: N; Y: N | Y | S |  | N | Electric Utility | 1 |  | N | N | [17 empty] | N
12167 | City of McLeansboro - (IL) | 948 | McLeansboro | IL | Hamilton | 6 | IC | SB | 2.4 | 2.2 | 2.2 |  | 12 | 1979 | WC: DFO; PC: NG; N: N; Y: N | Y | S |  | N | Electric Utility | 1 |  | N | N | [17 empty] | N
12167 | City of McLeansboro - (IL) | 948 | McLeansboro | IL | Hamilton | 7 | IC | SB | 1.1 | 1 | 1 |  | 1 | 1995 | WC: DFO; N: N; Y: N | Y | S |  | N | Electric Utility | 1 |  | N | N | [17 empty] | N
12167 | City of McLeansboro - (IL) | 948 | McLeansboro | IL | Hamilton | 8 | IC | SB | 1.1 | 1 | 1 |  | 12 | 1994 | WC: DFO; N: N; Y: N | Y | S |  | N | Electric Utility | 1 |  | N | N | [17 empty] | N
12167 | City of McLeansboro - (IL) | 948 | McLeansboro | IL | Hamilton | 9 | IC | SB | 2 | 2 | 2 |  | 6 | 2002 | WC: DFO; N: N; Y: N | Y | S |  | N | Electric Utility | 1 |  | N | N | [17 empty] | N
12186 | McMinnville Electric System | 55928 | McMinnville | TN | Warren | 1 | IC | OP | 2 | 1.8 | 1.8 |  | 6 | 2001 | WC: DFO; N: N; Y: Y |  | S |  | N | Electric Utility | 1 |  | N | N
12186 | McMinnville Electric System | 55928 | McMinnville | TN | Warren | 10 | IC | OP | 2 | 1.8 | 1.8 |  | 6 | 2001 | WC: DFO; N: N; Y: Y |  | S |  | N | Electric Utility | 1 |  | N | N
12186 | McMinnville Electric System | 55928 | McMinnville | TN | Warren | 11 | IC | OP | 2 | 1.8 | 1.8 |  | 6 | 2001 | WC: DFO; N: N; Y: Y |  | S |  | N | Electric Utility | 1 |  |  | N
12186 | McMinnville Electric System | 55928 | McMinnville | TN | Warren | 12 | IC | OP | 2 | 1.8 | 1.8 |  | 7 | 2005 | WC: OBL; PC: DFO; N: Y; Y: Y |  | S |  | N | Electric Utility | 1 |  |  | N
12186 | McMinnville Electric System | 55928 | McMinnville | TN | Warren | 2 | IC | OP | 2 | 1.8 | 1.8 |  | 6 | 2001 | WC: DFO; N: N; Y: Y |  | S |  | N | Electric Utility | 1 |  | N | N
12186 | McMinnville Electric System | 55928 | McMinnville | TN | Warren | 3 | IC | OP | 2 | 1.8 | 1.8 |  | 6 | 2001 | WC: DFO; N: N; Y: Y |  | S |  | N | Electric Utility | 1 |  | N | N
12186 | McMinnville Electric System | 55928 | McMinnville | TN | Warren | 4 | IC | OP | 2 | 1.8 | 1.8 |  | 6 | 2001 | WC: DFO; N: N; Y: Y |  | S |  | N | Electric Utility | 1 |  | N | N
12186 | McMinnville Electric System | 55928 | McMinnville | TN | Warren | 5 | IC | OP | 2 | 1.8 | 1.8 |  | 6 | 2001 | WC: DFO; N: N; Y: Y |  | S |  | N | Electric Utility | 1 |  | N | N
12186 | McMinnville Electric System | 55928 | McMinnville | TN | Warren | 6 | IC | OP | 2 | 1.8 | 1.8 |  | 6 | 2001 | WC: DFO; N: N; Y: Y |  | S |  | N | Electric Utility | 1 |  | N | N
12186 | McMinnville Electric System | 55928 | McMinnville | TN | Warren | 7 | IC | OP | 2 | 1.8 | 1.8 |  | 6 | 2001 | WC: DFO; N: N; Y: Y |  | S |  | N | Electric Utility | 1 |  | N | N
12186 | McMinnville Electric System | 55928 | McMinnville | TN | Warren | 8 | IC | OP | 2 | 1.8 | 1.8 |  | 6 | 2001 | WC: DFO; N: N; Y: Y |  | S |  | N | Electric Utility | 1 |  | N | N
12186 | McMinnville Electric System | 55928 | McMinnville | TN | Warren | 9 | IC | OP | 2 | 1.8 | 1.8 |  | 6 | 2001 | WC: DFO; N: N; Y: Y |  | S |  | N | Electric Utility | 1 |  | N | N
12199 | Montana-Dakota Utilities Co | 2176 | Glendive GT | MT | Dawson | GT-2 | GT | OP | 43 | 40.1 | 43.2 |  | 5 | 2003 | WC: NG; PC: DFO; N: Y; Y: Y |  | S |  | N | Electric Utility | 1 |  | N | N | [17 empty] | N
12199 | Montana-Dakota Utilities Co | 2176 | Glendive GT | MT | Dawson | GT1 | GT | OP | 40.7 | 34.8 | 40.9 |  | 6 | 1979 | WC: NG; PC: DFO; N: Y; Y: Y |  | S |  | N | Electric Utility | 1 |  | N | N | [17 empty] | N
12199 | Montana-Dakota Utilities Co | 2176 | Glendive GT | MT | Dawson | IC1 | IC | OP | 1.8 | 2 | 2 |  | 2 | 2005 | WC: DFO; N: N; Y: Y |  | S |  | N | Electric Utility | 1 |  | N | N | [17 empty] | N
12199 | Montana-Dakota Utilities Co | 2177 | Miles City GT | MT | Custer | 1 | GT | OP | 23.3 | 23.6 | 27.5 |  | 5 | 1972 | WC: NG; PC: DFO; N: Y; Y: Y |  | S |  | N | Electric Utility | 1 |  | N | N | [17 empty] | N
12199 | Montana-Dakota Utilities Co | 2790 | R M Heskett | ND | Morton | 1 | ST | OP | 40 | 29.5 | 29.5 |  | 11 | 1954 | LIG | SUB | TDF |  |  |  | N | Y |  | S |  | N | Electric Utility | 1 |  | N | N | [18 empty] | Y | N | Y
12199 | Montana-Dakota Utilities Co | 2790 | R M Heskett | ND | Morton | 2 | ST | OP | 75 | 74.8 | 74.8 |  | 11 | 1963 | LIG | SUB | TDF |  |  |  | N | Y |  | S |  | N | Electric Utility | 1 |  | N | N | [18 empty] | Y | Y
12199 | Montana-Dakota Utilities Co | 6089 | Lewis & Clark | MT | Richland | 1 | ST | OP | 50 | 53.1 | 44 |  | 10 | 1958 | WC: LIG; PC: NG; N: Y; Y: Y |  | S |  | N | Electric Utility | 1 |  | N | N | [18 empty] | Y |  | Y
12199 | Montana-Dakota Utilities Co | 56782 | Diamond Willow Wind Facility | MT | FALLON | DIAW | WT | OP | 30 | 30 | 30 |  | 12 | 2007 | WC: WND; N: N; Y: Y |  | S | 20 | N | Electric Utility | 1 |  |  | N | [12 empty] | N |  |  |  |  | N
12199 | Montana-Dakota Utilities Co | 57171 | Cedar Hills | ND | Bowman | 1 | WT | OP | 19.5 | 19.5 | 19.5 |  | 6 | 2010 | WC: WND; N: N; Y: Y |  | S | 13 | N | Electric Utility | 1 |  |  | N | [17 empty] | N
12199 | Montana-Dakota Utilities Co | 57172 | Glen Ullin Station 6 | ND | Morton | 1 | ST | OP | 5.3 | 5.3 | 5.3 |  | 7 | 2009 | WC: WH; N: N; Y: Y |  | S |  | N | Electric Utility | 1 |  |  | N | [17 empty] | N
12208 | City of McPherson - (KS) | 1305 | McPherson 2 | KS | McPherson | GT1 | GT | OP | 72.4 | 52 | 60 |  | 6 | 1973 | WC: NG; PC: DFO; N: Y; Y: Y |  | S |  | N | Electric Utility | 1 |  | N | N | [17 empty] | N
12208 | City of McPherson - (KS) | 1305 | McPherson 2 | KS | McPherson | GT2 | GT | OP | 71.2 | 52.1 | 60 |  | 6 | 1976 | WC: DFO; N: N; Y: Y |  | S |  | N | Electric Utility | 1 |  | N | N | [17 empty] | N
12208 | City of McPherson - (KS) | 1305 | McPherson 2 | KS | McPherson | GT3 | GT | OP | 71.2 | 52 | 60 |  | 6 | 1979 | WC: NG; PC: DFO; N: Y; Y: Y | Y | S |  | N | Electric Utility | 1 |  | N | N | [17 empty] | N
12208 | City of McPherson - (KS) | 7515 | McPherson 3 | KS | MCPHERSON | NA1 | GT | OP | 115.6 | 79.3 | 99.9 |  | 10 | 1998 | WC: NG; PC: DFO; N: Y; Y: Y |  | S |  | N | Electric Utility | 1 |  | N | N | [17 empty] | N
12221 | MRWPCA | 54951 | Monterey Regional Water Cogen Facility | CA | Monterey | EG1 | IC | OP | 0.5 | 0.5 | 0.5 |  | 1 | 1991 | WC: OBG; N: N; Y: Y |  | S |  | Y | Commercial CHP | 5 | T |  | N | [12 empty] | N |  |  |  |  | N
12221 | MRWPCA | 54951 | Monterey Regional Water Cogen Facility | CA | Monterey | EG2 | IC | OP | 0.5 | 0.5 | 0.5 |  | 1 | 1991 | WC: OBG; N: N; Y: Y |  | S |  | Y | Commercial CHP | 5 | T |  | N | [12 empty] | N |  |  |  |  | N
12221 | MRWPCA | 54951 | Monterey Regional Water Cogen Facility | CA | Monterey | EG3 | IC | OP | 0.5 | 0.5 | 0.5 |  | 1 | 1991 | WC: OBG; N: N; Y: Y |  | S |  | Y | Commercial CHP | 5 | T |  | N | [12 empty] | N |  |  |  |  | N
12222 | Mead Coated Board Inc | 54802 | Mead Coated Board | AL | Russell | GEN1 | ST | OP | 32 | 32 | 32 |  | 11 | 1966 | WDS | BLQ | NG | DFO |  |  | N | Y |  | S |  | Y | Industrial CHP | 7 | T | N | N | [17 empty] | N
12222 | Mead Coated Board Inc | 54802 | Mead Coated Board | AL | Russell | GEN2 | ST | OP | 55.5 | 55.5 | 55.5 |  | 3 | 1990 | WDS | BLQ | NG | DFO |  |  | N | Y |  | S |  | Y | Industrial CHP | 7 | T | N | N | [17 empty] | N
12222 | Mead Coated Board Inc | 54802 | Mead Coated Board | AL | Russell | GEN3 | GT | OP | 25 | 21 | 25 |  | 1 | 1998 | WC: NG; N: N; Y: Y |  | S |  | Y | Industrial CHP | 7 | B | N | N | [17 empty] | N
12239 | Mega Renewables | 10880 | Bidwell Ditch Project | CA | Shasta | GEN1 | HY | OP | 1.8 | 1.8 | 1.8 |  | 3 | 1987 | WC: WAT; N: N; Y: Y | Y | S | 0 | N | IPP Non-CHP | 2 |  | N | N | [17 empty] | N
12239 | Mega Renewables | 10882 | Hatchet Creek Project | CA | Shasta | GEN1 | HY | OP | 6.8 | 6.8 | 6.8 |  | 12 | 1986 | WC: WAT; N: N; Y: Y |  | S | 0 | N | IPP Non-CHP | 2 |  | N | N
12242 | City of Meade | 1306 | Meade | KS | Meade | 2 | IC | OP | 0.9 | 0.8 | 0.8 |  | 1 | 1951 | WC: NG; PC: DFO; N: Y; Y: N |  | S |  | N | Electric Utility | 1 |  | N | N | [12 empty] | N |  |  |  |  | N
12242 | City of Meade | 1306 | Meade | KS | Meade | 3 | IC | OP | 1.1 | 1.1 | 1.1 |  | 1 | 1957 | WC: NG; PC: DFO; N: Y; Y: N |  | S |  | N | Electric Utility | 1 |  | N | N | [12 empty] | N |  |  |  |  | N
12242 | City of Meade | 1306 | Meade | KS | Meade | 4 | IC | OP | 1.4 | 1.3 | 1.4 |  | 1 | 1961 | WC: NG; PC: DFO; N: Y; Y: N |  | S |  | N | Electric Utility | 1 |  | N | N | [12 empty] | N |  |  |  |  | N
12242 | City of Meade | 1306 | Meade | KS | Meade | 5 | IC | OP | 2.1 | 1.7 | 1.7 |  | 1 | 1965 | WC: DFO; PC: NG; N: Y; Y: N |  | S |  | N | Electric Utility | 1 |  | N | N | [12 empty] | N |  |  |  |  | N
12242 | City of Meade | 1306 | Meade | KS | Meade | 6 | IC | OP | 2.7 | 1.9 | 2 |  | 1 | 1972 | WC: NG; PC: DFO; N: Y; Y: N |  | S |  | N | Electric Utility | 1 |  | N | N | [12 empty] | N |  |  |  |  | N
12258 | Medical Area Total Egy Plt Inc | 10883 | Medical Area Total Energy Plant | MA | Suffolk | CT1 | GT | OP | 12.5 | 12.5 | 12.5 |  | 12 | 2003 | WC: NG; PC: DFO; N: Y; Y: Y |  | S |  | Y | Commercial CHP | 5 | B | N | N | [17 empty] | N
12258 | Medical Area Total Egy Plt Inc | 10883 | Medical Area Total Energy Plant | MA | Suffolk | CT2 | GT | OP | 12.5 | 12.5 | 12.5 |  | 12 | 2003 | WC: NG; PC: DFO; N: Y; Y: Y |  | S |  | Y | Commercial CHP | 5 | B | N | N | [17 empty] | N
12258 | Medical Area Total Egy Plt Inc | 10883 | Medical Area Total Energy Plant | MA | Suffolk | DEG1 | IC | SB | 6.8 | 6 | 6.7 |  | 6 | 1985 | WC: DFO; N: N; Y: Y | Y | S |  | Y | Commercial CHP | 5 | B | N | N | [17 empty] | N
12258 | Medical Area Total Egy Plt Inc | 10883 | Medical Area Total Energy Plant | MA | Suffolk | DEG2 | IC | SB | 6.8 | 6 | 6.7 |  | 7 | 1985 | WC: DFO; N: N; Y: Y | Y | S |  | Y | Commercial CHP | 5 | B | N | N | [17 empty] | N
12258 | Medical Area Total Egy Plt Inc | 10883 | Medical Area Total Energy Plant | MA | Suffolk | DEG3 | IC | SB | 6.8 | 6 | 6.7 |  | 10 | 1985 | WC: DFO; N: N; Y: Y | Y | S |  | Y | Commercial CHP | 5 | B | N | N | [17 empty] | N
12258 | Medical Area Total Egy Plt Inc | 10883 | Medical Area Total Energy Plant | MA | Suffolk | DEG4 | IC | SB | 6.8 | 6 | 6.7 |  | 10 | 1985 | WC: DFO; N: N; Y: Y | Y | S |  | Y | Commercial CHP | 5 | B | N | N | [17 empty] | N
12258 | Medical Area Total Egy Plt Inc | 10883 | Medical Area Total Energy Plant | MA | Suffolk | DEG5 | IC | SB | 6.8 | 6 | 6.7 |  | 11 | 1985 | WC: DFO; N: N; Y: Y | Y | S |  | Y | Commercial CHP | 5 | B | N | N | [17 empty] | N
12258 | Medical Area Total Egy Plt Inc | 10883 | Medical Area Total Energy Plant | MA | Suffolk | DEG6 | IC | SB | 6.8 | 6 | 6.7 |  | 2 | 1986 | WC: DFO; N: N; Y: Y | Y | S |  | Y | Commercial CHP | 5 | B | N | N | [17 empty] | N
12258 | Medical Area Total Egy Plt Inc | 10883 | Medical Area Total Energy Plant | MA | Suffolk | STG2 | ST | OP | 11 | 11 | 10.3 |  | 1 | 1980 | WC: NG; N: N; Y: Y |  | S |  | Y | Commercial CHP | 5 | T | N | N | [17 empty] | N
12258 | Medical Area Total Egy Plt Inc | 10883 | Medical Area Total Energy Plant | MA | Suffolk | STG3 | ST | OP | 11 | 11 | 10.3 |  | 1 | 1980 | WC: NG; N: N; Y: Y |  | S |  | Y | Commercial CHP | 5 | T | N | N | [17 empty] | N
12286 | Melrose Public Utilities | 1994 | Melrose | MN | Stearns | 1 | IC | OP | 1 | 0.8 | 0.8 |  | 7 | 1945 | WC: DFO; N: N; Y: Y |  | S |  | N | Electric Utility | 1 |  | N | N | [17 empty] | N
12286 | Melrose Public Utilities | 1994 | Melrose | MN | Stearns | 2 | IC | OP | 1.1 | 1.2 | 1.2 |  | 7 | 1948 | WC: DFO; N: N; Y: Y |  | S |  | N | Electric Utility | 1 |  | N | N | [17 empty] | N
12286 | Melrose Public Utilities | 1994 | Melrose | MN | Stearns | 3 | IC | OP | 3.1 | 3.1 | 3.1 |  | 7 | 1969 | WC: DFO; PC: NG; N: N; Y: Y |  | S |  | N | Electric Utility | 1 |  | N | N | [17 empty] | N
12286 | Melrose Public Utilities | 1994 | Melrose | MN | Stearns | 4 | IC | OP | 3 | 3.2 | 3.2 |  | 1 | 1969 | WC: DFO; PC: NG; N: N; Y: Y |  | S |  | N | Electric Utility | 1 |  | N | N | [17 empty] | N
12294 | City of Memphis - (MO) | 2145 | Memphis | MO | Scotland | 1 | IC | OP | 0.6 | 0.6 | 0.6 |  | 88 | 1972 | WC: DFO; PC: NG; N: Y; Y: Y |  | S |  | N | Electric Utility | 1 |  | N | N | [17 empty] | N
12294 | City of Memphis - (MO) | 2145 | Memphis | MO | Scotland | 10 | IC | OP | 1 | 1 | 1 |  | 8 | 1989 | WC: DFO; N: N; Y: Y |  | S |  | N | Electric Utility | 1 |  | N | N | [17 empty] | N
12294 | City of Memphis - (MO) | 2145 | Memphis | MO | Scotland | 11 | IC | OP | 1 | 1 | 1 |  | 8 | 1989 | WC: DFO; N: N; Y: Y |  | S |  | N | Electric Utility | 1 |  | N | N | [17 empty] | N
12294 | City of Memphis - (MO) | 2145 | Memphis | MO | Scotland | 12 | IC | OP | 0.4 | 0.4 | 0.4 |  | 11 | 1989 | WC: DFO; N: N; Y: Y |  | S |  | N | Electric Utility | 1 |  | N | N | [17 empty] | N
12294 | City of Memphis - (MO) | 2145 | Memphis | MO | Scotland | 13 | IC | OP | 1 | 1 | 1 |  | 9 | 1990 | WC: DFO; N: N; Y: Y |  | S |  | N | Electric Utility | 1 |  | N | N | [17 empty] | N
12294 | City of Memphis - (MO) | 2145 | Memphis | MO | Scotland | 3 | IC | OP | 0.2 | 0.2 | 0.2 |  | 88 | 1945 | WC: DFO; N: N; Y: Y |  | S |  | N | Electric Utility | 1 |  | N | N | [17 empty] | N
12294 | City of Memphis - (MO) | 2145 | Memphis | MO | Scotland | 6 | IC | OP | 0.9 | 0.9 | 0.9 |  | 88 | 1957 | WC: DFO; N: N; Y: Y |  | S |  | N | Electric Utility | 1 |  | N | N | [17 empty] | N
12294 | City of Memphis - (MO) | 2145 | Memphis | MO | Scotland | 7 | IC | OP | 1.1 | 1.1 | 1.1 |  | 88 | 1960 | WC: DFO; N: N; Y: Y |  | S |  | N | Electric Utility | 1 |  | N | N | [17 empty] | N
12294 | City of Memphis - (MO) | 2145 | Memphis | MO | Scotland | 8 | IC | OP | 1.3 | 1.3 | 1.3 |  | 88 | 1966 | WC: DFO; PC: NG; N: Y; Y: Y |  | S |  | N | Electric Utility | 1 |  | N | N | [17 empty] | N
12294 | City of Memphis - (MO) | 2145 | Memphis | MO | Scotland | 9 | IC | OP | 1.3 | 1.3 | 1.3 |  | 88 | 1972 | WC: DFO; PC: NG; N: Y; Y: Y |  | S |  | N | Electric Utility | 1 |  | N | N | [17 empty] | N
12298 | City of Menasha - (WI) | 4127 | Menasha | WI | WINNEBAGO | 3 | ST | OP | 7.5 | 7.5 | 7.5 |  | 12 | 1954 | WC: SUB; N: N; Y: Y |  | S |  | N | IPP CHP | 3 |  | N | N | [17 empty] | N | N |  | Y | N
12298 | City of Menasha - (WI) | 4127 | Menasha | WI | WINNEBAGO | 4 | ST | OP | 13.6 | 12.5 | 12.5 |  | 12 | 1964 | WC: SUB; N: N; Y: Y |  | S |  | N | IPP CHP | 3 |  | N | N | [17 empty] | N |  |  | Y
12298 | City of Menasha - (WI) | 4127 | Menasha | WI | WINNEBAGO | 5 | ST | OP | 6.9 | 6.9 | 6.9 |  | 10 | 2006 | WC: SUB; N: N; Y: N |  | S |  | Y | IPP CHP | 3 | T | N | N | [17 empty] | N |  |  | Y
12303 | Merck & Co Inc-West Point | 52149 | West Point | PA | Mongomery | COG3 | GT | OP | 38.4 | 38.5 | 40 |  | 4 | 2001 | WC: NG; N: N; Y: Y |  | S |  | Y | Industrial CHP | 7 | T | N | N | [12 empty] | N |  |  |  |  | N
12303 | Merck & Co Inc-West Point | 52149 | West Point | PA | Mongomery | GEN1 | ST | OA | 3 | 3 | 3 |  | 12 | 1987 | WC: NG; PC: DFO; N: Y; Y: Y |  | S |  | Y | Industrial CHP | 7 | T | N | N | [12 empty] | N |  |  |  |  | N
12303 | Merck & Co Inc-West Point | 52149 | West Point | PA | Mongomery | GEN2 | GT | OP | 32.3 | 24.5 | 26 |  | 1 | 1989 | WC: NG; N: N; Y: Y |  | S |  | Y | Industrial CHP | 7 | T | N | N | [12 empty] | N |  |  |  |  | N
12303 | Merck & Co Inc-West Point | 52149 | West Point | PA | Mongomery | GEN3 | IC | SB | 2.5 | 2.4 | 2.5 |  | 1 | 1972 | WC: DFO; N: N; Y: N | N | S |  | N | Industrial CHP | 7 |  | N | N | [12 empty] | N |  |  |  |  | N
12303 | Merck & Co Inc-West Point | 52149 | West Point | PA | Mongomery | GEN4 | IC | SB | 1.7 | 1.7 | 1.7 |  | 6 | 1995 | [8 empty] | N | S |  | N | Industrial CHP | 7 |  | N | N | [12 empty] | N |  |  |  |  | N | bar: WC; N to Y
12303 | Merck & Co Inc-West Point | 52149 | West Point | PA | Mongomery | GEN5 | IC | SB | 1.2 | 1.2 | 1.2 |  | 6 | 1994 | WC: DFO; N: N; Y: N | N | S |  | N | Industrial CHP | 7 |  | N | N | [12 empty] | N |  |  |  |  | N
12303 | Merck & Co Inc-West Point | 52149 | West Point | PA | Mongomery | GEN6 | IC | SB | 1.2 | 1.2 | 1.2 |  | 6 | 1993 | WC: DFO; N: N; Y: N | N | S |  | N | Industrial CHP | 7 |  | N | N | [12 empty] | N |  |  |  |  | N
12303 | Merck & Co Inc-West Point | 52149 | West Point | PA | Mongomery | GEN7 | IC | SB | 0.7 | 0.7 | 0.7 |  | 6 | 1994 | [8 empty] | N | S |  | N | Industrial CHP | 7 |  | N | N | [12 empty] | N |  |  |  |  | N | bar: WC; N to Y
12303 | Merck & Co Inc-West Point | 52149 | West Point | PA | Mongomery | GEN8 | IC | SB | 1 | 1 | 1 |  | 8 | 1999 | [8 empty] | N | S |  | N | Industrial CHP | 7 |  | N | N | [12 empty] | N |  |  |  |  | N | bar: WC; N to Y
12303 | Merck & Co Inc-West Point | 52149 | West Point | PA | Mongomery | GEN9 | IC | SB | 1.3 | 0.9 | 0.9 |  | 2 | 2004 | [8 empty] | N | S |  | N | Industrial CHP | 7 |  | N | N | [12 empty] | N |  |  |  |  | N | bar: WC; N to Y
12303 | Merck & Co Inc-West Point | 52149 | West Point | PA | Mongomery | GN10 | IC | SB | 1.3 | 0.9 | 0.9 |  | 2 | 2004 | [8 empty] | N | S |  | N | Industrial CHP | 7 |  | N | N | [12 empty] | N |  |  |  |  | N | bar: WC; N to Y
12303 | Merck & Co Inc-West Point | 52149 | West Point | PA | Mongomery | GN11 | IC | SB | 1 | 0.9 | 0.9 |  | 11 | 2010 | WC: DFO; N: N; Y: N | N | S |  | N | Industrial CHP | 7 |  |  | N | [12 empty] | N |  |  |  |  | N
12307 | MeadWestvaco Corp | 50101 | MeadWestvaco Evadale | TX | Jasper | GEN1 | ST | OP | 7.5 | 9.5 | 9.5 |  | 6 | 1954 | WC: BLQ; PC: NG; N: Y; Y: N |  | S |  | Y | Industrial CHP | 7 | T |  | N | [17 empty] | N | [6 empty] | WDS | BLQ
12307 | MeadWestvaco Corp | 50101 | MeadWestvaco Evadale | TX | Jasper | GEN2 | ST | OP | 32.6 | 36 | 36 |  | 5 | 1965 | WC: BLQ; PC: NG; N: Y; Y: N |  | S |  | Y | Industrial CHP | 7 | T | N | N | [17 empty] | N | [6 empty] | WDS | BLQ
12307 | MeadWestvaco Corp | 50101 | MeadWestvaco Evadale | TX | Jasper | GEN3 | ST | OP | 17.6 | 18 | 18 |  | 1 | 1986 | WC: BLQ; PC: NG; N: Y; Y: N |  | S |  | Y | Industrial CHP | 7 | T | N | N | [17 empty] | N | [6 empty] | WDS | BLQ
12311 | Merck & Co Inc | 10224 | Merck Rahway Power Plant | NJ | UNION | GEN8 | ST | OP | 5 | 4.8 | 4.8 |  | 1 | 1977 | WC: NG; PC: DFO; N: Y; Y: N | N | S |  | Y | Industrial CHP | 7 | T | N | N | [17 empty] | N
12311 | Merck & Co Inc | 10224 | Merck Rahway Power Plant | NJ | UNION | GEN9 | ST | OP | 10.8 | 10 | 10.2 |  | 1 | 2004 | WC: NG; PC: DFO; N: Y; Y: N | N | S |  | Y | Industrial CHP | 7 | T | N | N | [17 empty] | N
12312 | Merced Irrigation District | 409 | Exchequer | CA | Mariposa | 1 | HY | OP | 94.5 | 94.5 | 94.5 |  | 7 | 1967 | WC: WAT; N: N; Y: Y |  | S |  | N | IPP Non-CHP | 2 |  | N | N | [12 empty] | N |  |  |  |  | N
12312 | Merced Irrigation District | 410 | McSwain | CA | Mariposa | 1 | HY | OP | 9 | 9 | 9 |  | 7 | 1967 | WC: WAT; N: N; Y: Y |  | S |  | N | IPP Non-CHP | 2 |  | N | N | [17 empty] | N
12312 | Merced Irrigation District | 428 | Parker | CA | Merced | 1 | HY | OP | 2.7 | 2.7 | 2.7 |  | 4 | 1982 | WC: WAT; N: N; Y: Y |  | S |  | N | IPP Non-CHP | 2 |  | N | N | [17 empty] | N
12320 | Merck & Co Inc | 52148 | Elkton | VA | Rockingham | GEN1 | ST | OP | 6.2 | 2 | 6 |  | 6 | 1982 | WC: NG; PC: DFO; N: Y; Y: Y |  | S |  | Y | Industrial CHP | 7 | B | N | N | [17 empty] | N | [6 empty] | NG
12320 | Merck & Co Inc | 52148 | Elkton | VA | Rockingham | GEN2 | IC | SB | 0.9 | 0.8 | 0.8 |  | 6 | 1982 | WC: DFO; N: N; Y: Y | Y | S |  | N | Industrial CHP | 7 |  |  | N | [17 empty] | N
12341 | MidAmerican Energy Co | 899 | Moline | IL | Rock Island | GT1 | GT | OP | 18 | 16 | 20 |  | 5 | 1970 | WC: NG; N: N; Y: Y |  | S |  | N | Electric Utility | 1 |  | N | N | [17 empty] | N
12341 | MidAmerican Energy Co | 899 | Moline | IL | Rock Island | GT2 | GT | OP | 18 | 17.1 | 20 |  | 5 | 1970 | WC: NG; N: N; Y: Y |  | S |  | N | Electric Utility | 1 |  | N | N | [17 empty] | N
12341 | MidAmerican Energy Co | 899 | Moline | IL | Rock Island | GT3 | GT | OP | 18 | 16.9 | 20 |  | 5 | 1970 | WC: NG; N: N; Y: Y |  | S |  | N | Electric Utility | 1 |  | N | N | [17 empty] | N
12341 | MidAmerican Energy Co | 899 | Moline | IL | Rock Island | GT4 | GT | OP | 18 | 16.7 | 20 |  | 5 | 1970 | WC: NG; N: N; Y: Y |  | S |  | N | Electric Utility | 1 |  | N | N | [17 empty] | N
12341 | MidAmerican Energy Co | 899 | Moline | IL | Rock Island | HY1 | HY | OP | 0.9 | 0.8 | 0.8 |  | 1 | 1942 | WC: WAT; N: N; Y: Y |  | S |  | N | Electric Utility | 1 |  | N | N | [17 empty] | N
12341 | MidAmerican Energy Co | 899 | Moline | IL | Rock Island | HY2 | HY | OP | 0.9 | 0.8 | 0.8 |  | 1 | 1942 | WC: WAT; N: N; Y: Y |  | S |  | N | Electric Utility | 1 |  | N | N | [17 empty] | N
12341 | MidAmerican Energy Co | 899 | Moline | IL | Rock Island | HY3 | HY | OP | 0.9 | 0.8 | 0.8 |  | 1 | 1942 | WC: WAT; N: N; Y: Y |  | S |  | N | Electric Utility | 1 |  | N | N | [17 empty] | N
12341 | MidAmerican Energy Co | 899 | Moline | IL | Rock Island | HY4 | HY | OP | 0.9 | 0.8 | 0.8 |  | 1 | 1942 | WC: WAT; N: N; Y: Y |  | S |  | N | Electric Utility | 1 |  | N | N | [17 empty] | N
12341 | MidAmerican Energy Co | 1079 | Coralville GT | IA | Johnson | 1 | GT | OP | 18 | 16.3 | 20 |  | 6 | 1970 | WC: NG; N: N; Y: Y |  | S |  | N | Electric Utility | 1 |  | N | N | [17 empty] | N
12341 | MidAmerican Energy Co | 1079 | Coralville GT | IA | Johnson | 2 | GT | OP | 18 | 16.9 | 20 |  | 6 | 1970 | WC: NG; N: N; Y: Y |  | S |  | N | Electric Utility | 1 |  | N | N | [17 empty] | N
12341 | MidAmerican Energy Co | 1079 | Coralville GT | IA | Johnson | 3 | GT | OP | 18 | 16.5 | 20 |  | 6 | 1970 | WC: NG; N: N; Y: Y |  | S |  | N | Electric Utility | 1 |  | N | N | [17 empty] | N
12341 | MidAmerican Energy Co | 1079 | Coralville GT | IA | Johnson | 4 | GT | OP | 18 | 16.2 | 20 |  | 6 | 1970 | WC: NG; N: N; Y: Y |  | S |  | N | Electric Utility | 1 |  | N | N | [17 empty] | N
12341 | MidAmerican Energy Co | 1081 | Riverside | IA | Scott | 3HS | ST | OP | 5 | 4 | 4 |  | 5 | 1949 | WC: SUB; PC: NG; N: Y; Y: Y |  | S |  | Y | Electric Utility | 1 | T | N | N | [17 empty] | N | Y |  | Y |  |  |  | NG
12341 | MidAmerican Energy Co | 1081 | Riverside | IA | Scott | 5 | ST | OP | 136 | 133.3 | 133.3 |  | 6 | 1961 | WC: SUB; PC: NG; N: Y; Y: Y |  | S |  | Y | Electric Utility | 1 | T | N | N | [17 empty] | N | Y |  | Y |  |  |  | NG
12341 | MidAmerican Energy Co | 1082 | Walter Scott Jr Energy Center | IA | Pottawattamie | 1 | ST | OP | 49 | 37.4 | 37.4 |  | 3 | 1954 | WC: SUB; PC: NG; N: Y; Y: Y |  | S |  | N | Electric Utility | 1 |  | N | N | [15 empty] | 4 | 2016 | N | Y |  | Y
12341 | MidAmerican Energy Co | 1082 | Walter Scott Jr Energy Center | IA | Pottawattamie | 2 | ST | OP | 81.6 | 80.8 | 80.8 |  | 10 | 1958 | WC: SUB; PC: NG; N: Y; Y: Y |  | S |  | N | Electric Utility | 1 |  | N | N | [15 empty] | 4 | 2016 | N | Y |  | Y
12341 | MidAmerican Energy Co | 1082 | Walter Scott Jr Energy Center | IA | Pottawattamie | 3 | ST | OP | 725.8 | 703.7 | 703.7 |  | 12 | 1978 | WC: SUB; PC: DFO; N: N; Y: Y |  | J |  | Y | Electric Utility | 1 | T | N | N | [17 empty] | N | Y |  | Y |  |  |  | DFO
12341 | MidAmerican Energy Co | 1082 | Walter Scott Jr Energy Center | IA | Pottawattamie | 4 | ST | OP | 922.5 | 813.6 | 818 |  | 6 | 2007 | WC: SUB; N: N; Y: Y |  | J |  | N | Electric Utility | 1 |  | N | N | [17 empty] | N | Y |  |  | Y
12341 | MidAmerican Energy Co | 1084 | River Hills | IA | Polk | 1 | GT | OP | 16 | 14.5 | 18.8 |  | 5 | 1966 | WC: NG; N: N; Y: Y |  | S |  | N | Electric Utility | 1 |  | N | N | [17 empty] | N
12341 | MidAmerican Energy Co | 1084 | River Hills | IA | Polk | 2 | GT | OP | 16 | 14.7 | 18.8 |  | 5 | 1966 | WC: NG; N: N; Y: Y |  | S |  | N | Electric Utility | 1 |  | N | N | [17 empty] | N
12341 | MidAmerican Energy Co | 1084 | River Hills | IA | Polk | 3 | GT | OP | 16 | 14.3 | 18.8 |  | 5 | 1966 | WC: NG; N: N; Y: Y |  | S |  | N | Electric Utility | 1 |  | N | N | [17 empty] | N
12341 | MidAmerican Energy Co | 1084 | River Hills | IA | Polk | 4 | GT | OP | 16 | 15.1 | 18.8 |  | 5 | 1966 | WC: NG; N: N; Y: Y |  | S |  | N | Electric Utility | 1 |  | N | N | [17 empty] | N
12341 | MidAmerican Energy Co | 1084 | River Hills | IA | Polk | 5 | GT | OP | 16 | 14.7 | 18.8 |  | 10 | 1967 | WC: NG; N: N; Y: Y |  | S |  | N | Electric Utility | 1 |  | N | N | [17 empty] | N
12341 | MidAmerican Energy Co | 1084 | River Hills | IA | Polk | 6 | GT | OP | 16 | 14.5 | 18.8 |  | 10 | 1967 | WC: NG; N: N; Y: Y |  | S |  | N | Electric Utility | 1 |  | N | N | [17 empty] | N
12341 | MidAmerican Energy Co | 1084 | River Hills | IA | Polk | 7 | GT | OP | 16 | 14 | 18.8 |  | 4 | 1968 | WC: NG; N: N; Y: Y |  | S |  | N | Electric Utility | 1 |  | N | N | [17 empty] | N
12341 | MidAmerican Energy Co | 1084 | River Hills | IA | Polk | 8 | GT | OP | 16 | 15.1 | 18.8 |  | 4 | 1968 | WC: NG; N: N; Y: Y |  | S |  | N | Electric Utility | 1 |  | N | N | [17 empty] | N
12341 | MidAmerican Energy Co | 1091 | George Neal North | IA | Woodbury | 1 | ST | OP | 147 | 134.3 | 134.3 |  | 5 | 1964 | WC: SUB; PC: BIT; N: Y; Y: Y |  | S |  | N | Electric Utility | 1 |  | N | N | [15 empty] | 4 | 2016 | N |  |  | Y
12341 | MidAmerican Energy Co | 1091 | George Neal North | IA | Woodbury | 2 | ST | OP | 349.2 | 283.7 | 283.7 |  | 5 | 1972 | SUB | BIT | NG |  |  |  | Y | Y |  | S |  | N | Electric Utility | 1 |  | N | N | [17 empty] | N | Y |  | Y
12341 | MidAmerican Energy Co | 1091 | George Neal North | IA | Woodbury | 3 | ST | OP | 549.8 | 491.9 | 491.9 |  | 5 | 1975 | WC: SUB; PC: BIT; N: N; Y: Y |  | J |  | N | Electric Utility | 1 |  | N | N | [17 empty] | N | Y |  | Y
12341 | MidAmerican Energy Co | 1097 | Merle Parr | IA | Floyd | 1 | GT | OP | 18 | 16.6 | 18 |  | 5 | 1969 | WC: NG; N: N; Y: Y |  | S |  | N | Electric Utility | 1 |  | N | N | [17 empty] | N
12341 | MidAmerican Energy Co | 1097 | Merle Parr | IA | Floyd | 2 | GT | OP | 18 | 16 | 18 |  | 5 | 1969 | WC: NG; N: N; Y: Y |  | S |  | N | Electric Utility | 1 |  | N | N | [17 empty] | N
12341 | MidAmerican Energy Co | 6063 | Electrifarm | IA | Black Hawk | 1 | GT | OP | 71.2 | 59.2 | 74.7 |  | 5 | 1975 | WC: NG; PC: DFO; N: Y; Y: Y |  | S |  | N | Electric Utility | 1 |  | N | N | [17 empty] | N
12341 | MidAmerican Energy Co | 6063 | Electrifarm | IA | Black Hawk | 2 | GT | OP | 89 | 66.5 | 81 |  | 1 | 1978 | WC: NG; PC: DFO; N: Y; Y: Y |  | S |  | N | Electric Utility | 1 |  | N | N | [17 empty] | N
12341 | MidAmerican Energy Co | 6063 | Electrifarm | IA | Black Hawk | 3 | GT | OP | 103.9 | 69.4 | 88.7 |  | 1 | 1978 | WC: NG; PC: DFO; N: Y; Y: Y |  | S |  | N | Electric Utility | 1 |  | N | N | [17 empty] | N
12341 | MidAmerican Energy Co | 6664 | Louisa | IA | Louisa | 1 | ST | OP | 811.9 | 746.2 | 746.2 |  | 10 | 1983 | WC: SUB; N: N; Y: Y |  | J |  | N | Electric Utility | 1 |  | N | N | [17 empty] | N | Y |  | Y |  |  |  | DFO | NG
12341 | MidAmerican Energy Co | 7145 | Pleasant Hill | IA | Polk | 1 | GT | OP | 41.4 | 38 | 47 |  | 6 | 1990 | WC: NG; PC: DFO; N: Y; Y: Y |  | S |  | N | Electric Utility | 1 |  | N | N | [17 empty] | N
12341 | MidAmerican Energy Co | 7145 | Pleasant Hill | IA | Polk | 2 | GT | OP | 41.4 | 37.8 | 47 |  | 6 | 1990 | WC: NG; PC: DFO; N: Y; Y: Y |  | S |  | N | Electric Utility | 1 |  | N | N | [17 empty] | N
12341 | MidAmerican Energy Co | 7145 | Pleasant Hill | IA | Polk | 3 | GT | OP | 97 | 84.2 | 100 |  | 6 | 1994 | WC: NG; PC: DFO; N: Y; Y: Y |  | S |  | N | Electric Utility | 1 |  | N | N | [17 empty] | N
12341 | MidAmerican Energy Co | 7343 | George Neal South | IA | Woodbury | 4 | ST | OP | 640 | 644.8 | 644.8 |  | 7 | 1979 | WC: SUB; N: N; Y: Y |  | J |  | Y | Electric Utility | 1 | T | N | N | [17 empty] | N | Y |  | Y |  |  |  | DFO | NG
12341 | MidAmerican Energy Co | 7849 | Knoxville Industrial | IA | Marion | 1 | IC | OP | 2 | 2 | 2 |  | 4 | 2000 | WC: DFO; N: N; Y: Y |  | S |  | N | Electric Utility | 1 |  | N | N | [17 empty] | N
12341 | MidAmerican Energy Co | 7849 | Knoxville Industrial | IA | Marion | 2 | IC | OP | 2 | 2 | 2 |  | 4 | 2000 | WC: DFO; N: N; Y: Y |  | S |  | N | Electric Utility | 1 |  | N | N | [17 empty] | N
12341 | MidAmerican Energy Co | 7849 | Knoxville Industrial | IA | Marion | 3 | IC | OP | 2 | 2 | 2 |  | 4 | 2000 | WC: DFO; N: N; Y: Y |  | S |  | N | Electric Utility | 1 |  | N | N | [17 empty] | N
12341 | MidAmerican Energy Co | 7849 | Knoxville Industrial | IA | Marion | 4 | IC | OP | 2 | 2 | 2 |  | 4 | 2000 | WC: DFO; N: N; Y: Y |  | S |  | N | Electric Utility | 1 |  | N | N | [17 empty] | N
12341 | MidAmerican Energy Co | 7849 | Knoxville Industrial | IA | Marion | 5 | IC | OP | 2 | 2 | 2 |  | 4 | 2000 | WC: DFO; N: N; Y: Y |  | S |  | N | Electric Utility | 1 |  | N | N | [17 empty] | N
12341 | MidAmerican Energy Co | 7849 | Knoxville Industrial | IA | Marion | 6 | IC | OP | 2 | 2 | 2 |  | 4 | 2000 | WC: DFO; N: N; Y: Y |  | S |  | N | Electric Utility | 1 |  | N | N | [17 empty] | N
12341 | MidAmerican Energy Co | 7849 | Knoxville Industrial | IA | Marion | 7 | IC | OP | 2 | 2 | 2 |  | 4 | 2000 | WC: DFO; N: N; Y: Y |  | S |  | N | Electric Utility | 1 |  | N | N | [17 empty] | N
12341 | MidAmerican Energy Co | 7849 | Knoxville Industrial | IA | Marion | 8 | IC | OP | 2 | 2 | 2 |  | 4 | 2000 | WC: DFO; N: N; Y: Y |  | S |  | N | Electric Utility | 1 |  | N | N | [17 empty] | N
12341 | MidAmerican Energy Co | 7850 | Shenandoah | IA | Page | 1 | IC | OP | 2 | 2 | 2 |  | 4 | 2000 | WC: DFO; N: N; Y: Y |  | S |  | N | Electric Utility | 1 |  | N | N | [17 empty] | N
12341 | MidAmerican Energy Co | 7850 | Shenandoah | IA | Page | 10 | IC | OP | 2 | 2 | 2 |  | 4 | 2000 | WC: DFO; N: N; Y: Y |  | S |  | N | Electric Utility | 1 |  | N | N | [17 empty] | N
12341 | MidAmerican Energy Co | 7850 | Shenandoah | IA | Page | 2 | IC | OP | 2 | 2 | 2 |  | 4 | 2000 | WC: DFO; N: N; Y: Y |  | S |  | N | Electric Utility | 1 |  | N | N | [17 empty] | N
12341 | MidAmerican Energy Co | 7850 | Shenandoah | IA | Page | 3 | IC | OP | 2 | 2 | 2 |  | 4 | 2000 | WC: DFO; N: N; Y: Y |  | S |  | N | Electric Utility | 1 |  | N | N | [17 empty] | N
12341 | MidAmerican Energy Co | 7850 | Shenandoah | IA | Page | 4 | IC | OP | 2 | 2 | 2 |  | 4 | 2000 | WC: DFO; N: N; Y: Y |  | S |  | N | Electric Utility | 1 |  | N | N | [17 empty] | N
12341 | MidAmerican Energy Co | 7850 | Shenandoah | IA | Page | 5 | IC | OP | 2 | 2 | 2 |  | 4 | 2000 | WC: DFO; N: N; Y: Y |  | S |  | N | Electric Utility | 1 |  | N | N | [17 empty] | N
12341 | MidAmerican Energy Co | 7850 | Shenandoah | IA | Page | 6 | IC | OP | 2 | 2 | 2 |  | 4 | 2000 | WC: DFO; N: N; Y: Y |  | S |  | N | Electric Utility | 1 |  | N | N | [17 empty] | N
12341 | MidAmerican Energy Co | 7850 | Shenandoah | IA | Page | 7 | IC | OP | 2 | 2 | 2 |  | 4 | 2000 | WC: DFO; N: N; Y: Y |  | S |  | N | Electric Utility | 1 |  | N | N | [17 empty] | N
12341 | MidAmerican Energy Co | 7850 | Shenandoah | IA | Page | 8 | IC | OP | 2 | 2 | 2 |  | 4 | 2000 | WC: DFO; N: N; Y: Y |  | S |  | N | Electric Utility | 1 |  | N | N | [17 empty] | N
12341 | MidAmerican Energy Co | 7850 | Shenandoah | IA | Page | 9 | IC | OP | 2 | 2 | 2 |  | 4 | 2000 | WC: DFO; N: N; Y: Y |  | S |  | N | Electric Utility | 1 |  | N | N | [17 empty] | N
12341 | MidAmerican Energy Co | 7851 | Waterloo Lundquist | IA | Black Hawk | 1 | IC | OP | 2 | 2 | 2 |  | 4 | 2000 | WC: DFO; N: N; Y: Y |  | S |  | N | Electric Utility | 1 |  | N | N | [17 empty] | N
12341 | MidAmerican Energy Co | 7851 | Waterloo Lundquist | IA | Black Hawk | 2 | IC | OP | 2 | 2 | 2 |  | 4 | 2000 | WC: DFO; N: N; Y: Y |  | S |  | N | Electric Utility | 1 |  | N | N | [17 empty] | N
12341 | MidAmerican Energy Co | 7851 | Waterloo Lundquist | IA | Black Hawk | 3 | IC | OP | 2 | 2 | 2 |  | 4 | 2000 | WC: DFO; N: N; Y: Y |  | S |  | N | Electric Utility | 1 |  | N | N | [17 empty] | N
12341 | MidAmerican Energy Co | 7851 | Waterloo Lundquist | IA | Black Hawk | 4 | IC | OP | 2 | 2 | 2 |  | 4 | 2000 | WC: DFO; N: N; Y: Y |  | S |  | N | Electric Utility | 1 |  | N | N | [17 empty] | N
12341 | MidAmerican Energy Co | 7851 | Waterloo Lundquist | IA | Black Hawk | 5 | IC | OP | 2 | 2 | 2 |  | 4 | 2000 | WC: DFO; N: N; Y: Y |  | S |  | N | Electric Utility | 1 |  | N | N | [17 empty] | N
12341 | MidAmerican Energy Co | 7851 | Waterloo Lundquist | IA | Black Hawk | 6 | IC | OP | 2 | 2 | 2 |  | 4 | 2000 | WC: DFO; N: N; Y: Y |  | S |  | N | Electric Utility | 1 |  | N | N | [17 empty] | N
12341 | MidAmerican Energy Co | 7851 | Waterloo Lundquist | IA | Black Hawk | 7 | IC | OP | 2 | 2 | 2 |  | 4 | 2000 | WC: DFO; N: N; Y: Y |  | S |  | N | Electric Utility | 1 |  | N | N | [17 empty] | N
12341 | MidAmerican Energy Co | 7851 | Waterloo Lundquist | IA | Black Hawk | 8 | IC | OP | 2 | 2 | 2 |  | 4 | 2000 | WC: DFO; N: N; Y: Y |  | S |  | N | Electric Utility | 1 |  | N | N | [17 empty] | N
12341 | MidAmerican Energy Co | 7851 | Waterloo Lundquist | IA | Black Hawk | 9 | IC | OP | 2 | 2 | 2 |  | 4 | 2000 | WC: DFO; N: N; Y: Y |  | S |  | N | Electric Utility | 1 |  | N | N | [17 empty] | N
12341 | MidAmerican Energy Co | 7985 | Greater Des Moines | IA | Polk | GT1 | CT | OP | 190.4 | 159.1 | 198 |  | 5 | 2003 | WC: NG; N: N; Y: Y |  | S |  | N | Electric Utility | 1 |  | N | N | [17 empty] | N
12341 | MidAmerican Energy Co | 7985 | Greater Des Moines | IA | Polk | GT2 | CT | OP | 190.4 | 156.9 | 197 |  | 5 | 2003 | WC: NG; N: N; Y: Y |  | S |  | N | Electric Utility | 1 |  | N | N | [17 empty] | N
12341 | MidAmerican Energy Co | 7985 | Greater Des Moines | IA | Polk | ST1 | CA | OP | 195.5 | 176.6 | 175 |  | 12 | 2004 | WC: NG; N: N; Y: Y |  | S |  | N | Electric Utility | 1 |  | N | N | [17 empty] | N
12341 | MidAmerican Energy Co | 8029 | Sycamore | IA | Polk | 1 | GT | OP | 78.8 | 75.5 | 95 |  | 8 | 1974 | WC: NG; PC: DFO; N: Y; Y: Y |  | S |  | N | Electric Utility | 1 |  | N | N | [17 empty] | N
12341 | MidAmerican Energy Co | 8029 | Sycamore | IA | Polk | 2 | GT | OP | 78.8 | 73 | 95 |  | 11 | 1974 | WC: NG; PC: DFO; N: Y; Y: Y |  | S |  | N | Electric Utility | 1 |  | N | N | [17 empty] | N
12341 | MidAmerican Energy Co | 56138 | Anderson Erickson | IA | Polk | 1 | IC | OP | 2 | 2 | 2 |  | 4 | 2000 | WC: DFO; N: N; Y: Y |  | S |  | N | Electric Utility | 1 |  | N | N | [17 empty] | N
12341 | MidAmerican Energy Co | 56251 | Intrepid | IA | Buena Vista | INWF | WT | OP | 175.5 | 175.5 | 175.5 |  | 12 | 2004 | WC: WND; N: N; Y: Y |  | S | 122 | N | Electric Utility | 1 |  | N | N | [17 empty] | N
12341 | MidAmerican Energy Co | 56252 | Century | IA | Hamilton | CWF | WT | OP | 185 | 185 | 185 |  | 9 | 2005 | WC: WND; N: N; Y: Y |  | S | 135 | N | Electric Utility | 1 |  | N | N | [17 empty] | N
12341 | MidAmerican Energy Co | 56252 | Century | IA | Hamilton | CWF2 | WT | OP | 15 | 15 | 15 |  | 12 | 2007 | WC: WND; N: N; Y: Y |  | S | 10 | N | Electric Utility | 1 |  | N | N | [17 empty] | N
12341 | MidAmerican Energy Co | 56379 | Victory Wind Farm | IA | Carroll | VWF | WT | OP | 99 | 99 | 99 |  | 12 | 2006 | WC: WND; N: N; Y: Y |  | S | 66 | N | Electric Utility | 1 |  | N | N
12341 | MidAmerican Energy Co | 56501 | Pomeroy Wind Farm | IA | Pocahontas | PWF | WT | OP | 123 | 123 | 123 |  | 12 | 2007 | WC: WND; N: N; Y: Y |  | S | 82 | N | Electric Utility | 1 |  | N | N | [17 empty] | N
12341 | MidAmerican Energy Co | 56501 | Pomeroy Wind Farm | IA | Pocahontas | PWF2 | WT | OP | 75 | 75 | 75 |  | 12 | 2007 | WC: WND; N: N; Y: Y |  | S | 50 | N | Electric Utility | 1 |  | N | N | [17 empty] | N
12341 | MidAmerican Energy Co | 56501 | Pomeroy Wind Farm | IA | Pocahontas | PWF3 | WT | OP | 58.5 | 58.5 | 58.5 |  | 12 | 2008 | WC: WND; N: N; Y: Y |  | S | 39 | N | Electric Utility | 1 |  |  | N
12341 | MidAmerican Energy Co | 56501 | Pomeroy Wind Farm | IA | Pocahontas | PWF4 | WT | OP | 29.9 | 29.9 | 29.9 |  | 8 | 2011 | WC: WND; N: N; Y: Y |  | S | 13 | N | Electric Utility | 1 | [20 empty] | N
12341 | MidAmerican Energy Co | 56677 | Charles City Wind Farm | IA | Floyd | CCWF | WT | OP | 75 | 75 | 75 |  | 4 | 2008 | WC: WND; N: N; Y: Y |  | S | 50 | N | Electric Utility | 1 |  |  | N
12341 | MidAmerican Energy Co | 56809 | Carroll Wind Farm | IA | Carroll | CWF | WT | OP | 150 | 150 | 150 |  | 12 | 2008 | WC: WND; N: N; Y: Y |  | S | 100 | N | Electric Utility | 1 |  |  | N
12341 | MidAmerican Energy Co | 56810 | Adair Wind Farm | IA | Adair | AWF | WT | OP | 174.8 | 174.8 | 174.8 |  | 12 | 2008 | WC: WND; N: N; Y: Y |  | S | 76 | N | Electric Utility | 1 |  |  | N
12341 | MidAmerican Energy Co | 56811 | Walnut Wind Farm | IA | Pottawattamie | WWF | WT | OP | 153 | 153 | 153 |  | 12 | 2008 | WC: WND; N: N; Y: Y |  | S | 102 | N | Electric Utility | 1 |  |  | N
12341 | MidAmerican Energy Co | 57500 | Laurel Wind Farm | IA | Marshall | LWF | WT | OP | 119.6 | 119.6 | 119.6 |  | 12 | 2011 | WC: WND; N: N; Y: Y |  | S | 52 | N | Electric Utility | 1 |  |  | N | [17 empty] | N
12341 | MidAmerican Energy Co | 57501 | Rolling Hills Wind Farm | IA | Cass | RHWF | WT | OP | 443.9 | 443.9 | 443.9 |  | 12 | 2011 | WC: WND; N: N; Y: Y |  | S | 193 | N | Electric Utility | 1 |  |  | N | [17 empty] | N
12341 | MidAmerican Energy Co | 57873 | Eclipse Wind Farm | IA | Guthrie | EWF | WT | OP | 200 | 200 | 200 |  | 9 | 2012 | WC: WND; N: N; Y: Y |  | S | 87 | N | Electric Utility | 1 |  |  | N | [17 empty] | N
12341 | MidAmerican Energy Co | 57874 | Vienna Wind Farm | IA | Marshall | VIWF | WT | OP | 103 | 103 | 103 |  | 11 | 2012 | WC: WND; N: N; Y: Y |  | S | 45 | N | Electric Utility | 1 |  |  | N | [17 empty] | N
12341 | MidAmerican Energy Co | 57875 | Morning Light Wind Farm | IA | Adair | MLWF | WT | OP | 101 | 101 | 101 |  | 10 | 2012 | WC: WND; N: N; Y: Y |  | S | 44 | N | Electric Utility | 1 |  |  | N | [17 empty] | N
12363 | Mesquite Power LLC | 55481 | Mesquite Generating Station | AZ | Maricopa | GT1 | CT | OP | 185.3 | 146.2 | 159.8 |  | 6 | 2003 | WC: NG; N: N; Y: Y |  | S |  | N | IPP Non-CHP | 2 |  | N | N | [17 empty] | N
12363 | Mesquite Power LLC | 55481 | Mesquite Generating Station | AZ | Maricopa | GT2 | CT | OP | 185.3 | 144.5 | 166.6 |  | 6 | 2003 | WC: NG; N: N; Y: Y |  | S |  | N | IPP Non-CHP | 2 |  | N | N | [17 empty] | N
12363 | Mesquite Power LLC | 55481 | Mesquite Generating Station | AZ | Maricopa | GT3 | CT | OP | 185.3 | 146.2 | 159.8 |  | 12 | 2003 | WC: NG; N: N; Y: Y |  | S |  | N | IPP Non-CHP | 2 |  | N | N | [17 empty] | N
12363 | Mesquite Power LLC | 55481 | Mesquite Generating Station | AZ | Maricopa | GT4 | CT | OP | 185.3 | 146.2 | 159.8 |  | 12 | 2003 | WC: NG; N: N; Y: Y |  | S |  | N | IPP Non-CHP | 2 |  | N | N | [17 empty] | N
12363 | Mesquite Power LLC | 55481 | Mesquite Generating Station | AZ | Maricopa | ST1 | CA | OP | 321 | 245.1 | 267.9 |  | 6 | 2003 | WC: NG; N: N; Y: Y |  | S |  | N | IPP Non-CHP | 2 |  | Y | N | [17 empty] | N
12363 | Mesquite Power LLC | 55481 | Mesquite Generating Station | AZ | Maricopa | ST2 | CA | OP | 321 | 245.1 | 267.9 |  | 12 | 2003 | WC: NG; N: N; Y: Y |  | S |  | N | IPP Non-CHP | 2 |  | Y | N | [17 empty] | N
12374 | Metropolitan Sewerage District | 10181 | Metropolitan Sewerage District | NC | Buncombe | GEN1 | HY | SB | 0.8 | 0.8 | 0.8 |  | 9 | 1988 | WC: WAT; N: N; Y: Y | Y | S | 0 | N | Commercial Non-CHP | 4 |  | N | N | [17 empty] | N
12374 | Metropolitan Sewerage District | 10181 | Metropolitan Sewerage District | NC | Buncombe | GEN2 | HY | OP | 0.8 | 0.8 | 0.8 |  | 9 | 1988 | WC: WAT; N: N; Y: Y | Y | S | 0 | N | Commercial Non-CHP | 4 |  | N | N | [17 empty] | N
12374 | Metropolitan Sewerage District | 10181 | Metropolitan Sewerage District | NC | Buncombe | GEN3 | HY | OP | 0.8 | 0.8 | 0.8 |  | 9 | 1988 | WC: WAT; N: N; Y: Y | Y | S | 0 | N | Commercial Non-CHP | 4 |  | N | N | [17 empty] | N
12380 | Montana Dept-Natural Res&Consv | 54006 | Broadwater Power Project | MT | Broadwater | GEN1 | HY | OP | 9.7 | 9.7 | 9.7 |  | 6 | 1989 | WC: WAT; N: N; Y: Y |  | S | 1 | N | IPP Non-CHP | 2 |  | N | N | [17 empty] | N
12382 | Metropolitan Dist of Hartford | 54301 | Colebrook Hydroelectric | CT | Litchfield | BK1 | HY | OA | 1.5 | 1.4 | 1.4 |  | 4 | 1988 | WC: WAT; N: N; Y: Y |  | S | 0 | N | IPP Non-CHP | 2 |  | N | N | [17 empty] | N
12382 | Metropolitan Dist of Hartford | 54301 | Colebrook Hydroelectric | CT | Litchfield | BK2 | HY | OP | 1.5 | 1.4 | 1.4 |  | 4 | 1988 | WC: WAT; N: N; Y: Y |  | S | 0 | N | IPP Non-CHP | 2 |  | N | N | [17 empty] | N
12382 | Metropolitan Dist of Hartford | 54302 | Goodwin Hydroelectric | CT | Hartford | G1 | HY | OP | 1.6 | 1.6 | 1.6 |  | 4 | 1986 | WC: WAT; N: N; Y: Y |  | S | 0 | N | IPP Non-CHP | 2 |  | N | N | [17 empty] | N
12382 | Metropolitan Dist of Hartford | 54302 | Goodwin Hydroelectric | CT | Hartford | G2 | HY | OP | 1.6 | 1.6 | 1.6 |  | 4 | 1986 | WC: WAT; N: N; Y: Y |  | S | 0 | N | IPP Non-CHP | 2 |  | N | N | [17 empty] | N
12384 | Midwest Generations EME LLC | 384 | Joliet 29 | IL | Will | 7 | ST | OP | 660 | 518 | 522 |  | 4 | 1965 | WC: SUB; PC: NG; N: N; Y: Y |  | S |  | N | IPP Non-CHP | 2 |  | N | N | [18 empty] | Y |  | Y
12384 | Midwest Generations EME LLC | 384 | Joliet 29 | IL | Will | 8 | ST | OP | 660 | 518 | 522 |  | 3 | 1966 | WC: SUB; PC: NG; N: N; Y: Y |  | S |  | N | IPP Non-CHP | 2 |  | N | N | [18 empty] | Y |  | Y
12384 | Midwest Generations EME LLC | 874 | Joliet 9 | IL | Will | 6 | ST | OP | 360.4 | 314 | 314 |  | 6 | 1959 | WC: SUB; N: N; Y: Y |  | S |  | N | IPP Non-CHP | 2 |  | N | N | [18 empty] | Y |  | Y
12384 | Midwest Generations EME LLC | 879 | Powerton | IL | Tazewell | 5 | ST | OP | 892.8 | 769 | 769 |  | 9 | 1972 | SUB | BIT | NG |  |  |  | N | Y |  | S |  | N | IPP Non-CHP | 2 |  | N | N | [18 empty] | Y |  |  | Y
12384 | Midwest Generations EME LLC | 879 | Powerton | IL | Tazewell | 6 | ST | OP | 892.8 | 769 | 769 |  | 12 | 1975 | SUB | BIT | NG |  |  |  | N | Y |  | S |  | N | IPP Non-CHP | 2 |  | N | N | [18 empty] | Y |  |  | Y
12384 | Midwest Generations EME LLC | 883 | Waukegan | IL | Lake | 311 | GT | SB | 28 | 24.6 | 33.9 |  | 6 | 1968 | WC: DFO; N: N; Y: Y | Y | S |  | N | IPP Non-CHP | 2 |  | N | N | [17 empty] | N
12384 | Midwest Generations EME LLC | 883 | Waukegan | IL | Lake | 312 | GT | SB | 28 | 28.5 | 37.4 |  | 6 | 1968 | WC: DFO; N: N; Y: Y | Y | S |  | N | IPP Non-CHP | 2 |  | N | N | [17 empty] | N
12384 | Midwest Generations EME LLC | 883 | Waukegan | IL | Lake | 321 | GT | SB | 28 | 28 | 37.4 |  | 6 | 1968 | WC: DFO; N: N; Y: Y | Y | S |  | N | IPP Non-CHP | 2 |  | N | N | [17 empty] | N
12384 | Midwest Generations EME LLC | 883 | Waukegan | IL | Lake | 322 | GT | SB | 28 | 26.7 | 35 |  | 6 | 1968 | WC: DFO; N: N; Y: Y | Y | S |  | N | IPP Non-CHP | 2 |  | N | N | [17 empty] | N
12384 | Midwest Generations EME LLC | 883 | Waukegan | IL | Lake | 7 | ST | OP | 326.4 | 328 | 328 |  | 6 | 1958 | WC: SUB; PC: NG; N: N; Y: Y |  | S |  | N | IPP Non-CHP | 2 |  | N | N | [17 empty] | N | Y |  | Y
12384 | Midwest Generations EME LLC | 883 | Waukegan | IL | Lake | 8 | ST | OP | 355.3 | 361 | 361 |  | 7 | 1962 | WC: SUB; PC: NG; N: N; Y: Y |  | S |  | N | IPP Non-CHP | 2 |  | N | N | [17 empty] | N | Y |  | Y
12384 | Midwest Generations EME LLC | 884 | Will County | IL | Will | 3 | ST | OP | 299.2 | 251 | 262 |  | 6 | 1957 | WC: SUB; PC: DFO; N: N; Y: Y |  | S |  | N | IPP Non-CHP | 2 |  | N | N | [17 empty] | N | Y |  | Y
12384 | Midwest Generations EME LLC | 884 | Will County | IL | Will | 4 | ST | OP | 598.4 | 510 | 520 |  | 6 | 1963 | WC: SUB; PC: DFO; N: N; Y: Y |  | S |  | N | IPP Non-CHP | 2 |  | N | N | [17 empty] | N | Y |  | Y
12384 | Midwest Generations EME LLC | 886 | Fisk Street | IL | Cook | 311 | GT | SB | 38 | 25.4 | 34 |  | 7 | 1968 | WC: DFO; N: N; Y: Y | Y | S |  | N | IPP Non-CHP | 2 |  | N | N
12384 | Midwest Generations EME LLC | 886 | Fisk Street | IL | Cook | 312 | GT | SB | 38 | 23.7 | 31.6 |  | 7 | 1968 | WC: DFO; N: N; Y: Y | Y | S |  | N | IPP Non-CHP | 2 |  | N | N
12384 | Midwest Generations EME LLC | 886 | Fisk Street | IL | Cook | 321 | GT | SB | 38 | 25.4 | 34 |  | 7 | 1968 | WC: DFO; N: N; Y: Y | Y | S |  | N | IPP Non-CHP | 2 |  | N | N
12384 | Midwest Generations EME LLC | 886 | Fisk Street | IL | Cook | 322 | GT | SB | 38 | 25.4 | 34 |  | 7 | 1968 | WC: DFO; N: N; Y: Y | Y | S |  | N | IPP Non-CHP | 2 |  | N | N
12384 | Midwest Generations EME LLC | 886 | Fisk Street | IL | Cook | 331 | GT | SB | 38 | 23.7 | 31.6 |  | 7 | 1968 | WC: DFO; N: N; Y: Y | Y | S |  | N | IPP Non-CHP | 2 |  | N | N
12384 | Midwest Generations EME LLC | 886 | Fisk Street | IL | Cook | 332 | GT | SB | 38 | 25.4 | 34 |  | 7 | 1968 | WC: DFO; N: N; Y: Y | Y | S |  | N | IPP Non-CHP | 2 |  | N
12384 | Midwest Generations EME LLC | 886 | Fisk Street | IL | Cook | 341 | GT | SB | 38 | 25.4 | 34 |  | 7 | 1968 | WC: DFO; N: N; Y: Y | Y | S |  | N | IPP Non-CHP | 2 |  | N | N
12384 | Midwest Generations EME LLC | 886 | Fisk Street | IL | Cook | 342 | GT | SB | 22.8 | 22.8 | 30.5 |  | 7 | 1968 | WC: DFO; N: N; Y: Y | Y | S |  | N | IPP Non-CHP | 2 |  | N | N
12384 | Midwest Generations EME LLC | 3122 | Homer City Station | PA | Indiana | 1 | ST | OP | 660 | 620 | 620 |  | 6 | 1969 | WC: BIT; PC: DFO; N: N; Y: Y |  | S |  | N | IPP Non-CHP | 2 |  | N | N | [17 empty] | N | Y |  |  | Y
12384 | Midwest Generations EME LLC | 3122 | Homer City Station | PA | Indiana | 2 | ST | OP | 660 | 614 | 614 |  | 8 | 1969 | WC: BIT; PC: DFO; N: N; Y: Y |  | S |  | N | IPP Non-CHP | 2 |  | N | N | [17 empty] | N | Y |  |  | Y
12384 | Midwest Generations EME LLC | 3122 | Homer City Station | PA | Indiana | 3 | ST | OP | 692 | 650 | 650 |  | 11 | 1977 | WC: BIT; PC: DFO; N: N; Y: Y |  | S |  | N | IPP Non-CHP | 2 |  | N | N | [17 empty] | N | Y |  | Y | N
12385 | Metlakatla Power & Light | 6302 | Purple Lake | AK | Prince of Wales | 1 | HY | OP | 1.3 | 1.3 | 1.3 |  | 1 | 1956 | WC: WAT; N: N; Y: N |  | S |  | N | Electric Utility | 1 |  | N | N | [17 empty] | N
12385 | Metlakatla Power & Light | 6302 | Purple Lake | AK | Prince of Wales | 2 | HY | OP | 1.3 | 1.3 | 1.3 |  | 1 | 1956 | WC: WAT; N: N; Y: N |  | S |  | N | Electric Utility | 1 |  | N | N | [17 empty] | N
12385 | Metlakatla Power & Light | 6302 | Purple Lake | AK | Prince of Wales | 3 | HY | OP | 1.3 | 1.3 | 1.3 |  | 12 | 1962 | WC: WAT; N: N; Y: N |  | S |  | N | Electric Utility | 1 |  | N | N | [17 empty] | N
12385 | Metlakatla Power & Light | 7112 | Centennial | AK | Prince of Wales | IC6 | IC | OP | 3.3 | 3.3 | 3.3 |  | 4 | 1987 | WC: DFO; N: N; Y: N |  | S |  | N | Electric Utility | 1 |  | N | N | [17 empty] | N
12385 | Metlakatla Power & Light | 7168 | Chester Lake | AK | Prince of Wales | 1 | HY | OP | 1 | 1 | 1 |  | 1 | 1988 | WC: WAT; N: N; Y: N |  | S |  | N | Electric Utility | 1 |  | N | N | [17 empty] | N
12397 | Metropolitan Water District of S CA | 72 | Venice | CA | Los Angeles | 1 | HY | OP | 10.1 | 10.1 | 10.1 |  | 8 | 1982 | WC: WAT; N: N; Y: Y |  | S |  | N | Electric Utility | 1 |  | N | N
12397 | Metropolitan Water District of S CA | 316 | Sepulveda Canyon | CA | Los Angeles | 1 | HY | OP | 8.5 | 8.5 | 8.5 |  | 6 | 1982 | WC: WAT; N: N; Y: Y |  | S |  | N | Electric Utility | 1 |  | N | N
12397 | Metropolitan Water District of S CA | 479 | Temescal | CA | Riverside | 1 | HY | OP | 2.9 | 2.8 | 2.8 |  | 7 | 1983 | WC: WAT; N: N; Y: Y |  | S |  | N | Electric Utility | 1 |  | N | N
12397 | Metropolitan Water District of S CA | 480 | Corona | CA | Riverside | 1 | HY | OP | 2.9 | 2.8 | 2.8 |  | 8 | 1983 | WC: WAT; N: N; Y: Y |  | S |  | N | Electric Utility | 1 |  | N | N
12397 | Metropolitan Water District of S CA | 481 | Perris | CA | Riverside | 1 | HY | OP | 7.9 | 7.9 | 7.9 |  | 5 | 1983 | WC: WAT; N: N; Y: Y |  | S |  | N | Electric Utility | 1 |  | N | N
12397 | Metropolitan Water District of S CA | 482 | Rio Hondo | CA | LOS ANGELES | 1 | HY | OP | 1.9 | 1.9 | 1.9 |  | 3 | 1984 | WC: WAT; N: N; Y: Y |  | S |  | N | Electric Utility | 1 |  | N | N
12397 | Metropolitan Water District of S CA | 483 | Coyote Creek | CA | Orange | 1 | HY | OP | 3.1 | 3.1 | 3.1 |  | 6 | 1984 | WC: WAT; N: N; Y: Y | Y | S |  | N | Electric Utility | 1 |  | N | N
12397 | Metropolitan Water District of S CA | 484 | Red Mountain | CA | San Diego | 1 | HY | OP | 5.9 | 5.9 | 5.9 |  | 6 | 1985 | WC: WAT; N: N; Y: Y | Y | S |  | N | Electric Utility | 1 |  | N | N
12397 | Metropolitan Water District of S CA | 487 | Valley View | CA | Orange | 1 | HY | OP | 4.1 | 4.1 | 4.1 |  | 11 | 1985 | WC: WAT; N: N; Y: Y | Y | S |  | N | Electric Utility | 1 |  | N | N
12397 | Metropolitan Water District of S CA | 745 | Etiwanda | CA | San Bernardino | 1 | HY | OP | 23.9 | 23.9 | 23.9 |  | 12 | 1994 | WC: WAT; N: N; Y: Y |  | S |  | N | Electric Utility | 1 |  | N | N
12397 | Metropolitan Water District of S CA | 6643 | Greg Avenue | CA | Los Angeles | 1 | HY | SB | 1 | 1 | 1 |  | 12 | 1979 | WC: WAT; N: N; Y: Y | Y | S |  | N | Electric Utility | 1 |  | N | N
12397 | Metropolitan Water District of S CA | 6644 | Lake Mathews | CA | Riverside | 1 | HY | OP | 4.9 | 4.9 | 4.9 |  | 8 | 1980 | WC: WAT; N: N; Y: Y |  | S |  | N | Electric Utility | 1 |  | N | N
12397 | Metropolitan Water District of S CA | 6645 | Foothill Feeder | CA | Los Angeles | 1 | HY | OP | 4.5 | 7.1 | 6.7 | A184 | 4 | 1981 | WC: WAT; N: N; Y: Y |  | S |  | N | Electric Utility | 1 |  | N | N
12397 | Metropolitan Water District of S CA | 6645 | Foothill Feeder | CA | Los Angeles | 2 | HY | OP | 4.5 |  |  | A184 | 4 | 1981 | WC: WAT; N: N; Y: Y |  | S |  | N | Electric Utility | 1 |  | N | N
12397 | Metropolitan Water District of S CA | 6646 | San Dimas | CA | Los Angeles | 1 | HY | OP | 9.9 | 9.9 | 9.9 |  | 6 | 1981 | WC: WAT; N: N; Y: Y |  | S |  | N | Electric Utility | 1 |  | N | N
12397 | Metropolitan Water District of S CA | 6647 | Yorba Linda | CA | Orange | 1 | HY | OS | 5.1 | 5.1 | 5.1 |  | 11 | 1981 | WC: WAT; N: N; Y: Y |  | S |  | N | Electric Utility | 1 |  | N | Y | [12 empty] | Y | 2 | 2014
12397 | Metropolitan Water District of S CA | 7942 | Diamond Valley Lake | CA | Riverside | 10 | HY | OP | 3.3 | 3.3 | 3.3 | G281 | 12 | 2001 | WC: WAT; N: N; Y: Y |  | S |  | N | Electric Utility | 1 |  | N | N
12397 | Metropolitan Water District of S CA | 7942 | Diamond Valley Lake | CA | Riverside | 11 | HY | OP | 3.3 | 3.3 | 3.3 | G281 | 12 | 2001 | WC: WAT; N: N; Y: Y |  | S |  | N | Electric Utility | 1 |  | N | N
12397 | Metropolitan Water District of S CA | 7942 | Diamond Valley Lake | CA | Riverside | 12 | HY | OP | 3.3 | 3.3 | 3.3 | G281 | 12 | 2001 | WC: WAT; N: N; Y: Y |  | S |  | N | Electric Utility | 1 |  | N | N
12397 | Metropolitan Water District of S CA | 7942 | Diamond Valley Lake | CA | Riverside | 2 | HY | OP | 3.3 | 3.3 | 3.3 | G281 | 5 | 2001 | WC: WAT; N: N; Y: Y |  | S |  | N | Electric Utility | 1 |  | N | N
12397 | Metropolitan Water District of S CA | 7942 | Diamond Valley Lake | CA | Riverside | 3 | HY | OP | 3.3 | 3.3 | 3.3 | G281 | 5 | 2001 | WC: WAT; N: N; Y: Y |  | S |  | N | Electric Utility | 1 |  | N | N
12397 | Metropolitan Water District of S CA | 7942 | Diamond Valley Lake | CA | Riverside | 4 | HY | OP | 3.3 | 3.3 | 3.3 | G281 | 5 | 2001 | WC: WAT; N: N; Y: Y |  | S |  | N | Electric Utility | 1 |  | N | N
12397 | Metropolitan Water District of S CA | 7942 | Diamond Valley Lake | CA | Riverside | 6 | HY | OP | 3.3 | 3.3 | 3.3 | G281 | 12 | 2001 | WC: WAT; N: N; Y: Y |  | S |  | N | Electric Utility | 1 |  | N | N
12397 | Metropolitan Water District of S CA | 7942 | Diamond Valley Lake | CA | Riverside | 7 | HY | OP | 3.3 | 3.3 | 3.3 | G281 | 12 | 2001 | WC: WAT; N: N; Y: Y |  | S |  | N | Electric Utility | 1 |  | N | N
12397 | Metropolitan Water District of S CA | 7942 | Diamond Valley Lake | CA | Riverside | 8 | HY | OP | 3.3 | 3.3 | 3.3 | G281 | 12 | 2001 | WC: WAT; N: N; Y: Y |  | S |  | N | Electric Utility | 1 |  | N | N
12401 | Merimil Ltd Partnership | 10066 | Lockwood Hydroelectric Facility | ME | Kennebec | GEN1 | HY | OP | 0.8 | 0.7 | 0.7 |  | 10 | 1985 | WC: WAT; N: N; Y: Y |  | S | 0 | N | IPP Non-CHP | 2 |  | N | N | [17 empty] | N
12401 | Merimil Ltd Partnership | 10066 | Lockwood Hydroelectric Facility | ME | Kennebec | GEN2 | HY | OP | 0.8 | 0.7 | 0.7 |  | 10 | 1985 | WC: WAT; N: N; Y: Y |  | S | 0 | N | IPP Non-CHP | 2 |  | N | N | [17 empty] | N
12401 | Merimil Ltd Partnership | 10066 | Lockwood Hydroelectric Facility | ME | Kennebec | GEN3 | HY | OP | 0.8 | 0.7 | 0.7 |  | 10 | 1985 | WC: WAT; N: N; Y: Y |  | S | 0 | N | IPP Non-CHP | 2 |  | N | N | [17 empty] | N
12401 | Merimil Ltd Partnership | 10066 | Lockwood Hydroelectric Facility | ME | Kennebec | GEN4 | HY | OP | 0.8 | 0.7 | 0.7 |  | 10 | 1985 | WC: WAT; N: N; Y: Y |  | S | 0 | N | IPP Non-CHP | 2 |  | N | N | [17 empty] | N
12401 | Merimil Ltd Partnership | 10066 | Lockwood Hydroelectric Facility | ME | Kennebec | GEN5 | HY | OP | 0.8 | 0.7 | 0.7 |  | 10 | 1985 | WC: WAT; N: N; Y: Y |  | S | 0 | N | IPP Non-CHP | 2 |  | N | N | [17 empty] | N
12401 | Merimil Ltd Partnership | 10066 | Lockwood Hydroelectric Facility | ME | Kennebec | GEN6 | HY | OP | 0.8 | 0.7 | 0.7 |  | 10 | 1985 | WC: WAT; N: N; Y: Y |  | S | 0 | N | IPP Non-CHP | 2 |  | N | N | [17 empty] | N
12401 | Merimil Ltd Partnership | 10066 | Lockwood Hydroelectric Facility | ME | Kennebec | GEN7 | HY | OP | 2.4 | 2.2 | 2.2 |  | 10 | 1988 | WC: WAT; N: N; Y: Y |  | S | 0 | N | IPP Non-CHP | 2 |  | N | N | [17 empty] | N
12411 | Miami Dade Water & Sewer Dept | 54623 | Central District Wastewater Treat Plant | FL | Dade | 1 | IC | OP | 1.2 | 1.2 | 1.2 |  | 10 | 1989 | WC: OBG; N: N; Y: N | Y | S |  | Y | Commercial CHP | 5 | T | N | N | [12 empty] | N |  |  |  |  | N
12411 | Miami Dade Water & Sewer Dept | 54623 | Central District Wastewater Treat Plant | FL | Dade | 2 | IC | OP | 1.2 | 1.2 | 1.2 |  | 10 | 1989 | WC: OBG; N: N; Y: N | Y | S |  | Y | Commercial CHP | 5 | T | N | N | [17 empty] | N
12411 | Miami Dade Water & Sewer Dept | 54624 | South District Wastewater Treatment Plt | FL | Dade | 1 | IC | OP | 0.9 | 0.9 | 0.9 |  | 3 | 1991 | OBG | LFG | NG |  |  |  | Y | N | Y | S |  | Y | Commercial CHP | 5 | T | N | N | [17 empty] | N
12411 | Miami Dade Water & Sewer Dept | 54624 | South District Wastewater Treatment Plt | FL | Dade | 2 | IC | OP | 0.9 | 0.9 | 0.9 |  | 3 | 1991 | OBG | LFG | NG |  |  |  | Y | N | Y | S |  | Y | Commercial CHP | 5 | T | N | N | [17 empty] | N
12411 | Miami Dade Water & Sewer Dept | 54624 | South District Wastewater Treatment Plt | FL | Dade | 3 | IC | OP | 0.9 | 0.9 | 0.9 |  | 3 | 1991 | OBG | LFG | NG |  |  |  | Y | N | Y | S |  | Y | Commercial CHP | 5 | T | N | N | [17 empty] | N
12421 | Mill Shoals Hydro Co Inc | 54872 | Milstead | GA | Rockdale | GEN1 | HY | OP | 1 | 1 | 0.9 |  | 7 | 1994 | WC: WAT; N: N; Y: Y | Y | S | 0 | N | IPP Non-CHP | 2 |  | N | N
12436 | Michigan State University | 10328 | T B Simon Power Plant | MI | Ingham | GEN1 | ST | OP | 12.5 | 12.5 | 12.5 |  | 12 | 1965 | WC: BIT; PC: NG; N: Y; Y: Y |  | S |  | Y | Commercial CHP | 5 | T | N | N | [17 empty] | N | Y |  | Y |  |  |  | NG
12436 | Michigan State University | 10328 | T B Simon Power Plant | MI | Ingham | GEN2 | ST | OP | 12.5 | 12.5 | 12.5 |  | 9 | 1966 | WC: BIT; PC: NG; N: Y; Y: Y |  | S |  | Y | Commercial CHP | 5 | T | N | N | [17 empty] | N | Y |  | Y |  |  |  | NG
12436 | Michigan State University | 10328 | T B Simon Power Plant | MI | Ingham | GEN3 | ST | OP | 15 | 15 | 15 |  | 12 | 1974 | WC: BIT; PC: NG; N: Y; Y: Y |  | S |  | Y | Commercial CHP | 5 | T | N | N | [17 empty] | N | Y |  | Y |  |  |  | NG
12436 | Michigan State University | 10328 | T B Simon Power Plant | MI | Ingham | GEN4 | ST | OP | 21 | 21 | 21 |  | 8 | 1993 | BIT | NG | WDS |  |  |  | Y | Y |  | S |  | Y | Commercial CHP | 5 | T | N | N | [17 empty] | N |  | Y | Y |  |  |  | NG
12436 | Michigan State University | 10328 | T B Simon Power Plant | MI | Ingham | GEN5 | ST | OP | 24 | 23.8 | 23.8 |  | 5 | 2006 | WC: BIT; PC: NG; N: Y; Y: Y |  | S |  | Y | Commercial CHP | 5 | T | N | N | [17 empty] | N | Y |  | Y |  |  |  | NG
12436 | Michigan State University | 10328 | T B Simon Power Plant | MI | Ingham | GEN6 | GT | OP | 14.3 | 12.6 | 14.3 |  | 4 | 2006 | WC: NG; N: N; Y: Y |  | S |  | N | Commercial CHP | 5 |  | N | N | [17 empty] | N |  |  | N
12449 | Mid Set Cogeneration Co | 10501 | Mid-Set Cogeneration | CA | Kern | K100 | GT | OP | 39.1 | 36 | 34 |  | 4 | 1989 | WC: NG; N: N; Y: Y |  | J |  | Y | IPP CHP | 3 | T | N | N
12454 | Mi-28 Water Power Project LLC | 54812 | Mile 28 Water Power Project | ID | Jerome | 1 | HY | OP | 0.7 | 0.7 | 0.6 |  | 6 | 1994 | WC: WAT; N: N; Y: Y |  | S | 0 | N | IPP Non-CHP | 2 |  | N | N | [17 empty] | N
12454 | Mi-28 Water Power Project LLC | 54812 | Mile 28 Water Power Project | ID | Jerome | 2 | HY | OP | 0.7 | 0.7 | 0.6 |  | 6 | 1994 | WC: WAT; N: N; Y: Y |  | S | 0 | N | IPP Non-CHP | 2 |  | N | N | [17 empty] | N
12465 | System Energy Resources, Inc | 6072 | Grand Gulf | MS | Claiborne | 1 | ST | OP | 1440 | 1190 | 1463 |  | 7 | 1985 | WC: NUC; N: N; Y: Y |  | J |  | N | Electric Utility | 1 |  | N | Y | 229 |  | 5 | 2013 | [13 empty] | N
12469 | Milford Power Ltd Partnership | 54805 | Milford Power LP | MA | Worcester | GT-1 | CT | OP | 128.9 | 107.9 | 123.6 |  | 3 | 1993 | WC: NG; N: N; Y: Y | Y | S |  | N | IPP Non-CHP | 2 |  | N | N | [17 empty] | N
12469 | Milford Power Ltd Partnership | 54805 | Milford Power LP | MA | Worcester | ST-1 | CA | OP | 49.1 | 40.1 | 46.2 |  | 3 | 1993 | WC: NG; N: N; Y: Y | Y | S |  | N | IPP Non-CHP | 2 |  | N | N | [17 empty] | N
12490 | Middletown Power LLC | 562 | Middletown | CT | Middlesex | 10 | GT | OP | 18.5 | 17.2 | 22.1 |  | 8 | 1966 | WC: KER; N: N; Y: Y |  | S |  | N | IPP Non-CHP | 2 |  |  | N | [17 empty] | N
12490 | Middletown Power LLC | 562 | Middletown | CT | Middlesex | 2 | ST | OP | 113.6 | 117 | 120 |  | 10 | 1958 | WC: RFO; PC: NG; N: Y; Y: Y |  | S |  | N | IPP Non-CHP | 2 |  |  | N | [17 empty] | N | [6 empty] | DFO
12490 | Middletown Power LLC | 562 | Middletown | CT | Middlesex | 3 | ST | OP | 239.4 | 236 | 245 |  | 1 | 1964 | WC: RFO; PC: NG; N: Y; Y: Y |  | S |  | N | IPP Non-CHP | 2 |  |  | N | [17 empty] | N | [6 empty] | DFO
12490 | Middletown Power LLC | 562 | Middletown | CT | Middlesex | 4 | ST | OP | 414.9 | 400 | 402 |  | 5 | 1973 | WC: RFO; N: N; Y: Y |  | S |  | N | IPP Non-CHP | 2 |  |  | N | [17 empty] | N | [6 empty] | DFO
12492 | Midland Cogeneration Venture | 10745 | Midland Cogeneration Venture | MI | Midland | 1G12 | IC | SB | 5.2 | 5.2 | 5.2 |  | 2 | 1990 | WC: DFO; N: N; Y: Y | Y | W |  | Y | IPP CHP | 3 | T | N | N | [17 empty] | N
12492 | Midland Cogeneration Venture | 10745 | Midland Cogeneration Venture | MI | Midland | BP15 | CA | OP | 13.4 | 13.4 | 13.4 |  | 7 | 1998 | WC: NG; N: N; Y: Y |  | W |  | Y | IPP CHP | 3 | T | Y | N | [17 empty] | N
12492 | Midland Cogeneration Venture | 10745 | Midland Cogeneration Venture | MI | Midland | GT10 | CT | OP | 87.1 | 88 | 103 |  | 1 | 1990 | WC: NG; N: N; Y: Y |  | W |  | Y | IPP CHP | 3 | T | N | N | [17 empty] | N
12492 | Midland Cogeneration Venture | 10745 | Midland Cogeneration Venture | MI | Midland | GT11 | CT | OP | 87.1 | 88 | 103 |  | 2 | 1990 | WC: NG; N: N; Y: Y |  | W |  | Y | IPP CHP | 3 | T | N | N | [17 empty] | N
12492 | Midland Cogeneration Venture | 10745 | Midland Cogeneration Venture | MI | Midland | GT12 | CT | OP | 87.1 | 88 | 103 |  | 3 | 1990 | WC: NG; N: N; Y: Y |  | W |  | Y | IPP CHP | 3 | T | N | N | [17 empty] | N
12492 | Midland Cogeneration Venture | 10745 | Midland Cogeneration Venture | MI | Midland | GT13 | CT | OP | 87.1 | 88 | 103 |  | 4 | 1990 | WC: NG; N: N; Y: Y |  | W |  | Y | IPP CHP | 3 | T | N | N | [17 empty] | N
12492 | Midland Cogeneration Venture | 10745 | Midland Cogeneration Venture | MI | Midland | GT14 | CT | OP | 87.1 | 88 | 103 |  | 5 | 1990 | WC: NG; N: N; Y: Y |  | W |  | Y | IPP CHP | 3 | T | N | N | [17 empty] | N
12492 | Midland Cogeneration Venture | 10745 | Midland Cogeneration Venture | MI | Midland | GT3 | CT | OP | 87.1 | 88 | 103 |  | 6 | 1989 | WC: NG; N: N; Y: Y |  | W |  | Y | IPP CHP | 3 | T | N | N | [17 empty] | N
12492 | Midland Cogeneration Venture | 10745 | Midland Cogeneration Venture | MI | Midland | GT4 | CT | OP | 87.1 | 88 | 103 |  | 8 | 1989 | WC: NG; N: N; Y: Y |  | W |  | Y | IPP CHP | 3 | T | N | N | [17 empty] | N
12492 | Midland Cogeneration Venture | 10745 | Midland Cogeneration Venture | MI | Midland | GT5 | CT | OP | 87.1 | 88 | 103 |  | 9 | 1989 | WC: NG; N: N; Y: Y |  | W |  | Y | IPP CHP | 3 | T | N | N | [17 empty] | N
12492 | Midland Cogeneration Venture | 10745 | Midland Cogeneration Venture | MI | Midland | GT6 | CT | OP | 87.1 | 88 | 103 |  | 10 | 1989 | WC: NG; N: N; Y: Y |  | W |  | Y | IPP CHP | 3 | T | N | N | [17 empty] | N
12492 | Midland Cogeneration Venture | 10745 | Midland Cogeneration Venture | MI | Midland | GT7 | CT | OP | 87.1 | 88 | 103 |  | 9 | 1989 | WC: NG; N: N; Y: Y |  | W |  | Y | IPP CHP | 3 | T | N | N | [17 empty] | N
12492 | Midland Cogeneration Venture | 10745 | Midland Cogeneration Venture | MI | Midland | GT8 | CT | OP | 87.1 | 88 | 103 |  | 12 | 1989 | WC: NG; N: N; Y: Y |  | W |  | Y | IPP CHP | 3 | T | N | N | [17 empty] | N
12492 | Midland Cogeneration Venture | 10745 | Midland Cogeneration Venture | MI | Midland | GT9 | CT | OP | 87.1 | 88 | 103 |  | 1 | 1990 | WC: NG; N: N; Y: Y |  | W |  | Y | IPP CHP | 3 | T | N | N | [17 empty] | N
12492 | Midland Cogeneration Venture | 10745 | Midland Cogeneration Venture | MI | Midland | ST1 | CA | OP | 410 | 410 | 410 |  | 2 | 1990 | WC: NG; N: N; Y: Y |  | W |  | Y | IPP CHP | 3 | T | Y | N | [17 empty] | N
12492 | Midland Cogeneration Venture | 10745 | Midland Cogeneration Venture | MI | Midland | ST2 | CA | SB | 380 | 380 | 380 |  | 9 | 1990 | WC: NG; N: N; Y: Y | Y | W |  | Y | IPP CHP | 3 | T | Y | N | [17 empty] | N
12501 | Midlothian Energy LP | 55091 | Midlothian Energy Facility | TX | Ellis | STK1 | CS | OP | 289 | 212 | 237 |  | 5 | 2000 | WC: NG; N: N; Y: Y |  | S |  | N | IPP Non-CHP | 2 |  | N | N | [17 empty] | N
12501 | Midlothian Energy LP | 55091 | Midlothian Energy Facility | TX | Ellis | STK2 | CS | OP | 289 | 212 | 237 |  | 5 | 2000 | WC: NG; N: N; Y: Y |  | S |  | N | IPP Non-CHP | 2 |  | N | N | [17 empty] | N
12501 | Midlothian Energy LP | 55091 | Midlothian Energy Facility | TX | Ellis | STK3 | CS | OP | 289 | 212 | 237 |  | 7 | 2000 | WC: NG; N: N; Y: Y |  | S |  | N | IPP Non-CHP | 2 |  | N | N | [17 empty] | N
12501 | Midlothian Energy LP | 55091 | Midlothian Energy Facility | TX | Ellis | STK4 | CS | OP | 289 | 208 | 233 |  | 9 | 2000 | WC: NG; N: N; Y: Y |  | S |  | N | IPP Non-CHP | 2 |  | N | N | [17 empty] | N
12501 | Midlothian Energy LP | 55091 | Midlothian Energy Facility | TX | Ellis | STK5 | CS | OP | 289 | 228 | 258 |  | 8 | 2001 | WC: NG; N: N; Y: Y |  | S |  | N | IPP Non-CHP | 2 |  | N | N | [17 empty] | N
12501 | Midlothian Energy LP | 55091 | Midlothian Energy Facility | TX | Ellis | STK6 | CS | OP | 289 | 243 | 265 |  | 9 | 2001 | WC: NG; N: N; Y: Y |  | S |  | N | IPP Non-CHP | 2 |  | N | N | [17 empty] | N
12502 | Middle Fork Irrigation Dist | 50917 | Middle Fork Irrigation District | OR | HOOD RIVER | GEN1 | HY | OP | 2 | 2 | 2 |  | 3 | 1986 | WC: WAT; N: N; Y: Y | Y | S | 1 | N | IPP Non-CHP | 2 |  | N | N | [17 empty] | N
12502 | Middle Fork Irrigation Dist | 50917 | Middle Fork Irrigation District | OR | HOOD RIVER | GEN2 | HY | OP | 0.5 | 0.5 | 0.5 |  | 3 | 1986 | WC: WAT; N: N; Y: Y | Y | S | 1 | N | IPP Non-CHP | 2 |  | N | N | [17 empty] | N
12502 | Middle Fork Irrigation Dist | 50917 | Middle Fork Irrigation District | OR | HOOD RIVER | GEN3 | HY | OP | 0.8 | 0.8 | 0.8 |  | 3 | 1986 | WC: WAT; N: N; Y: Y | Y | S | 1 | N | IPP Non-CHP | 2 |  | N | N | [17 empty] | N
12524 | Midwest Energy Inc | 1224 | Bird City | KS | Cheyenne | 1 | IC | OP | 2 | 2 | 2 |  | 1 | 1965 | WC: DFO; N: N; Y: Y | Y | S |  | N | Electric Utility | 1 |  | N | N | [17 empty] | N
12524 | Midwest Energy Inc | 1224 | Bird City | KS | Cheyenne | 2 | IC | OP | 2 | 2 | 2 |  | 1 | 1966 | WC: DFO; N: N; Y: Y | Y | S |  | N | Electric Utility | 1 |  | N | N | [17 empty] | N
12524 | Midwest Energy Inc | 1225 | Colby | KS | Thomas | GT1 | GT | OP | 16 | 13 | 13 |  | 1 | 1970 | WC: NG; N: N; Y: Y | Y | S |  | N | Electric Utility | 1 |  | N | N | [17 empty] | N
12524 | Midwest Energy Inc | 1334 | Great Bend | KS | Barton | 1 | IC | OP | 1 | 1 | 1 |  | 1 | 1947 | WC: NG; PC: DFO; N: Y; Y: Y | Y | S |  | N | Electric Utility | 1 |  | N | N | [17 empty] | N
12524 | Midwest Energy Inc | 1334 | Great Bend | KS | Barton | 2 | IC | OP | 1 | 1 | 1 |  | 1 | 1947 | WC: NG; PC: DFO; N: Y; Y: Y | Y | S |  | N | Electric Utility | 1 |  | N | N | [17 empty] | N
12524 | Midwest Energy Inc | 1334 | Great Bend | KS | Barton | 3 | IC | OP | 1 | 1 | 1 |  | 1 | 1949 | WC: NG; PC: DFO; N: Y; Y: Y | Y | S |  | N | Electric Utility | 1 |  | N | N | [17 empty] | N
12524 | Midwest Energy Inc | 1334 | Great Bend | KS | Barton | 4 | IC | OP | 1 | 1 | 1 |  | 1 | 1949 | WC: NG; PC: DFO; N: Y; Y: Y | Y | S |  | N | Electric Utility | 1 |  | N | N | [17 empty] | N
12524 | Midwest Energy Inc | 1334 | Great Bend | KS | Barton | 5 | IC | OP | 3 | 3 | 3 |  | 1 | 1954 | WC: NG; PC: DFO; N: Y; Y: Y | Y | S |  | N | Electric Utility | 1 |  | N | N | [17 empty] | N
12524 | Midwest Energy Inc | 56497 | Goodman Energy Center | KS | Ellis | 1 | IC | OP | 8.4 | 8.2 | 8.2 |  | 6 | 2008 | WC: NG; N: N; Y: Y |  | S |  | N | Electric Utility | 1 |  |  | N | [17 empty] | N
12524 | Midwest Energy Inc | 56497 | Goodman Energy Center | KS | Ellis | 2 | IC | OP | 8.4 | 8.2 | 8.2 |  | 6 | 2008 | WC: NG; N: N; Y: Y |  | S |  | N | Electric Utility | 1 |  |  | N | [17 empty] | N
12524 | Midwest Energy Inc | 56497 | Goodman Energy Center | KS | Ellis | 3 | IC | OP | 8.4 | 8.2 | 8.2 |  | 6 | 2008 | WC: NG; N: N; Y: Y |  | S |  | N | Electric Utility | 1 |  |  | N | [17 empty] | N
12524 | Midwest Energy Inc | 56497 | Goodman Energy Center | KS | Ellis | 4 | IC | OP | 8.4 | 8.2 | 8.2 |  | 6 | 2008 | WC: NG; N: N; Y: Y |  | S |  | N | Electric Utility | 1 |  |  | N | [17 empty] | N
12524 | Midwest Energy Inc | 56497 | Goodman Energy Center | KS | Ellis | 5 | IC | OP | 8.4 | 8.2 | 8.2 |  | 6 | 2008 | WC: NG; N: N; Y: Y |  | S |  | N | Electric Utility | 1 |  |  | N | [17 empty] | N
12524 | Midwest Energy Inc | 56497 | Goodman Energy Center | KS | Ellis | 6 | IC | OP | 8.4 | 8.2 | 8.2 |  | 6 | 2008 | WC: NG; N: N; Y: Y |  | S |  | N | Electric Utility | 1 |  |  | N | [17 empty] | N
12524 | Midwest Energy Inc | 56497 | Goodman Energy Center | KS | Ellis | 7 | IC | OP | 8.4 | 8.2 | 8.2 |  | 9 | 2008 | WC: NG; N: N; Y: Y |  | S |  | N | Electric Utility | 1 |  |  | N | [17 empty] | N
12524 | Midwest Energy Inc | 56497 | Goodman Energy Center | KS | Ellis | 8 | IC | OP | 8.4 | 8.2 | 8.2 |  | 9 | 2008 | WC: NG; N: N; Y: Y |  | S |  | N | Electric Utility | 1 |  |  | N | [17 empty] | N
12524 | Midwest Energy Inc | 56497 | Goodman Energy Center | KS | Ellis | 9 | IC | OP | 8.4 | 8.2 | 8.2 |  | 9 | 2008 | WC: NG; N: N; Y: Y |  | S |  | N | Electric Utility | 1 |  |  | N | [17 empty] | N
12541 | City of Milford - (IA) | 1164 | Milford | IA | DICKINSON | 1 | IC | OP | 0.6 | 0.6 | 0.6 |  | 1 | 1954 | WC: DFO; N: N; Y: N |  | S |  | N | Electric Utility | 1 |  | N | N
12541 | City of Milford - (IA) | 1164 | Milford | IA | DICKINSON | 4 | IC | OP | 0.5 | 0.5 | 0.5 |  | 1 | 1949 | WC: DFO; N: N; Y: Y |  | S |  | N | Electric Utility | 1 |  | N | N
12541 | City of Milford - (IA) | 1164 | Milford | IA | DICKINSON | 5 | IC | OP | 1.8 | 1.8 | 1.8 |  | 5 | 1997 | WC: DFO; N: N; Y: Y |  | S |  | N | Electric Utility | 1 |  | N | N
12541 | City of Milford - (IA) | 1164 | Milford | IA | DICKINSON | 6 | IC | OP | 1.8 | 1.8 | 1.8 |  | 5 | 1997 | WC: DFO; N: N; Y: Y |  | S |  | N | Electric Utility | 1 |  | N | N
12541 | City of Milford - (IA) | 1164 | Milford | IA | DICKINSON | 7 | IC | OP | 1.8 | 1.8 | 1.8 |  | 5 | 1997 | WC: DFO; N: N; Y: Y |  | S |  | N | Electric Utility | 1 |  | N | N
12562 | FPL Energy FPL E Mill Run WIndpower LLC | 55805 | Mill Run Windpower | PA | Somerset | G1 | WT | OP | 15 | 15 | 15 |  | 12 | 2001 | WC: WND; N: N; Y: Y |  | S | 10 | N | IPP Non-CHP | 2 |  | N | N
12564 | Mid-Georgia Cogen LP | 55040 | Mid-Georgia Cogeneration Facility | GA | Houston | CT1 | CT | OP | 106.5 | 106.5 | 120 |  | 10 | 1997 | WC: NG; PC: DFO; N: Y; Y: Y |  | S |  | Y | IPP CHP | 3 | T | N | N | [17 empty] | N | [6 empty] | NG
12564 | Mid-Georgia Cogen LP | 55040 | Mid-Georgia Cogeneration Facility | GA | Houston | CT2 | CT | OP | 106.5 | 106.5 | 120 |  | 2 | 1998 | WC: NG; PC: DFO; N: Y; Y: Y |  | S |  | Y | IPP CHP | 3 | T | N | N | [17 empty] | N | [6 empty] | NG
12564 | Mid-Georgia Cogen LP | 55040 | Mid-Georgia Cogeneration Facility | GA | Houston | ST1 | CA | OP | 110 | 103 | 120 |  | 12 | 1997 | WC: NG; PC: DFO; N: Y; Y: Y |  | S |  | Y | IPP CHP | 3 | T | N | N | [17 empty] | N | [6 empty] | NG
12568 | Milford Power Co LLC | 55126 | Milford Power Project | CT | New Haven | CA01 | CS | OP | 289 | 253.6 | 281.8 |  | 2 | 2004 | WC: NG; N: N; Y: Y |  | S |  | N | IPP Non-CHP | 2 |  | N | N | [17 empty] | N
12568 | Milford Power Co LLC | 55126 | Milford Power Project | CT | New Haven | CA02 | CS | OP | 289 | 253.1 | 287.6 |  | 5 | 2004 | WC: NG; N: N; Y: Y |  | S |  | N | IPP Non-CHP | 2 |  | N | N | [17 empty] | N
12582 | Minwind Energy LLC | 56002 | Minwind | MN | Rock | 1 | WT | OP | 3.8 | 3.8 | 3.8 |  | 10 | 2002 | WC: WND; N: N; Y: Y |  | W | 4 | N | IPP Non-CHP | 2 |  | N | N | [12 empty] | N |  |  |  |  | N
12582 | Minwind Energy LLC | 56123 | Minwind 3-9 | MN | Rock | 1 | WT | OP | 11.5 | 11.6 | 11.6 |  | 12 | 2004 | WC: WND; N: N; Y: Y |  | W | 7 | N | IPP Non-CHP | 2 |  | N | N | [12 empty] | N |  |  |  |  | N
12593 | Mine Falls Ltd Partnership | 10183 | Mine Falls Generating Station | NH | Hillsborough | GEN1 | HY | OP | 1.5 | 0.4 | 0.7 |  | 12 | 1985 | WC: WAT; N: N; Y: Y |  | S |  | N | IPP Non-CHP | 2 |  | N | N | [17 empty] | N
12593 | Mine Falls Ltd Partnership | 10183 | Mine Falls Generating Station | NH | Hillsborough | GEN2 | HY | OP | 1.5 | 0.4 | 0.7 |  | 12 | 1985 | WC: WAT; N: N; Y: Y |  | S |  | N | IPP Non-CHP | 2 |  | N | N | [17 empty] | N
12594 | Mills Shoals Hydro Co Inc | 10550 | High Shoals Hydro | NC | Lincoln | GEN1 | HY | OP | 1.8 | 1.8 | 1.8 |  | 7 | 1934 | WC: WAT; N: N; Y: Y |  | S | 0 | N | IPP Non-CHP | 2 |  | N | N
12619 | Milwaukee Metro Sewerage Dist | 54851 | MMSD Jones Island Wastewater | WI | Milwaukee | GEN1 | GT | OP | 17.5 | 13 | 15 |  | 1 | 1971 | WC: NG; PC: DFO; N: Y; Y: Y |  | S |  | Y | Commercial CHP | 5 | T | N | N | [17 empty] | N
12619 | Milwaukee Metro Sewerage Dist | 54851 | MMSD Jones Island Wastewater | WI | Milwaukee | GEN2 | GT | OP | 17.5 | 13 | 15 |  | 1 | 1971 | WC: NG; PC: DFO; N: Y; Y: Y |  | S |  | Y | Commercial CHP | 5 | T | N | Y | [15 empty] | 7 | 2013 | N
12619 | Milwaukee Metro Sewerage Dist | 55525 | MMSD South Shore Wastewater | WI | Milwaukee | 1 | IC | OP | 1.5 | 1.4 | 1.4 |  | 8 | 2000 | WC: OBG; PC: NG; N: Y; Y: Y |  | S |  | Y | Commercial CHP | 5 | T | N | N | [17 empty] | N
12619 | Milwaukee Metro Sewerage Dist | 55525 | MMSD South Shore Wastewater | WI | Milwaukee | 1CAT | IC | OP | 0.9 | 0.9 | 0.9 |  | 2 | 2009 | WC: OBG; PC: NG; N: Y; Y: Y |  | S |  | Y | Commercial CHP | 5 | T |  | N | [17 empty] | N
12619 | Milwaukee Metro Sewerage Dist | 55525 | MMSD South Shore Wastewater | WI | Milwaukee | 2CAT | IC | OP | 0.9 | 0.9 | 0.9 |  | 1 | 2010 | WC: OBG; PC: NG; N: Y; Y: Y |  | S |  | Y | Commercial CHP | 5 | T |  | N | [17 empty] | N
12619 | Milwaukee Metro Sewerage Dist | 55525 | MMSD South Shore Wastewater | WI | Milwaukee | 3CAT | IC | OP | 0.9 | 0.9 | 0.9 |  | 1 | 2009 | WC: OBG; PC: NG; N: Y; Y: Y |  | S |  | Y | Commercial CHP | 5 | T |  | N | [17 empty] | N
12619 | Milwaukee Metro Sewerage Dist | 55525 | MMSD South Shore Wastewater | WI | Milwaukee | 4CAT | IC | OP | 0.9 | 0.9 | 0.9 |  | 1 | 2009 | WC: OBG; PC: NG; N: Y; Y: Y |  | S |  | Y | Commercial CHP | 5 | T |  | N | [17 empty] | N
12625 | City of Minden - (LA) | 1447 | Minden | LA | WEBSTER | 1 | ST | SB | 12.5 | 12.5 | 12.5 |  | 1 | 1966 | WC: NG; N: N; Y: Y | Y | S |  | N | Electric Utility | 1 |  | N | N | [17 empty] | N
12625 | City of Minden - (LA) | 1447 | Minden | LA | WEBSTER | 2 | ST | SB | 12.5 | 12.5 | 12.5 |  | 1 | 1968 | WC: NG; N: N; Y: Y | Y | S |  | N | Electric Utility | 1 |  | N | N | [17 empty] | N
12625 | City of Minden - (LA) | 1447 | Minden | LA | WEBSTER | 3 | IC | SB | 2.5 | 2 | 2 |  | 1 | 1955 | WC: DFO; N: N; Y: Y | Y | S |  | N | Electric Utility | 1 |  | N | N | [17 empty] | N
12625 | City of Minden - (LA) | 1447 | Minden | LA | WEBSTER | 4 | IC | SB | 2.5 | 2 | 2 |  | 1 | 1955 | WC: DFO; N: N; Y: Y | Y | S |  | N | Electric Utility | 1 |  | N | N | [17 empty] | N
12625 | City of Minden - (LA) | 1447 | Minden | LA | WEBSTER | 5 | IC | SB | 1.4 | 1.3 | 1.3 |  | 1 | 1962 | WC: DFO; N: N; Y: Y | Y | S |  | N | Electric Utility | 1 |  | N | N | [17 empty] | N
12625 | City of Minden - (LA) | 1447 | Minden | LA | WEBSTER | 6 | IC | SB | 2 | 1.8 | 1.8 |  | 1 | 1962 | WC: DFO; N: N; Y: Y | Y | S |  | N | Electric Utility | 1 |  | N | N | [17 empty] | N
12625 | City of Minden - (LA) | 1447 | Minden | LA | WEBSTER | 7 | IC | SB | 2 | 1.8 | 1.8 |  | 1 | 1962 | WC: DFO; N: N; Y: Y | Y | S |  | N | Electric Utility | 1 |  | N | N | [17 empty] | N
12628 | NRG Chalk Point LLC | 1571 | Chalk Point LLC | MD | Prince Georges | 3 | ST | OP | 659 | 582 | 582 |  | 5 | 1975 | RFO | NG | DFO |  |  |  | Y | Y |  | S |  | N | IPP Non-CHP | 2 |  | N | N | [17 empty] | N
12628 | NRG Chalk Point LLC | 1571 | Chalk Point LLC | MD | Prince Georges | 4 | ST | OP | 659 | 582 | 582 |  | 12 | 1981 | RFO | NG | DFO |  |  |  | Y | Y |  | S |  | N | IPP Non-CHP | 2 |  | N | N | [17 empty] | N
12628 | NRG Chalk Point LLC | 1571 | Chalk Point LLC | MD | Prince Georges | GT1 | GT | OP | 16 | 16 | 16 |  | 4 | 1967 | WC: DFO; N: N; Y: Y |  | S |  | N | IPP Non-CHP | 2 |  | N | N | [17 empty] | N
12628 | NRG Chalk Point LLC | 1571 | Chalk Point LLC | MD | Prince Georges | GT2 | GT | OP | 35 | 22 | 27 |  | 6 | 1974 | WC: DFO; N: N; Y: Y |  | S |  | N | IPP Non-CHP | 2 |  | N | N | [17 empty] | N
12628 | NRG Chalk Point LLC | 1571 | Chalk Point LLC | MD | Prince Georges | GT3 | GT | OP | 103 | 73 | 92 |  | 6 | 1991 | WC: DFO; PC: NG; N: Y; Y: Y |  | S |  | N | IPP Non-CHP | 2 |  | N | N | [17 empty] | N
12628 | NRG Chalk Point LLC | 1571 | Chalk Point LLC | MD | Prince Georges | GT4 | GT | OP | 103 | 73 | 92 |  | 6 | 1991 | WC: DFO; PC: NG; N: Y; Y: Y |  | S |  | N | IPP Non-CHP | 2 |  | N | N | [17 empty] | N
12628 | NRG Chalk Point LLC | 1571 | Chalk Point LLC | MD | Prince Georges | GT5 | GT | OP | 125 | 81 | 107 |  | 6 | 1991 | WC: DFO; PC: NG; N: Y; Y: Y |  | S |  | N | IPP Non-CHP | 2 |  | N | N | [17 empty] | N
12628 | NRG Chalk Point LLC | 1571 | Chalk Point LLC | MD | Prince Georges | GT6 | GT | OP | 125 | 81 | 107 |  | 6 | 1991 | WC: DFO; PC: NG; N: Y; Y: Y |  | S |  | N | IPP Non-CHP | 2 |  | N | N | [17 empty] | N
12628 | NRG Chalk Point LLC | 1571 | Chalk Point LLC | MD | Prince Georges | SGT1 | GT | OP | 94 | 71 | 90 |  | 6 | 1990 | WC: DFO; PC: NG; N: Y; Y: Y |  | S |  | N | IPP Non-CHP | 2 |  | N | N | [17 empty] | N
12628 | NRG Chalk Point LLC | 1571 | Chalk Point LLC | MD | Prince Georges | ST1 | ST | OP | 364 | 331 | 331 |  | 8 | 1964 | WC: BIT; PC: DFO; N: N; Y: Y |  | S |  | N | IPP Non-CHP | 2 |  | N | N | [17 empty] | N | Y |  |  | Y
12628 | NRG Chalk Point LLC | 1571 | Chalk Point LLC | MD | Prince Georges | ST2 | ST | OP | 364 | 336 | 337 |  | 3 | 1965 | WC: BIT; PC: DFO; N: N; Y: Y |  | S |  | N | IPP Non-CHP | 2 |  | N | N | [17 empty] | N | Y |  |  | Y
12631 | NRG Delta LLC | 228 | Contra Costa | CA | Contra Costa | 6 | ST | OP | 359 | 337 | 337 |  | 6 | 1964 | WC: NG; N: N; Y: Y |  | S |  | N | IPP Non-CHP | 2 |  | N | Y | [12 empty] | N |  |  | 5 | 2013
12631 | NRG Delta LLC | 228 | Contra Costa | CA | Contra Costa | 7 | ST | OP | 359 | 337 | 337 |  | 8 | 1964 | WC: NG; N: N; Y: Y |  | S |  | N | IPP Non-CHP | 2 |  | N | Y | [12 empty] | N |  |  | 5 | 2013
12631 | NRG Delta LLC | 271 | Pittsburg Power | CA | Contra Costa | 5 | ST | OP | 326.4 | 312 | 312 |  | 9 | 1960 | WC: NG; N: N; Y: Y |  | S |  | N | IPP Non-CHP | 2 |  | N | N
12631 | NRG Delta LLC | 271 | Pittsburg Power | CA | Contra Costa | 6 | ST | OP | 326.4 | 317 | 317 |  | 6 | 1961 | WC: NG; N: N; Y: Y |  | S |  | N | IPP Non-CHP | 2 |  | N | N
12631 | NRG Delta LLC | 271 | Pittsburg Power | CA | Contra Costa | 7 | ST | OP | 751.1 | 682 | 682 |  | 12 | 1972 | WC: NG; N: N; Y: Y |  | S |  | N | IPP Non-CHP | 2 |  | N | N
12632 | Minnesota Mining & Mfg Co | 10184 | Central Utility Plant | TX | Travis | EG1 | IC | OP | 6 | 2 | 2.6 |  | 7 | 1988 | WC: NG; PC: DFO; N: Y; Y: Y |  | S |  | Y | Commercial CHP | 5 | T | N | N | [17 empty] | N
12632 | Minnesota Mining & Mfg Co | 10184 | Central Utility Plant | TX | Travis | EG2 | IC | OP | 6 | 4.1 | 3.5 |  | 7 | 1988 | WC: NG; PC: DFO; N: Y; Y: Y |  | S |  | Y | Commercial CHP | 5 | T | N | N | [17 empty] | N
12632 | Minnesota Mining & Mfg Co | 10184 | Central Utility Plant | TX | Travis | TG1 | ST | OP | 2.3 | 2.1 | 2.3 |  | 7 | 1988 | WC: NG; PC: DFO; N: Y; Y: Y |  | S |  | Y | Commercial CHP | 5 | B | N | N | [17 empty] | N
12647 | Minnesota Power Inc | 378 | Prairie River | MN | Itasca | 1 | HY | OS | 0.7 | 0.3 | 0.3 |  | 4 | 1920 | WC: WAT; N: N; Y: N |  | S |  | N | Electric Utility | 1 |  | N | N | [12 empty] | N |  |  |  |  | N
12647 | Minnesota Power Inc | 378 | Prairie River | MN | Itasca | 2 | HY | OS | 0.3 | 0.3 | 0.3 |  | 4 | 1920 | WC: WAT; N: N; Y: Y |  | S |  | N | Electric Utility | 1 |  | N | N | [12 empty] | N |  |  |  |  | N
12647 | Minnesota Power Inc | 1891 | Syl Laskin | MN | St Louis | 1 | ST | OP | 58 | 46.6 | 46.6 |  | 6 | 1953 | WC: SUB; PC: NG; N: Y; Y: Y |  | S |  | N | Electric Utility | 1 |  | N | N | [17 empty] | N | Y |  | Y | N |  |  | NG | DFO
12647 | Minnesota Power Inc | 1891 | Syl Laskin | MN | St Louis | 2 | ST | OP | 58 | 50.2 | 50.2 |  | 9 | 1953 | WC: SUB; PC: NG; N: Y; Y: Y |  | S |  | N | Electric Utility | 1 |  | N | N | [17 empty] | N | Y |  | Y | N |  |  | NG | DFO
12647 | Minnesota Power Inc | 1892 | Blanchard | MN | Morrison | 1 | HY | OP | 6 | 3.4 | 3.4 |  | 2 | 1925 | WC: WAT; N: N; Y: Y |  | S |  | N | Electric Utility | 1 |  | N | N
12647 | Minnesota Power Inc | 1892 | Blanchard | MN | Morrison | 2 | HY | OP | 6 | 4 | 4 |  | 2 | 1925 | WC: WAT; N: N; Y: Y |  | S |  | N | Electric Utility | 1 |  | N | N
12647 | Minnesota Power Inc | 1892 | Blanchard | MN | Morrison | 3 | HY | OP | 6 | 3.3 | 3.3 |  | 8 | 1988 | WC: WAT; N: N; Y: Y |  | S |  | N | Electric Utility | 1 |  | N | N
12647 | Minnesota Power Inc | 1893 | Clay Boswell | MN | Itasca | 1 | ST | OP | 75 | 67.6 | 67.6 |  | 7 | 1958 | WC: SUB; N: N; Y: Y |  | S |  | N | Electric Utility | 1 |  | N | N | [17 empty] | N | Y |  | Y | Y |  |  | NG | DFO
12647 | Minnesota Power Inc | 1893 | Clay Boswell | MN | Itasca | 2 | ST | OP | 75 | 68.1 | 68.1 |  | 1 | 1960 | WC: SUB; N: N; Y: Y |  | S |  | N | Electric Utility | 1 |  | N | N | [17 empty] | N | Y |  | Y | Y |  |  | NG | DFO
12647 | Minnesota Power Inc | 1893 | Clay Boswell | MN | Itasca | 3 | ST | OP | 364.5 | 361.5 | 361.5 |  | 5 | 1973 | WC: SUB; N: N; Y: Y |  | S |  | N | Electric Utility | 1 |  | N | N | [17 empty] | N | Y |  | Y | N |  |  | NG
12647 | Minnesota Power Inc | 1893 | Clay Boswell | MN | Itasca | 4 | ST | OP | 558 | 467.5 | 467.5 |  | 5 | 1980 | WC: SUB; N: N; Y: Y |  | J |  | N | Electric Utility | 1 |  | N | N | [17 empty] | N | Y |  | Y | N |  |  | NG
12647 | Minnesota Power Inc | 1893 | Clay Boswell | MN | Itasca | D4 | IC | OP | 0.8 | 0.8 | 0.8 |  | 4 | 1980 | WC: DFO; N: N; Y: Y |  | J |  | N | Electric Utility | 1 |  | N | N | [17 empty] | N
12647 | Minnesota Power Inc | 1894 | Fond Du Lac | MN | St Louis | 1 | HY | OS | 12 | 11.1 | 11.1 |  | 1 | 1924 | WC: WAT; N: N; Y: Y |  | S |  | N | Electric Utility | 1 |  | N | N | [17 empty] | N
12647 | Minnesota Power Inc | 1895 | Knife Falls | MN | Carlton | 1 | HY | OP | 0.8 | 0.3 | 0.3 |  | 1 | 1922 | WC: WAT; N: N; Y: Y |  | S |  | N | Electric Utility | 1 |  | N | N | [17 empty] | N
12647 | Minnesota Power Inc | 1895 | Knife Falls | MN | Carlton | 2 | HY | OP | 0.8 | 0.3 | 0.3 |  | 1 | 1922 | WC: WAT; N: N; Y: Y |  | S |  | N | Electric Utility | 1 |  | N | N | [17 empty] | N
12647 | Minnesota Power Inc | 1895 | Knife Falls | MN | Carlton | 3 | HY | OP | 0.8 | 0.3 | 0.3 |  | 1 | 1922 | WC: WAT; N: N; Y: Y |  | S |  | N | Electric Utility | 1 |  | N | N | [17 empty] | N
12647 | Minnesota Power Inc | 1896 | Little Falls | MN | Morrison | 1 | HY | OP | 0.8 | 0.6 | 0.6 |  | 1 | 1919 | WC: WAT; N: N; Y: Y |  | S |  | N | Electric Utility | 1 |  | N | N | [17 empty] | N
12647 | Minnesota Power Inc | 1896 | Little Falls | MN | Morrison | 2 | HY | OP | 0.8 | 0.6 | 0.6 |  | 1 | 1919 | WC: WAT; N: N; Y: Y |  | S |  | N | Electric Utility | 1 |  | N | N | [17 empty] | N
12647 | Minnesota Power Inc | 1896 | Little Falls | MN | Morrison | 3 | HY | OP | 1 | 0.6 | 0.6 |  | 1 | 1920 | WC: WAT; N: N; Y: Y |  | S |  | N | Electric Utility | 1 |  | N | N | [17 empty] | N
12647 | Minnesota Power Inc | 1896 | Little Falls | MN | Morrison | 4 | HY | OP | 1.2 | 0.6 | 0.6 |  | 11 | 1979 | WC: WAT; N: N; Y: Y |  | S |  | N | Electric Utility | 1 |  | N | N | [17 empty] | N
12647 | Minnesota Power Inc | 1896 | Little Falls | MN | Morrison | 5 | HY | OP | 0.4 | 0.4 | 0.4 |  | 1 | 1906 | WC: WAT; N: N; Y: Y |  | S |  | N | Electric Utility | 1 |  | N | N | [17 empty] | N
12647 | Minnesota Power Inc | 1896 | Little Falls | MN | Morrison | 6 | HY | OP | 0.4 | 0.4 | 0.4 |  | 1 | 1906 | WC: WAT; N: N; Y: Y |  | S |  | N | Electric Utility | 1 |  | N | N | [17 empty] | N
12647 | Minnesota Power Inc | 1897 | M L Hibbard | MN | St Louis | 3 | ST | OP | 35.3 | 25.6 | 25.6 |  | 6 | 1949 | WC: WDS; PC: SUB; N: Y; Y: Y |  | S |  | Y | Electric Utility | 1 | T | N | N | [17 empty] | N | N |  | Y |  |  |  | NG
12647 | Minnesota Power Inc | 1897 | M L Hibbard | MN | St Louis | 4 | ST | OP | 37.5 | 32.4 | 32.4 |  | 6 | 1951 | WC: WDS; PC: SUB; N: Y; Y: Y |  | S |  | Y | Electric Utility | 1 | T | N | N | [17 empty] | N | N |  | Y |  |  |  | NG
12647 | Minnesota Power Inc | 1898 | Pillager | MN | Cass | 1 | HY | OP | 0.8 | 0.7 | 0.7 |  | 1 | 1917 | WC: WAT; N: N; Y: Y |  | S |  | N | Electric Utility | 1 |  | N | N | [17 empty] | N
12647 | Minnesota Power Inc | 1898 | Pillager | MN | Cass | 2 | HY | OP | 0.8 | 0.7 | 0.7 |  | 1 | 1917 | WC: WAT; N: N; Y: Y |  | S |  | N | Electric Utility | 1 |  | N | N | [17 empty] | N
12647 | Minnesota Power Inc | 1899 | Scanlon | MN | Carlton | 1 | HY | OP | 0.4 | 0.2 | 0.2 |  | 1 | 1923 | WC: WAT; N: N; Y: Y |  | S |  | N | Electric Utility | 1 |  | N | N | [17 empty] | N
12647 | Minnesota Power Inc | 1899 | Scanlon | MN | Carlton | 2 | HY | OP | 0.4 | 0.2 | 0.2 |  | 1 | 1923 | WC: WAT; N: N; Y: Y |  | S |  | N | Electric Utility | 1 |  | N | N | [17 empty] | N
12647 | Minnesota Power Inc | 1899 | Scanlon | MN | Carlton | 3 | HY | OP | 0.4 | 0.2 | 0.2 |  | 1 | 1923 | WC: WAT; N: N; Y: Y |  | S |  | N | Electric Utility | 1 |  | N | N | [17 empty] | N
12647 | Minnesota Power Inc | 1899 | Scanlon | MN | Carlton | 4 | HY | OP | 0.4 | 0.2 | 0.2 |  | 1 | 1923 | WC: WAT; N: N; Y: Y |  | S |  | N | Electric Utility | 1 |  | N | N | [17 empty] | N
12647 | Minnesota Power Inc | 1900 | Sylvan | MN | Cass | 1 | HY | OP | 0.6 | 0.4 | 0.4 |  | 1 | 1913 | WC: WAT; N: N; Y: Y |  | S |  | N | Electric Utility | 1 |  | N | N | [17 empty] | N
12647 | Minnesota Power Inc | 1900 | Sylvan | MN | Cass | 2 | HY | OP | 0.6 | 0.4 | 0.4 |  | 1 | 1913 | WC: WAT; N: N; Y: Y |  | S |  | N | Electric Utility | 1 |  | N | N | [17 empty] | N
12647 | Minnesota Power Inc | 1900 | Sylvan | MN | Cass | 3 | HY | OP | 0.6 | 0.4 | 0.4 |  | 1 | 1915 | WC: WAT; N: N; Y: Y |  | S |  | N | Electric Utility | 1 |  | N | N | [17 empty] | N
12647 | Minnesota Power Inc | 1901 | Thomson | MN | Carlton | 1 | HY | OS | 13 | 11.5 | 11.5 |  | 1 | 1907 | WC: WAT; N: N; Y: Y |  | S |  | N | Electric Utility | 1 |  | N | N | [17 empty] | N
12647 | Minnesota Power Inc | 1901 | Thomson | MN | Carlton | 2 | HY | OS | 13 | 11.5 | 11.5 |  | 1 | 1907 | WC: WAT; N: N; Y: Y |  | S |  | N | Electric Utility | 1 |  | N | N | [17 empty] | N
12647 | Minnesota Power Inc | 1901 | Thomson | MN | Carlton | 3 | HY | OS | 13 | 11.5 | 11.5 |  | 1 | 1907 | WC: WAT; N: N; Y: Y |  | S |  | N | Electric Utility | 1 |  | N | N | [17 empty] | N
12647 | Minnesota Power Inc | 1901 | Thomson | MN | Carlton | 4 | HY | OS | 10.8 | 11.9 | 11.9 |  | 1 | 1914 | WC: WAT; N: N; Y: Y |  | S |  | N | Electric Utility | 1 |  | N | N | [17 empty] | N
12647 | Minnesota Power Inc | 1901 | Thomson | MN | Carlton | 5 | HY | OS | 10.8 | 10.4 | 10.4 |  | 1 | 1919 | WC: WAT; N: N; Y: Y |  | S |  | N | Electric Utility | 1 |  | N | N | [17 empty] | N
12647 | Minnesota Power Inc | 1901 | Thomson | MN | Carlton | 6 | HY | OS | 12 | 13.6 | 13.6 |  | 1 | 1949 | WC: WAT; N: N; Y: Y |  | S |  | N | Electric Utility | 1 |  | N | N | [17 empty] | N
12647 | Minnesota Power Inc | 1902 | Winton | MN | Lake | 2 | HY | OP | 2 | 1.2 | 1.2 |  | 8 | 1923 | WC: WAT; N: N; Y: Y |  | S |  | N | Electric Utility | 1 |  | N | N | [17 empty] | N
12647 | Minnesota Power Inc | 1902 | Winton | MN | Lake | 3 | HY | OP | 2 | 1.2 | 1.2 |  | 9 | 1923 | WC: WAT; N: N; Y: Y |  | S |  | N | Electric Utility | 1 |  | N | N | [17 empty] | N
12647 | Minnesota Power Inc | 10075 | Taconite Harbor Energy Center | MN | Cook | GEN1 | ST | OP | 84 | 79 | 79 |  | 1 | 1957 | WC: SUB; PC: BIT; N: N; Y: Y |  | S |  | N | Electric Utility | 1 |  | N | N | [17 empty] | N | Y |  | Y |  |  |  | DFO
12647 | Minnesota Power Inc | 10075 | Taconite Harbor Energy Center | MN | Cook | GEN2 | ST | OP | 84 | 75.9 | 75.9 |  | 1 | 1957 | WC: SUB; PC: BIT; N: N; Y: Y |  | S |  | N | Electric Utility | 1 |  | N | N | [17 empty] | N | Y |  | Y |  |  |  | DFO
12647 | Minnesota Power Inc | 10075 | Taconite Harbor Energy Center | MN | Cook | GEN3 | ST | OP | 84 | 83.6 | 83.6 |  | 1 | 1967 | WC: SUB; PC: BIT; N: N; Y: Y |  | S |  | N | Electric Utility | 1 |  | N | N | [15 empty] | 4 | 2015 | N | Y |  | Y |  |  |  | DFO
12647 | Minnesota Power Inc | 10686 | Rapids Energy Center | MN | Itasca | 6 | ST | OP | 12.5 | 14.6 | 14.6 |  | 1 | 1969 | WDS | SUB | NG |  |  |  | Y | Y |  | S |  | Y | Electric Utility | 1 | T | N | N | [17 empty] | N |  |  | Y
12647 | Minnesota Power Inc | 10686 | Rapids Energy Center | MN | Itasca | 7 | ST | OP | 14 | 13.4 | 13.4 |  | 1 | 1980 | WC: WDS; PC: SUB; N: Y; Y: Y |  | S |  | Y | Electric Utility | 1 | T | N | N | [17 empty] | N |  |  | Y
12647 | Minnesota Power Inc | 10686 | Rapids Energy Center | MN | Itasca | HYD | HY | OP | 1.9 | 0.8 | 0.8 |  | 1 | 1943 | WC: WAT; N: N; Y: Y |  | S |  | N | Electric Utility | 1 |  | N | N | [17 empty] | N
12647 | Minnesota Power Inc | 56630 | Taconite Ridge 1 Wind Energy Center | MN | St Louis | 1 | WT | OP | 25 | 25 | 25 |  | 5 | 2008 | WC: WND; N: N; Y: Y |  | S | 10 | N | Electric Utility | 1 |  |  | N
12647 | Minnesota Power Inc | 57038 | Bison I Wind Energy Center | ND | Morton | PHS1 | WT | OP | 36.8 | 36.8 | 36.8 |  | 12 | 2010 | WC: WND; N: N; Y: Y |  | S | 16 | N | Electric Utility | 1 |  |  | N
12647 | Minnesota Power Inc | 57038 | Bison I Wind Energy Center | ND | Morton | PHS2 | WT | OP | 42.7 | 45 | 45 |  | 1 | 2012 | WC: WND; N: N; Y: Y |  | S | 15 | N | Electric Utility | 1
12647 | Minnesota Power Inc | 57800 | Bison 2 Wind Energy Center | ND | Morton | BISO2 | WT | OP | 105 | 105 | 105 |  | 12 | 2012 | WC: WND; N: N; Y: Y |  | S | 35 | N | Electric Utility | 1 | [20 empty] | N
12647 | Minnesota Power Inc | 57801 | Bison 3 Wind Energy Center | ND | Morton | BISO3 | WT | OP | 105 | 105 | 105 |  | 12 | 2012 | WC: WND; N: N; Y: Y |  | S | 35 | N | Electric Utility | 1 | [20 empty] | N
12653 | GenOn Mid-Atlantic LLC | 1572 | Dickerson | MD | Montgomery | 2 | ST | OP | 196 | 179 | 179 |  | 4 | 1960 | WC: BIT; PC: DFO; N: N; Y: Y |  | S |  | N | IPP Non-CHP | 2 |  | N | N | [12 empty] | N |  |  |  |  | N | Y |  | Y |  |  |  | DFO | DFO
12653 | GenOn Mid-Atlantic LLC | 1572 | Dickerson | MD | Montgomery | 3 | ST | OP | 196 | 179 | 179 |  | 3 | 1962 | WC: BIT; PC: DFO; N: N; Y: Y |  | S |  | N | IPP Non-CHP | 2 |  | N | N | [12 empty] | N |  |  |  |  | N | Y |  | Y
12653 | GenOn Mid-Atlantic LLC | 1572 | Dickerson | MD | Montgomery | GT1 | GT | OP | 16 | 18 | 18 |  | 3 | 1967 | WC: DFO; N: N; Y: Y |  | S |  | N | IPP Non-CHP | 2 |  | N | N | [12 empty] | N |  |  |  |  | N
12653 | GenOn Mid-Atlantic LLC | 1572 | Dickerson | MD | Montgomery | GT2 | GT | OP | 163 | 139 | 167 |  | 6 | 1992 | WC: NG; PC: DFO; N: Y; Y: Y |  | S |  | N | IPP Non-CHP | 2 |  | N | N | [12 empty] | N |  |  |  |  | N
12653 | GenOn Mid-Atlantic LLC | 1572 | Dickerson | MD | Montgomery | GT3 | GT | OP | 163 | 139 | 167 |  | 6 | 1992 | WC: NG; PC: DFO; N: Y; Y: Y |  | S |  | N | IPP Non-CHP | 2 |  | N | N | [12 empty] | N |  |  |  |  | N
12653 | GenOn Mid-Atlantic LLC | 1572 | Dickerson | MD | Montgomery | ST1 | ST | OP | 196 | 179 | 179 |  | 6 | 1959 | WC: BIT; PC: DFO; N: N; Y: Y |  | S |  | N | IPP Non-CHP | 2 |  | N | N | [12 empty] | N |  |  |  |  | N | Y |  | Y |  |  |  | DFO
12653 | GenOn Mid-Atlantic LLC | 1573 | Morgantown Generating Plant | MD | Charles | 3 | GT | OP | 65 | 48 | 59 |  | 6 | 1973 | WC: DFO; N: N; Y: Y |  | S |  | N | IPP Non-CHP | 2 |  | N | N | [17 empty] | N
12653 | GenOn Mid-Atlantic LLC | 1573 | Morgantown Generating Plant | MD | Charles | 4 | GT | OP | 65 | 48 | 59 |  | 6 | 1973 | WC: DFO; N: N; Y: Y |  | S |  | N | IPP Non-CHP | 2 |  | N | N | [17 empty] | N
12653 | GenOn Mid-Atlantic LLC | 1573 | Morgantown Generating Plant | MD | Charles | 5 | GT | OP | 65 | 48 | 59 |  | 5 | 1973 | WC: DFO; N: N; Y: Y |  | S |  | N | IPP Non-CHP | 2 |  | N | N | [17 empty] | N
12653 | GenOn Mid-Atlantic LLC | 1573 | Morgantown Generating Plant | MD | Charles | 6 | GT | OP | 65 | 48 | 59 |  | 5 | 1973 | WC: DFO; N: N; Y: Y |  | S |  | N | IPP Non-CHP | 2 |  | N | N | [17 empty] | N
12653 | GenOn Mid-Atlantic LLC | 1573 | Morgantown Generating Plant | MD | Charles | GT1 | GT | OP | 18 | 13 | 17 |  | 12 | 1970 | WC: DFO; N: N; Y: Y |  | S |  | N | IPP Non-CHP | 2 |  | N | N | [17 empty] | N
12653 | GenOn Mid-Atlantic LLC | 1573 | Morgantown Generating Plant | MD | Charles | GT2 | GT | OP | 18 | 13 | 17 |  | 2 | 1971 | WC: DFO; N: N; Y: Y |  | S |  | N | IPP Non-CHP | 2 |  | N | N | [17 empty] | N
12653 | GenOn Mid-Atlantic LLC | 1573 | Morgantown Generating Plant | MD | Charles | ST1 | ST | OP | 626 | 596 | 596 |  | 6 | 1970 | BIT | DFO | RFO |  |  |  | Y | Y |  | S |  | N | IPP Non-CHP | 2 |  | N | N | [12 empty] | N |  |  |  |  | N | Y |  |  | Y |  |  | DFO
12653 | GenOn Mid-Atlantic LLC | 1573 | Morgantown Generating Plant | MD | Charles | ST2 | ST | OP | 626 | 609 | 609 |  | 6 | 1971 | BIT | DFO | RFO |  |  |  | Y | Y |  | S |  | N | IPP Non-CHP | 2 |  | N | N | [12 empty] | N |  |  |  |  | N | Y |  |  | Y |  |  | DFO
12658 | Minnkota Power Coop, Inc | 2823 | Milton R Young | ND | Oliver | 1 | ST | OP | 257 | 250 | 250 |  | 10 | 1970 | WC: LIG; PC: DFO; N: N; Y: Y |  | S |  | N | Electric Utility | 1 |  | N | N | [17 empty] | N | N |  | Y | N |  |  | DFO
12658 | Minnkota Power Coop, Inc | 2823 | Milton R Young | ND | Oliver | 2 | ST | OP | 477 | 447 | 455 |  | 4 | 1977 | WC: LIG; PC: DFO; N: N; Y: Y |  | J |  | N | Electric Utility | 1 |  | N | N | [17 empty] | N | N |  | Y | N |  |  | DFO
12667 | Minnesota Municipal Power Agny | 7844 | Minnesota River | MN | Carver | UOO1 | GT | OP | 49 | 39 | 39 |  | 5 | 2001 | WC: NG; N: N; Y: Y |  | W |  | N | Electric Utility | 1 |  | N | N | [17 empty] | N
12667 | Minnesota Municipal Power Agny | 56164 | Faribault Energy Park | MN | Rice | EU01 | CT | OP | 212.5 | 153 | 182 | G861 | 5 | 2005 | WC: NG; PC: DFO; N: Y; Y: Y |  | S |  | N | Electric Utility | 1 |  | N | N | [17 empty] | N
12667 | Minnesota Municipal Power Agny | 56164 | Faribault Energy Park | MN | Rice | HRSG | CA | OP | 122 | 108 | 84 | G861 | 8 | 2007 | WC: NG; PC: DFO; N: Y; Y: Y |  | S |  | N | Electric Utility | 1 |  | Y | N | [17 empty] | N
12667 | Minnesota Municipal Power Agny | 57432 | Oak Glen Wind Farm | MN | Steele | 1 | WT | OP | 44 | 44 | 44 |  | 11 | 2011 | WC: WND; N: N; Y: Y |  | W | 24 | N | Electric Utility | 1
12670 | Missouri Jnt Muni.Pwr Elec. Ut. Comm. | 56478 | MJMEUC Generating Station #1 | MO | Audrain | 0001 | GT | OP | 13.3 | 11.3 | 13 |  | 10 | 2007 | WC: NG; N: N; Y: Y |  | S |  | Y | Electric Utility | 1 | B |  | N | [17 empty] | N
12685 | Entergy Mississippi Inc | 2050 | Baxter Wilson | MS | Warren | 1 | ST | OP | 544.6 | 500 | 515 |  | 3 | 1967 | WC: NG; PC: RFO; N: Y; Y: Y |  | S |  | N | Electric Utility | 1 |  | N | N | [17 empty] | N | [6 empty] | DFO
12685 | Entergy Mississippi Inc | 2050 | Baxter Wilson | MS | Warren | 2 | ST | OP | 783 | 676 | 697 |  | 10 | 1971 | WC: NG; PC: RFO; N: Y; Y: Y |  | S |  | N | Electric Utility | 1 |  | N | N | [17 empty] | N | [6 empty] | DFO
12685 | Entergy Mississippi Inc | 2053 | Rex Brown | MS | Hinds | 3 | ST | OP | 66 | 70 | 70 |  | 3 | 1951 | WC: NG; PC: RFO; N: N; Y: Y | Y | S |  | N | Electric Utility | 1 |  | N | N | [17 empty] | N
12685 | Entergy Mississippi Inc | 2053 | Rex Brown | MS | Hinds | 4 | ST | OP | 238.7 | 209 | 213 |  | 7 | 1959 | WC: NG; PC: RFO; N: N; Y: Y |  | S |  | N | Electric Utility | 1 |  | N | N | [17 empty] | N
12685 | Entergy Mississippi Inc | 2053 | Rex Brown | MS | Hinds | GT1 | GT | SB | 10 | 10 | 11 |  | 11 | 1968 | WC: DFO; N: N; Y: Y | Y | S |  | N | Electric Utility | 1 |  | N | N | [17 empty] | N
12685 | Entergy Mississippi Inc | 8054 | Gerald Andrus | MS | Washington | 1 | ST | OP | 781.4 | 712 | 741 |  | 1 | 1975 | WC: NG; PC: RFO; N: Y; Y: Y |  | S |  | N | Electric Utility | 1 |  | N | N | [17 empty] | N
12685 | Entergy Mississippi Inc | 55218 | Hinds Energy Facility | MS | Hinds | H01 | CT | OP | 176.6 | 150 | 156 |  | 5 | 2001 | WC: NG; N: N; Y: Y |  | S |  | N | Electric Utility | 1 |  | N | N | [12 empty] | N |  |  |  |  | N
12685 | Entergy Mississippi Inc | 55218 | Hinds Energy Facility | MS | Hinds | H02 | CT | OP | 176.6 | 150 | 157 |  | 5 | 2001 | WC: NG; N: N; Y: Y |  | S |  | N | Electric Utility | 1 |  | N | N | [12 empty] | N |  |  |  |  | N
12685 | Entergy Mississippi Inc | 55218 | Hinds Energy Facility | MS | Hinds | H03 | CA | OP | 198.1 | 150 | 166 |  | 5 | 2001 | WC: NG; N: N; Y: Y |  | S |  | N | Electric Utility | 1 |  | N | N | [12 empty] | N |  |  |  |  | N
12685 | Entergy Mississippi Inc | 55220 | Attala | MS | Attala | A01 | CT | OP | 176.6 | 153.3 | 166 |  | 3 | 2001 | WC: NG; N: N; Y: Y |  | S |  | N | Electric Utility | 1 |  | N | N | [17 empty] | N
12685 | Entergy Mississippi Inc | 55220 | Attala | MS | Attala | A02 | CT | OP | 176.6 | 153.3 | 166 |  | 3 | 2001 | WC: NG; N: N; Y: Y |  | S |  | N | Electric Utility | 1 |  | N | N | [17 empty] | N
12685 | Entergy Mississippi Inc | 55220 | Attala | MS | Attala | A03 | CA | OP | 198.1 | 148.3 | 160 |  | 3 | 2001 | WC: NG; N: N; Y: Y |  | S |  | N | Electric Utility | 1 |  | N | N | [17 empty] | N
12686 | Mississippi Power Co | 2047 | Chevron Oil | MS | Jackson | 1 | GT | OP | 16.6 | 15 | 17 |  | 7 | 1967 | WC: NG; N: N; Y: Y |  | S |  | Y | Industrial CHP | 7 | T | N | N | [17 empty] | N
12686 | Mississippi Power Co | 2047 | Chevron Oil | MS | Jackson | 2 | GT | OP | 16.6 | 15 | 17 |  | 7 | 1967 | WC: NG; N: N; Y: Y |  | S |  | Y | Industrial CHP | 7 | T | N | N | [17 empty] | N
12686 | Mississippi Power Co | 2047 | Chevron Oil | MS | Jackson | 3 | GT | OP | 18 | 16 | 18 |  | 10 | 1971 | WC: NG; N: N; Y: Y |  | S |  | Y | Industrial CHP | 7 | T | N | N | [17 empty] | N
12686 | Mississippi Power Co | 2047 | Chevron Oil | MS | Jackson | 4 | GT | OP | 18 | 16 | 18 |  | 9 | 1971 | WC: NG; N: N; Y: Y |  | S |  | Y | Industrial CHP | 7 | T | N | N | [17 empty] | N
12686 | Mississippi Power Co | 2047 | Chevron Oil | MS | Jackson | 5 | GT | OP | 101.3 | 68 | 78 |  | 5 | 1994 | WC: NG; N: N; Y: Y |  | S |  | Y | Industrial CHP | 7 | T | N | N | [17 empty] | N
12686 | Mississippi Power Co | 2048 | Sweatt | MS | Lauderdale | 1 | ST | OP | 46 | 46 | 46 |  | 5 | 1951 | WC: NG; N: N; Y: Y |  | S |  | N | Electric Utility | 1 |  | N | Y | [15 empty] | 12 | 2021 | N
12686 | Mississippi Power Co | 2048 | Sweatt | MS | Lauderdale | 2 | ST | OP | 49 | 46 | 46 |  | 6 | 1953 | WC: NG; N: N; Y: Y |  | S |  | N | Electric Utility | 1 |  | N | Y | [15 empty] | 12 | 2021 | N
12686 | Mississippi Power Co | 2048 | Sweatt | MS | Lauderdale | A | GT | OP | 41.9 | 32 | 41 |  | 5 | 1971 | WC: NG; N: N; Y: Y |  | S |  | N | Electric Utility | 1 |  | N | N | [17 empty] | N
12686 | Mississippi Power Co | 2049 | Jack Watson | MS | Harrison | 1 | ST | OP | 93.8 | 76 | 76 |  | 6 | 1957 | WC: NG; N: N; Y: Y |  | S |  | N | Electric Utility | 1 |  | N | Y | [12 empty] | N |  |  | 12 | 2018 | N | [6 empty] | NG
12686 | Mississippi Power Co | 2049 | Jack Watson | MS | Harrison | 2 | ST | OP | 93.8 | 76 | 76 |  | 5 | 1960 | WC: NG; N: N; Y: Y |  | S |  | N | Electric Utility | 1 |  | N | Y | [12 empty] | N |  |  | 12 | 2018 | N | [6 empty] | NG
12686 | Mississippi Power Co | 2049 | Jack Watson | MS | Harrison | 3 | ST | OP | 108.8 | 107 | 107 |  | 6 | 1962 | WC: NG; N: N; Y: Y |  | S |  | N | Electric Utility | 1 |  | N | Y | [12 empty] | N |  |  | 12 | 2018 | N | [6 empty] | NG
12686 | Mississippi Power Co | 2049 | Jack Watson | MS | Harrison | 4 | ST | OP | 299.2 | 232 | 232 |  | 6 | 1968 | BIT | NG | WDS |  |  |  | Y | Y |  | S |  | N | Electric Utility | 1 |  | N | N | [17 empty] | N | Y |  | Y |  |  |  | NG
12686 | Mississippi Power Co | 2049 | Jack Watson | MS | Harrison | 5 | ST | OP | 578 | 474 | 474 |  | 5 | 1973 | BIT | NG | WDS |  |  |  | Y | Y |  | S |  | N | Electric Utility | 1 |  | N | N | [17 empty] | N | Y |  | Y |  |  |  | NG
12686 | Mississippi Power Co | 2049 | Jack Watson | MS | Harrison | A | GT | OP | 41.9 | 33 | 41.2 |  | 6 | 1970 | WC: NG; N: N; Y: Y |  | S |  | N | Electric Utility | 1 |  | N | N | [17 empty] | N
12686 | Mississippi Power Co | 6073 | Victor J Daniel Jr | MS | Jackson | 1 | ST | OP | 548.3 | 510 | 510 |  | 9 | 1977 | SUB | BIT | DFO |  |  |  | Y | Y |  | J |  | N | Electric Utility | 1 |  | N | N | [17 empty] | N | Y |  | Y |  |  |  | DFO
12686 | Mississippi Power Co | 6073 | Victor J Daniel Jr | MS | Jackson | 2 | ST | OP | 548.3 | 510 | 510 |  | 6 | 1981 | SUB | BIT | DFO |  |  |  | Y | Y |  | J |  | N | Electric Utility | 1 |  | N | N | [17 empty] | N | Y |  | Y |  |  |  | DFO
12686 | Mississippi Power Co | 6073 | Victor J Daniel Jr | MS | Jackson | 3 | CT | OP | 185.5 | 155.5 | 173.8 |  | 5 | 2001 | WC: NG; N: N; Y: Y |  | S |  | N | Electric Utility | 1 |  | N | N | [17 empty] | N
12686 | Mississippi Power Co | 6073 | Victor J Daniel Jr | MS | Jackson | 3CT | CT | OP | 185.5 | 155.5 | 173.8 |  | 5 | 2001 | WC: NG; N: N; Y: Y |  | S |  | N | Electric Utility | 1 |  | N | N | [17 empty] | N
12686 | Mississippi Power Co | 6073 | Victor J Daniel Jr | MS | Jackson | 3ST | CA | OP | 195.2 | 175 | 195.4 |  | 5 | 2001 | WC: NG; N: N; Y: Y |  | S |  | N | Electric Utility | 1 |  | Y | N | [17 empty] | N
12686 | Mississippi Power Co | 6073 | Victor J Daniel Jr | MS | Jackson | 4 | CT | OP | 185.5 | 155.5 | 173.8 |  | 4 | 2001 | WC: NG; N: N; Y: Y |  | S |  | N | Electric Utility | 1 |  | N | N | [17 empty] | N
12686 | Mississippi Power Co | 6073 | Victor J Daniel Jr | MS | Jackson | 4CT | CT | OP | 185.5 | 155.5 | 173.8 |  | 4 | 2001 | WC: NG; N: N; Y: Y |  | S |  | N | Electric Utility | 1 |  | N | N | [17 empty] | N
12686 | Mississippi Power Co | 6073 | Victor J Daniel Jr | MS | Jackson | 4ST | CA | OP | 195.2 | 175 | 195.4 |  | 4 | 2001 | WC: NG; N: N; Y: Y |  | S |  | N | Electric Utility | 1 |  | Y | N | [17 empty] | N
12687 | Midway-Sunset Cogeneration Co | 52169 | Midway Sunset Cogen | CA | Kern | A | GT | OP | 78 | 73 | 83 |  | 5 | 1989 | WC: NG; N: N; Y: Y |  | J | 0 | Y | Industrial CHP | 7 | T |  | N | [17 empty] | N
12687 | Midway-Sunset Cogeneration Co | 52169 | Midway Sunset Cogen | CA | Kern | B | GT | OP | 78 | 73 | 83 |  | 5 | 1989 | WC: NG; N: N; Y: Y |  | J |  | Y | Industrial CHP | 7 | T |  | N | [17 empty] | N
12687 | Midway-Sunset Cogeneration Co | 52169 | Midway Sunset Cogen | CA | Kern | C | GT | OP | 78 | 73 | 83 |  | 5 | 1989 | WC: NG; N: N; Y: Y |  | J |  | Y | Industrial CHP | 7 | T |  | N | [17 empty] | N
12704 | Mississippi Baptist Medical | 54203 | Mississippi Baptist Medical Center | MS | Hinds | A | GT | OP | 4.2 | 4 | 4 |  | 1 | 1991 | WC: NG; N: N; Y: Y |  | S |  | Y | Commercial CHP | 5 | T | N | N | [17 empty] | N
12710 | Missouri Basin Muni Power Agny | 7247 | Watertown Power Plant | SD | Codington | 1 | GT | OP | 67.5 | 46.2 | 56.7 |  | 1 | 1978 | WC: DFO; N: N; Y: Y |  | S |  | N | Electric Utility | 1 |  | N | N | [17 empty] | N
12713 | Millennium Power Partners LP | 55079 | Millennium Power | MA | Worcester | CT01 | CT | OP | 230 | 214.8 | 253.9 |  | 4 | 2001 | WC: NG; PC: DFO; N: Y; Y: Y |  | S |  | N | IPP Non-CHP | 2 |  |  | N | [17 empty] | N
12713 | Millennium Power Partners LP | 55079 | Millennium Power | MA | Worcester | ST01 | CA | OP | 130 | 120.1 | 130 |  | 4 | 2001 | WC: NG; PC: DFO; N: N; Y: Y |  | S |  | N | IPP Non-CHP | 2 |  | N | N | [17 empty] | N
12736 | Exxon Mobil Oil Corporation | 50624 | ExxonMobil Oil Torrance Refinery | CA | Los Angeles | EXP1 | ST | OP | 7.5 | 7.5 | 7.5 |  | 9 | 1983 | WC: WH; N: N; Y: Y |  | S |  | N | Industrial CHP | 7 |  |  | Y | [12 empty] | Y | 12 | 2015 |  |  | N |  | N
12736 | Exxon Mobil Oil Corporation | 50624 | ExxonMobil Oil Torrance Refinery | CA | Los Angeles | GTG1 | GT | OP | 22.5 | 22.5 | 22.5 |  | 11 | 1988 | WC: NG; PC: OG; N: Y; Y: Y |  | S |  | Y | Industrial CHP | 7 | T | N | N | [17 empty] | N
12736 | Exxon Mobil Oil Corporation | 50624 | ExxonMobil Oil Torrance Refinery | CA | Los Angeles | STG1 | ST | OP | 19.3 | 19.3 | 19.3 |  | 11 | 1988 | WC: WH; N: N; Y: Y |  | S |  | N | Industrial CHP | 7 |  | N | N | [17 empty] | N
12739 | Mobile Energy LLC | 55241 | Hog Bayou Energy Center | AL | Mobile | CT01 | CT | OP | 200 | 155 | 170 |  | 7 | 2001 | WC: NG; PC: DFO; N: N; Y: Y |  | S |  | N | IPP Non-CHP | 2 |  | N | N | [17 empty] | N
12739 | Mobile Energy LLC | 55241 | Hog Bayou Energy Center | AL | Mobile | ST01 | CA | OP | 80 | 75 | 75 |  | 7 | 2001 | WC: NG; N: N; Y: Y |  | S |  | N | IPP Non-CHP | 2 |  | N | N | [17 empty] | N
12745 | Modesto Irrigation District | 151 | McClure | CA | Stanislaus | 1 | GT | OP | 71.2 | 56 | 61 |  | 7 | 1980 | WC: DFO; PC: NG; N: Y; Y: Y |  | S |  | N | Electric Utility | 1 |  | N | N | [17 empty] | N
12745 | Modesto Irrigation District | 151 | McClure | CA | Stanislaus | 2 | GT | OP | 71.2 | 56 | 61 |  | 7 | 1981 | WC: DFO; PC: NG; N: Y; Y: Y |  | S |  | N | Electric Utility | 1 |  | N | N | [17 empty] | N
12745 | Modesto Irrigation District | 7266 | Woodland | CA | Stanislaus | 2 | CA | OP | 37.7 | 37 | 37 |  | 6 | 2003 | WC: NG; N: N; Y: Y |  | S |  | N | Electric Utility | 1 |  | Y | N | [17 empty] | N
12745 | Modesto Irrigation District | 7266 | Woodland | CA | Stanislaus | 3 | CT | OP | 60.5 | 48 | 50 |  | 6 | 2003 | WC: NG; N: N; Y: Y |  | S |  | N | Electric Utility | 1 |  | N | N | [17 empty] | N
12745 | Modesto Irrigation District | 7266 | Woodland | CA | Stanislaus | 3A | IC | OP | 8.4 | 8.2 | 8.2 |  | 7 | 2011 | WC: NG; N: N; Y: Y |  | S |  | N | Electric Utility | 1 |  |  | N | [17 empty] | N
12745 | Modesto Irrigation District | 7266 | Woodland | CA | Stanislaus | 3B | IC | OP | 8.4 | 8.2 | 8.2 |  | 7 | 2011 | WC: NG; N: N; Y: Y |  | S |  | N | Electric Utility | 1 |  |  | N | [17 empty] | N
12745 | Modesto Irrigation District | 7266 | Woodland | CA | Stanislaus | 3C | IC | OP | 8.4 | 8.2 | 8.2 |  | 7 | 2011 | WC: NG; N: N; Y: Y |  | S |  | N | Electric Utility | 1 |  |  | N | [17 empty] | N
12745 | Modesto Irrigation District | 7266 | Woodland | CA | Stanislaus | 3D | IC | OP | 8.4 | 8.2 | 8.2 |  | 7 | 2011 | WC: NG; N: N; Y: Y |  | S |  | N | Electric Utility | 1 |  |  | N | [17 empty] | N
12745 | Modesto Irrigation District | 7266 | Woodland | CA | Stanislaus | 3E | IC | OP | 8.4 | 8.2 | 8.2 |  | 7 | 2011 | WC: NG; N: N; Y: Y |  | S |  | N | Electric Utility | 1 |  |  | N | [17 empty] | N
12745 | Modesto Irrigation District | 7266 | Woodland | CA | Stanislaus | 3F | IC | OP | 8.4 | 8.2 | 8.2 |  | 7 | 2011 | WC: NG; N: N; Y: Y |  | S |  | N | Electric Utility | 1 |  |  | N | [17 empty] | N
12745 | Modesto Irrigation District | 7266 | Woodland | CA | Stanislaus | NA1 | GT | OP | 50.4 | 48 | 50 |  | 11 | 1993 | WC: NG; PC: DFO; N: Y; Y: Y |  | S |  | N | Electric Utility | 1 |  | N | N | [17 empty] | N
12745 | Modesto Irrigation District | 50755 | New Hogan Power Plant | CA | Calaveras | GEN1 | HY | OP | 1.9 | 1.9 | 1.9 |  | 4 | 1989 | WC: WAT; N: N; Y: Y |  | W | 0 | N | Electric Utility | 1 |  | N | N | [17 empty] | N
12745 | Modesto Irrigation District | 50755 | New Hogan Power Plant | CA | Calaveras | GEN2 | HY | OP | 0.9 | 0.9 | 0.9 |  | 4 | 1989 | WC: WAT; N: N; Y: Y |  | W |  | N | Electric Utility | 1 |  | N | N | [17 empty] | N
12745 | Modesto Irrigation District | 56135 | Ripon Generation Station | CA | San Joaquin | 1 | GT | OP | 60.5 | 48 | 50 |  | 6 | 2006 | WC: NG; N: N; Y: Y |  | S |  | N | Electric Utility | 1 |  | N | N | [17 empty] | N
12745 | Modesto Irrigation District | 56135 | Ripon Generation Station | CA | San Joaquin | 2 | GT | OP | 60.5 | 48 | 50 |  | 6 | 2006 | WC: NG; N: N; Y: Y |  | S |  | N | Electric Utility | 1 |  | N | N | [17 empty] | N
12758 | Model City Energy LLC | 55757 | Model City Energy Facility | NY | Niagara | GEN1 | IC | OP | 0.8 | 0.8 | 0.8 |  | 6 | 2001 | WC: LFG; N: N; Y: Y |  | S |  | N | IPP Non-CHP | 2 |  | N | N
12758 | Model City Energy LLC | 55757 | Model City Energy Facility | NY | Niagara | GEN2 | IC | OP | 0.8 | 0.8 | 0.8 |  | 6 | 2001 | WC: LFG; N: N; Y: Y |  | S |  | N | IPP Non-CHP | 2 |  | N | N
12758 | Model City Energy LLC | 55757 | Model City Energy Facility | NY | Niagara | GEN3 | IC | OP | 0.8 | 0.8 | 0.8 |  | 6 | 2001 | WC: LFG; N: N; Y: Y |  | S |  | N | IPP Non-CHP | 2 |  | N | N
12758 | Model City Energy LLC | 55757 | Model City Energy Facility | NY | Niagara | GEN4 | IC | OP | 0.8 | 0.8 | 0.8 |  | 6 | 2001 | WC: LFG; N: N; Y: Y |  | S |  | N | IPP Non-CHP | 2 |  | N | N
12758 | Model City Energy LLC | 55757 | Model City Energy Facility | NY | Niagara | GEN5 | IC | OP | 0.8 | 0.8 | 0.8 |  | 6 | 2001 | WC: LFG; N: N; Y: Y |  | S |  | N | IPP Non-CHP | 2 |  | N | N
12758 | Model City Energy LLC | 55757 | Model City Energy Facility | NY | Niagara | GEN6 | IC | OP | 0.8 | 0.8 | 0.8 |  | 6 | 2001 | WC: LFG; N: N; Y: Y |  | S |  | N | IPP Non-CHP | 2 |  | N | N
12758 | Model City Energy LLC | 55757 | Model City Energy Facility | NY | Niagara | GEN7 | IC | OP | 0.8 | 0.8 | 0.8 |  | 6 | 2001 | WC: LFG; N: N; Y: Y |  | S |  | N | IPP Non-CHP | 2 |  | N | N
12773 | Monmouth Energy Inc | 55618 | Monmouth Landfill Gas to Energy | NJ | Monmouth | GEN1 | GT | OP | 4.9 | 3.3 | 4.1 |  | 7 | 1998 | WC: LFG; N: N; Y: Y |  | S |  | N | IPP Non-CHP | 2 |  |  | N | [17 empty] | N
12773 | Monmouth Energy Inc | 55618 | Monmouth Landfill Gas to Energy | NJ | Monmouth | GEN2 | GT | OP | 4.9 | 3.3 | 4.1 |  | 7 | 1998 | WC: LFG; N: N; Y: Y |  | S |  | N | IPP Non-CHP | 2 |  |  | N | [17 empty] | N
12792 | NRG New York LLC | 2625 | Bowline Point | NY | Rockland | 1 | ST | OP | 621 | 575 | 578 |  | 9 | 1972 | WC: NG; PC: RFO; N: Y; Y: Y |  | S |  | N | IPP Non-CHP | 2 |  | N | N | [17 empty] | N | [6 empty] | NG
12792 | NRG New York LLC | 2625 | Bowline Point | NY | Rockland | 2 | ST | OP | 621 | 178 | 178 |  | 5 | 1974 | WC: NG; PC: RFO; N: Y; Y: Y | Y | S |  | N | IPP Non-CHP | 2 |  | N | N | [17 empty] | N | [6 empty] | NG
12796 | Monongahela Power Co | 3943 | FirstEnergy Fort Martin Power Station | WV | Monongalia | 1 | ST | OP | 576 | 552 | 552 |  | 10 | 1967 | BIT | DFO | SUB |  |  |  | N | Y |  | S |  | N | Electric Utility | 1 |  | N | N | [12 empty] | N |  |  |  |  | N | Y |  |  | Y |  |  | DFO
12796 | Monongahela Power Co | 3943 | FirstEnergy Fort Martin Power Station | WV | Monongalia | 2 | ST | OP | 576 | 555 | 555 |  | 12 | 1968 | BIT | DFO | SUB |  |  |  | N | Y |  | S |  | N | Electric Utility | 1 |  | N | N | [12 empty] | N |  |  |  |  | N | Y |  |  | Y |  |  | DFO
12802 | City of Monroe City - (MO) | 2146 | Monroe | MO | MONROE | 10 | IC | OP | 1.6 | 1.6 | 1.6 |  | 1 | 1988 | WC: DFO; N: N; Y: Y | Y | S |  | N | Electric Utility | 1 |  | N | N | [17 empty] | N
12802 | City of Monroe City - (MO) | 2146 | Monroe | MO | MONROE | 11 | IC | OP | 1.8 | 1.8 | 1.8 |  | 1 | 2003 | WC: DFO; N: N; Y: Y | Y | S |  | N | Electric Utility | 1 |  | N | N | [17 empty] | N
12802 | City of Monroe City - (MO) | 2146 | Monroe | MO | MONROE | 12 | IC | OP | 1.8 | 1.8 | 1.8 |  | 1 | 2003 | WC: DFO; N: N; Y: Y | Y | S |  | N | Electric Utility | 1 |  | N | N
12802 | City of Monroe City - (MO) | 2146 | Monroe | MO | MONROE | 2 | IC | OP | 1.3 | 1.3 | 1.3 |  | 9 | 1955 | WC: DFO; PC: NG; N: Y; Y: Y | Y | S |  | N | Electric Utility | 1 |  | N | N | [17 empty] | N
12802 | City of Monroe City - (MO) | 2146 | Monroe | MO | MONROE | 3 | IC | OP | 1.1 | 1.1 | 1.1 |  | 9 | 1964 | WC: NG; PC: DFO; N: Y; Y: Y | Y | S |  | N | Electric Utility | 1 |  | N | N | [17 empty] | N
12802 | City of Monroe City - (MO) | 2146 | Monroe | MO | MONROE | 4 | IC | OP | 1.1 | 1.1 | 1.1 |  | 9 | 1958 | WC: NG; PC: DFO; N: Y; Y: Y | Y | S |  | N | Electric Utility | 1 |  | N | N | [17 empty] | N
12802 | City of Monroe City - (MO) | 2146 | Monroe | MO | MONROE | 5 | IC | OP | 2 | 1.6 | 2 |  | 6 | 1985 | WC: DFO; N: N; Y: Y | Y | S |  | N | Electric Utility | 1 |  | N | N
12802 | City of Monroe City - (MO) | 2146 | Monroe | MO | MONROE | 6 | IC | OP | 2 | 2 | 2 |  | 1 | 1971 | WC: NG; PC: DFO; N: Y; Y: Y | Y | S |  | N | Electric Utility | 1 |  | N | N
12802 | City of Monroe City - (MO) | 2146 | Monroe | MO | MONROE | 7 | IC | OP | 2.2 | 2.2 | 2.2 |  | 8 | 1973 | WC: NG; PC: DFO; N: Y; Y: Y | Y | S |  | N | Electric Utility | 1 |  | N | N
12802 | City of Monroe City - (MO) | 2146 | Monroe | MO | MONROE | 8 | IC | OP | 1.6 | 1.6 | 1.6 |  | 1 | 1988 | WC: DFO; N: N; Y: Y | Y | S |  | N | Electric Utility | 1 |  | N | N
12802 | City of Monroe City - (MO) | 2146 | Monroe | MO | MONROE | 9 | IC | OP | 1.6 | 1.6 | 1.6 |  | 1 | 1988 | WC: DFO; N: N; Y: Y | Y | S |  | N | Electric Utility | 1 |  | N | N
12807 | Michigan South Central Pwr Agy | 4259 | Endicott Station | MI | HILLSDALE | 1 | ST | OP | 55 | 50 | 55 |  | 12 | 1982 | BIT | TDF | DFO | PC | TDF |  | Y | Y |  | S |  | N | Electric Utility | 1 |  | N | N | [17 empty] | N | Y |  | Y |  |  |  | DFO
12827 | Montclair State Univ Cogen | 54708 | Montclair Cogen Facility | NJ | Essex | 1 | GT | OP | 4.1 | 3.7 | 4.3 |  | 7 | 1993 | WC: NG; PC: DFO; N: Y; Y: Y |  | S |  | Y | Commercial CHP | 5 | B | N | Y | [12 empty] | N |  |  | 12 | 2013
12834 | Dutchess County RRA | 10305 | Dutchess Cnty Resource Recovery Facility | NY | DUTCHESS | GEN1 | ST | OP | 9.2 | 7.2 | 7.4 |  | 11 | 1987 | WC: MSW; N: N; Y: Y |  | W |  | Y | Commercial CHP | 5 | T |  | N | [17 empty] | N | [6 empty] | NG
12839 | City of Montezuma - (IA) | 1165 | Montezuma | IA | Poweshiek | 1 | IC | OP | 0.2 | 0.2 | 0.2 |  | 8 | 1940 | WC: DFO; N: N; Y: Y |  | S |  | N | Electric Utility | 1 |  | N | N | [17 empty] | N
12839 | City of Montezuma - (IA) | 1165 | Montezuma | IA | Poweshiek | 10 | IC | OP | 0.2 | 0.2 | 0.2 |  | 6 | 2003 | WC: DFO; N: N; Y: Y |  | S |  | N | Electric Utility | 1 |  |  | N | [17 empty] | N
12839 | City of Montezuma - (IA) | 1165 | Montezuma | IA | Poweshiek | 4 | IC | OP | 0.5 | 0.5 | 0.5 |  | 8 | 1947 | WC: DFO; N: N; Y: Y |  | S |  | N | Electric Utility | 1 |  | N | N | [17 empty] | N
12839 | City of Montezuma - (IA) | 1165 | Montezuma | IA | Poweshiek | 5 | IC | OP | 1.1 | 1 | 1.1 |  | 8 | 1959 | WC: DFO; N: N; Y: Y |  | S |  | N | Electric Utility | 1 |  | N | N | [17 empty] | N
12839 | City of Montezuma - (IA) | 1165 | Montezuma | IA | Poweshiek | 6 | IC | OP | 1.7 | 1.6 | 1.7 |  | 8 | 1967 | WC: NG; PC: DFO; N: Y; Y: Y |  | S |  | N | Electric Utility | 1 |  | N | N | [17 empty] | N
12839 | City of Montezuma - (IA) | 1165 | Montezuma | IA | Poweshiek | 7 | IC | OP | 2.5 | 2.3 | 2.5 |  | 8 | 1974 | WC: NG; PC: DFO; N: Y; Y: Y |  | S |  | N | Electric Utility | 1 |  | N | N | [17 empty] | N
12839 | City of Montezuma - (IA) | 1165 | Montezuma | IA | Poweshiek | 8 | IC | OP | 1.8 | 1.8 | 1.8 |  | 6 | 1998 | WC: DFO; N: N; Y: Y |  | S |  | N | Electric Utility | 1 |  | N | N | [17 empty] | N
12839 | City of Montezuma - (IA) | 1165 | Montezuma | IA | Poweshiek | 9 | IC | OP | 1.8 | 1.8 | 1.8 |  | 6 | 2000 | WC: DFO; N: N; Y: Y |  | S |  | N | Electric Utility | 1 |  | N | N | [17 empty] | N
12850 | Monterey Cnty Water Res Agency | 50352 | Nacimiento Hydro Project | CA | San Luis Obispo | 1 | HY | OA | 4 | 3.7 | 3.6 |  | 7 | 1987 | WC: WAT; N: N; Y: Y |  | S |  | N | IPP Non-CHP | 2 |  | N | N | [17 empty] | N
12850 | Monterey Cnty Water Res Agency | 50352 | Nacimiento Hydro Project | CA | San Luis Obispo | 2 | HY | OP | 0.4 | 0.3 | 0.3 |  | 7 | 1987 | WC: WAT; N: N; Y: Y |  | S |  | N | IPP Non-CHP | 2 |  | N | N | [17 empty] | N
12866 | Moon Lake Electric Assn Inc | 3704 | Uintah | UT | Duchesne | 1 | HY | OP | 0.6 | 0.6 | 0.6 |  | 7 | 1920 | WC: WAT; N: N; Y: N |  | S |  | N | Electric Utility | 1 |  | N | N
12866 | Moon Lake Electric Assn Inc | 3704 | Uintah | UT | Duchesne | 2 | HY | OP | 0.6 | 0.6 | 0.6 |  | 9 | 1940 | WC: WAT; N: N; Y: N |  | S |  | N | Electric Utility | 1 |  | N | N
12869 | Monterey Regional Waste Mgmt | 10748 | Marina Landfill Gas | CA | Monterey | U1C06 | IC | OP | 1.6 | 1.6 | 1.6 |  | 5 | 2006 | WC: LFG; N: N; Y: Y |  | S |  | N | Commercial Non-CHP | 4 |  | N | N | [17 empty] | N
12869 | Monterey Regional Waste Mgmt | 10748 | Marina Landfill Gas | CA | Monterey | U2J02 | IC | OP | 1 | 1 | 1 |  | 9 | 2002 | WC: LFG; N: N; Y: Y |  | S |  | N | Commercial Non-CHP | 4 |  | N | N | [17 empty] | N
12869 | Monterey Regional Waste Mgmt | 10748 | Marina Landfill Gas | CA | Monterey | U3J98 | IC | OP | 1 | 1 | 1 |  | 4 | 1998 | WC: LFG; N: N; Y: Y |  | S |  | N | Commercial Non-CHP | 4 |  | N | N | [17 empty] | N
12869 | Monterey Regional Waste Mgmt | 10748 | Marina Landfill Gas | CA | Monterey | U4J08 | IC | OP | 1.4 | 1.4 | 1.4 |  | 7 | 2009 | WC: LFG; N: N; Y: Y |  | S |  | N | Commercial Non-CHP | 4 |  | N | N | [17 empty] | N
12894 | City of Moorhead - (MN) | 1995 | Moorhead | MN | Clay | 1 | IC | OP | 2.3 | 2.1 | 2.1 |  | 7 | 2011 | WC: DFO; N: N; Y: N |  | S |  | N | Electric Utility | 1
12894 | City of Moorhead - (MN) | 1995 | Moorhead | MN | Clay | 2 | IC | OP | 2.3 | 2.1 | 2.1 |  | 7 | 2011 | WC: DFO; N: N; Y: N |  | S |  | N | Electric Utility | 1
12894 | City of Moorhead - (MN) | 1995 | Moorhead | MN | Clay | 3 | IC | OP | 2.3 | 2.1 | 2.1 |  | 7 | 2011 | WC: DFO; N: N; Y: N |  | S |  | N | Electric Utility | 1
12894 | City of Moorhead - (MN) | 1995 | Moorhead | MN | Clay | 4 | IC | OP | 2.3 | 2.1 | 2.1 |  | 7 | 2011 | WC: DFO; N: N; Y: N |  | S |  | N | Electric Utility | 1
12894 | City of Moorhead - (MN) | 1995 | Moorhead | MN | Clay | 5 | IC | OP | 2.3 | 2.1 | 2.1 |  | 7 | 2011 | WC: DFO; N: N; Y: N |  | S |  | N | Electric Utility | 1
12894 | City of Moorhead - (MN) | 7855 | Moorhead Wind Turbine | MN | Clay | 8 | WT | OP | 0.7 | 0.7 | 0.7 |  | 5 | 1999 | WC: WND; N: N; Y: N |  | S | 1 | N | Electric Utility | 1 |  | N | N
12894 | City of Moorhead - (MN) | 7855 | Moorhead Wind Turbine | MN | Clay | 9 | WT | OP | 0.7 | 0.7 | 0.7 |  | 9 | 2001 | WC: WND; N: N; Y: N |  | S | 1 | N | Electric Utility | 1 |  | N | N
12897 | Moose Lake Water & Light Comm | 1996 | Moose Lake | MN | Carlton | 1 | IC | OP | 1.3 | 1.3 | 1.3 |  | 7 | 1973 | WC: DFO; PC: NG; N: N; Y: Y |  | S |  | N | Electric Utility | 1 |  | N | Y | [12 empty] | Y |  |  |  |  | N
12897 | Moose Lake Water & Light Comm | 1996 | Moose Lake | MN | Carlton | 2 | IC | OP | 1.1 | 1.1 | 1.1 |  | 11 | 1952 | WC: DFO; PC: NG; N: N; Y: Y |  | S |  | N | Electric Utility | 1 |  | N | Y | [12 empty] | Y |  |  |  |  | N
12897 | Moose Lake Water & Light Comm | 1996 | Moose Lake | MN | Carlton | 4 | IC | OP | 1.3 | 1.3 | 1.3 |  | 10 | 1963 | WC: DFO; PC: NG; N: N; Y: Y |  | S |  | N | Electric Utility | 1 |  | N | Y | [12 empty] | Y |  |  |  |  | N
12897 | Moose Lake Water & Light Comm | 1996 | Moose Lake | MN | Carlton | 5 | IC | OP | 2.1 | 2.3 | 2.3 |  | 4 | 2005 | WC: DFO; N: N; Y: Y |  | S |  | N | Electric Utility | 1 |  | N | Y | [12 empty] | Y |  |  |  |  | N
12897 | Moose Lake Water & Light Comm | 1996 | Moose Lake | MN | Carlton | 6 | IC | OP | 2.1 | 2.3 | 2.3 |  | 4 | 2005 | WC: DFO; N: N; Y: Y |  | S |  | N | Electric Utility | 1 |  | N | Y | [12 empty] | Y |  |  |  |  | N
12897 | Moose Lake Water & Light Comm | 1996 | Moose Lake | MN | Carlton | 7 | IC | OP | 2.1 | 2.3 | 2.3 |  | 4 | 2005 | WC: DFO; N: N; Y: Y |  | S |  | N | Electric Utility | 1 |  | N | Y | [12 empty] | Y |  |  |  |  | N
12900 | City of Mora - (MN) | 1997 | Mora | MN | Kanabec | 2 | IC | OP | 1.1 | 1.2 | 1.2 |  | 9 | 1957 | WC: NG; PC: DFO; N: Y; Y: Y |  | S |  | N | Electric Utility | 1 |  | N | N | [17 empty] | N
12900 | City of Mora - (MN) | 1997 | Mora | MN | Kanabec | 5 | IC | OP | 5.7 | 5.7 | 5.7 |  | 6 | 1972 | WC: NG; PC: DFO; N: Y; Y: Y |  | S |  | N | Electric Utility | 1 |  | N | N | [17 empty] | N
12900 | City of Mora - (MN) | 1997 | Mora | MN | Kanabec | 6 | IC | OP | 7 | 6.3 | 6.3 |  | 7 | 1975 | WC: NG; PC: DFO; N: Y; Y: Y |  | S |  | N | Electric Utility | 1 |  | N | N | [17 empty] | N
12920 | Moretown Hydro Energy Co | 52033 | Moretown Generating Station | VT | Washington | 1 | HY | OS | 1.2 | 0.3 | 0.1 |  | 1 | 1989 | WC: WAT; N: N; Y: Y |  | S |  | N | IPP Non-CHP | 2 |  | N | N | [17 empty] | N
12944 | City of Morganton - (NC) | 55534 | Water Filter Plant #2 | NC | Burke | 3516 | IC | OP | 1.6 | 1.3 | 1.1 |  | 4 | 1992 | WC: DFO; N: N; Y: N | N | S |  | N | Electric Utility | 1 |  | N | N | [15 empty] | 5 | 2013 | N
12944 | City of Morganton - (NC) | 56553 | Catawba River Pollution Control | NC | Burke | 1234 | IC | OP | 1.3 | 1.1 | 1 |  | 7 | 2009 | WC: DFO; N: N; Y: Y |  | S |  | N | Commercial Non-CHP | 4 |  |  | N | [17 empty] | N
12944 | City of Morganton - (NC) | 56892 | Silver Creek Lift Station | NC | Burke | 1255 | IC | OP | 0.2 | 0.2 | 0.2 |  | 10 | 2008 | WC: DFO; N: N; Y: N |  | S |  | N | Electric Utility | 1 |  |  | N | [17 empty] | N
12949 | Morgantown Energy Associates | 10743 | Morgantown Energy Facility | WV | Monongalia | GEN1 | ST | OP | 68.9 | 50 | 50 |  | 11 | 1991 | WC | BIT | NG |  |  |  | N | Y |  | S |  | Y | IPP CHP | 3 | T | N | N | [17 empty] | N |  | Y |  |  |  |  | NG
12971 | Worcester Energy Partners Inc | 10165 | Worcester Energy | ME | Washington | GEN1 | ST | OS | 7.2 | 4 | 7 |  | 3 | 1989 | WC: WDS; N: N; Y: Y | Y | S |  | N | IPP Non-CHP | 2 |  | N | N | [17 empty] | N
12971 | Worcester Energy Partners Inc | 10165 | Worcester Energy | ME | Washington | GEN2 | ST | OS | 18.6 | 13 | 15 |  | 3 | 1989 | WC: WDS; N: N; Y: Y | Y | S |  | N | IPP Non-CHP | 2 |  | N | N | [17 empty] | N
12981 | Motiva Enterprises LLC | 50973 | Motiva Enterprises Port Arthur Refinery | TX | Jefferson | GN31 | CA | OP | 10 | 5.9 | 6.3 |  | 6 | 1962 | WC: NG; PC: OG; N: N; Y: Y |  | J |  | Y | Industrial CHP | 7 | T | N | N | [17 empty] | N
12981 | Motiva Enterprises LLC | 50973 | Motiva Enterprises Port Arthur Refinery | TX | Jefferson | GN32 | CA | OP | 15.6 | 15 | 10.7 |  | 6 | 1957 | WC: NG; N: N; Y: Y |  | J |  | Y | Industrial CHP | 7 | T | N | N | [12 empty] | N |  |  |  |  | N
12981 | Motiva Enterprises LLC | 50973 | Motiva Enterprises Port Arthur Refinery | TX | Jefferson | GN33 | CA | OP | 25.5 | 8 | 15 |  | 6 | 1978 | WC: NG; N: N; Y: Y |  | J |  | Y | Industrial CHP | 7 | T | N | N | [12 empty] | N |  |  |  |  | N
12981 | Motiva Enterprises LLC | 50973 | Motiva Enterprises Port Arthur Refinery | TX | Jefferson | GN34 | CS | OP | 18.8 | 15.6 | 11.5 |  | 6 | 1970 | WC: NG; PC: OG; N: N; Y: Y |  | J |  | Y | Industrial CHP | 7 | T | N | N | [17 empty] | N
12981 | Motiva Enterprises LLC | 50973 | Motiva Enterprises Port Arthur Refinery | TX | Jefferson | GN35 | CS | OP | 40.5 | 22.5 | 26.5 |  | 12 | 1983 | WC: NG; N: N; Y: Y |  | J |  | Y | Industrial CHP | 7 | T | N | N | [17 empty] | N
12981 | Motiva Enterprises LLC | 50973 | Motiva Enterprises Port Arthur Refinery | TX | Jefferson | GN41 | CT | OP | 41.6 | 36.1 | 46.4 |  | 12 | 2011 | WC: NG; N: N; Y: Y |  | S |  | Y | Industrial CHP | 7 | T | [19 empty] | N
12981 | Motiva Enterprises LLC | 50973 | Motiva Enterprises Port Arthur Refinery | TX | Jefferson | GN42 | CT | OP | 41.6 | 36.1 | 46.4 |  | 11 | 2011 | WC: NG; N: N; Y: Y |  | S |  | Y | Industrial CHP | 7 | T | [19 empty] | N
12981 | Motiva Enterprises LLC | 50973 | Motiva Enterprises Port Arthur Refinery | TX | Jefferson | GN43 | CT | OP | 41.6 | 36.1 | 46.4 |  | 11 | 2011 | WC: NG; N: N; Y: Y |  | S |  | Y | Industrial CHP | 7 | T | [19 empty] | N
12981 | Motiva Enterprises LLC | 50973 | Motiva Enterprises Port Arthur Refinery | TX | Jefferson | GN44 | CT | OP | 41.6 | 36.1 | 46.4 |  | 10 | 2011 | WC: NG; N: N; Y: Y |  | S |  | Y | Industrial CHP | 7 | T | [19 empty] | N
12986 | Morton Salt Inc | 54335 | Morton Salt Rittman | OH | Wayne | GEN1 | ST | OP | 1.5 | 1.5 | 1.5 |  | 10 | 1978 | WC: BIT; PC: NG; N: N; Y: Y |  | S |  | Y | Industrial CHP | 7 | B |  | Y | [15 empty] | 1 | 2014 | N |  |  | N
12989 | Village of Morrisville | 678 | W K Sanders | VT | Lamoille | 1 | HY | OP | 0.9 | 0.7 | 0.9 |  | 7 | 1983 | WC: WAT; N: N; Y: Y |  | S | 0 | N | Electric Utility | 1 |  | N | N | [17 empty] | N
12989 | Village of Morrisville | 678 | W K Sanders | VT | Lamoille | 2 | HY | OP | 0.9 | 0.7 | 0.9 |  | 7 | 1983 | WC: WAT; N: N; Y: Y |  | S | 0 | N | Electric Utility | 1 |  | N | N | [17 empty] | N
12989 | Village of Morrisville | 3764 | Morrisville | VT | Lamoille | 1 | HY | OP | 0.6 | 0.5 | 0.6 |  | 8 | 1924 | WC: WAT; N: N; Y: Y |  | S | 0 | N | Electric Utility | 1 |  | N | N | [17 empty] | N
12989 | Village of Morrisville | 3764 | Morrisville | VT | Lamoille | 2 | HY | OP | 1.2 | 1 | 1.2 |  | 8 | 1924 | WC: WAT; N: N; Y: Y |  | S | 0 | N | Electric Utility | 1 |  | N | N | [17 empty] | N
12989 | Village of Morrisville | 3765 | Cadys Falls | VT | Lamoille | 1 | HY | OP | 0.8 | 0.5 | 0.5 |  | 8 | 1914 | WC: WAT; N: N; Y: Y |  | S | 0 | N | Electric Utility | 1 |  | N | N | [17 empty] | N
12989 | Village of Morrisville | 3765 | Cadys Falls | VT | Lamoille | 2 | HY | OP | 0.8 | 0.6 | 0.6 |  | 8 | 1947 | WC: WAT; N: N; Y: Y |  | S | 0 | N | Electric Utility | 1 |  | N | N | [17 empty] | N
13008 | Wausau Paper Specialty Products LLC | 50614 | Mosinee Paper | WI | Marathon | GEN1 | ST | OP | 15 | 13 | 13 |  | 12 | 1976 | BLQ | BIT | WDS | SLW | RFO | NG | Y | Y |  | W |  | Y | Industrial CHP | 7 | T | N | N | [17 empty] | N |  |  | Y |  |  |  | RFO | NG
13008 | Wausau Paper Specialty Products LLC | 50614 | Mosinee Paper | WI | Marathon | HYD1 | HY | OP | 2.2 | 2 | 2 |  | 8 | 1924 | WAT BLQ: WAT; N Y: N; Y Y: Y |  | W | 0 | N | Industrial CHP | 7 |  | N | N | [17 empty] | N
13008 | Wausau Paper Specialty Products LLC | 50614 | Mosinee Paper | WI | Marathon | HYD2 | HY | OP | 0.6 | 0.7 | 0.7 |  | 7 | 1916 | WAT BLQ: WAT; N Y: N; Y Y: Y |  | W | 0 | N | Industrial CHP | 7 |  | N | N | [17 empty] | N
13008 | Wausau Paper Specialty Products LLC | 50614 | Mosinee Paper | WI | Marathon | HYD3 | HY | OP | 0.6 | 0.7 | 0.7 |  | 7 | 1916 | WAT BLQ: WAT; N Y: N; Y Y: Y |  | W | 0 | N | Industrial CHP | 7 |  | N | N | [17 empty] | N
13008 | Wausau Paper Specialty Products LLC | 50614 | Mosinee Paper | WI | Marathon | WEST | ST | OP | 5 | 5 | 5 |  | 8 | 1951 | BLQ | BIT | WDS | SLW | RFO | NG | Y | Y |  | W |  | Y | Industrial CHP | 7 | T | N | N | [17 empty] | N |  |  | Y |  |  |  | RFO | NG
13037 | City of Mt Pleasant - (UT) | 7015 | Unit 4 | UT | Sanpete | 1 | HY | OP | 1.5 | 1.1 | 0.5 |  | 6 | 1993 | WAT BLQ: WAT; N Y: N; Y Y: N |  | S |  | N | Electric Utility | 1 |  | N | N | [17 empty] | N
13038 | City of Mt Pleasant - (IA) | 1166 | Mt Pleasant | IA | Henry | 1 | IC | SB | 2 | 2 | 2 |  | 2 | 2002 | WAT BLQ: DFO; N Y: N; Y Y: Y | Y | S |  | N | Electric Utility | 1 |  | N | N | [12 empty] | N |  |  |  |  | N
13038 | City of Mt Pleasant - (IA) | 1166 | Mt Pleasant | IA | Henry | 10 | IC | SB | 2 | 2 | 2 |  | 2 | 2002 | WAT BLQ: DFO; N Y: N; Y Y: Y | Y | S |  | N | Electric Utility | 1 |  | N | N | [12 empty] | N |  |  |  |  | N
13038 | City of Mt Pleasant - (IA) | 1166 | Mt Pleasant | IA | Henry | 11 | IC | SB | 2 | 2 | 2 |  | 2 | 2002 | WAT BLQ: DFO; N Y: N; Y Y: Y | Y | S |  | N | Electric Utility | 1 |  | N | N | [12 empty] | N |  |  |  |  | N
13038 | City of Mt Pleasant - (IA) | 1166 | Mt Pleasant | IA | Henry | 12 | IC | SB | 2 | 2 | 2 |  | 2 | 2002 | WAT BLQ: DFO; N Y: N; Y Y: Y | Y | S |  | N | Electric Utility | 1 |  | N | N | [12 empty] | N |  |  |  |  | N
13038 | City of Mt Pleasant - (IA) | 1166 | Mt Pleasant | IA | Henry | 2 | IC | SB | 2 | 2 | 2 |  | 2 | 2002 | WAT BLQ: DFO; N Y: N; Y Y: Y | Y | S |  | N | Electric Utility | 1 |  | N | N | [12 empty] | N |  |  |  |  | N
13038 | City of Mt Pleasant - (IA) | 1166 | Mt Pleasant | IA | Henry | 3 | IC | SB | 2 | 2 | 2 |  | 2 | 2002 | WAT BLQ: DFO; N Y: N; Y Y: Y | Y | S |  | N | Electric Utility | 1 |  | N | N | [12 empty] | N |  |  |  |  | N
13038 | City of Mt Pleasant - (IA) | 1166 | Mt Pleasant | IA | Henry | 4A | IC | SB | 2 | 2 | 2 |  | 2 | 2002 | WAT BLQ: DFO; N Y: N; Y Y: Y | Y | S |  | N | Electric Utility | 1 |  | N | N | [12 empty] | N |  |  |  |  | N
13038 | City of Mt Pleasant - (IA) | 1166 | Mt Pleasant | IA | Henry | 5A | IC | SB | 2 | 2 | 2 |  | 2 | 2002 | WAT BLQ: DFO; N Y: N; Y Y: Y | Y | S |  | N | Electric Utility | 1 |  | N | N | [12 empty] | N |  |  |  |  | N
13038 | City of Mt Pleasant - (IA) | 1166 | Mt Pleasant | IA | Henry | 6 | IC | SB | 2 | 2 | 2 |  | 2 | 2002 | WAT BLQ: DFO; N Y: N; Y Y: Y | Y | S |  | N | Electric Utility | 1 |  | N | N | [12 empty] | N |  |  |  |  | N
13038 | City of Mt Pleasant - (IA) | 1166 | Mt Pleasant | IA | Henry | 7 | IC | SB | 2 | 2 | 2 |  | 2 | 2002 | WAT BLQ: DFO; N Y: N; Y Y: Y | Y | S |  | N | Electric Utility | 1 |  | N | N | [12 empty] | N |  |  |  |  | N
13038 | City of Mt Pleasant - (IA) | 1166 | Mt Pleasant | IA | Henry | 8 | IC | SB | 2 | 2 | 2 |  | 2 | 2002 | WAT BLQ: DFO; N Y: N; Y Y: Y | Y | S |  | N | Electric Utility | 1 |  | N | N | [12 empty] | N |  |  |  |  | N
13038 | City of Mt Pleasant - (IA) | 1166 | Mt Pleasant | IA | Henry | 9 | IC | SB | 2 | 2 | 2 |  | 2 | 2002 | WAT BLQ: DFO; N Y: N; Y Y: Y | Y | S |  | N | Electric Utility | 1 |  | N | N | [12 empty] | N |  |  |  |  | N
13048 | City of Mountain Lake - (MN) | 1998 | Mountain Lake | MN | Cottonwood | 2 | IC | OP | 1.1 | 0.9 | 1.1 |  | 5 | 1954 | WAT BLQ: DFO; WAT BIT: NG; N Y: Y; Y Y: Y | Y | S |  | N | Electric Utility | 1 |  | N | N | [17 empty] | N
13048 | City of Mountain Lake - (MN) | 1998 | Mountain Lake | MN | Cottonwood | 4 | IC | OP | 2 | 1.8 | 1.9 |  | 5 | 1968 | WAT BLQ: DFO; WAT BIT: NG; N Y: Y; Y Y: Y | Y | S |  | N | Electric Utility | 1 |  | N | N | [17 empty] | N
13048 | City of Mountain Lake - (MN) | 1998 | Mountain Lake | MN | Cottonwood | 5 | IC | OP | 1.3 | 1.2 | 1.3 |  | 5 | 1959 | WAT BLQ: DFO; WAT BIT: NG; N Y: Y; Y Y: Y | Y | S |  | N | Electric Utility | 1 |  | N | N | [17 empty] | N
13048 | City of Mountain Lake - (MN) | 1998 | Mountain Lake | MN | Cottonwood | 6 | IC | OP | 1.8 | 1.8 | 1.8 |  | 2 | 1998 | WAT BLQ: DFO; N Y: N; Y Y: Y | Y | S |  | N | Electric Utility | 1 |  | N | N | [17 empty] | N
13048 | City of Mountain Lake - (MN) | 1998 | Mountain Lake | MN | Cottonwood | 7 | IC | OP | 1.8 | 1.8 | 1.8 |  | 1 | 1998 | WAT BLQ: DFO; N Y: N; Y Y: Y | Y | S |  | N | Electric Utility | 1 |  | N | N | [17 empty] | N
13048 | City of Mountain Lake - (MN) | 1998 | Mountain Lake | MN | Cottonwood | 8 | WT | OP | 1.2 | 1.2 | 1.2 |  | 7 | 2007 | WAT BLQ: WND; N Y: N; Y Y: Y | Y | S | 1 | N | Electric Utility | 1 |  |  | N
13060 | Mt Poso Cogeneration Co | 54626 | Mt Poso Cogeneration | CA | Kern | TG01 | ST | OP | 62 | 42.4 | 42.4 |  | 5 | 1989 | WAT BLQ: WDS; WAT BIT: NG; N Y: Y; Y Y: Y |  | J |  | Y | IPP CHP | 3 | T | N | N | [17 empty] | N | N | Y |  |  |  |  | NG
13095 | City of Mulvane - (KS) | 1308 | Mulvane Power Plant | KS | Sumner | 1 | IC | OP | 0.3 | 0.2 | 0.3 |  | 8 | 1949 | WAT BLQ: DFO; N Y: N; Y Y: Y |  | S |  | N | Electric Utility | 1 |  | N | N | [17 empty] | N
13095 | City of Mulvane - (KS) | 1308 | Mulvane Power Plant | KS | Sumner | 2 | IC | OP | 0.3 | 0.2 | 0.2 |  | 8 | 1945 | WAT BLQ: DFO; N Y: N; Y Y: Y |  | S |  | N | Electric Utility | 1 |  | N | N | [17 empty] | N
13095 | City of Mulvane - (KS) | 1308 | Mulvane Power Plant | KS | Sumner | 3 | IC | OP | 1.3 | 1.2 | 1.2 |  | 8 | 1963 | WAT BLQ: NG; WAT BIT: DFO; N Y: N; Y Y: Y |  | S |  | N | Electric Utility | 1 |  | N | N | [17 empty] | N
13095 | City of Mulvane - (KS) | 1308 | Mulvane Power Plant | KS | Sumner | 4 | IC | OP | 1.3 | 1.2 | 1.2 |  | 5 | 1958 | WAT BLQ: NG; WAT BIT: DFO; N Y: N; Y Y: Y |  | S |  | N | Electric Utility | 1 |  | N | N | [17 empty] | N
13095 | City of Mulvane - (KS) | 1308 | Mulvane Power Plant | KS | Sumner | 5 | IC | OP | 0.8 | 0.6 | 0.6 |  | 11 | 1955 | WAT BLQ: DFO; N Y: N; Y Y: Y |  | S |  | N | Electric Utility | 1 |  | N | N | [17 empty] | N
13095 | City of Mulvane - (KS) | 1308 | Mulvane Power Plant | KS | Sumner | 6 | IC | OP | 2 | 1.9 | 2 |  | 11 | 1967 | WAT BLQ: NG; WAT BIT: DFO; N Y: N; Y Y: Y |  | S |  | N | Electric Utility | 1 |  | N | N | [17 empty] | N
13095 | City of Mulvane - (KS) | 1308 | Mulvane Power Plant | KS | Sumner | 7 | IC | OP | 0.6 | 0.6 | 0.6 |  | 10 | 2004 | WAT BLQ: DFO; N Y: N; Y Y: Y |  | S |  | N | Electric Utility | 1 |  | N | N | [17 empty] | N
13095 | City of Mulvane - (KS) | 1308 | Mulvane Power Plant | KS | Sumner | 8 | IC | OP | 0.6 | 0.5 | 0.5 |  | 10 | 2004 | WAT BLQ: DFO; N Y: N; Y Y: Y |  | S |  | N | Electric Utility | 1 |  | N | N | [17 empty] | N
13095 | City of Mulvane - (KS) | 7976 | Mulvane 2 | KS | Sedgwick | 10 | IC | OP | 4.1 | 3.8 | 3.8 |  | 9 | 2003 | WAT BLQ: DFO; N Y: N; Y Y: Y |  | S |  | N | Electric Utility | 1 |  | N | N | [17 empty] | N
13095 | City of Mulvane - (KS) | 7976 | Mulvane 2 | KS | Sedgwick | 11 | IC | OP | 4.1 | 3.8 | 3.8 |  | 9 | 2003 | WAT BLQ: DFO; N Y: N; Y Y: Y |  | S |  | N | Electric Utility | 1 |  | N | N | [17 empty] | N
13095 | City of Mulvane - (KS) | 7976 | Mulvane 2 | KS | Sedgwick | 9 | IC | OP | 1 | 1 | 1 |  | 9 | 2003 | WAT BLQ: DFO; N Y: N; Y Y: Y |  | S |  | N | Electric Utility | 1 |  | N | N | [17 empty] | N
13100 | Municipal Electric Authority | 7946 | Wansley Unit 9 | GA | Heard | CT1 | CT | OP | 171 | 145.5 | 176.3 |  | 6 | 2004 | WAT BLQ: NG; N Y: N; Y Y: Y |  | S |  | N | Electric Utility | 1 |  | N | N | [12 empty] | N |  |  |  |  | N
13100 | Municipal Electric Authority | 7946 | Wansley Unit 9 | GA | Heard | CT2 | CT | OP | 171 | 144.8 | 177.5 |  | 6 | 2004 | WAT BLQ: NG; N Y: N; Y Y: Y |  | S |  | N | Electric Utility | 1 |  | N | N | [12 empty] | N |  |  |  |  | N
13100 | Municipal Electric Authority | 7946 | Wansley Unit 9 | GA | Heard | ST1 | CA | OP | 226 | 207.5 | 208.7 |  | 6 | 2004 | WAT BLQ: NG; N Y: N; Y Y: Y |  | S |  | N | Electric Utility | 1 |  | Y | N | [12 empty] | N |  |  |  |  | N
13124 | Murphy - Brown LLC | 55002 | Murphy-Brown LLC | NC | Duplin | 01 | IC | SB | 1.2 | 1.2 | 1.2 |  | 7 | 1995 | WAT BLQ: DFO; N Y: N; Y Y: N | N | S |  | N | Industrial Non-CHP | 6 |  | N | N | [17 empty] | N
13124 | Murphy - Brown LLC | 55002 | Murphy-Brown LLC | NC | Duplin | 02 | IC | SB | 1.2 | 1.2 | 1.2 |  | 7 | 1995 | WAT BLQ: DFO; N Y: N; Y Y: N | N | S |  | N | Industrial Non-CHP | 6 |  | N | N | [17 empty] | N
13137 | City of Murray - (UT) | 6537 | Little Cottonwood | UT | Salt Lake | 1 | HY | OP | 2.4 | 2.4 | 2.4 |  | 4 | 1983 | WAT BLQ: WAT; N Y: N; Y Y: Y |  | S |  | N | Electric Utility | 1 |  | N | N
13137 | City of Murray - (UT) | 6537 | Little Cottonwood | UT | Salt Lake | 2 | HY | OP | 2.4 | 2.4 | 2.4 |  | 4 | 1983 | WAT BLQ: WAT; N Y: N; Y Y: Y |  | S |  | N | Electric Utility | 1 |  | N | N
13137 | City of Murray - (UT) | 8010 | Murray Turbine | UT | Salt Lake | 1 | GT | OP | 14 | 12 | 13 |  | 6 | 2001 | WAT BLQ: NG; N Y: N; Y Y: Y | Y | S |  | N | Electric Utility | 1 |  | N | N | [17 empty] | N
13137 | City of Murray - (UT) | 8010 | Murray Turbine | UT | Salt Lake | 2 | GT | OP | 14 | 12 | 13 |  | 10 | 2001 | WAT BLQ: NG; N Y: N; Y Y: Y | Y | S |  | N | Electric Utility | 1 |  | N | N | [17 empty] | N
13137 | City of Murray - (UT) | 8010 | Murray Turbine | UT | Salt Lake | 3 | GT | OP | 14 | 12 | 13 |  | 1 | 2002 | WAT BLQ: NG; N Y: N; Y Y: Y | Y | S |  | N | Electric Utility | 1 |  | N | N | [17 empty] | N
13143 | Board of Water Electric & Communications | 1167 | Muscatine Plant #1 | IA | Muscatine | 7 | ST | OP | 25 | 22.7 | 22.7 |  | 4 | 1958 | WAT BLQ: SUB; WAT BIT: NG; N Y: Y; Y Y: Y |  | S |  | N | Electric Utility | 1 |  | N | N | [17 empty] | N |  |  | Y |  |  |  | NG
13143 | Board of Water Electric & Communications | 1167 | Muscatine Plant #1 | IA | Muscatine | 8 | ST | OP | 75 | 36.2 | 25.1 |  | 1 | 1969 | WAT BLQ: SUB; WAT BIT: NG; N Y: Y; Y Y: Y |  | S |  | N | Electric Utility | 1 |  | N | N | [17 empty] | N | N |  | Y |  |  |  | NG
13143 | Board of Water Electric & Communications | 1167 | Muscatine Plant #1 | IA | Muscatine | 8A | ST | OP | 18 | 16.5 | 18.8 |  | 7 | 2000 | WAT BLQ: SUB; WAT BIT: NG; N Y: Y; Y Y: Y |  | S |  | Y | Electric Utility | 1 | T | N | N | [17 empty] | N |  |  | Y |  |  |  | NG
13143 | Board of Water Electric & Communications | 1167 | Muscatine Plant #1 | IA | Muscatine | 9 | ST | OP | 175.5 | 164.3 | 164.3 |  | 4 | 1983 | WAT BLQ: SUB; N Y: N; Y Y: Y |  | S |  | N | Electric Utility | 1 |  | N | N | [17 empty] | N | Y |  | Y |  |  | N | DFO
13157 | Omaha City of | 55027 | Papillion Creek Wastewater | NE | Sarpy | 951 | IC | SB | 0.5 | 0.5 | 0.5 |  | 5 | 1987 | WAT BLQ: OBG; WAT BIT: NG; N Y: Y; Y Y: Y | Y | S |  | Y | Commercial CHP | 5 | T | N | N | [17 empty] | N
13157 | Omaha City of | 55027 | Papillion Creek Wastewater | NE | Sarpy | 952 | IC | OP | 0.5 | 0.5 | 0.5 |  | 5 | 1987 | WAT BLQ: OBG; WAT BIT: NG; N Y: Y; Y Y: Y |  | S |  | Y | Commercial CHP | 5 | T | N | N | [17 empty] | N
13157 | Omaha City of | 55027 | Papillion Creek Wastewater | NE | Sarpy | 953 | IC | OP | 0.5 | 0.5 | 0.5 |  | 5 | 1987 | WAT BLQ: OBG; WAT BIT: NG; N Y: Y; Y Y: Y |  | S |  | Y | Commercial CHP | 5 | T | N | N | [17 empty] | N
13157 | Omaha City of | 55033 | Missouri River Wastewater Treatment | NE | Douglas | 6013 | IC | OP | 1 | 1 | 1 |  | 7 | 2001 | WAT BLQ: OBG; WAT BIT: NG; N Y: Y; Y Y: Y |  | S |  | Y | Commercial CHP | 5 | T | N | N | [17 empty] | N
13157 | Omaha City of | 55033 | Missouri River Wastewater Treatment | NE | Douglas | 6101 | IC | OP | 1 | 1 | 1 |  | 4 | 1985 | WAT BLQ: OBG; WAT BIT: NG; N Y: Y; Y Y: Y |  | S |  | Y | Commercial CHP | 5 | T | N | N | [17 empty] | N
13157 | Omaha City of | 55033 | Missouri River Wastewater Treatment | NE | Douglas | 6102 | IC | OP | 1 | 1 | 1 |  | 4 | 1985 | WAT BLQ: OBG; WAT BIT: NG; N Y: Y; Y Y: Y |  | S |  | Y | Commercial CHP | 5 | T | N | N | [17 empty] | N
13168 | NRG Huntley Operations Inc | 2549 | C R Huntley Generating Station | NY | Erie | 67 | ST | OP | 200 | 190 | 190 |  | 10 | 1957 | SUB | BIT | DFO |  |  |  | N | Y | Y | S |  | N | IPP Non-CHP | 2 |  | N | N | [17 empty] | N | Y | N
13168 | NRG Huntley Operations Inc | 2549 | C R Huntley Generating Station | NY | Erie | S68 | ST | OP | 200 | 190 | 190 |  | 11 | 1958 | SUB | BIT | DFO |  |  |  | N | Y | Y | S |  | N | IPP Non-CHP | 2 |  | N | N | [17 empty] | N | Y | N
13192 | NRG Arthur Kill Operations Inc | 2490 | Arthur Kill Generating Station | NY | Richmond | 2 | ST | OP | 342 | 338 | 340 |  | 9 | 1959 | WAT BLQ: NG; N Y: N; Y Y: Y |  | W |  | N | IPP Non-CHP | 2 |  | N | N | [17 empty] | N | [6 empty] | NG
13192 | NRG Arthur Kill Operations Inc | 2490 | Arthur Kill Generating Station | NY | Richmond | 3 | ST | OP | 535.5 | 508 | 519 |  | 6 | 1969 | WAT BLQ: NG; N Y: N; Y Y: Y |  | W |  | N | IPP Non-CHP | 2 |  | N | N | [17 empty] | N | [6 empty] | NG
13192 | NRG Arthur Kill Operations Inc | 2490 | Arthur Kill Generating Station | NY | Richmond | GT1 | GT | OP | 18 | 12 | 15 |  | 1 | 1970 | WAT BLQ: NG; N Y: N; Y Y: Y |  | W |  | N | IPP Non-CHP | 2 |  | N | N | [17 empty] | N
13193 | Naniwa Energy LLC | 55494 | Tri Center Naniwa Energy | NV | Storey | CT3 | GT | OP | 64 | 50 | 60 |  | 6 | 2001 | WAT BLQ: NG; N Y: N; Y Y: Y |  | S |  | N | IPP Non-CHP | 2 |  | N | N | [12 empty] | N
13193 | Naniwa Energy LLC | 55494 | Tri Center Naniwa Energy | NV | Storey | CT4 | GT | OP | 64 | 50 | 60 |  | 6 | 2001 | WAT BLQ: NG; N Y: N; Y Y: Y |  | S |  | N | IPP Non-CHP | 2 |  | N | N | [12 empty] | N
13193 | Naniwa Energy LLC | 55494 | Tri Center Naniwa Energy | NV | Storey | CT5 | GT | OP | 62 | 50 | 60 |  | 7 | 2001 | WAT BLQ: NG; N Y: N; Y Y: Y |  | S |  | N | IPP Non-CHP | 2 |  | N | N | [12 empty] | N
13193 | Naniwa Energy LLC | 55494 | Tri Center Naniwa Energy | NV | Storey | CT6 | GT | OP | 62 | 50 | 60 |  | 7 | 2001 | WAT BLQ: NG; N Y: N; Y Y: Y |  | S |  | N | IPP Non-CHP | 2 |  | N | N | [12 empty] | N
13201 | Naknek Electric Assn, Inc | 6301 | Naknek | AK | Bristol Bay | 4A | IC | OP | 1.3 | 1.3 | 1.3 |  | 7 | 1999 | WAT BLQ: DFO; N Y: N; Y Y: N |  | S |  | Y | Electric Utility | 1 | T | N | N | [17 empty] | N
13201 | Naknek Electric Assn, Inc | 6301 | Naknek | AK | Bristol Bay | 5A | IC | OP | 1 | 1 | 1 |  | 5 | 2005 | WAT BLQ: DFO; N Y: N; Y Y: N |  | S |  | N | Electric Utility | 1 |  | N | N
13201 | Naknek Electric Assn, Inc | 6301 | Naknek | AK | Bristol Bay | 6A | IC | OP | 1 | 1 | 1 |  | 4 | 2006 | WAT BLQ: DFO; N Y: N; Y Y: N |  | S |  | N | Electric Utility | 1 |  | N | N | [17 empty] | N
13201 | Naknek Electric Assn, Inc | 6301 | Naknek | AK | Bristol Bay | 7A | IC | OP | 1 | 1 | 1 |  | 4 | 2006 | WAT BLQ: DFO; N Y: N; Y Y: N |  | S |  | N | Electric Utility | 1 |  | N | N | [17 empty] | N
13201 | Naknek Electric Assn, Inc | 6301 | Naknek | AK | Bristol Bay | 8 | IC | OP | 1 | 1 | 1 |  | 12 | 1977 | WAT BLQ: DFO; N Y: N; Y Y: N |  | S |  | N | Electric Utility | 1 |  | N | N | [17 empty] | N
13201 | Naknek Electric Assn, Inc | 6301 | Naknek | AK | Bristol Bay | NA1 | IC | OP | 1.1 | 1.1 | 1.1 |  | 5 | 1988 | WAT BLQ: DFO; N Y: N; Y Y: N |  | S |  | Y | Electric Utility | 1 | T | N | N | [17 empty] | N
13201 | Naknek Electric Assn, Inc | 6301 | Naknek | AK | Bristol Bay | NA2 | IC | OP | 1.1 | 1.1 | 1.1 |  | 5 | 1988 | WAT BLQ: DFO; N Y: N; Y Y: N |  | S |  | Y | Electric Utility | 1 | T | N | N | [17 empty] | N
13201 | Naknek Electric Assn, Inc | 6301 | Naknek | AK | Bristol Bay | NA3 | IC | OP | 0.8 | 0.8 | 0.8 |  | 5 | 1991 | WAT BLQ: DFO; N Y: N; Y Y: N |  | S |  | Y | Electric Utility | 1 | T | N | N | [17 empty] | N
13201 | Naknek Electric Assn, Inc | 6301 | Naknek | AK | Bristol Bay | NA4 | IC | OP | 0.8 | 0.8 | 0.8 |  | 6 | 1992 | WAT BLQ: DFO; N Y: N; Y Y: N |  | S |  | Y | Electric Utility | 1 | T | N | N | [17 empty] | N
13201 | Naknek Electric Assn, Inc | 6301 | Naknek | AK | Bristol Bay | NA5 | IC | OP | 0.8 | 0.8 | 0.8 |  | 9 | 1993 | WAT BLQ: DFO; N Y: N; Y Y: N |  | S |  | Y | Electric Utility | 1 | T | N | N | [17 empty] | N
13206 | Nantucket Electric Co | 1615 | Nantucket | MA | Nantucket | 12 | GT | SB | 3.7 | 2.4 | 3 |  | 10 | 1988 | WAT BLQ: DFO; N Y: N; Y Y: Y | Y | W |  | N | Electric Utility | 1 |  | N | N
13206 | Nantucket Electric Co | 1615 | Nantucket | MA | Nantucket | 13 | GT | SB | 3.7 | 2.8 | 3.3 |  | 10 | 1988 | WAT BLQ: DFO; N Y: N; Y Y: Y | Y | W |  | N | Electric Utility | 1 |  | N | N
13334 | City of Nebraska City | 2255 | Nebraska City # 1 | NE | Otoe | 10 | IC | OP | 6.5 | 5.8 | 5.8 |  | 4 | 1979 | WAT BLQ: NG; WAT BIT: DFO; N Y: Y; Y Y: Y |  | S |  | N | Electric Utility | 1 |  | N | N | [17 empty] | N
13334 | City of Nebraska City | 2255 | Nebraska City # 1 | NE | Otoe | 2 | IC | OP | 1.5 | 1 | 1 |  | 5 | 1953 | WAT BLQ: NG; WAT BIT: DFO; N Y: Y; Y Y: Y |  | S |  | N | Electric Utility | 1 |  | N | N | [17 empty] | N
13334 | City of Nebraska City | 2255 | Nebraska City # 1 | NE | Otoe | 3 | IC | OP | 2.5 | 2 | 2 |  | 5 | 1955 | WAT BLQ: NG; WAT BIT: DFO; N Y: Y; Y Y: Y |  | S |  | N | Electric Utility | 1 |  | N | N | [17 empty] | N
13334 | City of Nebraska City | 2255 | Nebraska City # 1 | NE | Otoe | 4 | IC | OP | 3.1 | 2.7 | 2.7 |  | 8 | 1957 | WAT BLQ: NG; WAT BIT: DFO; N Y: Y; Y Y: Y |  | S |  | N | Electric Utility | 1 |  | N | N | [17 empty] | N
13334 | City of Nebraska City | 2255 | Nebraska City # 1 | NE | Otoe | 5 | IC | OP | 2 | 1.6 | 1.6 |  | 8 | 1964 | WAT BLQ: NG; WAT BIT: DFO; N Y: Y; Y Y: Y |  | S |  | N | Electric Utility | 1 |  | N | N | [17 empty] | N
13334 | City of Nebraska City | 2255 | Nebraska City # 1 | NE | Otoe | 8 | IC | OP | 4.1 | 3.6 | 3.6 |  | 4 | 1971 | WAT BLQ: NG; WAT BIT: DFO; N Y: Y; Y Y: Y |  | S |  | N | Electric Utility | 1 |  | N | N | [17 empty] | N
13334 | City of Nebraska City | 2255 | Nebraska City # 1 | NE | Otoe | 9 | IC | OP | 6.4 | 5.8 | 5.8 |  | 6 | 1974 | WAT BLQ: NG; WAT BIT: DFO; N Y: Y; Y Y: Y |  | S |  | N | Electric Utility | 1 |  | N | N | [17 empty] | N
13334 | City of Nebraska City | 2256 | Syracuse # 2 | NE | Otoe | 6 | IC | OP | 2 | 1.6 | 1.6 |  | 4 | 1969 | WAT BLQ: NG; WAT BIT: DFO; N Y: Y; Y Y: Y |  | S |  | N | Electric Utility | 1 |  | N | N | [17 empty] | N
13334 | City of Nebraska City | 2256 | Syracuse # 2 | NE | Otoe | 7 | IC | OP | 2 | 1.6 | 1.6 |  | 5 | 1970 | WAT BLQ: NG; WAT BIT: DFO; N Y: Y; Y Y: Y |  | S |  | N | Electric Utility | 1 |  | N | N | [17 empty] | N
13334 | City of Nebraska City | 7555 | Nebraska City # 2 | NE | Otoe | 11 | IC | OP | 4.5 | 3.8 | 3.8 |  | 8 | 1998 | WAT BLQ: NG; WAT BIT: DFO; N Y: Y; Y Y: Y |  | S |  | N | Electric Utility | 1 |  | N | N | [17 empty] | N
13334 | City of Nebraska City | 7555 | Nebraska City # 2 | NE | Otoe | 12 | IC | OP | 4.5 | 3.8 | 3.8 |  | 8 | 1998 | WAT BLQ: NG; WAT BIT: DFO; N Y: Y; Y Y: Y |  | S |  | N | Electric Utility | 1 |  | N | N | [17 empty] | N
13334 | City of Nebraska City | 7555 | Nebraska City # 2 | NE | Otoe | 13 | IC | OP | 4.5 | 4.2 | 4.2 |  | 11 | 1998 | WAT BLQ: DFO; N Y: N; Y Y: Y |  | S |  | N | Electric Utility | 1 |  | N | N | [17 empty] | N
13337 | Nebraska Public Power District | 2226 | Canaday | NE | Gosper | 1 | ST | OP | 108.8 | 92 | 92 |  | 1 | 1958 | WAT BLQ: NG; WAT BIT: RFO; N Y: Y; Y Y: Y |  | S |  | N | Electric Utility | 1 |  | N | N | [17 empty] | N
13337 | Nebraska Public Power District | 2265 | Hallam | NE | Lancaster | 1 | GT | OP | 56.7 | 45 | 45 |  | 6 | 1973 | WAT BLQ: NG; WAT BIT: DFO; N Y: N; Y Y: Y |  | S |  | N | Electric Utility | 1 |  | N | N | [17 empty] | N
13337 | Nebraska Public Power District | 2266 | Hebron | NE | Thayer | 1 | GT | OP | 56.7 | 41 | 41 |  | 6 | 1973 | WAT BLQ: DFO; N Y: N; Y Y: Y |  | S |  | N | Electric Utility | 1 |  | N | N | [17 empty] | N
13337 | Nebraska Public Power District | 2268 | Kearney | NE | Buffalo | 1 | HY | OP | 1.5 | 1 | 1 |  | 1 | 1921 | WAT BLQ: WAT; N Y: N; Y Y: Y |  | S |  | N | Electric Utility | 1 |  | N | N | [17 empty] | N
13337 | Nebraska Public Power District | 2271 | McCook | NE | Red Willow | 1 | GT | OP | 56.7 | 41 | 41 |  | 6 | 1973 | WAT BLQ: DFO; N Y: N; Y Y: Y |  | S |  | N | Electric Utility | 1 |  | N | N | [17 empty] | N
13337 | Nebraska Public Power District | 2274 | North Platte | NE | Lincoln | 1 | HY | OP | 13.1 | 11.9 | 11.9 |  | 1 | 1935 | WAT BLQ: WAT; N Y: N; Y Y: Y |  | S |  | N | Electric Utility | 1 |  | N | N | [17 empty] | N
13337 | Nebraska Public Power District | 2274 | North Platte | NE | Lincoln | 2 | HY | OP | 13.1 | 11.9 | 11.9 |  | 1 | 1935 | WAT BLQ: WAT; N Y: N; Y Y: Y |  | S |  | N | Electric Utility | 1 |  | N | N | [17 empty] | N
13337 | Nebraska Public Power District | 2277 | Sheldon | NE | Lancaster | 1 | ST | OP | 108.8 | 100 | 100 |  | 1 | 1961 | WAT BLQ: SUB; N Y: N; Y Y: Y |  | S |  | N | Electric Utility | 1 |  | N | N | [17 empty] | N |  |  | Y |  |  |  | NG
13337 | Nebraska Public Power District | 2277 | Sheldon | NE | Lancaster | 2 | ST | OP | 119.9 | 115 | 115 |  | 1 | 1965 | WAT BLQ: SUB; N Y: N; Y Y: Y |  | S |  | N | Electric Utility | 1 |  | N | N | [17 empty] | N |  |  | Y |  |  |  | NG
13337 | Nebraska Public Power District | 2278 | Spencer | NE | Boyd | 1 | HY | OP | 0.8 | 1 | 1 |  | 1 | 1927 | WAT BLQ: WAT; N Y: N; Y Y: Y |  | S |  | N | Electric Utility | 1 |  | N | N | [17 empty] | N
13337 | Nebraska Public Power District | 2278 | Spencer | NE | Boyd | 2 | HY | OP | 1.6 | 0.8 | 0.8 |  | 1 | 1952 | WAT BLQ: WAT; N Y: N; Y Y: Y |  | S |  | N | Electric Utility | 1 |  | N | N | [17 empty] | N
13337 | Nebraska Public Power District | 6077 | Gerald Gentleman | NE | Lincoln | 1 | ST | OP | 681.3 | 665 | 665 |  | 4 | 1979 | WAT BLQ: SUB; N Y: N; Y Y: Y |  | S |  | N | Electric Utility | 1 |  | N | N | [17 empty] | N | Y | [5 empty] | NG
13337 | Nebraska Public Power District | 6077 | Gerald Gentleman | NE | Lincoln | 2 | ST | OP | 681.3 | 700 | 700 |  | 1 | 1982 | WAT BLQ: SUB; N Y: N; Y Y: Y |  | S |  | N | Electric Utility | 1 |  | N | N | [17 empty] | N | Y | [5 empty] | NG
13337 | Nebraska Public Power District | 6229 | Mobile | NE | York | 1 | IC | OP | 1 | 1 | 1 |  | 1 | 1980 | WAT BLQ: DFO; N Y: N; Y Y: Y |  | S |  | N | Electric Utility | 1 |  | N | N | [17 empty] | N
13337 | Nebraska Public Power District | 6229 | Mobile | NE | York | 2 | IC | OP | 1.6 | 1.6 | 1.6 |  | 3 | 1996 | WAT BLQ: DFO; N Y: N; Y Y: Y |  | S |  | N | Electric Utility | 1 |  | N | N | [17 empty] | N
13337 | Nebraska Public Power District | 6229 | Mobile | NE | York | 500 | IC | OP | 0.5 | 0.5 | 0.5 |  | 10 | 1994 | WAT BLQ: DFO; N Y: N; Y Y: Y |  | S |  | N | Electric Utility | 1 |  | N | N | [17 empty] | N
13337 | Nebraska Public Power District | 8000 | Beatrice | NE | Gage | CT1 | CT | OP | 104.7 | 69 | 69 |  | 1 | 2005 | WAT BLQ: NG; N Y: N; Y Y: Y |  | S |  | N | Electric Utility | 1 |  | N | N | [17 empty] | N
13337 | Nebraska Public Power District | 8000 | Beatrice | NE | Gage | CT2 | CT | OP | 104.7 | 68 | 68 |  | 1 | 2005 | WAT BLQ: NG; N Y: N; Y Y: Y |  | S |  | N | Electric Utility | 1 |  | N | N | [17 empty] | N
13337 | Nebraska Public Power District | 8000 | Beatrice | NE | Gage | ST1 | CA | OP | 93.9 | 80 | 80 |  | 1 | 2005 | WAT BLQ: NG; N Y: N; Y Y: Y |  | S |  | N | Electric Utility | 1 |  | Y | N | [17 empty] | N
13337 | Nebraska Public Power District | 8036 | Cooper | NE | Nemaha | 1 | ST | OP | 801 | 766 | 766 |  | 3 | 1974 | WAT BLQ: NUC; N Y: N; Y Y: Y |  | S |  | N | Electric Utility | 1 |  | N | N | [12 empty] | N |  |  |  |  | N
13337 | Nebraska Public Power District | 56162 | Ainsworth Wind | NE | Brown | 1 | WT | OP | 59.4 | 59.4 | 59.4 |  | 10 | 2005 | WAT BLQ: WND; N Y: N; Y Y: Y |  | S | 36 | N | Electric Utility | 1 |  | N | N | [17 empty] | N
13353 | Nelson Creek Power Inc | 50223 | Nelson Creek | CA | Shasta | 1296 | HY | OP | 1.2 | 0.1 | 1.1 |  | 10 | 1989 | WAT BLQ: WAT; N Y: N; Y Y: Y |  | S | 0 | N | IPP Non-CHP | 2 |  | N | N | [17 empty] | N
13365 | Nevada Cogeneration Assoc # 2 | 54349 | Nevada Cogen Associates 2 Black Mountain | NV | Clark | GTA | CT | OP | 22.2 | 21.7 | 21.7 |  | 11 | 1992 | WAT BLQ: NG; N Y: N; Y Y: Y |  | J |  | Y | IPP CHP | 3 | T | N | N | [17 empty] | N
13365 | Nevada Cogeneration Assoc # 2 | 54349 | Nevada Cogen Associates 2 Black Mountain | NV | Clark | GTB | CT | OP | 22.2 | 21.7 | 21.7 |  | 12 | 1992 | WAT BLQ: NG; N Y: N; Y Y: Y |  | J |  | Y | IPP CHP | 3 | T | N | N | [17 empty] | N
13365 | Nevada Cogeneration Assoc # 2 | 54349 | Nevada Cogen Associates 2 Black Mountain | NV | Clark | GTC | CT | OP | 22.2 | 21.7 | 21.7 |  | 12 | 1992 | WAT BLQ: NG; N Y: N; Y Y: Y |  | J |  | Y | IPP CHP | 3 | T | N | N | [17 empty] | N
13365 | Nevada Cogeneration Assoc # 2 | 54349 | Nevada Cogen Associates 2 Black Mountain | NV | Clark | STM | CA | OP | 29.7 | 19.9 | 19.9 |  | 12 | 1992 | WAT BLQ: NG; N Y: N; Y Y: Y |  | J |  | Y | IPP CHP | 3 | T | Y | N | [17 empty] | N
13389 | Neshkoro Power Assc LLC | 50328 | Byllesby | MN | Dakota | 1 | HY | OP | 0.8 | 0.8 | 0.8 |  | 3 | 1988 | WAT BLQ: WAT; N Y: N; Y Y: Y |  | S | 0 | N | IPP Non-CHP | 2 |  | N | N | [17 empty] | N
13389 | Neshkoro Power Assc LLC | 50328 | Byllesby | MN | Dakota | 2 | HY | OP | 0.8 | 0.8 | 0.8 |  | 3 | 1988 | WAT BLQ: WAT; N Y: N; Y Y: Y |  | S | 0 | N | IPP Non-CHP | 2 |  | N | N | [17 empty] | N
13389 | Neshkoro Power Assc LLC | 50328 | Byllesby | MN | Dakota | 3 | HY | OP | 0.9 | 0.9 | 0.9 |  | 3 | 1988 | WAT BLQ: WAT; N Y: N; Y Y: Y |  | S | 0 | N | IPP Non-CHP | 2 |  | N | N | [17 empty] | N
13399 | Nevada Cogeneration Assoc # 1 | 54350 | Nevada Cogen Assoc#1 GarnetVly | NV | Clark | GTA | CT | OP | 22.2 | 21.7 | 21.7 |  | 4 | 1992 | WAT BLQ: NG; N Y: N; Y Y: Y |  | J |  | Y | IPP CHP | 3 | T | N | N | [17 empty] | N
13399 | Nevada Cogeneration Assoc # 1 | 54350 | Nevada Cogen Assoc#1 GarnetVly | NV | Clark | GTB | CT | OP | 22.2 | 21.7 | 21.7 |  | 4 | 1992 | WAT BLQ: NG; N Y: N; Y Y: Y |  | J |  | Y | IPP CHP | 3 | T | N | N | [17 empty] | N
13399 | Nevada Cogeneration Assoc # 1 | 54350 | Nevada Cogen Assoc#1 GarnetVly | NV | Clark | GTC | CT | OP | 22.2 | 21.7 | 21.7 |  | 4 | 1992 | WAT BLQ: NG; N Y: N; Y Y: Y |  | J |  | Y | IPP CHP | 3 | T | N | N | [17 empty] | N
13399 | Nevada Cogeneration Assoc # 1 | 54350 | Nevada Cogen Assoc#1 GarnetVly | NV | Clark | STM | CA | OP | 29.7 | 19.9 | 19.9 |  | 5 | 1992 | WAT BLQ: NG; N Y: N; Y Y: Y |  | J |  | Y | IPP CHP | 3 | T | Y | N | [17 empty] | N
13402 | Nevada Irrigation District | 34 | Rollins | CA | PLACER | 1P | HY | OP | 12.1 | 12.1 | 12.1 |  | 8 | 1980 | WAT BLQ: WAT; N Y: N; Y Y: Y |  | S | 1 | N | IPP Non-CHP | 2 |  | N | N | [17 empty] | N
13402 | Nevada Irrigation District | 412 | Chicago Park | CA | Nevada | 2P | HY | OP | 44 | 44 | 44 |  | 11 | 1965 | WAT BLQ: WAT; N Y: N; Y Y: Y |  | S | 1 | N | IPP Non-CHP | 2 |  | N | N | [12 empty] | N |  |  |  |  | N
13402 | Nevada Irrigation District | 413 | Dutch Flat 2 | CA | Nevada | 3P | HY | OP | 27.3 | 27.3 | 27.3 |  | 11 | 1965 | WAT BLQ: WAT; N Y: N; Y Y: Y |  | S | 1 | N | IPP Non-CHP | 2 |  | N | N | [17 empty] | N
13402 | Nevada Irrigation District | 839 | Scott Flat | CA | Nevada | 7P | HY | OP | 1 | 0.9 | 1 |  | 2 | 1985 | WAT BLQ: WAT; N Y: N; Y Y: Y |  | S | 1 | N | IPP Non-CHP | 2 |  | N | N | [17 empty] | N
13402 | Nevada Irrigation District | 846 | Combie South | CA | Nevada | 1 | HY | OP | 0.5 | 0.4 | 0.5 |  | 4 | 1984 | WAT BLQ: WAT; N Y: N; Y Y: Y |  | S | 1 | N | IPP Non-CHP | 2 |  | N | N | [17 empty] | N
13402 | Nevada Irrigation District | 846 | Combie South | CA | Nevada | 2 | HY | OP | 0.5 | 0.4 | 0.5 |  | 4 | 1984 | WAT BLQ: WAT; N Y: N; Y Y: Y |  | S | 1 | N | IPP Non-CHP | 2 |  | N | N | [17 empty] | N
13402 | Nevada Irrigation District | 846 | Combie South | CA | Nevada | 3 | HY | OP | 0.5 | 0.4 | 0.5 |  | 4 | 1984 | WAT BLQ: WAT; N Y: N; Y Y: Y |  | S | 1 | N | IPP Non-CHP | 2 |  | N | N | [17 empty] | N
13402 | Nevada Irrigation District | 50546 | Bowman | CA | PLACER | GEN1 | HY | OP | 3.6 | 3.6 | 3.6 |  | 9 | 1986 | WAT BLQ: WAT; N Y: N; Y Y: Y |  | S | 1 | N | IPP Non-CHP | 2 |  | N | N | [17 empty] | N
13407 | Nevada Power Co | 2322 | Clark | NV | Clark | 10 | CA | OP | 104.4 | 85 | 88 |  | 5 | 1994 | WAT BLQ: NG; N Y: N; Y Y: Y |  | S |  | N | Electric Utility | 1 |  | N | N
13407 | Nevada Power Co | 2322 | Clark | NV | Clark | 11 | GT | OP | 60.5 | 52 | 57 |  | 11 | 2008 | WAT BLQ: NG; N Y: N; Y Y: Y |  | S |  | N | Electric Utility | 1 |  |  | N | [17 empty] | N
13407 | Nevada Power Co | 2322 | Clark | NV | Clark | 12 | GT | OP | 60.5 | 52 | 57 |  | 8 | 2008 | WAT BLQ: NG; N Y: N; Y Y: Y |  | S |  | N | Electric Utility | 1 |  |  | N | [17 empty] | N
13407 | Nevada Power Co | 2322 | Clark | NV | Clark | 13 | GT | OP | 60.5 | 52 | 57 |  | 11 | 2008 | WAT BLQ: NG; N Y: N; Y Y: Y |  | S |  | N | Electric Utility | 1 |  |  | N | [17 empty] | N
13407 | Nevada Power Co | 2322 | Clark | NV | Clark | 14 | GT | OP | 60.5 | 52 | 57 |  | 9 | 2008 | WAT BLQ: NG; N Y: N; Y Y: Y |  | S |  | N | Electric Utility | 1 |  |  | N | [17 empty] | N
13407 | Nevada Power Co | 2322 | Clark | NV | Clark | 15 | GT | OP | 60.5 | 52 | 57 |  | 8 | 2008 | WAT BLQ: NG; N Y: N; Y Y: Y |  | S |  | N | Electric Utility | 1 |  |  | N | [17 empty] | N
13407 | Nevada Power Co | 2322 | Clark | NV | Clark | 16 | GT | OP | 60.5 | 52 | 57 |  | 7 | 2008 | WAT BLQ: NG; N Y: N; Y Y: Y |  | S |  | N | Electric Utility | 1 |  |  | N | [17 empty] | N
13407 | Nevada Power Co | 2322 | Clark | NV | Clark | 17 | GT | OP | 60.5 | 52 | 57 |  | 11 | 2008 | WAT BLQ: NG; N Y: N; Y Y: Y |  | S |  | N | Electric Utility | 1 |  |  | N | [17 empty] | N
13407 | Nevada Power Co | 2322 | Clark | NV | Clark | 18 | GT | OP | 60.5 | 52 | 57 |  | 7 | 2008 | WAT BLQ: NG; N Y: N; Y Y: Y |  | S |  | N | Electric Utility | 1 |  |  | N | [17 empty] | N
13407 | Nevada Power Co | 2322 | Clark | NV | Clark | 19 | GT | OP | 60.5 | 52 | 57 |  | 7 | 2008 | WAT BLQ: NG; N Y: N; Y Y: Y |  | S |  | N | Electric Utility | 1 |  |  | N | [17 empty] | N
13407 | Nevada Power Co | 2322 | Clark | NV | Clark | 20 | GT | OP | 60.5 | 52 | 57 |  | 7 | 2008 | WAT BLQ: NG; N Y: N; Y Y: Y |  | S |  | N | Electric Utility | 1 |  |  | N | [17 empty] | N
13407 | Nevada Power Co | 2322 | Clark | NV | Clark | 21 | GT | OP | 60.5 | 52 | 57 |  | 7 | 2008 | WAT BLQ: NG; N Y: N; Y Y: Y |  | S |  | N | Electric Utility | 1 |  |  | N | [17 empty] | N
13407 | Nevada Power Co | 2322 | Clark | NV | Clark | 22 | GT | OP | 60.5 | 52 | 57 |  | 7 | 2008 | WAT BLQ: NG; N Y: N; Y Y: Y |  | S |  | N | Electric Utility | 1 |  |  | N | [17 empty] | N
13407 | Nevada Power Co | 2322 | Clark | NV | Clark | 9 | CA | OP | 104.4 | 85 | 88 |  | 5 | 1993 | WAT BLQ: NG; N Y: N; Y Y: Y |  | S |  | N | Electric Utility | 1 |  | N | N
13407 | Nevada Power Co | 2322 | Clark | NV | Clark | GT4 | GT | OP | 72.4 | 50 | 59 |  | 6 | 1973 | WAT BLQ: NG; N Y: N; Y Y: Y |  | S |  | N | Electric Utility | 1 |  | N | N
13407 | Nevada Power Co | 2322 | Clark | NV | Clark | GT5 | CT | OP | 92.5 | 73 | 81 |  | 5 | 1979 | WAT BLQ: NG; N Y: N; Y Y: Y |  | S |  | N | Electric Utility | 1 |  | N | N
13407 | Nevada Power Co | 2322 | Clark | NV | Clark | GT6 | CT | OP | 92.5 | 75 | 81 |  | 5 | 1979 | WAT BLQ: NG; N Y: N; Y Y: Y |  | S |  | N | Electric Utility | 1 |  | N | N
13407 | Nevada Power Co | 2322 | Clark | NV | Clark | GT7 | CT | OP | 92.5 | 73 | 81 |  | 6 | 1980 | WAT BLQ: NG; N Y: N; Y Y: Y |  | S |  | N | Electric Utility | 1 |  | N | N
13407 | Nevada Power Co | 2322 | Clark | NV | Clark | GT8 | CT | OP | 92.5 | 73 | 81 |  | 6 | 1982 | WAT BLQ: NG; N Y: N; Y Y: Y |  | S |  | N | Electric Utility | 1 |  | N | N
13407 | Nevada Power Co | 2324 | Reid Gardner | NV | Clark | 1 | ST | OP | 114 | 100 | 100 |  | 6 | 1965 | WAT BLQ: BIT; N Y: N; Y Y: Y |  | S |  | N | Electric Utility | 1 |  | N | N | [15 empty] | 12 | 2014 |  | Y | [5 empty] | NG
13407 | Nevada Power Co | 2324 | Reid Gardner | NV | Clark | 2 | ST | OP | 114 | 100 | 100 |  | 6 | 1968 | WAT BLQ: BIT; N Y: N; Y Y: Y |  | S |  | N | Electric Utility | 1 |  | N | N | [15 empty] | 12 | 2014 |  | Y | [5 empty] | NG
13407 | Nevada Power Co | 2324 | Reid Gardner | NV | Clark | 3 | ST | OP | 114 | 98 | 98 |  | 5 | 1976 | WAT BLQ: BIT; N Y: N; Y Y: Y |  | S |  | N | Electric Utility | 1 |  | N | N | [15 empty] | 12 | 2014 |  | Y | [5 empty] | NG
13407 | Nevada Power Co | 2324 | Reid Gardner | NV | Clark | 4 | ST | OP | 294.8 | 255 | 255 |  | 7 | 1983 | WAT BLQ: BIT; WAT BIT: SUB; N Y: N; Y Y: Y |  | J |  | N | Electric Utility | 1 |  | N | N | [15 empty] | 12 | 2017 |  | Y | [5 empty] | NG
13407 | Nevada Power Co | 7082 | Harry Allen | NV | Clark | 5 | CT | OP | 167.5 | 151.6 | 164 |  | 5 | 2011 | WAT BLQ: NG; N Y: N; Y Y: Y |  | S |  | N | Electric Utility | 1
13407 | Nevada Power Co | 7082 | Harry Allen | NV | Clark | 6 | CT | OP | 167.5 | 151.6 | 164 |  | 5 | 2011 | WAT BLQ: NG; N Y: N; Y Y: Y |  | S |  | N | Electric Utility | 1
13407 | Nevada Power Co | 7082 | Harry Allen | NV | Clark | 7 | CA | OP | 223.5 | 119.6 | 218 |  | 5 | 2011 | WAT BLQ: NG; N Y: N; Y Y: Y |  | S |  | N | Electric Utility | 1 |  | Y
13407 | Nevada Power Co | 7082 | Harry Allen | NV | Clark | GT1 | GT | OP | 101.5 | 72 | 76 |  | 5 | 1995 | WAT BLQ: NG; N Y: N; Y Y: Y |  | S |  | N | Electric Utility | 1 |  |  | N | [17 empty] | N
13407 | Nevada Power Co | 7082 | Harry Allen | NV | Clark | GT4 | GT | OP | 85 | 72 | 76 |  | 4 | 2006 | WAT BLQ: NG; N Y: N; Y Y: Y |  | S |  | N | Electric Utility | 1 |  |  | N | [17 empty] | N
13407 | Nevada Power Co | 55322 | Chuck Lenzie Generating Station | NV | Clark | CTG1 | CT | OP | 201.5 | 163 | 165 |  | 1 | 2006 | WAT BLQ: NG; N Y: N; Y Y: Y |  | S |  | Y | Electric Utility | 1 | B | N | N | [17 empty] | N
13407 | Nevada Power Co | 55322 | Chuck Lenzie Generating Station | NV | Clark | CTG2 | CT | OP | 201.5 | 163 | 165 |  | 1 | 2006 | WAT BLQ: NG; N Y: N; Y Y: Y |  | S |  | N | Electric Utility | 1 |  | N | N | [17 empty] | N
13407 | Nevada Power Co | 55322 | Chuck Lenzie Generating Station | NV | Clark | CTG3 | CT | OP | 201.5 | 163 | 165 |  | 4 | 2006 | WAT BLQ: NG; N Y: N; Y Y: Y |  | S |  | N | Electric Utility | 1 |  | N | N | [17 empty] | N
13407 | Nevada Power Co | 55322 | Chuck Lenzie Generating Station | NV | Clark | CTG4 | CT | OP | 201.5 | 163 | 165 |  | 4 | 2006 | WAT BLQ: NG; N Y: N; Y Y: Y |  | S |  | N | Electric Utility | 1 |  | N | N | [17 empty] | N
13407 | Nevada Power Co | 55322 | Chuck Lenzie Generating Station | NV | Clark | ST1 | CA | OP | 329.8 | 238 | 255 |  | 1 | 2006 | WAT BLQ: NG; N Y: N; Y Y: Y |  | S |  | N | Electric Utility | 1 |  | Y | N | [17 empty] | N
13407 | Nevada Power Co | 55322 | Chuck Lenzie Generating Station | NV | Clark | ST2 | CA | OP | 329.8 | 238 | 255 |  | 4 | 2006 | WAT BLQ: NG; N Y: N; Y Y: Y |  | S |  | N | Electric Utility | 1 |  | Y | N | [17 empty] | N
13407 | Nevada Power Co | 55687 | Higgins Generating Station | NV | Clark | A01 | CT | OP | 178 | 150 | 150 |  | 2 | 2004 | WAT BLQ: NG; N Y: N; Y Y: Y |  | S |  | N | Electric Utility | 1 |  | N | N | [17 empty] | N
13407 | Nevada Power Co | 55687 | Higgins Generating Station | NV | Clark | A02 | CT | OP | 178 | 150 | 150 |  | 2 | 2004 | WAT BLQ: NG; N Y: N; Y Y: Y |  | S |  | N | Electric Utility | 1 |  | N | N | [17 empty] | N
13407 | Nevada Power Co | 55687 | Higgins Generating Station | NV | Clark | ST1 | CA | OP | 332.4 | 270 | 270 |  | 2 | 2004 | WAT BLQ: NG; N Y: N; Y Y: Y |  | S |  | N | Electric Utility | 1 |  | Y | N | [17 empty] | N
13407 | Nevada Power Co | 55841 | Silverhawk | NV | Clark | CT1 | CT | OP | 197.2 | 151.5 | 165 |  | 5 | 2004 | WAT BLQ: NG; N Y: N; Y Y: Y |  | J |  | N | Electric Utility | 1 |  | N | N | [17 empty] | N
13407 | Nevada Power Co | 55841 | Silverhawk | NV | Clark | CT2 | CT | OP | 197.2 | 151.5 | 165 |  | 5 | 2004 | WAT BLQ: NG; N Y: N; Y Y: Y |  | J |  | N | Electric Utility | 1 |  | N | N | [17 empty] | N
13407 | Nevada Power Co | 55841 | Silverhawk | NV | Clark | ST1 | CA | OP | 270.3 | 257 | 260 |  | 5 | 2004 | WAT BLQ: NG; N Y: N; Y Y: Y |  | J |  | N | Electric Utility | 1 |  | Y | N | [17 empty] | N
13407 | Nevada Power Co | 57684 | Goodsprings Waste Heat Recovery | NV | Clark | HR1 | ST | OP | 7.5 | 6.5 | 6.5 |  | 11 | 2010 | WAT BLQ: NG; N Y: N; Y Y: Y | Y | S |  | N | Electric Utility | 1 |  |  | N | [17 empty] | N
13442 | New Hampshire Hydro Associates | 50103 | China Mill Hydro | NH | MERRIMACK | GEN 1 | HY | OP | 1.7 | 1.7 | 1.7 |  | 7 | 1981 | WAT BLQ: WAT; N Y: N; Y Y: Y |  | W |  | N | IPP Non-CHP | 2 |  | N | N | [17 empty] | N
13444 | City of New Hampton - (IA) | 1168 | New Hampton | IA | Chickasaw | 3 | IC | SB | 3.5 | 3.5 | 3.5 |  | 4 | 1967 | WAT BLQ: NG; WAT BIT: DFO; N Y: Y; Y Y: Y | Y | S |  | N | Electric Utility | 1 |  | N | Y | [12 empty] | Y | 5 | 2014 |  |  | N
13444 | City of New Hampton - (IA) | 1168 | New Hampton | IA | Chickasaw | 4 | IC | SB | 6.2 | 5 | 5 |  | 2 | 1973 | WAT BLQ: NG; WAT BIT: DFO; N Y: Y; Y Y: Y | Y | S |  | N | Electric Utility | 1 |  | N | Y | [12 empty] | Y | 5 | 2014 |  |  | N
13444 | City of New Hampton - (IA) | 1168 | New Hampton | IA | Chickasaw | 5 | IC | SB | 6.2 | 5 | 5 |  | 2 | 1973 | WAT BLQ: NG; WAT BIT: DFO; N Y: Y; Y Y: Y | Y | S |  | N | Electric Utility | 1 |  | N | Y | [12 empty] | Y | 5 | 2014 |  |  | N
13444 | City of New Hampton - (IA) | 1168 | New Hampton | IA | Chickasaw | 7 | IC | OP | 5.3 | 5.3 | 5.3 |  | 5 | 1999 | WAT BLQ: DFO; N Y: N; Y Y: Y | Y | S |  | N | Electric Utility | 1 |  | N | Y | [12 empty] | Y | 5 | 2014 |  |  | N
13444 | City of New Hampton - (IA) | 1168 | New Hampton | IA | Chickasaw | 8 | IC | OP | 5.3 | 5.3 | 5.3 |  | 5 | 1999 | WAT BLQ: DFO; N Y: N; Y Y: Y | Y | S |  | N | Electric Utility | 1 |  | N | Y | [12 empty] | Y | 5 | 2014 |  |  | N
13464 | Village of New Knoxville - (OH) | 7898 | New Knoxville | OH | AUGLAIZE | 1 | IC | OP | 1.1 | 1 | 1 |  | 9 | 2000 | WAT BLQ: DFO; N Y: N; Y Y: Y |  | S |  | N | Electric Utility | 1 |  | N | N | [17 empty] | N
13466 | City of New Lisbon | 4130 | New Lisbon | WI | Juneau | 2 | IC | OP | 1.3 | 1.2 | 1.2 |  | 1 | 1966 | WAT BLQ: DFO; N Y: N; Y Y: Y |  | S |  | N | Electric Utility | 1 |  | N | Y | [9 empty] | NG | 7 | 2018 | N |  |  |  |  | N
13466 | City of New Lisbon | 4130 | New Lisbon | WI | Juneau | 5 | IC | OP | 2.4 | 2.4 | 2.4 |  | 1 | 1977 | WAT BLQ: DFO; N Y: N; Y Y: Y |  | S |  | N | Electric Utility | 1 |  | N | Y | [9 empty] | NG | 7 | 2018 | N |  |  |  |  | N
13466 | City of New Lisbon | 4130 | New Lisbon | WI | Juneau | 6 | IC | OP | 2.3 | 2 | 2.1 |  | 7 | 2005 | WAT BLQ: DFO; N Y: N; Y Y: Y |  | S |  | N | Electric Utility | 1 |  | N | Y | [9 empty] | NG | 7 | 2018 | N |  |  |  |  | N
13466 | City of New Lisbon | 4130 | New Lisbon | WI | Juneau | 7 | IC | OP | 2.3 | 2 | 2.1 |  | 7 | 2005 | WAT BLQ: DFO; N Y: N; Y Y: Y |  | S |  | N | Electric Utility | 1 |  | N | Y | [9 empty] | NG | 7 | 2018 | N |  |  |  |  | N
13468 | New London Municipal Utilities | 58414 | NLMU Wind | IA | Henry | NLMU | WT | OP | 1.5 | 1.5 | 1.5 |  | 11 | 2011 | WAT BLQ: WND; N Y: N; Y Y: N |  | S | 1 | N | Electric Utility | 1 |  |  | N | [17 empty] | N
13478 | Entergy New Orleans Inc | 1409 | Michoud | LA | Orleans | 2 | ST | OP | 261.8 | 235 | 235 |  | 2 | 1963 | WAT BLQ: NG; WAT BIT: RFO; N Y: N; Y Y: Y |  | S |  | N | Electric Utility | 1 |  | N | N | [17 empty] | N
13478 | Entergy New Orleans Inc | 1409 | Michoud | LA | Orleans | 3 | ST | OP | 582.2 | 470 | 470 |  | 8 | 1967 | WAT BLQ: NG; WAT BIT: RFO; N Y: Y; Y Y: Y |  | S |  | N | Electric Utility | 1 |  | N | N | [17 empty] | N
13480 | New Prague Utilities Comm | 1999 | New Prague | MN | Le Sueur | 2 | IC | OP | 4.4 | 4.4 | 4.4 |  | 7 | 1974 | WAT BLQ: NG; WAT BIT: DFO; N Y: Y; Y Y: Y |  | S |  | N | Electric Utility | 1 |  | N | N | [17 empty] | N
13480 | New Prague Utilities Comm | 1999 | New Prague | MN | Le Sueur | 3 | IC | OP | 2.4 | 2.4 | 2.4 |  | 8 | 1962 | WAT BLQ: NG; WAT BIT: DFO; N Y: Y; Y Y: Y |  | S |  | N | Electric Utility | 1 |  | N | N | [17 empty] | N
13480 | New Prague Utilities Comm | 1999 | New Prague | MN | Le Sueur | 4 | IC | OP | 3.5 | 3.5 | 3.5 |  | 8 | 1968 | WAT BLQ: NG; WAT BIT: DFO; N Y: Y; Y Y: Y |  | S |  | N | Electric Utility | 1 |  | N | N | [17 empty] | N
13480 | New Prague Utilities Comm | 1999 | New Prague | MN | Le Sueur | 5 | IC | OP | 0.6 | 0.6 | 0.6 |  | 8 | 1944 | WAT BLQ: NG; N Y: N; Y Y: Y |  | S |  | N | Electric Utility | 1 |  | N | N | [17 empty] | N
13480 | New Prague Utilities Comm | 1999 | New Prague | MN | Le Sueur | 6 | IC | OP | 6 | 5.9 | 5.9 |  | 6 | 1982 | WAT BLQ: NG; WAT BIT: DFO; N Y: Y; Y Y: Y |  | S |  | N | Electric Utility | 1 |  | N | N | [17 empty] | N
13484 | New York Methodist Hospital | 52091 | New York Methodist Hospital | NY | Kings | 3A | IC | OP | 0.9 | 0.7 | 0.9 |  | 1 | 1991 | [9 empty] | S |  | Y | IPP CHP | 3 | B | N | N | [17 empty] | N | bar: WAT BLQ; N Y to Y Y
13484 | New York Methodist Hospital | 52091 | New York Methodist Hospital | NY | Kings | 4C | IC | OP | 0.9 | 0.7 | 0.9 |  | 1 | 1991 | [9 empty] | S |  | Y | IPP CHP | 3 | B | N | N | [17 empty] | N | bar: WAT BLQ; N Y to Y Y
13487 | New York Zoological Society | 50427 | Bronx Zoo | NY | Bronx | GEN1 | IC | OP | 0.5 | 0.5 | 0.5 |  | 1 | 1991 | WAT BLQ: NG; N Y: N; Y Y: Y | Y | S |  | Y | Commercial CHP | 5 | T | N | N | [17 empty] | N
13487 | New York Zoological Society | 50427 | Bronx Zoo | NY | Bronx | GEN2 | IC | SB | 0.5 | 0.5 | 0.5 |  | 1 | 1991 | WAT BLQ: NG; N Y: N; Y Y: Y | Y | S |  | Y | Commercial CHP | 5 | T | N | N
13487 | New York Zoological Society | 50427 | Bronx Zoo | NY | Bronx | GEN3 | IC | OP | 1.1 | 1.1 | 1.1 |  | 1 | 1991 | WAT BLQ: NG; N Y: N; Y Y: Y | Y | S |  | Y | Commercial CHP | 5 | T | N | N
13487 | New York Zoological Society | 50427 | Bronx Zoo | NY | Bronx | GEN4 | IC | OP | 1.5 | 1.5 | 1.5 |  | 4 | 1995 | WAT BLQ: NG; N Y: N; Y Y: Y | Y | S |  | Y | Commercial CHP | 5 | T | N | N
13488 | New Ulm Public Utilities Comm | 2001 | New Ulm | MN | Brown | 3 | ST | OS | 6 | 4.7 | 4.7 |  | 1 | 1957 | WAT BLQ: NG; N Y: N; Y Y: Y |  | S |  | Y | Electric Utility | 1 | T | N | N | [17 empty] | N
13488 | New Ulm Public Utilities Comm | 2001 | New Ulm | MN | Brown | 4 | ST | OP | 15 | 13.2 | 13.2 |  | 1 | 1965 | WAT BLQ: NG; N Y: N; Y Y: Y |  | S |  | Y | Electric Utility | 1 | T | N | N | [17 empty] | N
13488 | New Ulm Public Utilities Comm | 2001 | New Ulm | MN | Brown | 5 | GT | OP | 24 | 23 | 25 |  | 5 | 1975 | WAT BLQ: DFO; N Y: N; Y Y: Y |  | S |  | N | Electric Utility | 1 |  | N | N | [17 empty] | N
13488 | New Ulm Public Utilities Comm | 2001 | New Ulm | MN | Brown | 6 | ST | OP | 6 | 4.9 | 4.9 |  | 5 | 1997 | WAT BLQ: NG; N Y: N; Y Y: Y |  | S |  | Y | Electric Utility | 1 | T | N | N | [17 empty] | N
13488 | New Ulm Public Utilities Comm | 2001 | New Ulm | MN | Brown | 7 | GT | OP | 27.5 | 25 | 25 |  | 5 | 2001 | WAT BLQ: DFO; N Y: N; Y Y: Y |  | S |  | N | Electric Utility | 1 |  | N | N | [17 empty] | N
13491 | New York University | 54808 | New York University Central Plant | NY | New York | D2 | IC | SB | 0.8 | 0.6 | 0.6 |  | 1 | 1984 | WAT BLQ: DFO; N Y: N; Y Y: N | N | S |  | Y | Commercial CHP | 5 | T | N | N
13491 | New York University | 54808 | New York University Central Plant | NY | New York | D3 | IC | SB | 0.8 | 0.6 | 0.6 |  | 1 | 1984 | WAT BLQ: DFO; N Y: N; Y Y: N | N | S |  | Y | Commercial CHP | 5 | T | N | N
13491 | New York University | 54808 | New York University Central Plant | NY | New York | D4 | IC | SB | 0.8 | 0.6 | 0.6 |  | 1 | 1984 | WAT BLQ: DFO; N Y: N; Y Y: N | N | S |  | Y | Commercial CHP | 5 | T | N | N
13491 | New York University | 54808 | New York University Central Plant | NY | New York | D5 | IC | SB | 0.8 | 0.6 | 0.6 |  | 1 | 1984 | WAT BLQ: DFO; N Y: N; Y Y: N | N | S |  | Y | Commercial CHP | 5 | T | N | N
13491 | New York University | 54808 | New York University Central Plant | NY | New York | D6 | IC | SB | 0.8 | 0.6 | 0.6 |  | 1 | 1984 | WAT BLQ: DFO; N Y: N; Y Y: N | N | S |  | Y | Commercial CHP | 5 | T | N | N
13491 | New York University | 54808 | New York University Central Plant | NY | New York | D7 | IC | SB | 0.8 | 0.6 | 0.6 |  | 1 | 1984 | WAT BLQ: DFO; N Y: N; Y Y: N | N | S |  | Y | Commercial CHP | 5 | T | N | N
13491 | New York University | 54808 | New York University Central Plant | NY | New York | DI | IC | SB | 0.8 | 0.6 | 0.6 |  | 1 | 1984 | WAT BLQ: DFO; N Y: N; Y Y: N | N | S |  | Y | Commercial CHP | 5 | T | N | N
13491 | New York University | 54808 | New York University Central Plant | NY | New York | GT1 | CT | OP | 5.5 | 5.5 | 5.5 |  | 12 | 2010 | WAT BLQ: NG; WAT BIT: DFO; N Y: Y; Y Y: N |  | S |  | N | Commercial CHP | 5 |  |  | N | [17 empty] | N
13491 | New York University | 54808 | New York University Central Plant | NY | New York | GT2 | CT | OP | 5.5 | 5.5 | 5.5 |  | 12 | 2010 | WAT BLQ: NG; WAT BIT: DFO; N Y: Y; Y Y: N |  | S |  | N | Commercial CHP | 5 |  |  | N | [17 empty] | N
13491 | New York University | 54808 | New York University Central Plant | NY | New York | T1 | CA | OP | 2.4 | 1.8 | 1.8 |  | 1 | 1984 | [9 empty] | S |  | Y | Commercial CHP | 5 | T | Y | N | bar: WAT BLQ; N Y to Y Y
13492 | New Hope Power Company | 54627 | Okeelanta Cogeneration | FL | Palm Beach | GEN1 | ST | OP | 74.9 | 74.9 | 74.9 |  | 1 | 1996 | AB | WDS | NG | DFO |  |  | N | Y |  | S |  | Y | IPP CHP | 3 | T | N | N | [17 empty] | N | [6 empty] | DFO | NG
13492 | New Hope Power Company | 54627 | Okeelanta Cogeneration | FL | Palm Beach | GEN2 | ST | OP | 54 | 30 | 30 |  | 8 | 2006 | AB | WDS | NG | DFO |  |  | N | Y |  | S |  | Y | IPP CHP | 3 | T | N | N | [17 empty] | N | [6 empty] | DFO | NG
13504 | New Hanover County | 50271 | New Hanover County WASTEC | NC | New Hanover | 1TGB | ST | OS | 4 | 2 | 2 |  | 2 | 2011 | WAT BLQ: MSW; WAT BIT: NG; N Y: N; Y Y: N |  | S |  | N | IPP Non-CHP | 2 | [20 empty] | N
13504 | New Hanover County | 50271 | New Hanover County WASTEC | NC | New Hanover | 3TG | ST | OS | 6.3 | 1.7 | 4.3 |  | 7 | 1991 | WAT BLQ: MSW; N Y: N; Y Y: Y |  | S |  | N | IPP Non-CHP | 2 |  | N | N | [24 empty] | NG
13511 | New York State Elec & Gas Corp | 625 | Upper Mechanicville | NY | Saratoga | 1 | HY | OP | 8.2 | 9.2 | 9.2 |  | 9 | 1983 | WAT BLQ: WAT; N Y: N; Y Y: Y |  | S |  | N | Electric Utility | 1 |  | N | N | [17 empty] | N
13511 | New York State Elec & Gas Corp | 625 | Upper Mechanicville | NY | Saratoga | 2 | HY | OP | 8.2 | 9.2 | 9.2 |  | 9 | 1983 | WAT BLQ: WAT; N Y: N; Y Y: Y |  | S |  | N | Electric Utility | 1 |  | N | N | [17 empty] | N
13511 | New York State Elec & Gas Corp | 2522 | Cadyville | NY | CLINTON | 1 | HY | OP | 1.2 | 1.2 | 1.2 |  | 8 | 1921 | WAT BLQ: WAT; N Y: N; Y Y: Y |  | S |  | N | Electric Utility | 1 |  | N | N | [17 empty] | N
13511 | New York State Elec & Gas Corp | 2522 | Cadyville | NY | CLINTON | 2 | HY | OP | 1.2 | 1.2 | 1.2 |  | 8 | 1921 | WAT BLQ: WAT; N Y: N; Y Y: Y |  | S |  | N | Electric Utility | 1 |  | N | N | [17 empty] | N
13511 | New York State Elec & Gas Corp | 2522 | Cadyville | NY | CLINTON | 3 | HY | OP | 3.1 | 3.1 | 3.1 |  | 9 | 1986 | WAT BLQ: WAT; N Y: N; Y Y: Y |  | S |  | N | Electric Utility | 1 |  | N | N | [17 empty] | N
13511 | New York State Elec & Gas Corp | 2528 | Harris Lake | NY | Essex | 1 | IC | SB | 1.7 | 1.7 | 1.7 |  | 9 | 1967 | WAT BLQ: DFO; N Y: N; Y Y: Y | Y | S |  | N | Electric Utility | 1 |  |  | N | [17 empty] | N
13511 | New York State Elec & Gas Corp | 2530 | High Falls | NY | Clinton | 1 | HY | OP | 4 | 4 | 4 |  | 8 | 1948 | WAT BLQ: WAT; N Y: N; Y Y: Y |  | S |  | N | Electric Utility | 1 |  | N | N | [17 empty] | N
13511 | New York State Elec & Gas Corp | 2530 | High Falls | NY | Clinton | 2 | HY | OP | 4 | 4 | 4 |  | 8 | 1949 | WAT BLQ: WAT; N Y: N; Y Y: Y |  | S |  | N | Electric Utility | 1 |  | N | N | [17 empty] | N
13511 | New York State Elec & Gas Corp | 2530 | High Falls | NY | Clinton | 3 | HY | OP | 7 | 7 | 7 |  | 8 | 1956 | WAT BLQ: WAT; N Y: N; Y Y: Y |  | S |  | N | Electric Utility | 1 |  | N | N | [17 empty] | N
13511 | New York State Elec & Gas Corp | 2532 | Kent Falls | NY | CLINTON | 1 | HY | OP | 3.2 | 3.8 | 3.8 |  | 8 | 1928 | WAT BLQ: WAT; N Y: N; Y Y: Y |  | S |  | N | Electric Utility | 1 |  | N | N | [17 empty] | N
13511 | New York State Elec & Gas Corp | 2532 | Kent Falls | NY | CLINTON | 2 | HY | OP | 3.2 | 3.8 | 3.8 |  | 8 | 1928 | WAT BLQ: WAT; N Y: N; Y Y: Y |  | S |  | N | Electric Utility | 1 |  | N | N | [17 empty] | N
13511 | New York State Elec & Gas Corp | 2532 | Kent Falls | NY | CLINTON | 3 | HY | OP | 6 | 6 | 6 |  | 7 | 1985 | WAT BLQ: WAT; N Y: N; Y Y: Y |  | S |  | N | Electric Utility | 1 |  | N | N | [17 empty] | N
13511 | New York State Elec & Gas Corp | 6486 | Mill C | NY | CLINTON | 1 | HY | OP | 1 | 1 | 1 |  | 8 | 1944 | WAT BLQ: WAT; N Y: N; Y Y: Y |  | S |  | N | Electric Utility | 1 |  | N | N | [17 empty] | N
13511 | New York State Elec & Gas Corp | 6486 | Mill C | NY | CLINTON | 2 | HY | OP | 1.2 | 1.2 | 1.2 |  | 8 | 1943 | WAT BLQ: WAT; N Y: N; Y Y: Y |  | S |  | N | Electric Utility | 1 |  | N | N | [17 empty] | N
13511 | New York State Elec & Gas Corp | 6486 | Mill C | NY | CLINTON | 3 | HY | OP | 3.8 | 3.8 | 3.8 |  | 11 | 1984 | WAT BLQ: WAT; N Y: N; Y Y: Y |  | S |  | N | Electric Utility | 1 |  | N | N | [17 empty] | N
13511 | New York State Elec & Gas Corp | 6526 | Rainbow Falls | NY | Clinton | 1 | HY | OA | 1.3 | 1.3 | 1.3 |  | 8 | 1926 | WAT BLQ: WAT; N Y: N; Y Y: Y |  | S |  | N | Electric Utility | 1 |  | N | N | [17 empty] | N
13511 | New York State Elec & Gas Corp | 6526 | Rainbow Falls | NY | Clinton | 2 | HY | OA | 1.3 | 1.3 | 1.3 |  | 8 | 1927 | WAT BLQ: WAT; N Y: N; Y Y: Y |  | S |  | N | Electric Utility | 1 |  | N | N | [17 empty] | N
13511 | New York State Elec & Gas Corp | 8009 | Auburn State Street | NY | Cayuga | 1 | GT | SB | 7 | 5.3 | 7.2 |  | 8 | 2000 | WAT BLQ: NG; N Y: N; Y Y: Y | Y | S |  | N | Electric Utility | 1 |  | N | N | [17 empty] | N
13525 | Newberry Water & Light Board | 1846 | Newberry | MI | Luce | 1 | IC | OP | 3 | 2.5 | 2.5 |  | 6 | 1974 | WAT BLQ: DFO; N Y: N; Y Y: Y |  | S |  | N | Electric Utility | 1 |  | N | N | [12 empty] | N |  |  |  |  | N
13525 | Newberry Water & Light Board | 1846 | Newberry | MI | Luce | 2 | IC | OP | 0.7 | 0.5 | 0.5 |  | 9 | 1948 | WAT BLQ: DFO; N Y: N; Y Y: Y |  | S |  | N | Electric Utility | 1 |  | N | N | [12 empty] | N |  |  |  |  | N
13525 | Newberry Water & Light Board | 1846 | Newberry | MI | Luce | 4 | IC | OP | 1.8 | 1.5 | 1.5 |  | 7 | 1988 | WAT BLQ: DFO; N Y: N; Y Y: Y |  | S |  | N | Electric Utility | 1 |  | N | N | [12 empty] | N |  |  |  |  | N
13532 | Newport Hydro Associates | 50354 | Newport Hydro | NY | Herkimer | 1 | HY | OP | 0.8 | 0.8 | 0.8 |  | 12 | 1987 | WAT BLQ: WAT; N Y: N; Y Y: Y |  | S | 0 | N | IPP Non-CHP | 2 |  | N | N | [17 empty] | N
13532 | Newport Hydro Associates | 50354 | Newport Hydro | NY | Herkimer | 2 | HY | OP | 0.8 | 0.8 | 0.8 |  | 12 | 1987 | WAT BLQ: WAT; N Y: N; Y Y: Y |  | S | 0 | N | IPP Non-CHP | 2 |  | N | N | [17 empty] | N
13532 | Newport Hydro Associates | 50354 | Newport Hydro | NY | Herkimer | 3 | HY | OP | 0.1 | 0.1 | 0.1 |  | 12 | 1987 | WAT BLQ: WAT; N Y: N; Y Y: Y |  | S | 0 | N | IPP Non-CHP | 2 |  | N | N | [17 empty] | N
13538 | EP Newington Energy LLC | 55661 | EP Newington Energy LLC | NH | Rockingham | GT-1 | CT | OP | 185.6 | 152 | 178 |  | 10 | 2002 | WAT BLQ: NG; WAT BIT: DFO; N Y: Y; Y Y: Y |  | S |  | N | IPP Non-CHP | 2 |  | N | N
13538 | EP Newington Energy LLC | 55661 | EP Newington Energy LLC | NH | Rockingham | GT-2 | CT | OP | 185.6 | 152 | 178 |  | 10 | 2002 | WAT BLQ: NG; WAT BIT: DFO; N Y: Y; Y Y: Y |  | S |  | N | IPP Non-CHP | 2 |  | N | N
13538 | EP Newington Energy LLC | 55661 | EP Newington Energy LLC | NH | Rockingham | ST | CA | OP | 234.3 | 221 | 205 |  | 10 | 2002 | WAT BLQ: NG; WAT BIT: DFO; N Y: Y; Y Y: Y |  | S |  | N | IPP Non-CHP | 2 |  | Y | N
13542 | Newman & Co Inc | 54250 | Newman | PA | PHILADELPHIA | 001 | ST | OP | 1.8 | 1.8 | 1.8 |  | 5 | 1964 | WAT BLQ: NG; WAT BIT: RFO; N Y: Y; Y Y: N |  | S |  | Y | Industrial CHP | 7 | T | N | N | [17 empty] | N | [6 empty] | NG
13559 | North American Natural Res | 54890 | Peoples Generating Station | MI | Genessee | GEN1 | IC | OP | 3.2 | 2.2 | 2.2 |  | 9 | 1995 | WAT BLQ: LFG; N Y: N; Y Y: Y |  | S |  | N | IPP Non-CHP | 2 |  | N | N | [17 empty] | N
13579 | Dunkirk Power LLC | 2554 | Dunkirk Generating Plant | NY | Chautauqua | 1 | ST | OP | 96 | 75 | 75 |  | 11 | 1950 | WAT BLQ: SUB; WAT BIT: BIT; N Y: N; Y Y: Y |  | W |  | N | IPP Non-CHP | 2 |  | N | N | [17 empty] | N | Y | [5 empty] | DFO
13579 | Dunkirk Power LLC | 2554 | Dunkirk Generating Plant | NY | Chautauqua | 2 | ST | OP | 96 | 75 | 75 |  | 12 | 1950 | WAT BLQ: SUB; WAT BIT: BIT; N Y: N; Y Y: Y |  | W |  | N | IPP Non-CHP | 2 |  | N | N | [17 empty] | N | Y | [5 empty] | DFO
13579 | Dunkirk Power LLC | 2554 | Dunkirk Generating Plant | NY | Chautauqua | 3 | ST | OS | 217.6 | 185 | 185 |  | 9 | 1959 | WAT BLQ: SUB; WAT BIT: BIT; N Y: N; Y Y: Y |  | W |  | N | IPP Non-CHP | 2 |  | N | N | [17 empty] | N | Y | [5 empty] | DFO
13579 | Dunkirk Power LLC | 2554 | Dunkirk Generating Plant | NY | Chautauqua | ST4 | ST | OS | 217.6 | 185 | 185 |  | 8 | 1960 | WAT BLQ: SUB; WAT BIT: BIT; N Y: N; Y Y: Y |  | W |  | N | IPP Non-CHP | 2 |  | N | N | [17 empty] | N | Y | [5 empty] | DFO
13582 | NRG Astoria Gas Turbine Operations Inc | 55243 | Astoria Gas Turbines | NY | Queens | 10 | GT | OS | 23.8 | 17 | 23 |  | 1 | 1971 | WAT BLQ: KER; N Y: N; Y Y: Y |  | W |  | N | IPP Non-CHP | 2 |  | N | N | [17 empty] | N
13582 | NRG Astoria Gas Turbine Operations Inc | 55243 | Astoria Gas Turbines | NY | Queens | 11 | GT | SB | 23.8 | 17.3 | 22.8 |  | 1 | 1971 | WAT BLQ: KER; N Y: N; Y Y: Y | Y | W |  | N | IPP Non-CHP | 2 |  | N | N | [17 empty] | N
13582 | NRG Astoria Gas Turbine Operations Inc | 55243 | Astoria Gas Turbines | NY | Queens | 12 | GT | SB | 23.8 | 17.6 | 23.1 |  | 1 | 1971 | WAT BLQ: KER; N Y: N; Y Y: Y | Y | W |  | N | IPP Non-CHP | 2 |  | N | N | [17 empty] | N
13582 | NRG Astoria Gas Turbine Operations Inc | 55243 | Astoria Gas Turbines | NY | Queens | 13 | GT | SB | 23.8 | 16.9 | 23 |  | 1 | 1971 | WAT BLQ: KER; N Y: N; Y Y: Y | Y | W |  | N | IPP Non-CHP | 2 |  | N | N | [17 empty] | N
13582 | NRG Astoria Gas Turbine Operations Inc | 55243 | Astoria Gas Turbines | NY | Queens | 2-1 | GT | OP | 41.9 | 37.3 | 43.9 |  | 1 | 1970 | WAT BLQ: NG; WAT BIT: KER; N Y: Y; Y Y: Y | Y | W |  | N | IPP Non-CHP | 2 |  | N | N | [17 empty] | N
13582 | NRG Astoria Gas Turbine Operations Inc | 55243 | Astoria Gas Turbines | NY | Queens | 2-2 | GT | OP | 41.9 | 35.1 | 43.1 |  | 1 | 1970 | WAT BLQ: NG; WAT BIT: KER; N Y: Y; Y Y: Y | Y | W |  | N | IPP Non-CHP | 2 |  | N | N | [17 empty] | N
13582 | NRG Astoria Gas Turbine Operations Inc | 55243 | Astoria Gas Turbines | NY | Queens | 2-3 | GT | OP | 41.9 | 35.9 | 42.8 |  | 1 | 1970 | WAT BLQ: NG; WAT BIT: KER; N Y: Y; Y Y: Y | Y | W |  | N | IPP Non-CHP | 2 |  | N | N | [17 empty] | N
13582 | NRG Astoria Gas Turbine Operations Inc | 55243 | Astoria Gas Turbines | NY | Queens | 2-4 | GT | OP | 41.9 | 34.8 | 41.1 |  | 1 | 1970 | WAT BLQ: NG; WAT BIT: KER; N Y: Y; Y Y: Y | Y | W |  | N | IPP Non-CHP | 2 |  | N | N | [17 empty] | N
13582 | NRG Astoria Gas Turbine Operations Inc | 55243 | Astoria Gas Turbines | NY | Queens | 3-1 | GT | OP | 41.9 | 33.7 | 43 |  | 1 | 1970 | WAT BLQ: NG; WAT BIT: KER; N Y: Y; Y Y: Y | Y | W |  | N | IPP Non-CHP | 2 |  | N | N | [17 empty] | N
13582 | NRG Astoria Gas Turbine Operations Inc | 55243 | Astoria Gas Turbines | NY | Queens | 3-2 | GT | OP | 41.9 | 34.7 | 43 |  | 1 | 1970 | WAT BLQ: NG; WAT BIT: KER; N Y: Y; Y Y: Y | Y | W |  | N | IPP Non-CHP | 2 |  | N | N | [17 empty] | N
13582 | NRG Astoria Gas Turbine Operations Inc | 55243 | Astoria Gas Turbines | NY | Queens | 3-3 | GT | OP | 41.9 | 32.2 | 42.8 |  | 1 | 1970 | WAT BLQ: NG; WAT BIT: KER; N Y: Y; Y Y: Y | Y | W |  | N | IPP Non-CHP | 2 |  | N | N | [17 empty] | N
13582 | NRG Astoria Gas Turbine Operations Inc | 55243 | Astoria Gas Turbines | NY | Queens | 3-4 | GT | OP | 41.9 | 34.6 | 42.9 |  | 1 | 1970 | WAT BLQ: NG; WAT BIT: KER; N Y: Y; Y Y: Y | Y | W |  | N | IPP Non-CHP | 2 |  | N | N | [17 empty] | N
13582 | NRG Astoria Gas Turbine Operations Inc | 55243 | Astoria Gas Turbines | NY | Queens | 4-1 | GT | OP | 41.9 | 32.9 | 43.6 |  | 1 | 1970 | WAT BLQ: NG; WAT BIT: KER; N Y: Y; Y Y: Y | Y | W |  | N | IPP Non-CHP | 2 |  | N | N | [17 empty] | N
13582 | NRG Astoria Gas Turbine Operations Inc | 55243 | Astoria Gas Turbines | NY | Queens | 4-2 | GT | OP | 41.9 | 32.1 | 43.5 |  | 1 | 1970 | WAT BLQ: NG; WAT BIT: KER; N Y: Y; Y Y: Y | Y | W |  | N | IPP Non-CHP | 2 |  | N | N | [17 empty] | N
13582 | NRG Astoria Gas Turbine Operations Inc | 55243 | Astoria Gas Turbines | NY | Queens | 4-3 | GT | OP | 41.9 | 33 | 43.2 |  | 1 | 1970 | WAT BLQ: NG; WAT BIT: KER; N Y: Y; Y Y: Y | Y | W |  | N | IPP Non-CHP | 2 |  | N | N | [17 empty] | N
13582 | NRG Astoria Gas Turbine Operations Inc | 55243 | Astoria Gas Turbines | NY | Queens | 4-4 | GT | OP | 41.9 | 34 | 43.1 |  | 1 | 1970 | WAT BLQ: NG; WAT BIT: KER; N Y: Y; Y Y: Y | Y | W |  | N | IPP Non-CHP | 2 |  | N | N | [17 empty] | N
13582 | NRG Astoria Gas Turbine Operations Inc | 55243 | Astoria Gas Turbines | NY | Queens | 5 | GT | SB | 16.3 | 12.9 | 14.6 |  | 1 | 1970 | WAT BLQ: KER; N Y: N; Y Y: Y | Y | W |  | N | IPP Non-CHP | 2 |  | N | N | [17 empty] | N
13582 | NRG Astoria Gas Turbine Operations Inc | 55243 | Astoria Gas Turbines | NY | Queens | 7 | GT | SB | 16.3 | 12.1 | 13.6 |  | 1 | 1970 | WAT BLQ: KER; N Y: N; Y Y: Y | Y | W |  | N | IPP Non-CHP | 2 |  | N | N | [17 empty] | N
13582 | NRG Astoria Gas Turbine Operations Inc | 55243 | Astoria Gas Turbines | NY | Queens | 8 | GT | SB | 16.3 | 11.9 | 15 |  | 1 | 1970 | WAT BLQ: KER; N Y: N; Y Y: Y | Y | W |  | N | IPP Non-CHP | 2 |  | N | N | [17 empty] | N
13584 | NRG El Segundo Operations Inc | 330 | El Segundo Power | CA | Los Angeles | 3 | ST | OP | 342 | 335 | 335 |  | 8 | 1964 | WAT BLQ: NG; N Y: N; Y Y: Y |  | W |  | N | IPP Non-CHP | 2 |  | N | Y | [15 empty] | 12 | 2013 | N | [6 empty] | NG
13584 | NRG El Segundo Operations Inc | 330 | El Segundo Power | CA | Los Angeles | 4 | ST | OP | 342 | 335 | 335 |  | 4 | 1965 | WAT BLQ: NG; N Y: N; Y Y: Y |  | W |  | N | IPP Non-CHP | 2 |  | N | N | [17 empty] | N | [6 empty] | NG
13584 | NRG El Segundo Operations Inc | 341 | Long Beach Generation LLC | CA | Los Angeles | CT1 | GT | OP | 63 | 65 | 65 |  | 12 | 1976 | WAT BLQ: NG; N Y: N; Y Y: Y |  | W |  | N | IPP Non-CHP | 2 |  | N | N | [17 empty] | N | [6 empty] | NG
13584 | NRG El Segundo Operations Inc | 341 | Long Beach Generation LLC | CA | Los Angeles | CT2 | GT | OP | 63 | 65 | 65 |  | 12 | 1976 | WAT BLQ: NG; N Y: N; Y Y: Y |  | W |  | N | IPP Non-CHP | 2 |  | N | N | [17 empty] | N | [6 empty] | NG
13584 | NRG El Segundo Operations Inc | 341 | Long Beach Generation LLC | CA | Los Angeles | CT3 | GT | OP | 63 | 65 | 65 |  | 12 | 1976 | WAT BLQ: NG; N Y: N; Y Y: Y |  | W |  | N | IPP Non-CHP | 2 |  | N | N | [17 empty] | N | [6 empty] | NG
13584 | NRG El Segundo Operations Inc | 341 | Long Beach Generation LLC | CA | Los Angeles | CT4 | GT | OP | 63 | 65 | 65 |  | 12 | 1976 | WAT BLQ: NG; N Y: N; Y Y: Y |  | W |  | N | IPP Non-CHP | 2 |  | N | N | [17 empty] | N | [6 empty] | NG
13587 | Nissequoque Cogen Partners | 54149 | Stony Brook Cogen Plant | NY | Suffolk | GEN1 | GT | OP | 47 | 44.5 | 47.1 |  | 4 | 1995 | WAT BLQ: NG; WAT BIT: DFO; N Y: Y; Y Y: Y |  | S |  | Y | IPP CHP | 3 | T | N | N | [17 empty] | N
13606 | Nine Mile Point Nuclear Sta LLC | 2589 | Nine Mile Point Nuclear Station | NY | Oswego | 1 | ST | OP | 641.8 | 629.7 | 630 |  | 12 | 1969 | WAT BLQ: NUC; N Y: N; Y Y: Y |  | S |  | N | IPP Non-CHP | 2 |  | N | N | [17 empty] | N
13606 | Nine Mile Point Nuclear Sta LLC | 2589 | Nine Mile Point Nuclear Station | NY | Oswego | 2 | ST | OP | 1259.3 | 1143.5 | 1155 |  | 7 | 1987 | WAT BLQ: NUC; N Y: N; Y Y: Y |  | J |  | N | IPP Non-CHP | 2 |  | N | N | [17 empty] | N
13630 | North Carolina Mun Power Agny #1 | 56059 | High Point, Fairfield | NC | Guilford | 1 | IC | OP | 1.8 | 1.8 | 1.8 |  | 6 | 2002 | WAT BLQ: DFO; N Y: N; Y Y: N |  | S |  | N | Electric Utility | 1 |  | N | N | [17 empty] | N
13630 | North Carolina Mun Power Agny #1 | 56062 | Statesville, Highway 64 | NC | Iredell | 1 | IC | OP | 1.8 | 1.8 | 1.8 |  | 6 | 2002 | WAT BLQ: DFO; N Y: N; Y Y: N |  | S |  | N | Electric Utility | 1 |  | N | N | [17 empty] | N
13630 | North Carolina Mun Power Agny #1 | 56063 | Shelby, Toms Street | NC | Cleveland | 1 | IC | OP | 1.8 | 1.8 | 1.8 |  | 6 | 2002 | WAT BLQ: DFO; N Y: N; Y Y: N |  | S |  | N | Electric Utility | 1 |  | N | N | [17 empty] | N
13630 | North Carolina Mun Power Agny #1 | 56064 | Morganton, Parker Road | NC | Burke | 1 | IC | OP | 1.8 | 1.8 | 1.8 |  | 6 | 2002 | WAT BLQ: DFO; N Y: N; Y Y: N |  | S |  | N | Electric Utility | 1 |  | N | N | [17 empty] | N
13630 | North Carolina Mun Power Agny #1 | 56067 | Lexington Health Center | NC | Davidson | 1 | IC | OP | 1.8 | 1.8 | 1.8 |  | 6 | 2002 | WAT BLQ: DFO; N Y: N; Y Y: N |  | S |  | N | Electric Utility | 1 |  | N | N | [17 empty] | N
13630 | North Carolina Mun Power Agny #1 | 56260 | High Point, Pump Station Rd | NC | Guilford | Unit1 | IC | OP | 1.8 | 1.8 | 1.8 |  | 7 | 2005 | WAT BLQ: DFO; N Y: N; Y Y: N |  | S |  | N | Electric Utility | 1 |  | N | N | [17 empty] | N
13630 | North Carolina Mun Power Agny #1 | 56260 | High Point, Pump Station Rd | NC | Guilford | Unit2 | IC | OP | 1.8 | 1.8 | 1.8 |  | 7 | 2005 | WAT BLQ: DFO; N Y: N; Y Y: N |  | S |  | N | Electric Utility | 1 |  | N | N | [17 empty] | N
13630 | North Carolina Mun Power Agny #1 | 56261 | Lexington | NC | Davidson | Unit1 | IC | OP | 1.8 | 1.8 | 1.8 |  | 8 | 2005 | WAT BLQ: DFO; N Y: N; Y Y: N |  | S |  | N | Electric Utility | 1 |  | N | N | [17 empty] | N
13630 | North Carolina Mun Power Agny #1 | 56261 | Lexington | NC | Davidson | Unit2 | IC | OP | 1.8 | 1.8 | 1.8 |  | 8 | 2005 | WAT BLQ: DFO; N Y: N; Y Y: N |  | S |  | N | Electric Utility | 1 |  | N | N | [17 empty] | N
13630 | North Carolina Mun Power Agny #1 | 56262 | Gastonia, Tulip Drive | NC | Gaston | DG3 | IC | OP | 1.8 | 1.8 | 1.8 |  | 8 | 2005 | WAT BLQ: DFO; N Y: N; Y Y: N |  | W |  | N | Electric Utility | 1 |  |  | N
13630 | North Carolina Mun Power Agny #1 | 56262 | Gastonia, Tulip Drive | NC | Gaston | Unit1 | IC | OP | 1.8 | 1.8 | 1.8 |  | 8 | 2005 | WAT BLQ: DFO; N Y: N; Y Y: N |  | S |  | N | Electric Utility | 1 |  | N | N | [17 empty] | N
13630 | North Carolina Mun Power Agny #1 | 56262 | Gastonia, Tulip Drive | NC | Gaston | Unit2 | IC | OP | 1.8 | 1.8 | 1.8 |  | 8 | 2005 | WAT BLQ: DFO; N Y: N; Y Y: N |  | S |  | N | Electric Utility | 1 |  | N | N | [17 empty] | N
13630 | North Carolina Mun Power Agny #1 | 56263 | Albemarle Prime Power Park | NC | Stanly | Unit1 | IC | OP | 1.8 | 1.8 | 1.8 |  | 5 | 2006 | WAT BLQ: DFO; N Y: N; Y Y: N |  | S |  | N | Electric Utility | 1 |  | N | N
13630 | North Carolina Mun Power Agny #1 | 56263 | Albemarle Prime Power Park | NC | Stanly | Unit2 | IC | OP | 1.8 | 1.8 | 1.8 |  | 5 | 2006 | WAT BLQ: DFO; N Y: N; Y Y: N |  | S |  | N | Electric Utility | 1 |  | N | N
13630 | North Carolina Mun Power Agny #1 | 56339 | Albemarle Hospital Unit | NC | Stanly | 1 | IC | OP | 1.8 | 1.8 | 1.8 |  | 8 | 2006 | WAT BLQ: DFO; N Y: N; Y Y: N |  | S |  | N | Electric Utility | 1 |  |  | N
13630 | North Carolina Mun Power Agny #1 | 56340 | Cherryville City Hall | NC | Gaston | 1 | IC | OP | 1.8 | 1.8 | 1.8 |  | 8 | 2006 | WAT BLQ: DFO; N Y: N; Y Y: N |  | S |  | N | Electric Utility | 1 |  |  | N
13630 | North Carolina Mun Power Agny #1 | 56341 | Lincolnton High School | NC | Lincoln | 1 | IC | OP | 1.8 | 1.8 | 1.8 |  | 8 | 2006 | WAT BLQ: DFO; N Y: N; Y Y: N |  | S |  | N | Electric Utility | 1 |  |  | N
13630 | North Carolina Mun Power Agny #1 | 56342 | Maiden Community Center | NC | Catawba | 1 | IC | OP | 1.8 | 1.8 | 1.8 |  | 9 | 2006 | WAT BLQ: DFO; N Y: N; Y Y: N |  | S |  | N | Electric Utility | 1 |  |  | N
13630 | North Carolina Mun Power Agny #1 | 56343 | Monroe Middle School | NC | Union | 1 | IC | OP | 1.8 | 1.8 | 1.8 |  | 8 | 2006 | WAT BLQ: DFO; N Y: N; Y Y: N |  | S |  | N | Electric Utility | 1 |  |  | N
13630 | North Carolina Mun Power Agny #1 | 56344 | Morganton Station 5 | NC | Burke | 1 | IC | OP | 1.8 | 1.8 | 1.8 |  | 8 | 2006 | WAT BLQ: DFO; N Y: N; Y Y: N |  | S |  | N | Electric Utility | 1 |  |  | N
13630 | North Carolina Mun Power Agny #1 | 56345 | Pineville Delivery 1 | NC | Mecklenburg | 1 | IC | OP | 1.8 | 1.8 | 1.8 |  | 9 | 2006 | WAT BLQ: DFO; N Y: N; Y Y: N |  | S |  | N | Electric Utility | 1 |  |  | N
13630 | North Carolina Mun Power Agny #1 | 56546 | Cornelius Delivery No 1 | NC | Mecklenburg | 1 | IC | OP | 2.2 | 2 | 2 |  | 8 | 2007 | WAT BLQ: DFO; N Y: N; Y Y: N |  | S |  | N | Electric Utility | 1 |  |  | N | [17 empty] | N
13630 | North Carolina Mun Power Agny #1 | 56547 | Bostic Delivery No 2 | NC | Rutherford | 1 | IC | OP | 1 | 1 | 1 |  | 8 | 2007 | WAT BLQ: DFO; N Y: N; Y Y: N |  | S |  | N | Electric Utility | 1 |  |  | N | [17 empty] | N
13630 | North Carolina Mun Power Agny #1 | 56548 | Drexel Operations Center | NC | Burke | 1 | IC | OP | 2.2 | 2 | 2 |  | 8 | 2007 | WAT BLQ: DFO; N Y: N; Y Y: N |  | S |  | N | Electric Utility | 1 |  |  | N | [17 empty] | N
13630 | North Carolina Mun Power Agny #1 | 56549 | Granite Falls Walmart | NC | Caldwell | 1 | IC | OP | 2.2 | 2 | 2 |  | 8 | 2007 | WAT BLQ: DFO; N Y: N; Y Y: N |  | S |  | N | Electric Utility | 1 |  |  | N | [17 empty] | N
13630 | North Carolina Mun Power Agny #1 | 56550 | Huntersville Delivery No 2 | NC | Mecklenburg | 1 | IC | OP | 2.2 | 2 | 2 |  | 8 | 2007 | WAT BLQ: DFO; N Y: N; Y Y: N |  | S |  | N | Electric Utility | 1 |  |  | N | [17 empty] | N
13630 | North Carolina Mun Power Agny #1 | 56551 | Landis Delivery No 2 | NC | Rowan | 1 | IC | OP | 2.2 | 2 | 2 |  | 8 | 2007 | WAT BLQ: DFO; N Y: N; Y Y: N |  | S |  | N | Electric Utility | 1 |  |  | N | [17 empty] | N
13630 | North Carolina Mun Power Agny #1 | 56552 | Statesville Delivery No 3 | NC | Iredell | 1 | IC | OP | 2.2 | 2 | 2 |  | 8 | 2007 | WAT BLQ: DFO; N Y: N; Y Y: N |  | S |  | N | Electric Utility | 1 |  |  | N | [17 empty] | N
13630 | North Carolina Mun Power Agny #1 | 56954 | Gastonia Prime Power Park | NC | Gaston | 1 | IC | OP | 2.3 | 2 | 2 |  | 6 | 2008 | WAT BLQ: DFO; N Y: N; Y Y: N |  | S |  | N | Electric Utility | 1 |  |  | N | [17 empty] | N
13630 | North Carolina Mun Power Agny #1 | 56954 | Gastonia Prime Power Park | NC | Gaston | 2 | IC | OP | 2.3 | 2 | 2 |  | 6 | 2008 | WAT BLQ: DFO; N Y: N; Y Y: N |  | S |  | N | Electric Utility | 1 |  |  | N | [17 empty] | N
13630 | North Carolina Mun Power Agny #1 | 56954 | Gastonia Prime Power Park | NC | Gaston | 3 | IC | OP | 1.8 | 1.8 | 1.8 |  | 12 | 2012 | WAT BLQ: DFO; N Y: N; Y Y: N |  | S |  | N | Electric Utility | 1 |  |  | N | [17 empty] | N
13630 | North Carolina Mun Power Agny #1 | 56954 | Gastonia Prime Power Park | NC | Gaston | 4 | IC | OP | 1.8 | 1.8 | 1.8 |  | 12 | 2012 | WAT BLQ: DFO; N Y: N; Y Y: N |  | S |  | N | Electric Utility | 1 |  |  | N | [17 empty] | N
13630 | North Carolina Mun Power Agny #1 | 57196 | High Point, POLO | NC | Guilford | 1 | IC | OP | 1.8 | 1.8 | 1.8 |  | 11 | 2007 | WAT BLQ: DFO; N Y: N; Y Y: N |  | S |  | N | Electric Utility | 1 |  |  | N | [17 empty] | N
13630 | North Carolina Mun Power Agny #1 | 57505 | Monroe Generating Station | NC | Union | 1 | GT | OP | 15 | 12 | 15 |  | 4 | 2010 | WAT BLQ: NG; WAT BIT: DFO; N Y: Y; Y Y: N |  | S |  | N | Electric Utility | 1 |  | N | N
13630 | North Carolina Mun Power Agny #1 | 57505 | Monroe Generating Station | NC | Union | 2 | GT | OP | 15 | 12 | 15 |  | 4 | 2010 | WAT BLQ: NG; WAT BIT: DFO; N Y: Y; Y Y: N |  | S |  | N | Electric Utility | 1 |  |  | N
13642 | Nome Joint Utility Systems | 90 | Snake River | AK | Nome | 11 | IC | OS | 1.5 | 1.5 | 1.5 |  | 3 | 1988 | WAT BLQ: DFO; N Y: N; Y Y: Y |  | S |  | N | Electric Utility | 1 |  |  | N | [17 empty] | N
13642 | Nome Joint Utility Systems | 90 | Snake River | AK | Nome | 12 | IC | OP | 3.8 | 3.7 | 3.7 |  | 4 | 1991 | WAT BLQ: DFO; N Y: N; Y Y: Y |  | S |  | N | Electric Utility | 1 |  |  | N | [17 empty] | N
13642 | Nome Joint Utility Systems | 90 | Snake River | AK | Nome | 14 | IC | OP | 2 | 1.9 | 1.9 |  | 12 | 1999 | WAT BLQ: DFO; N Y: N; Y Y: Y |  | S |  | N | Electric Utility | 1 |  |  | N | [17 empty] | N
13642 | Nome Joint Utility Systems | 90 | Snake River | AK | Nome | 15 | IC | OP | 5.2 | 5.2 | 5.2 |  | 11 | 2007 | WAT BLQ: DFO; N Y: N; Y Y: Y |  | S |  | Y | Electric Utility | 1 | B |  | N | [17 empty] | N
13642 | Nome Joint Utility Systems | 90 | Snake River | AK | Nome | 16 | IC | OP | 5.2 | 5.2 | 5.2 |  | 11 | 2007 | WAT BLQ: DFO; N Y: N; Y Y: Y |  | S |  | Y | Electric Utility | 1 | B |  | N | [17 empty] | N
13642 | Nome Joint Utility Systems | 90 | Snake River | AK | Nome | 9 | IC | OS | 2.8 | 2.9 | 2.9 |  | 12 | 1985 | WAT BLQ: DFO; N Y: N; Y Y: Y |  | S |  | N | Electric Utility | 1 |  |  | N | [17 empty] | N
13657 | Norfork Southern Corp | 10302 | Juniata Locomotive Shop | PA | Blair | GEN1 | ST | OP | 2 | 0.4 | 0.5 |  | 8 | 1955 | WAT BLQ: BIT; N Y: N; Y Y: N |  | S |  | Y | Commercial CHP | 5 | T | N | N | [17 empty] | N | Y |  |  | Y |  |  | OTH
13657 | Norfork Southern Corp | 10302 | Juniata Locomotive Shop | PA | Blair | GEN2 | ST | OP | 2 | 0.3 | 0.7 |  | 8 | 1955 | WAT BLQ: BIT; N Y: N; Y Y: N |  | S |  | Y | Commercial CHP | 5 | T | N | N | [17 empty] | N | Y |  |  | Y |  |  | OTH
13681 | North Branch Water & Light Comm | 2002 | North Branch | MN | Chisago | 3 | IC | OP | 2.2 | 2 | 2 |  | 10 | 2003 | WAT BLQ: DFO; N Y: N; Y Y: Y |  | S |  | N | Electric Utility | 1 |  | N | N | [17 empty] | N
13681 | North Branch Water & Light Comm | 2002 | North Branch | MN | Chisago | 4 | IC | OP | 2.2 | 2 | 2 |  | 10 | 2003 | WAT BLQ: DFO; N Y: N; Y Y: Y |  | S |  | N | Electric Utility | 1 |  | N | N | [17 empty] | N
13681 | North Branch Water & Light Comm | 2002 | North Branch | MN | Chisago | 5 | IC | OP | 2.2 | 2 | 2 |  | 12 | 2011 | WAT BLQ: DFO; N Y: N; Y Y: Y |  | S |  | N | Electric Utility | 1 |  | N | N | [17 empty] | N
13681 | North Branch Water & Light Comm | 2002 | North Branch | MN | Chisago | 6 | IC | OP | 2.2 | 2 | 2 |  | 12 | 2011 | WAT BLQ: DFO; N Y: N; Y Y: Y |  | S |  | N | Electric Utility | 1 |  | N | N
13681 | North Branch Water & Light Comm | 2002 | North Branch | MN | Chisago | 7 | IC | OP | 2.2 | 2 | 2 |  | 12 | 2011 | WAT BLQ: DFO; N Y: N; Y Y: Y |  | S |  | N | Electric Utility | 1 |  | N | N
13683 | North Carolina El Member Corp | 2783 | Buxton | NC | Dare | 1A | IC | OP | 3 | 3 | 3 |  | 4 | 1991 | WAT BLQ: DFO; N Y: N; Y Y: Y |  | S |  | N | Electric Utility | 1 |  |  | N | [17 empty] | N
13683 | North Carolina El Member Corp | 2783 | Buxton | NC | Dare | 2A | IC | OP | 3 | 3 | 3 |  | 4 | 1991 | WAT BLQ: DFO; N Y: N; Y Y: Y |  | S |  | N | Electric Utility | 1 |  |  | N | [17 empty] | N
13683 | North Carolina El Member Corp | 2783 | Buxton | NC | Dare | 3A | IC | OP | 3 | 3 | 3 |  | 4 | 1991 | WAT BLQ: DFO; N Y: N; Y Y: Y |  | S |  | N | Electric Utility | 1 |  |  | N | [17 empty] | N
13683 | North Carolina El Member Corp | 2783 | Buxton | NC | Dare | 4A | IC | OP | 3 | 3 | 3 |  | 4 | 1991 | WAT BLQ: DFO; N Y: N; Y Y: Y |  | S |  | N | Electric Utility | 1 |  |  | N | [17 empty] | N
13683 | North Carolina El Member Corp | 2783 | Buxton | NC | Dare | 5A | IC | OP | 3 | 3 | 3 |  | 4 | 1991 | WAT BLQ: DFO; N Y: N; Y Y: Y |  | S |  | N | Electric Utility | 1 |  |  | N | [17 empty] | N
13683 | North Carolina El Member Corp | 6377 | Ocracoke | NC | Hyde | 1 | IC | OP | 3 | 3 | 3 |  | 4 | 1991 | WAT BLQ: DFO; N Y: N; Y Y: Y |  | S |  | N | Electric Utility | 1 |  |  | N | [17 empty] | N
13683 | North Carolina El Member Corp | 56249 | Anson County Generation Facility | NC | Anson | 1 | GT | OP | 57.3 | 56.5 | 61.1 |  | 6 | 2007 | WAT BLQ: NG; WAT BIT: DFO; N Y: Y; Y Y: Y |  | S |  | N | Electric Utility | 1 |  |  | N | [17 empty] | N
13683 | North Carolina El Member Corp | 56249 | Anson County Generation Facility | NC | Anson | 2 | GT | OP | 57.3 | 56.5 | 61.1 |  | 6 | 2007 | WAT BLQ: NG; WAT BIT: DFO; N Y: Y; Y Y: Y |  | S |  | N | Electric Utility | 1 |  |  | N | [17 empty] | N
13683 | North Carolina El Member Corp | 56249 | Anson County Generation Facility | NC | Anson | 3 | GT | OP | 57.3 | 56.5 | 61.1 |  | 6 | 2007 | WAT BLQ: NG; WAT BIT: DFO; N Y: Y; Y Y: Y |  | S |  | N | Electric Utility | 1 |  |  | N | [17 empty] | N
13683 | North Carolina El Member Corp | 56249 | Anson County Generation Facility | NC | Anson | 4 | GT | OP | 57.3 | 56.5 | 61.1 |  | 6 | 2007 | WAT BLQ: NG; WAT BIT: DFO; N Y: Y; Y Y: Y |  | S |  | N | Electric Utility | 1 |  |  | N | [17 empty] | N
13683 | North Carolina El Member Corp | 56249 | Anson County Generation Facility | NC | Anson | 5 | GT | OP | 57.3 | 56.5 | 61.1 |  | 6 | 2007 | WAT BLQ: NG; WAT BIT: DFO; N Y: Y; Y Y: Y |  | S |  | N | Electric Utility | 1 |  |  | N | [17 empty] | N
13683 | North Carolina El Member Corp | 56249 | Anson County Generation Facility | NC | Anson | 6 | GT | OP | 57.3 | 56.5 | 61.1 |  | 6 | 2007 | WAT BLQ: NG; WAT BIT: DFO; N Y: Y; Y Y: Y |  | S |  | N | Electric Utility | 1 |  |  | N | [17 empty] | N
13683 | North Carolina El Member Corp | 56292 | Hamlet Generating Facility | NC | Richmond | ES1 | GT | OP | 57.3 | 56.5 | 61.1 |  | 12 | 2007 | WAT BLQ: NG; WAT BIT: DFO; N Y: Y; Y Y: Y |  | S |  | N | Electric Utility | 1 |  |  | N | [17 empty] | N
13683 | North Carolina El Member Corp | 56292 | Hamlet Generating Facility | NC | Richmond | ES2 | GT | OP | 57.3 | 56.5 | 61.1 |  | 12 | 2007 | WAT BLQ: NG; WAT BIT: DFO; N Y: Y; Y Y: Y |  | S |  | N | Electric Utility | 1 |  |  | N | [17 empty] | N
13683 | North Carolina El Member Corp | 56292 | Hamlet Generating Facility | NC | Richmond | ES3 | GT | OP | 57.3 | 56.5 | 61.1 |  | 12 | 2007 | WAT BLQ: NG; WAT BIT: DFO; N Y: Y; Y Y: Y |  | S |  | N | Electric Utility | 1 |  |  | N | [17 empty] | N
13683 | North Carolina El Member Corp | 56292 | Hamlet Generating Facility | NC | Richmond | ES4 | GT | OP | 57.3 | 56.5 | 61.1 |  | 12 | 2007 | WAT BLQ: NG; WAT BIT: DFO; N Y: Y; Y Y: Y |  | S |  | N | Electric Utility | 1 |  |  | N | [17 empty] | N
13683 | North Carolina El Member Corp | 56292 | Hamlet Generating Facility | NC | Richmond | ES5 | GT | OP | 57.3 | 56.5 | 61.1 |  | 12 | 2007 | WAT BLQ: NG; WAT BIT: DFO; N Y: Y; Y Y: Y |  | S |  | N | Electric Utility | 1 |  |  | N | [17 empty] | N
13695 | North Carolina Power Holdings, LLC | 10380 | Elizabethtown Power LLC | NC | Bladen | GEN1 | ST | OS | 34.7 | 32 | 32 |  | 12 | 1985 | WAT BLQ: BIT; WAT BIT: TDF; N Y: Y; Y Y: Y | Y | S |  | Y | IPP CHP | 3 | B |  | N | [17 empty] | N |  |  | Y
13695 | North Carolina Power Holdings, LLC | 10382 | Lumberton | NC | Robeson | GEN1 | ST | OS | 34.7 | 32 | 32 |  | 12 | 1985 | WAT BLQ: BIT; WAT BIT: TDF; N Y: Y; Y Y: Y | Y | S |  | Y | IPP CHP | 3 | B | N | N | [17 empty] | N |  |  | Y |  |  |  | DFO
13697 | North Central Power Co Inc | 8013 | Winter | WI | Sawyer | IC 1 | IC | OP | 2.8 | 2.8 | 2.8 |  | 8 | 2002 | WAT BLQ: DFO; N Y: N; Y Y: N | Y | S |  | N | Electric Utility | 1 |  | N | N | [17 empty] | N
13697 | North Central Power Co Inc | 8013 | Winter | WI | Sawyer | IC 2 | IC | OP | 2.8 | 2.8 | 2.8 |  | 8 | 2002 | WAT BLQ: DFO; N Y: N; Y Y: N | Y | S |  | N | Electric Utility | 1 |  | N | N | [17 empty] | N
13718 | City of North Little Rock - (AR) | 7166 | Murray | AR | Pulaski | 1 | HY | OP | 22.7 | 21.2 | 21.2 |  | 10 | 1988 | WAT BLQ: WAT; N Y: N; Y Y: Y |  | S |  | N | Electric Utility | 1 |  | N | N | [17 empty] | N
13718 | City of North Little Rock - (AR) | 7166 | Murray | AR | Pulaski | 2 | HY | OP | 22.7 | 21.2 | 21.2 |  | 10 | 1988 | WAT BLQ: WAT; N Y: N; Y Y: Y |  | S |  | N | Electric Utility | 1 |  | N | N | [17 empty] | N
13727 | Northbrook New York LLC | 50512 | Glen Park Hydroelectric Project | NY | Jefferson | GEN1 | HY | OP | 14.5 | 14.5 | 14.5 |  | 10 | 1999 | WAT BLQ: WAT; N Y: N; Y Y: N |  | S |  | N | IPP Non-CHP | 2 |  | N | N | [17 empty] | N
13727 | Northbrook New York LLC | 50512 | Glen Park Hydroelectric Project | NY | Jefferson | GEN2 | HY | OP | 14.5 | 14.5 | 14.5 |  | 10 | 1999 | WAT BLQ: WAT; N Y: N; Y Y: N |  | S |  | N | IPP Non-CHP | 2 |  | N | N | [17 empty] | N
13727 | Northbrook New York LLC | 50512 | Glen Park Hydroelectric Project | NY | Jefferson | GEN3 | HY | OP | 3.6 | 3.6 | 3.6 |  | 10 | 1999 | WAT BLQ: WAT; N Y: N; Y Y: N |  | S |  | N | IPP Non-CHP | 2 |  | N | N | [17 empty] | N
13756 | Northern Indiana Pub Serv Co | 995 | Bailly | IN | Porter | 10 | GT | OP | 37.5 | 31 | 31 |  | 11 | 1968 | WAT BLQ: NG; N Y: N; Y Y: Y |  | S |  | N | Electric Utility | 1 |  |  | N | [17 empty] | N | N
13756 | Northern Indiana Pub Serv Co | 995 | Bailly | IN | Porter | 7 | ST | OP | 190.4 | 160 | 160 |  | 11 | 1962 | WAT BLQ: BIT; WAT BIT: NG; N Y: Y; Y Y: Y |  | S |  | N | Electric Utility | 1 |  |  | N | [17 empty] | N |  |  | Y |  |  |  | NG
13756 | Northern Indiana Pub Serv Co | 995 | Bailly | IN | Porter | 8 | ST | OP | 413.1 | 320 | 320 |  | 7 | 1968 | WAT BLQ: BIT; WAT BIT: NG; N Y: Y; Y Y: Y |  | S |  | N | Electric Utility | 1 |  |  | N | [17 empty] | N |  |  |  | Y |  |  | NG
13756 | Northern Indiana Pub Serv Co | 996 | Dean H Mitchell | IN | Lake | 9A | GT | OP | 16 | 17 | 17 |  | 12 | 1966 | WAT BLQ: NG; N Y: N; Y Y: Y |  | S |  | N | Electric Utility | 1 |  |  | Y | [12 empty] | N |  |  | 12 | 2013 | N
13756 | Northern Indiana Pub Serv Co | 997 | Michigan City | IN | La Porte | 12 | ST | OP | 540 | 469 | 469 |  | 5 | 1974 | SUB | BIT | NG |  |  |  | Y | Y |  | S |  | N | Electric Utility | 1 |  |  | N | [17 empty] | N |  |  |  | Y |  |  | NG
13756 | Northern Indiana Pub Serv Co | 998 | Norway | IN | White | 1 | HY | OP | 2 | 1.1 | 1.1 |  | 6 | 1923 | WAT BLQ: WAT; N Y: N; Y Y: Y |  | S | 0 | N | Electric Utility | 1 |  | N | N | [17 empty] | N
13756 | Northern Indiana Pub Serv Co | 998 | Norway | IN | White | 2 | HY | OP | 2 | 1.1 | 1.1 |  | 6 | 1923 | WAT BLQ: WAT; N Y: N; Y Y: Y |  | S | 0 | N | Electric Utility | 1 |  | N | N | [17 empty] | N
13756 | Northern Indiana Pub Serv Co | 998 | Norway | IN | White | 3 | HY | OP | 2 | 1.1 | 1.1 |  | 6 | 1923 | WAT BLQ: WAT; N Y: N; Y Y: Y |  | S | 0 | N | Electric Utility | 1 |  | N | N | [17 empty] | N
13756 | Northern Indiana Pub Serv Co | 998 | Norway | IN | White | 4 | HY | OP | 1.3 | 0.7 | 0.7 |  | 6 | 1923 | WAT BLQ: WAT; N Y: N; Y Y: Y |  | S | 0 | N | Electric Utility | 1 |  | N | N | [17 empty] | N
13756 | Northern Indiana Pub Serv Co | 999 | Oakdale | IN | Carroll | 1 | HY | OP | 4.3 | 2.9 | 2.9 |  | 11 | 1925 | WAT BLQ: WAT; N Y: N; Y Y: Y |  | S | 0 | N | Electric Utility | 1 |  | N | N | [17 empty] | N
13756 | Northern Indiana Pub Serv Co | 999 | Oakdale | IN | Carroll | 2 | HY | OP | 3.2 | 2.2 | 2.2 |  | 11 | 1925 | WAT BLQ: WAT; N Y: N; Y Y: Y |  | S | 0 | N | Electric Utility | 1 |  | N | N | [17 empty] | N
13756 | Northern Indiana Pub Serv Co | 999 | Oakdale | IN | Carroll | 3 | HY | OP | 4.3 | 0.9 | 0.9 |  | 11 | 1925 | WAT BLQ: WAT; N Y: N; Y Y: Y |  | S | 0 | N | Electric Utility | 1 |  | N | N | [17 empty] | N
13756 | Northern Indiana Pub Serv Co | 6085 | R M Schahfer | IN | Jasper | 14 | ST | OP | 540 | 431 | 431 |  | 12 | 1976 | WAT BLQ: SUB; WAT BIT: BIT; N Y: N; Y Y: Y |  | S |  | N | Electric Utility | 1 |  |  | N | [17 empty] | N |  |  |  | Y |  |  | NG
13756 | Northern Indiana Pub Serv Co | 6085 | R M Schahfer | IN | Jasper | 15 | ST | OP | 556.4 | 472 | 472 |  | 10 | 1979 | SUB | NG | BIT |  |  |  | Y | Y |  | S |  | N | Electric Utility | 1 |  |  | N | [17 empty] | N | Y |  | Y |  |  |  | NG
13756 | Northern Indiana Pub Serv Co | 6085 | R M Schahfer | IN | Jasper | 16A | GT | OP | 129 | 78 | 78 |  | 12 | 1979 | WAT BLQ: NG; N Y: N; Y Y: Y |  | S |  | N | Electric Utility | 1 |  |  | N | [17 empty] | N
13756 | Northern Indiana Pub Serv Co | 6085 | R M Schahfer | IN | Jasper | 16B | GT | OP | 129 | 77 | 77 |  | 12 | 1979 | WAT BLQ: NG; N Y: N; Y Y: Y |  | S |  | N | Electric Utility | 1 |  |  | N | [17 empty] | N
13756 | Northern Indiana Pub Serv Co | 6085 | R M Schahfer | IN | Jasper | 17 | ST | OP | 423.5 | 361 | 361 |  | 4 | 1983 | WAT BLQ: BIT; WAT BIT: NG; N Y: Y; Y Y: Y |  | S |  | N | Electric Utility | 1 |  |  | N | [17 empty] | N | Y |  | Y |  |  |  | NG
13756 | Northern Indiana Pub Serv Co | 6085 | R M Schahfer | IN | Jasper | 18 | ST | OP | 423.5 | 361 | 361 |  | 2 | 1986 | WAT BLQ: BIT; WAT BIT: NG; N Y: Y; Y Y: Y |  | S |  | N | Electric Utility | 1 |  |  | N | [17 empty] | N | Y |  | Y |  |  |  | NG
13756 | Northern Indiana Pub Serv Co | 55364 | Sugar Creek Power | IN | Vigo | CT01 | CT | OP | 159 | 150 | 162 |  | 7 | 2002 | WAT BLQ: NG; N Y: N; Y Y: Y | Y | S |  | N | Electric Utility | 1 |  |  | N | [17 empty] | N
13756 | Northern Indiana Pub Serv Co | 55364 | Sugar Creek Power | IN | Vigo | CT02 | CT | OP | 159 | 159 | 162 |  | 7 | 2002 | WAT BLQ: NG; N Y: N; Y Y: Y | Y | S |  | N | Electric Utility | 1 |  |  | N | [17 empty] | N
13756 | Northern Indiana Pub Serv Co | 55364 | Sugar Creek Power | IN | Vigo | ST1 | CA | OP | 237.3 | 220.7 | 223.1 |  | 6 | 2003 | WAT BLQ: NG; N Y: N; Y Y: Y | Y | S |  | N | Electric Utility | 1 |  | Y | N | [17 empty] | N
13763 | Northbrook Carolina Hydro LLC | 2735 | Turner Shoals | NC | Polk | 1 | HY | OP | 2.7 | 2.7 | 2.7 |  | 12 | 1996 | WAT BLQ: WAT; N Y: N; Y Y: Y |  | S |  | N | IPP Non-CHP | 2 |  | N | N | [17 empty] | N
13763 | Northbrook Carolina Hydro LLC | 2735 | Turner Shoals | NC | Polk | 2 | HY | OP | 2.7 | 2.7 | 2.7 |  | 12 | 1996 | WAT BLQ: WAT; N Y: N; Y Y: Y |  | S |  | N | IPP Non-CHP | 2 |  | N | N | [17 empty] | N
13763 | Northbrook Carolina Hydro LLC | 3253 | Boyds Mill Hydro | SC | Greenville | 1 | HY | OP | 0.7 | 0.7 | 0.7 |  | 12 | 1996 | WAT BLQ: WAT; N Y: N; Y Y: Y |  | S |  | N | IPP Non-CHP | 2 |  | N | N | [17 empty] | N
13763 | Northbrook Carolina Hydro LLC | 3253 | Boyds Mill Hydro | SC | Greenville | 2 | HY | OP | 0.7 | 0.7 | 0.7 |  | 12 | 1996 | WAT BLQ: WAT; N Y: N; Y Y: Y |  | S |  | N | IPP Non-CHP | 2 |  | N | N | [17 empty] | N
13763 | Northbrook Carolina Hydro LLC | 3261 | Hollidays Bridge Hydro | SC | Anderson | 1 | HY | OP | 1 | 1.2 | 1.2 |  | 12 | 1996 | WAT BLQ: WAT; N Y: N; Y Y: Y |  | S |  | N | IPP Non-CHP | 2 |  | N | N | [17 empty] | N
13763 | Northbrook Carolina Hydro LLC | 3261 | Hollidays Bridge Hydro | SC | Anderson | 2 | HY | OP | 1 | 1.2 | 1.2 |  | 12 | 1996 | WAT BLQ: WAT; N Y: N; Y Y: Y |  | S |  | N | IPP Non-CHP | 2 |  | N | N | [17 empty] | N
13763 | Northbrook Carolina Hydro LLC | 3261 | Hollidays Bridge Hydro | SC | Anderson | 3 | HY | OP | 1 | 1.2 | 1.2 |  | 12 | 1996 | WAT BLQ: WAT; N Y: N; Y Y: Y |  | S |  | N | IPP Non-CHP | 2 |  | N | N | [17 empty] | N
13763 | Northbrook Carolina Hydro LLC | 3261 | Hollidays Bridge Hydro | SC | Anderson | 4 | HY | OP | 1 | 1.2 | 1.2 |  | 12 | 1996 | WAT BLQ: WAT; N Y: N; Y Y: Y |  | S |  | N | IPP Non-CHP | 2 |  | N | N | [17 empty] | N
13763 | Northbrook Carolina Hydro LLC | 3267 | Saluda | SC | Greenville | 1 | HY | OP | 0.6 | 0.6 | 0.6 |  | 12 | 1996 | WAT BLQ: WAT; N Y: N; Y Y: Y |  | S |  | N | IPP Non-CHP | 2 |  | N | N
13763 | Northbrook Carolina Hydro LLC | 3267 | Saluda | SC | Greenville | 2 | HY | OP | 0.6 | 0.6 | 0.6 |  | 12 | 1996 | WAT BLQ: WAT; N Y: N; Y Y: Y |  | S |  | N | IPP Non-CHP | 2 |  | N | N
13763 | Northbrook Carolina Hydro LLC | 3267 | Saluda | SC | Greenville | 3 | HY | OP | 0.6 | 0.6 | 0.6 |  | 12 | 1996 | WAT BLQ: WAT; N Y: N; Y Y: Y |  | S |  | N | IPP Non-CHP | 2 |  | N | N
13763 | Northbrook Carolina Hydro LLC | 3267 | Saluda | SC | Greenville | 4 | HY | OP | 0.6 | 0.6 | 0.6 |  | 12 | 1996 | WAT BLQ: WAT; N Y: N; Y Y: Y |  | S |  | N | IPP Non-CHP | 2 |  | N | N
13765 | Northlake Energy | 54995 | Indiana Harbor E 5 AC Station | IN | Lake | 17TG | ST | OP | 81.9 | 75 | 75 |  | 5 | 1996 | WAT BLQ: BFG; WAT BIT: NG; N Y: Y; Y Y: N |  | W |  | Y | Industrial CHP | 7 | B | N | Y | 90 | 90 | 1 | 2013 | [13 empty] | N | [6 empty] | NG
13781 | Northern States Power Co - Minnesota | 1756 | Saxon Falls | MI | Gogebic | 1 | HY | OP | 0.8 | 0.5 | 0.5 |  | 1 | 1913 | WAT BLQ: WAT; N Y: N; Y Y: Y |  | S |  | N | Electric Utility | 1 |  | N | N | [17 empty] | N
13781 | Northern States Power Co - Minnesota | 1756 | Saxon Falls | MI | Gogebic | 2 | HY | OP | 0.8 | 0.5 | 0.6 |  | 1 | 1913 | WAT BLQ: WAT; N Y: N; Y Y: Y |  | S |  | N | Electric Utility | 1 |  | N | N | [17 empty] | N
13781 | Northern States Power Co - Minnesota | 1757 | Superior Falls | MI | Jackson | 1 | HY | OP | 0.7 | 0.5 | 0.6 |  | 1 | 1917 | WAT BLQ: WAT; N Y: N; Y Y: Y |  | S |  | N | Electric Utility | 1 |  | N | N | [17 empty] | N
13781 | Northern States Power Co - Minnesota | 1757 | Superior Falls | MI | Jackson | 2 | HY | OP | 0.7 | 0.5 | 0.6 |  | 1 | 1917 | WAT BLQ: WAT; N Y: N; Y Y: Y |  | S |  | N | Electric Utility | 1 |  | N | N | [17 empty] | N
13781 | Northern States Power Co - Minnesota | 1904 | Black Dog | MN | Dakota | 2 | CA | OP | 136.9 | 109 | 109 |  | 10 | 1954 | WAT BLQ: NG; N Y: N; Y Y: Y |  | S |  | N | Electric Utility | 1 |  | Y | N | [17 empty] | N
13781 | Northern States Power Co - Minnesota | 1904 | Black Dog | MN | Dakota | 3 | ST | OP | 113.6 | 79 | 79 |  | 7 | 1955 | SUB | NG | DFO |  |  |  | Y | Y |  | S |  | N | Electric Utility | 1 |  |  | Y | [12 empty] | N |  |  | 12 | 2015 | N | Y | [5 empty] | NG
13781 | Northern States Power Co - Minnesota | 1904 | Black Dog | MN | Dakota | 4 | ST | OP | 163.2 | 153 | 153 |  | 9 | 1960 | SUB | NG | DFO |  |  |  | Y | Y |  | S |  | N | Electric Utility | 1 |  |  | Y | [12 empty] | N |  |  | 12 | 2015 | N | Y | [5 empty] | NG
13781 | Northern States Power Co - Minnesota | 1904 | Black Dog | MN | Dakota | 5 | CT | OP | 187.9 | 161 | 189 |  | 6 | 2002 | WAT BLQ: NG; N Y: N; Y Y: Y |  | S |  | N | Electric Utility | 1 |  |  | N | [17 empty] | N
13781 | Northern States Power Co - Minnesota | 1910 | Granite City | MN | Benton | 1 | GT | OP | 18 | 13 | 16 |  | 5 | 1969 | WAT BLQ: NG; WAT BIT: DFO; N Y: Y; Y Y: Y |  | S |  | N | Electric Utility | 1 |  |  | N | [17 empty] | N
13781 | Northern States Power Co - Minnesota | 1910 | Granite City | MN | Benton | 2 | GT | OP | 18 | 13 | 16 |  | 5 | 1969 | WAT BLQ: NG; WAT BIT: DFO; N Y: Y; Y Y: Y |  | S |  | N | Electric Utility | 1 |  |  | N | [17 empty] | N
13781 | Northern States Power Co - Minnesota | 1910 | Granite City | MN | Benton | 3 | GT | OP | 18 | 13 | 16 |  | 5 | 1969 | WAT BLQ: NG; WAT BIT: DFO; N Y: Y; Y Y: Y |  | S |  | N | Electric Utility | 1 |  |  | N | [17 empty] | N
13781 | Northern States Power Co - Minnesota | 1910 | Granite City | MN | Benton | 4 | GT | OP | 18 | 13 | 16 |  | 5 | 1969 | WAT BLQ: NG; WAT BIT: DFO; N Y: Y; Y Y: Y |  | S |  | N | Electric Utility | 1 |  |  | N | [17 empty] | N
13781 | Northern States Power Co - Minnesota | 1911 | Hennepin Island | MN | Hennepin | 1 | HY | OP | 2.5 | 1.2 | 1.4 |  | 10 | 1954 | WAT BLQ: WAT; N Y: N; Y Y: Y |  | S |  | N | Electric Utility | 1 |  | N | N | [12 empty] | N |  |  |  |  | N
13781 | Northern States Power Co - Minnesota | 1911 | Hennepin Island | MN | Hennepin | 2 | HY | OP | 2.5 | 1.2 | 1.4 |  | 3 | 1955 | WAT BLQ: WAT; N Y: N; Y Y: Y |  | S |  | N | Electric Utility | 1 |  | N | N | [12 empty] | N |  |  |  |  | N
13781 | Northern States Power Co - Minnesota | 1911 | Hennepin Island | MN | Hennepin | 3 | HY | OP | 2.5 | 1.2 | 1.4 |  | 10 | 1955 | WAT BLQ: WAT; N Y: N; Y Y: Y |  | S |  | N | Electric Utility | 1 |  | N | N | [12 empty] | N |  |  |  |  | N
13781 | Northern States Power Co - Minnesota | 1911 | Hennepin Island | MN | Hennepin | 4 | HY | OP | 2.5 | 1.2 | 1.4 |  | 10 | 1954 | WAT BLQ: WAT; N Y: N; Y Y: Y |  | S |  | N | Electric Utility | 1 |  | N | N | [12 empty] | N |  |  |  |  | N
13781 | Northern States Power Co - Minnesota | 1911 | Hennepin Island | MN | Hennepin | 5 | HY | OP | 2.5 | 1.3 | 1.5 |  | 11 | 1955 | WAT BLQ: WAT; N Y: N; Y Y: Y |  | S |  | N | Electric Utility | 1 |  | N | Y | 0.4 | 0.4 | 7 | 2013 | [8 empty] | N |  |  |  |  | N
13781 | Northern States Power Co - Minnesota | 1912 | High Bridge | MN | Ramsey | 7 | CT | OP | 197 | 154 | 185 |  | 5 | 2008 | WAT BLQ: NG; N Y: N; Y Y: Y |  | S |  | N | Electric Utility | 1 |  |  | N | [17 empty] | N
13781 | Northern States Power Co - Minnesota | 1912 | High Bridge | MN | Ramsey | 8 | CT | OP | 197 | 154 | 185 |  | 5 | 2008 | WAT BLQ: NG; N Y: N; Y Y: Y |  | S |  | N | Electric Utility | 1 |  |  | N | [17 empty] | N
13781 | Northern States Power Co - Minnesota | 1912 | High Bridge | MN | Ramsey | 9 | CA | OP | 250 | 178 | 202 |  | 5 | 2008 | WAT BLQ: NG; N Y: N; Y Y: Y |  | S |  | N | Electric Utility | 1 |  | Y | N | [17 empty] | N
13781 | Northern States Power Co - Minnesota | 1913 | Inver Hills | MN | Dakota | 1 | GT | OP | 46.8 | 47 | 62 |  | 4 | 1972 | WAT BLQ: NG; WAT BIT: DFO; N Y: Y; Y Y: Y |  | S |  | N | Electric Utility | 1 |  |  | N | [17 empty] | N
13781 | Northern States Power Co - Minnesota | 1913 | Inver Hills | MN | Dakota | 2 | GT | OP | 46.8 | 47 | 62 |  | 4 | 1972 | WAT BLQ: NG; WAT BIT: DFO; N Y: Y; Y Y: Y |  | S |  | N | Electric Utility | 1 |  |  | N | [17 empty] | N
13781 | Northern States Power Co - Minnesota | 1913 | Inver Hills | MN | Dakota | 3 | GT | OP | 46.8 | 47 | 62 |  | 4 | 1972 | WAT BLQ: NG; WAT BIT: DFO; N Y: Y; Y Y: Y |  | S |  | N | Electric Utility | 1 |  |  | N | [17 empty] | N
13781 | Northern States Power Co - Minnesota | 1913 | Inver Hills | MN | Dakota | 4 | GT | OP | 46.8 | 47 | 62 |  | 4 | 1972 | WAT BLQ: NG; WAT BIT: DFO; N Y: Y; Y Y: Y |  | S |  | N | Electric Utility | 1 |  |  | N | [17 empty] | N
13781 | Northern States Power Co - Minnesota | 1913 | Inver Hills | MN | Dakota | 5 | GT | OP | 46.8 | 47 | 61 |  | 4 | 1972 | WAT BLQ: NG; WAT BIT: DFO; N Y: Y; Y Y: Y |  | S |  | N | Electric Utility | 1 |  |  | N | [17 empty] | N
13781 | Northern States Power Co - Minnesota | 1913 | Inver Hills | MN | Dakota | 6 | GT | OP | 48.6 | 47 | 62 |  | 4 | 1972 | WAT BLQ: NG; WAT BIT: DFO; N Y: Y; Y Y: Y |  | S |  | N | Electric Utility | 1 |  |  | N | [17 empty] | N
13781 | Northern States Power Co - Minnesota | 1913 | Inver Hills | MN | Dakota | 7 | GT | SB | 1.8 | 1.8 | 1.8 |  | 6 | 1997 | WAT BLQ: DFO; N Y: N; Y Y: Y | Y | S |  | N | Electric Utility | 1 |  |  | N | [17 empty] | N
13781 | Northern States Power Co - Minnesota | 1913 | Inver Hills | MN | Dakota | 8 | GT | SB | 1.8 | 1.8 | 1.8 |  | 6 | 1997 | WAT BLQ: DFO; N Y: N; Y Y: Y | Y | S |  | N | Electric Utility | 1 |  |  | N | [17 empty] | N
13781 | Northern States Power Co - Minnesota | 1914 | Key City | MN | Blue Earth | 1 | GT | OP | 18 | 8 | 9 |  | 5 | 1970 | WAT BLQ: NG; WAT BIT: DFO; N Y: Y; Y Y: Y |  | S |  | N | Electric Utility | 1 |  |  | Y | [12 empty] | N |  |  | 10 | 2017 | N
13781 | Northern States Power Co - Minnesota | 1914 | Key City | MN | Blue Earth | 2 | GT | OA | 18 | 8 | 9 |  | 5 | 1970 | WAT BLQ: NG; WAT BIT: DFO; N Y: Y; Y Y: Y |  | S |  | N | Electric Utility | 1 |  |  | Y | [12 empty] | N |  |  | 10 | 2017 | N
13781 | Northern States Power Co - Minnesota | 1914 | Key City | MN | Blue Earth | 3 | GT | OP | 18 | 13 | 16 |  | 5 | 1970 | WAT BLQ: NG; WAT BIT: DFO; N Y: Y; Y Y: Y |  | S |  | N | Electric Utility | 1 |  |  | Y | [12 empty] | N |  |  | 10 | 2017 | N
13781 | Northern States Power Co - Minnesota | 1914 | Key City | MN | Blue Earth | 4 | GT | OP | 18 | 13 | 16 |  | 5 | 1970 | WAT BLQ: NG; WAT BIT: DFO; N Y: Y; Y Y: Y |  | S |  | N | Electric Utility | 1 |  |  | Y | [12 empty] | N |  |  | 10 | 2017 | N
13781 | Northern States Power Co - Minnesota | 1915 | Allen S King | MN | Washington | 1 | ST | OP | 598.4 | 511 | 511 |  | 3 | 1958 | WAT BLQ: SUB; N Y: N; Y Y: Y |  | S |  | N | Electric Utility | 1 |  |  | N | [17 empty] | N | N |  |  | Y |  |  | NG | DFO
13781 | Northern States Power Co - Minnesota | 1922 | Monticello | MN | Wright | 1 | ST | OP | 685 | 554 | 581 |  | 6 | 1971 | WAT BLQ: NUC; N Y: N; Y Y: Y |  | S |  | N | Electric Utility | 1 |  |  | Y | 60 | 60 | 8 | 2013 | [8 empty] | N |  |  |  |  | N
13781 | Northern States Power Co - Minnesota | 1925 | Prairie Island | MN | Goodhue | 1 | ST | OP | 593.1 | 521 | 546 |  | 2 | 1974 | WAT BLQ: NUC; N Y: N; Y Y: Y |  | S |  | N | Electric Utility | 1 |  |  | N | [12 empty] | N |  |  |  |  | N
13781 | Northern States Power Co - Minnesota | 1925 | Prairie Island | MN | Goodhue | 2 | ST | OP | 593.1 | 519 | 546 |  | 10 | 1974 | WAT BLQ: NUC; N Y: N; Y Y: Y |  | S |  | N | Electric Utility | 1 |  |  | N | [12 empty] | N |  |  |  |  | N
13781 | Northern States Power Co - Minnesota | 1926 | Red Wing | MN | Goodhue | 1 | ST | OP | 11.5 | 9 | 9 |  | 10 | 1949 | MSW | NG | WDS |  |  |  | Y | Y |  | S |  | N | Electric Utility | 1 |  |  | N | [17 empty] | N | [6 empty] | NG
13781 | Northern States Power Co - Minnesota | 1926 | Red Wing | MN | Goodhue | 2 | ST | OP | 11.5 | 9 | 9 |  | 11 | 1949 | MSW | NG | WDS |  |  |  | Y | Y |  | S |  | N | Electric Utility | 1 |  |  | N | [17 empty] | N | [6 empty] | NG
13781 | Northern States Power Co - Minnesota | 1927 | Riverside | MN | Hennepin | 10 | CT | OP | 210.6 | 155 | 164 |  | 5 | 2009 | WAT BLQ: NG; N Y: N; Y Y: Y |  | S |  | N | Electric Utility | 1 |  |  | N | [17 empty] | N
13781 | Northern States Power Co - Minnesota | 1927 | Riverside | MN | Hennepin | 9 | CT | OP | 210.6 | 155 | 164 |  | 5 | 2009 | WAT BLQ: NG; N Y: N; Y Y: Y |  | S |  | N | Electric Utility | 1 |  |  | N | [17 empty] | N
13781 | Northern States Power Co - Minnesota | 1927 | Riverside | MN | Hennepin | ST7 | CA | OP | 164.7 | 160 | 158 |  | 4 | 1987 | WAT BLQ: NG; N Y: N; Y Y: Y |  | S |  | N | Electric Utility | 1 |  | N | N | [17 empty] | N | N
13781 | Northern States Power Co - Minnesota | 1934 | Wilmarth | MN | Blue Earth | 1 | ST | OP | 12.5 | 9 | 9 |  | 9 | 1948 | WAT BLQ: MSW; WAT BIT: NG; N Y: Y; Y Y: Y |  | S |  | N | Electric Utility | 1 |  |  | N | [17 empty] | N | [6 empty] | NG
13781 | Northern States Power Co - Minnesota | 1934 | Wilmarth | MN | Blue Earth | 2 | ST | OP | 12.5 | 9 | 9 |  | 3 | 1951 | WAT BLQ: MSW; WAT BIT: NG; N Y: Y; Y Y: Y |  | S |  | N | Electric Utility | 1 |  |  | N | [17 empty] | N | [6 empty] | NG
13781 | Northern States Power Co - Minnesota | 3982 | Bay Front | WI | Ashland | 4 | ST | OP | 20 | 15 | 15 |  | 1 | 1949 | WDS | TDF | SUB | NG |  |  | Y | Y |  | S |  | N | Electric Utility | 1 |  |  | N | [12 empty] | N |  |  |  |  | N | N |  | N |  |  |  | NG
13781 | Northern States Power Co - Minnesota | 3982 | Bay Front | WI | Ashland | 5 | ST | OP | 20 | 18 | 18 |  | 1 | 1952 | WDS | TDF | SUB | NG | BIT |  | Y | Y |  | S |  | N | Electric Utility | 1 |  |  | N | [12 empty] | N |  |  |  |  | N | N |  | N |  |  |  | NG
13781 | Northern States Power Co - Minnesota | 3982 | Bay Front | WI | Ashland | 6 | ST | OP | 27.2 | 23 | 23 |  | 1 | 1957 | WAT BLQ: SUB; WAT BIT: NG; N Y: Y; Y Y: Y |  | S |  | N | Electric Utility | 1 |  |  | N | [12 empty] | N |  |  |  |  | N | N |  | Y |  |  |  | NG
13781 | Northern States Power Co - Minnesota | 3983 | Big Falls | WI | Rusk | 1 | HY | OP | 2.6 | 1.5 | 1.4 |  | 1 | 1922 | WAT BLQ: WAT; N Y: N; Y Y: Y |  | S |  | N | Electric Utility | 1 |  | N | N | [12 empty] | N |  |  |  |  | N
13781 | Northern States Power Co - Minnesota | 3983 | Big Falls | WI | Rusk | 2 | HY | OP | 2.6 | 1.1 | 1 |  | 1 | 1922 | WAT BLQ: WAT; N Y: N; Y Y: Y |  | S |  | N | Electric Utility | 1 |  | N | Y | 0.4 | 0.4 | 6 | 2013 | [8 empty] | N |  |  |  |  | N
13781 | Northern States Power Co - Minnesota | 3983 | Big Falls | WI | Rusk | 3 | HY | OP | 2.5 | 1.1 | 1 |  | 9 | 1993 | WAT BLQ: WAT; N Y: N; Y Y: Y |  | S |  | N | Electric Utility | 1 |  | N | Y | 0.4 | 0.4 | 6 | 2017 | [8 empty] | N |  |  |  |  | N
13781 | Northern States Power Co - Minnesota | 3984 | Northern States Flambeau | WI | PRICE | 1 | GT | OP | 16.3 | 12 | 16 |  | 1 | 1969 | WAT BLQ: NG; WAT BIT: DFO; N Y: Y; Y Y: Y |  | S |  | N | Electric Utility | 1 |  |  | N
13781 | Northern States Power Co - Minnesota | 3986 | Ladysmith | WI | Rusk | 1 | HY | OP | 0.9 | 0.3 | 0.3 |  | 1 | 1940 | WAT BLQ: WAT; N Y: N; Y Y: Y |  | S |  | N | Electric Utility | 1 |  | N | N | [17 empty] | N
13781 | Northern States Power Co - Minnesota | 3986 | Ladysmith | WI | Rusk | 2 | HY | OP | 0.9 | 0.3 | 0.2 |  | 1 | 1940 | WAT BLQ: WAT; N Y: N; Y Y: Y |  | S |  | N | Electric Utility | 1 |  | N | N | [17 empty] | N
13781 | Northern States Power Co - Minnesota | 3986 | Ladysmith | WI | Rusk | 3 | HY | OP | 1.6 | 0.4 | 0.3 |  | 11 | 1983 | WAT BLQ: WAT; N Y: N; Y Y: Y |  | S |  | N | Electric Utility | 1 |  | N | N | [17 empty] | N
13781 | Northern States Power Co - Minnesota | 3988 | Thornapple | WI | Rusk | 1 | HY | OP | 0.7 | 0.4 | 0.4 |  | 1 | 1927 | WAT BLQ: WAT; N Y: N; Y Y: Y |  | S |  | N | Electric Utility | 1 |  | N | N | [17 empty] | N
13781 | Northern States Power Co - Minnesota | 3988 | Thornapple | WI | Rusk | 2 | HY | OP | 0.7 | 0.4 | 0.4 |  | 1 | 1929 | WAT BLQ: WAT; N Y: N; Y Y: Y |  | S |  | N | Electric Utility | 1 |  | N | N | [17 empty] | N
13781 | Northern States Power Co - Minnesota | 3989 | White River | WI | Ashland | 1 | HY | OP | 0.5 | 0.2 | 0.2 |  | 1 | 1907 | WAT BLQ: WAT; N Y: N; Y Y: Y |  | S |  | N | Electric Utility | 1 |  | N | N | [17 empty] | N
13781 | Northern States Power Co - Minnesota | 3989 | White River | WI | Ashland | 2 | HY | OP | 0.5 | 0.2 | 0.2 |  | 1 | 1907 | WAT BLQ: WAT; N Y: N; Y Y: Y |  | S |  | N | Electric Utility | 1 |  | N | N | [17 empty] | N
13781 | Northern States Power Co - Minnesota | 3998 | Cedar Falls | WI | Dunn | 1 | HY | OP | 2 | 1.3 | 1.2 |  | 1 | 1915 | WAT BLQ: WAT; N Y: N; Y Y: Y |  | S |  | N | Electric Utility | 1 |  | N | N | [17 empty] | N
13781 | Northern States Power Co - Minnesota | 3998 | Cedar Falls | WI | Dunn | 2 | HY | OP | 2 | 1.1 | 1.1 |  | 1 | 1911 | WAT BLQ: WAT; N Y: N; Y Y: Y |  | S |  | N | Electric Utility | 1 |  | N | N | [17 empty] | N
13781 | Northern States Power Co - Minnesota | 3998 | Cedar Falls | WI | Dunn | 3 | HY | OP | 2 | 1.2 | 1.1 |  | 1 | 1910 | WAT BLQ: WAT; N Y: N; Y Y: Y |  | S |  | N | Electric Utility | 1 |  | N | N | [17 empty] | N
13781 | Northern States Power Co - Minnesota | 4000 | Chippewa Falls | WI | Chippewa | 1 | HY | OP | 3.6 | 1.9 | 1.9 |  | 1 | 1928 | WAT BLQ: WAT; N Y: N; Y Y: Y |  | S |  | N | Electric Utility | 1 |  | N | N | [17 empty] | N
13781 | Northern States Power Co - Minnesota | 4000 | Chippewa Falls | WI | Chippewa | 2 | HY | OP | 3.6 | 2.1 | 2.1 |  | 1 | 1928 | WAT BLQ: WAT; N Y: N; Y Y: Y |  | S |  | N | Electric Utility | 1 |  | N | N | [17 empty] | N
13781 | Northern States Power Co - Minnesota | 4000 | Chippewa Falls | WI | Chippewa | 3 | HY | OP | 3.6 | 2 | 2 |  | 1 | 1928 | WAT BLQ: WAT; N Y: N; Y Y: Y |  | S |  | N | Electric Utility | 1 |  | N | N | [17 empty] | N
13781 | Northern States Power Co - Minnesota | 4000 | Chippewa Falls | WI | Chippewa | 4 | HY | OP | 3.6 | 2 | 2 |  | 1 | 1928 | WAT BLQ: WAT; N Y: N; Y Y: Y |  | S |  | N | Electric Utility | 1 |  | N | N | [17 empty] | N
13781 | Northern States Power Co - Minnesota | 4000 | Chippewa Falls | WI | Chippewa | 5 | HY | OP | 3.6 | 2 | 2 |  | 1 | 1928 | WAT BLQ: WAT; N Y: N; Y Y: Y |  | S |  | N | Electric Utility | 1 |  | N | N | [17 empty] | N
13781 | Northern States Power Co - Minnesota | 4000 | Chippewa Falls | WI | Chippewa | 6 | HY | OP | 3.6 | 2.1 | 2.1 |  | 1 | 1928 | WAT BLQ: WAT; N Y: N; Y Y: Y |  | S |  | N | Electric Utility | 1 |  | N | N | [17 empty] | N
13781 | Northern States Power Co - Minnesota | 4002 | Dells | WI | Eau Claire | 1 | HY | OP | 2.9 | 1.9 | 1.9 |  | 1 | 1923 | WAT BLQ: WAT; N Y: N; Y Y: Y |  | S |  | N | Electric Utility | 1 |  | N | N | [17 empty] | N
13781 | Northern States Power Co - Minnesota | 4002 | Dells | WI | Eau Claire | 2 | HY | OP | 2.6 | 1.5 | 1.5 |  | 1 | 1924 | WAT BLQ: WAT; N Y: N; Y Y: Y |  | S |  | N | Electric Utility | 1 |  | N | N | [17 empty] | N
13781 | Northern States Power Co - Minnesota | 4002 | Dells | WI | Eau Claire | 3 | HY | OP | 2.6 | 1.5 | 1.5 |  | 1 | 1924 | WAT BLQ: WAT; N Y: N; Y Y: Y |  | S |  | N | Electric Utility | 1 |  | N | N | [17 empty] | N
13781 | Northern States Power Co - Minnesota | 4002 | Dells | WI | Eau Claire | 4 | HY | OP | 2.6 | 1.5 | 1.5 |  | 1 | 1924 | WAT BLQ: WAT; N Y: N; Y Y: Y |  | S |  | N | Electric Utility | 1 |  | N | N | [17 empty] | N
13781 | Northern States Power Co - Minnesota | 4002 | Dells | WI | Eau Claire | 5 | HY | OP | 1.6 | 0.9 | 0.9 |  | 1 | 1924 | WAT BLQ: WAT; N Y: N; Y Y: Y |  | S |  | N | Electric Utility | 1 |  | N | N | [17 empty] | N
13781 | Northern States Power Co - Minnesota | 4005 | French Island | WI | La Crosse | 1 | ST | OP | 15.2 | 9 | 9 |  | 1 | 1940 | WDS | MSW | NG |  |  |  | Y | Y |  | S |  | N | Electric Utility | 1 |  |  | N | [17 empty] | N |  | N | N |  |  |  | NG
13781 | Northern States Power Co - Minnesota | 4005 | French Island | WI | La Crosse | 2 | ST | OP | 15.2 | 8 | 8 |  | 1 | 1948 | WDS | MSW | NG |  |  |  | Y | Y |  | S |  | N | Electric Utility | 1 |  |  | N | [17 empty] | N |  | N | N |  |  |  | NG
13781 | Northern States Power Co - Minnesota | 4005 | French Island | WI | La Crosse | 3 | GT | OS | 78.8 | 61 | 81 |  | 9 | 1974 | WAT BLQ: DFO; N Y: N; Y Y: Y |  | S |  | N | Electric Utility | 1 |  |  | N | [17 empty] | N |  |  | N
13781 | Northern States Power Co - Minnesota | 4005 | French Island | WI | La Crosse | 4 | GT | OP | 78.8 | 61 | 81 |  | 11 | 1974 | WAT BLQ: DFO; N Y: N; Y Y: Y |  | S |  | N | Electric Utility | 1 |  |  | N | [17 empty] | N
13781 | Northern States Power Co - Minnesota | 4007 | Holcombe | WI | Chippewa | 1 | HY | OP | 11.3 | 7.3 | 7.3 |  | 1 | 1950 | WAT BLQ: WAT; N Y: N; Y Y: Y |  | S |  | N | Electric Utility | 1 |  | N | Y | 1.8 | 1.8 | 12 | 2016 | [8 empty] | N |  |  |  |  | N
13781 | Northern States Power Co - Minnesota | 4007 | Holcombe | WI | Chippewa | 2 | HY | OP | 11.3 | 7.3 | 7.3 |  | 1 | 1950 | WAT BLQ: WAT; N Y: N; Y Y: Y |  | S |  | N | Electric Utility | 1 |  | N | N | [12 empty] | N |  |  |  |  | N
13781 | Northern States Power Co - Minnesota | 4007 | Holcombe | WI | Chippewa | 3 | HY | OP | 11.3 | 7.3 | 7.3 |  | 1 | 1950 | WAT BLQ: WAT; N Y: N; Y Y: Y |  | S |  | N | Electric Utility | 1 |  | N | N | [12 empty] | N |  |  |  |  | N
13781 | Northern States Power Co - Minnesota | 4008 | Jim Falls | WI | Chippewa | 1 | HY | OP | 29.6 | 12.3 | 12.3 |  | 8 | 1988 | WAT BLQ: WAT; N Y: N; Y Y: Y |  | S |  | N | Electric Utility | 1 |  | N | N | [17 empty] | N
13781 | Northern States Power Co - Minnesota | 4008 | Jim Falls | WI | Chippewa | 2 | HY | OP | 29.6 | 12.5 | 12.5 |  | 8 | 1988 | WAT BLQ: WAT; N Y: N; Y Y: Y |  | S |  | N | Electric Utility | 1 |  | N | N | [17 empty] | N
13781 | Northern States Power Co - Minnesota | 4008 | Jim Falls | WI | Chippewa | 4 | HY | OP | 0.6 | 0.2 | 0.2 |  | 7 | 1988 | WAT BLQ: WAT; N Y: N; Y Y: Y |  | S |  | N | Electric Utility | 1 |  | N | N | [17 empty] | N
13781 | Northern States Power Co - Minnesota | 4009 | Menomonie | WI | Dunn | 1 | HY | OP | 2.7 | 1.1 | 1.2 |  | 1 | 1958 | WAT BLQ: WAT; N Y: N; Y Y: Y |  | S |  | N | Electric Utility | 1 |  | N | [18 empty] | N
13781 | Northern States Power Co - Minnesota | 4009 | Menomonie | WI | Dunn | 2 | HY | OP | 2.7 | 1.1 | 1.2 |  | 1 | 1958 | WAT BLQ: WAT; N Y: N; Y Y: Y |  | S |  | N | Electric Utility | 1 |  | N | Y | 0.1 | 0.1 | 8 | 2013 | [8 empty] | N |  |  |  |  | N
13781 | Northern States Power Co - Minnesota | 4011 | St Croix Falls | WI | Polk | 1 | HY | OP | 2.5 | 1.8 | 1.4 |  | 1 | 1917 | WAT BLQ: WAT; N Y: N; Y Y: Y |  | S |  | N | Electric Utility | 1 |  | N | N | [12 empty] | N |  |  |  |  | N
13781 | Northern States Power Co - Minnesota | 4011 | St Croix Falls | WI | Polk | 2 | HY | OP | 2.5 | 1.8 | 1.4 |  | 1 | 1917 | WAT BLQ: WAT; N Y: N; Y Y: Y |  | S |  | N | Electric Utility | 1 |  | N | N | [12 empty] | N |  |  |  |  | N
13781 | Northern States Power Co - Minnesota | 4011 | St Croix Falls | WI | Polk | 3 | HY | OP | 2.5 | 1.9 | 1.5 |  | 1 | 1917 | WAT BLQ: WAT; N Y: N; Y Y: Y |  | S |  | N | Electric Utility | 1 |  | N | N | [17 empty] | N
13781 | Northern States Power Co - Minnesota | 4011 | St Croix Falls | WI | Polk | 4 | HY | OP | 2.5 | 1.9 | 1.5 |  | 1 | 1917 | WAT BLQ: WAT; N Y: N; Y Y: Y |  | S |  | N | Electric Utility | 1 |  | N | N | [17 empty] | N
13781 | Northern States Power Co - Minnesota | 4011 | St Croix Falls | WI | Polk | 5 | HY | OP | 3.4 | 2 | 1.6 |  | 1 | 1910 | WAT BLQ: WAT; N Y: N; Y Y: Y |  | S |  | N | Electric Utility | 1 |  | N | N | [17 empty] | N
13781 | Northern States Power Co - Minnesota | 4011 | St Croix Falls | WI | Polk | 6 | HY | OP | 3.4 | 1.9 | 1.5 |  | 1 | 1910 | WAT BLQ: WAT; N Y: N; Y Y: Y |  | S |  | N | Electric Utility | 1 |  | N | N | [17 empty] | N
13781 | Northern States Power Co - Minnesota | 4011 | St Croix Falls | WI | Polk | 7 | HY | OP | 3.2 | 2 | 1.6 |  | 1 | 1923 | WAT BLQ: WAT; N Y: N; Y Y: Y |  | S |  | N | Electric Utility | 1 |  | N | N | [17 empty] | N
13781 | Northern States Power Co - Minnesota | 4011 | St Croix Falls | WI | Polk | 8 | HY | OP | 3.2 | 1.9 | 1.5 |  | 1 | 1923 | WAT BLQ: WAT; N Y: N; Y Y: Y |  | S |  | N | Electric Utility | 1 |  | N | N | [17 empty] | N
13781 | Northern States Power Co - Minnesota | 4012 | Trego | WI | Washburn | 1 | HY | OP | 0.7 | 0.4 | 0.4 |  | 1 | 1927 | WAT BLQ: WAT; N Y: N; Y Y: Y |  | S |  | N | Electric Utility | 1 |  | N | N | [17 empty] | N
13781 | Northern States Power Co - Minnesota | 4012 | Trego | WI | Washburn | 2 | HY | OP | 0.5 | 0.3 | 0.3 |  | 1 | 1927 | WAT BLQ: WAT; N Y: N; Y Y: Y |  | S |  | N | Electric Utility | 1 |  | N | N | [17 empty] | N
13781 | Northern States Power Co - Minnesota | 4014 | Wheaton | WI | Chippewa | 1 | GT | OP | 48.5 | 44 | 56 |  | 1 | 1973 | WAT BLQ: NG; WAT BIT: DFO; N Y: Y; Y Y: Y |  | S |  | N | Electric Utility | 1 |  |  | N | [17 empty] | N
13781 | Northern States Power Co - Minnesota | 4014 | Wheaton | WI | Chippewa | 2 | GT | OP | 48.5 | 55 | 70 |  | 4 | 1973 | WAT BLQ: NG; WAT BIT: DFO; N Y: Y; Y Y: Y |  | S |  | N | Electric Utility | 1 |  |  | N | [17 empty] | N
13781 | Northern States Power Co - Minnesota | 4014 | Wheaton | WI | Chippewa | 3 | GT | OP | 48.5 | 44 | 56 |  | 4 | 1973 | WAT BLQ: NG; WAT BIT: DFO; N Y: Y; Y Y: Y |  | S |  | N | Electric Utility | 1 |  |  | N | [17 empty] | N
13781 | Northern States Power Co - Minnesota | 4014 | Wheaton | WI | Chippewa | 4 | GT | OP | 48.5 | 47 | 61 |  | 4 | 1973 | WAT BLQ: NG; WAT BIT: DFO; N Y: Y; Y Y: Y |  | S |  | N | Electric Utility | 1 |  |  | N | [17 empty] | N
13781 | Northern States Power Co - Minnesota | 4014 | Wheaton | WI | Chippewa | 5 | GT | OP | 53.1 | 52 | 70 |  | 6 | 1973 | WAT BLQ: DFO; N Y: N; Y Y: Y |  | S |  | N | Electric Utility | 1 |  |  | N | [17 empty] | N
13781 | Northern States Power Co - Minnesota | 4014 | Wheaton | WI | Chippewa | 6 | GT | OP | 53.1 | 48 | 70 |  | 6 | 1973 | WAT BLQ: DFO; N Y: N; Y Y: Y |  | S |  | N | Electric Utility | 1 |  |  | N | [17 empty] | N
13781 | Northern States Power Co - Minnesota | 4015 | Wissota | WI | Chippewa | 1 | HY | OP | 6 | 3 | 3 |  | 1 | 1917 | WAT BLQ: WAT; N Y: N; Y Y: Y |  | S |  | N | Electric Utility | 1 |  | N | Y | 1.8 | 1.8 | 12 | 2013 | [8 empty] | N |  |  |  |  | N
13781 | Northern States Power Co - Minnesota | 4015 | Wissota | WI | Chippewa | 2 | HY | OP | 6 | 3.1 | 3.1 |  | 1 | 1917 | WAT BLQ: WAT; N Y: N; Y Y: Y |  | S |  | N | Electric Utility | 1 |  | N | N | [12 empty] | N |  |  |  |  | N
13781 | Northern States Power Co - Minnesota | 4015 | Wissota | WI | Chippewa | 3 | HY | OP | 6 | 3 | 3 |  | 1 | 1917 | WAT BLQ: WAT; N Y: N; Y Y: Y |  | S |  | N | Electric Utility | 1 |  | N | N | [12 empty] | N |  |  |  |  | N
13781 | Northern States Power Co - Minnesota | 4015 | Wissota | WI | Chippewa | 4 | HY | OP | 6 | 4.8 | 4.8 |  | 1 | 1917 | WAT BLQ: WAT; N Y: N; Y Y: Y |  | S |  | N | Electric Utility | 1 |  | N | N | [12 empty] | N |  |  |  |  | N
13781 | Northern States Power Co - Minnesota | 4015 | Wissota | WI | Chippewa | 5 | HY | OP | 6 | 2.9 | 2.9 |  | 1 | 1917 | WAT BLQ: WAT; N Y: N; Y Y: Y |  | S |  | N | Electric Utility | 1 |  | N | N | [17 empty] | N
13781 | Northern States Power Co - Minnesota | 4015 | Wissota | WI | Chippewa | 6 | HY | OP | 6 | 3 | 3 |  | 1 | 1917 | WAT BLQ: WAT; N Y: N; Y Y: Y |  | S |  | N | Electric Utility | 1 |  | N | N | [17 empty] | N
13781 | Northern States Power Co - Minnesota | 6086 | Cornell | WI | Chippewa | 1 | HY | OP | 11.5 | 6.2 | 6.2 |  | 7 | 1976 | WAT BLQ: WAT; N Y: N; Y Y: Y |  | S |  | N | Electric Utility | 1 |  | N | N | [17 empty] | N
13781 | Northern States Power Co - Minnesota | 6086 | Cornell | WI | Chippewa | 2 | HY | OP | 11.5 | 6.4 | 6.4 |  | 8 | 1976 | WAT BLQ: WAT; N Y: N; Y Y: Y |  | S |  | N | Electric Utility | 1 |  | N | N | [17 empty] | N
13781 | Northern States Power Co - Minnesota | 6086 | Cornell | WI | Chippewa | 3 | HY | OP | 11.5 | 6.9 | 6.9 |  | 7 | 1976 | WAT BLQ: WAT; N Y: N; Y Y: Y |  | S |  | N | Electric Utility | 1 |  | N | N | [17 empty] | N
13781 | Northern States Power Co - Minnesota | 6086 | Cornell | WI | Chippewa | 4 | HY | OP | 0.8 | 0.4 | 0.4 |  | 4 | 1977 | WAT BLQ: WAT; N Y: N; Y Y: Y |  | S |  | N | Electric Utility | 1 |  | N | N | [17 empty] | N
13781 | Northern States Power Co - Minnesota | 6090 | Sherburne County | MN | Sherburne | 1 | ST | OP | 765.3 | 680 | 680 |  | 4 | 1976 | WAT BLQ: SUB; WAT BIT: DFO; N Y: N; Y Y: Y |  | S |  | Y | Electric Utility | 1 | T |  | N | [17 empty] | N | Y | [5 empty] | DFO
13781 | Northern States Power Co - Minnesota | 6090 | Sherburne County | MN | Sherburne | 2 | ST | OP | 765.3 | 682 | 682 |  | 3 | 1977 | WAT BLQ: SUB; WAT BIT: DFO; N Y: N; Y Y: Y |  | S |  | Y | Electric Utility | 1 | T |  | N | [17 empty] | N | Y | [5 empty] | DFO
13781 | Northern States Power Co - Minnesota | 6090 | Sherburne County | MN | Sherburne | 3 | ST | OA | 938.7 | 860 | 860 |  | 10 | 1987 | WAT BLQ: SUB; WAT BIT: DFO; N Y: N; Y Y: Y |  | J |  | N | Electric Utility | 1 |  |  | Y | 20.8 | 20.8 | 12 | 2013 | [8 empty] | N |  |  |  |  | N | Y | [5 empty] | DFO
13781 | Northern States Power Co - Minnesota | 6231 | Apple River | WI | St Croix | 1 | HY | OP | 0.8 | 0.4 | 0.5 |  | 1 | 1901 | WAT BLQ: WAT; N Y: N; Y Y: Y |  | S |  | N | Electric Utility | 1 |  | N | N | [17 empty] | N
13781 | Northern States Power Co - Minnesota | 6231 | Apple River | WI | St Croix | 3 | HY | OP | 0.8 | 0.5 | 0.6 |  | 1 | 1901 | WAT BLQ: WAT; N Y: N; Y Y: Y |  | S |  | N | Electric Utility | 1 |  | N | N | [17 empty] | N
13781 | Northern States Power Co - Minnesota | 6231 | Apple River | WI | St Croix | 4 | HY | OP | 0.8 | 0.5 | 0.6 |  | 1 | 1901 | WAT BLQ: WAT; N Y: N; Y Y: Y |  | S |  | N | Electric Utility | 1 |  |  | N | [17 empty] | N
13781 | Northern States Power Co - Minnesota | 7237 | Angus Anson | SD | Minnehaha | 1 | GT | OP | 119.7 | 90 | 109 |  | 8 | 1994 | WAT BLQ: NG; WAT BIT: DFO; N Y: Y; Y Y: Y |  | S |  | N | Electric Utility | 1 |  |  | N | [17 empty] | N
13781 | Northern States Power Co - Minnesota | 7237 | Angus Anson | SD | Minnehaha | 2 | GT | OP | 119.7 | 90 | 109 |  | 8 | 1994 | WAT BLQ: NG; WAT BIT: DFO; N Y: Y; Y Y: Y |  | S |  | N | Electric Utility | 1 |  |  | N | [17 empty] | N
13781 | Northern States Power Co - Minnesota | 7237 | Angus Anson | SD | Minnehaha | 4 | GT | OP | 166.3 | 147 | 168 |  | 6 | 2005 | WAT BLQ: NG; N Y: N; Y Y: Y |  | S |  | N | Electric Utility | 1 |  |  | N | [17 empty] | N
13781 | Northern States Power Co - Minnesota | 7376 | Alliant Techsystems | MN | Hennepin | 1 | IC | SB | 1.6 | 1.6 | 1.6 |  | 1 | 1994 | WAT BLQ: DFO; N Y: N; Y Y: Y | Y | S |  | N | Electric Utility | 1 |  |  | Y | [15 empty] | 5 | 2013 | N
13781 | Northern States Power Co - Minnesota | 7378 | United Hospital | MN | Ramsey | 1 | IC | SB | 1.6 | 1.6 | 1.6 |  | 10 | 1992 | WAT BLQ: DFO; N Y: N; Y Y: Y | Y | S |  | N | Commercial Non-CHP | 4 |  |  | N | [17 empty] | N
13781 | Northern States Power Co - Minnesota | 7378 | United Hospital | MN | Ramsey | 2 | IC | SB | 1.6 | 1.6 | 1.6 |  | 10 | 1992 | WAT BLQ: DFO; N Y: N; Y Y: Y | Y | S |  | N | Commercial Non-CHP | 4 |  |  | N | [17 empty] | N
13781 | Northern States Power Co - Minnesota | 7378 | United Hospital | MN | Ramsey | 3 | IC | SB | 1.6 | 1.6 | 1.6 |  | 10 | 1992 | WAT BLQ: DFO; N Y: N; Y Y: Y | Y | S |  | N | Commercial Non-CHP | 4 |  |  | N | [17 empty] | N
13781 | Northern States Power Co - Minnesota | 8027 | Blue Lake | MN | Scott | 1 | GT | OP | 56.7 | 39 | 50 |  | 3 | 1974 | WAT BLQ: DFO; N Y: N; Y Y: Y |  | S |  | N | Electric Utility | 1 |  |  | N | [17 empty] | N
13781 | Northern States Power Co - Minnesota | 8027 | Blue Lake | MN | Scott | 2 | GT | OP | 56.7 | 39 | 50 |  | 3 | 1974 | WAT BLQ: DFO; N Y: N; Y Y: Y |  | S |  | N | Electric Utility | 1 |  |  | N | [17 empty] | N
13781 | Northern States Power Co - Minnesota | 8027 | Blue Lake | MN | Scott | 3 | GT | OP | 56.7 | 36 | 46 |  | 3 | 1974 | WAT BLQ: DFO; N Y: N; Y Y: Y |  | S |  | N | Electric Utility | 1 |  |  | N | [17 empty] | N
13781 | Northern States Power Co - Minnesota | 8027 | Blue Lake | MN | Scott | 4 | GT | OP | 56.7 | 39 | 48 |  | 4 | 1974 | WAT BLQ: DFO; N Y: N; Y Y: Y |  | S |  | N | Electric Utility | 1 |  |  | N | [17 empty] | N
13781 | Northern States Power Co - Minnesota | 8027 | Blue Lake | MN | Scott | 7 | GT | OP | 166.3 | 150 | 174 |  | 6 | 2005 | WAT BLQ: NG; N Y: N; Y Y: Y |  | S |  | N | Electric Utility | 1 |  |  | N
13781 | Northern States Power Co - Minnesota | 8027 | Blue Lake | MN | Scott | 8 | GT | OP | 166.3 | 150 | 177 |  | 6 | 2005 | WAT BLQ: NG; N Y: N; Y Y: Y |  | S |  | N | Electric Utility | 1 |  |  | N
13781 | Northern States Power Co - Minnesota | 56994 | Grand Meadow | MN | Mower | WND67 | WT | OP | 100.5 | 100.5 | 100.5 |  | 12 | 2008 | WAT BLQ: WND; N Y: N; Y Y: Y |  | S | 67 | N | Electric Utility | 1 |  |  | N
13781 | Northern States Power Co - Minnesota | 57047 | Nobles Wind Project | MN | NOBLES | 1 | WT | OP | 201 | 201 | 201 |  | 12 | 2010 | WAT BLQ: WND; N Y: N; Y Y: Y |  | S | 134 | N | Electric Utility | 1 |  |  | N | [17 empty] | N
13788 | Northern Wasco County PUD | 7431 | Dalles Dam North Fishway Project | OR | Wasco | 1 | HY | OP | 6.5 | 5 | 5 |  | 5 | 1991 | WAT BLQ: WAT; N Y: N; Y Y: Y | Y | S | 1 | N | Electric Utility | 1 |  | N | N | [17 empty] | N
13788 | Northern Wasco County PUD | 7511 | McNary Dam Fish Attraction Project | WA | Benton | 1 | HY | OP | 10 | 8.9 | 8.9 |  | 11 | 1997 | WAT BLQ: WAT; N Y: N; Y Y: Y |  | J | 1 | N | Electric Utility | 1 |  | N | N | [17 empty] | N
13808 | Northern Iowa Windpower LLC | 55804 | Top of Iowa Windfarm | IA | Worth | NM | WT | OP | 80 | 80 | 80 |  | 10 | 2001 | WAT BLQ: WND; N Y: N; Y Y: Y |  | J | 89 | N | IPP Non-CHP | 2 |  | N | N | [17 empty] | N
13809 | NorthWestern Energy - (SD) | 3338 | Aberdeen CT | SD | Brown | GT1 | GT | OP | 28.8 | 20.5 | 28 |  | 5 | 1978 | WAT BLQ: DFO; N Y: N; Y Y: Y |  | S |  | N | Electric Utility | 1 |  |  | N | [17 empty] | N
13809 | NorthWestern Energy - (SD) | 3341 | Clark | SD | Clark | 1 | IC | SB | 2.7 | 2.6 | 2.7 |  | 1 | 1970 | WAT BLQ: DFO; N Y: N; Y Y: Y | Y | S |  | N | Electric Utility | 1 |  |  | N | [17 empty] | N
13809 | NorthWestern Energy - (SD) | 3342 | Faulkton | SD | Faulk | 1 | IC | SB | 2.7 | 2.5 | 2.5 |  | 3 | 1969 | WAT BLQ: DFO; N Y: N; Y Y: Y | Y | S |  | N | Electric Utility | 1 |  |  | N | [17 empty] | N
13809 | NorthWestern Energy - (SD) | 3343 | Highmore | SD | Hyde | 1 | IC | SB | 0.6 | 0.6 | 0.6 |  | 1 | 1948 | WAT BLQ: DFO; N Y: N; Y Y: Y | Y | S |  | N | Electric Utility | 1 |  |  | N | [17 empty] | N
13809 | NorthWestern Energy - (SD) | 3343 | Highmore | SD | Hyde | 2 | IC | SB | 1.3 | 1.3 | 1.3 |  | 1 | 1960 | WAT BLQ: DFO; N Y: N; Y Y: Y | Y | S |  | N | Electric Utility | 1 |  |  | N | [17 empty] | N
13809 | NorthWestern Energy - (SD) | 3343 | Highmore | SD | Hyde | 3 | IC | SB | 2.7 | 2.6 | 2.7 |  | 10 | 1970 | WAT BLQ: DFO; N Y: N; Y Y: Y | Y | S |  | N | Electric Utility | 1 |  |  | N | [17 empty] | N
13809 | NorthWestern Energy - (SD) | 3344 | Huron | SD | Beadle | 1 | GT | SB | 15 | 11 | 14.5 |  | 1 | 1961 | WAT BLQ: NG; WAT BIT: DFO; N Y: Y; Y Y: Y | Y | S |  | N | Electric Utility | 1 |  |  | N | [17 empty] | N
13809 | NorthWestern Energy - (SD) | 3344 | Huron | SD | Beadle | 2A | GT | SB | 42.9 | 43.7 | 49 |  | 6 | 1991 | WAT BLQ: NG; WAT BIT: DFO; N Y: Y; Y Y: Y | Y | S |  | N | Electric Utility | 1 |  |  | N | [17 empty] | N
13809 | NorthWestern Energy - (SD) | 3346 | Mobile Unit | SD | Beadle | 2 | IC | SB | 1.7 | 1.8 | 1.8 |  | 3 | 1991 | WAT BLQ: DFO; N Y: N; Y Y: Y | Y | S |  | N | Electric Utility | 1 |  |  | N | [17 empty] | N
13809 | NorthWestern Energy - (SD) | 3346 | Mobile Unit | SD | Beadle | 3 | IC | SB | 2 | 2 | 2 |  | 11 | 2008 | WAT BLQ: DFO; N Y: N; Y Y: Y | Y | S |  | N | Electric Utility | 1 |  |  | N | [17 empty] | N
13809 | NorthWestern Energy - (SD) | 3347 | Redfield | SD | Spink | 1 | IC | SB | 1.3 | 1.3 | 1.3 |  | 9 | 1962 | WAT BLQ: NG; WAT BIT: DFO; N Y: Y; Y Y: Y | Y | S |  | N | Electric Utility | 1 |  |  | N | [17 empty] | N
13809 | NorthWestern Energy - (SD) | 3347 | Redfield | SD | Spink | 2 | IC | SB | 1.3 | 1.3 | 1.3 |  | 9 | 1962 | WAT BLQ: NG; WAT BIT: DFO; N Y: Y; Y Y: Y | Y | S |  | N | Electric Utility | 1 |  |  | N | [17 empty] | N
13809 | NorthWestern Energy - (SD) | 3347 | Redfield | SD | Spink | 3 | IC | SB | 1.3 | 1.3 | 1.3 |  | 9 | 1962 | WAT BLQ: NG; WAT BIT: DFO; N Y: Y; Y Y: Y | Y | S |  | N | Electric Utility | 1 |  |  | N | [17 empty] | N
13809 | NorthWestern Energy - (SD) | 8034 | Yankton | SD | Yankton | 1 | IC | SB | 2.2 | 2.2 | 2.2 |  | 8 | 1974 | WAT BLQ: NG; WAT BIT: DFO; N Y: Y; Y Y: Y | Y | S |  | N | Electric Utility | 1 |  |  | N | [17 empty] | N
13809 | NorthWestern Energy - (SD) | 8034 | Yankton | SD | Yankton | 2 | IC | SB | 2.7 | 2.8 | 2.8 |  | 8 | 1974 | WAT BLQ: DFO; N Y: N; Y Y: Y | Y | S |  | N | Electric Utility | 1 |  |  | N | [17 empty] | N
13809 | NorthWestern Energy - (SD) | 8034 | Yankton | SD | Yankton | 3 | IC | SB | 6.5 | 6.5 | 6.5 |  | 3 | 1975 | WAT BLQ: NG; WAT BIT: DFO; N Y: Y; Y Y: Y | Y | S |  | N | Electric Utility | 1 |  |  | N | [17 empty] | N
13809 | NorthWestern Energy - (SD) | 8034 | Yankton | SD | Yankton | 4 | IC | SB | 2 | 2 | 2 |  | 2 | 1963 | WAT BLQ: DFO; N Y: N; Y Y: Y | Y | S |  | N | Electric Utility | 1 |  |  | N | [17 empty] | N
13815 | Northwestern Wisconsin Elec Co | 4020 | Frederic Diesel | WI | POLK | 10 | IC | OP | 2.5 | 2.5 | 2.6 |  | 7 | 2000 | WAT BLQ: DFO; N Y: N; Y Y: Y | Y | S |  | N | Electric Utility | 1 |  | N | N | [17 empty] | N
13815 | Northwestern Wisconsin Elec Co | 4020 | Frederic Diesel | WI | POLK | 2 | IC | OP | 0.7 | 0.7 | 0.7 |  | 12 | 1948 | WAT BLQ: DFO; N Y: N; Y Y: Y | Y | S |  | N | Electric Utility | 1 |  | N | N | [17 empty] | N
13815 | Northwestern Wisconsin Elec Co | 4020 | Frederic Diesel | WI | POLK | 3 | IC | OP | 0.7 | 0.7 | 0.7 |  | 12 | 1949 | WAT BLQ: DFO; N Y: N; Y Y: Y | Y | S |  | N | Electric Utility | 1 |  | N | N | [17 empty] | N
13815 | Northwestern Wisconsin Elec Co | 4020 | Frederic Diesel | WI | POLK | 4 | IC | OP | 0.7 | 0.6 | 0.6 |  | 12 | 1955 | WAT BLQ: DFO; N Y: N; Y Y: Y | Y | S |  | N | Electric Utility | 1 |  | N | N | [17 empty] | N
13815 | Northwestern Wisconsin Elec Co | 4020 | Frederic Diesel | WI | POLK | 5 | IC | OP | 0.6 | 0.5 | 0.5 |  | 12 | 1955 | WAT BLQ: DFO; N Y: N; Y Y: Y | Y | S |  | N | Electric Utility | 1 |  | N | N | [17 empty] | N
13815 | Northwestern Wisconsin Elec Co | 4020 | Frederic Diesel | WI | POLK | 6 | IC | OP | 1.8 | 1.7 | 1.7 |  | 12 | 1970 | WAT BLQ: DFO; N Y: N; Y Y: Y | Y | S |  | N | Electric Utility | 1 |  | N | N | [17 empty] | N
13815 | Northwestern Wisconsin Elec Co | 4020 | Frederic Diesel | WI | POLK | 7 | IC | OP | 1.7 | 1.8 | 1.8 |  | 9 | 1975 | WAT BLQ: DFO; N Y: N; Y Y: Y | Y | S |  | N | Electric Utility | 1 |  | N | N | [17 empty] | N
13815 | Northwestern Wisconsin Elec Co | 4020 | Frederic Diesel | WI | POLK | 8 | IC | OP | 2.5 | 2.5 | 2.6 |  | 7 | 2000 | WAT BLQ: DFO; N Y: N; Y Y: Y | Y | S |  | N | Electric Utility | 1 |  | N | N | [17 empty] | N
13815 | Northwestern Wisconsin Elec Co | 4020 | Frederic Diesel | WI | POLK | 9 | IC | OP | 2.5 | 2.5 | 2.6 |  | 7 | 2000 | WAT BLQ: DFO; N Y: N; Y Y: Y | Y | S |  | N | Electric Utility | 1 |  | N | N | [17 empty] | N
13815 | Northwestern Wisconsin Elec Co | 4021 | Grantsburg Diesel | WI | Burnett | 1A | IC | OP | 0.7 | 0.8 | 0.8 |  | 3 | 1995 | WAT BLQ: DFO; N Y: N; Y Y: Y | Y | S |  | N | Electric Utility | 1 |  | N | N | [17 empty] | N
13815 | Northwestern Wisconsin Elec Co | 4021 | Grantsburg Diesel | WI | Burnett | 2 | IC | OP | 0.7 | 0.8 | 0.8 |  | 12 | 1963 | WAT BLQ: DFO; N Y: N; Y Y: Y | Y | S |  | N | Electric Utility | 1 |  | N | N | [17 empty] | N
13815 | Northwestern Wisconsin Elec Co | 4021 | Grantsburg Diesel | WI | Burnett | 3 | IC | OP | 1 | 0.9 | 0.9 |  | 11 | 1968 | WAT BLQ: DFO; N Y: N; Y Y: Y | Y | S |  | N | Electric Utility | 1 |  | N | N | [17 empty] | N
13815 | Northwestern Wisconsin Elec Co | 4021 | Grantsburg Diesel | WI | Burnett | 4 | IC | OP | 2.2 | 2 | 2 |  | 9 | 1975 | WAT BLQ: DFO; N Y: N; Y Y: Y | Y | S |  | N | Electric Utility | 1 |  | N | N | [17 empty] | N
13815 | Northwestern Wisconsin Elec Co | 4021 | Grantsburg Diesel | WI | Burnett | 8 | IC | OP | 1.8 | 1.8 | 1.8 |  | 6 | 2007 | WAT BLQ: DFO; N Y: N; Y Y: Y | Y | S |  | N | Electric Utility | 1 |  | N | N | [17 empty] | N
13815 | Northwestern Wisconsin Elec Co | 55998 | Danbury Diesel | WI | BURNETT | GT1 | GT | OP | 6.7 | 4 | 4 |  | 11 | 1981 | WAT BLQ: DFO; N Y: N; Y Y: Y | Y | S |  | N | Electric Utility | 1 |  | N | N | [17 empty] | N
13815 | Northwestern Wisconsin Elec Co | 55998 | Danbury Diesel | WI | BURNETT | IC1 | IC | OP | 0.5 | 0.5 | 0.5 |  | 3 | 1982 | WAT BLQ: DFO; N Y: N; Y Y: Y | Y | S |  | N | Electric Utility | 1 |  | N | N | [17 empty] | N
13815 | Northwestern Wisconsin Elec Co | 55998 | Danbury Diesel | WI | BURNETT | IC2 | IC | OP | 0.6 | 0.5 | 0.5 |  | 12 | 1966 | WAT BLQ: DFO; N Y: N; Y Y: Y | Y | S |  | N | Electric Utility | 1 |  | N | N | [17 empty] | N
13826 | City of Norway | 1848 | Norway | MI | Dickinson | 1 | HY | OP | 2.7 | 2.7 | 2.7 |  | 6 | 1905 | WAT BLQ: WAT; N Y: N; Y Y: Y |  | S |  | N | Electric Utility | 1 |  | N | N | [12 empty] | N |  |  |  |  | N
13826 | City of Norway | 1848 | Norway | MI | Dickinson | 2 | HY | OP | 1.2 | 1.2 | 1.2 |  | 6 | 1905 | WAT BLQ: WAT; N Y: N; Y Y: Y |  | S |  | N | Electric Utility | 1 |  | N | N | [12 empty] | N |  |  |  |  | N
13826 | City of Norway | 1848 | Norway | MI | Dickinson | 3 | HY | OP | 1.2 | 1.1 | 1.1 |  | 11 | 1988 | WAT BLQ: WAT; N Y: N; Y Y: Y |  | S |  | N | Electric Utility | 1 |  | N | N | [17 empty] | N
13826 | City of Norway | 1848 | Norway | MI | Dickinson | 4 | HY | OP | 1.2 | 0.9 | 0.9 |  | 7 | 1986 | WAT BLQ: WAT; N Y: N; Y Y: Y |  | S |  | N | Electric Utility | 1 |  | N | N | [17 empty] | N
13831 | City of Norwich - (CT) | 581 | North Main Street | CT | New London | 5 | GT | OP | 19 | 15.3 | 18.8 |  | 8 | 1972 | WAT BLQ: DFO; N Y: N; Y Y: Y |  | S |  | N | Electric Utility | 1 |  | N | N
13831 | City of Norwich - (CT) | 583 | Tenth Street | CT | New London | 1 | HY | OP | 1.4 | 1 | 1.2 |  | 5 | 1967 | WAT BLQ: WAT; N Y: N; Y Y: N |  | S |  | N | Electric Utility | 1 |  | N | N
13831 | City of Norwich - (CT) | 57624 | Norwich WWTP | CT | New London | 1 | IC | OP | 2 | 2 | 2 |  | 5 | 2006 | WAT BLQ: DFO; N Y: N; Y Y: Y |  | S |  | N | Commercial Non-CHP | 4 |  |  | N
13833 | Northeastern Power Co | 50039 | Kline Township Cogen Facility | PA | Schuylkill | GEN1 | ST | OP | 59 | 52 | 52 |  | 7 | 1989 | WAT BLQ: WC; WAT BIT: DFO; N Y: N; Y Y: Y |  | W | 1 | Y | IPP CHP | 3 | T | N | N | [17 empty] | N |  | Y |  |  |  |  | DFO
13866 | NWP Indian Mesa Wind Farm LP | 55747 | NWP Indian Mesa Wind Farm | TX | Pecos | NWP2 | WT | OP | 82.5 | 82.5 | 82.5 |  | 5 | 2001 | WAT BLQ: WND; N Y: N; Y Y: Y |  | W | 125 | N | IPP Non-CHP | 2 |  | N | N
13870 | Nushagak Electric Coop, Inc | 109 | Dillingham | AK | Dillingham | 10 | IC | OP | 1.1 | 1.1 | 1.1 |  | 5 | 1988 | WAT BLQ: DFO; N Y: N; Y Y: N |  | S |  | N | Electric Utility | 1 |  |  | N
13870 | Nushagak Electric Coop, Inc | 109 | Dillingham | AK | Dillingham | 11 | IC | OP | 1 | 1 | 1 |  | 11 | 2001 | WAT BLQ: DFO; N Y: N; Y Y: N |  | S |  | N | Electric Utility | 1 |  |  | N
13870 | Nushagak Electric Coop, Inc | 109 | Dillingham | AK | Dillingham | 12 | IC | OP | 1 | 1 | 1 |  | 3 | 2006 | WAT BLQ: DFO; N Y: N; Y Y: N |  | S |  | N | Electric Utility | 1 |  |  | N
13870 | Nushagak Electric Coop, Inc | 109 | Dillingham | AK | Dillingham | 13 | IC | OP | 1 | 1 | 1 |  | 4 | 2006 | WAT BLQ: DFO; N Y: N; Y Y: N |  | S |  | N | Electric Utility | 1 |  |  | N
13870 | Nushagak Electric Coop, Inc | 109 | Dillingham | AK | Dillingham | 14 | IC | OP | 1 | 1 | 1 |  | 3 | 2008 | WAT BLQ: DFO; N Y: N; Y Y: N |  | S |  | N | Electric Utility | 1 |  |  | N
13870 | Nushagak Electric Coop, Inc | 109 | Dillingham | AK | Dillingham | 15 | IC | OP | 1 | 1 | 1 |  | 5 | 2008 | WAT BLQ: DFO; N Y: N; Y Y: N |  | S |  | N | Electric Utility | 1 |  |  | N
13870 | Nushagak Electric Coop, Inc | 109 | Dillingham | AK | Dillingham | 16 | IC | OP | 0.5 | 0.5 | 0.5 |  | 12 | 2009 | WAT BLQ: DFO; N Y: N; Y Y: N |  | S |  | N | Electric Utility | 1 |  |  | N
13875 | NRG Energy Center Paxton LLC | 50373 | Paxton Creek Cogeneration | PA | Dauphin | GEN1 | IC | SB | 6.3 | 6 | 6 |  | 8 | 1986 | WAT BLQ: NG; WAT BIT: DFO; N Y: Y; Y Y: Y | Y | S |  | Y | IPP CHP | 3 | T | N | N | [12 empty] | N |  |  |  |  | N
13875 | NRG Energy Center Paxton LLC | 50373 | Paxton Creek Cogeneration | PA | Dauphin | GEN2 | IC | SB | 6.3 | 6 | 6 |  | 8 | 1986 | WAT BLQ: NG; WAT BIT: DFO; N Y: Y; Y Y: Y | Y | S |  | Y | IPP CHP | 3 | T | N | N | [12 empty] | N |  |  |  |  | N
13876 | Nove Investments I LLC | 50831 | Nove Power Plant | CA | Contra Costa | GEN1 | IC | OP | 1 | 1 | 1 |  | 12 | 1985 | WAT BLQ: LFG; N Y: N; Y Y: N |  | S |  | N | IPP Non-CHP | 2 |  | N | N
13876 | Nove Investments I LLC | 50831 | Nove Power Plant | CA | Contra Costa | GEN2 | IC | OP | 1 | 1 | 1 |  | 5 | 1987 | WAT BLQ: LFG; N Y: N; Y Y: N |  | S |  | N | IPP Non-CHP | 2 |  | N | N
13876 | Nove Investments I LLC | 50831 | Nove Power Plant | CA | Contra Costa | GEN3 | IC | OP | 1 | 1 | 1 |  | 12 | 1985 | WAT BLQ: LFG; N Y: N; Y Y: N |  | S |  | N | IPP Non-CHP | 2 |  | N | N
13886 | NRG Sterlington Power LLC | 55099 | NRG Sterlington Power | LA | Ouachita | 01 | GT | SB | 25 | 24 | 24 |  | 6 | 2000 | WAT BLQ: NG; N Y: N; Y Y: Y | Y | S |  | N | IPP Non-CHP | 2 |  |  | N | [17 empty] | N
13886 | NRG Sterlington Power LLC | 55099 | NRG Sterlington Power | LA | Ouachita | 02 | GT | SB | 25 | 22 | 22 |  | 6 | 2000 | WAT BLQ: NG; N Y: N; Y Y: Y | Y | S |  | N | IPP Non-CHP | 2 |  |  | N | [17 empty] | N
13886 | NRG Sterlington Power LLC | 55099 | NRG Sterlington Power | LA | Ouachita | 03 | GT | SB | 25 | 22 | 22 |  | 1 | 2001 | WAT BLQ: NG; N Y: N; Y Y: Y | Y | S |  | N | IPP Non-CHP | 2 |  |  | N | [17 empty] | N
13886 | NRG Sterlington Power LLC | 55099 | NRG Sterlington Power | LA | Ouachita | 04 | GT | SB | 25 | 23 | 23 |  | 1 | 2001 | WAT BLQ: NG; N Y: N; Y Y: Y | Y | S |  | N | IPP Non-CHP | 2 |  |  | N | [17 empty] | N
13886 | NRG Sterlington Power LLC | 55099 | NRG Sterlington Power | LA | Ouachita | 06 | GT | SB | 21.8 | 18 | 18 |  | 6 | 2001 | WAT BLQ: NG; N Y: N; Y Y: Y | Y | S |  | N | IPP Non-CHP | 2 |  |  | N | [17 empty] | N
13886 | NRG Sterlington Power LLC | 55099 | NRG Sterlington Power | LA | Ouachita | 07 | GT | SB | 28.7 | 16 | 16 |  | 6 | 2001 | WAT BLQ: NG; N Y: N; Y Y: Y | Y | S |  | N | IPP Non-CHP | 2 |  |  | N | [17 empty] | N
13886 | NRG Sterlington Power LLC | 55099 | NRG Sterlington Power | LA | Ouachita | 08 | GT | SB | 25 | 19 | 19 |  | 6 | 2000 | WAT BLQ: NG; N Y: N; Y Y: Y | Y | S |  | N | IPP Non-CHP | 2 |  |  | N | [17 empty] | N
13886 | NRG Sterlington Power LLC | 55099 | NRG Sterlington Power | LA | Ouachita | 09 | GT | SB | 17 | 16 | 16 |  | 8 | 2000 | WAT BLQ: NG; N Y: N; Y Y: Y | Y | S |  | N | IPP Non-CHP | 2 |  |  | N | [17 empty] | N
13886 | NRG Sterlington Power LLC | 55099 | NRG Sterlington Power | LA | Ouachita | 10 | GT | SB | 16 | 16 | 16 |  | 7 | 2000 | WAT BLQ: NG; N Y: N; Y Y: Y | Y | S |  | N | IPP Non-CHP | 2 |  |  | N | [17 empty] | N
13898 | Oildale Energy LLC | 54371 | Oildale Energy LLC | CA | Kern | ODC1 | GT | OP | 42.2 | 39 | 39 |  | 6 | 1984 | WAT BLQ: NG; N Y: N; Y Y: Y |  | S |  | Y | IPP CHP | 3 | T | N | N
13902 | NorthWestern Energy | 2196 | Old Faithful | WY | Teton | 1 | IC | SB | 1 | 1 | 1 |  | 12 | 1979 | WAT BLQ: DFO; N Y: N; Y Y: N | N | S |  | N | Electric Utility | 1 |  |  | N | [17 empty] | N
13902 | NorthWestern Energy | 2196 | Old Faithful | WY | Teton | 2 | IC | SB | 1 | 1 | 1 |  | 12 | 1979 | WAT BLQ: DFO; N Y: N; Y Y: N | N | S |  | N | Electric Utility | 1 |  |  | N | [17 empty] | N
13902 | NorthWestern Energy | 7039 | Lake | WY | Teton | 1 | IC | SB | 2.7 | 2.7 | 2.7 |  | 9 | 1967 | WAT BLQ: DFO; N Y: N; Y Y: N | N | S |  | N | Electric Utility | 1 |  |  | N | [17 empty] | N
13902 | NorthWestern Energy | 58218 | Spion Kop Wind Farm | MT | Judith Basin | SKW25 | WT | OP | 40 | 40 | 40 |  | 12 | 2012 | WAT BLQ: WND; N Y: N; Y Y: Y |  | S | 25 | N | Electric Utility | 1
13904 | O'Connell Engineering&Fin Inc | 50832 | Chicopee Hydroelectric Station | MA | HAMPDEN | 1 | HY | OP | 1.2 | 1.2 | 1.2 |  | 5 | 1985 | WAT BLQ: WAT; N Y: N; Y Y: Y |  | W |  | N | IPP Non-CHP | 2 |  | N | N
13904 | O'Connell Engineering&Fin Inc | 50832 | Chicopee Hydroelectric Station | MA | HAMPDEN | 2 | HY | OP | 1.2 | 1.2 | 1.2 |  | 5 | 1985 | WAT BLQ: WAT; N Y: N; Y Y: Y |  | W |  | N | IPP Non-CHP | 2 |  | N | N
13908 | NRG South CentralOperationsInc | 55433 | Bayou Cove Peaking Power | LA | Acadia | 0001 | GT | OP | 104 | 75 | 80 |  | 7 | 2002 | WAT BLQ: NG; N Y: N; Y Y: Y |  | S |  | N | IPP Non-CHP | 2 |  |  | N | [17 empty] | N
13908 | NRG South CentralOperationsInc | 55433 | Bayou Cove Peaking Power | LA | Acadia | 0002 | GT | OP | 104 | 75 | 80 |  | 7 | 2002 | WAT BLQ: NG; N Y: N; Y Y: Y |  | S |  | N | IPP Non-CHP | 2 |  |  | N | [17 empty] | N
13908 | NRG South CentralOperationsInc | 55433 | Bayou Cove Peaking Power | LA | Acadia | 0003 | GT | OP | 104 | 75 | 80 |  | 8 | 2002 | WAT BLQ: NG; N Y: N; Y Y: Y |  | S |  | N | IPP Non-CHP | 2 |  |  | N | [17 empty] | N
13908 | NRG South CentralOperationsInc | 55433 | Bayou Cove Peaking Power | LA | Acadia | 0004 | GT | OP | 104 | 75 | 80 |  | 8 | 2002 | WAT BLQ: NG; N Y: N; Y Y: Y |  | S |  | N | IPP Non-CHP | 2 |  |  | N | [17 empty] | N
13914 | Occidental Chemical Corporation | 50169 | Wichita Plant | KS | SEDGWICK | GEN1 | GT | SB | 43.7 | 27 | 33 |  | 8 | 1982 | WAT BLQ: NG; N Y: N; Y Y: Y | Y | S |  | Y | Industrial CHP | 7 | T |  | N | [17 empty] | N
13914 | Occidental Chemical Corporation | 55089 | Taft Cogeneration Facility | LA | St Charles | CT1 | CT | OP | 178.5 | 155 | 180 |  | 7 | 2002 | WAT BLQ: NG; WAT BIT: OG; N Y: N; Y Y: Y |  | S |  | Y | Industrial CHP | 7 | T |  | N | [17 empty] | N
13914 | Occidental Chemical Corporation | 55089 | Taft Cogeneration Facility | LA | St Charles | CT2 | CT | OP | 178.5 | 155 | 180 |  | 8 | 2002 | WAT BLQ: NG; WAT BIT: OG; N Y: N; Y Y: Y |  | S |  | Y | Industrial CHP | 7 | T |  | N | [17 empty] | N
13914 | Occidental Chemical Corporation | 55089 | Taft Cogeneration Facility | LA | St Charles | CT3 | CT | OP | 178.5 | 155 | 180 |  | 9 | 2002 | WAT BLQ: NG; WAT BIT: OG; N Y: N; Y Y: Y |  | S |  | Y | Industrial CHP | 7 | T |  | N | [17 empty] | N
13914 | Occidental Chemical Corporation | 55089 | Taft Cogeneration Facility | LA | St Charles | ST1 | CA | OP | 358.7 | 325 | 325 |  | 10 | 2002 | WAT BLQ: NG; N Y: N; Y Y: Y |  | S |  | Y | Industrial CHP | 7 | T | Y | N | [17 empty] | N
13922 | Norwalk Power LLC | 548 | NRG Norwalk Harbor | CT | Fairfield | 1 | ST | OP | 163.2 | 162 | 164 |  | 6 | 1960 | WAT BLQ: RFO; WAT BIT: DFO; N Y: N; Y Y: Y |  | W |  | N | IPP Non-CHP | 2 |  | N | N | [15 empty] | 7 | 2013 | N
13922 | Norwalk Power LLC | 548 | NRG Norwalk Harbor | CT | Fairfield | 10 | GT | OP | 16.3 | 11.9 | 17 |  | 10 | 1966 | WAT BLQ: DFO; N Y: N; Y Y: Y |  | W |  | N | IPP Non-CHP | 2 |  | N | N | [15 empty] | 7 | 2013 | N
13922 | Norwalk Power LLC | 548 | NRG Norwalk Harbor | CT | Fairfield | 2 | ST | OP | 163.2 | 168 | 172 |  | 6 | 1963 | WAT BLQ: RFO; WAT BIT: DFO; N Y: N; Y Y: Y |  | W |  | N | IPP Non-CHP | 2 |  | N | N | [15 empty] | 7 | 2013 | N
13923 | NRG Oswego Harbor Power Operations Inc | 2594 | Oswego Harbor Power | NY | Oswego | ST5 | ST | OP | 901.8 | 817 | 817 |  | 6 | 1975 | WAT BLQ: RFO; WAT BIT: NG; N Y: N; Y Y: Y |  | S |  | N | IPP Non-CHP | 2 |  | N | N | [17 empty] | N | [6 empty] | NG
13923 | NRG Oswego Harbor Power Operations Inc | 2594 | Oswego Harbor Power | NY | Oswego | ST6 | ST | OP | 901.8 | 817 | 817 |  | 12 | 1979 | WAT BLQ: RFO; WAT BIT: NG; N Y: Y; Y Y: Y |  | S |  | N | IPP Non-CHP | 2 |  | N | N | [17 empty] | N | [6 empty] | NG
13935 | Oakdale&South San Joaquin Irrigation D. | 414 | Beardsley | CA | Tuolumne | 1 | HY | OP | 10 | 11 | 8.5 |  | 5 | 1957 | WAT BLQ: WAT; N Y: N; Y Y: Y |  | S |  | N | IPP Non-CHP | 2 |  | N | N
13935 | Oakdale&South San Joaquin Irrigation D. | 415 | Donnells | CA | Tuolumne | H1 | HY | OP | 72 | 72 | 61.2 |  | 6 | 1957 | WAT BLQ: WAT; N Y: N; Y Y: Y |  | S |  | N | IPP Non-CHP | 2 |  | N | N
13935 | Oakdale&South San Joaquin Irrigation D. | 416 | Tulloch | CA | Tuolumne | 1 | HY | OP | 8.5 | 9 | 8 |  | 6 | 1958 | WAT BLQ: WAT; N Y: N; Y Y: Y |  | S |  | N | IPP Non-CHP | 2 |  | N | N
13935 | Oakdale&South San Joaquin Irrigation D. | 416 | Tulloch | CA | Tuolumne | 2 | HY | OP | 8.5 | 10 | 8.5 |  | 6 | 1958 | WAT BLQ: WAT; N Y: N; Y Y: Y |  | S |  | N | IPP Non-CHP | 2 |  | N | N
13935 | Oakdale&South San Joaquin Irrigation D. | 416 | Tulloch | CA | Tuolumne | 3 | HY | OP | 7.2 | 6.8 | 6 |  | 3 | 2012 | WAT BLQ: WAT; N Y: N; Y Y: Y |  | S |  | N | IPP Non-CHP | 2 |  |  | N
13938 | Oak Creek Energy System Inc II | 50754 | Oak Creek Energy Systems I | CA | Kern | GEN1 | WT | OP | 3.5 | 3.5 | 3.5 |  | 6 | 1982 | WAT BLQ: WND; N Y: N; Y Y: Y |  | S | 37 | N | IPP Non-CHP | 2 |  | N | N | [17 empty] | N
13938 | Oak Creek Energy System Inc II | 50754 | Oak Creek Energy Systems I | CA | Kern | GEN2 | WT | OP | 4.2 | 4.2 | 4.2 |  | 12 | 1993 | WAT BLQ: WND; N Y: N; Y Y: Y |  | S | 7 | N | IPP Non-CHP | 2 |  | N | N | [17 empty] | N
13938 | Oak Creek Energy System Inc II | 50754 | Oak Creek Energy Systems I | CA | Kern | GEN3 | WT | OP | 23.1 | 23.1 | 23.1 |  | 6 | 1999 | WAT BLQ: WND; N Y: N; Y Y: Y |  | W | 33 | N | IPP Non-CHP | 2 |  | N | N | [17 empty] | N
13938 | Oak Creek Energy System Inc II | 50754 | Oak Creek Energy Systems I | CA | Kern | GEN4 | WT | OP | 3.7 | 3.7 | 3.7 |  | 6 | 1999 | WAT BLQ: WND; N Y: N; Y Y: Y |  | S | 4 | N | IPP Non-CHP | 2 |  | N | N | [17 empty] | N
13943 | Ocean County Utilities Auth | 54569 | Bayville Central Facility | NJ | Ocean | COG1 | IC | OP | 0.3 | 0.3 | 0.3 |  | 9 | 1988 | WAT BLQ: OBG; WAT BIT: NG; N Y: Y; Y Y: N |  | S |  | Y | Commercial CHP | 5 | T | N | N | [17 empty] | N
13943 | Ocean County Utilities Auth | 54569 | Bayville Central Facility | NJ | Ocean | COG2 | IC | OP | 0.3 | 0.3 | 0.3 |  | 9 | 1988 | WAT BLQ: OBG; WAT BIT: NG; N Y: Y; Y Y: N |  | S |  | Y | Commercial CHP | 5 | T | N | N | [17 empty] | N
13943 | Ocean County Utilities Auth | 54569 | Bayville Central Facility | NJ | Ocean | COG3 | IC | OP | 0.3 | 0.3 | 0.3 |  | 9 | 1988 | WAT BLQ: OBG; WAT BIT: NG; N Y: Y; Y Y: N |  | S |  | Y | Commercial CHP | 5 | T | N | N | [17 empty] | N
13943 | Ocean County Utilities Auth | 54569 | Bayville Central Facility | NJ | Ocean | COG4 | IC | OP | 1.5 | 1.5 | 1.5 |  | 5 | 2002 | WAT BLQ: DFO; N Y: N; Y Y: N |  | S |  | N | Commercial CHP | 5 |  | N | N | [17 empty] | N
13943 | Ocean County Utilities Auth | 54569 | Bayville Central Facility | NJ | Ocean | COG5 | IC | OP | 1.5 | 1.5 | 1.5 |  | 5 | 2002 | WAT BLQ: DFO; N Y: N; Y Y: N |  | S |  | N | Commercial CHP | 5 |  | N | N | [17 empty] | N
13943 | Ocean County Utilities Auth | 54569 | Bayville Central Facility | NJ | Ocean | COG6 | IC | OP | 1.5 | 1.5 | 1.5 |  | 5 | 2002 | WAT BLQ: DFO; N Y: N; Y Y: N |  | S |  | N | Commercial CHP | 5 |  | N | N | [17 empty] | N
13943 | Ocean County Utilities Auth | 54569 | Bayville Central Facility | NJ | Ocean | COG7 | IC | OP | 1.5 | 1.5 | 1.5 |  | 5 | 2002 | WAT BLQ: DFO; N Y: N; Y Y: N |  | S |  | N | Commercial CHP | 5 |  | N | N | [17 empty] | N
13943 | Ocean County Utilities Auth | 54569 | Bayville Central Facility | NJ | Ocean | CPV1 | PV | OP | 0.2 | 0.2 | 0.1 |  | 5 | 2007 | WAT BLQ: SUN; N Y: N; Y Y: N |  | S |  | N | Commercial CHP | 5 |  |  | N | [17 empty] | N
13945 | Oakwood Hospital Med Center | 50260 | Oakwood Hospital & Medical Center | MI | Wayne | 1 2M | IC | SB | 2 | 2 | 2 |  | 1 | 2006 | WAT BLQ: DFO; N Y: N; Y Y: N | N | S |  | N | Commercial CHP | 5 |  | N | N | [17 empty] | N
13945 | Oakwood Hospital Med Center | 50260 | Oakwood Hospital & Medical Center | MI | Wayne | 2 2M | IC | SB | 2 | 2 | 2 |  | 1 | 2006 | WAT BLQ: DFO; N Y: N; Y Y: N | N | S |  | N | Commercial CHP | 5 |  | N | N | [17 empty] | N
13945 | Oakwood Hospital Med Center | 50260 | Oakwood Hospital & Medical Center | MI | Wayne | 500A | IC | SB | 0.5 | 0.5 | 0.5 |  | 2 | 2006 | WAT BLQ: DFO; N Y: N; Y Y: N | N | S |  | N | Commercial CHP | 5 |  | N | N | [17 empty] | N
13945 | Oakwood Hospital Med Center | 50260 | Oakwood Hospital & Medical Center | MI | Wayne | 500KW | IC | SB | 0.5 | 0.5 | 0.5 |  | 1 | 1979 | WAT BLQ: DFO; N Y: N; Y Y: N | N | S |  | N | Commercial CHP | 5 |  | N | N | [17 empty] | N
13948 | City of Oberlin - (KS) | 1312 | Oberlin | KS | Decatur | 1 | IC | SB | 1.1 | 0.9 | 0.9 |  | 1 | 1956 | WAT BLQ: NG; WAT BIT: DFO; N Y: Y; Y Y: Y | Y | S |  | N | Electric Utility | 1 |  | N | N | [17 empty] | N
13948 | City of Oberlin - (KS) | 1312 | Oberlin | KS | Decatur | 2 | IC | SB | 0.8 | 0.6 | 0.6 |  | 1 | 1954 | WAT BLQ: NG; WAT BIT: DFO; N Y: Y; Y Y: Y | Y | S |  | N | Electric Utility | 1 |  | N | N | [17 empty] | N
13948 | City of Oberlin - (KS) | 1312 | Oberlin | KS | Decatur | 4 | IC | SB | 1.5 | 1.2 | 1.2 |  | 10 | 1967 | WAT BLQ: NG; WAT BIT: DFO; N Y: Y; Y Y: Y | Y | S |  | N | Electric Utility | 1 |  | N | N | [17 empty] | N
13948 | City of Oberlin - (KS) | 1312 | Oberlin | KS | Decatur | 5 | IC | SB | 2 | 1.3 | 1.3 |  | 8 | 1973 | WAT BLQ: NG; WAT BIT: DFO; N Y: Y; Y Y: Y | Y | S |  | N | Electric Utility | 1 |  | N | N | [17 empty] | N
13948 | City of Oberlin - (KS) | 1312 | Oberlin | KS | Decatur | 6 | IC | SB | 1.5 | 1.2 | 1.2 |  | 8 | 1963 | WAT BLQ: NG; WAT BIT: DFO; N Y: Y; Y Y: Y | Y | S |  | N | Electric Utility | 1 |  | N | N | [17 empty] | N
13949 | City of Oberlin - (OH) | 2933 | Oberlin | OH | Lorain | 1 | IC | OP | 1.1 | 1 | 1 |  | 1 | 1948 | WAT BLQ: DFO; N Y: N; Y Y: Y |  | S |  | N | Electric Utility | 1 |  | N | N | [17 empty] | N
13949 | City of Oberlin - (OH) | 2933 | Oberlin | OH | Lorain | 10 | IC | OP | 0.5 | 0.5 | 0.5 |  | 1 | 1990 | WAT BLQ: NG; N Y: N; Y Y: Y |  | S |  | N | Electric Utility | 1 |  | N | N | [17 empty] | N
13949 | City of Oberlin - (OH) | 2933 | Oberlin | OH | Lorain | 2A | IC | OP | 3.1 | 3.1 | 3.1 |  | 6 | 2001 | WAT BLQ: NG; WAT BIT: DFO; N Y: Y; Y Y: Y |  | S |  | N | Electric Utility | 1 |  | N | N
13949 | City of Oberlin - (OH) | 2933 | Oberlin | OH | Lorain | 3A | IC | OP | 3.1 | 3.1 | 3.1 |  | 6 | 2001 | WAT BLQ: NG; WAT BIT: DFO; N Y: Y; Y Y: Y |  | S |  | N | Electric Utility | 1 |  | N | N | [17 empty] | N
13949 | City of Oberlin - (OH) | 2933 | Oberlin | OH | Lorain | 5 | IC | OP | 2 | 2 | 2 |  | 1 | 1951 | WAT BLQ: NG; WAT BIT: DFO; N Y: Y; Y Y: Y |  | S |  | N | Electric Utility | 1 |  | N | N | [17 empty] | N
13949 | City of Oberlin - (OH) | 2933 | Oberlin | OH | Lorain | 6 | IC | OP | 2.5 | 2 | 2 |  | 1 | 1958 | WAT BLQ: DFO; WAT BIT: NG; N Y: Y; Y Y: Y |  | S |  | N | Electric Utility | 1 |  | N | N | [17 empty] | N
13949 | City of Oberlin - (OH) | 2933 | Oberlin | OH | Lorain | 7 | IC | OP | 2.7 | 2.7 | 2.7 |  | 1 | 1961 | WAT BLQ: DFO; WAT BIT: NG; N Y: Y; Y Y: Y |  | S |  | N | Electric Utility | 1 |  | N | N
13949 | City of Oberlin - (OH) | 2933 | Oberlin | OH | Lorain | 8 | IC | OP | 3 | 3 | 3 |  | 1 | 1966 | WAT BLQ: DFO; WAT BIT: NG; N Y: Y; Y Y: Y |  | S |  | N | Electric Utility | 1 |  | N | N
13949 | City of Oberlin - (OH) | 2933 | Oberlin | OH | Lorain | 9 | IC | OP | 0.4 | 0.4 | 0.4 |  | 1 | 1990 | WAT BLQ: NG; N Y: N; Y Y: Y |  | S |  | N | Electric Utility | 1 |  | N | N
13949 | City of Oberlin - (OH) | 2933 | Oberlin | OH | Lorain | IC4 | IC | OP | 2.1 | 2.1 | 2.1 |  | 6 | 1996 | WAT BLQ: NG; N Y: N; Y Y: Y |  | S |  | N | Electric Utility | 1 |  | N | N
13960 | NRG Cabrillo Power Ops Inc | 301 | El Cajon | CA | San Diego | ENCI | GT | SB | 18 | 16 | 16 |  | 11 | 1968 | WAT BLQ: NG; N Y: N; Y Y: Y | Y | W |  | N | IPP Non-CHP | 2 |  |  | Y | [15 empty] | 12 | 2013 | N
13960 | NRG Cabrillo Power Ops Inc | 302 | Encina | CA | San Diego | 2 | ST | OP | 90 | 104 | 104 |  | 7 | 1956 | WAT BLQ: NG; N Y: N; Y Y: Y |  | W |  | N | IPP Non-CHP | 2 |  |  | Y | [15 empty] | 12 | 2017 | N | [6 empty] | NG
13960 | NRG Cabrillo Power Ops Inc | 302 | Encina | CA | San Diego | 3 | ST | OP | 90 | 110 | 110 |  | 8 | 1958 | WAT BLQ: NG; N Y: N; Y Y: Y |  | W |  | N | IPP Non-CHP | 2 |  |  | Y | [15 empty] | 12 | 2017 | N | [6 empty] | NG
13960 | NRG Cabrillo Power Ops Inc | 302 | Encina | CA | San Diego | 4 | ST | OP | 306 | 300 | 300 |  | 11 | 1973 | WAT BLQ: NG; N Y: N; Y Y: Y |  | W |  | N | IPP Non-CHP | 2 |  |  | Y | [15 empty] | 12 | 2017 | N | [6 empty] | NG
13960 | NRG Cabrillo Power Ops Inc | 302 | Encina | CA | San Diego | 5 | ST | OP | 345.6 | 330 | 330 |  | 11 | 1978 | WAT BLQ: NG; N Y: N; Y Y: Y |  | W |  | N | IPP Non-CHP | 2 |  |  | Y | [15 empty] | 12 | 2017 | N | [6 empty] | NG
13960 | NRG Cabrillo Power Ops Inc | 302 | Encina | CA | San Diego | GT1 | GT | SB | 18 | 14 | 14 |  | 11 | 1968 | WAT BLQ: NG; N Y: N; Y Y: Y | Y | W |  | N | IPP Non-CHP | 2 |  |  | Y | [15 empty] | 12 | 2017 | N
13960 | NRG Cabrillo Power Ops Inc | 302 | Encina | CA | San Diego | ST1 | ST | OP | 90 | 106 | 106 |  | 11 | 1954 | WAT BLQ: NG; N Y: N; Y Y: Y |  | W |  | N | IPP Non-CHP | 2 |  |  | Y | [15 empty] | 12 | 2017 | N | [6 empty] | NG
13960 | NRG Cabrillo Power Ops Inc | 303 | Kearny | CA | San Diego | KEA1 | GT | SB | 17.5 | 16 | 16 |  | 4 | 1972 | WAT BLQ: NG; N Y: N; Y Y: Y | Y | W |  | N | IPP Non-CHP | 2 |  |  | Y | [15 empty] | 12 | 2013 | N
13960 | NRG Cabrillo Power Ops Inc | 303 | Kearny | CA | San Diego | KEA2 | GT | SB | 72 | 59 | 59 |  | 12 | 1969 | WAT BLQ: NG; N Y: N; Y Y: Y | Y | W |  | N | IPP Non-CHP | 2 |  |  | Y | [15 empty] | 12 | 2013 | N
13960 | NRG Cabrillo Power Ops Inc | 303 | Kearny | CA | San Diego | KEA3 | GT | SB | 72 | 61 | 61 |  | 12 | 1969 | WAT BLQ: NG; N Y: N; Y Y: Y | Y | W |  | N | IPP Non-CHP | 2 |  |  | Y | [15 empty] | 12 | 2013 | N
13960 | NRG Cabrillo Power Ops Inc | 305 | Miramar | CA | San Diego | MRGT | GT | SB | 49 | 36 | 36 |  | 5 | 1972 | WAT BLQ: NG; N Y: N; Y Y: Y | Y | W |  | N | IPP Non-CHP | 2 |  |  | Y | [15 empty] | 12 | 2013 | N
13964 | Oconto Electric Cooperative | 4147 | Stiles | WI | Oconto | 1 | HY | OP | 0.5 | 0.3 | 0.3 |  | 3 | 1949 | WAT BLQ: WAT; N Y: N; Y Y: N |  | S |  | N | Electric Utility | 1 |  | N | N
13964 | Oconto Electric Cooperative | 4147 | Stiles | WI | Oconto | 2 | HY | OP | 0.5 | 0.3 | 0.3 |  | 3 | 1949 | WAT BLQ: WAT; N Y: N; Y Y: N |  | S |  | N | Electric Utility | 1 |  | N | N
13971 | City of Odessa - (MO) | 2148 | Odessa | MO | Lafayette | 3 | IC | SB | 2 | 1.8 | 1.8 |  | 6 | 1965 | WAT BLQ: DFO; WAT BIT: NG; N Y: N; Y Y: Y | Y | S |  | N | Electric Utility | 1 |  | N | N | [17 empty] | N
13971 | City of Odessa - (MO) | 2148 | Odessa | MO | Lafayette | 6 | IC | SB | 3 | 2.7 | 2.7 |  | 6 | 1981 | WAT BLQ: DFO; WAT BIT: NG; N Y: N; Y Y: Y | Y | S |  | N | Electric Utility | 1 |  | N | N | [17 empty] | N
13971 | City of Odessa - (MO) | 2148 | Odessa | MO | Lafayette | IC4 | IC | SB | 0.9 | 0.8 | 0.8 |  | 10 | 1986 | WAT BLQ: DFO; WAT BIT: NG; N Y: N; Y Y: Y | Y | S |  | N | Electric Utility | 1 |  | N | N | [17 empty] | N
13982 | Ogden Projects Inc-Haverhill | 50661 | Covanta Haverhill | MA | Essex | GEN1 | ST | OP | 46 | 42.8 | 43.2 |  | 5 | 1989 | WAT BLQ: MSW; N Y: N; Y Y: Y |  | S |  | N | IPP Non-CHP | 2 |  | N | N | [17 empty] | N | [6 empty] | DFO
13989 | Occidental of Elk Hills Inc | 55950 | Elk Hills Cogen | CA | KERN | U1 | GT | OP | 23.3 | 23.3 | 24.1 |  | 11 | 1994 | WAT BLQ: NG; N Y: N; Y Y: Y |  | J |  | Y | Industrial CHP | 7 | T | N | N | [17 empty] | N
13989 | Occidental of Elk Hills Inc | 55950 | Elk Hills Cogen | CA | KERN | U2 | GT | OP | 23.3 | 23.3 | 24.1 |  | 11 | 1994 | WAT BLQ: NG; N Y: N; Y Y: Y |  | J |  | Y | Industrial CHP | 7 | T | N | N | [17 empty] | N
13990 | City of Ogden - (IA) | 1169 | Ogden | IA | Boone | 4 | IC | SB | 0.4 | 0.5 | 0.5 |  | 7 | 1951 | WAT BLQ: DFO; WAT BIT: NG; N Y: Y; Y Y: Y | Y | S |  | N | Electric Utility | 1 |  | N | N | [12 empty] | Y |  |  |  |  | N
13990 | City of Ogden - (IA) | 1169 | Ogden | IA | Boone | 5 | IC | SB | 1 | 1 | 1 |  | 10 | 1958 | WAT BLQ: DFO; WAT BIT: NG; N Y: Y; Y Y: Y | Y | S |  | N | Electric Utility | 1 |  | N | N | [12 empty] | Y |  |  |  |  | N
13990 | City of Ogden - (IA) | 1169 | Ogden | IA | Boone | 6 | IC | SB | 2.5 | 2.5 | 2.5 |  | 10 | 1971 | WAT BLQ: DFO; WAT BIT: NG; N Y: Y; Y Y: Y | Y | S |  | N | Electric Utility | 1 |  | N | N | [12 empty] | Y |  |  |  |  | N
13994 | Oglethorpe Power Corporation | 6189 | Rocky Mountain Hydroelectric Plant | GA | Floyd | 1 | PS | OP | 282.6 | 345 | 345 |  | 7 | 1995 | WAT BLQ: WAT; N Y: N; Y Y: Y |  | J |  | N | Electric Utility | 1 |  | N | N | [12 empty] | N |  |  |  |  | N
13994 | Oglethorpe Power Corporation | 6189 | Rocky Mountain Hydroelectric Plant | GA | Floyd | 2 | PS | OP | 282.6 | 345 | 345 |  | 6 | 1995 | WAT BLQ: WAT; N Y: N; Y Y: Y |  | J |  | N | Electric Utility | 1 |  | N | [13 empty] | N |  |  |  |  | N
13994 | Oglethorpe Power Corporation | 6189 | Rocky Mountain Hydroelectric Plant | GA | Floyd | 3 | PS | OP | 282.6 | 345 | 345 |  | 6 | 1995 | WAT BLQ: WAT; N Y: N; Y Y: Y |  | J |  | N | Electric Utility | 1 |  | N | N | [12 empty] | N |  |  |  |  | N
13994 | Oglethorpe Power Corporation | 7813 | Sewell Creek Energy | GA | Polk | 1 | GT | OP | 121 | 91.3 | 120.8 |  | 7 | 2000 | WAT BLQ: NG; N Y: N; Y Y: Y |  | W |  | N | Electric Utility | 1 |  | N | N | [17 empty] | N
13994 | Oglethorpe Power Corporation | 7813 | Sewell Creek Energy | GA | Polk | 2 | GT | OP | 121 | 91.3 | 120.8 |  | 7 | 2000 | WAT BLQ: NG; N Y: N; Y Y: Y |  | W |  | N | Electric Utility | 1 |  | N | N | [17 empty] | N
13994 | Oglethorpe Power Corporation | 7813 | Sewell Creek Energy | GA | Polk | 3 | GT | OP | 164 | 123.9 | 148.8 |  | 9 | 2000 | WAT BLQ: NG; N Y: N; Y Y: Y |  | W |  | N | Electric Utility | 1 |  | N | N | [17 empty] | N
13994 | Oglethorpe Power Corporation | 7813 | Sewell Creek Energy | GA | Polk | 4 | GT | OP | 164 | 127 | 148.7 |  | 6 | 2000 | WAT BLQ: NG; N Y: N; Y Y: Y |  | W |  | N | Electric Utility | 1 |  | N | N | [17 empty] | N
13994 | Oglethorpe Power Corporation | 7829 | Smarr Energy Center | GA | Monroe | 1 | GT | OP | 121 | 94.3 | 119.5 |  | 6 | 1999 | WAT BLQ: NG; N Y: N; Y Y: Y |  | W |  | N | Electric Utility | 1 |  | N | N | [17 empty] | N
13994 | Oglethorpe Power Corporation | 7829 | Smarr Energy Center | GA | Monroe | 2 | GT | OP | 121 | 96.3 | 119.5 |  | 6 | 1999 | WAT BLQ: NG; N Y: N; Y Y: Y |  | W |  | N | Electric Utility | 1 |  | N | N | [17 empty] | N
13994 | Oglethorpe Power Corporation | 7916 | Talbot County Energy | GA | Talbot | 1 | GT | OP | 121 | 95.8 | 116.4 |  | 5 | 2002 | WAT BLQ: NG; N Y: N; Y Y: Y |  | S |  | N | Electric Utility | 1 |  | N | N | [17 empty] | N
13994 | Oglethorpe Power Corporation | 7916 | Talbot County Energy | GA | Talbot | 2 | GT | OP | 121 | 95.8 | 116.4 |  | 4 | 2002 | WAT BLQ: NG; N Y: N; Y Y: Y |  | S |  | N | Electric Utility | 1 |  | N | N | [17 empty] | N
13994 | Oglethorpe Power Corporation | 7916 | Talbot County Energy | GA | Talbot | 3 | GT | OP | 121 | 94.7 | 116.4 |  | 6 | 2002 | WAT BLQ: NG; N Y: N; Y Y: Y |  | S |  | N | Electric Utility | 1 |  | N | N | [17 empty] | N
13994 | Oglethorpe Power Corporation | 7916 | Talbot County Energy | GA | Talbot | 4 | GT | OP | 121 | 96.1 | 116.4 |  | 6 | 2002 | WAT BLQ: NG; N Y: N; Y Y: Y |  | S |  | N | Electric Utility | 1 |  | N | N | [17 empty] | N
13994 | Oglethorpe Power Corporation | 7916 | Talbot County Energy | GA | Talbot | 5 | GT | OP | 121 | 96.5 | 116.4 |  | 5 | 2003 | WAT BLQ: NG; WAT BIT: DFO; N Y: Y; Y Y: Y |  | S |  | N | Electric Utility | 1 |  | N | N | [17 empty] | N
13994 | Oglethorpe Power Corporation | 7916 | Talbot County Energy | GA | Talbot | 6 | GT | OP | 121 | 95.3 | 116.4 |  | 5 | 2003 | WAT BLQ: NG; WAT BIT: DFO; N Y: Y; Y Y: Y |  | S |  | N | Electric Utility | 1 |  | N | N | [17 empty] | N
13994 | Oglethorpe Power Corporation | 7917 | Chattahoochee Energy Facility | GA | Heard | 1 | CT | OP | 176 | 150.2 | 172.9 |  | 2 | 2003 | WAT BLQ: NG; N Y: N; Y Y: Y |  | S |  | N | Electric Utility | 1 |  | N | N | [17 empty] | N
13994 | Oglethorpe Power Corporation | 7917 | Chattahoochee Energy Facility | GA | Heard | 2 | CT | OP | 176 | 152.1 | 172.2 |  | 2 | 2003 | WAT BLQ: NG; N Y: N; Y Y: Y |  | S |  | N | Electric Utility | 1 |  | N | N | [17 empty] | N
13994 | Oglethorpe Power Corporation | 7917 | Chattahoochee Energy Facility | GA | Heard | 3 | CA | OP | 187.7 | 167 | 162.8 |  | 2 | 2003 | WAT BLQ: NG; N Y: N; Y Y: Y |  | S |  | N | Electric Utility | 1 |  | Y | N | [17 empty] | N
13994 | Oglethorpe Power Corporation | 54538 | Hartwell Energy Facility | GA | Hart | MAG1 | GT | OP | 180 | 149 | 174 |  | 4 | 1994 | WAT BLQ: NG; WAT BIT: DFO; N Y: Y; Y Y: Y | Y | S |  | N | Electric Utility | 1 |  | N | N | [12 empty] | N |  |  |  |  | N
13994 | Oglethorpe Power Corporation | 54538 | Hartwell Energy Facility | GA | Hart | MAG2 | GT | OP | 180 | 144 | 174 |  | 4 | 1994 | WAT BLQ: NG; WAT BIT: DFO; N Y: Y; Y Y: Y | Y | S |  | N | Electric Utility | 1 |  | N | N | [12 empty] | N |  |  |  |  | N
13994 | Oglethorpe Power Corporation | 55141 | Hawk Road Facility | GA | Heard | CT1 | GT | OP | 165 | 159.1 | 178.7 |  | 5 | 2001 | WAT BLQ: NG; N Y: N; Y Y: Y |  | S |  | N | Electric Utility | 1 |  | N | N | [17 empty] | N
13994 | Oglethorpe Power Corporation | 55141 | Hawk Road Facility | GA | Heard | CT2 | GT | OP | 165 | 158.1 | 178.7 |  | 5 | 2001 | WAT BLQ: NG; N Y: N; Y Y: Y |  | S |  | N | Electric Utility | 1 |  | N | N | [17 empty] | N
13994 | Oglethorpe Power Corporation | 55141 | Hawk Road Facility | GA | Heard | CT3 | GT | OP | 165 | 158.6 | 207.7 |  | 5 | 2001 | WAT BLQ: NG; N Y: N; Y Y: Y |  | S |  | N | Electric Utility | 1 |  | N | N | [17 empty] | N
13994 | Oglethorpe Power Corporation | 55382 | Thomas A Smith Energy Facility | GA | Murray | 1GT1 | CT | OP | 147 | 165 | 165 |  | 6 | 2002 | WAT BLQ: NG; N Y: N; Y Y: Y |  | W |  | N | IPP Non-CHP | 2 |  | N | N
13994 | Oglethorpe Power Corporation | 55382 | Thomas A Smith Energy Facility | GA | Murray | 1GT2 | CT | OP | 147 | 165 | 165 |  | 6 | 2002 | WAT BLQ: NG; N Y: N; Y Y: Y |  | W |  | N | IPP Non-CHP | 2 |  | N | N
13994 | Oglethorpe Power Corporation | 55382 | Thomas A Smith Energy Facility | GA | Murray | 1STG | CA | OP | 302 | 300 | 300 |  | 6 | 2002 | WAT BLQ: NG; N Y: N; Y Y: Y |  | W |  | N | IPP Non-CHP | 2 |  | Y | N
13994 | Oglethorpe Power Corporation | 55382 | Thomas A Smith Energy Facility | GA | Murray | 2GT1 | CT | OP | 147 | 165 | 165 |  | 6 | 2002 | WAT BLQ: NG; N Y: N; Y Y: Y |  | W |  | N | IPP Non-CHP | 2 |  | N | N
13994 | Oglethorpe Power Corporation | 55382 | Thomas A Smith Energy Facility | GA | Murray | 2GT2 | CT | OP | 147 | 165 | 165 |  | 6 | 2002 | WAT BLQ: NG; N Y: N; Y Y: Y |  | W |  | N | IPP Non-CHP | 2 |  | N | N
13994 | Oglethorpe Power Corporation | 55382 | Thomas A Smith Energy Facility | GA | Murray | 2STG | CA | OP | 302 | 290 | 290 |  | 7 | 2002 | WAT BLQ: NG; N Y: N; Y Y: Y |  | W |  | N | IPP Non-CHP | 2 |  | Y | N
14006 | Ohio Power Co | 2840 | Conesville | OH | Coshocton | 4 | ST | OP | 841.5 | 780 | 780 |  | 6 | 1973 | WAT BLQ: BIT; N Y: N; Y Y: Y |  | J |  | N | Electric Utility | 1 |  | N | N | [17 empty] | N | Y |  | N | Y |  |  | DFO
14006 | Ohio Power Co | 2840 | Conesville | OH | Coshocton | 5 | ST | OP | 443.9 | 375 | 375 |  | 11 | 1976 | WAT BLQ: BIT; N Y: N; Y Y: Y |  | S |  | N | Electric Utility | 1 |  | N | N | [17 empty] | N | Y |  | Y | N |  |  | DFO
14006 | Ohio Power Co | 2840 | Conesville | OH | Coshocton | 6 | ST | OP | 443.9 | 375 | 375 |  | 6 | 1978 | WAT BLQ: BIT; N Y: N; Y Y: Y |  | S |  | N | Electric Utility | 1 |  | N | N | [17 empty] | N | Y |  | Y |  |  |  | DFO
14006 | Ohio Power Co | 2843 | Picway | OH | Pickaway | 5 | ST | OP | 106.2 | 95 | 100 |  | 11 | 1955 | WAT BLQ: BIT; N Y: N; Y Y: Y |  | S |  | N | Electric Utility | 1 |  | N | Y | [15 empty] | 12 | 2014 | N | Y |  | Y |  |  |  | DFO
14006 | Ohio Power Co | 2872 | Muskingum River | OH | Washington | 1 | ST | OP | 219.6 | 190 | 205 |  | 12 | 1953 | WAT BLQ: BIT; WAT BIT: DFO; N Y: N; Y Y: Y |  | S |  | N | Electric Utility | 1 |  |  | Y | [15 empty] | 12 | 2014 | N | Y |  | Y |  |  |  | DFO
14006 | Ohio Power Co | 2872 | Muskingum River | OH | Washington | 2 | ST | OP | 219.6 | 190 | 205 |  | 6 | 1954 | WAT BLQ: BIT; WAT BIT: DFO; N Y: N; Y Y: Y |  | S |  | N | Electric Utility | 1 |  |  | Y | [15 empty] | 12 | 2014 | N | Y |  | Y |  |  |  | DFO
14006 | Ohio Power Co | 2872 | Muskingum River | OH | Washington | 3 | ST | OP | 237.5 | 205 | 215 |  | 12 | 1957 | WAT BLQ: BIT; WAT BIT: DFO; N Y: N; Y Y: Y |  | S |  | N | Electric Utility | 1 |  |  | Y | [15 empty] | 12 | 2014 | N | N |  | Y |  |  |  | DFO
14006 | Ohio Power Co | 2872 | Muskingum River | OH | Washington | 4 | ST | OP | 237.5 | 205 | 215 |  | 5 | 1958 | WAT BLQ: BIT; WAT BIT: DFO; N Y: N; Y Y: Y |  | S |  | N | Electric Utility | 1 |  |  | Y | [15 empty] | 12 | 2014 | N |  |  | Y |  |  |  | DFO
14006 | Ohio Power Co | 2872 | Muskingum River | OH | Washington | 5 | ST | OP | 615.2 | 585 | 585 |  | 10 | 1968 | WAT BLQ: BIT; WAT BIT: DFO; N Y: N; Y Y: Y |  | S |  | N | Electric Utility | 1 |  |  | Y | [15 empty] | 12 | 2014 | N | Y |  |  | Y |  |  | DFO
14006 | Ohio Power Co | 3947 | Kammer | WV | Marshall | 1 | ST | OP | 237.5 | 200 | 210 |  | 7 | 1958 | WAT BLQ: BIT; WAT BIT: SUB; N Y: N; Y Y: Y |  | S |  | N | Electric Utility | 1 |  |  | Y | [15 empty] | 12 | 2014 | N |  |  | Y |  |  |  | DFO
14006 | Ohio Power Co | 3947 | Kammer | WV | Marshall | 2 | ST | OP | 237.5 | 200 | 210 |  | 11 | 1958 | WAT BLQ: BIT; WAT BIT: SUB; N Y: N; Y Y: Y |  | S |  | N | Electric Utility | 1 |  |  | Y | [15 empty] | 12 | 2014 | N |  |  | Y |  |  |  | DFO
14006 | Ohio Power Co | 3947 | Kammer | WV | Marshall | 3 | ST | OP | 237.5 | 200 | 210 |  | 3 | 1959 | WAT BLQ: BIT; WAT BIT: SUB; N Y: N; Y Y: Y |  | S |  | N | Electric Utility | 1 |  |  | Y | [15 empty] | 12 | 2014 | N |  |  | Y |  |  |  | DFO
14006 | Ohio Power Co | 3948 | Mitchell | WV | Marshall | 1 | ST | OP | 816.3 | 770 | 770 |  | 5 | 1971 | WAT BLQ: BIT; N Y: N; Y Y: Y |  | S |  | N | Electric Utility | 1 |  |  | N | [17 empty] | N | Y |  |  | Y |  |  | DFO
14006 | Ohio Power Co | 3948 | Mitchell | WV | Marshall | 2 | ST | OP | 816.3 | 790 | 790 |  | 5 | 1971 | WAT BLQ: BIT; N Y: N; Y Y: Y |  | S |  | N | Electric Utility | 1 |  |  | N | [17 empty] | N | Y |  |  | Y |  |  | DFO
14006 | Ohio Power Co | 6006 | Racine | OH | Meigs | 1 | HY | OP | 23.7 | 10 | 13 |  | 1 | 1983 | WAT BLQ: WAT; N Y: N; Y Y: Y |  | S | 0 | N | Electric Utility | 1 |  | N | N | [17 empty] | N
14006 | Ohio Power Co | 6006 | Racine | OH | Meigs | 2 | HY | OP | 23.7 | 10 | 13 |  | 9 | 1982 | WAT BLQ: WAT; N Y: N; Y Y: Y |  | S | 0 | N | Electric Utility | 1 |  | N | N | [17 empty] | N
14006 | Ohio Power Co | 8102 | General James M Gavin | OH | Gallia | 1 | ST | OP | 1300 | 1299 | 1299 |  | 10 | 1974 | WAT BLQ: BIT; WAT BIT: SUB; N Y: N; Y Y: Y |  | S |  | N | Electric Utility | 1 |  |  | N | [17 empty] | N |  |  |  | Y |  |  | DFO
14006 | Ohio Power Co | 8102 | General James M Gavin | OH | Gallia | 2 | ST | OP | 1300 | 1299 | 1299 |  | 7 | 1975 | WAT BLQ: BIT; WAT BIT: SUB; N Y: N; Y Y: Y |  | S |  | N | Electric Utility | 1 |  |  | N | [17 empty] | N |  |  |  | Y |  |  | DFO
14006 | Ohio Power Co | 55247 | Darby Electric Generating Station | OH | Pickaway | GT1 | GT | OP | 94 | 72.5 | 84.5 |  | 5 | 2001 | WAT BLQ: NG; WAT BIT: DFO; N Y: N; Y Y: Y |  | S |  | N | Electric Utility | 1 |  | N | N | [17 empty] | N
14006 | Ohio Power Co | 55247 | Darby Electric Generating Station | OH | Pickaway | GT2 | GT | OP | 94 | 72.5 | 84.5 |  | 5 | 2001 | WAT BLQ: NG; WAT BIT: DFO; N Y: N; Y Y: Y |  | S |  | N | Electric Utility | 1 |  | N | N | [17 empty] | N
14006 | Ohio Power Co | 55247 | Darby Electric Generating Station | OH | Pickaway | GT3 | GT | OP | 94 | 72.5 | 84.5 |  | 5 | 2001 | WAT BLQ: NG; WAT BIT: DFO; N Y: N; Y Y: Y |  | S |  | N | Electric Utility | 1 |  | N | N | [17 empty] | N
14006 | Ohio Power Co | 55247 | Darby Electric Generating Station | OH | Pickaway | GT4 | GT | OP | 94 | 72.5 | 84.5 |  | 5 | 2001 | WAT BLQ: NG; WAT BIT: DFO; N Y: N; Y Y: Y |  | S |  | N | Electric Utility | 1 |  | N | N | [17 empty] | N
14006 | Ohio Power Co | 55247 | Darby Electric Generating Station | OH | Pickaway | GT5 | GT | OP | 94 | 72.5 | 84.5 |  | 5 | 2002 | WAT BLQ: NG; WAT BIT: DFO; N Y: N; Y Y: Y |  | S |  | N | Electric Utility | 1 |  | N | N | [17 empty] | N
14006 | Ohio Power Co | 55247 | Darby Electric Generating Station | OH | Pickaway | GT6 | GT | OP | 94 | 72.5 | 84.5 |  | 5 | 2002 | WAT BLQ: NG; WAT BIT: DFO; N Y: N; Y Y: Y |  | S |  | N | Electric Utility | 1 |  | N | N | [17 empty] | N
14006 | Ohio Power Co | 55503 | AEP Waterford Facility | OH | Washington | CTG1 | CT | OP | 174.2 | 155 | 161 |  | 8 | 2003 | WAT BLQ: NG; N Y: N; Y Y: Y |  | S |  | N | Electric Utility | 1 |  | N | N
14006 | Ohio Power Co | 55503 | AEP Waterford Facility | OH | Washington | CTG2 | CT | OP | 174.2 | 155 | 161 |  | 8 | 2003 | WAT BLQ: NG; N Y: N; Y Y: Y |  | S |  | N | Electric Utility | 1 |  | N | N | [17 empty] | N
14006 | Ohio Power Co | 55503 | AEP Waterford Facility | OH | Washington | CTG3 | CT | OP | 174.2 | 155 | 161 |  | 8 | 2003 | WAT BLQ: NG; N Y: N; Y Y: Y |  | S |  | N | Electric Utility | 1 |  | N | N | [17 empty] | N
14006 | Ohio Power Co | 55503 | AEP Waterford Facility | OH | Washington | ST1 | CA | OP | 399 | 345 | 367 |  | 8 | 2003 | WAT BLQ: NG; N Y: N; Y Y: Y |  | S |  | N | Electric Utility | 1 |  | Y | N | [17 empty] | N
14015 | Ohio Valley Electric Corp | 2876 | Kyger Creek | OH | Gallia | 1 | ST | OP | 217.3 | 194 | 198.7 |  | 2 | 1955 | WAT BLQ: BIT; WAT BIT: SUB; N Y: Y; Y Y: Y |  | S |  | N | Electric Utility | 1 | [15 empty] | N |  |  |  |  | N | Y |  | Y |  |  |  | DFO
14015 | Ohio Valley Electric Corp | 2876 | Kyger Creek | OH | Gallia | 2 | ST | OP | 217.3 | 192.2 | 198 |  | 6 | 1955 | WAT BLQ: BIT; WAT BIT: SUB; N Y: Y; Y Y: Y |  | S |  | N | Electric Utility | 1 | [15 empty] | N |  |  |  |  | N | Y |  | Y |  |  |  | DFO
14015 | Ohio Valley Electric Corp | 2876 | Kyger Creek | OH | Gallia | 3 | ST | OP | 217.3 | 192.2 | 198 |  | 9 | 1955 | WAT BLQ: BIT; WAT BIT: SUB; N Y: Y; Y Y: Y |  | S |  | N | Electric Utility | 1 | [15 empty] | N |  |  |  |  | N | Y |  | Y |  |  |  | DFO
14015 | Ohio Valley Electric Corp | 2876 | Kyger Creek | OH | Gallia | 4 | ST | OP | 217.3 | 192.2 | 198 |  | 11 | 1955 | WAT BLQ: BIT; WAT BIT: SUB; N Y: Y; Y Y: Y |  | S |  | N | Electric Utility | 1 | [15 empty] | N |  |  |  |  | N | Y |  | Y |  |  |  | DFO
14015 | Ohio Valley Electric Corp | 2876 | Kyger Creek | OH | Gallia | 5 | ST | OP | 217.3 | 192.2 | 198 |  | 12 | 1955 | WAT BLQ: BIT; WAT BIT: SUB; N Y: Y; Y Y: Y |  | S |  | N | Electric Utility | 1 | [15 empty] | N |  |  |  |  | N | Y |  | Y |  |  |  | DFO
14030 | Oklahoma State University | 54779 | Oklahoma State University | OK | Payne | GEN1 | ST | OP | 1.5 | 1.6 | 1.6 |  | 6 | 1950 | WAT BLQ: NG; WAT BIT: DFO; N Y: Y; Y Y: Y |  | S |  | Y | Commercial CHP | 5 | T | N | Y | [15 empty] | 12 | 2014 | N | [6 empty] | NG | DFO
14030 | Oklahoma State University | 54779 | Oklahoma State University | OK | Payne | GEN2 | ST | OP | 1.5 | 1.6 | 1.8 |  | 6 | 1950 | WAT BLQ: NG; WAT BIT: DFO; N Y: Y; Y Y: Y |  | S |  | Y | Commercial CHP | 5 | T | N | Y | [15 empty] | 12 | 2014 | N | [6 empty] | NG | DFO
14030 | Oklahoma State University | 54779 | Oklahoma State University | OK | Payne | GEN4 | ST | OP | 5 | 5.2 | 5.6 |  | 1 | 1958 | WAT BLQ: NG; WAT BIT: DFO; N Y: Y; Y Y: Y | Y | S |  | N | Commercial CHP | 5 |  | N | Y | [15 empty] | 12 | 2014 | N | [6 empty] | NG | DFO
14063 | Oklahoma Gas & Electric Co | 2951 | Horseshoe Lake | OK | Oklahoma | 10 | GT | OP | 60.5 | 45.5 | 45.5 |  | 6 | 2001 | WAT BLQ: NG; N Y: N; Y Y: Y |  | S |  | N | Electric Utility | 1 |  |  | N | [17 empty] | N
14063 | Oklahoma Gas & Electric Co | 2951 | Horseshoe Lake | OK | Oklahoma | 6 | ST | OP | 163 | 171 | 162 |  | 4 | 1958 | WAT BLQ: NG; WAT BIT: RFO; N Y: Y; Y Y: Y |  | S |  | N | Electric Utility | 1 |  |  | N
14063 | Oklahoma Gas & Electric Co | 2951 | Horseshoe Lake | OK | Oklahoma | 8 | ST | OP | 443 | 399 | 380 |  | 6 | 1969 | WAT BLQ: NG; N Y: N; Y Y: Y |  | S |  | N | Electric Utility | 1 |  |  | N
14063 | Oklahoma Gas & Electric Co | 2951 | Horseshoe Lake | OK | Oklahoma | 9 | GT | OP | 60.5 | 45.5 | 45.5 |  | 6 | 2001 | WAT BLQ: NG; N Y: N; Y Y: Y |  | S |  | N | Electric Utility | 1 |  |  | N | [12 empty] | N |  |  |  |  | N
14063 | Oklahoma Gas & Electric Co | 2951 | Horseshoe Lake | OK | Oklahoma | GT7 | CT | OP | 27 | 9.1 | 12.7 |  | 6 | 1963 | WAT BLQ: NG; WAT BIT: DFO; N Y: N; Y Y: Y |  | S |  | N | Electric Utility | 1 |  |  | N
14063 | Oklahoma Gas & Electric Co | 2951 | Horseshoe Lake | OK | Oklahoma | ST7 | CA | OP | 220 | 212.9 | 212.3 |  | 6 | 1963 | NG | RFO | NG | RFO |  |  | Y | Y |  | S |  | N | Electric Utility | 1 |  | N | N | [17 empty] | N | [6 empty] | NG | RFO
14063 | Oklahoma Gas & Electric Co | 2952 | Muskogee | OK | Muskogee | 4 | ST | OP | 572 | 488.5 | 504 |  | 12 | 1977 | WAT BLQ: SUB; N Y: N; Y Y: Y |  | S |  | N | Electric Utility | 1 |  |  | N | [17 empty] | N | Y |  | Y |  |  |  | NG
14063 | Oklahoma Gas & Electric Co | 2952 | Muskogee | OK | Muskogee | 5 | ST | OP | 572 | 508.5 | 500 |  | 10 | 1978 | WAT BLQ: SUB; N Y: N; Y Y: Y |  | S |  | N | Electric Utility | 1 |  |  | N | [17 empty] | N | Y |  | Y |  |  |  | NG
14063 | Oklahoma Gas & Electric Co | 2952 | Muskogee | OK | Muskogee | 6 | ST | OP | 572 | 508 | 506 |  | 6 | 1984 | WAT BLQ: SUB; N Y: N; Y Y: Y |  | S |  | N | Electric Utility | 1 |  |  | N | [17 empty] | N | Y |  | Y |  |  |  | NG
14063 | Oklahoma Gas & Electric Co | 2953 | Mustang | OK | Canadian | 1 | ST | OP | 82 | 52 | 50 |  | 5 | 1950 | WAT BLQ: NG; N Y: N; Y Y: Y |  | S |  | N | Electric Utility | 1 |  |  | N | [17 empty] | N
14063 | Oklahoma Gas & Electric Co | 2953 | Mustang | OK | Canadian | 2 | ST | OP | 63 | 52 | 50 |  | 3 | 1951 | WAT BLQ: NG; N Y: N; Y Y: Y |  | S |  | N | Electric Utility | 1 |  |  | N | [17 empty] | N
14063 | Oklahoma Gas & Electric Co | 2953 | Mustang | OK | Canadian | 3 | ST | OP | 133 | 117 | 109 |  | 6 | 1955 | WAT BLQ: NG; N Y: N; Y Y: Y |  | S |  | N | Electric Utility | 1 |  |  | N | [17 empty] | N
14063 | Oklahoma Gas & Electric Co | 2953 | Mustang | OK | Canadian | 4 | ST | OP | 253 | 250 | 250 |  | 6 | 1959 | WAT BLQ: NG; N Y: N; Y Y: Y |  | S |  | N | Electric Utility | 1 |  |  | N | [17 empty] | N
14063 | Oklahoma Gas & Electric Co | 2953 | Mustang | OK | Canadian | 5A | GT | OP | 41 | 32 | 32 |  | 6 | 1971 | WAT BLQ: NG; WAT BIT: DFO; N Y: N; Y Y: Y |  | S |  | N | Electric Utility | 1 |  |  | N | [17 empty] | N
14063 | Oklahoma Gas & Electric Co | 2953 | Mustang | OK | Canadian | 5B | GT | OP | 41 | 32 | 32 |  | 6 | 1971 | WAT BLQ: NG; WAT BIT: DFO; N Y: N; Y Y: Y |  | S |  | N | Electric Utility | 1 |  |  | N | [17 empty] | N
14063 | Oklahoma Gas & Electric Co | 2956 | Seminole | OK | Seminole | 1 | ST | OP | 567 | 464.5 | 490 |  | 3 | 1971 | WAT BLQ: NG; N Y: N; Y Y: Y |  | S |  | N | Electric Utility | 1 |  |  | N | [17 empty] | N
14063 | Oklahoma Gas & Electric Co | 2956 | Seminole | OK | Seminole | 2 | ST | OP | 567 | 490 | 499 |  | 2 | 1973 | WAT BLQ: NG; N Y: N; Y Y: Y |  | S |  | N | Electric Utility | 1 |  |  | N | [17 empty] | N
14063 | Oklahoma Gas & Electric Co | 2956 | Seminole | OK | Seminole | 3 | ST | OP | 567 | 476.7 | 496 |  | 6 | 1975 | NG | RFO | DFO |  |  |  | N | Y |  | S |  | N | Electric Utility | 1 |  |  | N | [17 empty] | N
14063 | Oklahoma Gas & Electric Co | 2956 | Seminole | OK | Seminole | GT1 | GT | OP | 23 | 16 | 16 |  | 5 | 1971 | WAT BLQ: NG; WAT BIT: DFO; N Y: N; Y Y: Y |  | S |  | N | Electric Utility | 1 |  |  | N | [17 empty] | N
14063 | Oklahoma Gas & Electric Co | 6095 | Sooner | OK | Noble | 1 | ST | OP | 569 | 515.5 | 515 |  | 11 | 1979 | WAT BLQ: SUB; WAT BIT: DFO; N Y: N; Y Y: Y |  | S |  | N | Electric Utility | 1 |  |  | N | [17 empty] | N | Y |  | Y |  |  |  | DFO
14063 | Oklahoma Gas & Electric Co | 6095 | Sooner | OK | Noble | 2 | ST | OP | 569 | 520 | 523 |  | 12 | 1980 | WAT BLQ: SUB; WAT BIT: DFO; N Y: N; Y Y: Y |  | S |  | N | Electric Utility | 1 |  |  | N | [17 empty] | N | Y |  | Y |  |  |  | DFO
14063 | Oklahoma Gas & Electric Co | 55457 | McClain Energy Facility | OK | McClain | CT1 | CT | OP | 150.1 | 145.6 | 145.6 |  | 6 | 2001 | WAT BLQ: NG; N Y: N; Y Y: Y |  | J |  | N | Electric Utility | 1 |  |  | N | [17 empty] | N
14063 | Oklahoma Gas & Electric Co | 55457 | McClain Energy Facility | OK | McClain | CT2 | CT | OP | 150.1 | 148.1 | 148.1 |  | 6 | 2001 | WAT BLQ: NG; N Y: N; Y Y: Y |  | J |  | N | Electric Utility | 1 |  |  | N | [17 empty] | N
14063 | Oklahoma Gas & Electric Co | 55457 | McClain Energy Facility | OK | McClain | ST1 | CA | OP | 168.3 | 165.4 | 165.4 |  | 6 | 2001 | WAT BLQ: NG; N Y: N; Y Y: Y |  | J |  | N | Electric Utility | 1 |  | N | N | [17 empty] | N
14063 | Oklahoma Gas & Electric Co | 55463 | Redbud Power Plant | OK | Oklahoma | CT01 | CT | OP | 198.9 | 148.4 |  | G112 | 5 | 2004 | WAT BLQ: NG; N Y: N; Y Y: Y |  | J |  | N | Electric Utility | 1 |  |  | N | [17 empty] | N
14063 | Oklahoma Gas & Electric Co | 55463 | Redbud Power Plant | OK | Oklahoma | CT02 | CT | OP | 198.9 | 148.7 |  | G113 | 5 | 2004 | WAT BLQ: NG; N Y: N; Y Y: Y |  | J |  | N | Electric Utility | 1 |  |  | N | [17 empty] | N
14063 | Oklahoma Gas & Electric Co | 55463 | Redbud Power Plant | OK | Oklahoma | CT03 | CT | OP | 198.9 | 145.9 |  | G114 | 5 | 2004 | WAT BLQ: NG; N Y: N; Y Y: Y |  | J |  | N | Electric Utility | 1 |  |  | N | [17 empty] | N
14063 | Oklahoma Gas & Electric Co | 55463 | Redbud Power Plant | OK | Oklahoma | CT04 | CT | OP | 198.9 | 151.1 |  | G115 | 5 | 2004 | WAT BLQ: NG; N Y: N; Y Y: Y |  | J |  | N | Electric Utility | 1 |  |  | N | [17 empty] | N
14063 | Oklahoma Gas & Electric Co | 55463 | Redbud Power Plant | OK | Oklahoma | ST01 | CA | OP | 159.5 | 291.7 | 291.7 | G112 | 5 | 2004 | WAT BLQ: NG; N Y: N; Y Y: Y |  | J |  | N | Electric Utility | 1 |  | Y | N | [17 empty] | N
14063 | Oklahoma Gas & Electric Co | 55463 | Redbud Power Plant | OK | Oklahoma | ST02 | CA | OP | 159.5 | 288.3 | 288.3 | G113 | 5 | 2004 | WAT BLQ: NG; N Y: N; Y Y: Y |  | J |  | N | Electric Utility | 1 |  | Y | N | [17 empty] | N
14063 | Oklahoma Gas & Electric Co | 55463 | Redbud Power Plant | OK | Oklahoma | ST03 | CA | OP | 159.5 | 290.1 | 290.1 | G114 | 5 | 2004 | WAT BLQ: NG; N Y: N; Y Y: Y |  | J |  | N | Electric Utility | 1 |  | Y | N | [17 empty] | N
14063 | Oklahoma Gas & Electric Co | 55463 | Redbud Power Plant | OK | Oklahoma | ST04 | CA | OP | 159.5 | 290.1 | 290.1 | G115 | 5 | 2004 | WAT BLQ: NG; N Y: N; Y Y: Y |  | J |  | N | Electric Utility | 1 |  | Y | N | [17 empty] | N
14063 | Oklahoma Gas & Electric Co | 56380 | Centennial Wind Farm | OK | Harper | WT1 | WT | OP | 120 | 120 | 120 |  | 12 | 2006 | WAT BLQ: WND; N Y: N; Y Y: Y |  | S | 80 | N | Electric Utility | 1 |  | N | N
14063 | Oklahoma Gas & Electric Co | 57286 | OU Spirit Wind Farm | OK | Woodward | WT1 | WT | OP | 101.2 | 101.2 | 101.2 |  | 12 | 2009 | WAT BLQ: WND; N Y: N; Y Y: Y |  | S | 44 | N | Electric Utility | 1 |  |  | N | [17 empty] | N
14063 | Oklahoma Gas & Electric Co | 57332 | Crossroads Wind Farm | OK | Dewey | 1-98 | WT | OP | 227 | 227 | 227 |  | 1 | 2012 | WAT BLQ: WND; N Y: N; Y Y: Y |  | S | 98 | N | Electric Utility | 1 | [20 empty] | N
14077 | Oklahoma Municipal Power Authority | 762 | Ponca | OK | Kay | 2 | ST | OP | 48 | 34 | 34 |  | 10 | 1977 | WAT BLQ: NG; N Y: N; Y Y: Y | Y | W |  | N | Electric Utility | 1 |  | N | N | [17 empty] | N
14077 | Oklahoma Municipal Power Authority | 7545 | Kaw Hydro | OK | Kay | 1 | HY | OP | 37 | 29.6 | 29.6 |  | 8 | 1989 | WAT BLQ: WAT; N Y: N; Y Y: Y |  | S | 1 | N | Electric Utility | 1 |  | N | N | [17 empty] | N
14077 | Oklahoma Municipal Power Authority | 7546 | Ponca City | OK | Kay | 1 | CA | OP | 19.8 | 18.8 | 18.8 |  | 10 | 1966 | WAT BLQ: NG; N Y: N; Y Y: Y |  | S |  | N | Electric Utility | 1 |  | Y | N | [17 empty] | N
14077 | Oklahoma Municipal Power Authority | 7546 | Ponca City | OK | Kay | 3 | CT | OP | 54 | 44.1 | 44.1 |  | 6 | 1995 | WAT BLQ: NG; WAT BIT: DFO; N Y: Y; Y Y: Y |  | S |  | N | Electric Utility | 1 |  | N | N | [17 empty] | N
14077 | Oklahoma Municipal Power Authority | 7546 | Ponca City | OK | Kay | 4 | GT | OP | 60.5 | 43.9 | 43.9 |  | 6 | 2003 | WAT BLQ: NG; N Y: N; Y Y: Y |  | S |  | N | Electric Utility | 1 |  | N | N | [17 empty] | N
14127 | Omaha Public Power District | 2289 | Fort Calhoun | NE | Washington | 1 | ST | OA | 502 | 478.6 | 478.6 |  | 9 | 1973 | WAT BLQ: NUC; N Y: N; Y Y: Y |  | S |  | N | Electric Utility | 1 |  |  | Y | 75 | 79 | 1 | 2017 | [8 empty] | N
14127 | Omaha Public Power District | 2290 | Jones Street | NE | Douglas | 1 | GT | OP | 65 | 61.5 | 61.5 |  | 6 | 1973 | WAT BLQ: DFO; N Y: N; Y Y: Y |  | S |  | N | Electric Utility | 1 |  |  | N | [17 empty] | N
14127 | Omaha Public Power District | 2290 | Jones Street | NE | Douglas | 2 | GT | OP | 65 | 61.2 | 61.2 |  | 6 | 1973 | WAT BLQ: DFO; N Y: N; Y Y: Y |  | S |  | N | Electric Utility | 1 |  |  | N | [17 empty] | N
14127 | Omaha Public Power District | 2291 | North Omaha | NE | Douglas | 1 | ST | OP | 73.5 | 79.3 | 55.8 |  | 7 | 1954 | WAT BLQ: SUB; WAT BIT: NG; N Y: Y; Y Y: Y |  | S |  | N | Electric Utility | 1 |  |  | N | [17 empty] | N | Y |  | Y |  |  |  | NG
14127 | Omaha Public Power District | 2291 | North Omaha | NE | Douglas | 2 | ST | OP | 108.8 | 96.2 | 95.1 |  | 4 | 1957 | WAT BLQ: SUB; WAT BIT: NG; N Y: Y; Y Y: Y |  | S |  | N | Electric Utility | 1 |  |  | N | [17 empty] | N | Y |  | Y |  |  |  | NG
14127 | Omaha Public Power District | 2291 | North Omaha | NE | Douglas | 3 | ST | OP | 108.8 | 108.4 | 95.1 |  | 4 | 1959 | WAT BLQ: SUB; WAT BIT: NG; N Y: Y; Y Y: Y |  | S |  | N | Electric Utility | 1 |  |  | N | [17 empty] | N | Y |  | Y |  |  |  | NG
14127 | Omaha Public Power District | 2291 | North Omaha | NE | Douglas | 4 | ST | OP | 136 | 138.4 | 115 |  | 3 | 1963 | WAT BLQ: SUB; WAT BIT: NG; N Y: Y; Y Y: Y |  | S |  | N | Electric Utility | 1 |  |  | N | [17 empty] | N | Y |  | Y |  |  |  | NG
14127 | Omaha Public Power District | 2291 | North Omaha | NE | Douglas | 5 | ST | OP | 217.6 | 204.4 | 173.4 |  | 5 | 1968 | WAT BLQ: SUB; WAT BIT: NG; N Y: Y; Y Y: Y |  | S |  | N | Electric Utility | 1 |  |  | N | [17 empty] | N | Y |  | Y |  |  |  | NG
14127 | Omaha Public Power District | 2292 | Sarpy County | NE | Sarpy | 1 | GT | OP | 55.4 | 55.5 | 55.5 |  | 6 | 1972 | WAT BLQ: NG; WAT BIT: DFO; N Y: Y; Y Y: Y |  | S |  | N | Electric Utility | 1 |  |  | N | [17 empty] | N
14127 | Omaha Public Power District | 2292 | Sarpy County | NE | Sarpy | 2 | GT | OP | 55.4 | 55.7 | 55.7 |  | 6 | 1972 | WAT BLQ: NG; WAT BIT: DFO; N Y: Y; Y Y: Y |  | S |  | N | Electric Utility | 1 |  |  | N | [17 empty] | N
14127 | Omaha Public Power District | 2292 | Sarpy County | NE | Sarpy | 3 | GT | OP | 105.6 | 105.1 | 105.1 |  | 5 | 1996 | WAT BLQ: NG; WAT BIT: DFO; N Y: Y; Y Y: Y |  | S |  | N | Electric Utility | 1 |  |  | N | [17 empty] | N
14127 | Omaha Public Power District | 2292 | Sarpy County | NE | Sarpy | 4 | GT | OP | 58.9 | 47.6 | 47.6 |  | 5 | 2000 | WAT BLQ: NG; WAT BIT: DFO; N Y: Y; Y Y: Y |  | S |  | N | Electric Utility | 1 |  |  | N | [17 empty] | N
14127 | Omaha Public Power District | 2292 | Sarpy County | NE | Sarpy | 5 | GT | OP | 58.9 | 48 | 48 |  | 5 | 2000 | WAT BLQ: NG; WAT BIT: DFO; N Y: Y; Y Y: Y |  | S |  | N | Electric Utility | 1 |  |  | N | [17 empty] | N
14127 | Omaha Public Power District | 2292 | Sarpy County | NE | Sarpy | BSD | IC | OP | 3.5 | 3.4 | 3.4 |  | 5 | 1996 | WAT BLQ: DFO; N Y: N; Y Y: Y |  | S |  | N | Electric Utility | 1 |  |  | N | [17 empty] | N
14127 | Omaha Public Power District | 6096 | Nebraska City | NE | Otoe | 1 | ST | OP | 651.6 | 651.5 | 651.5 |  | 4 | 1979 | WAT BLQ: SUB; N Y: N; Y Y: Y |  | S |  | N | Electric Utility | 1 |  |  | N | [17 empty] | N | Y |  | Y |  |  |  | DFO
14127 | Omaha Public Power District | 6096 | Nebraska City | NE | Otoe | 2 | ST | OP | 738 | 684.6 | 684.6 |  | 5 | 2009 | WAT BLQ: SUB; WAT BIT: DFO; N Y: N; Y Y: Y |  | S |  | N | Electric Utility | 1 |  |  | N | [17 empty] | N | Y |  | Y
14127 | Omaha Public Power District | 7955 | Elk City Station | NE | Douglas | 1 | IC | OP | 0.8 | 0.8 | 0.8 |  | 4 | 2002 | WAT BLQ: LFG; N Y: N; Y Y: Y |  | S |  | N | Electric Utility | 1 |  |  | N | [17 empty] | N
14127 | Omaha Public Power District | 7955 | Elk City Station | NE | Douglas | 2 | IC | OP | 0.8 | 0.8 | 0.8 |  | 4 | 2002 | WAT BLQ: LFG; N Y: N; Y Y: Y |  | S |  | N | Electric Utility | 1 |  |  | N | [17 empty] | N
14127 | Omaha Public Power District | 7955 | Elk City Station | NE | Douglas | 3 | IC | OP | 0.8 | 0.8 | 0.8 |  | 4 | 2002 | WAT BLQ: LFG; N Y: N; Y Y: Y |  | S |  | N | Electric Utility | 1 |  |  | N | [17 empty] | N
14127 | Omaha Public Power District | 7955 | Elk City Station | NE | Douglas | 4 | IC | OP | 0.8 | 0.8 | 0.8 |  | 4 | 2002 | WAT BLQ: LFG; N Y: N; Y Y: Y |  | S |  | N | Electric Utility | 1 |  |  | N
14127 | Omaha Public Power District | 7955 | Elk City Station | NE | Douglas | 5 | IC | OP | 0.8 | 0.8 | 0.8 |  | 6 | 2006 | WAT BLQ: LFG; N Y: N; Y Y: Y |  | S |  | N | Electric Utility | 1 |  |  | N | [17 empty] | N
14127 | Omaha Public Power District | 7955 | Elk City Station | NE | Douglas | 6 | IC | OP | 0.8 | 0.8 | 0.8 |  | 6 | 2006 | WAT BLQ: LFG; N Y: N; Y Y: Y |  | S |  | N | Electric Utility | 1 |  |  | N | [17 empty] | N
14127 | Omaha Public Power District | 7955 | Elk City Station | NE | Douglas | 7 | IC | OP | 0.8 | 0.8 | 0.8 |  | 8 | 2006 | WAT BLQ: LFG; N Y: N; Y Y: Y |  | S |  | N | Electric Utility | 1 |  |  | N | [17 empty] | N
14127 | Omaha Public Power District | 7955 | Elk City Station | NE | Douglas | 8 | IC | OP | 0.8 | 0.8 | 0.8 |  | 8 | 2009 | WAT BLQ: LFG; N Y: N; Y Y: Y |  | S |  | N | Electric Utility | 1 |  |  | N | [17 empty] | N
14127 | Omaha Public Power District | 55972 | Cass County | NE | Cass | CT-1 | GT | OP | 172.5 | 161.9 | 164.2 |  | 5 | 2003 | WAT BLQ: NG; N Y: N; Y Y: Y |  | S |  | N | Electric Utility | 1 |  |  | N | [17 empty] | N
14127 | Omaha Public Power District | 55972 | Cass County | NE | Cass | CT-2 | GT | OP | 172.5 | 161.3 | 131.2 |  | 5 | 2003 | WAT BLQ: NG; N Y: N; Y Y: Y |  | S |  | N | Electric Utility | 1 |  |  | N | [17 empty] | N
14155 | Orange County Sanitation Dist | 50696 | Plant No 1 | CA | Orange | GEN1 | IC | OP | 2.5 | 2.4 | 2.4 |  | 6 | 1993 | WAT BLQ: OBG; WAT BIT: NG; N Y: N; Y Y: Y |  | S |  | Y | Commercial CHP | 5 | T | N | N | [12 empty] | N |  |  |  |  | N
14155 | Orange County Sanitation Dist | 50696 | Plant No 1 | CA | Orange | GEN2 | IC | OP | 2.5 | 2.4 | 2.4 |  | 6 | 1993 | WAT BLQ: OBG; WAT BIT: NG; N Y: N; Y Y: Y |  | S |  | Y | Commercial CHP | 5 | T | N | N | [12 empty] | N |  |  |  |  | N
14155 | Orange County Sanitation Dist | 50696 | Plant No 1 | CA | Orange | GEN3 | IC | OP | 2.5 | 2.4 | 2.4 |  | 6 | 1993 | WAT BLQ: OBG; WAT BIT: NG; N Y: N; Y Y: Y |  | S |  | Y | Commercial CHP | 5 | T | N | N | [12 empty] | N |  |  |  |  | N
14155 | Orange County Sanitation Dist | 52099 | Plant No 2 | CA | Orange | GEN1 | IC | OP | 3 | 2.7 | 2.7 |  | 6 | 1993 | WAT BLQ: OBG; WAT BIT: NG; N Y: N; Y Y: Y |  | S |  | Y | Commercial CHP | 5 | B | N | N | [17 empty] | N
14155 | Orange County Sanitation Dist | 52099 | Plant No 2 | CA | Orange | GEN2 | IC | OP | 3 | 2.7 | 2.7 |  | 6 | 1993 | WAT BLQ: OBG; WAT BIT: NG; N Y: N; Y Y: Y |  | S |  | Y | Commercial CHP | 5 | B | N | N | [17 empty] | N
14155 | Orange County Sanitation Dist | 52099 | Plant No 2 | CA | Orange | GEN3 | IC | OP | 3 | 2.7 | 2.7 |  | 6 | 1993 | WAT BLQ: OBG; WAT BIT: NG; N Y: N; Y Y: Y |  | S |  | Y | Commercial CHP | 5 | B | N | N | [17 empty] | N
14155 | Orange County Sanitation Dist | 52099 | Plant No 2 | CA | Orange | GEN4 | IC | OP | 3 | 2.7 | 2.7 |  | 6 | 1993 | WAT BLQ: OBG; WAT BIT: NG; N Y: N; Y Y: Y |  | S |  | Y | Commercial CHP | 5 | B | N | N | [17 empty] | N
14155 | Orange County Sanitation Dist | 52099 | Plant No 2 | CA | Orange | GEN5 | IC | OP | 3 | 2.7 | 2.7 |  | 6 | 1993 | WAT BLQ: OBG; WAT BIT: NG; N Y: N; Y Y: Y |  | S |  | Y | Commercial CHP | 5 | B | N | N | [17 empty] | N
14155 | Orange County Sanitation Dist | 52099 | Plant No 2 | CA | Orange | GEN6 | ST | OP | 1 | 0.9 | 0.9 |  | 6 | 1993 | WAT BLQ: OBG; WAT BIT: NG; N Y: N; Y Y: Y |  | S |  | Y | Commercial CHP | 5 | B | N | N | [17 empty] | N
14164 | City of Orangeburg - (SC) | 7479 | North Road Peak | SC | Orangeburg | EAST | IC | OP | 7 | 6.5 | 7 |  | 4 | 1987 | WAT BLQ: DFO; N Y: N; Y Y: Y |  | S |  | N | Electric Utility | 1 |  | N | N | [17 empty] | N
14164 | City of Orangeburg - (SC) | 7479 | North Road Peak | SC | Orangeburg | WEST | IC | OP | 7 | 6.5 | 7 |  | 4 | 1987 | WAT BLQ: DFO; N Y: N; Y Y: Y |  | S |  | N | Electric Utility | 1 |  | N | N
14164 | City of Orangeburg - (SC) | 7480 | Rowesville Rd Plant | SC | Orangeburg | GEN3 | GT | OP | 4.8 | 4.2 | 4.8 |  | 6 | 1994 | WAT BLQ: NG; N Y: N; Y Y: Y |  | S |  | N | Electric Utility | 1 |  | N | N
14164 | City of Orangeburg - (SC) | 7480 | Rowesville Rd Plant | SC | Orangeburg | GEN4 | GT | OP | 4.8 | 4.2 | 4.8 |  | 6 | 1994 | WAT BLQ: NG; N Y: N; Y Y: Y |  | S |  | N | Electric Utility | 1 |  | N | N
14165 | NRG Power Midwest LP | 2836 | Avon Lake | OH | Lorain | 10 | GT | SB | 29 | 30 | 30 |  | 1 | 1968 | WAT BLQ: DFO; N Y: N; Y Y: Y | Y | S |  | N | IPP Non-CHP | 2 |  |  | N | [17 empty] | N
14165 | NRG Power Midwest LP | 2836 | Avon Lake | OH | Lorain | 7 | ST | OP | 86 | 70 | 70 |  | 1 | 1949 | WAT BLQ: BIT; WAT BIT: DFO; N Y: N; Y Y: Y |  | S |  | N | IPP Non-CHP | 2 |  |  | Y | [17 empty] | N | Y | [5 empty] | DFO
14165 | NRG Power Midwest LP | 2836 | Avon Lake | OH | Lorain | 9 | ST | OP | 680 | 640 | 640 |  | 1 | 1970 | WAT BLQ: BIT; WAT BIT: DFO; N Y: N; Y Y: Y |  | S |  | N | IPP Non-CHP | 2 |  |  | Y | [17 empty] | N | Y |  |  | Y |  |  | DFO
14165 | NRG Power Midwest LP | 2861 | Niles | OH | Trumbull | GT1 | GT | OP | 27 | 25 | 30 |  | 7 | 1972 | WAT BLQ: DFO; N Y: N; Y Y: Y |  | S |  | N | IPP Non-CHP | 2 |  |  | N | [17 empty] | N
14165 | NRG Power Midwest LP | 3096 | Brunot Island | PA | Allegheny | 1A | GT | OP | 25.5 | 15 | 15 |  | 3 | 1972 | WAT BLQ: DFO; N Y: N; Y Y: Y |  | S |  | N | IPP Non-CHP | 2 |  |  | N | [17 empty] | N
14165 | NRG Power Midwest LP | 3096 | Brunot Island | PA | Allegheny | 1B | GT | OS | 25.5 | 15 | 15 |  | 3 | 1972 | WAT BLQ: DFO; N Y: N; Y Y: Y |  | S |  | N | IPP Non-CHP | 2 |  |  | N | [17 empty] | N
14165 | NRG Power Midwest LP | 3096 | Brunot Island | PA | Allegheny | 1C | GT | OS | 25.5 | 15 | 15 |  | 3 | 1972 | WAT BLQ: DFO; N Y: N; Y Y: Y |  | S |  | N | IPP Non-CHP | 2 |  |  | N | [17 empty] | N
14165 | NRG Power Midwest LP | 3096 | Brunot Island | PA | Allegheny | 2A | CT | OP | 65.3 | 35 | 45 |  | 6 | 1973 | WAT BLQ: NG; N Y: N; Y Y: Y |  | S |  | N | IPP Non-CHP | 2 |  |  | N | [17 empty] | N
14165 | NRG Power Midwest LP | 3096 | Brunot Island | PA | Allegheny | 2B | CT | OP | 65.3 | 35 | 45 |  | 6 | 1973 | WAT BLQ: NG; N Y: N; Y Y: Y |  | S |  | N | IPP Non-CHP | 2 |  |  | N | [17 empty] | N
14165 | NRG Power Midwest LP | 3096 | Brunot Island | PA | Allegheny | 3 | CT | OP | 65.3 | 35 | 45 |  | 6 | 1973 | WAT BLQ: NG; N Y: N; Y Y: Y |  | S |  | N | IPP Non-CHP | 2 |  |  | N | [17 empty] | N
14165 | NRG Power Midwest LP | 3096 | Brunot Island | PA | Allegheny | ST4 | CA | OP | 144 | 93 | 100 |  | 7 | 1974 | WAT BLQ: NG; N Y: N; Y Y: Y |  | S |  | N | IPP Non-CHP | 2 |  | Y | N | [17 empty] | N
14165 | NRG Power Midwest LP | 3098 | Elrama Power Plant | PA | Washington | 1 | ST | OS | 100 | 93 | 93 |  | 4 | 1952 | WAT BLQ: BIT; N Y: N; Y Y: Y |  | S |  | N | IPP Non-CHP | 2 |  |  | Y | [15 empty] | 3 | 2014 | N | Y | [5 empty] | DFO
14165 | NRG Power Midwest LP | 3098 | Elrama Power Plant | PA | Washington | 2 | ST | OS | 100 | 93 | 93 |  | 1 | 1953 | WAT BLQ: BIT; N Y: N; Y Y: Y |  | S |  | N | IPP Non-CHP | 2 |  |  | Y | [15 empty] | 3 | 2014 | N | Y | [5 empty] | DFO
14165 | NRG Power Midwest LP | 3098 | Elrama Power Plant | PA | Washington | 3 | ST | OS | 125 | 103 | 103 |  | 9 | 1954 | WAT BLQ: BIT; N Y: N; Y Y: Y |  | S |  | N | IPP Non-CHP | 2 |  |  | Y | [15 empty] | 3 | 2014 | N | Y | [5 empty] | DFO
14165 | NRG Power Midwest LP | 3098 | Elrama Power Plant | PA | Washington | 4 | ST | OS | 185 | 171 | 171 |  | 10 | 1960 | WAT BLQ: BIT; N Y: N; Y Y: Y |  | S |  | N | IPP Non-CHP | 2 |  |  | Y | [15 empty] | 3 | 2014 | N | Y | [5 empty] | DFO
14165 | NRG Power Midwest LP | 3138 | New Castle Plant | PA | Lawrence | 3 | ST | OP | 98 | 88 | 93 |  | 9 | 1952 | WAT BLQ: BIT; N Y: N; Y Y: Y |  | S |  | N | IPP Non-CHP | 2 |  |  | Y | [17 empty] | N | Y |  | Y |  |  |  | DFO
14165 | NRG Power Midwest LP | 3138 | New Castle Plant | PA | Lawrence | 4 | ST | OP | 114 | 87 | 92 |  | 8 | 1958 | WAT BLQ: BIT; N Y: N; Y Y: Y |  | S |  | N | IPP Non-CHP | 2 |  |  | Y | [17 empty] | N | Y |  | Y |  |  |  | DFO
14165 | NRG Power Midwest LP | 3138 | New Castle Plant | PA | Lawrence | 5 | ST | OP | 136 | 130 | 135 |  | 6 | 1964 | WAT BLQ: BIT; N Y: N; Y Y: Y |  | S |  | N | IPP Non-CHP | 2 |  |  | Y | [17 empty] | N | Y |  | Y |  |  |  | DFO
14165 | NRG Power Midwest LP | 3138 | New Castle Plant | PA | Lawrence | EMDA | IC | OP | 3.2 | 2.5 | 2.5 |  | 12 | 1968 | WAT BLQ: DFO; N Y: N; Y Y: Y |  | S |  | N | IPP Non-CHP | 2 |  |  | Y | [15 empty] | 4 | 2015 | N
14165 | NRG Power Midwest LP | 3138 | New Castle Plant | PA | Lawrence | EMDB | IC | OS | 3.2 | 2.5 | 2.5 |  | 12 | 1968 | WAT BLQ: DFO; N Y: N; Y Y: Y |  | S |  | N | IPP Non-CHP | 2 |  |  | Y | [15 empty] | 4 | 2015 | N
14165 | NRG Power Midwest LP | 8226 | Cheswick Power Plant | PA | Allegheny | 1 | ST | OP | 637 | 563 | 563 |  | 6 | 1970 | WAT BLQ: BIT; WAT BIT: SUB; N Y: Y; Y Y: Y |  | S |  | N | IPP Non-CHP | 2 |  |  | N | [12 empty] | N |  |  |  |  | N | Y |  | Y |  |  |  | NG
14172 | City of Ord - (NE) | 2294 | Ord | NE | Valley | 1 | IC | OP | 5 | 5 | 5 |  | 1 | 1973 | WAT BLQ: DFO; WAT BIT: NG; N Y: Y; Y Y: Y |  | S |  | N | Electric Utility | 1 |  | N | N | [17 empty] | N
14172 | City of Ord - (NE) | 2294 | Ord | NE | Valley | 2 | IC | OP | 1.5 | 1 | 1 |  | 1 | 1966 | WAT BLQ: DFO; WAT BIT: NG; N Y: Y; Y Y: Y |  | S |  | N | Electric Utility | 1 |  | N | N | [17 empty] | N |  | N
14172 | City of Ord - (NE) | 2294 | Ord | NE | Valley | 3 | IC | OP | 2.5 | 2 | 2 |  | 1 | 1963 | WAT BLQ: DFO; WAT BIT: NG; N Y: Y; Y Y: Y |  | S |  | N | Electric Utility | 1 |  | N | N | [17 empty] | N
14172 | City of Ord - (NE) | 2294 | Ord | NE | Valley | 4A | IC | OP | 1.5 | 1.4 | 1.4 |  | 4 | 1997 | WAT BLQ: DFO; N Y: N; Y Y: Y |  | S |  | N | Electric Utility | 1 |  | N | N | [17 empty] | N
14172 | City of Ord - (NE) | 2294 | Ord | NE | Valley | 5A | IC | OP | 1.5 | 1.4 | 1.4 |  | 4 | 1997 | WAT BLQ: DFO; N Y: N; Y Y: Y |  | S |  | N | Electric Utility | 1 |  | N | N | [17 empty] | N
14173 | Oroville Cogeneration LP | 54477 | Oroville Cogeneration LP | CA | Butte | GEN1 | IC | OP | 1.1 | 1.1 | 1.1 |  | 1 | 1990 | WAT BLQ: NG; N Y: N; Y Y: Y |  | J |  | Y | IPP CHP | 3 | T |  | N | [17 empty] | N
14173 | Oroville Cogeneration LP | 54477 | Oroville Cogeneration LP | CA | Butte | GEN2 | IC | OP | 1.1 | 1.1 | 1.1 |  | 1 | 1990 | WAT BLQ: NG; N Y: N; Y Y: Y |  | J |  | Y | IPP CHP | 3 | T |  | N | [17 empty] | N
14173 | Oroville Cogeneration LP | 54477 | Oroville Cogeneration LP | CA | Butte | GEN3 | IC | OP | 1.1 | 1.1 | 1.1 |  | 1 | 1990 | WAT BLQ: NG; N Y: N; Y Y: Y |  | J |  | Y | IPP CHP | 3 | T |  | N | [17 empty] | N
14173 | Oroville Cogeneration LP | 54477 | Oroville Cogeneration LP | CA | Butte | GEN4 | IC | OP | 1.1 | 1.1 | 1.1 |  | 1 | 1990 | WAT BLQ: NG; N Y: N; Y Y: Y |  | J |  | Y | IPP CHP | 3 | T |  | N | [17 empty] | N
14173 | Oroville Cogeneration LP | 54477 | Oroville Cogeneration LP | CA | Butte | GEN5 | IC | OP | 1.1 | 1.1 | 1.1 |  | 1 | 1990 | WAT BLQ: NG; N Y: N; Y Y: Y |  | J |  | Y | IPP CHP | 3 | T |  | N | [17 empty] | N
14173 | Oroville Cogeneration LP | 54477 | Oroville Cogeneration LP | CA | Butte | GEN6 | IC | OP | 1.1 | 1.1 | 1.1 |  | 1 | 1990 | WAT BLQ: NG; N Y: N; Y Y: Y |  | J |  | Y | IPP CHP | 3 | T |  | N | [17 empty] | N
14173 | Oroville Cogeneration LP | 54477 | Oroville Cogeneration LP | CA | Butte | GEN7 | IC | OP | 1.1 | 1.1 | 1.1 |  | 1 | 1990 | WAT BLQ: NG; N Y: N; Y Y: Y |  | J |  | Y | IPP CHP | 3 | T |  | N | [17 empty] | N
14182 | Sterling Power Partners LP | 50744 | Sterling Power Plant | NY | Oneida | GEN1 | CT | OP | 47.7 | 38.8 | 47.6 |  | 6 | 1991 | WAT BLQ: NG; N Y: N; Y Y: Y |  | S |  | Y | IPP CHP | 3 | T | N | N | [17 empty] | N
14182 | Sterling Power Partners LP | 50744 | Sterling Power Plant | NY | Oneida | GEN2 | CA | OP | 16.5 | 16 | 16.5 |  | 7 | 1991 | WAT BLQ: NG; N Y: N; Y Y: Y |  | S |  | Y | IPP CHP | 3 | T | N | N | [17 empty] | N
14182 | Sterling Power Partners LP | 50744 | Sterling Power Plant | NY | Oneida | GEN3 | IC | OP | 1.1 | 1.1 | 1.1 |  | 6 | 1991 | WAT BLQ: DFO; N Y: N; Y Y: Y |  | S |  | N | IPP CHP | 3 |  | N | N | [17 empty] | N
14184 | Orlando CoGen Ltd LP | 54466 | Orlando Cogen LP | FL | Orange | GEN1 | CS | OP | 122.4 | 120 | 130 |  | 9 | 1993 | WAT BLQ: NG; N Y: N; Y Y: Y |  | J |  | Y | IPP CHP | 3 | T | Y | N | [17 empty] | N
14191 | South Feather Water and Power Agency | 417 | Forbestown | CA | Butte | 1 | HY | OP | 41.9 | 36 | 36 |  | 10 | 1963 | WAT BLQ: WAT; N Y: N; Y Y: Y |  | S |  | N | Electric Utility | 1 |  | N | N | [17 empty] | N
14191 | South Feather Water and Power Agency | 418 | Kelly Ridge | CA | Butte | 1 | HY | OP | 10 | 9 | 9 |  | 9 | 1963 | WAT BLQ: WAT; N Y: N; Y Y: Y |  | S |  | N | Electric Utility | 1 |  | N | N | [17 empty] | N
14191 | South Feather Water and Power Agency | 419 | Woodleaf | CA | Butte | 1 | HY | OP | 59 | 59 | 55 |  | 11 | 1963 | WAT BLQ: WAT; N Y: N; Y Y: Y |  | S |  | N | Electric Utility | 1 |  | N | N | [17 empty] | N
14191 | South Feather Water and Power Agency | 776 | Sly Creek | CA | Butte | 1 | HY | OP | 12.1 | 9 | 7 |  | 7 | 1983 | WAT BLQ: WAT; N Y: N; Y Y: Y |  | S |  | N | Electric Utility | 1 |  | N | N | [17 empty] | N
14194 | City of Orrville - (OH) | 2935 | Orrville | OH | Wayne | 10 | ST | OP | 25 | 23 | 23 |  | 1 | 1971 | WAT BLQ: BIT; WAT BIT: NG; N Y: N; Y Y: Y |  | S |  | N | Electric Utility | 1 |  | N | N | [12 empty] | N |  |  |  |  | N |  |  | Y |  |  |  | NG
14194 | City of Orrville - (OH) | 2935 | Orrville | OH | Wayne | 11 | ST | OP | 25 | 23 | 23 |  | 1 | 1971 | WAT BLQ: BIT; WAT BIT: NG; N Y: N; Y Y: Y |  | S |  | N | Electric Utility | 1 |  | N | N | [12 empty] | N |  |  |  |  | N |  |  | Y |  |  |  | NG
14194 | City of Orrville - (OH) | 2935 | Orrville | OH | Wayne | 7 | ST | OS | 5 | 5 | 5 |  | 1 | 1949 | WAT BLQ: BIT; N Y: N; Y Y: N |  | S |  | N | Electric Utility | 1 |  | N | N | [12 empty] | N |  |  |  |  | N |  |  | Y
14194 | City of Orrville - (OH) | 2935 | Orrville | OH | Wayne | 8 | ST | OS | 7.5 | 7.5 | 7.5 |  | 1 | 1955 | WAT BLQ: BIT; N Y: N; Y Y: N |  | S |  | N | Electric Utility | 1 |  | N | N | [12 empty] | N |  |  |  |  | N |  |  | Y
14194 | City of Orrville - (OH) | 2935 | Orrville | OH | Wayne | 9 | ST | OP | 22 | 20 | 20 |  | 1 | 1961 | WAT BLQ: BIT; N Y: N; Y Y: Y |  | S |  | N | Electric Utility | 1 |  | N | N | [12 empty] | N |  |  |  |  | N |  |  | Y
14199 | City of Osage City - (KS) | 1313 | Osage City | KS | OSAGE | 1 | IC | OP | 1.1 | 0.9 | 0.9 |  | 9 | 1955 | WAT BLQ: NG; WAT BIT: DFO; N Y: Y; Y Y: Y | Y | S |  | N | Electric Utility | 1 |  | N | N | [17 empty] | N
14199 | City of Osage City - (KS) | 1313 | Osage City | KS | OSAGE | 10 | IC | OP | 0.8 | 0.7 | 0.7 |  | 6 | 2001 | WAT BLQ: DFO; N Y: N; Y Y: Y | Y | S |  | N | Electric Utility | 1 |  | N | N | [17 empty] | N
14199 | City of Osage City - (KS) | 1313 | Osage City | KS | OSAGE | 2 | IC | OP | 1.2 | 1.1 | 1.1 |  | 9 | 1960 | WAT BLQ: NG; WAT BIT: DFO; N Y: Y; Y Y: Y | Y | S |  | N | Electric Utility | 1 |  | N | N | [17 empty] | N
14199 | City of Osage City - (KS) | 1313 | Osage City | KS | OSAGE | 4 | IC | OP | 2 | 1.9 | 1.9 |  | 9 | 1967 | WAT BLQ: NG; WAT BIT: DFO; N Y: Y; Y Y: Y | Y | S |  | N | Electric Utility | 1 |  | N | N | [17 empty] | N
14199 | City of Osage City - (KS) | 1313 | Osage City | KS | OSAGE | 5 | IC | OP | 2 | 1.9 | 1.9 |  | 9 | 1970 | WAT BLQ: NG; WAT BIT: DFO; N Y: Y; Y Y: Y | Y | S |  | N | Electric Utility | 1 |  | N | N | [17 empty] | N
14199 | City of Osage City - (KS) | 1313 | Osage City | KS | OSAGE | 7 | IC | OP | 1.7 | 1.5 | 1.5 |  | 6 | 1984 | WAT BLQ: NG; WAT BIT: DFO; N Y: Y; Y Y: Y | Y | S |  | N | Electric Utility | 1 |  | N | N | [17 empty] | N
14199 | City of Osage City - (KS) | 1313 | Osage City | KS | OSAGE | 8 | IC | OP | 0.8 | 0.7 | 0.7 |  | 6 | 2001 | WAT BLQ: DFO; N Y: N; Y Y: Y | Y | S |  | N | Electric Utility | 1 |  | N | N | [17 empty] | N
14199 | City of Osage City - (KS) | 1313 | Osage City | KS | OSAGE | IC3 | IC | OP | 2 | 1.9 | 1.9 |  | 5 | 2011 | WAT BLQ: NG; WAT BIT: DFO; N Y: Y; Y Y: Y | Y | S |  | N | Electric Utility | 1 |  | N | N | [17 empty] | N
14199 | City of Osage City - (KS) | 1313 | Osage City | KS | OSAGE | IC6 | IC | OP | 1.1 | 0.9 | 0.9 |  | 7 | 1983 | WAT BLQ: NG; WAT BIT: DFO; N Y: Y; Y Y: Y | Y | S |  | N | Electric Utility | 1 |  | N | N | [17 empty] | N
14201 | City of Osage - (IA) | 1172 | Osage | IA | MITCHELL | 5 | IC | OP | 3.2 | 3.1 | 3.1 |  | 9 | 1963 | WAT BLQ: NG; WAT BIT: DFO; N Y: Y; Y Y: Y |  | S |  | N | Electric Utility | 1 |  | N | N | [17 empty] | N
14201 | City of Osage - (IA) | 1172 | Osage | IA | MITCHELL | 6 | IC | OP | 6.2 | 6 | 6 |  | 10 | 1973 | WAT BLQ: DFO; WAT BIT: NG; N Y: Y; Y Y: Y |  | S |  | N | Electric Utility | 1 |  | N | N
14201 | City of Osage - (IA) | 1172 | Osage | IA | MITCHELL | 7 | IC | OP | 3.6 | 3.6 | 3.6 |  | 5 | 1996 | WAT BLQ: DFO; N Y: N; Y Y: Y |  | S |  | N | Electric Utility | 1 |  | N | N
14201 | City of Osage - (IA) | 1172 | Osage | IA | MITCHELL | 8 | IC | OP | 3.6 | 3.6 | 3.6 |  | 5 | 1998 | WAT BLQ: DFO; N Y: N; Y Y: Y |  | S |  | N | Electric Utility | 1 |  | N | N
14201 | City of Osage - (IA) | 1172 | Osage | IA | MITCHELL | W1 | WT | OP | 1.6 | 0.5 | 0.5 |  | 12 | 2009 | WAT BLQ: WND; N Y: N; Y Y: Y |  | S | 1 | N | Electric Utility | 1 |  | N | N | [17 empty] | N
14203 | City of Osawatomie - (KS) | 1314 | Osawatomie City of | KS | MIAMI | 2 | IC | SB | 2.3 | 1.8 | 1.8 |  | 2 | 1957 | WAT BLQ: DFO; WAT BIT: NG; N Y: Y; Y Y: Y | Y | S |  | N | Electric Utility | 1 |  | N | N | [17 empty] | N
14203 | City of Osawatomie - (KS) | 1314 | Osawatomie City of | KS | MIAMI | 4 | IC | SB | 1.2 | 1 | 1 |  | 10 | 1950 | WAT BLQ: DFO; WAT BIT: NG; N Y: Y; Y Y: Y | Y | S |  | N | Electric Utility | 1 |  | N | N | [17 empty] | N
14203 | City of Osawatomie - (KS) | 1314 | Osawatomie City of | KS | MIAMI | 5 | IC | SB | 3.1 | 2.8 | 2.8 |  | 5 | 1966 | WAT BLQ: DFO; WAT BIT: NG; N Y: Y; Y Y: Y | Y | S |  | N | Electric Utility | 1 |  | N | N | [17 empty] | N
14214 | City of Osborne - (KS) | 1315 | Osborne | KS | Osborne | 1 | IC | SB | 2.3 | 1.8 | 2 |  | 6 | 1967 | WAT BLQ: DFO; WAT BIT: NG; N Y: Y; Y Y: N | Y | S |  | N | Electric Utility | 1 |  | N | N | [17 empty] | N
14214 | City of Osborne - (KS) | 1315 | Osborne | KS | Osborne | 2 | IC | SB | 2 | 1.8 | 2 |  | 6 | 1963 | WAT BLQ: DFO; WAT BIT: NG; N Y: Y; Y Y: N | Y | S |  | N | Electric Utility | 1 |  | N | N | [17 empty] | N
14214 | City of Osborne - (KS) | 1315 | Osborne | KS | Osborne | 3 | IC | SB | 1.1 | 0.7 | 0.9 |  | 6 | 1957 | WAT BLQ: DFO; WAT BIT: NG; N Y: Y; Y Y: N | Y | S |  | N | Electric Utility | 1 |  | N | N | [17 empty] | N
14214 | City of Osborne - (KS) | 1315 | Osborne | KS | Osborne | 6 | IC | SB | 0.5 | 0.5 | 0.5 |  | 4 | 1992 | [8 empty] | Y | S |  | N | Electric Utility | 1 |  | N | N | [17 empty] | N | bar: WAT BLQ; N Y to Y Y
14214 | City of Osborne - (KS) | 1315 | Osborne | KS | Osborne | 7 | IC | SB | 0.5 | 0.5 | 0.5 |  | 4 | 1992 | [8 empty] | Y | S |  | N | Electric Utility | 1 |  | N | N | [17 empty] | N | bar: WAT BLQ; N Y to Y Y
14214 | City of Osborne - (KS) | 1315 | Osborne | KS | Osborne | 8 | IC | SB | 0.7 | 0.7 | 0.7 |  | 9 | 1994 | [8 empty] | Y | S |  | N | Electric Utility | 1 |  | N | N | [17 empty] | N | bar: WAT BLQ; N Y to Y Y
14216 | City of Osceola - (AR) | 172 | Osceola | AR | Mississippi | 13 | IC | SB | 1.6 | 1.6 | 1.6 |  | 5 | 1999 | WAT BLQ: DFO; N Y: N; Y Y: N | N | S |  | N | Electric Utility | 1 |  | N | N | [17 empty] | N
14216 | City of Osceola - (AR) | 172 | Osceola | AR | Mississippi | 14 | IC | SB | 1.6 | 1.6 | 1.6 |  | 5 | 1999 | WAT BLQ: DFO; N Y: N; Y Y: N | N | S |  | N | Electric Utility | 1 |  | N | N | [17 empty] | N
14216 | City of Osceola - (AR) | 172 | Osceola | AR | Mississippi | 9 | IC | SB | 1.6 | 1.6 | 1.6 |  | 5 | 1992 | WAT BLQ: DFO; N Y: N; Y Y: N | N | S |  | N | Electric Utility | 1 |  | N | N | [17 empty] | N
14222 | Oswego County | 50907 | Oswego County Energy Recovery | NY | Oswego | UNT1 | ST | OP | 1.8 | 1.7 | 1.7 |  | 2 | 1986 | WAT BLQ: MSW; WAT BIT: NG; N Y: N; Y Y: Y |  | S |  | Y | Commercial CHP | 5 | T | N | N
14222 | Oswego County | 50907 | Oswego County Energy Recovery | NY | Oswego | UNT2 | ST | OP | 1.8 | 1.7 | 1.7 |  | 2 | 1986 | WAT BLQ: MSW; WAT BIT: NG; N Y: N; Y Y: Y |  | S |  | Y | Commercial CHP | 5 | T | N | N
14229 | City of Ottawa - (KS) | 1316 | Ottawa | KS | Franklin | GT1 | GT | OP | 11.5 | 8 | 9 |  | 12 | 1967 | WAT BLQ: NG; N Y: N; Y Y: Y | Y | S |  | N | Electric Utility | 1 |  | N | N | [12 empty] | N |  |  |  |  | N
14229 | City of Ottawa - (KS) | 1316 | Ottawa | KS | Franklin | IC3 | IC | OP | 3.7 | 3.2 | 3.2 |  | 5 | 1962 | WAT BLQ: NG; WAT BIT: DFO; N Y: Y; Y Y: Y | Y | S |  | N | Electric Utility | 1 |  | N | N | [12 empty] | N |  |  |  |  | N
14229 | City of Ottawa - (KS) | 1316 | Ottawa | KS | Franklin | IC4 | IC | OP | 3.5 | 3 | 3 |  | 12 | 1958 | WAT BLQ: NG; WAT BIT: DFO; N Y: Y; Y Y: Y | Y | S |  | N | Electric Utility | 1 |  | N | N | [12 empty] | N |  |  |  |  | N
14229 | City of Ottawa - (KS) | 1316 | Ottawa | KS | Franklin | IC6 | IC | OP | 6 | 5.9 | 5.9 |  | 5 | 1981 | WAT BLQ: NG; WAT BIT: DFO; N Y: Y; Y Y: Y | Y | S |  | N | Electric Utility | 1 |  | N | N | [12 empty] | N |  |  |  |  | N
14229 | City of Ottawa - (KS) | 1316 | Ottawa | KS | Franklin | IC7 | IC | OP | 6 | 5.9 | 5.9 |  | 5 | 1981 | WAT BLQ: NG; WAT BIT: DFO; N Y: Y; Y Y: Y | Y | S |  | N | Electric Utility | 1 |  | N | N | [12 empty] | N |  |  |  |  | N
14232 | Otter Tail Power Co | 1943 | Hoot Lake | MN | Otter Tail | 2 | ST | OP | 54.4 | 58 | 58 |  | 10 | 1959 | WAT BLQ: SUB; N Y: N; Y Y: Y |  | S |  | N | Electric Utility | 1 |  |  | N | [17 empty] | N | Y |  | Y |  |  |  | DFO
14232 | Otter Tail Power Co | 1943 | Hoot Lake | MN | Otter Tail | 3 | ST | OP | 75 | 80 | 80 |  | 5 | 1964 | WAT BLQ: SUB; N Y: N; Y Y: Y |  | S |  | N | Electric Utility | 1 |  |  | N | [17 empty] | N | Y |  | Y |  |  |  | DFO
14232 | Otter Tail Power Co | 1943 | Hoot Lake | MN | Otter Tail | D1 | IC | SB | 0.2 | 0.2 | 0.2 |  | 5 | 1967 | WAT BLQ: DFO; N Y: N; Y Y: Y | Y | S |  | N | Electric Utility | 1 |  |  | N | [17 empty] | N
14232 | Otter Tail Power Co | 1943 | Hoot Lake | MN | Otter Tail | D2 | IC | SB | 0.1 | 0.1 | 0.1 |  | 5 | 1967 | WAT BLQ: DFO; N Y: N; Y Y: Y | Y | S |  | N | Electric Utility | 1 |  |  | N | [17 empty] | N
14232 | Otter Tail Power Co | 1943 | Hoot Lake | MN | Otter Tail | H1 | HY | OP | 1 | 0.8 | 0.8 |  | 9 | 1914 | WAT BLQ: WAT; N Y: N; Y Y: Y |  | S |  | N | Electric Utility | 1 |  | N | N | [17 empty] | N
14232 | Otter Tail Power Co | 2801 | Jamestown | ND | Stutsman | 1 | GT | SB | 24.1 | 22 | 22 |  | 5 | 1976 | WAT BLQ: DFO; N Y: N; Y Y: Y | Y | S |  | N | Electric Utility | 1 |  |  | N | [17 empty] | N
14232 | Otter Tail Power Co | 2801 | Jamestown | ND | Stutsman | 2 | GT | SB | 24.1 | 22.1 | 22.1 |  | 12 | 1978 | WAT BLQ: DFO; N Y: N; Y Y: Y | Y | S |  | N | Electric Utility | 1 |  |  | N | [17 empty] | N
14232 | Otter Tail Power Co | 3352 | Lake Preston | SD | Kingsbury | 1A | GT | SB | 24.1 | 22.1 | 22.1 |  | 6 | 1978 | WAT BLQ: DFO; N Y: N; Y Y: Y | Y | S |  | N | Electric Utility | 1 |  |  | N | [17 empty] | N
14232 | Otter Tail Power Co | 6098 | Big Stone | SD | Grant | 1 | ST | OP | 456 | 475 | 475 |  | 5 | 1975 | SUB | TDF | AB |  |  |  | N | Y |  | J |  | Y | Electric Utility | 1 | T | N | N | [17 empty] | N | N |  | Y |  |  |  | DFO
14232 | Otter Tail Power Co | 6098 | Big Stone | SD | Grant | D1 | IC | SB | 1 | 0.6 | 0.6 |  | 5 | 1975 | WAT BLQ: DFO; N Y: N; Y Y: Y | Y | J |  | N | Electric Utility | 1 |  | N | N | [17 empty] | N
14232 | Otter Tail Power Co | 7505 | Fergus Control Ctr | MN | Otter Tail | 1 | IC | SB | 2 | 2 | 2 |  | 10 | 1995 | WAT BLQ: DFO; N Y: N; Y Y: Y | Y | S |  | N | Electric Utility | 1 |  |  | N | [17 empty] | N
14232 | Otter Tail Power Co | 7947 | Solway CT | MN | Beltrami | 1 | GT | SB | 50 | 41.9 | 41.9 |  | 5 | 2003 | WAT BLQ: NG; WAT BIT: DFO; N Y: Y; Y Y: Y | Y | S |  | N | Electric Utility | 1 |  |  | N | [17 empty] | N
14232 | Otter Tail Power Co | 7947 | Solway CT | MN | Beltrami | D1 | IC | SB | 1.3 | 1.3 | 1.3 |  | 8 | 2005 | WAT BLQ: DFO; N Y: N; Y Y: Y | Y | S |  | N | Electric Utility | 1 |  |  | N | [17 empty] | N
14232 | Otter Tail Power Co | 8222 | Coyote | ND | Mercer | 1 | ST | OP | 450 | 427 | 427 |  | 5 | 1981 | WAT BLQ: LIG; N Y: N; Y Y: Y |  | J |  | N | Electric Utility | 1 |  | N | N | [17 empty] | N |  |  | Y |  |  |  | DFO
14232 | Otter Tail Power Co | 56242 | Kindred School | ND | CASS | 1 | IC | SB | 2 | 2 | 1.3 |  | 10 | 2001 | WAT BLQ: DFO; N Y: N; Y Y: Y | Y | W |  | N | Commercial Non-CHP | 4 |  |  | N | [17 empty] | N
14232 | Otter Tail Power Co | 57031 | Luverne Wind Farm | ND | Steele | 1 | WT | OP | 49.5 | 4 | 4 |  | 9 | 2009 | WAT BLQ: WND; N Y: N; Y Y: Y |  | S | 33 | N | Electric Utility | 1 |  |  | N | [12 empty] | N |  |  |  |  | N
14232 | Otter Tail Power Co | 57032 | Ashtabula Wind Energy Center | ND | Barnes | 1 | WT | OP | 48 | 48 | 48 |  | 10 | 2008 | WAT BLQ: WND; N Y: N; Y Y: Y |  | S | 32 | N | Electric Utility | 1 |  |  | N | [12 empty] | N
14232 | Otter Tail Power Co | 57033 | Langdon Wind Energy Center | ND | Cavalier | 1 | WT | OP | 40.5 | 40.5 | 40.5 |  | 12 | 2007 | WAT BLQ: WND; N Y: N; Y Y: Y |  | S | 27 | N | Electric Utility | 1 |  |  | N | [12 empty] | N
14235 | Oswego Hydro Limited Partnership | 54865 | Phoenix Hydro Project | NY | Oswego | 1-02 | HY | OP | 1.7 | 0.4 | 0.7 |  | 1 | 1991 | WAT BLQ: WAT; N Y: N; Y Y: Y |  | S |  | N | IPP Non-CHP | 2 |  | N | N | [17 empty] | N
14235 | Oswego Hydro Limited Partnership | 54865 | Phoenix Hydro Project | NY | Oswego | 2-01 | HY | OP | 1.7 | 0.4 | 0.7 |  | 1 | 1991 | WAT BLQ: WAT; N Y: N; Y Y: Y |  | S |  | N | IPP Non-CHP | 2 |  | N | N | [17 empty] | N
14236 | Ottumwa City of | 1173 | Ottumwa City of | IA | WAPELLO | 1 | HY | OP | 1 | 1 | 1 |  | 8 | 1931 | WAT BLQ: WAT; N Y: N; Y Y: Y | Y | S |  | N | Electric Utility | 1 |  | N | N | [17 empty] | N
14236 | Ottumwa City of | 1173 | Ottumwa City of | IA | WAPELLO | 2 | HY | OP | 1.2 | 1.2 | 1.2 |  | 8 | 1931 | WAT BLQ: WAT; N Y: N; Y Y: Y | Y | S |  | N | Electric Utility | 1 |  | N | N | [17 empty] | N
14236 | Ottumwa City of | 1173 | Ottumwa City of | IA | WAPELLO | 3 | HY | OP | 1 | 1 | 1 |  | 8 | 1931 | WAT BLQ: WAT; N Y: N; Y Y: Y | Y | S |  | N | Electric Utility | 1 |  | N | N | [17 empty] | N
14240 | Oswego City of | 2574 | High Dam | NY | Oswego | 1 | HY | OP | 2.8 | 2.2 | 2.2 |  | 8 | 1928 | WAT BLQ: WAT; N Y: N; Y Y: Y |  | S |  | N | Electric Utility | 1 |  | N | N
14240 | Oswego City of | 2574 | High Dam | NY | Oswego | 2 | HY | OP | 2.8 | 2.2 | 2.2 |  | 8 | 1928 | WAT BLQ: WAT; N Y: N; Y Y: Y |  | S |  | N | Electric Utility | 1 |  | N | N
14240 | Oswego City of | 2574 | High Dam | NY | Oswego | 3 | HY | OP | 2.8 | 2.2 | 2.2 |  | 8 | 1928 | WAT BLQ: WAT; N Y: N; Y Y: Y |  | S |  | N | Electric Utility | 1 |  | N | N
14240 | Oswego City of | 2574 | High Dam | NY | Oswego | 4 | HY | OP | 3.5 | 2.2 | 2.2 |  | 8 | 1949 | WAT BLQ: WAT; N Y: N; Y Y: Y |  | S |  | N | Electric Utility | 1 |  | N | N
14243 | Owyhee Irrigation District | 50360 | Michell Butte Power Project | OR | Malheur | GEN1 | HY | OP | 1.8 | 1.8 | 1.8 |  | 5 | 1989 | WAT BLQ: WAT; N Y: N; Y Y: Y |  | S |  | N | IPP Non-CHP | 2 |  | N | N
14243 | Owyhee Irrigation District | 50361 | Owyhee Dam Power Project | OR | Malheur | GEN1 | HY | OP | 4.3 | 2.9 | 2.9 |  | 8 | 1985 | WAT BLQ: WAT; N Y: N; Y Y: Y |  | S |  | N | IPP Non-CHP | 2 |  | N | N
14243 | Owyhee Irrigation District | 50362 | Tunnel 1 Power Project | OR | Malheur | GEN1 | HY | SB | 7 | 6.7 | 6.4 |  | 6 | 1993 | WAT BLQ: WAT; N Y: N; Y Y: Y | Y | S |  | N | IPP Non-CHP | 2 |  | N | N
14246 | City of Owatonna | 2003 | Owatonna | MN | Steele | 7 | GT | OP | 19 | 16.6 | 16.6 |  | 4 | 1982 | WAT BLQ: NG; WAT BIT: DFO; N Y: N; Y Y: Y |  | S |  | N | Electric Utility | 1 |  | N | N | [17 empty] | N
14254 | Oxy Vinyls LP | 50043 | Houston Chemical Complex Battleground | TX | Harris | GT1 | CT | OP | 98.3 | 66 | 74 |  | 5 | 1982 | WAT BLQ: NG; WAT BIT: OG; N Y: N; Y Y: Y |  | S |  | Y | Industrial CHP | 7 | T | N | N | [17 empty] | N
14254 | Oxy Vinyls LP | 50043 | Houston Chemical Complex Battleground | TX | Harris | GT2 | CT | OP | 98.3 | 66 | 74 |  | 6 | 1982 | WAT BLQ: NG; WAT BIT: OG; N Y: N; Y Y: Y |  | S |  | Y | Industrial CHP | 7 | T | N | N | [17 empty] | N
14254 | Oxy Vinyls LP | 50043 | Houston Chemical Complex Battleground | TX | Harris | GT3 | CT | OP | 84.9 | 69 | 78 |  | 6 | 2005 | WAT BLQ: NG; WAT BIT: OG; N Y: N; Y Y: Y |  | S |  | Y | Industrial CHP | 7 | T | N | N | [17 empty] | N
14254 | Oxy Vinyls LP | 50043 | Houston Chemical Complex Battleground | TX | Harris | ST | CA | OP | 87.4 | 62 | 74 |  | 8 | 1982 | WAT BLQ: NG; WAT BIT: OTH; N Y: N; Y Y: Y |  | S |  | Y | Industrial CHP | 7 | T | Y | N | [17 empty] | N
14265 | OLS Energy-Chino | 50850 | OLS Energy Chino | CA | San Bernardino | GEN1 | CT | OP | 23.5 | 22.5 | 22.5 |  | 12 | 1987 | WAT BLQ: NG; N Y: N; Y Y: Y |  | S |  | Y | IPP CHP | 3 | B | N | N | [17 empty] | N
14265 | OLS Energy-Chino | 50850 | OLS Energy Chino | CA | San Bernardino | GEN2 | CA | OP | 7.3 | 6.5 | 6 |  | 12 | 1987 | WAT BLQ: NG; N Y: N; Y Y: Y |  | S |  | Y | IPP CHP | 3 | B | N | N | [17 empty] | N
14266 | PPL Susquehanna LLC | 6103 | PPL Susquehanna | PA | Luzerne | 1 | ST | OP | 1298 | 1260 | 1310 |  | 6 | 1983 | WAT BLQ: NUC; N Y: N; Y Y: Y |  | J |  | N | IPP Non-CHP | 2 |  |  | N | [12 empty] | N
14266 | PPL Susquehanna LLC | 6103 | PPL Susquehanna | PA | Luzerne | 2 | ST | OP | 1298 | 1260 | 1310 |  | 2 | 1985 | WAT BLQ: NUC; N Y: N; Y Y: Y |  | J |  | N | IPP Non-CHP | 2 | [15 empty] | N
14268 | City of Owensboro - (KY) | 1374 | Elmer Smith | KY | Daviess | 1 | ST | OP | 163.2 | 138.6 | 139.3 |  | 4 | 1964 | BIT | TDF | PC |  |  |  | Y | Y |  | S |  | N | Electric Utility | 1 |  |  | N | [17 empty] | N | Y |  | Y |  |  |  | DFO
14268 | City of Owensboro - (KY) | 1374 | Elmer Smith | KY | Daviess | 2 | ST | OP | 282.1 | 262.7 | 264.6 |  | 3 | 1974 | WAT BLQ: BIT; N Y: N; Y Y: Y |  | S |  | N | Electric Utility | 1 |  |  | N | [17 empty] | N | Y |  | Y |  |  |  | PG | NG
14274 | Otay Mesa Energy Center LLC | 55345 | Otay Mesa Generating Project | CA | San Diego | 1-01 | CT | OP | 198.9 | 152.8 | 165.9 |  | 10 | 2009 | [9 empty] | S |  | N | IPP Non-CHP | 2 |  | N | N | [17 empty] | N | bar: WAT BLQ; N Y to Y Y
14274 | Otay Mesa Energy Center LLC | 55345 | Otay Mesa Generating Project | CA | San Diego | 1-02 | CT | OP | 198.9 | 152.8 | 165.9 |  | 10 | 2009 | [9 empty] | S |  | N | IPP Non-CHP | 2 |  | N | N | [17 empty] | N | bar: WAT BLQ; N Y to Y Y
14274 | Otay Mesa Energy Center LLC | 55345 | Otay Mesa Generating Project | CA | San Diego | 1-03 | CA | OP | 290.7 | 265.4 | 275.3 |  | 10 | 2009 | [9 empty] | S |  | N | IPP Non-CHP | 2 |  | Y | N | [17 empty] | N | bar: WAT BLQ; N Y to Y Y
14276 | City of Oxford - (KS) | 7432 | Oxford | KS | Sumner | 1A | IC | OP | 1.7 | 1.6 | 1.6 |  | 7 | 1999 | WAT BLQ: DFO; N Y: N; Y Y: N | Y | S |  | N | Electric Utility | 1 |  |  | Y | [12 empty] | Y | 3 | 2014 |  |  | N
14276 | City of Oxford - (KS) | 7432 | Oxford | KS | Sumner | 2A | IC | OP | 1.7 | 1.6 | 1.6 |  | 7 | 1999 | WAT BLQ: DFO; N Y: N; Y Y: N | Y | S |  | N | Electric Utility | 1 |  |  | Y | [12 empty] | Y | 3 | 2014 |  |  | N
14276 | City of Oxford - (KS) | 7432 | Oxford | KS | Sumner | 3A | IC | OP | 1.7 | 1.6 | 1.6 |  | 3 | 2007 | WAT BLQ: DFO; N Y: N; Y Y: N | Y | S |  | N | Electric Utility | 1 |  |  | Y | [12 empty] | Y | 3 | 2014 |  |  | N
14277 | Village of Oxford - (NE) | 2295 | Oxford | NE | Furnas | 2 | IC | OP | 0.6 | 0.5 | 0.6 |  | 8 | 1953 | WAT BLQ: NG; WAT BIT: DFO; N Y: Y; Y Y: Y | Y | S |  | N | Electric Utility | 1 |  | N | N | [17 empty] | N
14277 | Village of Oxford - (NE) | 2295 | Oxford | NE | Furnas | 3 | IC | OP | 0.9 | 0.8 | 0.9 |  | 1 | 1956 | WAT BLQ: NG; WAT BIT: DFO; N Y: N; Y Y: Y | Y | S |  | N | Electric Utility | 1 |  | N | N | [17 empty] | N
14277 | Village of Oxford - (NE) | 2295 | Oxford | NE | Furnas | 4 | IC | OP | 0.6 | 0.5 | 0.6 |  | 1 | 1956 | WAT BLQ: NG; WAT BIT: DFO; N Y: Y; Y Y: Y | Y | S |  | N | Electric Utility | 1 |  | N | N | [17 empty] | N
14277 | Village of Oxford - (NE) | 2295 | Oxford | NE | Furnas | 5 | IC | OP | 1.3 | 1.2 | 1.3 |  | 10 | 1972 | WAT BLQ: NG; WAT BIT: DFO; N Y: Y; Y Y: Y | Y | S |  | N | Electric Utility | 1 |  | N | N | [17 empty] | N
14293 | Nalco Co | 50326 | Nalco | IL | Du Page | AT1 | CT | OP | 4 | 3 | 3.5 |  | 11 | 1985 | WAT BLQ: NG; N Y: N; Y Y: Y |  | W |  | Y | Commercial CHP | 5 | B | N | N | [17 empty] | N
14293 | Nalco Co | 50326 | Nalco | IL | Du Page | DPOX | CA | OP | 0.7 | 0.7 | 0.7 |  | 11 | 1985 | [9 empty] | W |  | Y | Commercial CHP | 5 | B | Y | N | [17 empty] | N | bar: WAT BLQ; N Y to Y Y
14294 | PSEG Power New York Inc | 2539 | Bethlehem Energy Center | NY | Albany | 5 | CT | OP | 194.3 | 157.3 | 176.3 |  | 7 | 2005 | WAT BLQ: NG; WAT BIT: DFO; N Y: Y; Y Y: Y |  | S |  | N | IPP Non-CHP | 2 |  |  | N | [17 empty] | N
14294 | PSEG Power New York Inc | 2539 | Bethlehem Energy Center | NY | Albany | 6 | CT | OP | 194.3 | 161.5 | 179.2 |  | 7 | 2005 | WAT BLQ: NG; WAT BIT: DFO; N Y: Y; Y Y: Y |  | S |  | N | IPP Non-CHP | 2 |  |  | N | [17 empty] | N
14294 | PSEG Power New York Inc | 2539 | Bethlehem Energy Center | NY | Albany | 7 | CT | OP | 194.3 | 161.1 | 181.1 |  | 7 | 2005 | WAT BLQ: NG; WAT BIT: DFO; N Y: Y; Y Y: Y |  | S |  | N | IPP Non-CHP | 2 |  |  | N | [17 empty] | N
14294 | PSEG Power New York Inc | 2539 | Bethlehem Energy Center | NY | Albany | 8 | CA | OP | 310.2 | 276.1 | 300.9 |  | 7 | 2005 | WAT BLQ: NG; WAT BIT: DFO; N Y: Y; Y Y: Y |  | S |  | N | IPP Non-CHP | 2 |  | Y | N | [17 empty] | N
14298 | Odessa-Ector Power Partners LP | 55215 | Odessa Ector Generating Station | TX | Ector | CTG1 | CT | OP | 171.7 | 153.6 | 162 |  | 7 | 2001 | WAT BLQ: NG; N Y: N; Y Y: Y |  | S |  | N | IPP Non-CHP | 2 |  |  | N | [12 empty] | N |  |  |  |  | N
14298 | Odessa-Ector Power Partners LP | 55215 | Odessa Ector Generating Station | TX | Ector | CTG2 | CT | OP | 171.7 | 135.6 | 141.6 |  | 7 | 2001 | WAT BLQ: NG; N Y: N; Y Y: Y |  | S |  | N | IPP Non-CHP | 2 |  |  | N | [12 empty] | N |  |  |  |  | N
14298 | Odessa-Ector Power Partners LP | 55215 | Odessa Ector Generating Station | TX | Ector | CTG3 | CT | OP | 171.7 | 137.2 | 152 |  | 8 | 2001 | WAT BLQ: NG; N Y: N; Y Y: Y |  | S |  | N | IPP Non-CHP | 2 |  |  | N | [12 empty] | N |  |  |  |  | N
14298 | Odessa-Ector Power Partners LP | 55215 | Odessa Ector Generating Station | TX | Ector | CTG4 | CT | OP | 171.7 | 143.9 | 159 |  | 8 | 2001 | WAT BLQ: NG; N Y: N; Y Y: Y |  | S |  | N | IPP Non-CHP | 2 |  | N | N | [12 empty] | N |  |  |  |  | N
14298 | Odessa-Ector Power Partners LP | 55215 | Odessa Ector Generating Station | TX | Ector | STG1 | CA | OP | 224.2 | 205.1 | 206.8 |  | 7 | 2001 | WAT BLQ: NG; N Y: N; Y Y: Y |  | S |  | N | IPP Non-CHP | 2 |  | Y | N | [12 empty] | N |  |  |  |  | N | [6 empty] | NG
14298 | Odessa-Ector Power Partners LP | 55215 | Odessa Ector Generating Station | TX | Ector | STG2 | CA | OP | 224.2 | 207.1 | 208 |  | 8 | 2001 | WAT BLQ: NG; N Y: N; Y Y: Y |  | S |  | N | IPP Non-CHP | 2 |  | Y | N | [12 empty] | N |  |  |  |  | N | [6 empty] | NG
14306 | Eagle 2 US LLC | 50487 | PPG Powerhouse A | LA | Calcasieu | A1 | ST | OS | 7.5 | 7.5 | 7.5 |  | 6 | 1943 | WAT BLQ: PUR; N Y: N; Y Y: N |  | S |  | N | Industrial Non-CHP | 6 |  |  | N | [17 empty] | N
14306 | Eagle 2 US LLC | 50487 | PPG Powerhouse A | LA | Calcasieu | A2 | ST | OS | 7.5 | 7.5 | 7.5 |  | 6 | 1943 | WAT BLQ: PUR; N Y: N; Y Y: N |  | S |  | N | Industrial Non-CHP | 6 |  |  | N | [17 empty] | N
14306 | Eagle 2 US LLC | 50487 | PPG Powerhouse A | LA | Calcasieu | A4 | ST | OS | 7.5 | 7.5 | 7.5 |  | 5 | 1943 | WAT BLQ: PUR; N Y: N; Y Y: N |  | S |  | N | Industrial Non-CHP | 6 |  |  | N | [17 empty] | N
14306 | Eagle 2 US LLC | 50487 | PPG Powerhouse A | LA | Calcasieu | A7 | ST | OP | 10 | 10 | 10 |  | 10 | 1950 | WAT BLQ: PUR; N Y: N; Y Y: N |  | S |  | N | Industrial Non-CHP | 6 |  |  | N | [17 empty] | N
14306 | Eagle 2 US LLC | 50487 | PPG Powerhouse A | LA | Calcasieu | A9 | ST | OS | 20 | 20 | 20 |  | 8 | 1957 | WAT BLQ: PUR; N Y: N; Y Y: N |  | S |  | N | Industrial Non-CHP | 6 |  |  | N | [17 empty] | N
14306 | Eagle 2 US LLC | 50488 | PPG Riverside | LA | Calcasieu | GEN1 | ST | OS | 35 | 35 | 40 |  | 9 | 1947 | WAT BLQ: PUR; N Y: N; Y Y: N |  | S |  | N | Industrial Non-CHP | 6 |  |  | N | [17 empty] | N | [6 empty] | NG
14306 | Eagle 2 US LLC | 50488 | PPG Riverside | LA | Calcasieu | GEN2 | ST | OP | 45 | 30 | 30 |  | 6 | 1950 | WAT BLQ: PUR; N Y: N; Y Y: N |  | S |  | N | Industrial Non-CHP | 6 |  |  | N | [17 empty] | N | [6 empty] | NG
14306 | Eagle 2 US LLC | 50488 | PPG Riverside | LA | Calcasieu | GEN3 | ST | OP | 82 | 40 | 38 |  | 2 | 1969 | WAT BLQ: PUR; N Y: N; Y Y: N |  | S |  | N | Industrial Non-CHP | 6 |  |  | N | [17 empty] | N | [6 empty] | NG
14306 | Eagle 2 US LLC | 50489 | PPG Powerhouse C | LA | Calcasieu | C1 | CT | OP | 73.1 | 55 | 63 |  | 8 | 1977 | WAT BLQ: NG; N Y: N; Y Y: Y |  | S |  | Y | Industrial CHP | 7 | B |  | N | [17 empty] | N
14306 | Eagle 2 US LLC | 50489 | PPG Powerhouse C | LA | Calcasieu | C2 | CT | OP | 73.1 | 55 | 63 |  | 6 | 1978 | WAT BLQ: NG; N Y: N; Y Y: Y |  | S |  | Y | Industrial CHP | 7 | B |  | N | [17 empty] | N
14306 | Eagle 2 US LLC | 50489 | PPG Powerhouse C | LA | Calcasieu | C3 | CA | OP | 57.1 | 52 | 52 |  | 9 | 1977 | WAT BLQ: NG; WAT BIT: OG; N Y: N; Y Y: Y |  | S |  | Y | Industrial CHP | 7 | B | N | N | [17 empty] | N
14306 | Eagle 2 US LLC | 50489 | PPG Powerhouse C | LA | Calcasieu | C4 | CT | OP | 77.2 | 70.6 | 78.6 |  | 8 | 1986 | WAT BLQ: NG; N Y: N; Y Y: Y |  | S |  | Y | Industrial CHP | 7 | B |  | N | [17 empty] | N
14306 | Eagle 2 US LLC | 50489 | PPG Powerhouse C | LA | Calcasieu | C5 | CT | OP | 77.2 | 70.6 | 78.6 |  | 8 | 1986 | WAT BLQ: NG; N Y: N; Y Y: Y |  | S |  | Y | Industrial CHP | 7 | B |  | N | [17 empty] | N
14306 | Eagle 2 US LLC | 50490 | PPG Plant C Caustic | LA | Calcasieu | TE | ST | OP | 3.4 | 2.7 | 2.7 |  | 10 | 1986 | [9 empty] | S |  | Y | Industrial CHP | 7 | T |  | N | [17 empty] | N | [6 empty] | NG | bar: WAT BLQ; N Y to Y Y
14306 | Eagle 2 US LLC | 55117 | RS Cogen | LA | Calcasieu | RS-4 | CA | OP | 103 | 80 | 80 |  | 12 | 2002 | WAT BLQ: NG; N Y: N; Y Y: Y |  | J |  | Y | Industrial CHP | 7 | B | Y | N | [17 empty] | N | [6 empty] | NG
14306 | Eagle 2 US LLC | 55117 | RS Cogen | LA | Calcasieu | RS-5 | CT | OP | 195 | 167.7 | 183.3 |  | 12 | 2002 | WAT BLQ: NG; N Y: N; Y Y: Y |  | J |  | Y | Industrial CHP | 7 | B |  | N | [17 empty] | N | [6 empty] | NG
14306 | Eagle 2 US LLC | 55117 | RS Cogen | LA | Calcasieu | RS-6 | CT | OP | 195 | 167.7 | 183.3 |  | 12 | 2002 | WAT BLQ: NG; N Y: N; Y Y: Y |  | J |  | Y | Industrial CHP | 7 | B |  | N | [17 empty] | N | [6 empty] | NG
14310 | P H Glatfelter Co | 50397 | P H Glatfelter | PA | York | GEN1 | ST | OP | 6 | 5 | 5 |  | 7 | 1948 | BIT | RFO | DFO | BLQ |  |  | N | Y |  | S |  | Y | Industrial CHP | 7 | T | N | N | [17 empty] | N | Y | N |  |  |  |  | DFO | RFO
14310 | P H Glatfelter Co | 50397 | P H Glatfelter | PA | York | GEN2 | ST | SB | 5.9 | 4 | 3.9 |  | 4 | 1975 | BIT | RFO | DFO | BLQ |  |  | N | Y | Y | S |  | Y | Industrial CHP | 7 | T | N | N | [17 empty] | N | Y | [5 empty] | DFO | RFO
14310 | P H Glatfelter Co | 50397 | P H Glatfelter | PA | York | GEN3 | ST | OP | 5.1 | 4 | 4.3 |  | 5 | 1948 | BIT | RFO | DFO | BLQ |  |  | N | Y |  | S |  | Y | Industrial CHP | 7 | T | N | N | [17 empty] | N | Y | [5 empty] | DFO | RFO
14310 | P H Glatfelter Co | 50397 | P H Glatfelter | PA | York | GEN4 | ST | OP | 7.5 | 8.7 | 8 |  | 8 | 1962 | BIT | BLQ | RFO | DFO | WDS |  | N | Y |  | S |  | Y | Industrial CHP | 7 | T | N | N | [17 empty] | N | Y | [5 empty] | RFO | DFO
14310 | P H Glatfelter Co | 50397 | P H Glatfelter | PA | York | GEN5 | ST | OP | 45.9 | 36.1 | 33.1 |  | 5 | 1989 | BIT | WDS | SLW | RFO | WDS |  | N | Y |  | S |  | Y | Industrial CHP | 7 | T | N | N | [17 empty] | N |  | Y |  |  |  |  | RFO
14310 | P H Glatfelter Co | 50397 | P H Glatfelter | PA | York | GEN6 | ST | OP | 39.1 | 31.2 | 28.8 |  | 1 | 1994 | BLQ | BIT | RFO |  |  |  | N | Y |  | S |  | Y | Industrial CHP | 7 | T | N | N | [17 empty] | N | [6 empty] | DFO | RFO
14328 | Pacific Gas & Electric Co | 180 | Volta 2 | CA | Shasta | 1 | HY | OP | 1 | 0.9 | 0.9 |  | 11 | 1981 | WAT BLQ: WAT; N Y: N; Y Y: Y |  | S |  | N | Electric Utility | 1 |  | N | N | [17 empty] | N
14328 | Pacific Gas & Electric Co | 214 | Alta Powerhouse | CA | Placer | 1 | HY | OP | 1 | 1 | 1 |  | 11 | 1902 | WAT BLQ: WAT; N Y: N; Y Y: Y |  | S |  | N | Electric Utility | 1 |  | N | N | [17 empty] | N
14328 | Pacific Gas & Electric Co | 214 | Alta Powerhouse | CA | Placer | 2 | HY | OS | 1 | 1 | 1 |  | 11 | 1902 | WAT BLQ: WAT; N Y: N; Y Y: N |  | S |  | N | Electric Utility | 1 |  | N | Y | [15 empty] | 12 | 2013 | N
14328 | Pacific Gas & Electric Co | 217 | Balch 1 | CA | Fresno | 1 | HY | OP | 31 | 31 | 31 |  | 2 | 1927 | WAT BLQ: WAT; N Y: N; Y Y: Y |  | S |  | N | Electric Utility | 1 |  | N | N | [17 empty] | N
14328 | Pacific Gas & Electric Co | 218 | Balch 2 | CA | Fresno | 2 | HY | OP | 48.6 | 52 | 52 |  | 11 | 1958 | WAT BLQ: WAT; N Y: N; Y Y: Y |  | S |  | N | Electric Utility | 1 |  | N | N | [17 empty] | N
14328 | Pacific Gas & Electric Co | 218 | Balch 2 | CA | Fresno | 3 | HY | OP | 48.6 | 55 | 55 |  | 12 | 1958 | WAT BLQ: WAT; N Y: N; Y Y: Y |  | S |  | N | Electric Utility | 1 |  | N | N | [17 empty] | N
14328 | Pacific Gas & Electric Co | 219 | Belden | CA | Plumas | 1 | HY | OP | 117.9 | 115.7 | 115.7 |  | 9 | 1969 | WAT BLQ: WAT; N Y: N; Y Y: Y |  | S |  | N | Electric Utility | 1 |  | N | N | [17 empty] | N
14328 | Pacific Gas & Electric Co | 220 | Bucks Creek | CA | Plumas | H1 | HY | OP | 33 | 29 | 29 |  | 3 | 1928 | WAT BLQ: WAT; N Y: N; Y Y: Y |  | S |  | N | Electric Utility | 1 |  | N | N | [17 empty] | N
14328 | Pacific Gas & Electric Co | 220 | Bucks Creek | CA | Plumas | H2 | HY | OP | 33 | 25.2 | 25.2 |  | 3 | 1928 | WAT BLQ: WAT; N Y: N; Y Y: Y |  | S |  | N | Electric Utility | 1 |  | N | N | [17 empty] | N
14328 | Pacific Gas & Electric Co | 221 | Butt Valley | CA | Plumas | 1 | HY | OP | 40 | 40 | 40 |  | 12 | 1958 | WAT BLQ: WAT; N Y: N; Y Y: Y |  | S |  | N | Electric Utility | 1 |  | N | N | [17 empty] | N
14328 | Pacific Gas & Electric Co | 222 | Caribou 1 | CA | Plumas | 1 | HY | OP | 23.8 | 24 | 24 |  | 6 | 1921 | WAT BLQ: WAT; N Y: N; Y Y: Y |  | S |  | N | Electric Utility | 1 |  | N | N | [17 empty] | N
14328 | Pacific Gas & Electric Co | 222 | Caribou 1 | CA | Plumas | 2 | HY | OP | 25 | 27.5 | 27.5 |  | 6 | 1921 | WAT BLQ: WAT; N Y: N; Y Y: Y |  | S |  | N | Electric Utility | 1 |  | N | N | [17 empty] | N
14328 | Pacific Gas & Electric Co | 222 | Caribou 1 | CA | Plumas | 3 | HY | OP | 25 | 23.9 | 23.9 |  | 5 | 1924 | WAT BLQ: WAT; N Y: N; Y Y: Y |  | S |  | N | Electric Utility | 1 |  | N | N | [17 empty] | N
14328 | Pacific Gas & Electric Co | 223 | Caribou 2 | CA | Plumas | 4 | HY | OP | 60.3 | 60.3 | 60.3 |  | 11 | 1958 | WAT BLQ: WAT; N Y: N; Y Y: Y |  | S |  | N | Electric Utility | 1 |  | N | N | [17 empty] | N
14328 | Pacific Gas & Electric Co | 223 | Caribou 2 | CA | Plumas | 5 | HY | OP | 57.6 | 57.6 | 57.6 |  | 11 | 1958 | WAT BLQ: WAT; N Y: N; Y Y: Y |  | S |  | N | Electric Utility | 1 |  | N | N | [17 empty] | N
14328 | Pacific Gas & Electric Co | 224 | Centerville | CA | Butte | 1 | HY | OS | 5.5 | 5.5 | 5.5 |  | 5 | 1900 | WAT BLQ: WAT; N Y: N; Y Y: Y |  | S |  | N | Electric Utility | 1 |  | N | N | [17 empty] | N
14328 | Pacific Gas & Electric Co | 224 | Centerville | CA | Butte | 2 | HY | OS | 0.9 | 0.9 | 0.9 |  | 5 | 1900 | WAT BLQ: WAT; N Y: N; Y Y: Y |  | S |  | N | Electric Utility | 1 |  | N | N | [17 empty] | N
14328 | Pacific Gas & Electric Co | 225 | Chili Bar | CA | El Dorado | 1 | HY | OP | 7 | 7 | 7 |  | 3 | 1965 | WAT BLQ: WAT; N Y: N; Y Y: Y |  | S |  | N | Electric Utility | 1 |  | N | N | [17 empty] | N
14328 | Pacific Gas & Electric Co | 226 | Coal Canyon | CA | Butte | 1 | HY | OA | 1 | 0.9 | 0.9 |  | 12 | 1907 | WAT BLQ: WAT; N Y: N; Y Y: N |  | S |  | N | Electric Utility | 1 |  | N | N | [15 empty] | 1 | 2013 | N
14328 | Pacific Gas & Electric Co | 227 | Coleman | CA | Shasta | 1 | HY | OP | 12.1 | 13 | 13 |  | 6 | 1979 | WAT BLQ: WAT; N Y: N; Y Y: Y |  | S |  | N | Electric Utility | 1 |  | N | N | [17 empty] | N
14328 | Pacific Gas & Electric Co | 229 | Cow Creek | CA | Shasta | 1 | HY | OP | 0.7 | 0.9 | 0.9 |  | 1 | 1907 | WAT BLQ: WAT; N Y: N; Y Y: Y |  | S |  | N | Electric Utility | 1 |  | N | Y | [12 empty] | N |  |  | 12 | 2014 | N
14328 | Pacific Gas & Electric Co | 229 | Cow Creek | CA | Shasta | 2 | HY | OP | 0.7 | 0.9 | 0.9 |  | 1 | 1907 | WAT BLQ: WAT; N Y: N; Y Y: Y |  | S |  | N | Electric Utility | 1 |  | N | Y | [12 empty] | N |  |  | 12 | 2014 | N
14328 | Pacific Gas & Electric Co | 231 | Cresta | CA | Butte | 1 | HY | OP | 36.9 | 36 | 36 |  | 11 | 1949 | WAT BLQ: WAT; N Y: N; Y Y: Y |  | S |  | N | Electric Utility | 1 |  | N | N | [17 empty] | N
14328 | Pacific Gas & Electric Co | 231 | Cresta | CA | Butte | 2 | HY | OP | 36.9 | 36.7 | 36.7 |  | 1 | 1950 | WAT BLQ: WAT; N Y: N; Y Y: Y |  | S |  | N | Electric Utility | 1 |  | N | N | [17 empty] | N
14328 | Pacific Gas & Electric Co | 232 | De Sabla | CA | Butte | 1 | HY | OP | 18.4 | 18.5 | 18.5 |  | 2 | 1963 | WAT BLQ: WAT; N Y: N; Y Y: Y |  | S |  | N | Electric Utility | 1 |  | N | N | [17 empty] | N
14328 | Pacific Gas & Electric Co | 233 | Deer Creek | CA | Nevada | 1 | HY | OP | 5.5 | 5.7 | 5.7 |  | 5 | 1908 | WAT BLQ: WAT; N Y: N; Y Y: Y |  | S |  | N | Electric Utility | 1 |  | N | N | [17 empty] | N
14328 | Pacific Gas & Electric Co | 235 | Drum 1 | CA | Placer | 1 | HY | OP | 12 | 12.8 | 12.8 |  | 11 | 1913 | WAT BLQ: WAT; N Y: N; Y Y: Y |  | S |  | N | Electric Utility | 1 |  | N | N | [17 empty] | N
14328 | Pacific Gas & Electric Co | 235 | Drum 1 | CA | Placer | 2 | HY | OP | 12 | 12.8 | 12.8 |  | 11 | 1913 | WAT BLQ: WAT; N Y: N; Y Y: Y |  | S |  | N | Electric Utility | 1 |  | N | N | [17 empty] | N
14328 | Pacific Gas & Electric Co | 235 | Drum 1 | CA | Placer | 3 | HY | OP | 12 | 12.8 | 12.8 |  | 4 | 1922 | WAT BLQ: WAT; N Y: N; Y Y: Y |  | S |  | N | Electric Utility | 1 |  | N | N | [17 empty] | N
14328 | Pacific Gas & Electric Co | 235 | Drum 1 | CA | Placer | 4 | HY | OP | 13.2 | 14.9 | 14.9 |  | 6 | 1928 | WAT BLQ: WAT; N Y: N; Y Y: Y |  | S |  | N | Electric Utility | 1 |  | N | N | [17 empty] | N
14328 | Pacific Gas & Electric Co | 236 | Drum 2 | CA | Placer | 5 | HY | OP | 53.1 | 48.6 | 48.6 |  | 12 | 1965 | WAT BLQ: WAT; N Y: N; Y Y: Y |  | S |  | N | Electric Utility | 1 |  | N | N | [17 empty] | N
14328 | Pacific Gas & Electric Co | 237 | Dutch Flat | CA | Placer | 1 | HY | OP | 22 | 22 | 22 |  | 3 | 1943 | WAT BLQ: WAT; N Y: N; Y Y: Y |  | S |  | N | Electric Utility | 1 |  | N | N | [17 empty] | N
14328 | Pacific Gas & Electric Co | 239 | Electra | CA | Amador | 1 | HY | OP | 32.3 | 32.7 | 32.7 |  | 6 | 1948 | WAT BLQ: WAT; N Y: N; Y Y: Y |  | S |  | N | Electric Utility | 1 |  | N | N | [17 empty] | N
14328 | Pacific Gas & Electric Co | 239 | Electra | CA | Amador | 2 | HY | OP | 35.1 | 31.7 | 31.7 |  | 6 | 1948 | WAT BLQ: WAT; N Y: N; Y Y: Y |  | S |  | N | Electric Utility | 1 |  | N | N | [17 empty] | N
14328 | Pacific Gas & Electric Co | 239 | Electra | CA | Amador | 3 | HY | OP | 35.1 | 36.7 | 36.7 |  | 6 | 1948 | WAT BLQ: WAT; N Y: N; Y Y: Y |  | S |  | N | Electric Utility | 1 |  | N | N | [17 empty] | N
14328 | Pacific Gas & Electric Co | 240 | Haas | CA | Fresno | H1 | HY | OP | 67.5 | 73.1 | 73.1 |  | 12 | 1958 | WAT BLQ: WAT; N Y: N; Y Y: Y |  | S |  | N | Electric Utility | 1 |  | N | N | [17 empty] | N
14328 | Pacific Gas & Electric Co | 240 | Haas | CA | Fresno | H2 | HY | OP | 67.5 | 73.1 | 73.1 |  | 12 | 1958 | WAT BLQ: WAT; N Y: N; Y Y: Y |  | S |  | N | Electric Utility | 1 |  | N | N | [17 empty] | N
14328 | Pacific Gas & Electric Co | 241 | Halsey | CA | Placer | 1 | HY | OP | 13.6 | 10.4 | 10.4 |  | 12 | 1916 | WAT BLQ: WAT; N Y: N; Y Y: Y |  | S |  | N | Electric Utility | 1 |  | N | N | [17 empty] | N
14328 | Pacific Gas & Electric Co | 242 | Hamilton Branch | CA | Plumas | 1 | HY | OP | 2.6 | 2.4 | 2.4 |  | 8 | 1921 | WAT BLQ: WAT; N Y: N; Y Y: Y |  | S |  | N | Electric Utility | 1 |  | N | N | [17 empty] | N
14328 | Pacific Gas & Electric Co | 242 | Hamilton Branch | CA | Plumas | 2 | HY | OP | 2.7 | 2.4 | 2.4 |  | 8 | 1921 | WAT BLQ: WAT; N Y: N; Y Y: Y |  | S |  | N | Electric Utility | 1 |  | N | N | [17 empty] | N
14328 | Pacific Gas & Electric Co | 243 | Hat Creek 1 | CA | Shasta | 1 | HY | OP | 10 | 8.5 | 8.5 |  | 8 | 1921 | WAT BLQ: WAT; N Y: N; Y Y: Y |  | S |  | N | Electric Utility | 1 |  | N | N | [17 empty] | N
14328 | Pacific Gas & Electric Co | 244 | Hat Creek 2 | CA | Shasta | 1 | HY | OP | 10 | 8.7 | 8.7 |  | 9 | 1921 | WAT BLQ: WAT; N Y: N; Y Y: Y |  | S |  | N | Electric Utility | 1 |  | N | N | [17 empty] | N
14328 | Pacific Gas & Electric Co | 246 | Humboldt Bay | CA | Humboldt | IC1 | IC | OP | 16.7 | 16.7 | 16.7 |  | 9 | 2010 | NG | DFO | OBG |  |  |  | Y | Y |  | S |  | N | Electric Utility | 1 |  |  | N | [17 empty] | N
14328 | Pacific Gas & Electric Co | 246 | Humboldt Bay | CA | Humboldt | IC10 | IC | OP | 16.7 | 16.7 | 16.7 |  | 9 | 2010 | NG | DFO | OBG |  |  |  | Y | Y |  | S |  | N | Electric Utility | 1 |  |  | N | [17 empty] | N
14328 | Pacific Gas & Electric Co | 246 | Humboldt Bay | CA | Humboldt | IC2 | IC | OP | 16.7 | 16.7 | 16.7 |  | 9 | 2010 | NG | DFO | OBG |  |  |  | Y | Y |  | S |  | N | Electric Utility | 1 |  |  | N | [17 empty] | N
14328 | Pacific Gas & Electric Co | 246 | Humboldt Bay | CA | Humboldt | IC3 | IC | OP | 16.7 | 16.7 | 16.7 |  | 3 | 2011 | NG | DFO | OBG |  |  |  | Y | N |  | S |  | N | Electric Utility | 1 | [20 empty] | N
14328 | Pacific Gas & Electric Co | 246 | Humboldt Bay | CA | Humboldt | IC4 | IC | OP | 16.7 | 16.7 | 16.7 |  | 9 | 2010 | NG | DFO | OBG |  |  |  | Y | Y |  | S |  | N | Electric Utility | 1 |  |  | N | [17 empty] | N
14328 | Pacific Gas & Electric Co | 246 | Humboldt Bay | CA | Humboldt | IC5 | IC | OP | 16.7 | 16.7 | 16.7 |  | 9 | 2010 | NG | DFO | OBG |  |  |  | Y | Y |  | S |  | N | Electric Utility | 1 |  |  | N | [17 empty] | N
14328 | Pacific Gas & Electric Co | 246 | Humboldt Bay | CA | Humboldt | IC6 | IC | OP | 16.7 | 16.7 | 16.7 |  | 9 | 2010 | NG | DFO | OBG |  |  |  | Y | Y |  | S |  | N | Electric Utility | 1 |  |  | N | [17 empty] | N
14328 | Pacific Gas & Electric Co | 246 | Humboldt Bay | CA | Humboldt | IC7 | IC | OP | 16.7 | 16.7 | 16.7 |  | 9 | 2010 | NG | DFO | OBG |  |  |  | Y | Y |  | S |  | N | Electric Utility | 1 |  |  | N | [17 empty] | N
14328 | Pacific Gas & Electric Co | 246 | Humboldt Bay | CA | Humboldt | IC8 | IC | OP | 16.7 | 16.7 | 16.7 |  | 9 | 2010 | NG | DFO | OBG |  |  |  | Y | Y |  | S |  | N | Electric Utility | 1 |  |  | N | [17 empty] | N
14328 | Pacific Gas & Electric Co | 246 | Humboldt Bay | CA | Humboldt | IC9 | IC | OP | 16.7 | 16.7 | 16.7 |  | 9 | 2010 | NG | DFO | OBG |  |  |  | Y | Y |  | S |  | N | Electric Utility | 1 |  |  | N | [17 empty] | N
14328 | Pacific Gas & Electric Co | 248 | Inskip | CA | Tehama | 1 | HY | OP | 7.6 | 8 | 8 |  | 10 | 1979 | WAT BLQ: WAT; N Y: N; Y Y: Y |  | S |  | N | Electric Utility | 1 |  | N | N | [17 empty] | N
14328 | Pacific Gas & Electric Co | 249 | James B Black | CA | Shasta | 1 | HY | OP | 85.1 | 82 | 82 |  | 2 | 1966 | WAT BLQ: WAT; N Y: N; Y Y: Y |  | S |  | N | Electric Utility | 1 |  | N | N | [17 empty] | N
14328 | Pacific Gas & Electric Co | 249 | James B Black | CA | Shasta | 2 | HY | OP | 83.5 | 83 | 83 |  | 12 | 1965 | WAT BLQ: WAT; N Y: N; Y Y: Y |  | S |  | N | Electric Utility | 1 |  | N | N | [17 empty] | N
14328 | Pacific Gas & Electric Co | 250 | Kerckhoff | CA | Fresno | H1 | HY | OP | 11.3 | 12 | 12 |  | 8 | 1920 | WAT BLQ: WAT; N Y: N; Y Y: Y |  | S |  | N | Electric Utility | 1 |  | N | N | [17 empty] | N
14328 | Pacific Gas & Electric Co | 250 | Kerckhoff | CA | Fresno | H2 | HY | OS | 11.3 | 8.6 | 8.6 |  | 8 | 1920 | WAT BLQ: WAT; N Y: N; Y Y: Y |  | S |  | N | Electric Utility | 1 |  | N | N | [15 empty] | 4 | 2013 | N
14328 | Pacific Gas & Electric Co | 250 | Kerckhoff | CA | Fresno | H3 | HY | OA | 11.3 | 12.2 | 12.2 |  | 8 | 1920 | WAT BLQ: WAT; N Y: N; Y Y: Y |  | S |  | N | Electric Utility | 1 |  | N | N | [17 empty] | N
14328 | Pacific Gas & Electric Co | 253 | Kilarc | CA | Shasta | 1 | HY | OP | 1.5 | 1.6 | 1.6 |  | 6 | 1904 | WAT BLQ: WAT; N Y: N; Y Y: Y |  | S |  | N | Electric Utility | 1 |  | N | Y | [12 empty] | N |  |  | 12 | 2014 | N
14328 | Pacific Gas & Electric Co | 253 | Kilarc | CA | Shasta | 2 | HY | OP | 1.5 | 1.6 | 1.6 |  | 5 | 1904 | WAT BLQ: WAT; N Y: N; Y Y: Y |  | S |  | N | Electric Utility | 1 |  | N | Y | [12 empty] | N |  |  | 12 | 2014 | N
14328 | Pacific Gas & Electric Co | 254 | Kings River | CA | Fresno | H1 | HY | OP | 48.6 | 51.5 | 51.5 |  | 3 | 1962 | WAT BLQ: WAT; N Y: N; Y Y: Y |  | S |  | N | Electric Utility | 1 |  | N | N | [17 empty] | N
14328 | Pacific Gas & Electric Co | 255 | Lime Saddle | CA | Butte | 1 | HY | OP | 1 | 1 | 1 |  | 8 | 1906 | WAT BLQ: WAT; N Y: N; Y Y: Y |  | S |  | N | Electric Utility | 1 |  | N | N | [17 empty] | N
14328 | Pacific Gas & Electric Co | 255 | Lime Saddle | CA | Butte | 2 | HY | OP | 1 | 1 | 1 |  | 8 | 1906 | WAT BLQ: WAT; N Y: N; Y Y: Y |  | S |  | N | Electric Utility | 1 |  | N | N | [17 empty] | N
14328 | Pacific Gas & Electric Co | 258 | Merced Falls | CA | Merced | 1 | HY | OP | 3.4 | 3.5 | 3.5 |  | 7 | 1930 | WAT BLQ: WAT; N Y: N; Y Y: Y |  | S |  | N | Electric Utility | 1 |  | N | N | [17 empty] | N
14328 | Pacific Gas & Electric Co | 262 | Narrows | CA | Nevada | 1 | HY | OP | 10.2 | 12 | 12 |  | 12 | 1942 | WAT BLQ: WAT; N Y: N; Y Y: Y |  | S |  | N | Electric Utility | 1 |  | N | N | [17 empty] | N
14328 | Pacific Gas & Electric Co | 264 | Phoenix | CA | Tuolumne | 1 | HY | OP | 1.6 | 2 | 2 |  | 2 | 1940 | WAT BLQ: WAT; N Y: N; Y Y: Y |  | S |  | N | Electric Utility | 1 |  | N | N | [17 empty] | N
14328 | Pacific Gas & Electric Co | 265 | Pit 1 | CA | Shasta | H1 | HY | OP | 34.6 | 31 | 31 |  | 9 | 1922 | WAT BLQ: WAT; N Y: N; Y Y: Y |  | S |  | N | Electric Utility | 1 |  | N | N | [17 empty] | N
14328 | Pacific Gas & Electric Co | 265 | Pit 1 | CA | Shasta | H2 | HY | OP | 34.6 | 31.2 | 31.2 |  | 9 | 1922 | WAT BLQ: WAT; N Y: N; Y Y: Y |  | S |  | N | Electric Utility | 1 |  | N | N | [17 empty] | N
14328 | Pacific Gas & Electric Co | 266 | Pit 3 | CA | Shasta | H1 | HY | OP | 26.7 | 23 | 23 |  | 7 | 1925 | WAT BLQ: WAT; N Y: N; Y Y: Y |  | S |  | N | Electric Utility | 1 |  | N | N | [17 empty] | N
14328 | Pacific Gas & Electric Co | 266 | Pit 3 | CA | Shasta | H2 | HY | OP | 26.7 | 23 | 23 |  | 7 | 1925 | WAT BLQ: WAT; N Y: N; Y Y: Y |  | S |  | N | Electric Utility | 1 |  | N | N | [17 empty] | N
14328 | Pacific Gas & Electric Co | 266 | Pit 3 | CA | Shasta | H3 | HY | OP | 26.7 | 23.7 | 23.7 |  | 7 | 1925 | WAT BLQ: WAT; N Y: N; Y Y: Y |  | S |  | N | Electric Utility | 1 |  | N | N | [17 empty] | N
14328 | Pacific Gas & Electric Co | 267 | Pit 4 | CA | Shasta | 1 | HY | OP | 51.7 | 46 | 46 |  | 10 | 1955 | WAT BLQ: WAT; N Y: N; Y Y: Y |  | S |  | N | Electric Utility | 1 |  | N | N | [17 empty] | N
14328 | Pacific Gas & Electric Co | 267 | Pit 4 | CA | Shasta | 2 | HY | OP | 51.7 | 47 | 47 |  | 7 | 1955 | WAT BLQ: WAT; N Y: N; Y Y: Y |  | S |  | N | Electric Utility | 1 |  | N | N | [17 empty] | N
14328 | Pacific Gas & Electric Co | 268 | Pit 5 | CA | Shasta | H1 | HY | OP | 38.2 | 40 | 40 |  | 4 | 1944 | WAT BLQ: WAT; N Y: N; Y Y: Y |  | S |  | N | Electric Utility | 1 |  | N | N | [17 empty] | N
14328 | Pacific Gas & Electric Co | 268 | Pit 5 | CA | Shasta | H2 | HY | OP | 38.2 | 40 | 40 |  | 4 | 1944 | WAT BLQ: WAT; N Y: N; Y Y: Y |  | S |  | N | Electric Utility | 1 |  | N | N | [17 empty] | N
14328 | Pacific Gas & Electric Co | 268 | Pit 5 | CA | Shasta | H3 | HY | OP | 33.2 | 40 | 40 |  | 4 | 1944 | WAT BLQ: WAT; N Y: N; Y Y: Y |  | S |  | N | Electric Utility | 1 |  | N | N | [17 empty] | N
14328 | Pacific Gas & Electric Co | 268 | Pit 5 | CA | Shasta | H4 | HY | OP | 32 | 40 | 40 |  | 4 | 1944 | WAT BLQ: WAT; N Y: N; Y Y: Y |  | S |  | N | Electric Utility | 1 |  | N | N | [17 empty] | N
14328 | Pacific Gas & Electric Co | 269 | Pit 6 | CA | Shasta | H1 | HY | OP | 39.6 | 36.5 | 36.5 |  | 8 | 1965 | WAT BLQ: WAT; N Y: N; Y Y: Y |  | S |  | N | Electric Utility | 1 |  | N | N | [17 empty] | N
14328 | Pacific Gas & Electric Co | 269 | Pit 6 | CA | Shasta | H2 | HY | OP | 39.6 | 36.3 | 36.3 |  | 8 | 1965 | WAT BLQ: WAT; N Y: N; Y Y: Y |  | S |  | N | Electric Utility | 1 |  | N | N | [17 empty] | N
14328 | Pacific Gas & Electric Co | 270 | Pit 7 | CA | Shasta | H1 | HY | OP | 57.6 | 56 | 56 |  | 9 | 1965 | WAT BLQ: WAT; N Y: N; Y Y: Y |  | S |  | N | Electric Utility | 1 |  | N | N | [17 empty] | N
14328 | Pacific Gas & Electric Co | 270 | Pit 7 | CA | Shasta | H2 | HY | OP | 52.2 | 57 | 57 |  | 9 | 1965 | WAT BLQ: WAT; N Y: N; Y Y: Y |  | S |  | N | Electric Utility | 1 |  | N | N | [17 empty] | N
14328 | Pacific Gas & Electric Co | 272 | Poe | CA | Butte | 1 | HY | OP | 71.4 | 61.5 | 61.5 |  | 10 | 1958 | WAT BLQ: WAT; N Y: N; Y Y: Y |  | S |  | N | Electric Utility | 1 |  | N | N | [17 empty] | N
14328 | Pacific Gas & Electric Co | 272 | Poe | CA | Butte | 2 | HY | OP | 71.4 | 61.7 | 61.7 |  | 10 | 1958 | WAT BLQ: WAT; N Y: N; Y Y: Y |  | S |  | N | Electric Utility | 1 |  | N | N | [17 empty] | N
14328 | Pacific Gas & Electric Co | 274 | Potter Valley | CA | Mendocino | 1 | HY | OP | 4.4 | 4.5 | 4.5 |  | 2 | 1939 | WAT BLQ: WAT; N Y: N; Y Y: Y |  | S |  | N | Electric Utility | 1 |  | N | N | [17 empty] | N
14328 | Pacific Gas & Electric Co | 274 | Potter Valley | CA | Mendocino | 2 | HY | OP | 2 | 2 | 2 |  | 3 | 1910 | WAT BLQ: WAT; N Y: N; Y Y: Y |  | S |  | N | Electric Utility | 1 |  | N | N | [17 empty] | N
14328 | Pacific Gas & Electric Co | 274 | Potter Valley | CA | Mendocino | 3 | HY | OP | 3 | 2.7 | 2.7 |  | 9 | 1917 | WAT BLQ: WAT; N Y: N; Y Y: Y |  | S |  | N | Electric Utility | 1 |  | N | N | [17 empty] | N
14328 | Pacific Gas & Electric Co | 275 | Rock Creek | CA | Plumas | H1 | HY | OP | 62.3 | 58 | 58 |  | 3 | 1950 | WAT BLQ: WAT; N Y: N; Y Y: Y |  | S |  | N | Electric Utility | 1 |  | N | Y | 5.6 | 5.6 | 12 | 2013 | [13 empty] | N
14328 | Pacific Gas & Electric Co | 275 | Rock Creek | CA | Plumas | H2 | HY | OP | 62.3 | 56 | 56 |  | 3 | 1950 | WAT BLQ: WAT; N Y: N; Y Y: Y |  | S |  | N | Electric Utility | 1 |  | N | Y | 5.6 | 5.6 | 3 | 2013 | [13 empty] | N
14328 | Pacific Gas & Electric Co | 276 | San Joaquin 2 | CA | Madera | 1 | HY | OP | 2.8 | 3.2 | 3.2 |  | 9 | 1917 | WAT BLQ: WAT; N Y: N; Y Y: Y |  | S |  | N | Electric Utility | 1 |  | N | N | [17 empty] | N
14328 | Pacific Gas & Electric Co | 277 | San Joaquin 3 | CA | Madera | 3 | HY | OP | 4 | 4.2 | 4.2 |  | 8 | 1923 | WAT BLQ: WAT; N Y: N; Y Y: Y |  | S |  | N | Electric Utility | 1 |  | N | N | [17 empty] | N
14328 | Pacific Gas & Electric Co | 279 | Salt Springs | CA | Amador | 1 | HY | OP | 12.3 | 8.6 | 8.6 |  | 6 | 1931 | WAT BLQ: WAT; N Y: N; Y Y: Y |  | S |  | N | Electric Utility | 1 |  | N | N | [17 empty] | N
14328 | Pacific Gas & Electric Co | 279 | Salt Springs | CA | Amador | 2 | HY | OP | 29.7 | 33 | 33 |  | 4 | 1953 | WAT BLQ: WAT; N Y: N; Y Y: Y |  | S |  | N | Electric Utility | 1 |  | N | N | [17 empty] | N
14328 | Pacific Gas & Electric Co | 280 | South | CA | Tehama | 1 | HY | OP | 6.7 | 7 | 7 |  | 12 | 1979 | WAT BLQ: WAT; N Y: N; Y Y: Y |  | S |  | N | Electric Utility | 1 |  | N | N | [17 empty] | N
14328 | Pacific Gas & Electric Co | 281 | Spaulding 1 | CA | Nevada | 1 | HY | OP | 7 | 7 | 7 |  | 5 | 1928 | WAT BLQ: WAT; N Y: N; Y Y: Y |  | S |  | N | Electric Utility | 1 |  | N | N | [17 empty] | N
14328 | Pacific Gas & Electric Co | 282 | Spaulding 2 | CA | Nevada | 1 | HY | OP | 3.7 | 4.4 | 4.4 |  | 7 | 1928 | WAT BLQ: WAT; N Y: N; Y Y: Y |  | S |  | N | Electric Utility | 1 |  | N | N | [17 empty] | N
14328 | Pacific Gas & Electric Co | 283 | Spaulding 3 | CA | Nevada | 1 | HY | OP | 6.6 | 5.8 | 5.8 |  | 2 | 1929 | WAT BLQ: WAT; N Y: N; Y Y: Y |  | S |  | N | Electric Utility | 1 |  | N | N | [17 empty] | N
14328 | Pacific Gas & Electric Co | 284 | Spring Gap | CA | Tuolumne | 1 | HY | OP | 6 | 7 | 7 |  | 9 | 1921 | WAT BLQ: WAT; N Y: N; Y Y: Y |  | S |  | N | Electric Utility | 1 |  | N | N | [17 empty] | N
14328 | Pacific Gas & Electric Co | 285 | Stanislaus | CA | Tuolumne | HC1 | HY | OP | 81.9 | 83 | 83 |  | 3 | 1963 | WAT BLQ: WAT; N Y: N; Y Y: Y |  | S |  | N | Electric Utility | 1 |  | N | N | [17 empty] | N
14328 | Pacific Gas & Electric Co | 287 | Tiger Creek | CA | Amador | H1 | HY | OP | 25.5 | 26.7 | 26.7 |  | 8 | 1931 | WAT BLQ: WAT; N Y: N; Y Y: Y |  | S |  | N | Electric Utility | 1 |  | N | N | [17 empty] | N
14328 | Pacific Gas & Electric Co | 287 | Tiger Creek | CA | Amador | H2 | HY | OP | 26.7 | 27.9 | 27.9 |  | 6 | 1931 | WAT BLQ: WAT; N Y: N; Y Y: Y |  | S |  | N | Electric Utility | 1 |  | N | N | [17 empty] | N
14328 | Pacific Gas & Electric Co | 289 | Tule River | CA | Tulare | 1 | HY | OP | 4.2 | 3.2 | 3.2 |  | 1 | 1914 | WAT BLQ: WAT; N Y: N; Y Y: Y |  | S |  | N | Electric Utility | 1 |  | N | N | [17 empty] | N
14328 | Pacific Gas & Electric Co | 289 | Tule River | CA | Tulare | 2 | HY | OP | 4.2 | 3.2 | 3.2 |  | 1 | 1914 | WAT BLQ: WAT; N Y: N; Y Y: Y |  | S |  | N | Electric Utility | 1 |  | N | N | [17 empty] | N
14328 | Pacific Gas & Electric Co | 290 | Volta 1 | CA | Shasta | 1 | HY | OP | 8.5 | 9 | 9 |  | 4 | 1980 | WAT BLQ: WAT; N Y: N; Y Y: Y |  | S |  | N | Electric Utility | 1 |  | N | N | [17 empty] | N
14328 | Pacific Gas & Electric Co | 291 | West Point | CA | Amador | 1 | HY | OP | 13.6 | 13.6 | 13.6 |  | 11 | 1948 | WAT BLQ: WAT; N Y: N; Y Y: Y |  | S |  | N | Electric Utility | 1 |  | N | N | [17 empty] | N
14328 | Pacific Gas & Electric Co | 292 | Wise | CA | Placer | 1 | HY | OP | 13.6 | 14 | 14 |  | 3 | 1917 | WAT BLQ: WAT; N Y: N; Y Y: Y |  | S |  | N | Electric Utility | 1 |  | N | N | [17 empty] | N
14328 | Pacific Gas & Electric Co | 292 | Wise | CA | Placer | 2 | HY | OP | 2.8 | 3.2 | 3.2 |  | 12 | 1986 | WAT BLQ: WAT; N Y: N; Y Y: Y |  | S |  | N | Electric Utility | 1 |  | N | N | [17 empty] | N
14328 | Pacific Gas & Electric Co | 293 | A G Wishon | CA | Madera | 1 | HY | OP | 3.2 | 5 | 5 |  | 9 | 1910 | WAT BLQ: WAT; N Y: N; Y Y: Y |  | S |  | N | Electric Utility | 1 |  | N | N | [17 empty] | N
14328 | Pacific Gas & Electric Co | 293 | A G Wishon | CA | Madera | 2 | HY | OP | 3.2 | 5 | 5 |  | 9 | 1910 | WAT BLQ: WAT; N Y: N; Y Y: Y |  | S |  | N | Electric Utility | 1 |  | N | N | [17 empty] | N
14328 | Pacific Gas & Electric Co | 293 | A G Wishon | CA | Madera | 3 | HY | OP | 3.2 | 5 | 5 |  | 9 | 1910 | WAT BLQ: WAT; N Y: N; Y Y: Y |  | S |  | N | Electric Utility | 1 |  | N | N | [17 empty] | N
14328 | Pacific Gas & Electric Co | 293 | A G Wishon | CA | Madera | 4 | HY | OP | 3.2 | 5 | 5 |  | 9 | 1910 | WAT BLQ: WAT; N Y: N; Y Y: Y |  | S |  | N | Electric Utility | 1 |  | N | N | [17 empty] | N
14328 | Pacific Gas & Electric Co | 626 | Oak Flat | CA | Plumas | 1 | HY | OP | 1.4 | 1.3 | 1.3 |  | 11 | 1985 | WAT BLQ: WAT; N Y: N; Y Y: Y |  | S |  | N | Electric Utility | 1 |  | N | N | [17 empty] | N
14328 | Pacific Gas & Electric Co | 632 | Newcastle | CA | Placer | 1 | HY | OP | 12.7 | 14.1 | 14.1 |  | 12 | 1986 | WAT BLQ: WAT; N Y: N; Y Y: Y |  | S |  | N | Electric Utility | 1 |  | N | N | [17 empty] | N
14328 | Pacific Gas & Electric Co | 682 | Kerckhoff 2 | CA | Fresno | 1 | HY | OP | 139.5 | 142 | 142 |  | 5 | 1983 | WAT BLQ: WAT; N Y: N; Y Y: Y |  | S |  | N | Electric Utility | 1 |  | N | N | [17 empty] | N
14328 | Pacific Gas & Electric Co | 714 | Toadtown | CA | Butte | 1 | HY | OP | 1.8 | 1.5 | 1.5 |  | 4 | 1986 | WAT BLQ: WAT; N Y: N; Y Y: Y |  | S |  | N | Electric Utility | 1 |  | N | N | [17 empty] | N
14328 | Pacific Gas & Electric Co | 6099 | Diablo Canyon | CA | San Luis Obispo | 1 | ST | OP | 1159 | 1122 | 1122 |  | 5 | 1985 | WAT BLQ: NUC; N Y: N; Y Y: Y |  | S |  | N | Electric Utility | 1 |  | N | N | [17 empty] | N
14328 | Pacific Gas & Electric Co | 6099 | Diablo Canyon | CA | San Luis Obispo | 2 | ST | OP | 1164 | 1118 | 1118 |  | 3 | 1986 | WAT BLQ: NUC; N Y: N; Y Y: Y |  | S |  | N | Electric Utility | 1 |  | N | N | [17 empty] | N
14328 | Pacific Gas & Electric Co | 6100 | Helms Pumped Storage | CA | Fresno | 1 | PS | OS | 351 | 404 | 404 |  | 6 | 1984 | WAT BLQ: WAT; N Y: N; Y Y: Y |  | S |  | N | Electric Utility | 1 |  | N | N | [17 empty] | N
14328 | Pacific Gas & Electric Co | 6100 | Helms Pumped Storage | CA | Fresno | 2 | PS | OP | 351 | 404 | 404 |  | 6 | 1984 | WAT BLQ: WAT; N Y: N; Y Y: Y |  | S |  | N | Electric Utility | 1 |  | N | N | [17 empty] | N
14328 | Pacific Gas & Electric Co | 6100 | Helms Pumped Storage | CA | Fresno | 3 | PS | OP | 351 | 404 | 404 |  | 6 | 1984 | WAT BLQ: WAT; N Y: N; Y Y: Y |  | S |  | N | Electric Utility | 1 |  | N | N | [17 empty] | N
14328 | Pacific Gas & Electric Co | 7911 | Kern Canyon | CA | Kern | 1 | HY | OP | 9.5 | 11.5 | 11.5 |  | 8 | 1921 | WAT BLQ: WAT; N Y: N; Y Y: Y |  | S |  | N | Electric Utility | 1 |  | N | N | [17 empty] | N
14328 | Pacific Gas & Electric Co | 56476 | Gateway Generating Station | CA | Contra Costa | A | CT | OP | 203.2 | 177 | 181.4 |  | 1 | 2009 | WAT BLQ: NG; WAT BIT: OBG; N Y: N; Y Y: Y |  | S |  | N | Electric Utility | 1 |  |  | N | [17 empty] | N
14328 | Pacific Gas & Electric Co | 56476 | Gateway Generating Station | CA | Contra Costa | B | CT | OP | 203.2 | 177 | 181.4 |  | 1 | 2009 | WAT BLQ: NG; WAT BIT: OBG; N Y: N; Y Y: Y |  | S |  | N | Electric Utility | 1 |  |  | N | [17 empty] | N
14328 | Pacific Gas & Electric Co | 56476 | Gateway Generating Station | CA | Contra Costa | C | CA | OP | 213.3 | 209.4 | 223 |  | 1 | 2009 | WAT BLQ: NG; WAT BIT: OBG; N Y: N; Y Y: Y |  | S |  | N | Electric Utility | 1 |  | Y | N | [17 empty] | N
14328 | Pacific Gas & Electric Co | 56532 | Colusa Generating Station | CA | Colusa | A | CT | OP | 181.5 | 167 | 180 |  | 12 | 2010 | WAT BLQ: NG; WAT BIT: OBG; N Y: N; Y Y: Y |  | S |  | N | Electric Utility | 1 |  |  | N | [17 empty] | N
14328 | Pacific Gas & Electric Co | 56532 | Colusa Generating Station | CA | Colusa | B | CT | OP | 181.5 | 167 | 180 |  | 12 | 2010 | WAT BLQ: NG; WAT BIT: OBG; N Y: N; Y Y: Y |  | S |  | N | Electric Utility | 1 |  |  | N | [17 empty] | N
14328 | Pacific Gas & Electric Co | 56532 | Colusa Generating Station | CA | Colusa | C | CA | OP | 349.4 | 306 | 306 |  | 12 | 2010 | WAT BLQ: NG; WAT BIT: OBG; N Y: N; Y Y: Y |  | S |  | N | Electric Utility | 1 |  | Y | N | [17 empty] | N
14328 | Pacific Gas & Electric Co | 57041 | Vaca Dixon Solar Station | CA | Solano | 1 | PV | OP | 2 | 2.5 | 2.5 |  | 12 | 2009 | WAT BLQ: SUN; N Y: N; Y Y: Y |  | S | 5 | N | Electric Utility | 1 |  |  | N | [17 empty] | N
14328 | Pacific Gas & Electric Co | 57042 | CSU East Bay | CA | Alameda | 1 | FC | OP | 1.4 | 1.4 | 1.4 |  | 9 | 2011 | [9 empty] | S | 1 | Y | Electric Utility | 1 | T | [19 empty] | N | bar: WAT BLQ; N Y to Y Y
14328 | Pacific Gas & Electric Co | 57043 | SF State University | CA | San Francisco | 1 | FC | OP | 0.2 | 0.2 | 0.2 |  | 9 | 2011 | [9 empty] | S | 1 | N | Electric Utility | 1 | [20 empty] | N | bar: WAT BLQ; N Y to Y Y
14328 | Pacific Gas & Electric Co | 57043 | SF State University | CA | San Francisco | 2 | FC | OP | 1.4 | 1.4 | 1.4 |  | 9 | 2011 | [9 empty] | S | 1 | Y | Electric Utility | 1 | T | [19 empty] | N | bar: WAT BLQ; N Y to Y Y
14328 | Pacific Gas & Electric Co | 57497 | Stroud Solar Station | CA | Fresno | 1 | PV | OP | 20 | 20 | 20 |  | 9 | 2011 | WAT BLQ: SUN; N Y: N; Y Y: Y |  | S | 40 | N | Electric Utility | 1 | [20 empty] | N
14328 | Pacific Gas & Electric Co | 57498 | Five Points Solar Station | CA | Fresno | 1 | PV | OP | 15 | 15 | 15 |  | 9 | 2011 | WAT BLQ: SUN; N Y: N; Y Y: Y |  | S | 24 | N | Electric Utility | 1 | [20 empty] | N
14328 | Pacific Gas & Electric Co | 57499 | Westside Solar Station | CA | Fresno | 1 | PV | OP | 15 | 15 | 15 |  | 8 | 2011 | WAT BLQ: SUN; N Y: N; Y Y: Y |  | S | 30 | N | Electric Utility | 1 | [20 empty] | N
14328 | Pacific Gas & Electric Co | 57521 | Giffen | CA | Fresno | 1 | PV | OP | 10 | 10 | 10 |  | 6 | 2012 | WAT BLQ: SUN; N Y: N; Y Y: Y |  | S | 20 | N | Electric Utility | 1 | [20 empty] | N
14328 | Pacific Gas & Electric Co | 57522 | Cantua Solar Station | CA | Fresno | 1 | PV | OP | 20 | 20 | 20 |  | 6 | 2012 | WAT BLQ: SUN; N Y: N; Y Y: Y |  | S | 40 | N | Electric Utility | 1 | [20 empty] | N
14328 | Pacific Gas & Electric Co | 57523 | Huron Solar Station | CA | Fresno | 1 | PV | OP | 20 | 20 | 20 |  | 6 | 2012 | WAT BLQ: SUN; N Y: N; Y Y: Y |  | S | 40 | N | Electric Utility | 1 | [20 empty] | N
14354 | PacifiCorp | 294 | Copco 1 | CA | Siskiyou | 1 | HY | OP | 10 | 13.2 | 13.2 |  | 1 | 1918 | WAT BLQ: WAT; N Y: N; Y Y: Y |  | S |  | N | Electric Utility | 1 |  | N | N | [17 empty] | N
14354 | PacifiCorp | 294 | Copco 1 | CA | Siskiyou | 2 | HY | OP | 10 | 13.2 | 13.2 |  | 11 | 1918 | WAT BLQ: WAT; N Y: N; Y Y: Y |  | S |  | N | Electric Utility | 1 |  | N | N | [17 empty] | N
14354 | PacifiCorp | 295 | Copco 2 | CA | Siskiyou | 1 | HY | OP | 13.5 | 17.8 | 17.8 |  | 7 | 1925 | WAT BLQ: WAT; N Y: N; Y Y: Y |  | S |  | N | Electric Utility | 1 |  | N | N | [17 empty] | N
14354 | PacifiCorp | 295 | Copco 2 | CA | Siskiyou | 2 | HY | OP | 13.5 | 17.8 | 17.8 |  | 8 | 1925 | WAT BLQ: WAT; N Y: N; Y Y: Y |  | S |  | N | Electric Utility | 1 |  | N | N | [17 empty] | N
14354 | PacifiCorp | 296 | Fall Creek | CA | Siskiyou | 1 | HY | OP | 0.5 | 0.4 | 0.4 |  | 9 | 1903 | WAT BLQ: WAT; N Y: N; Y Y: Y |  | S |  | N | Electric Utility | 1 |  | N | N | [17 empty] | N
14354 | PacifiCorp | 296 | Fall Creek | CA | Siskiyou | 2 | HY | OP | 0.4 | 0.4 | 0.4 |  | 8 | 1907 | WAT BLQ: WAT; N Y: N; Y Y: Y |  | S |  | N | Electric Utility | 1 |  | N | N | [17 empty] | N
14354 | PacifiCorp | 296 | Fall Creek | CA | Siskiyou | 3 | HY | OP | 1.2 | 1.1 | 1.1 |  | 1 | 1910 | WAT BLQ: WAT; N Y: N; Y Y: Y |  | S |  | N | Electric Utility | 1 |  | N | N | [17 empty] | N
14354 | PacifiCorp | 297 | Iron Gate | CA | Siskiyou | 1 | HY | OP | 18 | 18.8 | 18.8 |  | 2 | 1962 | WAT BLQ: WAT; N Y: N; Y Y: Y |  | S |  | N | Electric Utility | 1 |  | N | N | [17 empty] | N
14354 | PacifiCorp | 299 | Blundell | UT | Beaver | 1 | ST | OP | 26.1 | 23 | 23 |  | 7 | 1984 | WAT BLQ: GEO; N Y: N; Y Y: Y |  | S |  | N | Electric Utility | 1 |  |  | N | [17 empty] | N
14354 | PacifiCorp | 299 | Blundell | UT | Beaver | 2 | ST | OP | 12 | 11 | 9 |  | 12 | 2007 | WAT BLQ: GEO; N Y: N; Y Y: Y |  | S |  | N | Electric Utility | 1 |  |  | N
14354 | PacifiCorp | 825 | Ashton | ID | Fremont | 1 | HY | OP | 2.8 | 2.8 | 2.8 |  | 7 | 1917 | WAT BLQ: WAT; N Y: N; Y Y: Y |  | S |  | N | Electric Utility | 1 |  | N | N | [17 empty] | N
14354 | PacifiCorp | 825 | Ashton | ID | Fremont | 2 | HY | OP | 2 | 2.2 | 2.2 |  | 7 | 1925 | WAT BLQ: WAT; N Y: N; Y Y: Y |  | S |  | N | Electric Utility | 1 |  | N | N | [17 empty] | N
14354 | PacifiCorp | 825 | Ashton | ID | Fremont | 3 | HY | OP | 2 | 2.2 | 2.2 |  | 7 | 1925 | WAT BLQ: WAT; N Y: N; Y Y: Y |  | S |  | N | Electric Utility | 1 |  | N | N | [17 empty] | N
14354 | PacifiCorp | 827 | Grace | ID | Caribou | 3 | HY | OP | 11 | 11 | 11 |  | 7 | 1923 | WAT BLQ: WAT; N Y: N; Y Y: Y |  | S |  | N | Electric Utility | 1 |  | N | N | [17 empty] | N
14354 | PacifiCorp | 827 | Grace | ID | Caribou | 4 | HY | OP | 11 | 11 | 11 |  | 7 | 1923 | WAT BLQ: WAT; N Y: N; Y Y: Y |  | S |  | N | Electric Utility | 1 |  | N | N | [17 empty] | N
14354 | PacifiCorp | 827 | Grace | ID | Caribou | 5 | HY | OP | 11 | 11 | 11 |  | 7 | 1923 | WAT BLQ: WAT; N Y: N; Y Y: Y |  | S |  | N | Electric Utility | 1 |  | N | N | [17 empty] | N
14354 | PacifiCorp | 829 | Oneida | ID | Franklin | 1 | HY | OP | 10 | 9.3 | 9.3 |  | 7 | 1915 | WAT BLQ: WAT; N Y: N; Y Y: Y |  | S |  | N | Electric Utility | 1 |  | N | N | [17 empty] | N
14354 | PacifiCorp | 829 | Oneida | ID | Franklin | 2 | HY | OP | 10 | 9.3 | 9.3 |  | 7 | 1916 | WAT BLQ: WAT; N Y: N; Y Y: Y |  | S |  | N | Electric Utility | 1 |  | N | N | [17 empty] | N
14354 | PacifiCorp | 829 | Oneida | ID | Franklin | 3 | HY | OP | 10 | 9.3 | 9.3 |  | 7 | 1920 | WAT BLQ: WAT; N Y: N; Y Y: Y |  | S |  | N | Electric Utility | 1 |  | N | N | [17 empty] | N
14354 | PacifiCorp | 831 | Soda | ID | Caribou | 1 | HY | OP | 7 | 7.6 | 7.6 |  | 7 | 1924 | WAT BLQ: WAT; N Y: N; Y Y: Y |  | S |  | N | Electric Utility | 1 |  | N | N | [17 empty] | N
14354 | PacifiCorp | 831 | Soda | ID | Caribou | 2 | HY | OP | 7 | 7.6 | 7.6 |  | 7 | 1924 | WAT BLQ: WAT; N Y: N; Y Y: Y |  | S |  | N | Electric Utility | 1 |  | N | N | [17 empty] | N
14354 | PacifiCorp | 987 | Last Chance | ID | Caribou | 1 | HY | OP | 0.2 | 0.2 | 0.2 |  | 2 | 1984 | WAT BLQ: WAT; N Y: N; Y Y: Y |  | S |  | N | Electric Utility | 1 |  | N | N | [17 empty] | N
14354 | PacifiCorp | 987 | Last Chance | ID | Caribou | 2 | HY | OP | 0.5 | 0.4 | 0.4 |  | 2 | 1984 | WAT BLQ: WAT; N Y: N; Y Y: Y |  | S |  | N | Electric Utility | 1 |  | N | N | [17 empty] | N
14354 | PacifiCorp | 987 | Last Chance | ID | Caribou | 3 | HY | OP | 1 | 0.8 | 0.8 |  | 2 | 1984 | WAT BLQ: WAT; N Y: N; Y Y: Y |  | S |  | N | Electric Utility | 1 |  | N | N | [17 empty] | N
14354 | PacifiCorp | 3020 | Clearwater 1 | OR | Douglas | 1 | HY | OP | 15 | 18 | 18 |  | 6 | 1953 | WAT BLQ: WAT; N Y: N; Y Y: Y |  | S |  | N | Electric Utility | 1 |  | N | N | [17 empty] | N
14354 | PacifiCorp | 3021 | Clearwater 2 | OR | Douglas | 1 | HY | OP | 26 | 31 | 31 |  | 11 | 1953 | WAT BLQ: WAT; N Y: N; Y Y: Y |  | S |  | N | Electric Utility | 1 |  | N | N | [17 empty] | N
14354 | PacifiCorp | 3024 | Eagle Point | OR | Jackson | 1 | HY | OP | 2.8 | 2.8 | 2.8 |  | 11 | 1957 | WAT BLQ: WAT; N Y: N; Y Y: Y |  | S |  | N | Electric Utility | 1 |  | N | N | [17 empty] | N
14354 | PacifiCorp | 3025 | East Side | OR | Klamath | 1 | HY | OP | 3.2 | 3 | 3 |  | 8 | 1924 | WAT BLQ: WAT; N Y: N; Y Y: Y |  | S |  | N | Electric Utility | 1 |  | N | N | [17 empty] | N
14354 | PacifiCorp | 3026 | Fish Creek | OR | Douglas | 1 | HY | OP | 11 | 10.4 | 10.4 |  | 6 | 1952 | WAT BLQ: WAT; N Y: N; Y Y: Y |  | S |  | N | Electric Utility | 1 |  | N | N | [17 empty] | N
14354 | PacifiCorp | 3028 | John C Boyle | OR | Klamath | 1 | HY | OP | 50.3 | 50.4 | 50.4 |  | 10 | 1958 | WAT BLQ: WAT; N Y: N; Y Y: Y |  | S |  | N | Electric Utility | 1 |  | N | N | [17 empty] | N
14354 | PacifiCorp | 3028 | John C Boyle | OR | Klamath | 2 | HY | OP | 48.4 | 47.6 | 47.6 |  | 10 | 1958 | WAT BLQ: WAT; N Y: N; Y Y: Y |  | S |  | N | Electric Utility | 1 |  | N | N | [17 empty] | N
14354 | PacifiCorp | 3029 | Lemolo 1 | OR | Douglas | 1 | HY | OP | 32.8 | 32 | 32 |  | 7 | 1955 | WAT BLQ: WAT; N Y: N; Y Y: Y |  | S |  | N | Electric Utility | 1 |  | N | N | [17 empty] | N
14354 | PacifiCorp | 3032 | Prospect 1 | OR | Jackson | 1 | HY | OP | 3.8 | 4.6 | 4.6 |  | 1 | 1912 | WAT BLQ: WAT; N Y: N; Y Y: Y |  | S |  | N | Electric Utility | 1 |  | N | N | [17 empty] | N
14354 | PacifiCorp | 3033 | Prospect 2 | OR | Jackson | 1 | HY | OP | 16 | 18 | 18 |  | 1 | 1928 | WAT BLQ: WAT; N Y: N; Y Y: Y |  | S |  | N | Electric Utility | 1 |  | N | N | [17 empty] | N
14354 | PacifiCorp | 3033 | Prospect 2 | OR | Jackson | 2 | HY | OP | 16 | 18 | 18 |  | 2 | 1928 | WAT BLQ: WAT; N Y: N; Y Y: Y |  | S |  | N | Electric Utility | 1 |  | N | N | [17 empty] | N
14354 | PacifiCorp | 3034 | Prospect 3 | OR | Jackson | 1 | HY | OP | 7.2 | 7.7 | 7.7 |  | 4 | 1932 | WAT BLQ: WAT; N Y: N; Y Y: Y |  | S |  | N | Electric Utility | 1 |  | N | N | [17 empty] | N
14354 | PacifiCorp | 3035 | Prospect 4 | OR | Jackson | 1 | HY | OP | 1 | 0.9 | 0.9 |  | 11 | 1944 | WAT BLQ: WAT; N Y: N; Y Y: Y |  | S |  | N | Electric Utility | 1 |  | N | N | [17 empty] | N
14354 | PacifiCorp | 3036 | Slide Creek | OR | Douglas | 1 | HY | OP | 18 | 18 | 18 |  | 7 | 1951 | WAT BLQ: WAT; N Y: N; Y Y: Y |  | S |  | N | Electric Utility | 1 |  | N | N | [17 empty] | N
14354 | PacifiCorp | 3037 | Soda Springs | OR | Douglas | 1 | HY | OP | 11 | 11.6 | 11.6 |  | 3 | 1952 | WAT BLQ: WAT; N Y: N; Y Y: Y |  | S |  | N | Electric Utility | 1 |  | N | N | [17 empty] | N
14354 | PacifiCorp | 3040 | Toketee Falls | OR | Douglas | 1 | HY | OP | 14.2 | 15 | 15 |  | 2 | 1950 | WAT BLQ: WAT; N Y: N; Y Y: Y |  | S |  | N | Electric Utility | 1 |  | N | N | [17 empty] | N
14354 | PacifiCorp | 3040 | Toketee Falls | OR | Douglas | 2 | HY | OP | 14.2 | 15 | 15 |  | 12 | 1949 | WAT BLQ: WAT; N Y: N; Y Y: Y |  | S |  | N | Electric Utility | 1 |  | N | N | [17 empty] | N
14354 | PacifiCorp | 3040 | Toketee Falls | OR | Douglas | 3 | HY | OP | 14.2 | 15 | 15 |  | 3 | 1950 | WAT BLQ: WAT; N Y: N; Y Y: Y |  | S |  | N | Electric Utility | 1 |  | N | N | [17 empty] | N
14354 | PacifiCorp | 3041 | Wallowa Falls | OR | Wallowa | 1 | HY | OP | 1.1 | 1 | 1 |  | 7 | 1921 | WAT BLQ: WAT; N Y: N; Y Y: Y |  | S |  | N | Electric Utility | 1 |  | N | N | [17 empty] | N
14354 | PacifiCorp | 3644 | Carbon | UT | Carbon | 1 | ST | OP | 75 | 67 | 67 |  | 11 | 1954 | WAT BLQ: BIT; WAT BIT: DFO; N Y: N; Y Y: Y |  | S |  | N | Electric Utility | 1 |  | N | Y | [15 empty] | 4 | 2015 | N | Y
14354 | PacifiCorp | 3644 | Carbon | UT | Carbon | 2 | ST | OP | 113.6 | 105 | 105 |  | 9 | 1957 | WAT BLQ: BIT; WAT BIT: DFO; N Y: N; Y Y: Y |  | S |  | N | Electric Utility | 1 |  | N | Y | [15 empty] | 4 | 2015 | N | Y
14354 | PacifiCorp | 3646 | Cutler | UT | Box Elder | 1 | HY | OP | 15 | 14.5 | 14.5 |  | 7 | 1927 | WAT BLQ: WAT; N Y: N; Y Y: Y |  | S |  | N | Electric Utility | 1 |  | N | N | [17 empty] | N
14354 | PacifiCorp | 3646 | Cutler | UT | Box Elder | 2 | HY | OP | 15 | 14.5 | 14.5 |  | 7 | 1927 | WAT BLQ: WAT; N Y: N; Y Y: Y |  | S |  | N | Electric Utility | 1 |  | N | N | [17 empty] | N
14354 | PacifiCorp | 3648 | Gadsby | UT | Salt Lake | 1 | ST | OP | 69 | 57 | 57 |  | 9 | 1951 | WAT BLQ: NG; N Y: N; Y Y: Y |  | S |  | N | Electric Utility | 1 |  | N | N | [17 empty] | N
14354 | PacifiCorp | 3648 | Gadsby | UT | Salt Lake | 2 | ST | OP | 69 | 69 | 69 |  | 12 | 1952 | WAT BLQ: NG; N Y: N; Y Y: Y |  | S |  | N | Electric Utility | 1 |  | N | N | [17 empty] | N
14354 | PacifiCorp | 3648 | Gadsby | UT | Salt Lake | 3 | ST | OP | 113.6 | 104.5 | 104.5 |  | 6 | 1955 | WAT BLQ: NG; N Y: N; Y Y: Y |  | S |  | N | Electric Utility | 1 |  | N | N | [17 empty] | N
14354 | PacifiCorp | 3648 | Gadsby | UT | Salt Lake | 4 | GT | OP | 60.4 | 39 | 40 |  | 7 | 2002 | WAT BLQ: NG; N Y: N; Y Y: Y |  | S |  | N | Electric Utility | 1 |  | N | N | [17 empty] | N
14354 | PacifiCorp | 3648 | Gadsby | UT | Salt Lake | 5 | GT | OP | 60.4 | 39 | 40 |  | 7 | 2002 | WAT BLQ: NG; N Y: N; Y Y: Y |  | S |  | N | Electric Utility | 1 |  | N | N | [17 empty] | N
14354 | PacifiCorp | 3648 | Gadsby | UT | Salt Lake | 6 | GT | OP | 60.4 | 39 | 40 |  | 8 | 2002 | WAT BLQ: NG; N Y: N; Y Y: Y |  | S |  | N | Electric Utility | 1 |  | N | N | [17 empty] | N
14354 | PacifiCorp | 3651 | Granite | UT | Salt Lake | 1 | HY | OP | 2 | 1.2 | 1.2 |  | 8 | 1896 | WAT BLQ: WAT; N Y: N; Y Y: Y |  | S |  | N | Electric Utility | 1 |  | N | N | [17 empty] | N
14354 | PacifiCorp | 3655 | Olmstead | UT | Utah | 1 | HY | OP | 2.4 | 2.3 | 2.3 |  | 7 | 1910 | WAT BLQ: WAT; N Y: N; Y Y: Y |  | W |  | N | Electric Utility | 1 |  | N | N | [17 empty] | N
14354 | PacifiCorp | 3655 | Olmstead | UT | Utah | 2 | HY | OP | 2.4 | 2.3 | 2.3 |  | 7 | 1910 | WAT BLQ: WAT; N Y: N; Y Y: Y |  | W |  | N | Electric Utility | 1 |  | N | N | [17 empty] | N
14354 | PacifiCorp | 3655 | Olmstead | UT | Utah | 4 | HY | OP | 5.5 | 5.4 | 5.4 |  | 7 | 1922 | WAT BLQ: WAT; N Y: N; Y Y: Y |  | W |  | N | Electric Utility | 1 |  | N | N | [17 empty] | N
14354 | PacifiCorp | 3656 | Pioneer | UT | Weber | 1 | HY | OP | 2.5 | 2 | 2 |  | 6 | 1910 | WAT BLQ: WAT; N Y: N; Y Y: Y |  | S |  | N | Electric Utility | 1 |  | N | N | [17 empty] | N
14354 | PacifiCorp | 3656 | Pioneer | UT | Weber | 2 | HY | OP | 2.5 | 2 | 2 |  | 6 | 1910 | WAT BLQ: WAT; N Y: N; Y Y: Y |  | S |  | N | Electric Utility | 1 |  | N | N | [17 empty] | N
14354 | PacifiCorp | 3659 | Stairs | UT | Salt Lake | 3 | HY | OP | 1 | 1.2 | 1.2 |  | 7 | 1912 | WAT BLQ: WAT; N Y: N; Y Y: Y |  | S |  | N | Electric Utility | 1 |  | N | N | [17 empty] | N
14354 | PacifiCorp | 3661 | Weber | UT | Weber | 1 | HY | OP | 3.8 | 2 | 2 |  | 7 | 1911 | WAT BLQ: WAT; N Y: N; Y Y: Y |  | S |  | N | Electric Utility | 1 |  | N | N | [17 empty] | N
14354 | PacifiCorp | 3847 | Merwin | WA | Cowlitz | 1 | HY | OP | 45 | 50 | 50 |  | 1 | 1932 | WAT BLQ: WAT; N Y: N; Y Y: Y |  | S |  | N | Electric Utility | 1 |  | N | N | [17 empty] | N
14354 | PacifiCorp | 3847 | Merwin | WA | Cowlitz | 2 | HY | OP | 45 | 50 | 50 |  | 12 | 1949 | WAT BLQ: WAT; N Y: N; Y Y: Y |  | S |  | N | Electric Utility | 1 |  | N | N | [17 empty] | N
14354 | PacifiCorp | 3847 | Merwin | WA | Cowlitz | 3 | HY | OP | 45 | 50 | 50 |  | 9 | 1958 | WAT BLQ: WAT; N Y: N; Y Y: Y |  | S |  | N | Electric Utility | 1 |  | N | N | [17 empty] | N
14354 | PacifiCorp | 3847 | Merwin | WA | Cowlitz | House | HY | OP | 1 | 1 | 1 |  | 7 | 1931 | WAT BLQ: WAT; N Y: N; Y Y: Y |  | S |  | N | Electric Utility | 1 |  | N | N | [17 empty] | N
14354 | PacifiCorp | 3850 | Swift 1 | WA | Skamania | HY11 | HY | OP | 80 | 87.9 | 87.9 |  | 12 | 1958 | WAT BLQ: WAT; N Y: N; Y Y: Y |  | S |  | N | Electric Utility | 1 |  | N | N | [17 empty] | N
14354 | PacifiCorp | 3850 | Swift 1 | WA | Skamania | HY12 | HY | OP | 80 | 87.9 | 87.9 |  | 12 | 1958 | WAT BLQ: WAT; N Y: N; Y Y: Y |  | S |  | N | Electric Utility | 1 |  | N | N | [17 empty] | N
14354 | PacifiCorp | 3850 | Swift 1 | WA | Skamania | HY13 | HY | OP | 80 | 87.9 | 87.9 |  | 12 | 1958 | WAT BLQ: WAT; N Y: N; Y Y: Y |  | S |  | N | Electric Utility | 1 |  | N | N | [17 empty] | N
14354 | PacifiCorp | 3852 | Yale | WA | Cowlitz | 1 | HY | OP | 67 | 81.8 | 81.8 |  | 9 | 1953 | WAT BLQ: WAT; N Y: N; Y Y: Y |  | S |  | N | Electric Utility | 1 |  | N | N | [17 empty] | N
14354 | PacifiCorp | 3852 | Yale | WA | Cowlitz | 2 | HY | OP | 67 | 81.8 | 81.8 |  | 11 | 1953 | WAT BLQ: WAT; N Y: N; Y Y: Y |  | S |  | N | Electric Utility | 1 |  | N | N | [17 empty] | N
14354 | PacifiCorp | 4158 | Dave Johnston | WY | Converse | 1 | ST | OP | 113.6 | 105 | 106 |  | 2 | 1959 | WAT BLQ: SUB; WAT BIT: DFO; N Y: N; Y Y: Y |  | S |  | N | Electric Utility | 1 |  | N | N | [17 empty] | N | Y
14354 | PacifiCorp | 4158 | Dave Johnston | WY | Converse | 2 | ST | OP | 113.6 | 105 | 106 |  | 1 | 1961 | WAT BLQ: SUB; WAT BIT: DFO; N Y: N; Y Y: Y |  | S |  | N | Electric Utility | 1 |  | N | N | [17 empty] | N | Y
14354 | PacifiCorp | 4158 | Dave Johnston | WY | Converse | 3 | ST | OP | 229.5 | 220 | 220 |  | 12 | 1964 | WAT BLQ: SUB; WAT BIT: DFO; N Y: N; Y Y: Y |  | S |  | N | Electric Utility | 1 |  | N | N | [17 empty] | N | Y
14354 | PacifiCorp | 4158 | Dave Johnston | WY | Converse | 4 | ST | OP | 360 | 330 | 330 |  | 7 | 1972 | WAT BLQ: SUB; WAT BIT: DFO; N Y: N; Y Y: Y |  | S |  | N | Electric Utility | 1 |  | N | N | [17 empty] | N | Y
14354 | PacifiCorp | 4162 | Naughton | WY | Lincoln | 1 | ST | OP | 163.2 | 156 | 156 |  | 5 | 1963 | WAT BLQ: SUB; WAT BIT: NG; N Y: N; Y Y: Y |  | S |  | N | Electric Utility | 1 |  | N | N | [17 empty] | N | Y
14354 | PacifiCorp | 4162 | Naughton | WY | Lincoln | 2 | ST | OP | 217.6 | 201 | 201 |  | 10 | 1968 | WAT BLQ: SUB; WAT BIT: NG; N Y: N; Y Y: Y |  | S |  | N | Electric Utility | 1 |  | N | N | [17 empty] | N | Y
14354 | PacifiCorp | 4162 | Naughton | WY | Lincoln | 3 | ST | OP | 326.4 | 330 | 330 |  | 10 | 1971 | WAT BLQ: SUB; WAT BIT: NG; N Y: N; Y Y: Y |  | S |  | N | Electric Utility | 1 |  | N | N | [17 empty] | N | Y
14354 | PacifiCorp | 6101 | Wyodak | WY | Campbell | 1 | ST | OP | 362 | 332 | 340 |  | 9 | 1978 | WAT BLQ: SUB; WAT BIT: DFO; N Y: N; Y Y: Y |  | J |  | N | Electric Utility | 1 |  | N | N | [17 empty] | N | Y
14354 | PacifiCorp | 6165 | Hunter | UT | Emery | 1 | ST | OP | 488.3 | 446 | 446 |  | 6 | 1978 | WAT BLQ: BIT; WAT BIT: DFO; N Y: N; Y Y: Y |  | J |  | N | Electric Utility | 1 |  | N | N | [17 empty] | N | Y
14354 | PacifiCorp | 6165 | Hunter | UT | Emery | 2 | ST | OP | 488.3 | 430 | 430 |  | 6 | 1980 | WAT BLQ: BIT; WAT BIT: DFO; N Y: N; Y Y: Y |  | J |  | N | Electric Utility | 1 |  | N | N | [17 empty] | N | Y
14354 | PacifiCorp | 6165 | Hunter | UT | Emery | 3 | ST | OP | 495.6 | 460 | 460 |  | 6 | 1983 | WAT BLQ: BIT; WAT BIT: DFO; N Y: N; Y Y: Y |  | S |  | N | Electric Utility | 1 |  | N | N | [17 empty] | N | Y
14354 | PacifiCorp | 6265 | Swift 2 | WA | Cowlitz | 21 | HY | OS | 36 | 34 | 34 |  | 1 | 1959 | WAT BLQ: WAT; N Y: N; Y Y: Y |  | W |  | N | Electric Utility | 1 |  | N | N | [17 empty] | N
14354 | PacifiCorp | 6265 | Swift 2 | WA | Cowlitz | 22 | HY | OS | 36 | 31 | 31 |  | 12 | 1958 | WAT BLQ: WAT; N Y: N; Y Y: Y |  | W |  | N | Electric Utility | 1 |  | N | N | [17 empty] | N
14354 | PacifiCorp | 6421 | Lemolo 2 | OR | Douglas | 1 | HY | OP | 33 | 38 | 38 |  | 11 | 1956 | WAT BLQ: WAT; N Y: N; Y Y: Y |  | S |  | N | Electric Utility | 1 |  | N | N | [17 empty] | N
14354 | PacifiCorp | 6459 | Big Fork | MT | Flathead | 1 | HY | OP | 1.7 | 1.9 | 1.9 |  | 7 | 1927 | WAT BLQ: WAT; N Y: N; Y Y: Y |  | S |  | N | Electric Utility | 1 |  | N | N | [17 empty] | N
14354 | PacifiCorp | 6459 | Big Fork | MT | Flathead | 2 | HY | OP | 1.7 | 1.9 | 1.9 |  | 7 | 1928 | WAT BLQ: WAT; N Y: N; Y Y: Y |  | S |  | N | Electric Utility | 1 |  | N | N | [17 empty] | N
14354 | PacifiCorp | 6459 | Big Fork | MT | Flathead | 3 | HY | OP | 0.7 | 0.8 | 0.8 |  | 7 | 1910 | WAT BLQ: WAT; N Y: N; Y Y: Y |  | S |  | N | Electric Utility | 1 |  | N | N | [17 empty] | N
14354 | PacifiCorp | 6482 | Cline Falls | OR | Deschutes | 1 | HY | OP | 1 | 1.1 | 1.1 |  | 5 | 1943 | WAT BLQ: WAT; N Y: N; Y Y: Y |  | S |  | N | Electric Utility | 1 |  | N | N | [17 empty] | N
14354 | PacifiCorp | 6484 | Bend | OR | Deschutes | 1 | HY | OP | 0.2 | 0.2 | 0.2 |  | 7 | 1913 | WAT BLQ: WAT; N Y: N; Y Y: Y |  | S |  | N | Electric Utility | 1 |  | N | N | [17 empty] | N
14354 | PacifiCorp | 6484 | Bend | OR | Deschutes | 2 | HY | OP | 0.3 | 0.3 | 0.3 |  | 7 | 1916 | WAT BLQ: WAT; N Y: N; Y Y: Y |  | S |  | N | Electric Utility | 1 |  | N | N | [17 empty] | N
14354 | PacifiCorp | 6484 | Bend | OR | Deschutes | 3 | HY | OP | 0.6 | 0.5 | 0.5 |  | 7 | 1917 | WAT BLQ: WAT; N Y: N; Y Y: Y |  | S |  | N | Electric Utility | 1 |  | N | N | [17 empty] | N
14354 | PacifiCorp | 8066 | Jim Bridger | WY | Sweetwater | 1 | ST | OP | 577.9 | 531 | 531 |  | 11 | 1974 | WAT BLQ: SUB; WAT BIT: DFO; N Y: N; Y Y: Y |  | J |  | N | Electric Utility | 1 |  | N | N | [17 empty] | N | Y
14354 | PacifiCorp | 8066 | Jim Bridger | WY | Sweetwater | 2 | ST | OP | 577.9 | 527 | 527 |  | 12 | 1975 | WAT BLQ: SUB; WAT BIT: DFO; N Y: N; Y Y: Y |  | J |  | N | Electric Utility | 1 |  | N | N | [17 empty] | N | Y
14354 | PacifiCorp | 8066 | Jim Bridger | WY | Sweetwater | 3 | ST | OP | 577.9 | 523 | 523 |  | 9 | 1976 | WAT BLQ: SUB; WAT BIT: DFO; N Y: N; Y Y: Y |  | J |  | N | Electric Utility | 1 |  | N | N | [17 empty] | N | Y
14354 | PacifiCorp | 8066 | Jim Bridger | WY | Sweetwater | 4 | ST | OP | 584 | 530 | 530 |  | 11 | 1979 | WAT BLQ: SUB; WAT BIT: DFO; N Y: N; Y Y: Y |  | J |  | N | Electric Utility | 1 |  | N | N | [17 empty] | N | Y
14354 | PacifiCorp | 8069 | Huntington | UT | Emery | 1 | ST | OP | 498 | 459 | 459 |  | 6 | 1977 | WAT BLQ: BIT; WAT BIT: DFO; N Y: N; Y Y: Y |  | S |  | N | Electric Utility | 1 |  | N | N | [17 empty] | N | Y
14354 | PacifiCorp | 8069 | Huntington | UT | Emery | 2 | ST | OP | 498 | 450 | 450 |  | 7 | 1974 | WAT BLQ: BIT; WAT BIT: DFO; N Y: N; Y Y: Y |  | S |  | N | Electric Utility | 1 |  | N | N | [17 empty] | N | Y
14354 | PacifiCorp | 55662 | Chehalis Generating Facility | WA | Lewis | CA | CA | OP | 195.5 | 157 | 167 |  | 8 | 2003 | WAT BLQ: NG; WAT BIT: DFO; N Y: Y; Y Y: Y |  | S |  | N | Electric Utility | 1 |  | N | N | [12 empty] | N |  |  |  |  | N
14354 | PacifiCorp | 55662 | Chehalis Generating Facility | WA | Lewis | CT1 | CT | OP | 198.9 | 160 | 170 |  | 8 | 2003 | WAT BLQ: NG; WAT BIT: DFO; N Y: Y; Y Y: Y |  | S |  | N | Electric Utility | 1 |  |  | N | [12 empty] | N |  |  |  |  | N
14354 | PacifiCorp | 55662 | Chehalis Generating Facility | WA | Lewis | CT2 | CT | OP | 198.9 | 160 | 170 |  | 8 | 2003 | WAT BLQ: NG; WAT BIT: DFO; N Y: Y; Y Y: Y |  | S |  | N | Electric Utility | 1 |  |  | N | [12 empty] | N |  |  |  |  | N
14354 | PacifiCorp | 56102 | Currant Creek | UT | Juab | CT1A | CT | OP | 146.2 | 135 | 143 |  | 6 | 2005 | WAT BLQ: NG; N Y: N; Y Y: Y |  | S |  | N | Electric Utility | 1 |  | N | N | [17 empty] | N
14354 | PacifiCorp | 56102 | Currant Creek | UT | Juab | CT1B | CT | OP | 146.2 | 135 | 143 |  | 6 | 2005 | WAT BLQ: NG; N Y: N; Y Y: Y |  | S |  | N | Electric Utility | 1 |  | N | N | [17 empty] | N
14354 | PacifiCorp | 56102 | Currant Creek | UT | Juab | ST1 | CA | OP | 274.5 | 254 | 269 |  | 4 | 2006 | WAT BLQ: NG; N Y: N; Y Y: Y |  | S |  | N | Electric Utility | 1 |  | Y | N | [17 empty] | N
14354 | PacifiCorp | 56237 | Lake Side Power Plant | UT | Utah | CT01 | CT | OP | 182.7 | 169 | 174 |  | 9 | 2007 | WAT BLQ: NG; N Y: N; Y Y: Y |  | S |  | N | Electric Utility | 1 |  | N | N | [17 empty] | N
14354 | PacifiCorp | 56237 | Lake Side Power Plant | UT | Utah | CT02 | CT | OP | 182.7 | 169 | 174 |  | 9 | 2007 | WAT BLQ: NG; N Y: N; Y Y: Y |  | S |  | N | Electric Utility | 1 |  | N | N | [17 empty] | N
14354 | PacifiCorp | 56237 | Lake Side Power Plant | UT | Utah | ST01 | CA | OP | 225.9 | 209 | 215 |  | 9 | 2007 | WAT BLQ: NG; N Y: N; Y Y: Y |  | S |  | N | Electric Utility | 1 |  | Y | N | [17 empty] | N
14354 | PacifiCorp | 56360 | Leaning Juniper | OR | Gilliam | 1 | WT | OP | 103.5 | 100.5 | 100.5 |  | 10 | 2006 | WAT BLQ: WND; N Y: N; Y Y: Y |  | S | 67 | N | Electric Utility | 1 |  | N | N | [17 empty] | N
14354 | PacifiCorp | 56466 | Marengo Wind Plant | WA | Columbia | 1 | WT | OP | 140.4 | 140.4 | 140.4 |  | 8 | 2007 | WAT BLQ: WND; N Y: N; Y Y: Y |  | S | 78 | N | Electric Utility | 1 |  | N | N | [17 empty] | N
14354 | PacifiCorp | 56466 | Marengo Wind Plant | WA | Columbia | 2 | WT | OP | 70.2 | 70.2 | 70.2 |  | 1 | 2008 | WAT BLQ: WND; N Y: N; Y Y: Y |  | S | 39 | N | Electric Utility | 1 |  | N | N
14354 | PacifiCorp | 56666 | Goodnoe Hills | WA | Klickitat | 1 | WT | OP | 97.8 | 94 | 94 |  | 6 | 2008 | WAT BLQ: WND; N Y: N; Y Y: Y |  | S | 47 | N | Electric Utility | 1 |  |  | N
14354 | PacifiCorp | 56841 | Glenrock | WY | Converse | 1 | WT | OP | 103.3 | 99 | 99 |  | 12 | 2008 | WAT BLQ: WND; N Y: N; Y Y: Y |  | S | 66 | N | Electric Utility | 1 |  |  | N | [17 empty] | N
14354 | PacifiCorp | 56841 | Glenrock | WY | Converse | 2 | WT | OP | 40.7 | 39 | 39 |  | 1 | 2009 | WAT BLQ: WND; N Y: N; Y Y: Y |  | S | 26 | N | Electric Utility | 1 |  |  | N
14354 | PacifiCorp | 56842 | Rolling Hills | WY | Converse | 1 | WT | OP | 103.3 | 99 | 99 |  | 1 | 2009 | WAT BLQ: WND; N Y: N; Y Y: Y |  | S | 66 | N | Electric Utility | 1 |  |  | N | [17 empty] | N
14354 | PacifiCorp | 56843 | Seven Mile Hill | WY | Carbon | 1 | WT | OP | 103.3 | 99 | 99 |  | 12 | 2008 | WAT BLQ: WND; N Y: N; Y Y: N |  | S | 66 | N | Electric Utility | 1 |  |  | N
14354 | PacifiCorp | 56843 | Seven Mile Hill | WY | Carbon | 2 | WT | OP | 20.3 | 19.5 | 19.5 |  | 12 | 2008 | WAT BLQ: WND; N Y: N; Y Y: N |  | S | 13 | N | Electric Utility | 1 |  |  | N
14354 | PacifiCorp | 57039 | McFadden Ridge | WY | Albany | 1 | WT | OP | 29.7 | 28.5 | 28.5 |  | 10 | 2009 | WAT BLQ: WND; N Y: N; Y Y: Y |  | S | 19 | N | Electric Utility | 1 |  |  | N | [17 empty] | N
14354 | PacifiCorp | 57040 | High Plains | WY | Albany | 1 | WT | OP | 103.3 | 99 | 99 |  | 9 | 2009 | WAT BLQ: WND; N Y: N; Y Y: N |  | S | 66 | N | Electric Utility | 1 |  |  | N | [17 empty] | N
14354 | PacifiCorp | 57299 | Dunlap | WY | Carbon | 1 | WT | OP | 115.8 | 111 | 111 |  | 10 | 2010 | WAT BLQ: WND; N Y: N; Y Y: Y |  | S | 74 | N | Electric Utility | 1 |  |  | N | [17 empty] | N
14354 | PacifiCorp | 57759 | Consumer Products (Camas) LLC | WA | Clark | STG1 | ST | OP | 61.5 | 10 | 14 |  | 12 | 1995 | PUR | NG | WDS | BLQ | NG |  | Y | Y |  | S |  | N | Industrial Non-CHP | 6 |  |  | N | [12 empty] | N |  |  |  |  | N | [6 empty] | NG
14354 | PacifiCorp | 58150 | Black Cap Solar Plant | OR | Lake | 1 | PV | OP | 2 | 2 | 2 |  | 10 | 2012 | WAT BLQ: SUN; N Y: N; Y Y: Y |  | S | 4 | N | Electric Utility | 1 |  |  | N
14362 | Packaging Corp of America | 50296 | Packaging Corp of America | TN | Hardin | GEN1 | ST | OP | 50 | 50 | 50 |  | 2 | 1985 | BLQ | WDS | BIT | WO | NG | TDF | N | N | N | S |  | Y | Industrial CHP | 7 | T | N | N | [17 empty] | N | Y |  |  | Y |  |  | NG
14362 | Packaging Corp of America | 50296 | Packaging Corp of America | TN | Hardin | GEN2 | ST | OP | 22.5 | 22.5 | 22.5 |  | 10 | 2010 | BLQ | NG | NG |  |  |  | N | N | N | S |  | Y | Industrial CHP | 7 | T | N | N | [17 empty] | N | [6 empty] | NG | DFO
14369 | Packaging Corp of America | 50476 | Packaging of America Tomahawk Mill | WI | Lincoln | GEN1 | ST | OP | 6.3 | 5.4 | 5.8 |  | 6 | 1948 | BIT | WDS | BLQ | NG | RFO | OBS | N | N |  | S |  | Y | Industrial CHP | 7 | T | N | N | [17 empty] | N |  |  | Y
14369 | Packaging Corp of America | 50476 | Packaging of America Tomahawk Mill | WI | Lincoln | GEN2 | ST | OP | 9.4 | 8.2 | 8.9 |  | 8 | 1978 | BIT | WDS | BLQ | NG | RFO | OBS | N | N |  | S |  | Y | Industrial CHP | 7 | T | N | N | [17 empty] | N |  |  | Y
14369 | Packaging Corp of America | 50476 | Packaging of America Tomahawk Mill | WI | Lincoln | GEN3 | HY | SB | 1 | 0.5 | 0.6 |  | 1 | 1920 | BIT BIT: WAT; N N: N; N N: N | N | S | 0 | N | Industrial CHP | 7 |  | N | N | [17 empty] | N
14369 | Packaging Corp of America | 50476 | Packaging of America Tomahawk Mill | WI | Lincoln | GEN4 | HY | SB | 1 | 0.3 | 0.2 |  | 1 | 1920 | BIT BIT: WAT; N N: N; N N: N | N | S | 0 | N | Industrial CHP | 7 |  | N | N | [17 empty] | N
14369 | Packaging Corp of America | 50476 | Packaging of America Tomahawk Mill | WI | Lincoln | GEN5 | HY | OP | 1 | 0.3 | 0.3 |  | 1 | 1920 | BIT BIT: WAT; N N: N; N N: N |  | S | 0 | N | Industrial CHP | 7 |  | N | N | [17 empty] | N
14372 | Pacific Klamath Energy Inc | 55103 | Klamath Cogeneration Plant | OR | Klamath | CT1 | CT | OP | 161.5 | 150 | 165 |  | 7 | 2001 | BIT BIT: NG; N N: N; N N: Y |  | W |  | Y | IPP CHP | 3 | B | N | N | [17 empty] | N
14372 | Pacific Klamath Energy Inc | 55103 | Klamath Cogeneration Plant | OR | Klamath | CT2 | CT | OP | 161.5 | 150 | 165 |  | 7 | 2001 | BIT BIT: NG; N N: N; N N: Y |  | W |  | Y | IPP CHP | 3 | B | N | N | [17 empty] | N
14372 | Pacific Klamath Energy Inc | 55103 | Klamath Cogeneration Plant | OR | Klamath | ST1 | CA | OP | 178.5 | 170 | 170 |  | 7 | 2001 | BIT BIT: NG; N N: N; N N: Y |  | W |  | Y | IPP CHP | 3 | B | Y | N | [17 empty] | N
14372 | Pacific Klamath Energy Inc | 55544 | Klamath Expansion Project | OR | Klamath | GT1 | GT | OP | 29.4 | 25 | 28.8 |  | 5 | 2002 | BIT BIT: NG; N N: N; N N: Y |  | W |  | N | IPP Non-CHP | 2 |  | N | N | [17 empty] | N
14372 | Pacific Klamath Energy Inc | 55544 | Klamath Expansion Project | OR | Klamath | GT2 | GT | OP | 29.4 | 25 | 28.8 |  | 5 | 2002 | BIT BIT: NG; N N: N; N N: Y |  | W |  | N | IPP Non-CHP | 2 |  | N | N | [17 empty] | N
14372 | Pacific Klamath Energy Inc | 55544 | Klamath Expansion Project | OR | Klamath | GT3 | GT | OP | 29.4 | 25 | 28.8 |  | 5 | 2002 | BIT BIT: NG; N N: N; N N: Y |  | W |  | N | IPP Non-CHP | 2 |  | N | N | [17 empty] | N
14372 | Pacific Klamath Energy Inc | 55544 | Klamath Expansion Project | OR | Klamath | GT4 | GT | OP | 29.4 | 25 | 28.8 |  | 5 | 2002 | BIT BIT: NG; N N: N; N N: Y |  | W |  | N | IPP Non-CHP | 2 |  | N | N | [17 empty] | N
14381 | City of Painesville | 2936 | Painesville | OH | Lake | 3 | ST | SB | 7.5 | 7 | 7 |  | 1 | 1953 | BIT BIT: BIT; WDS WDS: NG; N N: N; N N: Y | Y | S |  | N | Electric Utility | 1 |  | N | N | [17 empty] | N |  |  | Y |  |  |  | NG
14381 | City of Painesville | 2936 | Painesville | OH | Lake | 5 | ST | OP | 16.5 | 15.5 | 15.5 |  | 1 | 1965 | BIT BIT: BIT; WDS WDS: NG; N N: N; N N: Y | Y | S |  | N | Electric Utility | 1 |  | N | N | [17 empty] | N | Y |  | Y |  |  |  | NG
14381 | City of Painesville | 2936 | Painesville | OH | Lake | 7 | ST | OP | 22 | 17.5 | 17.5 |  | 2 | 1990 | BIT BIT: BIT; WDS WDS: NG; N N: N; N N: Y | Y | S |  | N | Electric Utility | 1 |  | N | N | [17 empty] | N | Y |  | Y |  |  |  | NG
14381 | City of Painesville | 2936 | Painesville | OH | Lake | ST2 | ST | SB | 7.5 | 7 | 7 |  | 1 | 1949 | BIT BIT: BIT; WDS WDS: NG; N N: N; N N: Y | Y | S |  | N | Electric Utility | 1 |  | N | N | [17 empty] | N |  |  | Y |  |  |  | NG
14381 | City of Painesville | 2936 | Painesville | OH | Lake | WPCP1 | IC | SB | 2 | 2 | 2 |  | 2 | 2010 | BIT BIT: DFO; N N: N; N N: Y | Y | S |  | N | Electric Utility | 1 |  |  | N | [17 empty] | N
14395 | Palm Springs City of | 50674 | Municipal Cogen Plant | CA | Riverside | GEN1 | IC | OP | 0.6 | 0.6 | 0.6 |  | 5 | 1985 | BIT BIT: NG; N N: N; N N: Y | Y | S |  | Y | Commercial CHP | 5 | T | N | N | [12 empty] | N |  |  |  |  | N
14395 | Palm Springs City of | 50674 | Municipal Cogen Plant | CA | Riverside | GEN2 | IC | OP | 0.6 | 0.6 | 0.6 |  | 5 | 1985 | BIT BIT: NG; N N: N; N N: Y | Y | S |  | Y | Commercial CHP | 5 | T | N | N | [12 empty] | N |  |  |  |  | N
14400 | City of Palmyra - (MO) | 2150 | Palmyra Municipal | MO | Marion | 2 | IC | OP | 0.5 | 0.4 | 0.4 |  | 3 | 1953 | BIT BIT: DFO; WDS WDS: NG; N N: N; N N: Y |  | S |  | N | Electric Utility | 1 |  | N | N
14400 | City of Palmyra - (MO) | 2150 | Palmyra Municipal | MO | Marion | 3 | IC | OP | 1.5 | 1.2 | 1.4 |  | 2 | 1966 | BIT BIT: DFO; WDS WDS: NG; N N: N; N N: Y |  | S |  | N | Electric Utility | 1 |  | N | N
14400 | City of Palmyra - (MO) | 2150 | Palmyra Municipal | MO | Marion | 4 | IC | OP | 0.8 | 0.7 | 0.7 |  | 7 | 1959 | BIT BIT: DFO; WDS WDS: NG; N N: N; N N: Y |  | S |  | N | Electric Utility | 1 |  | N | N
14400 | City of Palmyra - (MO) | 2150 | Palmyra Municipal | MO | Marion | 6 | IC | OP | 2 | 2 | 2 |  | 6 | 1971 | BIT BIT: DFO; WDS WDS: NG; N N: N; N N: Y |  | S |  | N | Electric Utility | 1 |  | N | N
14400 | City of Palmyra - (MO) | 2150 | Palmyra Municipal | MO | Marion | IC7 | IC | OP | 2 | 1.7 | 2 |  | 4 | 1985 | BIT BIT: DFO; WDS WDS: NG; N N: N; N N: Y |  | S |  | N | Electric Utility | 1 |  | N | N
14400 | City of Palmyra - (MO) | 7304 | Palmyra Municipal 2 | MO | MARION | IC10 | IC | OP | 3.5 | 3.5 | 3.5 |  | 12 | 1991 | BIT BIT: NG; WDS WDS: DFO; N N: N; N N: Y |  | S |  | N | Electric Utility | 1 |  | N | N
14400 | City of Palmyra - (MO) | 7304 | Palmyra Municipal 2 | MO | MARION | IC9 | IC | OP | 3.5 | 3.5 | 3.5 |  | 12 | 1991 | BIT BIT: NG; WDS WDS: DFO; N N: N; N N: Y |  | S |  | N | Electric Utility | 1 |  | N | N
14405 | Power Choice/Pepco Energy Serv | 56668 | NIH Cogeneration Facility | MD | MONTGOMERY | CGTG | GT | OP | 22 | 21.2 | 21.2 |  | 7 | 2004 | BIT BIT: NG; N N: N; N N: Y |  | W |  | Y | Commercial CHP | 5 | T |  | N | [17 empty] | N
14405 | Power Choice/Pepco Energy Serv | 56900 | Atlantic City Convention Center | NJ | ATLANTIC | 1 | PV | OP | 0.5 | 0.5 | 0.5 |  | 12 | 2008 | BIT BIT: SUN; N N: N; N N: Y |  | S |  | N | Commercial Non-CHP | 4 |  |  | N | [12 empty] | N
14405 | Power Choice/Pepco Energy Serv | 56900 | Atlantic City Convention Center | NJ | ATLANTIC | 2 | PV | OP | 0.5 | 0.5 | 0.5 |  | 12 | 2008 | BIT BIT: SUN; N N: N; N N: Y |  | S |  | N | Commercial Non-CHP | 4 |  |  | N | [12 empty] | N
14405 | Power Choice/Pepco Energy Serv | 56900 | Atlantic City Convention Center | NJ | ATLANTIC | 3 | PV | OP | 0.5 | 0.5 | 0.5 |  | 12 | 2008 | BIT BIT: SUN; N N: N; N N: Y |  | S |  | N | Commercial Non-CHP | 4 |  |  | N | [12 empty] | N
14405 | Power Choice/Pepco Energy Serv | 56900 | Atlantic City Convention Center | NJ | ATLANTIC | 4 | PV | OP | 0.5 | 0.5 | 0.5 |  | 12 | 2008 | BIT BIT: SUN; N N: N; N N: Y |  | S |  | N | Commercial Non-CHP | 4 |  |  | N | [12 empty] | N
14410 | Panda-Brandywine LP | 54832 | Panda Brandywine LP | MD | Prince Georges | 1 | CT | OP | 98.7 | 230 | 230 | F701 | 10 | 1996 | BIT BIT: NG; WDS WDS: DFO; N N: Y; N N: Y |  | S |  | Y | IPP CHP | 3 | T | N | N | [17 empty] | N
14410 | Panda-Brandywine LP | 54832 | Panda Brandywine LP | MD | Prince Georges | 2 | CT | OP | 98.7 |  |  | F701 | 8 | 1996 | BIT BIT: NG; WDS WDS: DFO; N N: Y; N N: Y |  | S |  | Y | IPP CHP | 3 | T | N | N | [17 empty] | N
14410 | Panda-Brandywine LP | 54832 | Panda Brandywine LP | MD | Prince Georges | 3 | CA | OP | 91.4 |  |  | F701 | 9 | 1996 | BIT BIT: NG; WDS WDS: DFO; N N: Y; N N: Y |  | S |  | Y | IPP CHP | 3 | T | N | N | [17 empty] | N
14412 | Gila River Power Station LP | 55306 | Gila River Power Station | AZ | Maricopa | CTG1 | CT | OP | 174 | 146 | 163 |  | 7 | 2003 | BIT BIT: NG; N N: N; N N: Y |  | W |  | N | IPP Non-CHP | 2 |  | N | N | [17 empty] | N
14412 | Gila River Power Station LP | 55306 | Gila River Power Station | AZ | Maricopa | CTG2 | CT | OP | 174 | 146 | 163 |  | 7 | 2003 | BIT BIT: NG; N N: N; N N: Y |  | W |  | N | IPP Non-CHP | 2 |  | N | N | [17 empty] | N
14412 | Gila River Power Station LP | 55306 | Gila River Power Station | AZ | Maricopa | CTG3 | CT | OP | 174 | 146 | 163 |  | 6 | 2003 | BIT BIT: NG; N N: N; N N: Y |  | W |  | N | IPP Non-CHP | 2 |  | N | N | [17 empty] | N
14412 | Gila River Power Station LP | 55306 | Gila River Power Station | AZ | Maricopa | CTG4 | CT | OP | 174 | 146 | 163 |  | 6 | 2003 | BIT BIT: NG; N N: N; N N: Y |  | W |  | N | IPP Non-CHP | 2 |  | N | N | [17 empty] | N
14412 | Gila River Power Station LP | 55306 | Gila River Power Station | AZ | Maricopa | CTG5 | CT | OP | 174 | 146 | 163 |  | 6 | 2003 | BIT BIT: NG; N N: N; N N: Y |  | W |  | N | IPP Non-CHP | 2 |  | N | N | [17 empty] | N
14412 | Gila River Power Station LP | 55306 | Gila River Power Station | AZ | Maricopa | CTG6 | CT | OP | 174 | 146 | 163 |  | 6 | 2003 | BIT BIT: NG; N N: N; N N: Y |  | W |  | N | IPP Non-CHP | 2 |  | N | N | [17 empty] | N
14412 | Gila River Power Station LP | 55306 | Gila River Power Station | AZ | Maricopa | CTG7 | CT | OP | 174 | 146 | 163 |  | 5 | 2003 | BIT BIT: NG; N N: N; N N: Y |  | W |  | N | IPP Non-CHP | 2 |  | N | N | [17 empty] | N
14412 | Gila River Power Station LP | 55306 | Gila River Power Station | AZ | Maricopa | CTG8 | CT | OP | 174 | 146 | 163 |  | 5 | 2003 | BIT BIT: NG; N N: N; N N: Y |  | W |  | N | IPP Non-CHP | 2 |  | N | N | [17 empty] | N
14412 | Gila River Power Station LP | 55306 | Gila River Power Station | AZ | Maricopa | ST10 | CA | OP | 271 | 223 | 227 |  | 7 | 2003 | BIT BIT: NG; N N: N; N N: Y |  | W |  | N | IPP Non-CHP | 2 |  | Y | N | [17 empty] | N
14412 | Gila River Power Station LP | 55306 | Gila River Power Station | AZ | Maricopa | ST11 | CA | OP | 271 | 223 | 227 |  | 6 | 2003 | BIT BIT: NG; N N: N; N N: Y |  | W |  | N | IPP Non-CHP | 2 |  | Y | N | [17 empty] | N
14412 | Gila River Power Station LP | 55306 | Gila River Power Station | AZ | Maricopa | ST12 | CA | OP | 271 | 223 | 227 |  | 6 | 2003 | BIT BIT: NG; N N: N; N N: Y |  | W |  | N | IPP Non-CHP | 2 |  | Y | N | [17 empty] | N
14412 | Gila River Power Station LP | 55306 | Gila River Power Station | AZ | Maricopa | ST9 | CA | OP | 271 | 223 | 227 |  | 5 | 2003 | BIT BIT: NG; N N: N; N N: Y |  | W |  | N | IPP Non-CHP | 2 |  | Y | N | [17 empty] | N
14417 | Panduit Corp | 54932 | Panduit Tinley Park | IL | Cook | GEN1 | IC | SB | 0.7 | 0.7 | 0.7 |  | 5 | 1994 | [8 empty] | N | S |  | N | Industrial Non-CHP | 6 |  | N | N | [12 empty] | N | bar: BIT BIT; N N to N N
14417 | Panduit Corp | 54932 | Panduit Tinley Park | IL | Cook | GEN2 | IC | SB | 0.7 | 0.7 | 0.7 |  | 5 | 1994 | [8 empty] | N | S |  | N | Industrial Non-CHP | 6 |  | N | N | [12 empty] | N | bar: BIT BIT; N N to N N
14432 | Panther Creek Power Operating, LLC | 50776 | Panther Creek Energy Facility | PA | Carbon | GEN1 | ST | OP | 94 | 83 | 83 |  | 7 | 1992 | BIT BIT: WC; N N: N; N N: Y |  | S |  | N | IPP Non-CHP | 2 |  | N | N | [17 empty] | N |  | Y |  |  |  |  | DFO
14433 | City of Panora - (IA) | 7584 | Panora | IA | GUTHRIE | 1 | IC | SB | 1.5 | 1.5 | 1.5 |  | 1 | 1988 | BIT BIT: DFO; N N: N; N N: Y | Y | S |  | N | Electric Utility | 1 |  | N | N | [12 empty] | N |  |  |  |  | N
14433 | City of Panora - (IA) | 7584 | Panora | IA | GUTHRIE | 2 | IC | SB | 1 | 1 | 1 |  | 1 | 1988 | BIT BIT: DFO; N N: N; N N: Y | Y | S |  | N | Electric Utility | 1 |  | N | N | [12 empty] | N |  |  |  |  | N
14433 | City of Panora - (IA) | 7584 | Panora | IA | GUTHRIE | 3 | IC | SB | 2 | 2 | 2 |  | 1 | 1993 | BIT BIT: DFO; N N: N; N N: Y | Y | S |  | N | Electric Utility | 1 |  | N | N | [12 empty] | N |  |  |  |  | N
14446 | Paragould Light & Water Comm | 7283 | Paragould Turbine | AR | Greene | 1 | GT | OP | 3.4 | 3.4 | 3.4 |  | 8 | 1990 | BIT BIT: NG; N N: N; N N: Y |  | S |  | N | Electric Utility | 1 |  | N | N
14446 | Paragould Light & Water Comm | 7283 | Paragould Turbine | AR | Greene | 2 | GT | OP | 3.4 | 3.4 | 3.4 |  | 8 | 1990 | BIT BIT: NG; N N: N; N N: Y |  | S |  | N | Electric Utility | 1 |  | N | N
14446 | Paragould Light & Water Comm | 7283 | Paragould Turbine | AR | Greene | 3 | GT | OP | 3.4 | 3.4 | 3.4 |  | 8 | 1990 | BIT BIT: NG; N N: N; N N: Y |  | S |  | N | Electric Utility | 1 |  | N | N
14446 | Paragould Light & Water Comm | 7283 | Paragould Turbine | AR | Greene | 4 | GT | OP | 3.4 | 3.4 | 3.4 |  | 8 | 1990 | BIT BIT: NG; N N: N; N N: Y |  | S |  | N | Electric Utility | 1 |  | N | N
14446 | Paragould Light & Water Comm | 7283 | Paragould Turbine | AR | Greene | 5 | IC | OP | 0.3 | 0.2 | 0.2 |  | 2 | 1991 | BIT BIT: DFO; N N: N; N N: Y |  | S |  | N | Electric Utility | 1 |  | N | N
14446 | Paragould Light & Water Comm | 8015 | Paragould Reciprocating | AR | Greene | 011 | IC | OP | 6.4 | 6 | 6 |  | 7 | 2001 | BIT BIT: NG; N N: N; N N: Y |  | S |  | N | Electric Utility | 1 |  | N | N
14446 | Paragould Light & Water Comm | 8015 | Paragould Reciprocating | AR | Greene | 021 | IC | OP | 6.4 | 6 | 6 |  | 7 | 2001 | BIT BIT: NG; N N: N; N N: Y |  | S |  | N | Electric Utility | 1 |  | N | N
14446 | Paragould Light & Water Comm | 8015 | Paragould Reciprocating | AR | Greene | 031 | IC | OP | 6.4 | 6 | 6 |  | 7 | 2001 | BIT BIT: NG; N N: N; N N: Y |  | S |  | N | Electric Utility | 1 |  | N | N
14459 | City of Paris - (KY) | 1376 | Paris | KY | Bourbon | 1 | IC | OP | 1.3 | 1.4 | 1.4 |  | 88 | 1952 | BIT BIT: DFO; N N: N; N N: Y | Y | S |  | N | Electric Utility | 1 |  | N | N | [17 empty] | N
14459 | City of Paris - (KY) | 1376 | Paris | KY | Bourbon | 2 | IC | OP | 1.3 | 1.4 | 1.4 |  | 88 | 1954 | BIT BIT: DFO; N N: N; N N: Y | Y | S |  | N | Electric Utility | 1 |  | N | N | [17 empty] | N
14459 | City of Paris - (KY) | 1376 | Paris | KY | Bourbon | 3 | IC | OP | 0.7 | 0.8 | 0.8 |  | 88 | 1934 | BIT BIT: DFO; N N: N; N N: Y | Y | S |  | N | Electric Utility | 1 |  | N | N | [17 empty] | N
14459 | City of Paris - (KY) | 1376 | Paris | KY | Bourbon | 4 | IC | OP | 0.9 | 1.1 | 1.1 |  | 88 | 1947 | BIT BIT: DFO; N N: N; N N: Y | Y | S |  | N | Electric Utility | 1 |  | N | N | [17 empty] | N
14459 | City of Paris - (KY) | 1376 | Paris | KY | Bourbon | 5 | IC | OP | 1.1 | 1.2 | 1.2 |  | 88 | 1949 | BIT BIT: DFO; N N: N; N N: Y | Y | S |  | N | Electric Utility | 1 |  | N | N | [17 empty] | N
14459 | City of Paris - (KY) | 1376 | Paris | KY | Bourbon | 6 | IC | OP | 3.1 | 3 | 3 |  | 88 | 1974 | BIT BIT: DFO; N N: N; N N: Y | Y | S |  | N | Electric Utility | 1 |  | N | N | [17 empty] | N
14459 | City of Paris - (KY) | 1376 | Paris | KY | Bourbon | 7 | IC | OP | 3.1 | 3 | 3 |  | 88 | 1974 | BIT BIT: DFO; N N: N; N N: Y | Y | S |  | N | Electric Utility | 1 |  | N | N | [17 empty] | N
14465 | Park 500 Philip Morris USA | 50275 | Park 500 Philip Morris USA | VA | Chesterfield | TG2 | ST | SB | 6.1 | 2 | 5.5 |  | 4 | 1984 | BIT BIT: BIT; WDS WDS: DFO; N N: Y; N N: Y | Y | S |  | Y | Industrial CHP | 7 | T | N | N | [15 empty] | 1 | 2014 | N | Y |  | Y |  |  |  | DFO
14465 | Park 500 Philip Morris USA | 50275 | Park 500 Philip Morris USA | VA | Chesterfield | TG3 | ST | OP | 13 | 10.5 | 11.5 |  | 9 | 1983 | BIT BIT: BIT; WDS WDS: DFO; N N: Y; N N: Y |  | S |  | Y | Industrial CHP | 7 | T | N | Y | [9 empty] | NG | 7 | 2014 | [5 empty] | N | Y |  | Y |  |  |  | DFO
14519 | Pasco County | 50666 | Pasco Cnty Solid Waste Resource Recovery | FL | Pasco | GEN1 | ST | OP | 31.2 | 26 | 26 |  | 5 | 1991 | BIT BIT: MSW; N N: N; N N: Y |  | S |  | N | IPP Non-CHP | 2 |  |  | N | [17 empty] | N | [6 empty] | PG
14534 | City of Pasadena - (CA) | 420 | Broadway | CA | Los Angeles | B3 | ST | OP | 75 | 71 | 73 |  | 6 | 1965 | BIT BIT: NG; N N: N; N N: Y |  | S |  | N | Electric Utility | 1 |  | N | N | [17 empty] | N
14534 | City of Pasadena - (CA) | 422 | Glenarm | CA | Los Angeles | GT1 | GT | OP | 28.8 | 30.3 | 30.3 |  | 1 | 1976 | BIT BIT: NG; N N: N; N N: Y |  | S |  | N | Electric Utility | 1 |  | N | N | [17 empty] | N
14534 | City of Pasadena - (CA) | 422 | Glenarm | CA | Los Angeles | GT2 | GT | OP | 28.8 | 30.3 | 30.3 |  | 1 | 1976 | BIT BIT: NG; N N: N; N N: Y |  | S |  | N | Electric Utility | 1 |  | N | N | [17 empty] | N
14534 | City of Pasadena - (CA) | 422 | Glenarm | CA | Los Angeles | GT3 | GT | OP | 60.5 | 47.2 | 47.2 |  | 1 | 2004 | BIT BIT: NG; N N: N; N N: Y |  | S |  | N | Electric Utility | 1 |  | N | N | [17 empty] | N
14534 | City of Pasadena - (CA) | 422 | Glenarm | CA | Los Angeles | GT4 | GT | OP | 60.5 | 47.2 | 47.2 |  | 1 | 2004 | BIT BIT: NG; N N: N; N N: Y |  | S |  | N | Electric Utility | 1 |  | N | N | [17 empty] | N
14534 | City of Pasadena - (CA) | 6449 | Azusa | CA | Los Angeles | 1 | HY | OP | 3 | 2 | 2 |  | 2 | 1949 | BIT BIT: WAT; N N: N; N N: Y |  | S |  | N | Electric Utility | 1 |  | N | N | [17 empty] | N
14539 | Passaic Valley Water Comm | 50311 | Passaic Valley Water Commission | NJ | Passaic | GEN1 | HY | OA | 0.6 | 0.6 | 0.6 |  | 1 | 1935 | BIT BIT: WAT; N N: N; N N: N |  | S |  | N | IPP Non-CHP | 2 |  | N | N | [17 empty] | N
14539 | Passaic Valley Water Comm | 50311 | Passaic Valley Water Commission | NJ | Passaic | GEN2 | HY | OA | 0.6 | 0.6 | 0.6 |  | 1 | 1935 | BIT BIT: WAT; N N: N; N N: N |  | S |  | N | IPP Non-CHP | 2 |  | N | N | [17 empty] | N
14539 | Passaic Valley Water Comm | 50311 | Passaic Valley Water Commission | NJ | Passaic | GEN3 | HY | OA | 0.6 | 0.6 | 0.6 |  | 1 | 1935 | BIT BIT: WAT; N N: N; N N: N |  | S |  | N | IPP Non-CHP | 2 |  | N | N | [17 empty] | N
14539 | Passaic Valley Water Comm | 50311 | Passaic Valley Water Commission | NJ | Passaic | GEN4 | HY | OA | 0.6 | 0.6 | 0.6 |  | 1 | 1935 | BIT BIT: WAT; N N: N; N N: N |  | S |  | N | IPP Non-CHP | 2 |  | N | N
14582 | City of Pawhuska - (OK) | 2995 | Pawhuska | OK | Osage | 1 | IC | OP | 1.4 | 1.1 | 1.1 |  | 9 | 1949 | BIT BIT: DFO; WDS WDS: NG; N N: N; N N: Y |  | S |  | N | Electric Utility | 1 |  | N | N | [17 empty] | N
14582 | City of Pawhuska - (OK) | 2995 | Pawhuska | OK | Osage | 2 | IC | OP | 2 | 1.2 | 1.2 |  | 8 | 1954 | BIT BIT: DFO; WDS WDS: NG; N N: N; N N: Y |  | S |  | N | Electric Utility | 1 |  | N | N | [17 empty] | N
14582 | City of Pawhuska - (OK) | 2995 | Pawhuska | OK | Osage | 3 | IC | OP | 3.1 | 2.5 | 2.5 |  | 8 | 1966 | BIT BIT: DFO; WDS WDS: NG; N N: N; N N: Y |  | S |  | N | Electric Utility | 1 |  | N | N | [17 empty] | N
14582 | City of Pawhuska - (OK) | 2995 | Pawhuska | OK | Osage | 5 | IC | OP | 2.5 | 2 | 2 |  | 9 | 1960 | BIT BIT: DFO; WDS WDS: NG; N N: N; N N: Y |  | S |  | N | Electric Utility | 1 |  | N | N | [17 empty] | N
14584 | Pawtucket Power Associates LP | 54056 | Pawtucket Power Associates | RI | Providence | GEN1 | CT | OP | 41.8 | 36 | 42 |  | 12 | 1990 | BIT BIT: NG; WDS WDS: DFO; N N: Y; N N: Y |  | W |  | N | IPP Non-CHP | 2 |  | N | N | [17 empty] | N
14584 | Pawtucket Power Associates LP | 54056 | Pawtucket Power Associates | RI | Providence | GEN2 | CA | OP | 27 | 27 | 27 |  | 12 | 1990 | BIT BIT: NG; WDS WDS: DFO; N N: N; N N: Y |  | W |  | N | IPP Non-CHP | 2 |  | Y | N | [17 empty] | N
14597 | Algonquin Northern Maine | 1513 | Caribou Generation Station | ME | Aroostook | 1 | ST | SB | 7.5 | 9 | 9 |  | 9 | 1950 | BIT BIT: RFO; N N: N; N N: Y | Y | S |  | N | IPP Non-CHP | 2 |  | N | N | [17 empty] | N
14597 | Algonquin Northern Maine | 1513 | Caribou Generation Station | ME | Aroostook | CD2 | IC | SB | 2.7 | 2.5 | 2.5 |  | 8 | 1948 | BIT BIT: DFO; N N: N; N N: Y | Y | S |  | N | IPP Non-CHP | 2 |  | N | N | [17 empty] | N
14597 | Algonquin Northern Maine | 1513 | Caribou Generation Station | ME | Aroostook | CD3 | IC | SB | 2.7 | 2.5 | 2.5 |  | 8 | 1948 | BIT BIT: DFO; N N: N; N N: Y | Y | S |  | N | IPP Non-CHP | 2 |  | N | N | [17 empty] | N
14597 | Algonquin Northern Maine | 1513 | Caribou Generation Station | ME | Aroostook | CD4 | IC | SB | 1 | 1 | 1 |  | 8 | 1948 | BIT BIT: DFO; N N: N; N N: Y | Y | S |  | N | IPP Non-CHP | 2 |  | N | N | [17 empty] | N
14597 | Algonquin Northern Maine | 1513 | Caribou Generation Station | ME | Aroostook | CD5 | IC | SB | 1.2 | 1 | 1 |  | 9 | 1951 | BIT BIT: DFO; N N: N; N N: Y | Y | S |  | N | IPP Non-CHP | 2 |  | N | N | [17 empty] | N
14597 | Algonquin Northern Maine | 1513 | Caribou Generation Station | ME | Aroostook | CH1 | HY | OP | 0.4 | 0.4 | 0.4 |  | 6 | 1926 | BIT BIT: WAT; N N: N; N N: Y | Y | S |  | N | IPP Non-CHP | 2 |  | N | N | [17 empty] | N
14597 | Algonquin Northern Maine | 1513 | Caribou Generation Station | ME | Aroostook | CH2 | HY | OP | 0.4 | 0.4 | 0.4 |  | 6 | 1926 | BIT BIT: WAT; N N: N; N N: Y | Y | S |  | N | IPP Non-CHP | 2 |  | N | N | [17 empty] | N
14597 | Algonquin Northern Maine | 1513 | Caribou Generation Station | ME | Aroostook | ST2 | ST | SB | 11.5 | 14 | 14 |  | 9 | 1955 | BIT BIT: RFO; N N: N; N N: Y | Y | S |  | N | IPP Non-CHP | 2 |  | N | N | [17 empty] | N
14597 | Algonquin Northern Maine | 1514 | Flos Inn Diesel | ME | Aroostook | FID1 | IC | OS | 2 | 1.4 | 1.4 |  | 8 | 1959 | BIT BIT: DFO; N N: N; N N: Y | Y | S |  | N | IPP Non-CHP | 2 |  | N | N | [17 empty] | N
14597 | Algonquin Northern Maine | 1514 | Flos Inn Diesel | ME | Aroostook | FID2 | IC | OS | 2 | 1.4 | 1.4 |  | 8 | 1959 | BIT BIT: DFO; N N: N; N N: Y | Y | S |  | N | IPP Non-CHP | 2 |  | N | N | [17 empty] | N
14597 | Algonquin Northern Maine | 1514 | Flos Inn Diesel | ME | Aroostook | FID3 | IC | OS | 2 | 1.4 | 1.4 |  | 8 | 1959 | BIT BIT: DFO; N N: N; N N: Y | Y | S |  | N | IPP Non-CHP | 2 |  | N | N | [17 empty] | N
14597 | Algonquin Northern Maine | 1516 | Squa Pan Hydro Station | ME | Aroostook | SP1 | HY | SB | 1.5 | 1.4 | 1.4 |  | 12 | 1941 | BIT BIT: WAT; N N: N; N N: Y | Y | S |  | N | IPP Non-CHP | 2 |  | N | N | [12 empty] | N |  |  |  |  | N
14600 | Payson City Corporation | 7408 | Payson | UT | UTAH | 86-1 | IC | OP | 2.6 | 2.6 | 2.6 |  | 6 | 1988 | BIT BIT: NG; WDS WDS: DFO; N N: Y; N N: Y | Y | S |  | N | Electric Utility | 1 |  | N | N | [17 empty] | N
14600 | Payson City Corporation | 7408 | Payson | UT | UTAH | 86-2 | IC | OP | 2.6 | 2.6 | 2.6 |  | 6 | 1988 | BIT BIT: NG; WDS WDS: DFO; N N: Y; N N: Y | Y | S |  | N | Electric Utility | 1 |  | N | N | [17 empty] | N
14600 | Payson City Corporation | 7408 | Payson | UT | UTAH | 86-3 | IC | OP | 2.5 | 2 | 2 |  | 8 | 1995 | BIT BIT: NG; WDS WDS: DFO; N N: Y; N N: Y | Y | S |  | N | Electric Utility | 1 |  | N | N | [17 empty] | N
14600 | Payson City Corporation | 7408 | Payson | UT | UTAH | 86-4 | IC | OP | 2 | 2 | 2 |  | 4 | 1995 | BIT BIT: NG; WDS WDS: DFO; N N: Y; N N: Y | Y | S |  | N | Electric Utility | 1 |  | N | N | [17 empty] | N
14605 | City of Peabody - (MA) | 1678 | Waters River | MA | Essex | 1 | GT | OP | 21.3 | 16.1 | 22.1 |  | 12 | 1971 | BIT BIT: NG; WDS WDS: DFO; N N: Y; N N: N |  | S | 1 | N | Electric Utility | 1 |  | N | N | [17 empty] | N
14605 | City of Peabody - (MA) | 1678 | Waters River | MA | Essex | 2 | GT | OP | 43.6 | 30.5 | 45.8 |  | 11 | 1990 | BIT BIT: NG; WDS WDS: DFO; N N: Y; N N: Y |  | S | 1 | N | Electric Utility | 1 |  | N | N | [17 empty] | N
14610 | Orlando Utilities Comm | 564 | Stanton Energy Center | FL | Orange | 1 | ST | OP | 464.5 | 440 | 443 |  | 7 | 1987 | BIT | NG | LFG | RFO |  |  | Y | Y |  | J |  | N | Electric Utility | 1 |  |  | Y | 10 | 10 | 1 | 2017 | 3.4 | 3.4 | 1 | 2017 | [9 empty] | N | Y |  | Y |  |  |  | RFO
14610 | Orlando Utilities Comm | 564 | Stanton Energy Center | FL | Orange | 2 | ST | OP | 464.5 | 446 | 446 |  | 6 | 1996 | BIT | LFG | NG | RFO |  |  | Y | Y |  | J |  | N | Electric Utility | 1 |  |  | Y | 10 | 10 | 11 | 2013 | [13 empty] | N | Y |  | Y |  |  |  | RFO
14610 | Orlando Utilities Comm | 564 | Stanton Energy Center | FL | Orange | B | CA | OP | 129.8 | 128 | 130 |  | 2 | 2010 | BIT BIT: NG; WDS WDS: DFO; N N: Y; N N: Y |  | S |  | N | Electric Utility | 1 |  | Y | N | [17 empty] | N |  |  |  | N
14610 | Orlando Utilities Comm | 564 | Stanton Energy Center | FL | Orange | B1 | CT | OP | 203.2 | 167 | 170 |  | 2 | 2010 | BIT BIT: NG; WDS WDS: DFO; N N: Y; N N: Y |  | S |  | N | Electric Utility | 1 |  |  | N | [17 empty] | N
14610 | Orlando Utilities Comm | 683 | Indian River Plant | FL | Brevard | A | GT | OP | 41.4 | 37 | 48 |  | 7 | 1989 | BIT BIT: NG; WDS WDS: DFO; N N: Y; N N: Y |  | J |  | N | Electric Utility | 1 |  |  | N | [17 empty] | N
14610 | Orlando Utilities Comm | 683 | Indian River Plant | FL | Brevard | B | GT | OP | 41.4 | 37 | 48 |  | 7 | 1989 | BIT BIT: NG; WDS WDS: DFO; N N: Y; N N: Y |  | J |  | N | Electric Utility | 1 |  |  | N | [17 empty] | N
14610 | Orlando Utilities Comm | 683 | Indian River Plant | FL | Brevard | C | GT | OP | 130 | 108 | 127 |  | 8 | 1992 | BIT BIT: NG; WDS WDS: DFO; N N: Y; N N: Y |  | J |  | N | Electric Utility | 1 |  |  | N | [17 empty] | N
14610 | Orlando Utilities Comm | 683 | Indian River Plant | FL | Brevard | D | GT | OP | 130 | 108 | 127 |  | 8 | 1992 | BIT BIT: NG; WDS WDS: DFO; N N: Y; N N: Y |  | J |  | N | Electric Utility | 1 |  |  | N | [17 empty] | N
14610 | Orlando Utilities Comm | 685 | St Cloud | FL | Osceola | 1 | IC | OS | 2 | 2 | 2 |  | 7 | 1982 | BIT BIT: NG; WDS WDS: DFO; N N: Y; N N: Y |  | W |  | N | Electric Utility | 1 |  |  | N | [17 empty] | N
14610 | Orlando Utilities Comm | 685 | St Cloud | FL | Osceola | 2 | IC | OS | 5.8 | 5 | 5 |  | 12 | 1974 | BIT BIT: NG; WDS WDS: DFO; N N: Y; N N: Y |  | W |  | N | Electric Utility | 1 |  |  | N | [17 empty] | N
14610 | Orlando Utilities Comm | 685 | St Cloud | FL | Osceola | 3 | IC | OS | 2 | 2 | 2 |  | 9 | 1982 | BIT BIT: NG; WDS WDS: DFO; N N: Y; N N: Y |  | W |  | N | Electric Utility | 1 |  |  | N | [17 empty] | N
14610 | Orlando Utilities Comm | 685 | St Cloud | FL | Osceola | 4 | IC | OS | 3.7 | 3 | 3 |  | 8 | 1961 | BIT BIT: NG; WDS WDS: DFO; N N: Y; N N: Y |  | W |  | N | Electric Utility | 1 |  |  | N | [17 empty] | N
14610 | Orlando Utilities Comm | 685 | St Cloud | FL | Osceola | 6 | IC | OS | 3.7 | 3 | 3 |  | 3 | 1967 | BIT BIT: NG; WDS WDS: DFO; N N: Y; N N: Y |  | W |  | N | Electric Utility | 1 |  |  | N | [17 empty] | N
14610 | Orlando Utilities Comm | 685 | St Cloud | FL | Osceola | 7 | IC | OS | 6.3 | 6 | 6 |  | 9 | 1982 | BIT BIT: NG; WDS WDS: DFO; N N: Y; N N: Y |  | W |  | N | Electric Utility | 1 |  |  | N | [17 empty] | N
14610 | Orlando Utilities Comm | 685 | St Cloud | FL | Osceola | 8 | IC | OS | 6.4 | 6 | 6 |  | 4 | 1977 | BIT BIT: NG; WDS WDS: DFO; N N: Y; N N: N |  | W |  | N | Electric Utility | 1 |  |  | N | [17 empty] | N
14610 | Orlando Utilities Comm | 55318 | Indian River | FL | Brevard | 1 | ST | OS | 79 | 75.5 | 79 |  | 2 | 1960 | BIT BIT: NG; WDS WDS: RFO; N N: Y; N N: Y |  | S |  | N | Electric Utility | 1 |  | N | N | [17 empty] | N | [6 empty] | NG | DFO
14610 | Orlando Utilities Comm | 55318 | Indian River | FL | Brevard | 2 | ST | OS | 213 | 181.3 | 186 |  | 12 | 1964 | BIT BIT: NG; WDS WDS: RFO; N N: Y; N N: Y |  | S |  | N | Electric Utility | 1 |  | N | N | [17 empty] | N | [6 empty] | NG | DFO
14610 | Orlando Utilities Comm | 55318 | Indian River | FL | Brevard | 3 | ST | OS | 317 | 319.6 | 320 |  | 2 | 1974 | BIT BIT: NG; WDS WDS: RFO; N N: Y; N N: Y |  | S |  | N | Electric Utility | 1 |  | N | N | [17 empty] | N | [6 empty] | NG
14624 | PUD No 2 of Grant County | 917 | Quincy Chute | WA | Grant | 1 | HY | OP | 9.4 | 9.4 | 9.4 |  | 10 | 1985 | BIT BIT: WAT; N N: N; N N: Y |  | J |  | N | Electric Utility | 1 |  | N | N
14624 | PUD No 2 of Grant County | 3887 | Priest Rapids | WA | Grant | 1 | HY | OP | 95 | 95 | 95 |  | 7 | 1961 | BIT BIT: WAT; N N: N; N N: Y |  | S |  | N | Electric Utility | 1 |  | N | N
14624 | PUD No 2 of Grant County | 3887 | Priest Rapids | WA | Grant | 10 | HY | OP | 95 | 95 | 95 |  | 11 | 1959 | BIT BIT: WAT; N N: N; N N: Y |  | S |  | N | Electric Utility | 1 |  | N | N
14624 | PUD No 2 of Grant County | 3887 | Priest Rapids | WA | Grant | 2 | HY | OP | 97.8 | 97.8 | 97.8 |  | 5 | 1961 | BIT BIT: WAT; N N: N; N N: Y |  | S |  | N | Electric Utility | 1 |  | N | N
14624 | PUD No 2 of Grant County | 3887 | Priest Rapids | WA | Grant | 3 | HY | OP | 95 | 95 | 95 |  | 9 | 1960 | BIT BIT: WAT; N N: N; N N: Y |  | S |  | N | Electric Utility | 1 |  | N | N
14624 | PUD No 2 of Grant County | 3887 | Priest Rapids | WA | Grant | 4 | HY | OP | 95 | 95 | 95 |  | 9 | 1960 | BIT BIT: WAT; N N: N; N N: Y |  | S |  | N | Electric Utility | 1 |  | N | N
14624 | PUD No 2 of Grant County | 3887 | Priest Rapids | WA | Grant | 5 | HY | OP | 95 | 95 | 95 |  | 4 | 1960 | BIT BIT: WAT; N N: N; N N: Y |  | S |  | N | Electric Utility | 1 |  | N | N
14624 | PUD No 2 of Grant County | 3887 | Priest Rapids | WA | Grant | 6 | HY | OP | 95 | 95 | 95 |  | 2 | 1960 | BIT BIT: WAT; N N: N; N N: Y |  | S |  | N | Electric Utility | 1 |  | N | N
14624 | PUD No 2 of Grant County | 3887 | Priest Rapids | WA | Grant | 7 | HY | OP | 95 | 95 | 95 |  | 1 | 1960 | BIT BIT: WAT; N N: N; N N: Y |  | S |  | N | Electric Utility | 1 |  | N | N
14624 | PUD No 2 of Grant County | 3887 | Priest Rapids | WA | Grant | 8 | HY | OP | 95 | 95 | 95 |  | 12 | 1959 | BIT BIT: WAT; N N: N; N N: Y |  | S |  | N | Electric Utility | 1 |  | N | N
14624 | PUD No 2 of Grant County | 3887 | Priest Rapids | WA | Grant | 9 | HY | OP | 97.8 | 97.8 | 97.8 |  | 10 | 1959 | BIT BIT: WAT; N N: N; N N: Y |  | S |  | N | Electric Utility | 1 |  | N | N
14624 | PUD No 2 of Grant County | 3888 | Wanapum | WA | Grant | 10 | HY | OP | 103.8 | 103.8 | 103.8 |  | 11 | 1963 | BIT BIT: WAT; N N: N; N N: Y |  | S |  | N | Electric Utility | 1 |  | N | Y | [15 empty] | 8 | 2014
14624 | PUD No 2 of Grant County | 3888 | Wanapum | WA | Grant | 2A | HY | OP | 122 | 122 | 122 |  | 12 | 2012 | BIT BIT: WAT; N N: N; N N: N |  | S | 1 | N | Electric Utility | 1 |  | N
14624 | PUD No 2 of Grant County | 3888 | Wanapum | WA | Grant | 3 | HY | OP | 103.8 | 103.8 | 103.8 |  | 6 | 1963 | BIT BIT: WAT; N N: N; N N: Y |  | S |  | N | Electric Utility | 1 |  | N | Y | [15 empty] | 12 | 2017
14624 | PUD No 2 of Grant County | 3888 | Wanapum | WA | Grant | 4 | HY | OP | 103.8 | 103.8 | 103.8 |  | 9 | 1963 | BIT BIT: WAT; N N: N; N N: Y |  | S |  | N | Electric Utility | 1 |  | N | Y | [15 empty] | 4 | 2016
14624 | PUD No 2 of Grant County | 3888 | Wanapum | WA | Grant | 5A | HY | OP | 122 | 122 | 122 |  | 2 | 2012 | BIT BIT: WAT; N N: N; N N: N |  | S | 1 | N | Electric Utility | 1 |  | N | [18 empty] | N
14624 | PUD No 2 of Grant County | 3888 | Wanapum | WA | Grant | 6 | HY | OP | 103.8 | 103.8 | 103.8 |  | 9 | 1963 | BIT BIT: WAT; N N: N; N N: Y |  | S |  | N | Electric Utility | 1 |  | N | Y | [15 empty] | 2 | 2017
14624 | PUD No 2 of Grant County | 3888 | Wanapum | WA | Grant | 7A | HY | OP | 122 | 122 | 122 |  | 4 | 2011 | BIT BIT: WAT; N N: N; N N: Y |  | S |  | N | Electric Utility | 1 |  | N | N
14624 | PUD No 2 of Grant County | 3888 | Wanapum | WA | Grant | 8 | HY | OP | 103.8 | 103.8 | 103.8 |  | 12 | 1963 | BIT BIT: WAT; N N: N; N N: Y |  | S |  | N | Electric Utility | 1 |  | N | Y | 0 | 0 | [13 empty] | 10 | 2013
14624 | PUD No 2 of Grant County | 3888 | Wanapum | WA | Grant | 9 | HY | OP | 103.8 | 103.8 | 103.8 |  | 1 | 1964 | BIT BIT: WAT; N N: N; N N: Y |  | S |  | N | Electric Utility | 1 |  | N | Y | 0 | 0 | [13 empty] | 6 | 2015
14624 | PUD No 2 of Grant County | 7113 | PEC Headworks | WA | Grant | 1 | HY | OP | 6.6 | 6.6 | 6.6 |  | 9 | 1990 | BIT BIT: WAT; N N: N; N N: Y |  | J |  | N | Electric Utility | 1 |  | N | N
14628 | Pecos Wind I LP | 55796 | Woodward Mountain I | TX | Pecos | 01 | WT | OP | 82 | 82 | 82 |  | 7 | 2001 | BIT BIT: WND; N N: N; N N: Y | Y | W | 125 | N | IPP Non-CHP | 2 |  | N | N
14629 | Pecos Wind II LP | 55795 | Woodward Mountain II | TX | Pecos | 01 | WT | OP | 78 | 78 | 78 |  | 7 | 2001 | BIT BIT: WND; N N: N; N N: Y |  | S | 117 | N | IPP Non-CHP | 2 |  | N | N
14645 | City of Pella - (IA) | 7971 | Pella Peaking | IA | Marion | 10 | IC | SB | 2 | 1.8 | 1.8 |  | 6 | 2003 | BIT BIT: DFO; N N: N; N N: Y | Y | S |  | N | Electric Utility | 1 |  | N | N | [17 empty] | N
14645 | City of Pella - (IA) | 7971 | Pella Peaking | IA | Marion | 11 | IC | SB | 2 | 1.8 | 1.8 |  | 6 | 2003 | BIT BIT: DFO; N N: N; N N: Y | Y | S |  | N | Electric Utility | 1 |  | N | N | [17 empty] | N
14645 | City of Pella - (IA) | 7971 | Pella Peaking | IA | Marion | 12 | IC | SB | 2 | 1.8 | 1.8 |  | 6 | 2003 | BIT BIT: DFO; N N: N; N N: Y | Y | S |  | N | Electric Utility | 1 |  | N | N | [17 empty] | N
14645 | City of Pella - (IA) | 7971 | Pella Peaking | IA | Marion | 13 | IC | SB | 2 | 1.8 | 1.8 |  | 6 | 2003 | BIT BIT: DFO; N N: N; N N: Y | Y | S |  | N | Electric Utility | 1 |  | N | N | [17 empty] | N
14645 | City of Pella - (IA) | 7971 | Pella Peaking | IA | Marion | 14 | IC | SB | 2 | 1.8 | 1.8 |  | 6 | 2003 | BIT BIT: DFO; N N: N; N N: Y | Y | S |  | N | Electric Utility | 1 |  | N | N | [17 empty] | N
14645 | City of Pella - (IA) | 7971 | Pella Peaking | IA | Marion | 15 | IC | SB | 2 | 1.8 | 1.8 |  | 6 | 2003 | BIT BIT: DFO; N N: N; N N: Y | Y | S |  | N | Electric Utility | 1 |  | N | N | [17 empty] | N
14645 | City of Pella - (IA) | 7971 | Pella Peaking | IA | Marion | 16 | IC | SB | 2 | 1.8 | 1.8 |  | 6 | 2003 | BIT BIT: DFO; N N: N; N N: Y | Y | S |  | N | Electric Utility | 1 |  | N | N | [17 empty] | N
14645 | City of Pella - (IA) | 7971 | Pella Peaking | IA | Marion | 3 | IC | SB | 2 | 2 | 2 |  | 6 | 2003 | BIT BIT: DFO; N N: N; N N: Y | Y | S |  | N | Electric Utility | 1 |  | N | N | [17 empty] | N
14645 | City of Pella - (IA) | 7971 | Pella Peaking | IA | Marion | 4 | IC | SB | 2 | 2 | 2 |  | 6 | 2003 | BIT BIT: DFO; N N: N; N N: Y | Y | S |  | N | Electric Utility | 1 |  | N | N | [17 empty] | N
14645 | City of Pella - (IA) | 7971 | Pella Peaking | IA | Marion | 5 | IC | SB | 2 | 2 | 2 |  | 6 | 2003 | BIT BIT: DFO; N N: N; N N: Y | Y | S |  | N | Electric Utility | 1 |  | N | N | [17 empty] | N
14645 | City of Pella - (IA) | 7971 | Pella Peaking | IA | Marion | 6 | IC | SB | 2 | 2 | 2 |  | 6 | 2003 | BIT BIT: DFO; N N: N; N N: Y | Y | S |  | N | Electric Utility | 1 |  | N | N | [17 empty] | N
14645 | City of Pella - (IA) | 7971 | Pella Peaking | IA | Marion | 7 | IC | SB | 2 | 2 | 2 |  | 6 | 2003 | BIT BIT: DFO; N N: N; N N: Y | Y | S |  | N | Electric Utility | 1 |  | N | N | [17 empty] | N
14645 | City of Pella - (IA) | 7971 | Pella Peaking | IA | Marion | 8 | IC | SB | 2 | 2 | 2 |  | 6 | 2003 | BIT BIT: DFO; N N: N; N N: Y | Y | S |  | N | Electric Utility | 1 |  | N | N | [17 empty] | N
14645 | City of Pella - (IA) | 7971 | Pella Peaking | IA | Marion | 9 | IC | SB | 2 | 2 | 2 |  | 6 | 2003 | BIT BIT: DFO; N N: N; N N: Y | Y | S |  | N | Electric Utility | 1 |  | N | N | [17 empty] | N
14653 | PUD No 1 of Pend Oreille County | 3891 | Box Canyon | WA | Pend Oreille | 1 | HY | OP | 15 | 19.2 | 19.2 |  | 6 | 1955 | BIT BIT: WAT; N N: N; N N: Y |  | S |  | N | Electric Utility | 1 |  | N | Y | 3.3 | 3.3 | 3 | 2014 | [8 empty] | N |  |  |  |  | N
14653 | PUD No 1 of Pend Oreille County | 3891 | Box Canyon | WA | Pend Oreille | 2 | HY | OP | 15 | 19.2 | 19.2 |  | 7 | 1955 | BIT BIT: WAT; N N: N; N N: Y |  | S |  | N | Electric Utility | 1 |  | N | Y | 3.3 | 3.3 | 8 | 2013 | [8 empty] | N |  |  |  |  | N
14653 | PUD No 1 of Pend Oreille County | 3891 | Box Canyon | WA | Pend Oreille | 3 | HY | OP | 22.5 | 22.5 | 22.5 |  | 8 | 1955 | BIT BIT: WAT; N N: N; N N: Y |  | S |  | N | Electric Utility | 1 |  | N | Y | 3.3 | 3.3 | 8 | 2013 | [8 empty] | N |  |  |  |  | N
14653 | PUD No 1 of Pend Oreille County | 3891 | Box Canyon | WA | Pend Oreille | 4 | HY | OP | 22.5 | 22.5 | 22.5 |  | 8 | 1955 | BIT BIT: WAT; N N: N; N N: Y |  | S |  | N | Electric Utility | 1 |  | N | [13 empty] | N |  |  |  |  | N
14656 | City of Pender - (NE) | 2296 | Pender | NE | Thurston | 1 | IC | OP | 1.5 | 1.2 | 1.2 |  | 1 | 1968 | BIT BIT: NG; WDS WDS: DFO; N N: N; N N: Y |  | S |  | N | Electric Utility | 1 |  |  | N
14656 | City of Pender - (NE) | 2296 | Pender | NE | Thurston | 2 | IC | OP | 2 | 2 | 2 |  | 1 | 1973 | BIT BIT: NG; WDS WDS: DFO; N N: N; N N: Y |  | S |  | N | Electric Utility | 1 |  |  | N
14656 | City of Pender - (NE) | 2296 | Pender | NE | Thurston | 3 | IC | OP | 0.5 | 0.5 | 0.5 |  | 1 | 1953 | BIT BIT: NG; WDS WDS: DFO; N N: N; N N: Y |  | S |  | N | Electric Utility | 1 |  |  | N
14656 | City of Pender - (NE) | 2296 | Pender | NE | Thurston | 4 | IC | OP | 0.9 | 0.8 | 0.8 |  | 1 | 1961 | BIT BIT: NG; WDS WDS: DFO; N N: N; N N: Y |  | S |  | N | Electric Utility | 1 |  |  | N
14656 | City of Pender - (NE) | 2296 | Pender | NE | Thurston | 5 | IC | OP | 0.2 | 0.2 | 0.2 |  | 1 | 1939 | BIT BIT: NG; WDS WDS: DFO; N N: N; N N: Y |  | S |  | N | Electric Utility | 1 |  |  | N
14669 | Pembroke Hydro Associates Limited Ptnrsp | 50312 | Pembroke Hydro | NH | Merrimack | 1 | HY | OP | 2.7 | 0.6 | 1.2 |  | 12 | 1985 | BIT BIT: WAT; N N: N; N N: Y |  | S |  | N | IPP Non-CHP | 2 |  | N | N | [17 empty] | N
14685 | Pelzer Hydro Co Inc | 10799 | Pelzer Upper | SC | Anderson | GEN1 | HY | OP | 2 | 1.9 | 1.8 |  | 12 | 1989 | BIT BIT: WAT; N N: N; N N: Y | Y | S |  | N | IPP Non-CHP | 2 |  | N | N
14685 | Pelzer Hydro Co Inc | 10800 | Pelzer Lower | SC | Anderson | GEN1 | HY | OP | 3.3 | 3.1 | 3 |  | 12 | 1989 | BIT BIT: WAT; N N: N; N N: Y |  | S |  | N | IPP Non-CHP | 2 |  | N | N
14762 | Pensacola Christian College | 50310 | Standby Generation Plant | FL | Escambia | 1 | IC | SB | 1.1 | 1.1 | 1.1 |  | 4 | 1988 | [8 empty] | Y | S |  | N | Commercial Non-CHP | 4 |  | N | N | [17 empty] | N | bar: BIT BIT; N N to N N
14762 | Pensacola Christian College | 50310 | Standby Generation Plant | FL | Escambia | 1SB | IC | SB | 1.3 | 1.3 | 1.3 |  | 1 | 2006 | [8 empty] | Y | S |  | N | Commercial Non-CHP | 4 |  |  | N | [17 empty] | N | bar: BIT BIT; N N to N N
14762 | Pensacola Christian College | 50310 | Standby Generation Plant | FL | Escambia | 2 | IC | SB | 1.1 | 1.1 | 1.1 |  | 4 | 1988 | [8 empty] | Y | S |  | N | Commercial Non-CHP | 4 |  | N | N | [17 empty] | N | bar: BIT BIT; N N to N N
14762 | Pensacola Christian College | 50310 | Standby Generation Plant | FL | Escambia | 2SB | IC | SB | 1.3 | 1.3 | 1.3 |  | 1 | 2006 | [8 empty] | Y | S |  | N | Commercial Non-CHP | 4 |  |  | N | [17 empty] | N | bar: BIT BIT; N N to N N
14762 | Pensacola Christian College | 50310 | Standby Generation Plant | FL | Escambia | 3 | IC | SB | 1.1 | 1.1 | 1.1 |  | 10 | 1988 | [8 empty] | Y | S |  | N | Commercial Non-CHP | 4 |  | N | N | [17 empty] | N | bar: BIT BIT; N N to N N
14762 | Pensacola Christian College | 50310 | Standby Generation Plant | FL | Escambia | 3SB | IC | SB | 1.3 | 1.3 | 1.3 |  | 1 | 2006 | [8 empty] | Y | S |  | N | Commercial Non-CHP | 4 |  |  | N | [17 empty] | N | bar: BIT BIT; N N to N N
14762 | Pensacola Christian College | 50310 | Standby Generation Plant | FL | Escambia | 4SB | IC | SB | 1.3 | 1.3 | 1.3 |  | 1 | 2006 | [8 empty] | Y | S |  | N | Commercial Non-CHP | 4 |  |  | N | [17 empty] | N | bar: BIT BIT; N N to N N
14762 | Pensacola Christian College | 50310 | Standby Generation Plant | FL | Escambia | 5SB | IC | SB | 1.3 | 1.3 | 1.3 |  | 1 | 2006 | [8 empty] | Y | S |  | N | Commercial Non-CHP | 4 |  |  | N | [17 empty] | N | bar: BIT BIT; N N to N N
14762 | Pensacola Christian College | 50310 | Standby Generation Plant | FL | Escambia | 6SB | IC | SB | 1.3 | 1.3 | 1.3 |  | 1 | 2006 | [8 empty] | Y | S |  | N | Commercial Non-CHP | 4 |  |  | N | [17 empty] | N | bar: BIT BIT; N N to N N
14762 | Pensacola Christian College | 50310 | Standby Generation Plant | FL | Escambia | 7SB | IC | SB | 1.3 | 1.3 | 1.3 |  | 1 | 2006 | [8 empty] | Y | S |  | N | Commercial Non-CHP | 4 |  |  | N | [17 empty] | N | bar: BIT BIT; N N to N N
14762 | Pensacola Christian College | 50310 | Standby Generation Plant | FL | Escambia | 8SB | IC | SB | 1.3 | 1.3 | 1.3 |  | 1 | 2006 | [8 empty] | Y | S |  | N | Commercial Non-CHP | 4 |  |  | N | [17 empty] | N | bar: BIT BIT; N N to N N
14795 | Perdue Agribusiness | 10515 | Oilseed Plant | VA | Chesapeake | GEN1 | ST | OS | 1.7 | 1.6 | 1.6 |  | 5 | 1985 | BIT BIT: BIT; N N: N; N N: N |  | S |  | Y | Industrial CHP | 7 | T | N | Y | [15 empty] | 12 | 2015 | N |  | Y
14839 | City of Peru - (IN) | 1037 | Peru | IN | Miami | 2 | ST | OP | 22 | 20 | 20 |  | 2 | 1959 | BIT BIT: BIT; WDS WDS: DFO; N N: N; N N: Y |  | S |  | N | Electric Utility | 1 |  | N | N | [17 empty] | N | Y | N |  |  |  |  | BIT | DFO
14839 | City of Peru - (IN) | 1037 | Peru | IN | Miami | 3 | ST | OP | 12.5 | 12 | 12 |  | 6 | 1949 | BIT BIT: BIT; WDS WDS: DFO; N N: N; N N: Y |  | S |  | N | Electric Utility | 1 |  | N | N | [17 empty] | N | Y | N |  |  |  |  | BIT | DFO
14839 | City of Peru - (IN) | 1037 | Peru | IN | Miami | D1 | IC | OP | 1.8 | 1.8 | 1.8 |  | 10 | 2002 | BIT BIT: DFO; N N: N; N N: Y |  | S |  | N | Electric Utility | 1 |  | N | N | [17 empty] | N | N | N
14840 | City of Peru - (IL) | 955 | Peru | IL | La Salle | 11 | IC | OP | 2.7 | 2.7 | 2.7 |  | 4 | 2011 | BIT BIT: DFO; N N: N; N N: N |  | S |  | N | Electric Utility | 1 |  | N | N
14840 | City of Peru - (IL) | 955 | Peru | IL | La Salle | 12 | IC | OP | 2.7 | 2.7 | 2.7 |  | 4 | 2011 | BIT BIT: DFO; N N: N; N N: N |  | S |  | N | Electric Utility | 1 |  | N | N
14840 | City of Peru - (IL) | 955 | Peru | IL | La Salle | 13 | IC | OP | 2.7 | 2.7 | 2.7 |  | 4 | 2011 | BIT BIT: DFO; N N: N; N N: N |  | S |  | N | Electric Utility | 1 |  | N | N
14840 | City of Peru - (IL) | 955 | Peru | IL | La Salle | 14 | IC | OP | 2.7 | 2.7 | 2.7 |  | 4 | 2011 | BIT BIT: DFO; N N: N; N N: N |  | S |  | N | Electric Utility | 1 |  | N | N
14840 | City of Peru - (IL) | 955 | Peru | IL | La Salle | 15 | IC | OP | 2.7 | 2.7 | 2.7 |  | 4 | 2011 | BIT BIT: DFO; N N: N; N N: N |  | S |  | N | Electric Utility | 1 |  | N | N
14840 | City of Peru - (IL) | 955 | Peru | IL | La Salle | 16 | IC | OP | 2.7 | 2.7 | 2.7 |  | 9 | 2011 | BIT BIT: DFO; N N: N; N N: N |  | S |  | N | Electric Utility | 1 |  | N | N
14840 | City of Peru - (IL) | 955 | Peru | IL | La Salle | 17 | IC | OP | 2.7 | 2.7 | 2.7 |  | 9 | 2011 | BIT BIT: DFO; N N: N; N N: N |  | S |  | N | Electric Utility | 1 |  | N | N
14840 | City of Peru - (IL) | 955 | Peru | IL | La Salle | GT1 | GT | OP | 10 | 8.6 | 8.6 |  | 10 | 1968 | [9 empty] | S |  | N | Electric Utility | 1 |  | N | N | bar: BIT BIT; N N to N N
14840 | City of Peru - (IL) | 955 | Peru | IL | La Salle | HC1 | HY | OP | 1.9 | 1.7 | 1.7 |  | 9 | 1996 | BIT BIT: WAT; N N: N; N N: N |  | S |  | N | Electric Utility | 1 |  | N | N
14840 | City of Peru - (IL) | 955 | Peru | IL | La Salle | HC2 | HY | OP | 1.9 | 1.7 | 1.7 |  | 9 | 1996 | BIT BIT: WAT; N N: N; N N: N |  | S |  | N | Electric Utility | 1 |  | N | N
14840 | City of Peru - (IL) | 955 | Peru | IL | La Salle | HC3 | HY | OP | 1.9 | 1.7 | 1.7 |  | 9 | 1996 | BIT BIT: WAT; N N: N; N N: N |  | S |  | N | Electric Utility | 1 |  | N | N
14840 | City of Peru - (IL) | 955 | Peru | IL | La Salle | HC4 | HY | OP | 1.9 | 1.7 | 1.7 |  | 9 | 1996 | BIT BIT: WAT; N N: N; N N: N |  | S |  | N | Electric Utility | 1 |  | N | N
14856 | City of Petersburg - (AK) | 91 | Petersburg | AK | Wrangell-Petersburg | 3 | HY | OP | 1.6 | 1.6 | 1.6 |  | 3 | 1954 | BIT BIT: WAT; N N: N; N N: N |  | S |  | N | Electric Utility | 1 |  | N | N
14856 | City of Petersburg - (AK) | 91 | Petersburg | AK | Wrangell-Petersburg | IC1 | IC | OP | 2.6 | 1.7 | 1.7 |  | 12 | 1972 | BIT BIT: DFO; N N: N; N N: N |  | S |  | N | Electric Utility | 1 |  | N | N
14856 | City of Petersburg - (AK) | 91 | Petersburg | AK | Wrangell-Petersburg | IC2 | IC | OP | 0.3 | 0.2 | 0.2 |  | 12 | 1972 | BIT BIT: DFO; N N: N; N N: N |  | S |  | N | Electric Utility | 1 |  | N | N
14856 | City of Petersburg - (AK) | 91 | Petersburg | AK | Wrangell-Petersburg | IC3 | IC | OP | 1.2 | 1 | 1 |  | 10 | 1965 | BIT BIT: DFO; N N: N; N N: N |  | S |  | N | Electric Utility | 1 |  | N | N
14856 | City of Petersburg - (AK) | 91 | Petersburg | AK | Wrangell-Petersburg | IC4 | IC | OP | 0.6 | 0.6 | 0.6 |  | 3 | 1979 | BIT BIT: DFO; N N: N; N N: N |  | S |  | N | Electric Utility | 1 |  | N | N
14856 | City of Petersburg - (AK) | 91 | Petersburg | AK | Wrangell-Petersburg | IC5 | IC | OP | 0.8 | 0.7 | 0.7 |  | 3 | 1979 | BIT BIT: DFO; N N: N; N N: N |  | S |  | N | Electric Utility | 1 |  | N | N
14856 | City of Petersburg - (AK) | 91 | Petersburg | AK | Wrangell-Petersburg | IC6 | IC | OP | 2.6 | 2.3 | 2.3 |  | 9 | 1993 | BIT BIT: DFO; N N: N; N N: N |  | S |  | N | Electric Utility | 1 |  | N | N
14856 | City of Petersburg - (AK) | 91 | Petersburg | AK | Wrangell-Petersburg | IC7 | IC | OP | 2.6 | 2.3 | 2.3 |  | 8 | 2001 | BIT BIT: DFO; N N: N; N N: N |  | S |  | N | Electric Utility | 1 |  | N | N
14856 | City of Petersburg - (AK) | 91 | Petersburg | AK | Wrangell-Petersburg | IC8 | IC | OP | 2.5 | 2.2 | 2.2 |  | 10 | 2012 | BIT BIT: DFO; N N: N; N N: N |  | S |  | N | Electric Utility | 1 |  | N | N
14876 | FPL Energy Cape LLC | 1484 | Cape Gas Turbine | ME | Cumberland | GT4 | GT | OP | 17.5 | 16 | 20 |  | 1 | 1970 | BIT BIT: DFO; N N: N; N N: Y |  | S |  | N | IPP Non-CHP | 2 |  | N | N | [12 empty] | N |  |  |  |  | N
14876 | FPL Energy Cape LLC | 1484 | Cape Gas Turbine | ME | Cumberland | GT5 | GT | OP | 17.5 | 16 | 20 |  | 1 | 1970 | BIT BIT: DFO; N N: N; N N: Y |  | S |  | N | IPP Non-CHP | 2 |  | N | N | [12 empty] | N |  |  |  |  | N
14925 | Phelps Dodge Refining Corp | 54628 | Phelps Dodge Refining | TX | El Paso | 2607 | GT | OS | 3.5 | 2.6 | 3 |  | 10 | 1986 | BIT BIT: NG; N N: N; N N: Y | Y | S |  | Y | Industrial CHP | 7 | T |  | N
14925 | Phelps Dodge Refining Corp | 54628 | Phelps Dodge Refining | TX | El Paso | 2608 | GT | OS | 3.5 | 2.6 | 3 |  | 10 | 1986 | BIT BIT: NG; N N: N; N N: Y | Y | S |  | Y | Industrial CHP | 7 | T | N | N
14925 | Phelps Dodge Refining Corp | 54628 | Phelps Dodge Refining | TX | El Paso | 3001 | GT | OP | 4.2 | 3.2 | 3.8 |  | 6 | 1992 | BIT BIT: NG; N N: N; N N: Y | Y | S |  | Y | Industrial CHP | 7 | T |  | N | [17 empty] | N
14925 | Phelps Dodge Refining Corp | 54628 | Phelps Dodge Refining | TX | El Paso | 3002 | GT | OP | 4.2 | 3.2 | 3.8 |  | 6 | 1992 | BIT BIT: NG; N N: N; N N: Y | Y | S |  | Y | Industrial CHP | 7 | T | N | N | [17 empty] | N
14925 | Phelps Dodge Refining Corp | 54628 | Phelps Dodge Refining | TX | El Paso | 3003 | GT | OP | 4.2 | 3.2 | 3.8 |  | 6 | 1992 | BIT BIT: NG; N N: N; N N: Y | Y | S |  | Y | Industrial CHP | 7 | T | N | N | [17 empty] | N
14928 | Pfizer Inc | 54236 | Pfizer Groton Plant | CT | New London | GT-1 | GT | OP | 10 | 9.5 | 10.5 |  | 9 | 2009 | BIT BIT: NG; WDS WDS: DFO; N N: Y; N N: Y |  | S |  | Y | Industrial CHP | 7 | T |  | N | [17 empty] | N | [6 empty] | NG | DFO
14928 | Pfizer Inc | 54236 | Pfizer Groton Plant | CT | New London | TG 2 | ST | OP | 2.5 | 2.5 | 2.5 |  | 1 | 1948 | NG | RFO | DFO |  |  |  | Y | Y |  | S |  | Y | Industrial CHP | 7 | T | N | N | [9 empty] | DFO | 1 | 2013 | [5 empty] | N | [6 empty] | NG | PG
14928 | Pfizer Inc | 54236 | Pfizer Groton Plant | CT | New London | TG 3 | ST | OP | 10 | 9.4 | 9.4 |  | 1 | 1952 | NG | RFO | DFO |  |  |  | Y | Y |  | S |  | Y | Industrial CHP | 7 | T | N | N | [9 empty] | DFO | 1 | 2013 | [5 empty] | N | [6 empty] | NG | PG
14928 | Pfizer Inc | 54236 | Pfizer Groton Plant | CT | New London | TG 4 | ST | OP | 10 | 10 | 10 |  | 1 | 1994 | NG | RFO | DFO |  |  |  | Y | Y |  | S |  | Y | Industrial CHP | 7 | T | N | N | [9 empty] | DFO | 1 | 2013 | [5 empty] | N | [6 empty] | NG | PG
14928 | Pfizer Inc | 54236 | Pfizer Groton Plant | CT | New London | TG5 | ST | OP | 7.5 | 7.5 | 7.5 |  | 8 | 2001 | NG | RFO | DFO |  |  |  | Y | Y |  | S |  | Y | Industrial CHP | 7 | T | N | N | [9 empty] | DFO | 1 | 2013 | [5 empty] | N | [6 empty] | NG | PG
14932 | US Operating Services Company | 10043 | Logan Generating Company LP | NJ | Gloucester | GEN1 | ST | OP | 242.3 | 219 | 219 |  | 9 | 1994 | BIT BIT: BIT; WDS WDS: DFO; N N: N; N N: Y |  | W |  | Y | IPP CHP | 3 | T |  | N | [17 empty] | N | Y |  | Y |  |  |  | DFO
14932 | US Operating Services Company | 10566 | Chambers Cogeneration LP | NJ | Salem | GEN1 | ST | OP | 285 | 262 | 262 |  | 3 | 1994 | BIT BIT: BIT; WDS WDS: DFO; N N: Y; N N: Y |  | W |  | Y | IPP CHP | 3 | T |  | N | [17 empty] | N | Y |  | Y |  |  |  | DFO
14932 | US Operating Services Company | 50888 | Northampton Generating Company LP | PA | Northampton | GEN1 | ST | OP | 114.1 | 112 | 112 |  | 8 | 1995 | WC | TDF | WDS | PC |  |  | Y | Y |  | W |  | Y | IPP CHP | 3 | T |  | N | [17 empty] | N |  | Y |  |  |  |  | WO
14932 | US Operating Services Company | 50974 | Scrubgrass Generating Company LP | PA | Venango | GEN1 | ST | OP | 94.7 | 84.3 | 84.8 |  | 6 | 1993 | WC | SUB | BIT |  |  |  | N | Y |  | J |  | N | IPP Non-CHP | 2 |  |  | N | [17 empty] | N |  | Y |  |  |  |  | DFO
14932 | US Operating Services Company | 50976 | Indiantown Cogeneration LP | FL | Martin | GEN1 | ST | OP | 395.4 | 330 | 330 |  | 12 | 1995 | BIT | NG | WO |  |  |  | N | Y |  | W |  | Y | IPP CHP | 3 | T |  | N | [17 empty] | N | Y | [5 empty] | NG
14952 | ConocoPhillips | 50388 | Phillips 66 Carbon Plant | CA | Contra Costa | GEN1 | ST | OP | 27.3 | 17 | 17 |  | 12 | 1983 | WH | NG | PC | OTH |  |  | N | Y |  | S |  | Y | Industrial CHP | 7 | B | N | Y | [12 empty] | Y | 4 | 2013 |  |  | N |  |  | Y | N |  | N | NG
14989 | Freeport McMoRan Inc | 54734 | Freeport McMoRan | NM | Grant | 1 | IC | SB | 3 | 2.9 | 2.9 |  | 12 | 1967 | BIT BIT: NG; WDS WDS: DFO; N N: Y; N N: Y | Y | S |  | N | Industrial Non-CHP | 6 |  | N | N
14989 | Freeport McMoRan Inc | 54734 | Freeport McMoRan | NM | Grant | 10 | IC | OS | 3 | 2.9 | 2.9 |  | 2 | 1971 | BIT BIT: NG; WDS WDS: DFO; N N: Y; N N: N | N | S |  | N | Industrial Non-CHP | 6 |  | N | N
14989 | Freeport McMoRan Inc | 54734 | Freeport McMoRan | NM | Grant | 11 | IC | SB | 3 | 2.9 | 2.9 |  | 2 | 1971 | BIT BIT: NG; WDS WDS: DFO; N N: Y; N N: Y | Y | S |  | N | Industrial Non-CHP | 6 |  | N | N
14989 | Freeport McMoRan Inc | 54734 | Freeport McMoRan | NM | Grant | 12 | IC | SB | 3 | 2.9 | 2.9 |  | 7 | 1972 | BIT BIT: NG; WDS WDS: DFO; N N: Y; N N: Y | Y | S |  | N | Industrial Non-CHP | 6 |  | N | N
14989 | Freeport McMoRan Inc | 54734 | Freeport McMoRan | NM | Grant | 13 | IC | SB | 3 | 2.9 | 2.9 |  | 7 | 1972 | BIT BIT: NG; WDS WDS: DFO; N N: Y; N N: Y | Y | S |  | N | Industrial Non-CHP | 6 |  | N | N
14989 | Freeport McMoRan Inc | 54734 | Freeport McMoRan | NM | Grant | 14 | IC | SB | 3 | 2.9 | 2.9 |  | 7 | 1972 | BIT BIT: NG; WDS WDS: DFO; N N: Y; N N: Y | Y | S |  | N | Industrial Non-CHP | 6 |  | N | N
14989 | Freeport McMoRan Inc | 54734 | Freeport McMoRan | NM | Grant | 15 | IC | SB | 3.1 | 2.9 | 2.9 |  | 8 | 1972 | BIT BIT: NG; WDS WDS: DFO; N N: Y; N N: Y | Y | S |  | N | Industrial Non-CHP | 6 |  | N | N
14989 | Freeport McMoRan Inc | 54734 | Freeport McMoRan | NM | Grant | 2 | IC | OS | 3 | 2.9 | 2.9 |  | 12 | 1967 | BIT BIT: NG; WDS WDS: DFO; N N: Y; N N: Y | Y | S |  | N | Industrial Non-CHP | 6 |  | N | N
14989 | Freeport McMoRan Inc | 54734 | Freeport McMoRan | NM | Grant | 3 | IC | SB | 3.1 | 2.9 | 2.9 |  | 12 | 1967 | BIT BIT: NG; WDS WDS: DFO; N N: Y; N N: Y | Y | S |  | N | Industrial Non-CHP | 6 |  | N | N
14989 | Freeport McMoRan Inc | 54734 | Freeport McMoRan | NM | Grant | 4 | IC | SB | 3.1 | 2.9 | 2.9 |  | 12 | 1967 | BIT BIT: NG; WDS WDS: DFO; N N: Y; N N: Y | Y | S |  | N | Industrial Non-CHP | 6 |  | N | N
14989 | Freeport McMoRan Inc | 54734 | Freeport McMoRan | NM | Grant | 5 | IC | OS | 3 | 2.9 | 2.9 |  | 12 | 1967 | BIT BIT: NG; WDS WDS: DFO; N N: Y; N N: N | N | S |  | N | Industrial Non-CHP | 6 |  | N | N
14989 | Freeport McMoRan Inc | 54734 | Freeport McMoRan | NM | Grant | 6 | IC | OS | 3 | 2.9 | 2.9 |  | 12 | 1967 | BIT BIT: NG; WDS WDS: DFO; N N: Y; N N: N | N | S |  | N | Industrial Non-CHP | 6 |  | N | N
14989 | Freeport McMoRan Inc | 54734 | Freeport McMoRan | NM | Grant | 7 | IC | SB | 3.1 | 2.9 | 2.9 |  | 12 | 1967 | BIT BIT: NG; WDS WDS: DFO; N N: Y; N N: Y | Y | S |  | N | Industrial Non-CHP | 6 |  | N | N | [17 empty] | N
14989 | Freeport McMoRan Inc | 54734 | Freeport McMoRan | NM | Grant | 8 | IC | SB | 3 | 2.9 | 2.9 |  | 12 | 1967 | BIT BIT: NG; WDS WDS: DFO; N N: Y; N N: Y | Y | S |  | N | Industrial Non-CHP | 6 |  | N | N | [17 empty] | N
14989 | Freeport McMoRan Inc | 54734 | Freeport McMoRan | NM | Grant | 9 | IC | OS | 3 | 2.9 | 2.9 |  | 2 | 1971 | BIT BIT: NG; WDS WDS: DFO; N N: Y; N N: N | Y | S |  | N | Industrial Non-CHP | 6 |  | N | N | [17 empty] | N
14995 | Pinetree Power Fitchburg Inc | 54620 | Pinetree Power Fitchburg | MA | Worcester | NO-1 | ST | OP | 18 | 16 | 16 |  | 8 | 1992 | WDS | LFG | OBS |  |  |  | Y | Y |  | W |  | N | IPP Non-CHP | 2 |  | N | N | [17 empty] | N | [6 empty] | NG
15043 | City of Piggott - (AR) | 193 | Municipal Light | AR | Clay | 1 | IC | OP | 2 | 2 | 2 |  | 10 | 1963 | BIT BIT: DFO; WDS WDS: NG; N N: N; N N: Y |  | S |  | N | Electric Utility | 1 |  | N | N
15043 | City of Piggott - (AR) | 193 | Municipal Light | AR | Clay | 2 | IC | OP | 0.6 | 0.6 | 0.6 |  | 4 | 1952 | BIT BIT: DFO; WDS WDS: NG; N N: N; N N: Y |  | S |  | N | Electric Utility | 1 |  | N | N
15043 | City of Piggott - (AR) | 193 | Municipal Light | AR | Clay | 4 | IC | OP | 2.2 | 2.2 | 2.2 |  | 3 | 1976 | BIT BIT: DFO; N N: N; N N: Y |  | S |  | N | Electric Utility | 1 |  | N | N
15043 | City of Piggott - (AR) | 193 | Municipal Light | AR | Clay | 6 | IC | OP | 1.3 | 1.3 | 1.3 |  | 3 | 1959 | BIT BIT: DFO; WDS WDS: NG; N N: N; N N: Y |  | S |  | N | Electric Utility | 1 |  | N | N
15043 | City of Piggott - (AR) | 193 | Municipal Light | AR | Clay | 7 | IC | OP | 1.1 | 1.1 | 1.1 |  | 1 | 1955 | BIT BIT: DFO; WDS WDS: NG; N N: N; N N: Y |  | S |  | N | Electric Utility | 1 |  | N | N
15064 | Pinetree Power Inc | 50208 | Pinetree Power | NH | GRAFTON | GEN1 | ST | OP | 17.5 | 15 | 15 |  | 12 | 1986 | BIT BIT: WDS; N N: N; N N: Y | Y | W |  | N | IPP Non-CHP | 2 |  | N | N | [17 empty] | N
15085 | Pinetree Power Tamworth Inc | 50739 | Pinetree Power Tamworth | NH | Carroll | GEN1 | ST | OP | 25 | 20 | 20 |  | 12 | 1987 | BIT BIT: WDS; N N: N; N N: Y |  | S |  | N | IPP Non-CHP | 2 |  | N | N | [17 empty] | N
15090 | PIMA County Wastewater Manage | 55257 | Ina Road Water Pollution Control Fac | AZ | PIMA | 1 | IC | OP | 0.6 | 0.6 | 0.6 |  | 7 | 1977 | NG | OBG | OG | PG |  |  | Y | N |  | S |  | Y | Commercial CHP | 5 | T |  | Y | [15 empty] | 6 | 2013 | N
15090 | PIMA County Wastewater Manage | 55257 | Ina Road Water Pollution Control Fac | AZ | PIMA | 2 | IC | OP | 0.6 | 0.6 | 0.6 |  | 7 | 1977 | NG | OBG | OG | PG |  |  | Y | N |  | S |  | Y | Commercial CHP | 5 | T |  | Y | [15 empty] | 6 | 2013 | N
15090 | PIMA County Wastewater Manage | 55257 | Ina Road Water Pollution Control Fac | AZ | PIMA | 3 | IC | OP | 0.6 | 0.6 | 0.6 |  | 7 | 1977 | NG | OBG | OG | PG |  |  | Y | N |  | S |  | Y | Commercial CHP | 5 | T |  | Y | [15 empty] | 6 | 2013 | N
15090 | PIMA County Wastewater Manage | 55257 | Ina Road Water Pollution Control Fac | AZ | PIMA | 4 | IC | OP | 0.6 | 0.6 | 0.6 |  | 7 | 1977 | NG | OBG | OG | PG |  |  | Y | N |  | S |  | Y | Commercial CHP | 5 | T |  | Y | [13 empty] | 4 | 2013 | 6 | 2013 | N
15090 | PIMA County Wastewater Manage | 55257 | Ina Road Water Pollution Control Fac | AZ | PIMA | 5 | IC | OP | 0.6 | 0.6 | 0.6 |  | 7 | 1977 | NG | OBG | OG | PG |  |  | Y | N |  | S |  | Y | Commercial CHP | 5 | T |  | Y | [15 empty] | 6 | 2013 | N
15090 | PIMA County Wastewater Manage | 55257 | Ina Road Water Pollution Control Fac | AZ | PIMA | 6 | IC | OP | 0.6 | 0.6 | 0.6 |  | 7 | 1977 | NG | OBG | OG | PG |  |  | Y | N |  | S |  | Y | Commercial CHP | 5 | T |  | Y | [15 empty] | 6 | 2013 | N
15090 | PIMA County Wastewater Manage | 55257 | Ina Road Water Pollution Control Fac | AZ | PIMA | 7 | IC | OP | 0.6 | 0.6 | 0.6 |  | 7 | 1977 | NG | OBG | OG | PG |  |  | Y | N |  | S |  | Y | Commercial CHP | 5 | T |  | Y | [15 empty] | 6 | 2013 | N
15095 | City of Piqua - (OH) | 2937 | Piqua Power Plant | OH | Miami | 11 | GT | OP | 16.3 | 16.5 | 16.5 |  | 12 | 1989 | BIT BIT: DFO; N N: N; N N: N |  | S |  | N | Electric Utility | 1 |  | N | N
15095 | City of Piqua - (OH) | 2937 | Piqua Power Plant | OH | Miami | 8 | GT | OP | 20 | 20 | 20 |  | 1 | 1972 | BIT BIT: DFO; N N: N; N N: N |  | S |  | N | Electric Utility | 1 |  | N | N
15112 | Plymouth Cogeneration LP | 54803 | Plymouth State College Cogeneration | NH | Grafton | A | IC | OP | 1.2 | 1.2 | 1.2 |  | 4 | 1994 | BIT BIT: DFO; N N: N; N N: Y | Y | S |  | Y | Commercial CHP | 5 | T |  | N | [17 empty] | N
15112 | Plymouth Cogeneration LP | 54803 | Plymouth State College Cogeneration | NH | Grafton | B | IC | OP | 1.6 | 1.6 | 1.6 |  | 8 | 2000 | BIT BIT: DFO; N N: N; N N: Y | Y | S |  | N | Commercial CHP | 5 |  |  | N | [17 empty] | N
15114 | Pittsfield Generating Company, LP | 50002 | Pittsfield Generating LP | MA | Berkshire | GEN1 | CT | OP | 40 | 35.2 | 44.1 |  | 7 | 1990 | BIT BIT: NG; WDS WDS: DFO; N N: Y; N N: Y |  | W |  | Y | IPP CHP | 3 | B |  | N | [17 empty] | N
15114 | Pittsfield Generating Company, LP | 50002 | Pittsfield Generating LP | MA | Berkshire | GEN2 | CT | OP | 40 | 35.2 | 44.1 |  | 7 | 1990 | BIT BIT: NG; WDS WDS: DFO; N N: Y; N N: Y |  | W |  | Y | IPP CHP | 3 | B |  | N | [17 empty] | N
15114 | Pittsfield Generating Company, LP | 50002 | Pittsfield Generating LP | MA | Berkshire | GEN3 | CT | OP | 40 | 35.2 | 44.1 |  | 7 | 1990 | BIT BIT: NG; WDS WDS: DFO; N N: Y; N N: Y |  | W |  | Y | IPP CHP | 3 | B |  | N | [17 empty] | N
15114 | Pittsfield Generating Company, LP | 50002 | Pittsfield Generating LP | MA | Berkshire | GEN4 | CA | OP | 53.4 | 48.7 | 54.1 |  | 7 | 1990 | BIT BIT: NG; N N: N; N N: Y |  | W |  | Y | IPP CHP | 3 | B | N | N | [17 empty] | N
15127 | Placer County Water Agency | 424 | French Meadows | CA | Placer | 1 | HY | OP | 15.3 | 17 | 16 |  | 10 | 1966 | BIT BIT: WAT; N N: N; N N: Y |  | S |  | N | Electric Utility | 1 |  | N | N
15127 | Placer County Water Agency | 425 | Middle Fork | CA | Placer | 1 | HY | OP | 61.2 | 61 | 61 |  | 10 | 1966 | BIT BIT: WAT; N N: N; N N: Y |  | S |  | N | Electric Utility | 1 |  | N | N
15127 | Placer County Water Agency | 425 | Middle Fork | CA | Placer | 2 | HY | OP | 54.9 | 61 | 61 |  | 10 | 1966 | BIT BIT: WAT; N N: N; N N: Y |  | S |  | N | Electric Utility | 1 |  | N | N
15127 | Placer County Water Agency | 426 | Oxbow | CA | Placer | 1 | HY | OP | 6.1 | 6 | 6 |  | 10 | 1966 | BIT BIT: WAT; N N: N; N N: Y |  | S |  | N | Electric Utility | 1 |  | N | N
15127 | Placer County Water Agency | 427 | Ralston | CA | Placer | 1 | HY | OP | 79.2 | 86.3 | 86.3 |  | 10 | 1966 | BIT BIT: WAT; N N: N; N N: Y |  | S |  | N | Electric Utility | 1 |  | N | N
15132 | City of Plainview - (NE) | 2297 | Plainview Muncipal Power | NE | Pierce | 1 | IC | OP | 1.1 | 1.1 | 1.1 |  | 1 | 1949 | BIT BIT: DFO; N N: N; N N: Y | Y | S |  | N | Electric Utility | 1 |  | N | N
15132 | City of Plainview - (NE) | 2297 | Plainview Muncipal Power | NE | Pierce | 3 | IC | OP | 0.9 | 0.9 | 0.9 |  | 1 | 1958 | BIT BIT: DFO; N N: N; N N: Y | Y | S |  | N | Electric Utility | 1 |  | N | N
15132 | City of Plainview - (NE) | 2297 | Plainview Muncipal Power | NE | Pierce | 4 | IC | OP | 1.2 | 1.2 | 1.2 |  | 1 | 1963 | BIT BIT: DFO; N N: N; N N: Y | Y | S |  | N | Electric Utility | 1 |  | N | N
15132 | City of Plainview - (NE) | 2297 | Plainview Muncipal Power | NE | Pierce | 5 | IC | OP | 1.8 | 1.8 | 1.8 |  | 6 | 1999 | BIT BIT: DFO; N N: N; N N: Y |  | S |  | N | Electric Utility | 1 |  | N | N
15142 | Plains End Operating Services LLC | 55650 | Plains End | CO | Jefferson | GE10 | IC | OP | 5.7 | 5.7 | 5.7 |  | 5 | 2002 | BIT BIT: NG; N N: N; N N: Y |  | W |  | N | IPP Non-CHP | 2 |  | N | N | [17 empty] | N
15142 | Plains End Operating Services LLC | 55650 | Plains End | CO | Jefferson | GE11 | IC | OP | 5.7 | 5.7 | 5.7 |  | 5 | 2002 | BIT BIT: NG; N N: N; N N: Y |  | W |  | N | IPP Non-CHP | 2 |  | N | N | [17 empty] | N
15142 | Plains End Operating Services LLC | 55650 | Plains End | CO | Jefferson | GE12 | IC | OP | 5.7 | 5.7 | 5.7 |  | 5 | 2002 | BIT BIT: NG; N N: N; N N: Y |  | W |  | N | IPP Non-CHP | 2 |  | N | N | [17 empty] | N
15142 | Plains End Operating Services LLC | 55650 | Plains End | CO | Jefferson | GE13 | IC | OP | 5.7 | 5.7 | 5.7 |  | 5 | 2002 | BIT BIT: NG; N N: N; N N: Y |  | W |  | N | IPP Non-CHP | 2 |  | N | N | [17 empty] | N
15142 | Plains End Operating Services LLC | 55650 | Plains End | CO | Jefferson | GE14 | IC | OP | 5.7 | 5.7 | 5.7 |  | 5 | 2002 | BIT BIT: NG; N N: N; N N: Y |  | W |  | N | IPP Non-CHP | 2 |  | N | N | [17 empty] | N
15142 | Plains End Operating Services LLC | 55650 | Plains End | CO | Jefferson | GE15 | IC | OP | 5.7 | 5.7 | 5.7 |  | 5 | 2002 | BIT BIT: NG; N N: N; N N: Y |  | W |  | N | IPP Non-CHP | 2 |  | N | N | [17 empty] | N
15142 | Plains End Operating Services LLC | 55650 | Plains End | CO | Jefferson | GE16 | IC | OP | 5.7 | 5.7 | 5.7 |  | 5 | 2002 | BIT BIT: NG; N N: N; N N: Y |  | W |  | N | IPP Non-CHP | 2 |  | N | N | [17 empty] | N
15142 | Plains End Operating Services LLC | 55650 | Plains End | CO | Jefferson | GE17 | IC | OP | 5.7 | 5.7 | 5.7 |  | 5 | 2002 | BIT BIT: NG; N N: N; N N: Y |  | W |  | N | IPP Non-CHP | 2 |  | N | N | [17 empty] | N
15142 | Plains End Operating Services LLC | 55650 | Plains End | CO | Jefferson | GE18 | IC | OP | 5.7 | 5.7 | 5.7 |  | 5 | 2002 | BIT BIT: NG; N N: N; N N: Y |  | W |  | N | IPP Non-CHP | 2 |  | N | N | [17 empty] | N
15142 | Plains End Operating Services LLC | 55650 | Plains End | CO | Jefferson | GE19 | IC | OP | 5.7 | 5.7 | 5.7 |  | 5 | 2002 | BIT BIT: NG; N N: N; N N: Y |  | W |  | N | IPP Non-CHP | 2 |  | N | N | [17 empty] | N
15142 | Plains End Operating Services LLC | 55650 | Plains End | CO | Jefferson | GE20 | IC | OP | 5.7 | 5.7 | 5.7 |  | 5 | 2002 | BIT BIT: NG; N N: N; N N: Y |  | W |  | N | IPP Non-CHP | 2 |  | N | N | [17 empty] | N
15142 | Plains End Operating Services LLC | 55650 | Plains End | CO | Jefferson | GEN1 | IC | OP | 5.7 | 5.7 | 5.7 |  | 5 | 2002 | BIT BIT: NG; N N: N; N N: Y |  | W |  | N | IPP Non-CHP | 2 |  | N | N | [17 empty] | N
15142 | Plains End Operating Services LLC | 55650 | Plains End | CO | Jefferson | GEN2 | IC | OP | 5.7 | 5.7 | 5.7 |  | 5 | 2002 | BIT BIT: NG; N N: N; N N: Y |  | W |  | N | IPP Non-CHP | 2 |  | N | N | [17 empty] | N
15142 | Plains End Operating Services LLC | 55650 | Plains End | CO | Jefferson | GEN3 | IC | OP | 5.7 | 5.7 | 5.7 |  | 5 | 2002 | BIT BIT: NG; N N: N; N N: Y |  | W |  | N | IPP Non-CHP | 2 |  | N | N | [17 empty] | N
15142 | Plains End Operating Services LLC | 55650 | Plains End | CO | Jefferson | GEN4 | IC | OP | 5.7 | 5.7 | 5.7 |  | 5 | 2002 | BIT BIT: NG; N N: N; N N: Y |  | W |  | N | IPP Non-CHP | 2 |  | N | N | [17 empty] | N
15142 | Plains End Operating Services LLC | 55650 | Plains End | CO | Jefferson | GEN5 | IC | OP | 5.7 | 5.7 | 5.7 |  | 5 | 2002 | BIT BIT: NG; N N: N; N N: Y |  | W |  | N | IPP Non-CHP | 2 |  | N | N | [17 empty] | N
15142 | Plains End Operating Services LLC | 55650 | Plains End | CO | Jefferson | GEN6 | IC | OP | 5.7 | 5.7 | 5.7 |  | 5 | 2002 | BIT BIT: NG; N N: N; N N: Y |  | W |  | N | IPP Non-CHP | 2 |  | N | N | [17 empty] | N
15142 | Plains End Operating Services LLC | 55650 | Plains End | CO | Jefferson | GEN7 | IC | OP | 5.7 | 5.7 | 5.7 |  | 5 | 2002 | BIT BIT: NG; N N: N; N N: Y |  | W |  | N | IPP Non-CHP | 2 |  | N | N | [17 empty] | N
15142 | Plains End Operating Services LLC | 55650 | Plains End | CO | Jefferson | GEN8 | IC | OP | 5.7 | 5.7 | 5.7 |  | 5 | 2002 | BIT BIT: NG; N N: N; N N: Y |  | W |  | N | IPP Non-CHP | 2 |  | N | N | [17 empty] | N
15142 | Plains End Operating Services LLC | 55650 | Plains End | CO | Jefferson | GEN9 | IC | OP | 5.7 | 5.7 | 5.7 |  | 5 | 2002 | BIT BIT: NG; N N: N; N N: Y |  | W |  | N | IPP Non-CHP | 2 |  | N | N | [17 empty] | N
15142 | Plains End Operating Services LLC | 56516 | Plains End II LLC | CO | Jefferson | 2G01 | IC | OP | 8.4 | 8.3 | 8.3 |  | 5 | 2008 | BIT BIT: NG; N N: N; N N: Y |  | W |  | N | IPP Non-CHP | 2 |  | N | N | [17 empty] | N
15142 | Plains End Operating Services LLC | 56516 | Plains End II LLC | CO | Jefferson | 2G02 | IC | OP | 8.4 | 8.3 | 8.3 |  | 5 | 2008 | BIT BIT: NG; N N: N; N N: Y |  | W |  | N | IPP Non-CHP | 2 |  | N | N | [17 empty] | N
15142 | Plains End Operating Services LLC | 56516 | Plains End II LLC | CO | Jefferson | 2G03 | IC | OP | 8.4 | 8.3 | 8.3 |  | 5 | 2008 | BIT BIT: NG; N N: N; N N: Y |  | W |  | N | IPP Non-CHP | 2 |  | N | N | [17 empty] | N
15142 | Plains End Operating Services LLC | 56516 | Plains End II LLC | CO | Jefferson | 2G04 | IC | OP | 8.4 | 8.3 | 8.3 |  | 5 | 2008 | BIT BIT: NG; N N: N; N N: Y |  | W |  | N | IPP Non-CHP | 2 |  | N | N | [17 empty] | N
15142 | Plains End Operating Services LLC | 56516 | Plains End II LLC | CO | Jefferson | 2G05 | IC | OP | 8.4 | 8.3 | 8.3 |  | 5 | 2008 | BIT BIT: NG; N N: N; N N: Y |  | W |  | N | IPP Non-CHP | 2 |  | N | N | [17 empty] | N
15142 | Plains End Operating Services LLC | 56516 | Plains End II LLC | CO | Jefferson | 2G06 | IC | OP | 8.4 | 8.3 | 8.3 |  | 5 | 2008 | BIT BIT: NG; N N: N; N N: Y |  | W |  | N | IPP Non-CHP | 2 |  | N | N | [17 empty] | N
15142 | Plains End Operating Services LLC | 56516 | Plains End II LLC | CO | Jefferson | 2G07 | IC | OP | 8.4 | 8.3 | 8.3 |  | 5 | 2008 | BIT BIT: NG; N N: N; N N: Y |  | W |  | N | IPP Non-CHP | 2 |  | N | N | [17 empty] | N
15142 | Plains End Operating Services LLC | 56516 | Plains End II LLC | CO | Jefferson | 2G08 | IC | OP | 8.4 | 8.3 | 8.3 |  | 5 | 2008 | BIT BIT: NG; N N: N; N N: Y |  | W |  | N | IPP Non-CHP | 2 |  | N | N | [17 empty] | N
15142 | Plains End Operating Services LLC | 56516 | Plains End II LLC | CO | Jefferson | 2G09 | IC | OP | 8.4 | 8.3 | 8.3 |  | 5 | 2008 | BIT BIT: NG; N N: N; N N: Y |  | W |  | N | IPP Non-CHP | 2 |  | N | N | [17 empty] | N
15142 | Plains End Operating Services LLC | 56516 | Plains End II LLC | CO | Jefferson | 2G10 | IC | OP | 8.4 | 8.3 | 8.3 |  | 5 | 2008 | BIT BIT: NG; N N: N; N N: Y |  | W |  | N | IPP Non-CHP | 2 |  | N | N | [17 empty] | N
15142 | Plains End Operating Services LLC | 56516 | Plains End II LLC | CO | Jefferson | 2G11 | IC | OP | 8.4 | 8.3 | 8.3 |  | 5 | 2008 | BIT BIT: NG; N N: N; N N: Y |  | W |  | N | IPP Non-CHP | 2 |  | N | N | [17 empty] | N
15142 | Plains End Operating Services LLC | 56516 | Plains End II LLC | CO | Jefferson | 2G12 | IC | OP | 8.4 | 8.3 | 8.3 |  | 5 | 2008 | BIT BIT: NG; N N: N; N N: Y |  | W |  | N | IPP Non-CHP | 2 |  | N | N | [17 empty] | N
15142 | Plains End Operating Services LLC | 56516 | Plains End II LLC | CO | Jefferson | 2G13 | IC | OP | 8.4 | 8.3 | 8.3 |  | 5 | 2008 | BIT BIT: NG; N N: N; N N: Y |  | W |  | N | IPP Non-CHP | 2 |  | N | N | [17 empty] | N
15142 | Plains End Operating Services LLC | 56516 | Plains End II LLC | CO | Jefferson | 2G14 | IC | OP | 8.4 | 8.3 | 8.3 |  | 5 | 2008 | BIT BIT: NG; N N: N; N N: Y |  | W |  | N | IPP Non-CHP | 2 |  | N | N | [17 empty] | N
15143 | Platte River Power Authority | 692 | Medicine Bow | WY | Carbon | 10 | WT | OP | 0.7 | 0.7 | 0.7 |  | 7 | 2000 | BIT BIT: WND; N N: N; N N: Y |  | S | 1 | N | Electric Utility | 1 |  | N | N | [17 empty] | N
15143 | Platte River Power Authority | 692 | Medicine Bow | WY | Carbon | 11 | WT | OP | 0.7 | 0.7 | 0.7 |  | 7 | 2000 | BIT BIT: WND; N N: N; N N: Y |  | S | 1 | N | Electric Utility | 1 |  | N | N | [17 empty] | N
15143 | Platte River Power Authority | 692 | Medicine Bow | WY | Carbon | 1A | WT | OP | 0.6 | 0.6 | 0.6 |  | 4 | 1998 | BIT BIT: WND; N N: N; N N: Y |  | S | 1 | N | Electric Utility | 1 |  | N | N | [17 empty] | N
15143 | Platte River Power Authority | 692 | Medicine Bow | WY | Carbon | 2A | WT | OP | 0.6 | 0.6 | 0.6 |  | 4 | 1998 | BIT BIT: WND; N N: N; N N: Y |  | S | 1 | N | Electric Utility | 1 |  | N | N | [17 empty] | N
15143 | Platte River Power Authority | 692 | Medicine Bow | WY | Carbon | 5 | WT | OP | 0.7 | 0.7 | 0.7 |  | 10 | 1999 | BIT BIT: WND; N N: N; N N: Y |  | S | 1 | N | Electric Utility | 1 |  | N | N | [17 empty] | N
15143 | Platte River Power Authority | 692 | Medicine Bow | WY | Carbon | 6 | WT | OP | 0.7 | 0.7 | 0.7 |  | 10 | 1999 | BIT BIT: WND; N N: N; N N: Y |  | S | 1 | N | Electric Utility | 1 |  | N | N | [17 empty] | N
15143 | Platte River Power Authority | 692 | Medicine Bow | WY | Carbon | 7 | WT | OP | 0.7 | 0.7 | 0.7 |  | 10 | 1999 | BIT BIT: WND; N N: N; N N: Y |  | S | 1 | N | Electric Utility | 1 |  | N | N | [17 empty] | N
15143 | Platte River Power Authority | 692 | Medicine Bow | WY | Carbon | 8 | WT | OP | 0.7 | 0.7 | 0.7 |  | 10 | 1999 | BIT BIT: WND; N N: N; N N: Y |  | S | 1 | N | Electric Utility | 1 |  | N | N | [17 empty] | N
15143 | Platte River Power Authority | 692 | Medicine Bow | WY | Carbon | 9 | WT | OP | 0.7 | 0.7 | 0.7 |  | 10 | 1999 | BIT BIT: WND; N N: N; N N: Y |  | S | 1 | N | Electric Utility | 1 |  | N | N | [17 empty] | N
15143 | Platte River Power Authority | 6761 | Rawhide | CO | Larimer | 1 | ST | OP | 293.6 | 278 | 280 |  | 4 | 1984 | BIT BIT: SUB; N N: N; N N: Y |  | S | 1 | N | Electric Utility | 1 |  |  | N | [17 empty] | N | Y |  | Y |  |  |  | DFO
15143 | Platte River Power Authority | 6761 | Rawhide | CO | Larimer | A | GT | OP | 89.3 | 65 | 65 |  | 6 | 2002 | BIT BIT: NG; N N: N; N N: Y |  | S |  | N | Electric Utility | 1 |  | N | N | [17 empty] | N
15143 | Platte River Power Authority | 6761 | Rawhide | CO | Larimer | B | GT | OP | 89.3 | 65 | 65 |  | 8 | 2002 | BIT BIT: NG; N N: N; N N: Y |  | S |  | N | Electric Utility | 1 |  | N | N | [17 empty] | N
15143 | Platte River Power Authority | 6761 | Rawhide | CO | Larimer | C | GT | OP | 89.3 | 65 | 65 |  | 9 | 2002 | BIT BIT: NG; N N: N; N N: Y |  | S |  | N | Electric Utility | 1 |  |  | N | [17 empty] | N
15143 | Platte River Power Authority | 6761 | Rawhide | CO | Larimer | D | GT | OP | 89.3 | 65 | 65 |  | 6 | 2004 | BIT BIT: NG; N N: N; N N: Y |  | S |  | N | Electric Utility | 1 |  |  | N | [17 empty] | N
15143 | Platte River Power Authority | 6761 | Rawhide | CO | Larimer | F | GT | OP | 149.6 | 128 | 128 |  | 6 | 2008 | BIT BIT: NG; N N: N; N N: Y |  | S |  | N | Electric Utility | 1 |  |  | N | [17 empty] | N
15147 | PSEG Fossil LLC | 2398 | Bergen Generating Station | NJ | Bergen | 1101 | CT | OP | 112.5 | 110.2 | 118.4 |  | 6 | 1995 | BIT BIT: NG; WDS WDS: DFO; N N: Y; N N: Y |  | S |  | N | IPP Non-CHP | 2 |  |  | N | [17 empty] | N
15147 | PSEG Fossil LLC | 2398 | Bergen Generating Station | NJ | Bergen | 1201 | CT | OP | 112.5 | 110.2 | 118.4 |  | 6 | 1995 | BIT BIT: NG; WDS WDS: DFO; N N: Y; N N: Y |  | S |  | N | IPP Non-CHP | 2 |  |  | N | [17 empty] | N
15147 | PSEG Fossil LLC | 2398 | Bergen Generating Station | NJ | Bergen | 1301 | CT | OP | 112.5 | 110.2 | 118.4 |  | 6 | 1995 | BIT BIT: NG; WDS WDS: DFO; N N: Y; N N: Y |  | S |  | N | IPP Non-CHP | 2 |  |  | N | [17 empty] | N
15147 | PSEG Fossil LLC | 2398 | Bergen Generating Station | NJ | Bergen | 1401 | CT | OP | 112.5 | 110.2 | 118.4 |  | 6 | 1995 | BIT BIT: NG; WDS WDS: DFO; N N: Y; N N: Y |  | S |  | N | IPP Non-CHP | 2 |  |  | N | [17 empty] | N
15147 | PSEG Fossil LLC | 2398 | Bergen Generating Station | NJ | Bergen | 1501 | CA | OP | 325.2 | 188.2 | 202.2 |  | 5 | 1959 | BIT BIT: NG; WDS WDS: DFO; N N: Y; N N: Y |  | S |  | N | IPP Non-CHP | 2 |  | N | N | [12 empty] | N |  |  |  |  | N
15147 | PSEG Fossil LLC | 2398 | Bergen Generating Station | NJ | Bergen | 2101 | CT | OP | 183.6 | 161.8 | 172.3 |  | 6 | 2002 | BIT BIT: NG; WDS WDS: DFO; N N: Y; N N: Y |  | S |  | N | IPP Non-CHP | 2 |  |  | N | [17 empty] | N
15147 | PSEG Fossil LLC | 2398 | Bergen Generating Station | NJ | Bergen | 2201 | CT | OP | 183.6 | 161.8 | 172.3 |  | 6 | 2002 | BIT BIT: NG; WDS WDS: DFO; N N: Y; N N: Y |  | S |  | N | IPP Non-CHP | 2 |  |  | N | [17 empty] | N
15147 | PSEG Fossil LLC | 2398 | Bergen Generating Station | NJ | Bergen | 2301 | CA | OP | 258.4 | 232.6 | 247.7 |  | 6 | 2002 | BIT BIT: NG; WDS WDS: DFO; N N: Y; N N: Y |  | S |  | N | IPP Non-CHP | 2 |  | Y | N | [17 empty] | N
15147 | PSEG Fossil LLC | 2398 | Bergen Generating Station | NJ | Bergen | 3 | GT | OP | 18.6 | 21.3 | 25.5 |  | 7 | 1967 | BIT BIT: NG; N N: N; N N: Y |  | S |  | N | IPP Non-CHP | 2 |  |  | Y | [15 empty] | 6 | 2015 | N
15147 | PSEG Fossil LLC | 2399 | PSEG Burlington Generating Station | NJ | Burlington | 111 | GT | OP | 41.8 | 47.8 | 55 |  | 6 | 1972 | BIT BIT: DFO; N N: N; N N: Y |  | S |  | N | IPP Non-CHP | 2 |  |  | Y | [15 empty] | 6 | 2015 | N
15147 | PSEG Fossil LLC | 2399 | PSEG Burlington Generating Station | NJ | Burlington | 112 | GT | OP | 41.8 | 46.4 | 54.8 |  | 6 | 1972 | BIT BIT: DFO; N N: N; N N: Y |  | S |  | N | IPP Non-CHP | 2 |  |  | Y | [15 empty] | 6 | 2015 | N
15147 | PSEG Fossil LLC | 2399 | PSEG Burlington Generating Station | NJ | Burlington | 113 | GT | OP | 41.8 | 46.1 | 54.9 |  | 6 | 1972 | BIT BIT: DFO; N N: N; N N: Y |  | S |  | N | IPP Non-CHP | 2 |  |  | Y | [15 empty] | 6 | 2015 | N
15147 | PSEG Fossil LLC | 2399 | PSEG Burlington Generating Station | NJ | Burlington | 114 | GT | OP | 41.8 | 42.2 | 54.8 |  | 6 | 1972 | BIT BIT: DFO; N N: N; N N: Y |  | S |  | N | IPP Non-CHP | 2 |  |  | Y | [15 empty] | 6 | 2015 | N
15147 | PSEG Fossil LLC | 2399 | PSEG Burlington Generating Station | NJ | Burlington | 121 | GT | OP | 60.5 | 42 | 54.5 |  | 6 | 2000 | BIT BIT: NG; WDS WDS: DFO; N N: Y; N N: Y |  | S |  | N | IPP Non-CHP | 2 |  |  | N | [17 empty] | N
15147 | PSEG Fossil LLC | 2399 | PSEG Burlington Generating Station | NJ | Burlington | 122 | GT | OP | 60.5 | 42.1 | 52.9 |  | 6 | 2000 | BIT BIT: NG; WDS WDS: DFO; N N: Y; N N: Y |  | S |  | N | IPP Non-CHP | 2 |  |  | N | [17 empty] | N
15147 | PSEG Fossil LLC | 2399 | PSEG Burlington Generating Station | NJ | Burlington | 123 | GT | OP | 60.5 | 43.6 | 52.5 |  | 6 | 2000 | BIT BIT: NG; WDS WDS: DFO; N N: Y; N N: Y |  | S |  | N | IPP Non-CHP | 2 |  |  | N | [17 empty] | N
15147 | PSEG Fossil LLC | 2399 | PSEG Burlington Generating Station | NJ | Burlington | 124 | GT | OP | 60.5 | 42.5 | 53.8 |  | 6 | 2000 | BIT BIT: NG; WDS WDS: DFO; N N: Y; N N: Y |  | S |  | N | IPP Non-CHP | 2 |  |  | N | [17 empty] | N
15147 | PSEG Fossil LLC | 2399 | PSEG Burlington Generating Station | NJ | Burlington | 8 | GT | OP | 18.5 | 22.7 | 25.5 |  | 6 | 1967 | BIT BIT: DFO; N N: N; N N: Y |  | S |  | N | IPP Non-CHP | 2 |  |  | Y | [12 empty] | N |  |  | 6 | 2015 | N
15147 | PSEG Fossil LLC | 2399 | PSEG Burlington Generating Station | NJ | Burlington | 91 | GT | OP | 41.8 | 46.6 | 57.5 |  | 5 | 1972 | BIT BIT: DFO; N N: N; N N: Y |  | S |  | N | IPP Non-CHP | 2 |  |  | Y | [15 empty] | 6 | 2014 | N
15147 | PSEG Fossil LLC | 2399 | PSEG Burlington Generating Station | NJ | Burlington | 92 | GT | OP | 41.8 | 47.3 | 55.8 |  | 5 | 1972 | BIT BIT: DFO; N N: N; N N: Y |  | S |  | N | IPP Non-CHP | 2 |  |  | Y | [15 empty] | 6 | 2014 | N
15147 | PSEG Fossil LLC | 2399 | PSEG Burlington Generating Station | NJ | Burlington | 93 | GT | OP | 41.8 | 46.8 | 56.8 |  | 5 | 1972 | BIT BIT: DFO; N N: N; N N: Y |  | S |  | N | IPP Non-CHP | 2 |  |  | Y | [15 empty] | 6 | 2014 | N
15147 | PSEG Fossil LLC | 2399 | PSEG Burlington Generating Station | NJ | Burlington | 94 | GT | OP | 41.8 | 46 | 55.8 |  | 5 | 1972 | BIT BIT: DFO; N N: N; N N: Y |  | S |  | N | IPP Non-CHP | 2 |  |  | Y | [15 empty] | 6 | 2014 | N
15147 | PSEG Fossil LLC | 2400 | PSEG Edison Generating Station | NJ | Middlesex | 11 | GT | OP | 41.8 | 43.7 | 52.1 |  | 5 | 1971 | BIT BIT: NG; WDS WDS: DFO; N N: Y; N N: Y |  | S |  | N | IPP Non-CHP | 2 |  |  | Y | [15 empty] | 6 | 2015 | N
15147 | PSEG Fossil LLC | 2400 | PSEG Edison Generating Station | NJ | Middlesex | 12 | GT | OP | 41.8 | 43.4 | 50.8 |  | 5 | 1971 | BIT BIT: NG; WDS WDS: DFO; N N: Y; N N: Y |  | S |  | N | IPP Non-CHP | 2 |  |  | Y | [15 empty] | 6 | 2015 | N
15147 | PSEG Fossil LLC | 2400 | PSEG Edison Generating Station | NJ | Middlesex | 13 | GT | OP | 41.8 | 43 | 51.7 |  | 5 | 1971 | BIT BIT: NG; WDS WDS: DFO; N N: Y; N N: Y |  | S |  | N | IPP Non-CHP | 2 |  |  | Y | [15 empty] | 6 | 2015 | N
15147 | PSEG Fossil LLC | 2400 | PSEG Edison Generating Station | NJ | Middlesex | 14 | GT | OP | 41.8 | 42.1 | 51.1 |  | 5 | 1971 | BIT BIT: NG; WDS WDS: DFO; N N: Y; N N: Y |  | S |  | N | IPP Non-CHP | 2 |  |  | Y | [15 empty] | 6 | 2015 | N
15147 | PSEG Fossil LLC | 2400 | PSEG Edison Generating Station | NJ | Middlesex | 21 | GT | OP | 41.8 | 43.1 | 51 |  | 6 | 1971 | BIT BIT: NG; WDS WDS: DFO; N N: Y; N N: Y |  | S |  | N | IPP Non-CHP | 2 |  |  | Y | [15 empty] | 6 | 2015 | N
15147 | PSEG Fossil LLC | 2400 | PSEG Edison Generating Station | NJ | Middlesex | 22 | GT | OP | 41.8 | 42.1 | 52 |  | 6 | 1971 | BIT BIT: NG; WDS WDS: DFO; N N: Y; N N: Y |  | S |  | N | IPP Non-CHP | 2 |  |  | Y | [15 empty] | 6 | 2015 | N
15147 | PSEG Fossil LLC | 2400 | PSEG Edison Generating Station | NJ | Middlesex | 23 | GT | OP | 41.8 | 43 | 50.9 |  | 6 | 1971 | BIT BIT: NG; WDS WDS: DFO; N N: Y; N N: Y |  | S |  | N | IPP Non-CHP | 2 |  |  | Y | [15 empty] | 6 | 2015 | N
15147 | PSEG Fossil LLC | 2400 | PSEG Edison Generating Station | NJ | Middlesex | 24 | GT | OP | 41.8 | 43 | 51.9 |  | 6 | 1971 | BIT BIT: NG; WDS WDS: DFO; N N: Y; N N: Y |  | S |  | N | IPP Non-CHP | 2 |  |  | Y | [15 empty] | 6 | 2015 | N
15147 | PSEG Fossil LLC | 2400 | PSEG Edison Generating Station | NJ | Middlesex | 31 | GT | OP | 41.8 | 43.4 | 50.6 |  | 6 | 1971 | BIT BIT: NG; WDS WDS: DFO; N N: Y; N N: Y |  | S |  | N | IPP Non-CHP | 2 |  |  | Y | [15 empty] | 6 | 2015 | N
15147 | PSEG Fossil LLC | 2400 | PSEG Edison Generating Station | NJ | Middlesex | 32 | GT | OP | 41.8 | 43.4 | 51.7 |  | 6 | 1971 | BIT BIT: NG; WDS WDS: DFO; N N: Y; N N: Y |  | S |  | N | IPP Non-CHP | 2 |  |  | Y | [15 empty] | 6 | 2015 | N
15147 | PSEG Fossil LLC | 2400 | PSEG Edison Generating Station | NJ | Middlesex | 33 | GT | OP | 41.8 | 43.8 | 51.1 |  | 6 | 1971 | BIT BIT: NG; WDS WDS: DFO; N N: Y; N N: Y |  | S |  | N | IPP Non-CHP | 2 |  |  | Y | [15 empty] | 6 | 2015 | N
15147 | PSEG Fossil LLC | 2400 | PSEG Edison Generating Station | NJ | Middlesex | 34 | GT | OP | 41.8 | 43.7 | 51.2 |  | 6 | 1971 | BIT BIT: NG; WDS WDS: DFO; N N: Y; N N: Y |  | S |  | N | IPP Non-CHP | 2 |  |  | Y | [15 empty] | 6 | 2015 | N
15147 | PSEG Fossil LLC | 2401 | PSEG Essex Generating Station | NJ | Essex | 101 | GT | OP | 41.8 | 42.4 | 52 |  | 6 | 1971 | BIT BIT: NG; WDS WDS: DFO; N N: Y; N N: Y |  | S |  | N | IPP Non-CHP | 2 |  |  | Y | [15 empty] | 6 | 2015 | N
15147 | PSEG Fossil LLC | 2401 | PSEG Essex Generating Station | NJ | Essex | 102 | GT | OP | 41.8 | 42.9 | 51.7 |  | 6 | 1971 | BIT BIT: NG; WDS WDS: DFO; N N: Y; N N: Y |  | S |  | N | IPP Non-CHP | 2 |  |  | Y | [15 empty] | 6 | 2015 | N
15147 | PSEG Fossil LLC | 2401 | PSEG Essex Generating Station | NJ | Essex | 103 | GT | OP | 41.8 | 42.5 | 51.7 |  | 6 | 1971 | BIT BIT: NG; WDS WDS: DFO; N N: Y; N N: Y |  | S |  | N | IPP Non-CHP | 2 |  |  | Y | [15 empty] | 6 | 2015 | N
15147 | PSEG Fossil LLC | 2401 | PSEG Essex Generating Station | NJ | Essex | 104 | GT | OP | 41.8 | 44.5 | 52.7 |  | 6 | 1971 | BIT BIT: NG; WDS WDS: DFO; N N: Y; N N: Y |  | S |  | N | IPP Non-CHP | 2 |  |  | Y | [15 empty] | 6 | 2015 | N
15147 | PSEG Fossil LLC | 2401 | PSEG Essex Generating Station | NJ | Essex | 111 | GT | OP | 41.8 | 46.9 | 54.1 |  | 12 | 1971 | BIT BIT: NG; WDS WDS: DFO; N N: Y; N N: Y |  | S |  | N | IPP Non-CHP | 2 |  |  | Y | [15 empty] | 6 | 2015 | N
15147 | PSEG Fossil LLC | 2401 | PSEG Essex Generating Station | NJ | Essex | 112 | GT | OP | 41.8 | 47.7 | 55.6 |  | 12 | 1971 | BIT BIT: NG; WDS WDS: DFO; N N: Y; N N: Y |  | S |  | N | IPP Non-CHP | 2 |  |  | Y | [15 empty] | 6 | 2015 | N
15147 | PSEG Fossil LLC | 2401 | PSEG Essex Generating Station | NJ | Essex | 113 | GT | OP | 41.8 | 46.7 | 54.2 |  | 12 | 1971 | BIT BIT: NG; WDS WDS: DFO; N N: Y; N N: Y |  | S |  | N | IPP Non-CHP | 2 |  |  | Y | [15 empty] | 6 | 2015 | N
15147 | PSEG Fossil LLC | 2401 | PSEG Essex Generating Station | NJ | Essex | 114 | GT | OP | 41.8 | 46.8 | 54.2 |  | 12 | 1971 | BIT BIT: NG; WDS WDS: DFO; N N: Y; N N: Y |  | S |  | N | IPP Non-CHP | 2 |  |  | Y | [15 empty] | 6 | 2015 | N
15147 | PSEG Fossil LLC | 2401 | PSEG Essex Generating Station | NJ | Essex | 121 | GT | OP | 41.8 | 46.1 | 55.8 |  | 6 | 1971 | BIT BIT: NG; WDS WDS: DFO; N N: Y; N N: Y |  | S |  | N | IPP Non-CHP | 2 |  |  | Y | [15 empty] | 5 | 2015 | N
15147 | PSEG Fossil LLC | 2401 | PSEG Essex Generating Station | NJ | Essex | 122 | GT | OP | 41.8 | 48.2 | 56 |  | 6 | 1971 | BIT BIT: NG; WDS WDS: DFO; N N: Y; N N: Y |  | S |  | N | IPP Non-CHP | 2 |  |  | Y | [15 empty] | 5 | 2015 | N
15147 | PSEG Fossil LLC | 2401 | PSEG Essex Generating Station | NJ | Essex | 123 | GT | OP | 41.8 | 46.2 | 56.8 |  | 6 | 1971 | BIT BIT: NG; WDS WDS: DFO; N N: Y; N N: Y |  | S |  | N | IPP Non-CHP | 2 |  |  | Y | [15 empty] | 5 | 2015 | N
15147 | PSEG Fossil LLC | 2401 | PSEG Essex Generating Station | NJ | Essex | 124 | GT | OP | 41.8 | 46.6 | 55.8 |  | 6 | 1971 | BIT BIT: NG; WDS WDS: DFO; N N: Y; N N: Y |  | S |  | N | IPP Non-CHP | 2 |  |  | Y | [15 empty] | 5 | 2015 | N
15147 | PSEG Fossil LLC | 2401 | PSEG Essex Generating Station | NJ | Essex | 9 | GT | OP | 93.6 | 81 | 91.1 |  | 7 | 1990 | BIT BIT: NG; WDS WDS: DFO; N N: Y; N N: Y |  | S |  | N | IPP Non-CHP | 2 |  |  | N | [17 empty] | N
15147 | PSEG Fossil LLC | 2403 | PSEG Hudson Generating Station | NJ | Hudson | 2 | ST | OP | 659.7 | 617.6 | 652 |  | 12 | 1968 | BIT BIT: BIT; WDS WDS: NG; N N: Y; N N: Y |  | S |  | N | IPP Non-CHP | 2 | [20 empty] | N | Y |  |  | Y | N
15147 | PSEG Fossil LLC | 2404 | PSEG Kearny Generating Station | NJ | Hudson | 131 | GT | OP | 60.5 | 48.5 |  |  | 6 | 2012 | BIT BIT: NG; N N: N; N N: Y |  | S |  | N | IPP Non-CHP | 2 | [20 empty] | N
15147 | PSEG Fossil LLC | 2404 | PSEG Kearny Generating Station | NJ | Hudson | 132 | GT | OP | 60.5 | 49.5 |  |  | 6 | 2012 | BIT BIT: NG; N N: N; N N: Y |  | S |  | N | IPP Non-CHP | 2 | [20 empty] | N
15147 | PSEG Fossil LLC | 2404 | PSEG Kearny Generating Station | NJ | Hudson | 133 | GT | OP | 60.5 | 48.4 |  |  | 6 | 2012 | BIT BIT: NG; N N: N; N N: Y |  | S |  | N | IPP Non-CHP | 2 | [20 empty] | N
15147 | PSEG Fossil LLC | 2404 | PSEG Kearny Generating Station | NJ | Hudson | 134 | GT | OP | 60.5 | 47.4 |  |  | 6 | 2012 | BIT BIT: NG; N N: N; N N: Y |  | S |  | N | IPP Non-CHP | 2 | [20 empty] | N | N
15147 | PSEG Fossil LLC | 2404 | PSEG Kearny Generating Station | NJ | Hudson | 141 | GT | OP | 60.5 | 44.6 |  |  | 6 | 2012 | BIT BIT: NG; N N: N; N N: Y |  | S |  | N | IPP Non-CHP | 2 | [20 empty] | N
15147 | PSEG Fossil LLC | 2404 | PSEG Kearny Generating Station | NJ | Hudson | 142 | GT | OP | 60.5 | 49.6 |  |  | 6 | 2012 | BIT BIT: NG; N N: N; N N: Y |  | S |  | N | IPP Non-CHP | 2 | [20 empty] | N
15147 | PSEG Fossil LLC | 2404 | PSEG Kearny Generating Station | NJ | Hudson | 9 | GT | OP | 18.5 | 21.9 | 26.1 |  | 5 | 1967 | BIT BIT: NG; N N: N; N N: Y |  | S |  | N | IPP Non-CHP | 2 |  |  | Y | [15 empty] | 6 | 2013 | N
15147 | PSEG Fossil LLC | 2404 | PSEG Kearny Generating Station | NJ | Hudson | N121 | GT | OP | 60.5 | 44.5 | 50 |  | 8 | 2001 | BIT BIT: NG; WDS WDS: KER; N N: Y; N N: Y |  | S |  | N | IPP Non-CHP | 2 |  |  | N | [17 empty] | N
15147 | PSEG Fossil LLC | 2404 | PSEG Kearny Generating Station | NJ | Hudson | N122 | GT | OP | 60.5 | 43.9 | 49.8 |  | 8 | 2001 | BIT BIT: NG; WDS WDS: KER; N N: Y; N N: Y |  | S |  | N | IPP Non-CHP | 2 |  |  | N | [17 empty] | N
15147 | PSEG Fossil LLC | 2404 | PSEG Kearny Generating Station | NJ | Hudson | N123 | GT | OP | 60.5 | 46.1 | 48.5 |  | 8 | 2001 | BIT BIT: NG; WDS WDS: KER; N N: Y; N N: Y |  | S |  | N | IPP Non-CHP | 2 |  |  | N | [17 empty] | N
15147 | PSEG Fossil LLC | 2404 | PSEG Kearny Generating Station | NJ | Hudson | N124 | GT | OP | 60.5 | 44.5 | 49.4 |  | 8 | 2001 | BIT BIT: NG; WDS WDS: KER; N N: Y; N N: Y |  | S |  | N | IPP Non-CHP | 2 |  |  | N | [17 empty] | N
15147 | PSEG Fossil LLC | 2406 | PSEG Linden Generating Station | NJ | Union | 1001 | CA | OP | 315 | 277.3 | 288.8 |  | 4 | 2006 | BIT BIT: NG; WDS WDS: KER; N N: Y; N N: Y |  | S |  | N | IPP Non-CHP | 2 |  | Y | N | [17 empty] | N
15147 | PSEG Fossil LLC | 2406 | PSEG Linden Generating Station | NJ | Union | 1101 | CT | OP | 181.4 | 171.4 | 178.5 |  | 4 | 2006 | BIT BIT: NG; WDS WDS: KER; N N: Y; N N: Y |  | S |  | N | IPP Non-CHP | 2 |  |  | N | [17 empty] | N
15147 | PSEG Fossil LLC | 2406 | PSEG Linden Generating Station | NJ | Union | 1201 | CT | OP | 181.4 | 171.4 | 178.5 |  | 4 | 2006 | BIT BIT: NG; WDS WDS: KER; N N: Y; N N: Y |  | S |  | N | IPP Non-CHP | 2 |  |  | N | [17 empty] | N
15147 | PSEG Fossil LLC | 2406 | PSEG Linden Generating Station | NJ | Union | 2001 | CA | OP | 315 | 276.4 | 291.1 |  | 4 | 2006 | BIT BIT: NG; WDS WDS: KER; N N: Y; N N: Y |  | S |  | N | IPP Non-CHP | 2 |  | Y | N | [17 empty] | N
15147 | PSEG Fossil LLC | 2406 | PSEG Linden Generating Station | NJ | Union | 2101 | CT | OP | 181.4 | 170.9 | 180 |  | 4 | 2006 | BIT BIT: NG; WDS WDS: KER; N N: Y; N N: Y |  | S |  | N | IPP Non-CHP | 2 |  |  | N | [17 empty] | N
15147 | PSEG Fossil LLC | 2406 | PSEG Linden Generating Station | NJ | Union | 2201 | CT | OP | 181.4 | 170.9 | 180 |  | 4 | 2006 | BIT BIT: NG; WDS WDS: KER; N N: Y; N N: Y |  | S |  | N | IPP Non-CHP | 2 |  |  | N | [17 empty] | N
15147 | PSEG Fossil LLC | 2406 | PSEG Linden Generating Station | NJ | Union | 3 | GT | SB | 18.5 | 21 | 24 |  | 7 | 1967 | BIT BIT: NG; N N: N; N N: Y | Y | S |  | N | IPP Non-CHP | 2 |  |  | Y | [15 empty] | 6 | 2015 | N
15147 | PSEG Fossil LLC | 2406 | PSEG Linden Generating Station | NJ | Union | 5 | GT | OP | 96.1 | 89.7 | 90 |  | 6 | 2000 | BIT BIT: NG; WDS WDS: KER; N N: Y; N N: Y |  | S |  | N | IPP Non-CHP | 2 |  |  | N | [17 empty] | N
15147 | PSEG Fossil LLC | 2406 | PSEG Linden Generating Station | NJ | Union | 6 | GT | OP | 96.1 | 90.7 | 90 |  | 6 | 2000 | BIT BIT: NG; WDS WDS: KER; N N: Y; N N: Y |  | S |  | N | IPP Non-CHP | 2 |  |  | N | [17 empty] | N
15147 | PSEG Fossil LLC | 2406 | PSEG Linden Generating Station | NJ | Union | 7 | GT | OP | 96.1 | 85.9 | 91.3 |  | 6 | 1995 | BIT BIT: NG; WDS WDS: KER; N N: Y; N N: Y |  | S |  | N | IPP Non-CHP | 2 |  |  | N | [12 empty] | N |  |  |  |  | N
15147 | PSEG Fossil LLC | 2406 | PSEG Linden Generating Station | NJ | Union | 8 | GT | OP | 96.1 | 83.8 | 89.6 |  | 6 | 1995 | BIT BIT: NG; WDS WDS: KER; N N: Y; N N: Y |  | S |  | N | IPP Non-CHP | 2 | [15 empty] | N |  |  |  |  | N
15147 | PSEG Fossil LLC | 2408 | PSEG Mercer Generating Station | NJ | Mercer | 1 | ST | OP | 326.4 | 319.7 | 334.1 |  | 12 | 1960 | BIT BIT: BIT; WDS WDS: NG; N N: Y; N N: Y |  | S |  | N | IPP Non-CHP | 2 |  |  | N | [17 empty] | N | Y |  | Y | N |  |  | NG
15147 | PSEG Fossil LLC | 2408 | PSEG Mercer Generating Station | NJ | Mercer | 2 | ST | OP | 326.4 | 320.3 | 330.4 |  | 6 | 1961 | BIT BIT: BIT; WDS WDS: NG; N N: Y; N N: Y |  | S |  | N | IPP Non-CHP | 2 |  |  | N | [17 empty] | N | Y |  | Y | N |  |  | NG
15147 | PSEG Fossil LLC | 2408 | PSEG Mercer Generating Station | NJ | Mercer | 3 | GT | OP | 115.2 | 115.7 | 143.2 |  | 11 | 1967 | BIT BIT: DFO; N N: N; N N: Y |  | S |  | N | IPP Non-CHP | 2 |  |  | Y | [15 empty] | 6 | 2015 | N
15147 | PSEG Fossil LLC | 2409 | PSEG National Park Generating Station | NJ | Gloucester | 1 | GT | OP | 18.5 | 21.1 | 25 |  | 6 | 1969 | BIT BIT: KER; N N: N; N N: Y |  | S |  | N | IPP Non-CHP | 2 |  |  | Y | [12 empty] | N |  |  | 6 | 2015 | N
15147 | PSEG Fossil LLC | 2411 | PSEG Sewaren Generating Station | NJ | Middlesex | 1 | ST | OP | 110.7 | 102.6 | 109.8 |  | 12 | 1948 | BIT BIT: NG; WDS WDS: RFO; N N: Y; N N: Y |  | S |  | N | IPP Non-CHP | 2 |  |  | N | [17 empty] | N | [6 empty] | NG
15147 | PSEG Fossil LLC | 2411 | PSEG Sewaren Generating Station | NJ | Middlesex | 2 | ST | OP | 107.5 | 119.1 | 114.3 |  | 11 | 1948 | BIT BIT: NG; WDS WDS: RFO; N N: Y; N N: Y |  | S |  | N | IPP Non-CHP | 2 |  |  | N | [17 empty] | N | [6 empty] | NG
15147 | PSEG Fossil LLC | 2411 | PSEG Sewaren Generating Station | NJ | Middlesex | 3 | ST | OP | 107.5 | 106.2 | 113.9 |  | 10 | 1949 | BIT BIT: NG; WDS WDS: RFO; N N: Y; N N: Y |  | S |  | N | IPP Non-CHP | 2 |  |  | N | [17 empty] | N | [6 empty] | NG
15147 | PSEG Fossil LLC | 2411 | PSEG Sewaren Generating Station | NJ | Middlesex | 4 | ST | OP | 126.5 | 123.6 | 127.8 |  | 7 | 1951 | BIT BIT: NG; WDS WDS: RFO; N N: Y; N N: Y |  | S |  | N | IPP Non-CHP | 2 |  |  | N | [17 empty] | N | [6 empty] | NG
15147 | PSEG Fossil LLC | 2411 | PSEG Sewaren Generating Station | NJ | Middlesex | 6 | GT | OP | 115.2 | 107.6 | 150.9 |  | 11 | 1965 | BIT BIT: KER; N N: N; N N: Y |  | S |  | N | IPP Non-CHP | 2 |  |  | Y | [15 empty] | 6 | 2015 | N
15173 | Placid Refining Co LLC | 50389 | Port Allen | LA | West Baton Rouge | GEN1 | GT | OP | 3.8 | 3 | 2.7 |  | 5 | 1990 | [9 empty] | S | 1 | Y | Industrial CHP | 7 | T | N | N | [12 empty] | N |  |  |  |  | N | [6 empty] | NG | bar: BIT BIT; N N to N N
15173 | Placid Refining Co LLC | 50389 | Port Allen | LA | West Baton Rouge | GEN2 | GT | OP | 3.8 | 2.7 | 2.9 |  | 5 | 1990 | [9 empty] | S | 1 | Y | Industrial CHP | 7 | T | N | N | [12 empty] | N |  |  |  |  | N | [6 empty] | NG | bar: BIT BIT; N N to N N
15174 | Plains Exploration and Production Co. | 50623 | Gaviota Oil Plant | CA | Santa Barbara | GENA | GT | OS | 3.5 | 3 | 3.4 |  | 12 | 1987 | BIT BIT: NG; N N: N; N N: Y |  | J |  | Y | Industrial CHP | 7 | T | N | N | [17 empty] | N
15174 | Plains Exploration and Production Co. | 50623 | Gaviota Oil Plant | CA | Santa Barbara | GENB | GT | OP | 3.5 | 3 | 3.4 |  | 12 | 1987 | BIT BIT: NG; N N: N; N N: Y |  | J |  | Y | Industrial CHP | 7 | T | N | N | [17 empty] | N
15174 | Plains Exploration and Production Co. | 50623 | Gaviota Oil Plant | CA | Santa Barbara | GENC | GT | OP | 3.5 | 3 | 3.4 |  | 12 | 1987 | BIT BIT: NG; N N: N; N N: Y |  | J |  | Y | Industrial CHP | 7 | T | N | N | [17 empty] | N
15174 | Plains Exploration and Production Co. | 50623 | Gaviota Oil Plant | CA | Santa Barbara | GEND | GT | OP | 3.5 | 3 | 3.4 |  | 12 | 1987 | BIT BIT: NG; N N: N; N N: Y |  | J |  | Y | Industrial CHP | 7 | T | N | N | [17 empty] | N
15180 | City of Pocahontas - (IA) | 56517 | West Diesel Generation Unit | IA | POCAHONTAS | East | IC | SB | 2 | 1.9 | 1.9 |  | 6 | 2006 | BIT BIT: DFO; N N: N; N N: Y | Y | S |  | N | Electric Utility | 1 |  |  | N | [17 empty] | N | [5 empty] | N
15180 | City of Pocahontas - (IA) | 56517 | West Diesel Generation Unit | IA | POCAHONTAS | West | IC | SB | 2 | 1.9 | 1.9 |  | 6 | 2006 | BIT BIT: DFO; N N: N; N N: Y | Y | S |  | N | Electric Utility | 1 |  |  | N | [17 empty] | N | [5 empty] | N
15213 | Pontook Operating LP | 50741 | Pontook Hydro Facility | NH | Coos | GEN1 | HY | OP | 3.5 | 3.5 | 3.5 |  | 12 | 1986 | BIT BIT: WAT; N N: N; N N: Y |  | S |  | N | IPP Non-CHP | 2 |  | N | N | [17 empty] | N
15213 | Pontook Operating LP | 50741 | Pontook Hydro Facility | NH | Coos | GEN2 | HY | OP | 3.5 | 3.5 | 3.5 |  | 12 | 1986 | BIT BIT: WAT; N N: N; N N: Y |  | S |  | N | IPP Non-CHP | 2 |  | N | N | [17 empty] | N
15213 | Pontook Operating LP | 50741 | Pontook Hydro Facility | NH | Coos | GEN3 | HY | OP | 3.5 | 3.5 | 3.5 |  | 12 | 1986 | BIT BIT: WAT; N N: N; N N: Y |  | S |  | N | IPP Non-CHP | 2 |  | N | N | [17 empty] | N
15222 | Ponnequin Acquisitions, LLC | 55203 | Ponnequin Phase 1 | CO | Weld | EXIS | WT | OP | 5.2 | 5.2 | 5.2 |  | 3 | 1998 | BIT BIT: WND; N N: N; N N: Y |  | J | 7 | N | IPP Non-CHP | 2 |  | N | N
15229 | City of Poplar Bluff - (MO) | 7392 | Poplar Bluff Generating Station | MO | Butler | 1 | IC | OP | 7 | 7 | 7 |  | 5 | 1976 | BIT BIT: NG; WDS WDS: DFO; N N: Y; N N: Y |  | S |  | N | Electric Utility | 1 |  |  | Y | [12 empty] | Y | 5 | 2014 |  |  | N
15229 | City of Poplar Bluff - (MO) | 7392 | Poplar Bluff Generating Station | MO | Butler | 2 | IC | OP | 7 | 7 | 7 |  | 5 | 1976 | BIT BIT: NG; WDS WDS: DFO; N N: Y; N N: Y |  | S |  | N | Electric Utility | 1 |  |  | Y | [12 empty] | Y | 5 | 2014 |  |  | N
15229 | City of Poplar Bluff - (MO) | 7392 | Poplar Bluff Generating Station | MO | Butler | 3 | IC | OP | 6.7 | 6.6 | 6.6 |  | 6 | 2002 | BIT BIT: NG; WDS WDS: DFO; N N: Y; N N: Y |  | S |  | N | Electric Utility | 1 |  |  | Y | [12 empty] | Y | 5 | 2014 |  |  | N
15229 | City of Poplar Bluff - (MO) | 7392 | Poplar Bluff Generating Station | MO | Butler | 4 | IC | OP | 6.7 | 6.6 | 6.6 |  | 7 | 2002 | BIT BIT: NG; WDS WDS: DFO; N N: Y; N N: Y |  | S |  | N | Electric Utility | 1 |  |  | Y | [12 empty] | Y | 5 | 2014 |  |  | N
15229 | City of Poplar Bluff - (MO) | 7392 | Poplar Bluff Generating Station | MO | Butler | 5 | IC | OP | 6.7 | 6.6 | 6.6 |  | 6 | 2002 | BIT BIT: NG; WDS WDS: DFO; N N: Y; N N: Y |  | S |  | N | Electric Utility | 1 |  |  | Y | [12 empty] | Y | 5 | 2014 |  |  | N
15237 | PCS Nitrogen LP | 50341 | PCS Nitrogen Fertilizer LP | LA | Iberville | GEN2 | ST | OS | 10 | 8 | 8 |  | 3 | 2006 | BIT BIT: WH; N N: N; N N: Y | Y | S |  | N | Industrial CHP | 7 |  | N | N | [17 empty] | N
15246 | City of Portland - (MI) | 1851 | Frank Jenkins | MI | IONIA | 4 | IC | SB | 0.8 | 0.8 | 0.8 |  | 5 | 1950 | BIT BIT: DFO; N N: N; N N: Y | Y | S |  | N | Electric Utility | 1 |  |  | N | [17 empty] | N
15246 | City of Portland - (MI) | 1851 | Frank Jenkins | MI | IONIA | 5 | IC | SB | 2 | 1.7 | 1.7 |  | 8 | 1995 | BIT BIT: DFO; WDS WDS: NG; N N: Y; N N: Y | Y | S |  | N | Electric Utility | 1 |  |  | N | [17 empty] | N
15246 | City of Portland - (MI) | 1851 | Frank Jenkins | MI | IONIA | 6 | IC | SB | 1 | 1 | 1 |  | 7 | 2002 | BIT BIT: DFO; WDS WDS: NG; N N: Y; N N: Y | Y | S |  | N | Electric Utility | 1 |  |  | N | [17 empty] | N
15248 | Portland General Electric Co | 3045 | Faraday | OR | Clackamas | 1 | HY | OP | 3.1 | 3.9 | 3.9 |  | 2 | 1907 | BIT BIT: WAT; N N: N; N N: Y |  | S |  | N | Electric Utility | 1 |  | N | N | [17 empty] | N
15248 | Portland General Electric Co | 3045 | Faraday | OR | Clackamas | 2 | HY | OP | 3.1 | 3.9 | 3.9 |  | 2 | 1907 | BIT BIT: WAT; N N: N; N N: Y |  | S |  | N | Electric Utility | 1 |  | N | N | [17 empty] | N
15248 | Portland General Electric Co | 3045 | Faraday | OR | Clackamas | 3 | HY | OP | 2.7 | 3.4 | 3.4 |  | 7 | 1908 | BIT BIT: WAT; N N: N; N N: Y |  | S |  | N | Electric Utility | 1 |  | N | N | [17 empty] | N
15248 | Portland General Electric Co | 3045 | Faraday | OR | Clackamas | 4 | HY | OP | 4.5 | 5.6 | 5.6 |  | 10 | 1909 | BIT BIT: WAT; N N: N; N N: Y |  | S |  | N | Electric Utility | 1 |  | N | N | [17 empty] | N
15248 | Portland General Electric Co | 3045 | Faraday | OR | Clackamas | 5 | HY | OP | 4 | 5.1 | 5.1 |  | 8 | 1910 | BIT BIT: WAT; N N: N; N N: Y |  | S |  | N | Electric Utility | 1 |  | N | N | [17 empty] | N
15248 | Portland General Electric Co | 3045 | Faraday | OR | Clackamas | 6 | HY | OP | 19.2 | 23.9 | 23.9 |  | 9 | 1958 | BIT BIT: WAT; N N: N; N N: Y |  | S |  | N | Electric Utility | 1 |  | N | N | [17 empty] | N
15248 | Portland General Electric Co | 3047 | North Fork | OR | Clackamas | 1 | HY | OP | 19.2 | 27 | 27 |  | 12 | 1958 | BIT BIT: WAT; N N: N; N N: Y |  | S |  | N | Electric Utility | 1 |  | N | N | [17 empty] | N
15248 | Portland General Electric Co | 3047 | North Fork | OR | Clackamas | 2 | HY | OP | 21.6 | 31 | 31 |  | 11 | 1958 | BIT BIT: WAT; N N: N; N N: Y |  | S |  | N | Electric Utility | 1 |  | N | N | [17 empty] | N
15248 | Portland General Electric Co | 3048 | Pelton | OR | Jefferson | 1 | HY | OP | 45 | 38 | 38 |  | 12 | 1957 | BIT BIT: WAT; N N: N; N N: Y |  | J |  | N | Electric Utility | 1 |  | N | N | [17 empty] | N
15248 | Portland General Electric Co | 3048 | Pelton | OR | Jefferson | 2 | HY | OP | 32.4 | 36 | 36 |  | 3 | 1958 | BIT BIT: WAT; N N: N; N N: Y |  | J |  | N | Electric Utility | 1 |  | N | N | [17 empty] | N
15248 | Portland General Electric Co | 3048 | Pelton | OR | Jefferson | 3 | HY | OP | 32.4 | 36 | 36 |  | 4 | 1958 | BIT BIT: WAT; N N: N; N N: Y |  | J |  | N | Electric Utility | 1 |  | N | N | [17 empty] | N
15248 | Portland General Electric Co | 3049 | River Mill | OR | Clackamas | 1 | HY | OP | 3.3 | 4.3 | 4.3 |  | 11 | 1911 | BIT BIT: WAT; N N: N; N N: Y |  | S |  | N | Electric Utility | 1 |  | N | N | [17 empty] | N
15248 | Portland General Electric Co | 3049 | River Mill | OR | Clackamas | 2 | HY | OP | 3.3 | 4.3 | 4.3 |  | 12 | 1911 | BIT BIT: WAT; N N: N; N N: Y |  | S |  | N | Electric Utility | 1 |  | N | N | [17 empty] | N
15248 | Portland General Electric Co | 3049 | River Mill | OR | Clackamas | 3 | HY | OP | 3.3 | 4.3 | 4.3 |  | 1 | 1912 | BIT BIT: WAT; N N: N; N N: Y |  | S |  | N | Electric Utility | 1 |  | N | N | [17 empty] | N
15248 | Portland General Electric Co | 3049 | River Mill | OR | Clackamas | 4 | HY | OP | 3.9 | 5.2 | 5.2 |  | 12 | 1927 | BIT BIT: WAT; N N: N; N N: Y |  | S |  | N | Electric Utility | 1 |  | N | N | [17 empty] | N
15248 | Portland General Electric Co | 3049 | River Mill | OR | Clackamas | 5 | HY | OP | 5 | 6.6 | 6.6 |  | 5 | 1952 | BIT BIT: WAT; N N: N; N N: Y |  | S |  | N | Electric Utility | 1 |  | N | N | [17 empty] | N
15248 | Portland General Electric Co | 3050 | Round Butte | OR | Jefferson | 1 | HY | OP | 82.3 | 110 | 110 |  | 8 | 1964 | BIT BIT: WAT; N N: N; N N: Y |  | J |  | N | Electric Utility | 1 |  | N | N | [17 empty] | N
15248 | Portland General Electric Co | 3050 | Round Butte | OR | Jefferson | 2 | HY | OP | 82.3 | 121.5 | 121.5 |  | 11 | 1964 | BIT BIT: WAT; N N: N; N N: Y |  | J |  | N | Electric Utility | 1 |  | N | N | [17 empty] | N
15248 | Portland General Electric Co | 3050 | Round Butte | OR | Jefferson | 3 | HY | OP | 82.3 | 121.5 | 121.5 |  | 10 | 1964 | BIT BIT: WAT; N N: N; N N: Y |  | J |  | N | Electric Utility | 1 |  | N | N | [17 empty] | N
15248 | Portland General Electric Co | 3053 | Sullivan | OR | Clackamas | 1 | HY | OP | 1.2 | 1.4 | 1.4 |  | 12 | 1952 | BIT BIT: WAT; N N: N; N N: Y |  | S |  | N | Electric Utility | 1 |  | N | N | [17 empty] | N
15248 | Portland General Electric Co | 3053 | Sullivan | OR | Clackamas | 10 | HY | OP | 1.2 | 1.5 | 1.5 |  | 12 | 1952 | BIT BIT: WAT; N N: N; N N: Y |  | S |  | N | Electric Utility | 1 |  | N | N | [17 empty] | N
15248 | Portland General Electric Co | 3053 | Sullivan | OR | Clackamas | 11 | HY | OP | 1.2 | 1.4 | 1.4 |  | 12 | 1952 | BIT BIT: WAT; N N: N; N N: Y |  | S |  | N | Electric Utility | 1 |  | N | N | [17 empty] | N
15248 | Portland General Electric Co | 3053 | Sullivan | OR | Clackamas | 12 | HY | OP | 1.2 | 1.4 | 1.4 |  | 12 | 1952 | BIT BIT: WAT; N N: N; N N: Y |  | S |  | N | Electric Utility | 1 |  | N | N | [17 empty] | N
15248 | Portland General Electric Co | 3053 | Sullivan | OR | Clackamas | 13 | HY | OP | 1.2 | 1.2 | 1.2 |  | 12 | 1952 | BIT BIT: WAT; N N: N; N N: Y |  | S |  | N | Electric Utility | 1 |  | N | N | [17 empty] | N
15248 | Portland General Electric Co | 3053 | Sullivan | OR | Clackamas | 2 | HY | OP | 1.2 | 1.5 | 1.5 |  | 12 | 1952 | BIT BIT: WAT; N N: N; N N: Y |  | S |  | N | Electric Utility | 1 |  | N | N | [17 empty] | N
15248 | Portland General Electric Co | 3053 | Sullivan | OR | Clackamas | 3 | HY | OP | 1.2 | 1.5 | 1.5 |  | 12 | 1952 | BIT BIT: WAT; N N: N; N N: Y |  | S |  | N | Electric Utility | 1 |  | N | N | [17 empty] | N
15248 | Portland General Electric Co | 3053 | Sullivan | OR | Clackamas | 4 | HY | OP | 1.2 | 1.5 | 1.5 |  | 12 | 1952 | BIT BIT: WAT; N N: N; N N: Y |  | S |  | N | Electric Utility | 1 |  | N | N | [17 empty] | N
15248 | Portland General Electric Co | 3053 | Sullivan | OR | Clackamas | 5 | HY | OP | 1.2 | 1.5 | 1.5 |  | 12 | 1952 | BIT BIT: WAT; N N: N; N N: Y |  | S |  | N | Electric Utility | 1 |  | N | N | [17 empty] | N
15248 | Portland General Electric Co | 3053 | Sullivan | OR | Clackamas | 6 | HY | OP | 1.2 | 1.5 | 1.5 |  | 12 | 1952 | BIT BIT: WAT; N N: N; N N: Y |  | S |  | N | Electric Utility | 1 |  | N | N | [17 empty] | N
15248 | Portland General Electric Co | 3053 | Sullivan | OR | Clackamas | 7 | HY | OP | 1.2 | 1.5 | 1.5 |  | 12 | 1952 | BIT BIT: WAT; N N: N; N N: Y |  | S |  | N | Electric Utility | 1 |  | N | N | [17 empty] | N
15248 | Portland General Electric Co | 3053 | Sullivan | OR | Clackamas | 8 | HY | OP | 1.2 | 1.4 | 1.4 |  | 12 | 1952 | BIT BIT: WAT; N N: N; N N: Y |  | S |  | N | Electric Utility | 1 |  | N | N | [17 empty] | N
15248 | Portland General Electric Co | 3053 | Sullivan | OR | Clackamas | 9 | HY | OP | 1 | 1 | 1 |  | 5 | 1924 | BIT BIT: WAT; N N: N; N N: Y |  | S |  | N | Electric Utility | 1 |  | N | N | [17 empty] | N
15248 | Portland General Electric Co | 4213 | PHP 1 | OR | Multnomah | 1 | HY | OP | 23.7 | 24 | 24 |  | 2 | 1982 | BIT BIT: WAT; N N: N; N N: Y |  | W |  | N | Electric Utility | 1 |  | N | N | [17 empty] | N
15248 | Portland General Electric Co | 4214 | PHP 2 | OR | Clackamas | 2 | HY | OP | 11.8 | 13.5 | 13.5 |  | 2 | 1982 | BIT BIT: WAT; N N: N; N N: Y |  | W |  | N | Electric Utility | 1 |  | N | N | [17 empty] | N
15248 | Portland General Electric Co | 6106 | Boardman | OR | Morrow | 1 | ST | OP | 642.2 | 585 | 585 |  | 8 | 1980 | BIT BIT: SUB; N N: N; N N: Y |  | J |  | N | Electric Utility | 1 |  |  | Y | [15 empty] | 12 | 2020 | N | Y |  | Y |  |  |  | DFO
15248 | Portland General Electric Co | 6505 | Oak Grove | OR | Clackamas | 1 | HY | OP | 25.5 | 22 | 22 |  | 8 | 1924 | BIT BIT: WAT; N N: N; N N: Y |  | S |  | N | Electric Utility | 1 |  | N | N | [17 empty] | N
15248 | Portland General Electric Co | 6505 | Oak Grove | OR | Clackamas | 2 | HY | OP | 25.5 | 22 | 22 |  | 3 | 1931 | BIT BIT: WAT; N N: N; N N: Y |  | S |  | N | Electric Utility | 1 |  | N | N | [17 empty] | N
15248 | Portland General Electric Co | 7350 | Coyote Springs | OR | Morrow | 1 | CT | OP | 185.7 | 165 | 183 |  | 11 | 1995 | BIT BIT: NG; N N: N; N N: Y |  | S |  | Y | Electric Utility | 1 | T | [14 empty] | N |  |  |  |  | N
15248 | Portland General Electric Co | 7350 | Coyote Springs | OR | Morrow | 2 | CA | OP | 80.6 | 70 | 74 |  | 11 | 1995 | BIT BIT: NG; N N: N; N N: Y |  | S |  | Y | Electric Utility | 1 | T | Y | N | [17 empty] | N
15248 | Portland General Electric Co | 8073 | Beaver | OR | Columbia | 1 | CT | OP | 68.3 | 54 | 60 |  | 8 | 1974 | BIT BIT: NG; WDS WDS: DFO; N N: Y; N N: Y |  | S |  | N | Electric Utility | 1 |  |  | N | [17 empty] | N
15248 | Portland General Electric Co | 8073 | Beaver | OR | Columbia | 2 | CT | OP | 68.3 | 54 | 60 |  | 8 | 1974 | BIT BIT: NG; WDS WDS: DFO; N N: Y; N N: Y |  | S |  | N | Electric Utility | 1 |  |  | N | [17 empty] | N
15248 | Portland General Electric Co | 8073 | Beaver | OR | Columbia | 3 | CT | OP | 68.3 | 54 | 60 |  | 8 | 1974 | BIT BIT: NG; WDS WDS: DFO; N N: Y; N N: Y |  | S |  | N | Electric Utility | 1 |  |  | N | [17 empty] | N
15248 | Portland General Electric Co | 8073 | Beaver | OR | Columbia | 4 | CT | OP | 68.3 | 54 | 60 |  | 8 | 1974 | BIT BIT: NG; WDS WDS: DFO; N N: Y; N N: Y |  | S |  | N | Electric Utility | 1 |  |  | N | [17 empty] | N
15248 | Portland General Electric Co | 8073 | Beaver | OR | Columbia | 5 | CT | OP | 68.3 | 54 | 60 |  | 8 | 1974 | BIT BIT: NG; WDS WDS: DFO; N N: Y; N N: Y |  | S |  | N | Electric Utility | 1 |  |  | N | [17 empty] | N
15248 | Portland General Electric Co | 8073 | Beaver | OR | Columbia | 6 | CT | OP | 68.3 | 54 | 60 |  | 8 | 1974 | BIT BIT: NG; WDS WDS: DFO; N N: Y; N N: Y |  | S |  | N | Electric Utility | 1 |  |  | N | [17 empty] | N
15248 | Portland General Electric Co | 8073 | Beaver | OR | Columbia | 7 | CA | OP | 176.4 | 139 | 137 |  | 11 | 1977 | BIT BIT: NG; WDS WDS: NG; N N: N; N N: Y |  | S |  | N | Electric Utility | 1 |  | N | N | [17 empty] | N
15248 | Portland General Electric Co | 8073 | Beaver | OR | Columbia | 8 | GT | OP | 24.5 | 24 | 24 |  | 8 | 2001 | BIT BIT: NG; N N: N; N N: Y |  | S |  | N | Electric Utility | 1 |  |  | N | [17 empty] | N
15248 | Portland General Electric Co | 56227 | Port Westward | OR | Columbia | 1 | CT | OP | 312 | 232 | 252 |  | 6 | 2007 | BIT BIT: NG; N N: N; N N: Y |  | S |  | N | Electric Utility | 1 |  |  | N | [17 empty] | N
15248 | Portland General Electric Co | 56227 | Port Westward | OR | Columbia | 2 | CA | OP | 171 | 140 | 140 |  | 6 | 2007 | BIT BIT: NG; N N: N; N N: Y |  | S |  | N | Electric Utility | 1 |  | Y | N | [17 empty] | N
15248 | Portland General Electric Co | 56485 | Biglow Canyon Wind Farm | OR | Sherman | 1 | WT | OP | 125.4 | 125.4 | 125.4 |  | 12 | 2007 | BIT BIT: WND; N N: N; N N: Y |  | S | 76 | N | Electric Utility | 1 |  |  | N | [17 empty] | N
15248 | Portland General Electric Co | 56485 | Biglow Canyon Wind Farm | OR | Sherman | 2 | WT | OP | 149.5 | 163.3 | 163.3 |  | 9 | 2009 | BIT BIT: WND; N N: N; N N: Y |  | S | 71 | N | Electric Utility | 1 |  |  | N
15248 | Portland General Electric Co | 56485 | Biglow Canyon Wind Farm | OR | Sherman | 3 | WT | OP | 174.8 | 161 | 161 |  | 8 | 2010 | BIT BIT: WND; N N: N; N N: Y |  | S | 70 | N | Electric Utility | 1 |  |  | N | [17 empty] | N
15248 | Portland General Electric Co | 57882 | Baldock Solar Highway | OR | Clackamas | BSH1 | PV | OP | 1.7 | 1.7 | 1.7 |  | 1 | 2012 | BIT BIT: SUN; N N: N; N N: Y |  | W | 6 | N | Electric Utility | 1 | [20 empty] | N
15253 | Power City Partners LP | 54592 | Massena Energy Facility | NY | St Lawrence | GEN1 | CT | OP | 66.5 | 46 | 56 |  | 7 | 1992 | NG | DFO | OTH |  |  |  | Y | Y | Y | S |  | N | IPP Non-CHP | 2 |  | N | N | [17 empty] | N
15253 | Power City Partners LP | 54592 | Massena Energy Facility | NY | St Lawrence | GEN2 | CA | OP | 35.6 | 35 | 35 |  | 7 | 1992 | NG | DFO | OTH |  |  |  | N | Y | Y | S |  | N | IPP Non-CHP | 2 |  | Y | N | [17 empty] | N
15253 | Power City Partners LP | 54592 | Massena Energy Facility | NY | St Lawrence | IC | IC | SB | 2 | 2 | 2 |  | 7 | 1992 | BIT BIT: DFO; N N: N; N N: Y | Y | S |  | N | IPP Non-CHP | 2 |  |  | N | [17 empty] | N
15262 | Potlatch Land and Lumber LLC | 50640 | Warren Lumber Mill | AR | BRADLEY | GEN6 | ST | OP | 15 | 10 | 10 |  | 8 | 1991 | BIT BIT: WDS; N N: N; N N: Y |  | S |  | Y | Industrial CHP | 7 | T | N | N | [12 empty] | N |  |  |  |  | N
15276 | PPL Martins Creek LLC | 3139 | PPL Martin Creek LLC Allentown | PA | Lehigh | CTG1 | GT | OP | 16 | 14 | 14 |  | 7 | 1969 | BIT BIT: DFO; N N: N; N N: Y |  | S |  | N | IPP Non-CHP | 2 |  |  | N
15276 | PPL Martins Creek LLC | 3139 | PPL Martin Creek LLC Allentown | PA | Lehigh | CTG2 | GT | OP | 16 | 14 | 14 |  | 7 | 1969 | BIT BIT: DFO; N N: N; N N: Y |  | S |  | N | IPP Non-CHP | 2 |  |  | N
15276 | PPL Martins Creek LLC | 3139 | PPL Martin Creek LLC Allentown | PA | Lehigh | CTG3 | GT | OP | 16 | 14 | 14 |  | 7 | 1969 | BIT BIT: DFO; N N: N; N N: Y |  | S |  | N | IPP Non-CHP | 2 |  |  | N
15276 | PPL Martins Creek LLC | 3139 | PPL Martin Creek LLC Allentown | PA | Lehigh | CTG4 | GT | OP | 16 | 14 | 14 |  | 7 | 1969 | BIT BIT: DFO; N N: N; N N: Y |  | S |  | N | IPP Non-CHP | 2 |  |  | N
15276 | PPL Martins Creek LLC | 3142 | PPL Martins Creek LLC Fishbach | PA | Schuylkill | UNT1 | GT | OP | 18.5 | 14 | 14 |  | 8 | 1969 | BIT BIT: DFO; N N: N; N N: Y |  | S |  | N | IPP Non-CHP | 2 |  |  | N
15276 | PPL Martins Creek LLC | 3142 | PPL Martins Creek LLC Fishbach | PA | Schuylkill | UNT2 | GT | OP | 18.5 | 14 | 14 |  | 8 | 1969 | BIT BIT: DFO; N N: N; N N: Y |  | S |  | N | IPP Non-CHP | 2 |  |  | N
15276 | PPL Martins Creek LLC | 3143 | PPL Martins Creek LLC Harrisburg | PA | Dauphin | CTG1 | GT | OP | 16 | 14 | 14 |  | 3 | 1969 | BIT BIT: DFO; N N: N; N N: Y |  | S |  | N | IPP Non-CHP | 2 |  |  | N
15276 | PPL Martins Creek LLC | 3143 | PPL Martins Creek LLC Harrisburg | PA | Dauphin | CTG2 | GT | OP | 16 | 14 | 14 |  | 3 | 1969 | BIT BIT: DFO; N N: N; N N: Y |  | S |  | N | IPP Non-CHP | 2 |  |  | N
15276 | PPL Martins Creek LLC | 3143 | PPL Martins Creek LLC Harrisburg | PA | Dauphin | CTG3 | GT | OP | 16 | 14 | 14 |  | 3 | 1969 | BIT BIT: DFO; N N: N; N N: Y |  | S |  | N | IPP Non-CHP | 2 |  |  | N
15276 | PPL Martins Creek LLC | 3143 | PPL Martins Creek LLC Harrisburg | PA | Dauphin | CTG4 | GT | OP | 16 | 14 | 14 |  | 3 | 1969 | BIT BIT: DFO; N N: N; N N: Y |  | S |  | N | IPP Non-CHP | 2 |  |  | N
15276 | PPL Martins Creek LLC | 3144 | PPL Martins Creek LLC Harwood | PA | Luzerne | CTG1 | GT | OP | 16 | 13.5 | 14 |  | 7 | 1969 | BIT BIT: DFO; N N: N; N N: Y |  | S |  | N | IPP Non-CHP | 2 |  |  | N
15276 | PPL Martins Creek LLC | 3144 | PPL Martins Creek LLC Harwood | PA | Luzerne | CTG2 | GT | OP | 16 | 13.5 | 14 |  | 7 | 1969 | BIT BIT: DFO; N N: N; N N: Y |  | S |  | N | IPP Non-CHP | 2 |  |  | N
15276 | PPL Martins Creek LLC | 3146 | PPL Martins Creek LLC Jenkins | PA | Luzerne | CTG1 | GT | OP | 16 | 13.8 | 13.8 |  | 11 | 1969 | BIT BIT: DFO; N N: N; N N: Y |  | S |  | N | IPP Non-CHP | 2 |  |  | N
15276 | PPL Martins Creek LLC | 3146 | PPL Martins Creek LLC Jenkins | PA | Luzerne | CTG2 | GT | OP | 16 | 13.8 | 13.8 |  | 10 | 1969 | BIT BIT: DFO; N N: N; N N: Y |  | S |  | N | IPP Non-CHP | 2 |  |  | N
15276 | PPL Martins Creek LLC | 3147 | PPL Martins Creek LLC Lock Haven | PA | Lycoming | CTG | GT | OP | 18.5 | 14 | 14 |  | 11 | 1969 | BIT BIT: DFO; N N: N; N N: Y |  | S |  | N | IPP Non-CHP | 2 |  |  | N
15276 | PPL Martins Creek LLC | 3148 | PPL Martins Creek | PA | Northampton | 3 | ST | OP | 850.5 | 850 | 850 |  | 10 | 1975 | BIT BIT: NG; WDS WDS: RFO; N N: Y; N N: Y |  | S |  | N | IPP Non-CHP | 2 |  |  | N | [17 empty] | N | [6 empty] | DFO
15276 | PPL Martins Creek LLC | 3148 | PPL Martins Creek | PA | Northampton | 4 | ST | OP | 850.5 | 850 | 865.1 |  | 3 | 1977 | BIT BIT: NG; WDS WDS: RFO; N N: Y; N N: Y |  | S |  | N | IPP Non-CHP | 2 |  |  | N | [17 empty] | N | [6 empty] | DFO
15276 | PPL Martins Creek LLC | 3148 | PPL Martins Creek | PA | Northampton | CTG1 | GT | OP | 22.3 | 18 | 18 |  | 6 | 1971 | BIT BIT: NG; N N: N; N N: Y |  | S |  | N | IPP Non-CHP | 2 |  |  | N
15276 | PPL Martins Creek LLC | 3148 | PPL Martins Creek | PA | Northampton | CTG2 | GT | OP | 22.3 | 18 | 18 |  | 6 | 1971 | BIT BIT: NG; N N: N; N N: Y |  | S |  | N | IPP Non-CHP | 2 |  |  | N
15276 | PPL Martins Creek LLC | 3148 | PPL Martins Creek | PA | Northampton | CTG3 | GT | OP | 22.3 | 18 | 18 |  | 6 | 1971 | BIT BIT: NG; N N: N; N N: Y |  | S |  | N | IPP Non-CHP | 2 |  |  | N
15276 | PPL Martins Creek LLC | 3148 | PPL Martins Creek | PA | Northampton | CTG4 | GT | OP | 22.3 | 18 | 18 |  | 6 | 1971 | BIT BIT: NG; N N: N; N N: Y |  | S |  | N | IPP Non-CHP | 2 |  |  | N
15276 | PPL Martins Creek LLC | 3153 | PPL HW Wallenpaupack | PA | Wayne | WP1 | HY | OP | 20 | 22 | 22 |  | 6 | 1926 | BIT BIT: WAT; N N: N; N N: Y |  | S | 0 | N | IPP Non-CHP | 2 |  | N | N
15276 | PPL Martins Creek LLC | 3153 | PPL HW Wallenpaupack | PA | Wayne | WP2 | HY | OP | 20 | 22 | 22 |  | 6 | 1926 | BIT BIT: WAT; N N: N; N N: Y |  | S | 0 | N | IPP Non-CHP | 2 |  | N | N
15276 | PPL Martins Creek LLC | 3154 | PPL Martins Creek LLC West Shore | PA | Cumberland | CTG1 | GT | OP | 18.5 | 14 | 14 |  | 8 | 1969 | BIT BIT: DFO; N N: N; N N: Y |  | S |  | N | IPP Non-CHP | 2 |  |  | N
15276 | PPL Martins Creek LLC | 3154 | PPL Martins Creek LLC West Shore | PA | Cumberland | CTG2 | GT | OP | 18.5 | 14 | 14 |  | 8 | 1969 | BIT BIT: DFO; N N: N; N N: Y |  | S |  | N | IPP Non-CHP | 2 |  |  | N
15276 | PPL Martins Creek LLC | 3155 | PPL Martins Creek LLC Williamsport | PA | Lycoming | CTG1 | GT | OP | 16 | 13.6 | 13.6 |  | 8 | 1969 | BIT BIT: DFO; N N: N; N N: Y |  | S |  | N | IPP Non-CHP | 2 |  |  | N | [17 empty] | N
15276 | PPL Martins Creek LLC | 3155 | PPL Martins Creek LLC Williamsport | PA | Lycoming | CTG2 | GT | OP | 16 | 13.6 | 13.6 |  | 8 | 1969 | BIT BIT: DFO; N N: N; N N: Y |  | S |  | N | IPP Non-CHP | 2 |  |  | N | [17 empty] | N
15286 | Marco Power Inc | 50323 | Marco Ranch | ID | Jerome | 1 | HY | OP | 0.3 | 0.3 | 0.3 |  | 8 | 1985 | BIT BIT: WAT; N N: N; N N: Y |  | S | 0 | N | IPP Non-CHP | 2 |  | N | N
15286 | Marco Power Inc | 50323 | Marco Ranch | ID | Jerome | 2 | HY | OP | 0.3 | 0.3 | 0.3 |  | 8 | 1985 | BIT BIT: WAT; N N: N; N N: Y |  | S | 0 | N | IPP Non-CHP | 2 |  | N | N
15286 | Marco Power Inc | 50323 | Marco Ranch | ID | Jerome | 3 | HY | OP | 0.3 | 0.3 | 0.3 |  | 8 | 1985 | BIT BIT: WAT; N N: N; N N: Y |  | S | 0 | N | IPP Non-CHP | 2 |  | N | N
15286 | Marco Power Inc | 50323 | Marco Ranch | ID | Jerome | 4 | HY | OP | 0.3 | 0.3 | 0.3 |  | 8 | 1985 | BIT BIT: WAT; N N: N; N N: Y |  | S | 0 | N | IPP Non-CHP | 2 |  | N | N
15293 | Powell Valley Electric Coop | 7883 | Powell Valley | TN | Hancock | 1 | IC | OP | 2 | 1.8 | 1.8 |  | 7 | 2000 | BIT BIT: DFO; N N: N; N N: Y | Y | S |  | N | Electric Utility | 1 |  | N | N | [17 empty] | N
15293 | Powell Valley Electric Coop | 7883 | Powell Valley | TN | Hancock | 10 | IC | OP | 2 | 1.8 | 1.8 |  | 7 | 2000 | BIT BIT: DFO; N N: N; N N: Y | Y | S |  | N | Electric Utility | 1 |  | N | N | [17 empty] | N
15293 | Powell Valley Electric Coop | 7883 | Powell Valley | TN | Hancock | 11 | IC | OP | 2 | 1.8 | 1.8 |  | 7 | 2000 | BIT BIT: DFO; N N: N; N N: Y | Y | S |  | N | Electric Utility | 1 |  | N | N | [17 empty] | N
15293 | Powell Valley Electric Coop | 7883 | Powell Valley | TN | Hancock | 2 | IC | OP | 2 | 1.8 | 1.8 |  | 7 | 2000 | BIT BIT: DFO; N N: N; N N: Y | Y | S |  | N | Electric Utility | 1 |  | N | N | [17 empty] | N
15293 | Powell Valley Electric Coop | 7883 | Powell Valley | TN | Hancock | 3 | IC | OP | 2 | 1.8 | 1.8 |  | 7 | 2000 | BIT BIT: DFO; N N: N; N N: Y | Y | S |  | N | Electric Utility | 1 |  | N | N | [17 empty] | N
15293 | Powell Valley Electric Coop | 7883 | Powell Valley | TN | Hancock | 4 | IC | OP | 2 | 1.8 | 1.8 |  | 7 | 2000 | BIT BIT: DFO; N N: N; N N: Y | Y | S |  | N | Electric Utility | 1 |  | N | N | [17 empty] | N
15293 | Powell Valley Electric Coop | 7883 | Powell Valley | TN | Hancock | 5 | IC | OP | 2 | 1.8 | 1.8 |  | 7 | 2000 | BIT BIT: DFO; N N: N; N N: Y | Y | S |  | N | Electric Utility | 1 |  | N | N | [17 empty] | N
15293 | Powell Valley Electric Coop | 7883 | Powell Valley | TN | Hancock | 6 | IC | OP | 2 | 1.8 | 1.8 |  | 7 | 2000 | BIT BIT: DFO; N N: N; N N: Y | Y | S |  | N | Electric Utility | 1 |  | N | N | [17 empty] | N
15293 | Powell Valley Electric Coop | 7883 | Powell Valley | TN | Hancock | 7 | IC | OP | 2 | 1.8 | 1.8 |  | 7 | 2000 | BIT BIT: DFO; N N: N; N N: Y | Y | S |  | N | Electric Utility | 1 |  | N | N | [17 empty] | N
15293 | Powell Valley Electric Coop | 7883 | Powell Valley | TN | Hancock | 8 | IC | OP | 2 | 1.8 | 1.8 |  | 7 | 2000 | BIT BIT: DFO; N N: N; N N: Y | Y | S |  | N | Electric Utility | 1 |  | N | N | [17 empty] | N
15293 | Powell Valley Electric Coop | 7883 | Powell Valley | TN | Hancock | 9 | IC | OP | 2 | 1.8 | 1.8 |  | 7 | 2000 | BIT BIT: DFO; N N: N; N N: Y | Y | S |  | N | Electric Utility | 1 |  | N | N | [17 empty] | N
15296 | New York Power Authority | 88 | Ashokan | NY | Ulster | 1 | HY | OP | 2.3 | 1.9 | 1.3 |  | 11 | 1982 | BIT BIT: WAT; N N: N; N N: Y |  | S |  | N | Electric Utility | 1 |  | N | N
15296 | New York Power Authority | 88 | Ashokan | NY | Ulster | 2 | HY | OP | 2.3 | 1.9 | 1.3 |  | 11 | 1982 | BIT BIT: WAT; N N: N; N N: Y |  | S |  | N | Electric Utility | 1 |  | N | N
15296 | New York Power Authority | 808 | Jarvis (Hinckley) | NY | Oneida | 1 | HY | OP | 4.5 | 2 | 2 |  | 7 | 1991 | BIT BIT: WAT; N N: N; N N: Y |  | S |  | N | Electric Utility | 1 |  | N | N
15296 | New York Power Authority | 808 | Jarvis (Hinckley) | NY | Oneida | 2 | HY | OP | 4.5 | 2 | 2 |  | 7 | 1991 | BIT BIT: WAT; N N: N; N N: Y |  | S |  | N | Electric Utility | 1 |  | N | N
15296 | New York Power Authority | 2483 | Neversink | NY | Sullivan | H1 | HY | OP | 25 | 22 | 23 |  | 12 | 1953 | BIT BIT: WAT; N N: N; N N: Y |  | W |  | N | Electric Utility | 1 |  | N | N | [17 empty] | N
15296 | New York Power Authority | 2627 | Grahamsville | NY | Sullivan | GRHM | HY | OP | 18 | 15.5 | 15.5 |  | 1 | 1956 | BIT BIT: WAT; N N: N; N N: Y |  | W |  | N | IPP Non-CHP | 2 |  | N | N | [17 empty] | N
15296 | New York Power Authority | 2685 | Crescent | NY | Albany | 1 | HY | OP | 2.8 | 2 | 3.1 |  | 7 | 1924 | BIT BIT: WAT; N N: N; N N: Y |  | S |  | N | Electric Utility | 1 |  | N | N
15296 | New York Power Authority | 2685 | Crescent | NY | Albany | 2 | HY | OP | 2.8 | 2 | 3.1 |  | 7 | 1924 | BIT BIT: WAT; N N: N; N N: Y |  | S |  | N | Electric Utility | 1 |  | N | N
15296 | New York Power Authority | 2685 | Crescent | NY | Albany | 3 | HY | OP | 3 | 3.1 | 3.1 |  | 7 | 1991 | BIT BIT: WAT; N N: N; N N: Y |  | S |  | N | Electric Utility | 1 |  | N | N
15296 | New York Power Authority | 2685 | Crescent | NY | Albany | 4 | HY | OP | 3 | 3.1 | 3.1 |  | 7 | 1991 | BIT BIT: WAT; N N: N; N N: Y |  | S |  | N | Electric Utility | 1 |  | N | N
15296 | New York Power Authority | 2686 | Vischer Ferry | NY | Saratoga | 1 | HY | OP | 2.8 | 2 | 3 |  | 7 | 1924 | BIT BIT: WAT; N N: N; N N: Y |  | S |  | N | Electric Utility | 1 |  | N | N
15296 | New York Power Authority | 2686 | Vischer Ferry | NY | Saratoga | 2 | HY | OP | 2.8 | 2 | 3 |  | 7 | 1924 | BIT BIT: WAT; N N: N; N N: Y |  | S |  | N | Electric Utility | 1 |  | N | N
15296 | New York Power Authority | 2686 | Vischer Ferry | NY | Saratoga | 3 | HY | OP | 3 | 3.1 | 3 |  | 7 | 1991 | BIT BIT: WAT; N N: N; N N: Y |  | S |  | N | Electric Utility | 1 |  | N | N
15296 | New York Power Authority | 2686 | Vischer Ferry | NY | Saratoga | 4 | HY | OP | 3 | 3.1 | 3 |  | 7 | 1991 | BIT BIT: WAT; N N: N; N N: Y |  | S |  | N | Electric Utility | 1 |  | N | N
15296 | New York Power Authority | 2691 | Blenheim Gilboa | NY | Schoharie | 1 | PS | OP | 250 | 290 | 290 |  | 7 | 1973 | BIT BIT: WAT; N N: N; N N: Y |  | S |  | N | Electric Utility | 1 |  | N | N
15296 | New York Power Authority | 2691 | Blenheim Gilboa | NY | Schoharie | 2 | PS | OP | 250 | 290 | 290 |  | 7 | 1973 | BIT BIT: WAT; N N: N; N N: Y |  | S |  | N | Electric Utility | 1 |  | N | N
15296 | New York Power Authority | 2691 | Blenheim Gilboa | NY | Schoharie | 3 | PS | OP | 250 | 290 | 290 |  | 7 | 1973 | BIT BIT: WAT; N N: N; N N: Y |  | S |  | N | Electric Utility | 1 |  | N | N
15296 | New York Power Authority | 2691 | Blenheim Gilboa | NY | Schoharie | 4 | PS | OP | 250 | 290 | 290 |  | 7 | 1973 | BIT BIT: WAT; N N: N; N N: Y |  | S |  | N | Electric Utility | 1 |  | N | N | [12 empty] | N
15296 | New York Power Authority | 2692 | Lewiston Niagara | NY | Niagara | 1 | PS | OP | 20 |  |  | C052 | 10 | 1961 | BIT BIT: WAT; N N: N; N N: Y |  | S |  | N | Electric Utility | 1 |  | N | N
15296 | New York Power Authority | 2692 | Lewiston Niagara | NY | Niagara | 10 | PS | OP | 20 |  |  | C052 | 7 | 1962 | BIT BIT: WAT; N N: N; N N: Y |  | S |  | N | Electric Utility | 1 |  | N | N
15296 | New York Power Authority | 2692 | Lewiston Niagara | NY | Niagara | 11 | PS | OP | 20 |  |  | C052 | 8 | 1962 | BIT BIT: WAT; N N: N; N N: Y |  | S |  | N | Electric Utility | 1 |  | N | N
15296 | New York Power Authority | 2692 | Lewiston Niagara | NY | Niagara | 12 | PS | OP | 20 | 240 | 240 | C052 | 10 | 1962 | BIT BIT: WAT; N N: N; N N: Y |  | S |  | N | Electric Utility | 1 |  | N | N
15296 | New York Power Authority | 2692 | Lewiston Niagara | NY | Niagara | 2 | PS | OP | 20 |  |  | C052 | 11 | 1961 | BIT BIT: WAT; N N: N; N N: Y |  | S |  | N | Electric Utility | 1 |  | N | N
15296 | New York Power Authority | 2692 | Lewiston Niagara | NY | Niagara | 3 | PS | OP | 20 |  |  | C052 | 11 | 1961 | BIT BIT: WAT; N N: N; N N: Y |  | S |  | N | Electric Utility | 1 |  | N | N
15296 | New York Power Authority | 2692 | Lewiston Niagara | NY | Niagara | 4 | PS | OP | 20 |  |  | C052 | 1 | 1962 | BIT BIT: WAT; N N: N; N N: Y |  | S |  | N | Electric Utility | 1 |  | N | N
15296 | New York Power Authority | 2692 | Lewiston Niagara | NY | Niagara | 5 | PS | OP | 20 |  |  | C052 | 2 | 1962 | BIT BIT: WAT; N N: N; N N: Y |  | S |  | N | Electric Utility | 1 |  | N | N
15296 | New York Power Authority | 2692 | Lewiston Niagara | NY | Niagara | 6 | PS | OP | 20 |  |  | C052 | 2 | 1962 | BIT BIT: WAT; N N: N; N N: Y |  | S |  | N | Electric Utility | 1 |  | N | N
15296 | New York Power Authority | 2692 | Lewiston Niagara | NY | Niagara | 7 | PS | OP | 20 |  |  | C052 | 4 | 1962 | BIT BIT: WAT; N N: N; N N: Y |  | S |  | N | Electric Utility | 1 |  | N | N
15296 | New York Power Authority | 2692 | Lewiston Niagara | NY | Niagara | 8 | PS | OP | 20 |  |  | C052 | 5 | 1962 | BIT BIT: WAT; N N: N; N N: Y |  | S |  | N | Electric Utility | 1 |  | N | N
15296 | New York Power Authority | 2692 | Lewiston Niagara | NY | Niagara | 9 | PS | OP | 20 |  |  | C052 | 6 | 1962 | BIT BIT: WAT; N N: N; N N: Y |  | S |  | N | Electric Utility | 1 |  | N | N
15296 | New York Power Authority | 2693 | Robert Moses Niagara | NY | Niagara | 1 | HY | OP | 193.5 | 181.1 | 181.1 | C789 | 1 | 1961 | BIT BIT: WAT; N N: N; N N: Y |  | S |  | N | Electric Utility | 1 |  | N | N
15296 | New York Power Authority | 2693 | Robert Moses Niagara | NY | Niagara | 10 | HY | OP | 193.5 | 181 | 181 | C789 | 12 | 1961 | BIT BIT: WAT; N N: N; N N: Y |  | S |  | N | Electric Utility | 1 |  | N | N
15296 | New York Power Authority | 2693 | Robert Moses Niagara | NY | Niagara | 11 | HY | OP | 193.5 | 181 | 181 | C789 | 2 | 1962 | BIT BIT: WAT; N N: N; N N: Y |  | S |  | N | Electric Utility | 1 |  | N | N
15296 | New York Power Authority | 2693 | Robert Moses Niagara | NY | Niagara | 12 | HY | OP | 193.5 | 181 | 181 | C789 | 3 | 1962 | BIT BIT: WAT; N N: N; N N: Y |  | S |  | N | Electric Utility | 1 |  | N | N
15296 | New York Power Authority | 2693 | Robert Moses Niagara | NY | Niagara | 13 | HY | OP | 193.5 | 181.1 | 181.1 | C789 | 5 | 1962 | BIT BIT: WAT; N N: N; N N: Y |  | S |  | N | Electric Utility | 1 |  | N | N
15296 | New York Power Authority | 2693 | Robert Moses Niagara | NY | Niagara | 2 | HY | OP | 193.5 | 181 | 181 | C789 | 2 | 1962 | BIT BIT: WAT; N N: N; N N: Y |  | S |  | N | Electric Utility | 1 |  | N | N
15296 | New York Power Authority | 2693 | Robert Moses Niagara | NY | Niagara | 3 | HY | OP | 193.5 | 181 | 181 | C789 | 3 | 1961 | BIT BIT: WAT; N N: N; N N: Y |  | S |  | N | Electric Utility | 1 |  | N | N
15296 | New York Power Authority | 2693 | Robert Moses Niagara | NY | Niagara | 4 | HY | OP | 193.5 | 181 | 181 | C789 | 4 | 1961 | BIT BIT: WAT; N N: N; N N: Y |  | S |  | N | Electric Utility | 1 |  | N | N
15296 | New York Power Authority | 2693 | Robert Moses Niagara | NY | Niagara | 5 | HY | OP | 193.5 | 181 | 181 | C789 | 6 | 1961 | BIT BIT: WAT; N N: N; N N: Y |  | S |  | N | Electric Utility | 1 |  | N | N
15296 | New York Power Authority | 2693 | Robert Moses Niagara | NY | Niagara | 6 | HY | OP | 193.5 | 181 | 181 | C789 | 7 | 1961 | BIT BIT: WAT; N N: N; N N: Y |  | S |  | N | Electric Utility | 1 |  | N | N
15296 | New York Power Authority | 2693 | Robert Moses Niagara | NY | Niagara | 7 | HY | OP | 193.5 | 181 | 181 | C789 | 8 | 1961 | BIT BIT: WAT; N N: N; N N: Y |  | S |  | N | Electric Utility | 1 |  | N | N
15296 | New York Power Authority | 2693 | Robert Moses Niagara | NY | Niagara | 8 | HY | OP | 150.3 | 181 | 181 | C789 | 9 | 1961 | BIT BIT: WAT; N N: N; N N: Y |  | S |  | N | Electric Utility | 1 |  | N | N
15296 | New York Power Authority | 2693 | Robert Moses Niagara | NY | Niagara | 9 | HY | OP | 150.3 | 181 | 181 | C789 | 11 | 1961 | BIT BIT: WAT; N N: N; N N: Y |  | S |  | N | Electric Utility | 1 |  | N | N
15296 | New York Power Authority | 2694 | Robert Moses Power Dam | NY | St Lawrence | 17 | HY | OP | 57 | 50 | 50 |  | 7 | 1959 | BIT BIT: WAT; N N: N; N N: Y |  | S |  | N | Electric Utility | 1 |  | N | N
15296 | New York Power Authority | 2694 | Robert Moses Power Dam | NY | St Lawrence | 18 | HY | OP | 57 | 50 | 50 |  | 7 | 1959 | BIT BIT: WAT; N N: N; N N: Y |  | S |  | N | Electric Utility | 1 |  | N | N
15296 | New York Power Authority | 2694 | Robert Moses Power Dam | NY | St Lawrence | 19 | HY | OP | 57 | 50 | 50 |  | 6 | 1959 | BIT BIT: WAT; N N: N; N N: Y |  | S |  | N | Electric Utility | 1 |  | N | N
15296 | New York Power Authority | 2694 | Robert Moses Power Dam | NY | St Lawrence | 20 | HY | OP | 57 | 50 | 50 |  | 5 | 1959 | BIT BIT: WAT; N N: N; N N: Y |  | S |  | N | Electric Utility | 1 |  | N | N
15296 | New York Power Authority | 2694 | Robert Moses Power Dam | NY | St Lawrence | 21 | HY | OP | 57 | 50 | 50 |  | 5 | 1959 | BIT BIT: WAT; N N: N; N N: Y |  | S |  | N | Electric Utility | 1 |  | N | N
15296 | New York Power Authority | 2694 | Robert Moses Power Dam | NY | St Lawrence | 22 | HY | OP | 57 | 50 | 50 |  | 3 | 1959 | BIT BIT: WAT; N N: N; N N: Y |  | S |  | N | Electric Utility | 1 |  | N | N
15296 | New York Power Authority | 2694 | Robert Moses Power Dam | NY | St Lawrence | 23 | HY | OP | 57 | 50 | 50 |  | 1 | 1959 | BIT BIT: WAT; N N: N; N N: Y |  | S |  | N | Electric Utility | 1 |  | N | N
15296 | New York Power Authority | 2694 | Robert Moses Power Dam | NY | St Lawrence | 24 | HY | OP | 57 | 50 | 50 |  | 12 | 1958 | BIT BIT: WAT; N N: N; N N: Y |  | S |  | N | Electric Utility | 1 |  | N | N
15296 | New York Power Authority | 2694 | Robert Moses Power Dam | NY | St Lawrence | 25 | HY | OP | 57 | 50 | 50 |  | 11 | 1958 | BIT BIT: WAT; N N: N; N N: Y |  | S |  | N | Electric Utility | 1 |  | N | N
15296 | New York Power Authority | 2694 | Robert Moses Power Dam | NY | St Lawrence | 26 | HY | OP | 57 | 50 | 50 |  | 10 | 1958 | BIT BIT: WAT; N N: N; N N: Y |  | S |  | N | Electric Utility | 1 |  | N | N
15296 | New York Power Authority | 2694 | Robert Moses Power Dam | NY | St Lawrence | 27 | HY | OP | 57 | 50 | 50 |  | 8 | 1958 | BIT BIT: WAT; N N: N; N N: Y |  | S |  | N | Electric Utility | 1 |  | N | N
15296 | New York Power Authority | 2694 | Robert Moses Power Dam | NY | St Lawrence | 28 | HY | OP | 57 | 50 | 50 |  | 8 | 1958 | BIT BIT: WAT; N N: N; N N: Y |  | S |  | N | Electric Utility | 1 |  | N | N
15296 | New York Power Authority | 2694 | Robert Moses Power Dam | NY | St Lawrence | 29 | HY | OP | 57 | 50 | 50 |  | 7 | 1958 | BIT BIT: WAT; N N: N; N N: Y |  | S |  | N | Electric Utility | 1 |  | N | N
15296 | New York Power Authority | 2694 | Robert Moses Power Dam | NY | St Lawrence | 30 | HY | OP | 57 | 50 | 50 |  | 7 | 1958 | BIT BIT: WAT; N N: N; N N: Y |  | S |  | N | Electric Utility | 1 |  | N | N
15296 | New York Power Authority | 2694 | Robert Moses Power Dam | NY | St Lawrence | 31 | HY | OP | 57 | 50 | 50 |  | 7 | 1958 | BIT BIT: WAT; N N: N; N N: Y |  | S |  | N | Electric Utility | 1 |  | N | N
15296 | New York Power Authority | 2694 | Robert Moses Power Dam | NY | St Lawrence | 32 | HY | OP | 57 | 50 | 50 |  | 7 | 1958 | BIT BIT: WAT; N N: N; N N: Y |  | S |  | N | Electric Utility | 1 |  | N | N
15296 | New York Power Authority | 7314 | Richard M Flynn | NY | Suffolk | NA1 | CT | OP | 108 | 87.6 | 113 |  | 5 | 1994 | BIT BIT: NG; WDS WDS: DFO; N N: Y; N N: Y |  | S |  | N | Electric Utility | 1 |  | N | N | [17 empty] | N
15296 | New York Power Authority | 7314 | Richard M Flynn | NY | Suffolk | NA2 | CA | OP | 56 | 48.6 | 51.5 |  | 5 | 1994 | BIT BIT: NG; WDS WDS: DFO; N N: Y; N N: Y |  | S |  | N | Electric Utility | 1 |  | N | N | [17 empty] | N
15296 | New York Power Authority | 7909 | Vernon Boulevard | NY | Queens | VG02 | GT | OP | 47 | 39.9 | 39.9 |  | 8 | 2001 | BIT BIT: NG; N N: N; N N: Y |  | S |  | N | Electric Utility | 1 |  | N | N | [17 empty] | N
15296 | New York Power Authority | 7909 | Vernon Boulevard | NY | Queens | VG03 | GT | OP | 47 | 40 | 40 |  | 8 | 2001 | BIT BIT: NG; N N: N; N N: Y |  | S |  | N | Electric Utility | 1 |  | N | N | [17 empty] | N
15296 | New York Power Authority | 7910 | Joseph J Seymour Power Project | NY | Kings | 1 | GT | OP | 47 | 39.9 | 39.9 |  | 7 | 2001 | BIT BIT: NG; N N: N; N N: Y |  | S |  | N | Electric Utility | 1 |  | N | N | [17 empty] | N
15296 | New York Power Authority | 7910 | Joseph J Seymour Power Project | NY | Kings | 2 | GT | OP | 47 | 40 | 40 |  | 7 | 2001 | BIT BIT: NG; N N: N; N N: Y |  | S |  | N | Electric Utility | 1 |  | N | N | [17 empty] | N
15296 | New York Power Authority | 7912 | Brentwood | NY | Suffolk | 1 | GT | OP | 47 | 47 | 47 |  | 7 | 2001 | BIT BIT: NG; N N: N; N N: Y |  | S |  | N | Electric Utility | 1 |  | N | N | [17 empty] | N
15296 | New York Power Authority | 7913 | Hell Gate | NY | Bronx | HG01 | GT | OP | 47 | 39.9 | 39.9 |  | 7 | 2001 | BIT BIT: NG; N N: N; N N: Y |  | S |  | N | Electric Utility | 1 |  | N | N | [17 empty] | N
15296 | New York Power Authority | 7913 | Hell Gate | NY | Bronx | HG02 | GT | OP | 47 | 40 | 40 |  | 7 | 2001 | BIT BIT: NG; N N: N; N N: Y |  | S |  | N | Electric Utility | 1 |  | N | N | [17 empty] | N
15296 | New York Power Authority | 7914 | Harlem River Yard | NY | Bronx | HR01 | GT | OP | 47 | 39.9 | 39.9 |  | 7 | 2001 | BIT BIT: NG; N N: N; N N: Y |  | S |  | N | Electric Utility | 1 |  | N | N | [17 empty] | N
15296 | New York Power Authority | 7914 | Harlem River Yard | NY | Bronx | HR02 | GT | OP | 47 | 40 | 40 |  | 7 | 2001 | BIT BIT: NG; N N: N; N N: Y |  | S |  | N | Electric Utility | 1 |  | N | N | [17 empty] | N
15296 | New York Power Authority | 7915 | North 1st | NY | Kings | N01 | GT | OP | 47 | 47 | 47 |  | 8 | 2001 | BIT BIT: NG; N N: N; N N: Y |  | S |  | N | Electric Utility | 1 |  | N | N | [17 empty] | N
15296 | New York Power Authority | 8053 | Pouch | NY | Richmond | N01 | GT | OP | 47 | 47 | 47 |  | 8 | 2001 | BIT BIT: NG; N N: N; N N: Y |  | S |  | N | Electric Utility | 1 |  | N | N | [17 empty] | N
15296 | New York Power Authority | 56196 | 500MW CC | NY | Queens | CA01 | CA | OP | 188 | 161.7 | 176.7 |  | 12 | 2005 | BIT BIT: NG; N N: N; N N: Y |  | S |  | N | Electric Utility | 1 |  | N | N | [17 empty] | N
15296 | New York Power Authority | 56196 | 500MW CC | NY | Queens | CT01 | CT | OP | 170 | 146.2 | 159.8 |  | 12 | 2005 | BIT BIT: NG; WDS WDS: KER; N N: N; N N: Y |  | S |  | N | Electric Utility | 1 |  | N | N | [17 empty] | N
15296 | New York Power Authority | 56196 | 500MW CC | NY | Queens | CT02 | CT | OP | 170 | 146.2 | 159.8 |  | 12 | 2005 | BIT BIT: NG; WDS WDS: KER; N N: N; N N: Y |  | S |  | N | Electric Utility | 1 |  | N | N | [17 empty] | N
15298 | PPL Montana LLC | 2181 | Black Eagle | MT | Cascade | BLA1 | HY | OP | 7.8 | 7 | 7 |  | 9 | 1927 | BIT BIT: WAT; N N: N; N N: Y |  | S |  | N | IPP Non-CHP | 2 |  | N | N
15298 | PPL Montana LLC | 2181 | Black Eagle | MT | Cascade | BLA2 | HY | OP | 7.8 | 7 | 7 |  | 9 | 1927 | BIT BIT: WAT; N N: N; N N: Y |  | S |  | N | IPP Non-CHP | 2 |  | N | N
15298 | PPL Montana LLC | 2181 | Black Eagle | MT | Cascade | BLA3 | HY | OP | 8.4 | 7 | 7 |  | 9 | 1927 | BIT BIT: WAT; N N: N; N N: Y |  | S |  | N | IPP Non-CHP | 2 |  | N | N
15298 | PPL Montana LLC | 2182 | Cochrane | MT | CASCADE | COC1 | HY | OP | 28.4 | 32 | 32 |  | 7 | 1958 | BIT BIT: WAT; N N: N; N N: Y |  | S |  | N | IPP Non-CHP | 2 |  | N | N
15298 | PPL Montana LLC | 2182 | Cochrane | MT | CASCADE | COC2 | HY | OP | 32 | 32 | 32 |  | 7 | 1958 | BIT BIT: WAT; N N: N; N N: Y |  | S |  | N | IPP Non-CHP | 2 |  | N | N
15298 | PPL Montana LLC | 2185 | Hauser | MT | Cascade | HAU1 | HY | OP | 2.8 | 3 | 3 |  | 11 | 1911 | BIT BIT: WAT; N N: N; N N: Y |  | S |  | N | IPP Non-CHP | 2 |  | N | N
15298 | PPL Montana LLC | 2185 | Hauser | MT | Cascade | HAU2 | HY | OP | 2.8 | 3 | 3 |  | 11 | 1911 | BIT BIT: WAT; N N: N; N N: Y |  | S |  | N | IPP Non-CHP | 2 |  | N | N
15298 | PPL Montana LLC | 2185 | Hauser | MT | Cascade | HAU3 | HY | OP | 2.8 | 3 | 3 |  | 11 | 1911 | BIT BIT: WAT; N N: N; N N: Y |  | S |  | N | IPP Non-CHP | 2 |  | N | N
15298 | PPL Montana LLC | 2185 | Hauser | MT | Cascade | HAU4 | HY | OP | 2.8 | 3 | 3 |  | 11 | 1911 | BIT BIT: WAT; N N: N; N N: Y |  | S |  | N | IPP Non-CHP | 2 |  | N | N
15298 | PPL Montana LLC | 2185 | Hauser | MT | Cascade | HAU5 | HY | OP | 2.8 | 3 | 3 |  | 11 | 1911 | BIT BIT: WAT; N N: N; N N: Y |  | S |  | N | IPP Non-CHP | 2 |  | N | N
15298 | PPL Montana LLC | 2185 | Hauser | MT | Cascade | HAU6 | HY | OP | 3 | 4 | 4 |  | 9 | 1915 | BIT BIT: WAT; N N: N; N N: Y |  | S |  | N | IPP Non-CHP | 2 |  | N | N
15298 | PPL Montana LLC | 2186 | Holter | MT | Cascade | HOL1 | HY | OP | 9.6 | 12 | 12 |  | 7 | 1918 | BIT BIT: WAT; N N: N; N N: Y |  | S |  | N | IPP Non-CHP | 2 |  | N | N
15298 | PPL Montana LLC | 2186 | Holter | MT | Cascade | HOL2 | HY | OP | 9.6 | 12 | 12 |  | 7 | 1918 | BIT BIT: WAT; N N: N; N N: Y |  | S |  | N | IPP Non-CHP | 2 |  | N | N
15298 | PPL Montana LLC | 2186 | Holter | MT | Cascade | HOL3 | HY | OP | 9.6 | 12 | 12 |  | 7 | 1918 | BIT BIT: WAT; N N: N; N N: Y |  | S |  | N | IPP Non-CHP | 2 |  | N | N
15298 | PPL Montana LLC | 2186 | Holter | MT | Cascade | HOL4 | HY | OP | 9.6 | 12 | 12 |  | 7 | 1918 | BIT BIT: WAT; N N: N; N N: Y |  | S |  | N | IPP Non-CHP | 2 |  | N | N
15298 | PPL Montana LLC | 2187 | J E Corette Plant | MT | Yellowstone | 1 | ST | OP | 172.8 | 153 | 153 |  | 6 | 1968 | BIT BIT: SUB; WDS WDS: NG; N N: N; N N: Y |  | S |  | N | IPP Non-CHP | 2 |  | N | Y | [12 empty] | Y | 4 | 2015 |  |  | N | Y | N |  |  |  |  | NG
15298 | PPL Montana LLC | 2188 | Kerr | MT | Lake | KER1 | HY | OP | 70.6 | 62 | 62 |  | 10 | 1938 | BIT BIT: WAT; N N: N; N N: Y |  | S |  | N | IPP Non-CHP | 2 |  | N | N
15298 | PPL Montana LLC | 2188 | Kerr | MT | Lake | KER2 | HY | OP | 50.4 | 62 | 62 |  | 5 | 1949 | BIT BIT: WAT; N N: N; N N: Y |  | S |  | N | IPP Non-CHP | 2 |  | N | N
15298 | PPL Montana LLC | 2188 | Kerr | MT | Lake | KER3 | HY | OP | 86.6 | 82 | 82 |  | 11 | 1954 | BIT BIT: WAT; N N: N; N N: Y |  | S |  | N | IPP Non-CHP | 2 |  | N | N
15298 | PPL Montana LLC | 2191 | Morony | MT | Cascade | MOR1 | HY | OP | 22.5 | 24 | 24 |  | 1 | 1930 | BIT BIT: WAT; N N: N; N N: Y |  | S |  | N | IPP Non-CHP | 2 |  | N | N
15298 | PPL Montana LLC | 2191 | Morony | MT | Cascade | MOR2 | HY | OP | 31.5 | 24 | 24 |  | 1 | 1930 | BIT BIT: WAT; N N: N; N N: Y |  | S |  | N | IPP Non-CHP | 2 |  | N | N
15298 | PPL Montana LLC | 2192 | Mystic | MT | Stillwater | MYS1 | HY | OP | 6 | 6 | 6 |  | 5 | 1925 | BIT BIT: WAT; N N: N; N N: Y |  | S |  | N | IPP Non-CHP | 2 |  | N | N
15298 | PPL Montana LLC | 2192 | Mystic | MT | Stillwater | MYS2 | HY | OP | 6 | 6 | 6 |  | 5 | 1925 | BIT BIT: WAT; N N: N; N N: Y |  | S |  | N | IPP Non-CHP | 2 |  | N | N
15298 | PPL Montana LLC | 2193 | Rainbow | MT | Cascade | RAI1 | HY | OP | 4.5 | 4 | 4 |  | 7 | 1910 | BIT BIT: WAT; N N: N; N N: Y |  | S |  | N | IPP Non-CHP | 2 |  | N | Y | [12 empty] | N |  |  | 2 | 2013
15298 | PPL Montana LLC | 2193 | Rainbow | MT | Cascade | RAI2 | HY | OP | 4.5 | 4 | 4 |  | 7 | 1910 | BIT BIT: WAT; N N: N; N N: Y |  | S |  | N | IPP Non-CHP | 2 |  | N | Y | [12 empty] | N |  |  | 2 | 2013
15298 | PPL Montana LLC | 2193 | Rainbow | MT | Cascade | RAI3 | HY | OP | 4 | 4 | 4 |  | 7 | 1910 | BIT BIT: WAT; N N: N; N N: Y |  | S |  | N | IPP Non-CHP | 2 |  | N | Y | [12 empty] | N |  |  | 2 | 2013
15298 | PPL Montana LLC | 2193 | Rainbow | MT | Cascade | RAI4 | HY | OP | 4 | 4 | 4 |  | 7 | 1910 | BIT BIT: WAT; N N: N; N N: Y |  | S |  | N | IPP Non-CHP | 2 |  | N | Y | [12 empty] | N |  |  | 2 | 2013
15298 | PPL Montana LLC | 2193 | Rainbow | MT | Cascade | RAI5 | HY | OP | 4 | 4 | 4 |  | 7 | 1910 | BIT BIT: WAT; N N: N; N N: Y |  | S |  | N | IPP Non-CHP | 2 |  | N | Y | [12 empty] | N |  |  | 2 | 2013
15298 | PPL Montana LLC | 2193 | Rainbow | MT | Cascade | RAI6 | HY | OP | 4 | 4 | 4 |  | 7 | 1910 | BIT BIT: WAT; N N: N; N N: Y |  | S |  | N | IPP Non-CHP | 2 |  | N | Y | [12 empty] | N |  |  | 2 | 2013
15298 | PPL Montana LLC | 2193 | Rainbow | MT | Cascade | RAI7 | HY | OP | 5.8 | 6 | 6 |  | 9 | 1917 | BIT BIT: WAT; N N: N; N N: Y |  | S |  | N | IPP Non-CHP | 2 |  | N | Y | [12 empty] | N |  |  | 2 | 2013
15298 | PPL Montana LLC | 2193 | Rainbow | MT | Cascade | RAI8 | HY | OP | 5.8 | 6 | 6 |  | 9 | 1917 | BIT BIT: WAT; N N: N; N N: Y |  | S |  | N | IPP Non-CHP | 2 |  | N | Y | [12 empty] | N |  |  | 2 | 2013
15298 | PPL Montana LLC | 2194 | Ryan | MT | Cascade | RYA1 | HY | OP | 8 | 10 | 10 |  | 8 | 1915 | BIT BIT: WAT; N N: N; N N: Y |  | S |  | N | IPP Non-CHP | 2 |  | N | N
15298 | PPL Montana LLC | 2194 | Ryan | MT | Cascade | RYA2 | HY | OP | 9.2 | 10 | 10 |  | 8 | 1915 | BIT BIT: WAT; N N: N; N N: Y |  | S |  | N | IPP Non-CHP | 2 |  | N | N
15298 | PPL Montana LLC | 2194 | Ryan | MT | Cascade | RYA3 | HY | OP | 8 | 10 | 10 |  | 8 | 1915 | BIT BIT: WAT; N N: N; N N: Y |  | S |  | N | IPP Non-CHP | 2 |  | N | N
15298 | PPL Montana LLC | 2194 | Ryan | MT | Cascade | RYA4 | HY | OP | 9.2 | 10 | 10 |  | 8 | 1915 | BIT BIT: WAT; N N: N; N N: Y |  | S |  | N | IPP Non-CHP | 2 |  | N | N
15298 | PPL Montana LLC | 2194 | Ryan | MT | Cascade | RYA5 | HY | OP | 8 | 10 | 10 |  | 9 | 1916 | BIT BIT: WAT; N N: N; N N: Y |  | S |  | N | IPP Non-CHP | 2 |  | N | N
15298 | PPL Montana LLC | 2194 | Ryan | MT | Cascade | RYA6 | HY | OP | 8 | 10 | 10 |  | 9 | 1916 | BIT BIT: WAT; N N: N; N N: Y |  | S |  | N | IPP Non-CHP | 2 |  | N | N
15298 | PPL Montana LLC | 2195 | Thompson Falls | MT | Sanders | TF1 | HY | OP | 5 | 7 | 7 |  | 7 | 1917 | BIT BIT: WAT; N N: N; N N: Y |  | S |  | N | IPP Non-CHP | 2 |  | N | N
15298 | PPL Montana LLC | 2195 | Thompson Falls | MT | Sanders | TF2 | HY | OP | 5 | 6 | 6 |  | 5 | 1917 | BIT BIT: WAT; N N: N; N N: Y |  | S |  | N | IPP Non-CHP | 2 |  | N | N
15298 | PPL Montana LLC | 2195 | Thompson Falls | MT | Sanders | TF3 | HY | OP | 5 | 7 | 7 |  | 11 | 1916 | BIT BIT: WAT; N N: N; N N: Y |  | S |  | N | IPP Non-CHP | 2 |  | N | N
15298 | PPL Montana LLC | 2195 | Thompson Falls | MT | Sanders | TF4 | HY | OP | 5 | 6 | 6 |  | 11 | 1916 | BIT BIT: WAT; N N: N; N N: Y |  | S |  | N | IPP Non-CHP | 2 |  | N | N
15298 | PPL Montana LLC | 2195 | Thompson Falls | MT | Sanders | TF5 | HY | OP | 5 | 6 | 6 |  | 7 | 1915 | BIT BIT: WAT; N N: N; N N: Y |  | S |  | N | IPP Non-CHP | 2 |  | N | N
15298 | PPL Montana LLC | 2195 | Thompson Falls | MT | Sanders | TF6 | HY | OP | 5 | 6 | 6 |  | 7 | 1915 | BIT BIT: WAT; N N: N; N N: Y |  | S |  | N | IPP Non-CHP | 2 |  | N | N
15298 | PPL Montana LLC | 2195 | Thompson Falls | MT | Sanders | TF7 | HY | OP | 57.1 | 56 | 56 |  | 7 | 1915 | BIT BIT: WAT; N N: N; N N: Y |  | S |  | N | IPP Non-CHP | 2 |  | N | N
15298 | PPL Montana LLC | 6076 | Colstrip | MT | Rosebud | 1 | ST | OP | 358 | 307 | 307 |  | 11 | 1975 | SUB | PG | WO |  |  |  | N | Y |  | J |  | N | IPP Non-CHP | 2 |  | N | N | [17 empty] | N | Y | [5 empty] | PG
15298 | PPL Montana LLC | 6076 | Colstrip | MT | Rosebud | 2 | ST | OP | 358 | 307 | 307 |  | 8 | 1976 | SUB | PG | WO |  |  |  | N | Y |  | J |  | N | IPP Non-CHP | 2 |  | N | N | [17 empty] | N | Y | [5 empty] | PG
15298 | PPL Montana LLC | 6076 | Colstrip | MT | Rosebud | 3 | ST | OP | 778 | 740 | 740 |  | 1 | 1984 | SUB | DFO | WO |  |  |  | N | Y |  | J |  | N | IPP Non-CHP | 2 |  | N | N | [17 empty] | N | Y | [5 empty] | DFO
15298 | PPL Montana LLC | 6076 | Colstrip | MT | Rosebud | 4 | ST | OP | 778 | 740 | 740 |  | 4 | 1986 | SUB | DFO | WO |  |  |  | N | Y |  | J |  | N | IPP Non-CHP | 2 |  | N | N | [17 empty] | N | Y | [5 empty] | DFO
15298 | PPL Montana LLC | 6422 | Madison | MT | Madison | MAD1 | HY | OP | 2.2 | 2 | 2 |  | 9 | 1906 | BIT BIT: WAT; N N: N; N N: Y |  | S |  | N | IPP Non-CHP | 2 |  | N | N
15298 | PPL Montana LLC | 6422 | Madison | MT | Madison | MAD2 | HY | OP | 2.2 | 2 | 2 |  | 9 | 1906 | BIT BIT: WAT; N N: N; N N: Y |  | S |  | N | IPP Non-CHP | 2 |  | N | N
15298 | PPL Montana LLC | 6422 | Madison | MT | Madison | MAD3 | HY | OP | 2.2 | 2 | 2 |  | 9 | 1906 | BIT BIT: WAT; N N: N; N N: Y |  | S |  | N | IPP Non-CHP | 2 |  | N | N
15298 | PPL Montana LLC | 6422 | Madison | MT | Madison | MAD4 | HY | OP | 2.2 | 2 | 2 |  | 7 | 1908 | BIT BIT: WAT; N N: N; N N: Y |  | S |  | N | IPP Non-CHP | 2 |  | N | N
15300 | Power Resources Ltd | 52176 | C R Wing Cogen Plant | TX | Howard | GEN1 | CT | OP | 77.5 | 76 | 80 |  | 7 | 1987 | BIT BIT: NG; WDS WDS: JF; N N: Y; N N: Y |  | S |  | Y | IPP CHP | 3 | B | N | N | [12 empty] | N |  |  |  |  | N
15300 | Power Resources Ltd | 52176 | C R Wing Cogen Plant | TX | Howard | GEN2 | CT | OP | 77.5 | 76 | 80 |  | 7 | 1987 | BIT BIT: NG; WDS WDS: JF; N N: Y; N N: Y |  | S |  | Y | IPP CHP | 3 | B | N | N | [12 empty] | N |  |  |  |  | N
15300 | Power Resources Ltd | 52176 | C R Wing Cogen Plant | TX | Howard | GEN3 | CA | OP | 75 | 75 | 75 |  | 4 | 1988 | BIT BIT: NG; N N: N; N N: Y |  | S |  | Y | IPP CHP | 3 | B | Y | N | [12 empty] | N |  |  |  |  | N
15320 | Praxair Inc | 50148 | Linde Wilmington | CA | LOS ANGELES | GEN1 | CT | SB | 25 | 21 | 21 |  | 12 | 1988 | BIT BIT: NG; N N: N; N N: Y | Y | S |  | Y | Industrial CHP | 7 | T | N | N | [17 empty] | N
15320 | Praxair Inc | 50148 | Linde Wilmington | CA | LOS ANGELES | GEN2 | CA | SB | 6 | 6 | 6 |  | 12 | 1988 | BIT BIT: NG; N N: N; N N: Y | Y | S |  | Y | Industrial CHP | 7 | B | Y | N
15321 | City of Pratt- (KS) | 1317 | Pratt | KS | Pratt | 5 | ST | OP | 14 | 13 | 14 |  | 1 | 1965 | BIT BIT: NG; WDS WDS: DFO; N N: Y; N N: Y |  | S |  | N | Electric Utility | 1 |  | N | N | [17 empty] | N | [6 empty] | NG
15321 | City of Pratt- (KS) | 1317 | Pratt | KS | Pratt | IC1 | IC | OP | 1.5 | 1.5 | 1.5 |  | 1 | 1958 | BIT BIT: DFO; N N: N; N N: Y |  | S |  | N | Electric Utility | 1 |  | N | N | [17 empty] | N
15321 | City of Pratt- (KS) | 7447 | Pratt 2 | KS | Pratt | IC2 | IC | OP | 8 | 7.6 | 7.6 |  | 6 | 1994 | BIT BIT: NG; WDS WDS: DFO; N N: Y; N N: Y |  | S |  | N | Electric Utility | 1 |  | N | N | [17 empty] | N
15321 | City of Pratt- (KS) | 7447 | Pratt 2 | KS | Pratt | IC3 | IC | OP | 8 | 7.6 | 7.6 |  | 4 | 2004 | BIT BIT: NG; WDS WDS: DFO; N N: Y; N N: Y |  | S |  | N | Electric Utility | 1 |  | N | N | [17 empty] | N
15330 | Prairie State Generating Co LLC | 55856 | Prairie State Generatng Station | IL | St Clair | PC1 | ST | OP | 883 | 812 | 812 |  | 6 | 2012 | BIT BIT: BIT; N N: N; N N: Y |  | J |  | N | IPP Non-CHP | 2 | [20 empty] | N | Y |  |  | Y
15330 | Prairie State Generating Co LLC | 55856 | Prairie State Generatng Station | IL | St Clair | PC2 | ST | OP | 883 | 817 | 817 |  | 11 | 2012 | BIT BIT: BIT; N N: N; N N: Y |  | J |  | N | IPP Non-CHP | 2 | [20 empty] | N | Y |  |  | Y
15343 | Portside Energy Corp | 55096 | Portside Energy | IN | PORTER | GT | CT | OP | 50 | 34 | 50 |  | 9 | 1997 | BIT BIT: NG; N N: N; N N: Y |  | S |  | Y | IPP CHP | 3 | B | N | N | [17 empty] | N
15343 | Portside Energy Corp | 55096 | Portside Energy | IN | PORTER | ST | CA | OP | 25.6 | 10 | 19 |  | 9 | 1997 | BIT BIT: NG; N N: N; N N: Y |  | S |  | Y | IPP CHP | 3 | B | N | N | [17 empty] | N
15348 | Preston Public Utilities Comm | 2004 | Preston | MN | Fillmore | 4 | IC | OP | 0.6 | 0.8 | 0.8 |  | 1 | 1949 | BIT BIT: DFO; N N: N; N N: Y | Y | S |  | N | Electric Utility | 1 |  | N | N | [17 empty] | N
15348 | Preston Public Utilities Comm | 2004 | Preston | MN | Fillmore | 5 | IC | OP | 1.1 | 1.1 | 1.1 |  | 1 | 1954 | BIT BIT: DFO; N N: N; N N: Y | Y | S |  | N | Electric Utility | 1 |  | N | N | [17 empty] | N
15348 | Preston Public Utilities Comm | 2004 | Preston | MN | Fillmore | 6 | IC | OP | 2 | 2.2 | 2.2 |  | 1 | 1974 | BIT BIT: NG; WDS WDS: DFO; N N: N; N N: Y | Y | S |  | N | Electric Utility | 1 |  | N | N | [17 empty] | N
15349 | City of Preston | 1176 | Preston | IA | JACKSON | 1 | IC | OP | 0.7 | 0.7 | 0.7 |  | 12 | 1968 | BIT BIT: DFO; WDS WDS: NG; N N: N; N N: N |  | S |  | N | Electric Utility | 1 |  |  | N | [17 empty] | N
15349 | City of Preston | 1176 | Preston | IA | JACKSON | 2 | IC | OP | 0.7 | 0.7 | 0.7 |  | 12 | 1968 | BIT BIT: DFO; WDS WDS: NG; N N: N; N N: N |  | S |  | N | Electric Utility | 1 |  |  | N | [17 empty] | N
15349 | City of Preston | 1176 | Preston | IA | JACKSON | 4 | IC | OP | 1.8 | 1.8 | 1.8 |  | 12 | 1980 | BIT BIT: NG; WDS WDS: DFO; N N: N; N N: N |  | S |  | N | Electric Utility | 1 |  |  | N | [17 empty] | N
15371 | Town of Princeton - (MA) | 7501 | Princeton Wind Farm | MA | Worcester | 2 | WT | OP | 3 | 3 | 3 |  | 1 | 2010 | BIT BIT: WND; N N: N; N N: N |  | S | 2 | N | Electric Utility | 1 |  | N | N | [17 empty] | N
15375 | Procter&Gamble Paper Products Co-Oxnard | 50464 | Oxnard | CA | Ventura | GEN1 | GT | OP | 19.2 | 22.5 | 22.5 |  | 7 | 1982 | BIT BIT: NG; N N: N; N N: Y |  | S |  | Y | Industrial CHP | 7 | T | N | N | [17 empty] | N
15375 | Procter&Gamble Paper Products Co-Oxnard | 50464 | Oxnard | CA | Ventura | GEN2 | GT | OP | 49.5 | 45 | 45 |  | 11 | 1989 | BIT BIT: NG; N N: N; N N: Y |  | S |  | Y | Industrial CHP | 7 | T | N | N | [17 empty] | N
15377 | City of Primghar - (IA) | 1177 | Primghar | IA | O Brien | 4 | IC | OP | 0.6 | 0.5 | 0.5 |  | 1 | 1972 | BIT BIT: DFO; N N: N; N N: Y |  | S |  | N | Electric Utility | 1 |  |  | N | [17 empty] | N
15377 | City of Primghar - (IA) | 1177 | Primghar | IA | O Brien | 5 | IC | OP | 1.1 | 0.9 | 0.9 |  | 5 | 1992 | BIT BIT: DFO; N N: N; N N: Y |  | S |  | N | Electric Utility | 1 |  |  | N | [17 empty] | N
15380 | Prince George's County | 50060 | Brown Station Road Plant I | MD | PRINCE GEORGES | 3972 | IC | OP | 0.9 | 0.8 | 0.8 |  | 10 | 1987 | BIT BIT: LFG; N N: N; N N: Y |  | S |  | N | Commercial Non-CHP | 4 |  |  | N | [17 empty] | N
15380 | Prince George's County | 50060 | Brown Station Road Plant I | MD | PRINCE GEORGES | 9314 | IC | OA | 0.9 | 0.8 | 0.8 |  | 10 | 1987 | BIT BIT: LFG; N N: N; N N: Y |  | S |  | N | Commercial Non-CHP | 4 |  |  | N | [17 empty] | N
15380 | Prince George's County | 50060 | Brown Station Road Plant I | MD | PRINCE GEORGES | 9340 | IC | OA | 0.9 | 0.8 | 0.8 |  | 10 | 1987 | BIT BIT: LFG; N N: N; N N: Y |  | S |  | N | Commercial Non-CHP | 4 |  |  | N | [17 empty] | N
15380 | Prince George's County | 55964 | Brown Station Road Plant II | MD | PRINCE GEORGES | 1 | IC | OP | 1 | 0.8 | 0.8 |  | 12 | 2003 | BIT BIT: LFG; WDS WDS: WO; N N: Y; N N: Y |  | S |  | N | Commercial Non-CHP | 4 |  |  | N | [17 empty] | N
15380 | Prince George's County | 55964 | Brown Station Road Plant II | MD | PRINCE GEORGES | 2 | IC | OP | 1 | 0.8 | 0.8 |  | 12 | 2003 | BIT BIT: LFG; WDS WDS: WO; N N: Y; N N: Y |  | S |  | N | Commercial Non-CHP | 4 |  |  | N | [17 empty] | N
15380 | Prince George's County | 55964 | Brown Station Road Plant II | MD | PRINCE GEORGES | 3 | IC | OP | 1 | 0.8 | 0.8 |  | 12 | 2003 | BIT BIT: LFG; WDS WDS: WO; N N: N; N N: Y |  | S |  | N | Commercial Non-CHP | 4 |  |  | N | [17 empty] | N
15380 | Prince George's County | 55964 | Brown Station Road Plant II | MD | PRINCE GEORGES | 4 | IC | OP | 1 | 0.8 | 0.8 |  | 12 | 2003 | BIT BIT: LFG; N N: N; N N: Y |  | S |  | N | Commercial Non-CHP | 4 |  |  | N | [17 empty] | N
15387 | Princeton Public Utils Comm | 2005 | Princeton | MN | MILLE LACS | 3 | IC | OP | 2.4 | 2.6 | 2.6 |  | 12 | 1978 | BIT BIT: DFO; N N: N; N N: Y |  | S |  | N | Electric Utility | 1 |  |  | N | [17 empty] | N
15387 | Princeton Public Utils Comm | 2005 | Princeton | MN | MILLE LACS | 4 | IC | OP | 1.2 | 1.3 | 1.3 |  | 9 | 1967 | BIT BIT: DFO; N N: N; N N: Y |  | S |  | N | Electric Utility | 1 |  |  | N | [17 empty] | N
15387 | Princeton Public Utils Comm | 2005 | Princeton | MN | MILLE LACS | 5 | IC | OP | 1 | 1 | 1 |  | 9 | 1953 | BIT BIT: DFO; N N: N; N N: Y |  | S |  | N | Electric Utility | 1 |  |  | N | [17 empty] | N
15387 | Princeton Public Utils Comm | 2005 | Princeton | MN | MILLE LACS | 6 | IC | OP | 2.7 | 2.9 | 2.9 |  | 9 | 1963 | BIT BIT: DFO; N N: N; N N: Y |  | S |  | N | Electric Utility | 1 |  |  | N | [17 empty] | N
15387 | Princeton Public Utils Comm | 2005 | Princeton | MN | MILLE LACS | 7 | IC | OP | 5 | 5 | 5 |  | 7 | 2003 | BIT BIT: DFO; N N: N; N N: Y |  | S |  | N | Electric Utility | 1 |  |  | N | [17 empty] | N
15388 | City of Princeton - (IL) | 957 | Princeton | IL | Bureau | 1 | IC | SB | 2.3 | 2.3 | 2.3 |  | 7 | 1953 | BIT BIT: NG; WDS WDS: DFO; N N: Y; N N: N | Y | S |  | N | Electric Utility | 1 |  | N | N | [17 empty] | N
15388 | City of Princeton - (IL) | 957 | Princeton | IL | Bureau | 2 | IC | SB | 3 | 3 | 3 |  | 4 | 1958 | BIT BIT: NG; WDS WDS: DFO; N N: Y; N N: N | Y | S |  | N | Electric Utility | 1 |  | N | N | [17 empty] | N
15388 | City of Princeton - (IL) | 957 | Princeton | IL | Bureau | 3 | IC | SB | 3.4 | 3.4 | 3.4 |  | 8 | 1965 | BIT BIT: NG; WDS WDS: DFO; N N: Y; N N: N | Y | S |  | N | Electric Utility | 1 |  | N | N | [17 empty] | N
15388 | City of Princeton - (IL) | 957 | Princeton | IL | Bureau | 4 | IC | SB | 3.4 | 3.4 | 3.4 |  | 1 | 1965 | BIT BIT: NG; WDS WDS: DFO; N N: Y; N N: N | Y | S |  | N | Electric Utility | 1 |  | N | N | [17 empty] | N
15388 | City of Princeton - (IL) | 957 | Princeton | IL | Bureau | 5 | IC | SB | 4.4 | 4.4 | 4.4 |  | 7 | 1971 | BIT BIT: NG; WDS WDS: DFO; N N: Y; N N: N | Y | S |  | N | Electric Utility | 1 |  | N | N | [17 empty] | N
15388 | City of Princeton - (IL) | 957 | Princeton | IL | Bureau | 6 | IC | SB | 5.6 | 5.5 | 5.5 |  | 8 | 1971 | BIT BIT: NG; WDS WDS: DFO; N N: Y; N N: N | Y | S |  | N | Electric Utility | 1 |  | N | N | [17 empty] | N
15388 | City of Princeton - (IL) | 957 | Princeton | IL | Bureau | 7 | IC | SB | 7 | 7 | 7 |  | 9 | 1976 | BIT BIT: NG; WDS WDS: DFO; N N: Y; N N: N | Y | S |  | N | Electric Utility | 1 |  | N | N | [17 empty] | N
15388 | City of Princeton - (IL) | 957 | Princeton | IL | Bureau | 8 | IC | SB | 8.8 | 8.7 | 8.7 |  | 9 | 1976 | BIT BIT: NG; WDS WDS: DFO; N N: Y; N N: N | Y | S |  | N | Electric Utility | 1 |  | N | N | [17 empty] | N
15394 | Procter & Gamble Ppr Prdts Co | 50463 | Procter & Gamble Mehoopany Mill | PA | Wyoming | GEN1 | GT | OP | 53.6 | 40 | 59 |  | 6 | 1985 | BIT BIT: NG; N N: N; N N: Y |  | S |  | Y | Industrial CHP | 7 | T | N | N | [17 empty] | N
15394 | Procter & Gamble Ppr Prdts Co | 50463 | Procter & Gamble Mehoopany Mill | PA | Wyoming | GEN2 | ST | OP | 2.6 | 0.9 | 1.6 |  | 10 | 1984 | BIT BIT: NG; N N: N; N N: Y |  | S |  | Y | Industrial CHP | 7 | T |  | N | [17 empty] | N | [6 empty] | NG
15399 | Iberdrola Renewables Inc | 55871 | Klondike Wind Power | OR | Sherman | Ph 1 | WT | OP | 24.5 | 24 | 24 |  | 1 | 2002 | BIT BIT: WND; N N: N; N N: Y |  | S | 16 | N | IPP Non-CHP | 2 |  | N | N
15399 | Iberdrola Renewables Inc | 56112 | Mountain View III | CA | Riverside | V47 | WT | OP | 22.4 | 22.4 | 22.4 |  | 12 | 2003 | BIT BIT: WND; N N: N; N N: Y |  | S | 34 | N | IPP Non-CHP | 2 |  | N | N
15399 | Iberdrola Renewables Inc | 56172 | Flying Cloud Power Partners LLC | IA | Dickinson | FC | WT | OP | 43.5 | 43.5 | 43.5 |  | 12 | 2003 | BIT BIT: WND; N N: N; N N: Y |  | S | 29 | N | IPP Non-CHP | 2 |  | N | N
15399 | Iberdrola Renewables Inc | 56173 | Colorado Green Holdings LLC | CO | Prowers | CG | WT | OP | 162 | 162 | 162 |  | 12 | 2003 | BIT BIT: WND; N N: N; N N: Y |  | J | 108 | N | IPP Non-CHP | 2 |  | N | N
15399 | Iberdrola Renewables Inc | 56174 | Moraine Wind LLC | MN | Pipestone | MOR | WT | OP | 51 | 51 | 51 |  | 12 | 2003 | BIT BIT: WND; N N: N; N N: Y |  | S | 34 | N | IPP Non-CHP | 2 |  | N | N | [17 empty] | N
15399 | Iberdrola Renewables Inc | 56296 | Trimont Area Wind Farm | MN | Martin | 1 | WT | OP | 100.5 | 100.5 | 100.5 |  | 11 | 2005 | BIT BIT: WND; N N: N; N N: Y |  | S | 67 | N | IPP Non-CHP | 2 |  | N | N
15399 | Iberdrola Renewables Inc | 56303 | Elk River Wind | KS | Butler | 1 | WT | OP | 150 | 150 | 150 |  | 12 | 2005 | BIT BIT: WND; N N: N; N N: Y |  | S | 100 | N | IPP Non-CHP | 2 |  | N | N
15399 | Iberdrola Renewables Inc | 56359 | Klondike Windpower II | OR | Sherman | PH2 | WT | OP | 75 | 75 | 75 |  | 7 | 2005 | BIT BIT: WND; N N: N; N N: Y |  | S | 50 | N | IPP Non-CHP | 2 |  | N | N
15399 | Iberdrola Renewables Inc | 56361 | Big Horn Wind Project | WA | Klickitat | 1 | WT | OP | 199 | 199 | 199 |  | 10 | 2006 | BIT BIT: WND; N N: N; N N: Y |  | S | 133 | N | IPP Non-CHP | 2 |  | N | N | [17 empty] | N
15399 | Iberdrola Renewables Inc | 56362 | Shiloh I Wind Project | CA | Solano | 1 | WT | OP | 150 | 150 | 150 |  | 5 | 2006 | BIT BIT: WND; N N: N; N N: Y |  | S | 100 | N | IPP Non-CHP | 2 |  | N | N
15399 | Iberdrola Renewables Inc | 56369 | Casselman Wind Power Project | PA | Somerset | 1 | WT | OP | 34.5 | 34.5 | 34.5 |  | 12 | 2007 | BIT BIT: WND; N N: N; N N: Y |  | S | 23 | N | IPP Non-CHP | 2 |  |  | N | [17 empty] | N
15399 | Iberdrola Renewables Inc | 56383 | Northern Iowa Windpower II | IA | Worth | TOI2 | WT | OP | 80 | 80 | 80 |  | 1 | 2008 | BIT BIT: WND; N N: N; N N: Y |  | S | 48 | N | IPP Non-CHP | 2 |  | N | N | [12 empty] | N |  |  |  |  | N
15399 | Iberdrola Renewables Inc | 56399 | Lempster Wind LLC | NH | Sullivan | 1 | WT | OP | 24 | 24 | 24 |  | 12 | 2008 | BIT BIT: WND; N N: N; N N: Y |  | S | 12 | N | IPP Non-CHP | 2 |  |  | N
15399 | Iberdrola Renewables Inc | 56459 | MinnDakota Wind LLC | SD | Brookings | 2 | WT | OP | 150 | 150 | 150 |  | 1 | 2008 | BIT BIT: WND; N N: N; N N: Y |  | S | 100 | N | IPP Non-CHP | 2 |  | N | N | [17 empty] | N
15399 | Iberdrola Renewables Inc | 56460 | Twin Buttes Wind Project | CO | Bent | WT1 | WT | OP | 75 | 75 | 75 |  | 7 | 2007 | BIT BIT: WND; N N: N; N N: Y |  | S | 50 | N | IPP Non-CHP | 2 |  | N | N | [17 empty] | N
15399 | Iberdrola Renewables Inc | 56468 | Klondike Windpower III | OR | Sherman | 1 | WT | OP | 221 | 221 | 221 |  | 11 | 2007 | BIT BIT: WND; N N: N; N N: Y |  | S | 124 | N | IPP Non-CHP | 2 |  | N | N | [17 empty] | N
15399 | Iberdrola Renewables Inc | 56468 | Klondike Windpower III | OR | Sherman | 2 | WT | OP | 76.5 | 76.5 | 76.5 |  | 7 | 2008 | BIT BIT: WND; N N: N; N N: Y |  | S | 51 | N | IPP Non-CHP | 2 |  |  | N | [17 empty] | N
15399 | Iberdrola Renewables Inc | 56470 | Locust Ridge | PA | Schuylkill | LRWF | WT | OP | 26 | 26 | 26 |  | 3 | 2007 | BIT BIT: WND; N N: N; N N: Y |  | J | 13 | N | IPP Non-CHP | 2 |  |  | N | [17 empty] | N
15399 | Iberdrola Renewables Inc | 56622 | Providence Heights Wind LLC | IL | Bureau | 1 | WT | OP | 72 | 72 | 72 |  | 8 | 2008 | BIT BIT: WND; N N: N; N N: Y |  | S | 36 | N | IPP Non-CHP | 2 |  |  | N
15399 | Iberdrola Renewables Inc | 56764 | Winnebago Wind Power Project | IA | Hancock | 1 | WT | OP | 20 | 20 | 20 |  | 9 | 2008 | BIT BIT: WND; N N: N; N N: Y |  | S | 10 | N | IPP Non-CHP | 2 |  |  | N
15399 | Iberdrola Renewables Inc | 56765 | Barton Windpower LLC | IA | Worth | 1 | WT | OP | 28 | 28 | 28 |  | 6 | 2009 | BIT BIT: WND; N N: N; N N: Y |  | S | 14 | N | IPP Non-CHP | 2 |  |  | N
15399 | Iberdrola Renewables Inc | 56765 | Barton Windpower LLC | IA | Worth | 2 | WT | OP | 132 | 132 | 132 |  | 6 | 2009 | BIT BIT: WND; N N: N; N N: Y |  | S | 66 | N | IPP Non-CHP | 2 |  |  | N
15399 | Iberdrola Renewables Inc | 56767 | Farmers City Wind LLC | MO | Atchison | 1 | WT | OP | 146 | 146 | 146 |  | 4 | 2009 | BIT BIT: WND; N N: N; N N: Y |  | S | 73 | N | IPP Non-CHP | 2 |  |  | N
15399 | Iberdrola Renewables Inc | 56770 | Locust Ridge II LLC | PA | Schuylkill | 1 | WT | OP | 102 | 102 | 102 |  | 5 | 2009 | BIT BIT: WND; N N: N; N N: Y |  | S | 51 | N | IPP Non-CHP | 2 |  |  | N
15399 | Iberdrola Renewables Inc | 56789 | Pebble Springs Wind LLC | OR | Gilliam | 1 | WT | OP | 98.7 | 98.7 | 98.7 |  | 1 | 2009 | BIT BIT: WND; N N: N; N N: Y |  | S | 47 | N | IPP Non-CHP | 2 |  |  | N | [17 empty] | N
15399 | Iberdrola Renewables Inc | 56790 | Hay Canyon Wind Power LLC | OR | Sherman | 1 | WT | OP | 108 | 108 | 108 |  | 2 | 2009 | BIT BIT: WND; N N: N; N N: Y |  | S | 48 | N | IPP Non-CHP | 2 |  |  | N | [17 empty] | N
15399 | Iberdrola Renewables Inc | 56791 | Dillon Wind LLC | CA | Riverside | 1 | WT | OP | 45 | 45 | 45 |  | 4 | 2008 | BIT BIT: WND; N N: N; N N: Y |  | S | 30 | N | IPP Non-CHP | 2 |  |  | N | [17 empty] | N
15399 | Iberdrola Renewables Inc | 56792 | Buffalo Ridge I LLC | SD | Brookings | 1 | WT | OP | 50.4 | 50.4 | 50.4 |  | 4 | 2009 | BIT BIT: WND; N N: N; N N: Y |  | S | 24 | N | IPP Non-CHP | 2 |  |  | N | [17 empty] | N
15399 | Iberdrola Renewables Inc | 56793 | Elm Creek Wind LLC | MN | Martin | 1 | WT | OP | 99 | 99 | 99 |  | 12 | 2008 | BIT BIT: WND; N N: N; N N: Y |  | S | 66 | N | IPP Non-CHP | 2 |  |  | N | [17 empty] | N
15399 | Iberdrola Renewables Inc | 56794 | Moraine II Wind LLC | MN | Pipestone | 1 | WT | OP | 49.5 | 49.5 | 49.5 |  | 2 | 2009 | BIT BIT: WND; N N: N; N N: Y |  | S | 33 | N | IPP Non-CHP | 2 |  |  | N | [17 empty] | N
15399 | Iberdrola Renewables Inc | 56795 | Penascal Wind Power LLC | TX | Kenedy | 1 | WT | OP | 201.6 | 201.6 | 201.6 |  | 4 | 2009 | BIT BIT: WND; N N: N; N N: Y |  | S | 84 | N | IPP Non-CHP | 2 |  |  | N | [17 empty] | N
15399 | Iberdrola Renewables Inc | 56796 | South Chestnut LLC | PA | Fayette | 1 | WT | OP | 50.4 | 50.4 | 50.4 |  | 4 | 2012 | BIT BIT: WND; N N: N; N N: Y |  | S | 23 | N | IPP Non-CHP | 2 | [20 empty] | N
15399 | Iberdrola Renewables Inc | 57094 | Streator Cayuga Ridge South | IL | Livingston | 1 | WT | OP | 300 | 300 | 300 |  | 3 | 2010 | BIT BIT: WND; N N: N; N N: Y |  | S | 150 | N | IPP Non-CHP | 2 |  |  | N
15399 | Iberdrola Renewables Inc | 57095 | Penascal II Wind Project LLC | TX | Kenedy | 1 | WT | OP | 201 | 201 | 201 |  | 3 | 2010 | BIT BIT: WND; N N: N; N N: Y |  | S | 42 | N | IPP Non-CHP | 2 |  |  | N
15399 | Iberdrola Renewables Inc | 57096 | Star Point Wind Project LLC | OR | Sherman | 1 | WT | OP | 98.7 | 98.7 | 98.7 |  | 2 | 2010 | BIT BIT: WND; N N: N; N N: Y |  | S | 47 | N | IPP Non-CHP | 2 |  |  | N
15399 | Iberdrola Renewables Inc | 57097 | Rugby Wind Power Project | ND | Bottineau | 1 | WT | OP | 149 | 149 | 149 |  | 12 | 2009 | BIT BIT: WND; N N: N; N N: Y |  | S | 71 | N | IPP Non-CHP | 2 |  |  | N
15399 | Iberdrola Renewables Inc | 57098 | Dry Lake Wind LLC | AZ | Navajo | 1 | WT | OP | 63 | 63 | 63 |  | 8 | 2009 | BIT BIT: WND; N N: N; N N: Y |  | S | 31 | N | IPP Non-CHP | 2 |  |  | N
15399 | Iberdrola Renewables Inc | 57156 | Barton Chapel Wind Farm | TX | Jack | BC | WT | OP | 120 | 120 | 120 |  | 1 | 2009 | BIT BIT: WND; N N: N; N N: Y |  | S | 60 | N | IPP Non-CHP | 2 |  |  | N
15399 | Iberdrola Renewables Inc | 57287 | Hardscrabble Wind Power LLC | NY | Herkimer | 1 | WT | OP | 74 | 74 | 74 |  | 1 | 2011 | BIT BIT: WND; N N: N; N N: Y |  | S | 37 | N | IPP Non-CHP | 2 | [20 empty] | N
15399 | Iberdrola Renewables Inc | 57317 | San Luis Valley Solar Ranch | CO | Alamosa | 1 | PV | OP | 35 | 35 | 35 |  | 12 | 2011 | BIT BIT: SUN; N N: N; N N: Y |  | S |  | N | IPP Non-CHP | 2 | [20 empty] | N
15399 | Iberdrola Renewables Inc | 57318 | Copper Crossing Solar LLC | AZ | GILA | 1 | PV | OP | 20 | 20 | 20 |  | 12 | 2011 | BIT BIT: SUN; N N: N; N N: Y |  | S |  | N | IPP Non-CHP | 2 | [20 empty] | N
15399 | Iberdrola Renewables Inc | 57319 | Big Horn Wind II | WA | Klickitat | 1 | WT | OP | 50 | 50 | 50 |  | 1 | 2011 | BIT BIT: WND; N N: N; N N: Y |  | S | 25 | N | IPP Non-CHP | 2 | [20 empty] | N
15399 | Iberdrola Renewables Inc | 57320 | Juniper Canyon I Wind Project | WA | Klickitat | 1 | WT | OP | 151.2 | 151.2 | 151.2 |  | 3 | 2011 | BIT BIT: WND; N N: N; N N: Y |  | S | 126 | N | IPP Non-CHP | 2
15399 | Iberdrola Renewables Inc | 57333 | Leaning Juniper Wind Power II | OR | Gilliam | 1 | WT | OP | 201 | 201 | 201 |  | 3 | 2011 | BIT BIT: WND; N N: N; N N: Y |  | S | 117 | N | IPP Non-CHP | 2 | [20 empty] | N
15399 | Iberdrola Renewables Inc | 57379 | Dry Lake Wind II LLC | AZ | Navajo | 1 | WT | OP | 65.1 | 65.1 | 65.1 |  | 12 | 2010 | BIT BIT: WND; N N: N; N N: Y |  | S | 31 | N | IPP Non-CHP | 2 |  |  | N
15399 | Iberdrola Renewables Inc | 57380 | New England Wind LLC | MA | Berkshire | 1 | WT | OP | 28.5 | 28.5 | 28.5 |  | 12 | 2012 | BIT BIT: WND; N N: N; N N: Y |  | S | 19 | N | IPP Non-CHP | 2 | [20 empty] | N
15399 | Iberdrola Renewables Inc | 57424 | Buffalo Ridge II LLC | SD | Brookings | 1 | WT | OP | 210 | 210 | 210 |  | 12 | 2010 | BIT BIT: WND; N N: N; N N: Y |  | S | 105 | N | IPP Non-CHP | 2
15399 | Iberdrola Renewables Inc | 57449 | Blue Creek Wind Project | OH | Paulding | 1 | WT | OP | 302 | 302 | 302 |  | 12 | 2011 | BIT BIT: WND; N N: N; N N: Y |  | S | 152 | N | IPP Non-CHP | 2 | [20 empty] | N
15399 | Iberdrola Renewables Inc | 57484 | Manzana Wind LLC | CA | Kern | GEN1 | WT | OP | 189 | 189 | 189 |  | 12 | 2012 | BIT BIT: WND; N N: N; N N: Y |  | S | 126 | N | IPP Non-CHP | 2 | [20 empty] | N
15399 | Iberdrola Renewables Inc | 57609 | New Harvest Wind Project LLC | IA | Crawford | 1 | WT | OP | 100 | 100 | 100 |  | 12 | 2011 | BIT BIT: WND; N N: N; N N: Y |  | S | 50 | N | IPP Non-CHP | 2 | [20 empty] | N
15399 | Iberdrola Renewables Inc | 57649 | Elm Creek Wind II LLC | MN | Martin | 1 | WT | OP | 148.8 | 148.8 | 148.8 |  | 12 | 2010 | BIT BIT: WND; N N: N; N N: Y |  | S | 62 | N | IPP Non-CHP | 2 |  |  | N
15399 | Iberdrola Renewables Inc | 58141 | Groton Wind LLC | NH | Grafton | 1 | WT | OP | 48 | 48 | 48 |  | 12 | 2012 | BIT BIT: WND; N N: N; N N: Y |  | S | 24 | N | IPP Non-CHP | 2 |  |  | N | [17 empty] | N
15400 | Procter & Gamble Co | 50456 | Procter & Gamble Cincinnati Plant | OH | Hamilton | GEN1 | ST | OP | 12.5 | 11.7 | 11.8 |  | 11 | 1965 | BIT BIT: BIT; WDS WDS: NG; N N: Y; N N: Y |  | S |  | Y | Industrial CHP | 7 | B |  | N | [17 empty] | N | Y |  | Y |  |  |  | NG
15430 | Detroit Renewable Power | 10033 | Greater Detroit Resource Recovery | MI | Wayne | GEN1 | ST | OP | 68.4 | 63.6 | 64.3 |  | 12 | 1988 | BIT BIT: MSW; WDS WDS: DFO; N N: N; N N: Y |  | W |  | Y | Commercial CHP | 5 | T | N | N | [17 empty] | N
15444 | Provo City Corp | 3686 | Provo | UT | UTAH | 4 | ST | SB | 7.5 | 9.2 | 9.2 |  | 1 | 1949 | [8 empty] | Y | S |  | N | Electric Utility | 1 |  | N | N | [17 empty] | N | bar: BIT BIT; N N to N N
15444 | Provo City Corp | 3686 | Provo | UT | UTAH | 5 | IC | OP | 2.5 | 2.5 | 2.5 |  | 5 | 1980 | BIT BIT: NG; WDS WDS: DFO; N N: Y; N N: N |  | S |  | N | Electric Utility | 1 |  | N | N
15444 | Provo City Corp | 3686 | Provo | UT | UTAH | 6 | IC | OP | 2.5 | 2.5 | 2.5 |  | 5 | 1980 | BIT BIT: NG; WDS WDS: DFO; N N: Y; N N: N |  | S |  | N | Electric Utility | 1 |  | N | N
15444 | Provo City Corp | 3686 | Provo | UT | UTAH | 7 | IC | OP | 2.5 | 2.5 | 2.5 |  | 5 | 1980 | BIT BIT: NG; WDS WDS: DFO; N N: Y; N N: N |  | S |  | N | Electric Utility | 1 |  | N | N
15444 | Provo City Corp | 3686 | Provo | UT | UTAH | 8 | IC | OP | 2.5 | 2.5 | 2.5 |  | 5 | 1980 | BIT BIT: NG; WDS WDS: DFO; N N: Y; N N: N |  | S |  | N | Electric Utility | 1 |  | N | N
15452 | PSEG Power Connecticut LLC | 568 | Bridgeport Station | CT | Fairfield | 2 | ST | SB | 163 |  |  |  | 8 | 1961 | BIT BIT: RFO; WDS WDS: DFO; N N: N; N N: Y | Y | S |  | N | IPP Non-CHP | 2 |  |  | N | [17 empty] | N | [6 empty] | NG
15452 | PSEG Power Connecticut LLC | 568 | Bridgeport Station | CT | Fairfield | 3 | ST | OP | 400 | 389.1 | 385.5 |  | 8 | 1968 | BIT BIT: SUB; WDS WDS: RFO; N N: N; N N: Y |  | S |  | N | IPP Non-CHP | 2 |  |  | N | [17 empty] | N | Y |  | Y |  |  |  | DFO
15452 | PSEG Power Connecticut LLC | 568 | Bridgeport Station | CT | Fairfield | 4 | GT | OP | 18.6 | 16.8 | 21.9 |  | 10 | 1967 | BIT BIT: KER; N N: N; N N: Y |  | S |  | N | IPP Non-CHP | 2 |  |  | Y | 4 | 0 | 6 | 2013 | 2 | 0 | 6 | 2014 | [7 empty] | 6 | 2016 | N |  |  |  |  | N
15452 | PSEG Power Connecticut LLC | 6156 | New Haven Harbor | CT | New Haven | 1 | ST | OP | 460 | 453.2 | 455.6 |  | 7 | 1975 | BIT BIT: RFO; WDS WDS: NG; N N: Y; N N: Y |  | S |  | N | IPP Non-CHP | 2 |  |  | N | [17 empty] | N | [6 empty] | DFO
15452 | PSEG Power Connecticut LLC | 6156 | New Haven Harbor | CT | New Haven | 2 | GT | OP | 60.5 | 47.4 |  |  | 6 | 2012 | BIT BIT: KER; WDS WDS: NG; N N: Y; N N: Y |  | S |  | N | IPP Non-CHP | 2 |  |  | N | [17 empty] | N
15452 | PSEG Power Connecticut LLC | 6156 | New Haven Harbor | CT | New Haven | 3 | GT | OP | 60.5 | 48.1 |  |  | 6 | 2012 | BIT BIT: KER; WDS WDS: NG; N N: Y; N N: Y |  | S |  | N | IPP Non-CHP | 2 |  |  | N | [17 empty] | N
15452 | PSEG Power Connecticut LLC | 6156 | New Haven Harbor | CT | New Haven | 4 | GT | OP | 60.5 | 48.1 |  |  | 6 | 2012 | BIT BIT: KER; WDS WDS: NG; N N: Y; N N: Y |  | S |  | N | IPP Non-CHP | 2 |  |  | N | [17 empty] | N
15458 | PPL Holtwood LLC | 3145 | PPL Holtwood | PA | Lancaster | HW1 | HY | OP | 10.4 | 10.8 | 10.8 |  | 10 | 1910 | BIT BIT: WAT; N N: N; N N: Y |  | S | 0 | N | IPP Non-CHP | 2 |  | N | N
15458 | PPL Holtwood LLC | 3145 | PPL Holtwood | PA | Lancaster | HW10 | HY | OP | 12 | 13.5 | 13.5 |  | 3 | 1924 | BIT BIT: WAT; N N: N; N N: Y |  | S | 0 | N | IPP Non-CHP | 2 |  | N | N
15458 | PPL Holtwood LLC | 3145 | PPL Holtwood | PA | Lancaster | HW11 | HY | OP | 1.4 | 1.3 | 1.3 |  | 6 | 2011 | BIT BIT: WAT; N N: N; N N: Y |  | S |  | N | IPP Non-CHP | 2 |  | N
15458 | PPL Holtwood LLC | 3145 | PPL Holtwood | PA | Lancaster | HW13 | HY | OP | 1.4 | 1.3 | 1.3 |  | 6 | 2011 | BIT BIT: WAT; N N: N; N N: Y |  | S |  | N | IPP Non-CHP | 2 |  | N
15458 | PPL Holtwood LLC | 3145 | PPL Holtwood | PA | Lancaster | HW2 | HY | OP | 10.4 | 11 | 11 |  | 2 | 1911 | BIT BIT: WAT; N N: N; N N: Y |  | S | 0 | N | IPP Non-CHP | 2 |  | N | N
15458 | PPL Holtwood LLC | 3145 | PPL Holtwood | PA | Lancaster | HW3 | HY | OP | 13.5 | 12.9 | 12.9 |  | 2 | 1911 | BIT BIT: WAT; N N: N; N N: Y |  | S | 0 | N | IPP Non-CHP | 2 |  | N | N
15458 | PPL Holtwood LLC | 3145 | PPL Holtwood | PA | Lancaster | HW4 | HY | OP | 10.4 | 11.8 | 11.8 |  | 5 | 1911 | BIT BIT: WAT; N N: N; N N: Y |  | S | 0 | N | IPP Non-CHP | 2 |  | N | Y | 1 | 1 | 1 | 2014 | [8 empty] | N
15458 | PPL Holtwood LLC | 3145 | PPL Holtwood | PA | Lancaster | HW5 | HY | OP | 10.4 | 12.3 | 12.3 |  | 7 | 1911 | BIT BIT: WAT; N N: N; N N: Y |  | S | 0 | N | IPP Non-CHP | 2 |  | N | N
15458 | PPL Holtwood LLC | 3145 | PPL Holtwood | PA | Lancaster | HW6 | HY | OP | 10.4 | 12.9 | 12.9 |  | 12 | 1911 | BIT BIT: WAT; N N: N; N N: Y |  | S | 0 | N | IPP Non-CHP | 2 |  | N | N
15458 | PPL Holtwood LLC | 3145 | PPL Holtwood | PA | Lancaster | HW7 | HY | OP | 10.4 | 10.8 | 10.8 |  | 10 | 1913 | BIT BIT: WAT; N N: N; N N: Y |  | S | 0 | N | IPP Non-CHP | 2 |  | N | Y | 1 | 1 | 3 | 2015 | [8 empty] | N
15458 | PPL Holtwood LLC | 3145 | PPL Holtwood | PA | Lancaster | HW8 | HY | OP | 11.4 | 11 | 11 |  | 12 | 1914 | BIT BIT: WAT; N N: N; N N: Y |  | S | 0 | N | IPP Non-CHP | 2 |  | N | N
15458 | PPL Holtwood LLC | 3145 | PPL Holtwood | PA | Lancaster | HW9 | HY | OP | 13.2 | 13.5 | 13.5 |  | 2 | 1914 | BIT BIT: WAT; N N: N; N N: Y |  | S | 0 | N | IPP Non-CHP | 2 |  | N | N
15466 | Public Service Co of Colorado | 464 | Alamosa | CO | Alamosa | CT1 | GT | OP | 26.6 | 13 | 17 |  | 6 | 1973 | BIT BIT: NG; WDS WDS: DFO; N N: Y; N N: Y |  | S |  | N | Electric Utility | 1 |  |  | N | [17 empty] | N
15466 | Public Service Co of Colorado | 464 | Alamosa | CO | Alamosa | CT2 | GT | OP | 26.6 | 14 | 18 |  | 6 | 1977 | BIT BIT: NG; WDS WDS: DFO; N N: Y; N N: Y |  | S |  | N | Electric Utility | 1 |  |  | N | [17 empty] | N
15466 | Public Service Co of Colorado | 465 | Arapahoe | CO | Denver | 3 | ST | OP | 40 | 35 | 40 |  | 6 | 1951 | BIT BIT: SUB; WDS WDS: NG; N N: Y; N N: Y |  | S |  | N | Electric Utility | 1 |  |  | Y | [15 empty] | 1 | 2014 | N | Y | N |  |  |  |  | NG
15466 | Public Service Co of Colorado | 465 | Arapahoe | CO | Denver | 4 | ST | OP | 112.5 | 109 | 109 |  | 6 | 1955 | BIT BIT: SUB; WDS WDS: NG; N N: Y; N N: Y |  | S |  | N | Electric Utility | 1 |  |  | Y | [12 empty] | Y | 1 | 2014 |  |  | N | Y | N |  |  |  |  | NG
15466 | Public Service Co of Colorado | 467 | Cabin Creek | CO | Clear Creek | A | PS | OP | 150 | 162 | 162 |  | 6 | 1967 | BIT BIT: WAT; N N: N; N N: Y |  | S |  | N | Electric Utility | 1 |  | N | N
15466 | Public Service Co of Colorado | 467 | Cabin Creek | CO | Clear Creek | B | PS | OP | 150 | 162 | 162 |  | 6 | 1967 | BIT BIT: WAT; N N: N; N N: Y |  | S |  | N | Electric Utility | 1 |  | N | N | [17 empty] | N
15466 | Public Service Co of Colorado | 469 | Cherokee | CO | Adams | 3 | ST | OP | 170.5 | 152 | 152 |  | 6 | 1962 | BIT BIT: BIT; WDS WDS: NG; N N: Y; N N: Y |  | S |  | N | Electric Utility | 1 |  |  | Y | [12 empty] | N |  |  | 12 | 2015 | N | Y | N |  |  |  |  | NG
15466 | Public Service Co of Colorado | 469 | Cherokee | CO | Adams | 4 | ST | OP | 380.8 | 352 | 352 |  | 6 | 1968 | BIT BIT: BIT; WDS WDS: NG; N N: Y; N N: Y |  | S |  | N | Electric Utility | 1 |  |  | Y | [12 empty] | Y | 1 | 2018 |  |  | N | Y | N |  |  |  |  | NG
15466 | Public Service Co of Colorado | 470 | Comanche | CO | Pueblo | 1 | ST | OP | 382.5 | 325 | 325 |  | 6 | 1973 | BIT BIT: SUB; N N: N; N N: Y |  | S |  | N | Electric Utility | 1 |  |  | N | [17 empty] | N | Y | N |  |  |  |  | NG
15466 | Public Service Co of Colorado | 470 | Comanche | CO | Pueblo | 2 | ST | OP | 396 | 335 | 335 |  | 6 | 1975 | BIT BIT: SUB; N N: N; N N: Y |  | S |  | N | Electric Utility | 1 |  |  | N | [17 empty] | N | Y | N |  |  |  |  | NG
15466 | Public Service Co of Colorado | 470 | Comanche | CO | Pueblo | 3 | ST | OP | 856.8 | 766 | 783 |  | 7 | 2010 | BIT BIT: SUB; N N: N; N N: Y |  | J |  | N | Electric Utility | 1 |  |  | N | [17 empty] | N | N | N |  | Y |  |  | NG
15466 | Public Service Co of Colorado | 471 | Fruita | CO | Mesa | 1 | GT | OP | 26.6 | 18 | 18 |  | 6 | 1973 | BIT BIT: NG; WDS WDS: DFO; N N: Y; N N: Y |  | S |  | N | Electric Utility | 1 |  |  | N | [17 empty] | N
15466 | Public Service Co of Colorado | 472 | Georgetown | CO | Clear Creek | 1 | HY | OP | 0.6 | 0.7 | 0.6 |  | 1 | 1906 | BIT BIT: WAT; N N: N; N N: Y |  | S |  | N | Electric Utility | 1 |  | N | N | [17 empty] | N
15466 | Public Service Co of Colorado | 472 | Georgetown | CO | Clear Creek | 2 | HY | OP | 0.6 | 0.7 | 0.6 |  | 1 | 1908 | BIT BIT: WAT; N N: N; N N: Y |  | S |  | N | Electric Utility | 1 |  | N | N | [17 empty] | N
15466 | Public Service Co of Colorado | 474 | Salida | CO | Chaffee | 1 | HY | OP | 0.8 | 0.8 | 0.6 |  | 6 | 1929 | BIT BIT: WAT; N N: N; N N: Y |  | S |  | N | Electric Utility | 1 |  | N | N | [17 empty] | N
15466 | Public Service Co of Colorado | 474 | Salida | CO | Chaffee | 2 | HY | OP | 0.6 | 0.6 | 0.6 |  | 6 | 1908 | BIT BIT: WAT; N N: N; N N: Y |  | S |  | N | Electric Utility | 1 |  | N | N | [17 empty] | N
15466 | Public Service Co of Colorado | 476 | Shoshone | CO | Garfield | A | HY | OP | 7.2 | 7.5 | 4 |  | 6 | 1909 | BIT BIT: WAT; N N: N; N N: Y |  | S |  | N | Electric Utility | 1 |  | N | N
15466 | Public Service Co of Colorado | 476 | Shoshone | CO | Garfield | B | HY | OP | 7.2 | 7.5 | 4 |  | 6 | 1909 | BIT BIT: WAT; N N: N; N N: Y |  | S |  | N | Electric Utility | 1 |  | N | N
15466 | Public Service Co of Colorado | 477 | Valmont | CO | Boulder | 5 | ST | OP | 191.7 | 184 | 184 |  | 5 | 1964 | BIT BIT: BIT; WDS WDS: NG; N N: Y; N N: Y |  | S |  | N | Electric Utility | 1 |  |  | Y | [12 empty] | N |  |  | 1 | 2018 | N | Y | N |  |  |  |  | NG
15466 | Public Service Co of Colorado | 477 | Valmont | CO | Boulder | 6 | GT | OP | 59.3 | 43 | 53 |  | 5 | 1973 | BIT BIT: NG; N N: N; N N: Y |  | S |  | N | Electric Utility | 1 |  |  | N | [17 empty] | N
15466 | Public Service Co of Colorado | 478 | Zuni | CO | Denver | 2 | ST | OP | 75 | 60 | 60 |  | 6 | 1954 | BIT BIT: NG; WDS WDS: RFO; N N: Y; N N: Y |  | S |  | N | Electric Utility | 1 |  |  | Y | [12 empty] | N |  |  | 12 | 2014 | N | N | [5 empty] | NG
15466 | Public Service Co of Colorado | 525 | Hayden | CO | Routt | 1 | ST | OP | 163.2 | 184 | 184 |  | 7 | 1965 | BIT BIT: BIT; WDS WDS: NG; N N: N; N N: Y |  | J |  | N | Electric Utility | 1 |  |  | N | [17 empty] | N | Y | N |  |  |  |  | DFO
15466 | Public Service Co of Colorado | 525 | Hayden | CO | Routt | 2 | ST | OP | 275.4 | 262 | 262 |  | 9 | 1976 | BIT BIT: BIT; N N: N; N N: Y |  | J |  | N | Electric Utility | 1 |  |  | N | [17 empty] | N | Y | N |  |  |  |  | DFO
15466 | Public Service Co of Colorado | 6112 | Fort St Vrain | CO | Weld | 1 | CA | OP | 342.6 | 301 | 304 |  | 7 | 1998 | BIT BIT: NG; N N: N; N N: Y |  | S |  | N | Electric Utility | 1 |  | Y | N | [17 empty] | N
15466 | Public Service Co of Colorado | 6112 | Fort St Vrain | CO | Weld | 2 | CT | OP | 175.1 | 123 | 134 |  | 5 | 1996 | BIT BIT: NG; N N: N; N N: Y |  | S |  | N | Electric Utility | 1 |  |  | N | [17 empty] | N
15466 | Public Service Co of Colorado | 6112 | Fort St Vrain | CO | Weld | 3 | CT | OP | 175.1 | 128 | 139 |  | 1 | 1999 | BIT BIT: NG; N N: N; N N: Y |  | S |  | N | Electric Utility | 1 |  |  | N | [17 empty] | N
15466 | Public Service Co of Colorado | 6112 | Fort St Vrain | CO | Weld | 4 | CT | OP | 175.1 | 128 | 139 |  | 6 | 2001 | BIT BIT: NG; N N: N; N N: Y |  | S |  | N | Electric Utility | 1 |  |  | N | [17 empty] | N
15466 | Public Service Co of Colorado | 6112 | Fort St Vrain | CO | Weld | 5 | GT | OP | 140.3 | 145 | 160 |  | 5 | 2009 | [9 empty] | S |  | N | Electric Utility | 1 |  |  | N | [17 empty] | N | bar: BIT BIT; N N to N N
15466 | Public Service Co of Colorado | 6112 | Fort St Vrain | CO | Weld | 6 | GT | OP | 140.3 | 144 | 159 |  | 5 | 2009 | [9 empty] | S |  | N | Electric Utility | 1 |  |  | N | [17 empty] | N | bar: BIT BIT; N N to N N
15466 | Public Service Co of Colorado | 6206 | Tacoma | CO | La Plata | 1 | HY | OP | 2.3 | 2.3 | 2.3 |  | 6 | 1906 | BIT BIT: WAT; N N: N; N N: Y |  | S |  | N | Electric Utility | 1 |  | N | N
15466 | Public Service Co of Colorado | 6206 | Tacoma | CO | La Plata | 2 | HY | OP | 2.3 | 2.3 | 2.3 |  | 6 | 1905 | BIT BIT: WAT; N N: N; N N: Y |  | S |  | N | Electric Utility | 1 |  | N | N | [17 empty] | N
15466 | Public Service Co of Colorado | 6207 | Ames Hydro | CO | San Miguel | 1 | HY | OP | 3.6 | 3.8 | 3.8 |  | 6 | 1906 | BIT BIT: WAT; N N: N; N N: Y |  | S |  | N | Electric Utility | 1 |  | N | N | [17 empty] | N
15466 | Public Service Co of Colorado | 6248 | Pawnee | CO | Morgan | 1 | ST | OP | 552.3 | 505 | 505 |  | 11 | 1981 | BIT BIT: SUB; N N: N; N N: Y |  | S |  | N | Electric Utility | 1 |  |  | N | [17 empty] | N | Y | N |  |  |  |  | NG
15466 | Public Service Co of Colorado | 7937 | Ponnequin | CO | Weld | 30 | WT | OP | 9.9 | 9.9 | 9.9 |  | 8 | 2001 | BIT BIT: WND; N N: N; N N: Y |  | S | 15 | N | Electric Utility | 1 |  | N | N | [17 empty] | N
15466 | Public Service Co of Colorado | 7937 | Ponnequin | CO | Weld | 8 | WT | OP | 15.4 | 15.4 | 15.4 |  | 2 | 1999 | BIT BIT: WND; N N: N; N N: Y |  | S | 22 | N | Electric Utility | 1 |  | N | N | [17 empty] | N
15466 | Public Service Co of Colorado | 8067 | Fort Lupton | CO | Adams | 1 | GT | OP | 39.2 | 45 | 50 |  | 4 | 1972 | BIT BIT: NG; WDS WDS: DFO; N N: Y; N N: Y |  | S |  | N | Electric Utility | 1 |  |  | N | [17 empty] | N
15466 | Public Service Co of Colorado | 8067 | Fort Lupton | CO | Adams | 2 | GT | OP | 39.2 | 45 | 50 |  | 4 | 1972 | BIT BIT: NG; WDS WDS: DFO; N N: Y; N N: Y |  | S |  | N | Electric Utility | 1 |  |  | N | [17 empty] | N
15466 | Public Service Co of Colorado | 55645 | Blue Spruce Energy Center | CO | Adams | CT01 | GT | OP | 198.9 | 130 | 144 |  | 5 | 2003 | BIT BIT: NG; WDS WDS: DFO; N N: Y; N N: Y |  | S |  | N | Electric Utility | 1 |  | N | N | [17 empty] | N
15466 | Public Service Co of Colorado | 55645 | Blue Spruce Energy Center | CO | Adams | CT02 | GT | OP | 198.9 | 134 | 148 |  | 5 | 2003 | BIT BIT: NG; WDS WDS: DFO; N N: Y; N N: Y |  | S |  | N | Electric Utility | 1 |  | N | N | [17 empty] | N
15466 | Public Service Co of Colorado | 55835 | Rocky Mountain Energy Center | CO | Weld | CTG1 | CT | OP | 175.1 | 145 | 157 |  | 5 | 2004 | BIT BIT: NG; N N: N; N N: Y |  | S |  | N | Electric Utility | 1 |  | N | N | [17 empty] | N
15466 | Public Service Co of Colorado | 55835 | Rocky Mountain Energy Center | CO | Weld | CTG2 | CT | OP | 175.1 | 145 | 157 |  | 5 | 2004 | BIT BIT: NG; N N: N; N N: Y |  | S |  | N | Electric Utility | 1 |  | N | N | [17 empty] | N
15466 | Public Service Co of Colorado | 55835 | Rocky Mountain Energy Center | CO | Weld | STG1 | CA | OP | 334.9 | 290 | 301 |  | 5 | 2004 | BIT BIT: NG; N N: N; N N: Y |  | S |  | N | Electric Utility | 1 |  | Y | N | [17 empty] | N
15470 | Duke Energy Indiana Inc | 1001 | Cayuga | IN | Vermillion | 1 | ST | OP | 531 | 500 | 505 |  | 10 | 1970 | BIT BIT: BIT; N N: N; N N: Y |  | S |  | N | Electric Utility | 1 |  |  | N | [17 empty] | N | Y
15470 | Duke Energy Indiana Inc | 1001 | Cayuga | IN | Vermillion | 2 | ST | OP | 531 | 495 | 500 |  | 6 | 1972 | BIT BIT: BIT; N N: N; N N: Y |  | S |  | N | Electric Utility | 1 |  |  | N | [17 empty] | N | Y
15470 | Duke Energy Indiana Inc | 1001 | Cayuga | IN | Vermillion | 31 | IC | OP | 2.6 | 3 | 3 |  | 6 | 1972 | BIT BIT: DFO; N N: N; N N: Y |  | S |  | N | Electric Utility | 1 |  |  | N | [17 empty] | N | N
15470 | Duke Energy Indiana Inc | 1001 | Cayuga | IN | Vermillion | 32 | IC | OP | 2.6 | 3 | 3 |  | 6 | 1972 | BIT BIT: DFO; N N: N; N N: Y |  | S |  | N | Electric Utility | 1 |  |  | N | [17 empty] | N
15470 | Duke Energy Indiana Inc | 1001 | Cayuga | IN | Vermillion | 33 | IC | OP | 2.6 | 2 | 3 |  | 6 | 1972 | BIT BIT: DFO; N N: N; N N: Y |  | S |  | N | Electric Utility | 1 |  |  | N | [17 empty] | N
15470 | Duke Energy Indiana Inc | 1001 | Cayuga | IN | Vermillion | 34 | IC | OP | 2.6 | 2 | 2 |  | 6 | 1972 | BIT BIT: DFO; N N: N; N N: Y |  | S |  | N | Electric Utility | 1 |  |  | N | [17 empty] | N
15470 | Duke Energy Indiana Inc | 1001 | Cayuga | IN | Vermillion | 4 | GT | OP | 121 | 99 | 120 |  | 6 | 1993 | BIT BIT: NG; WDS WDS: DFO; N N: Y; N N: Y |  | S |  | N | Electric Utility | 1 |  |  | N | [17 empty] | N
15470 | Duke Energy Indiana Inc | 1002 | Connersville | IN | Fayette | 1 | GT | OP | 41.8 | 43 | 49 |  | 5 | 1972 | BIT BIT: DFO; N N: N; N N: Y |  | S |  | N | Electric Utility | 1 |  |  | N
15470 | Duke Energy Indiana Inc | 1002 | Connersville | IN | Fayette | 2 | GT | OP | 41.8 | 43 | 49 |  | 5 | 1972 | BIT BIT: DFO; N N: N; N N: Y |  | S |  | N | Electric Utility | 1 |  |  | N
15470 | Duke Energy Indiana Inc | 1005 | Markland | IN | Switzerland | 1 | HY | OP | 21.6 | 15 | 15 |  | 4 | 1967 | BIT BIT: WAT; N N: N; N N: Y |  | S |  | N | Electric Utility | 1 |  | N | N
15470 | Duke Energy Indiana Inc | 1005 | Markland | IN | Switzerland | 2 | HY | OP | 21.6 | 15 | 15 |  | 1 | 1967 | BIT BIT: WAT; N N: N; N N: Y |  | S | 0 | N | Electric Utility | 1 |  | N | N
15470 | Duke Energy Indiana Inc | 1005 | Markland | IN | Switzerland | 3 | HY | OP | 21.6 | 15 | 15 |  | 2 | 1967 | BIT BIT: WAT; N N: N; N N: Y |  | S |  | N | Electric Utility | 1 |  | N | N
15470 | Duke Energy Indiana Inc | 1006 | Miami Wabash | IN | Wabash | 1 | GT | OP | 18 | 16 | 17 |  | 6 | 1968 | BIT BIT: DFO; N N: N; N N: Y |  | S |  | N | Electric Utility | 1 |  |  | N
15470 | Duke Energy Indiana Inc | 1006 | Miami Wabash | IN | Wabash | 2 | GT | OP | 18 | 16 | 17 |  | 6 | 1968 | BIT BIT: DFO; N N: N; N N: Y |  | S |  | N | Electric Utility | 1 |  |  | N
15470 | Duke Energy Indiana Inc | 1006 | Miami Wabash | IN | Wabash | 3 | GT | OP | 18 | 16 | 17 |  | 6 | 1968 | BIT BIT: DFO; N N: N; N N: Y |  | S |  | N | Electric Utility | 1 |  |  | N
15470 | Duke Energy Indiana Inc | 1006 | Miami Wabash | IN | Wabash | 5 | GT | OP | 16.3 | 16 | 17 |  | 8 | 1969 | BIT BIT: DFO; N N: N; N N: Y |  | S |  | N | Electric Utility | 1 |  |  | N
15470 | Duke Energy Indiana Inc | 1006 | Miami Wabash | IN | Wabash | 6 | GT | OP | 16.3 | 16 | 17 |  | 7 | 1969 | BIT BIT: DFO; N N: N; N N: Y |  | S |  | N | Electric Utility | 1 |  |  | N
15470 | Duke Energy Indiana Inc | 1007 | Noblesville | IN | Hamilton | 1 | CA | OP | 50 | 46 | 46 |  | 12 | 1950 | BIT BIT: NG; N N: N; N N: Y |  | S |  | N | Electric Utility | 1 |  | N | N
15470 | Duke Energy Indiana Inc | 1007 | Noblesville | IN | Hamilton | 2 | CA | OP | 50 | 46 | 46 |  | 9 | 1950 | BIT BIT: NG; N N: N; N N: Y |  | S |  | N | Electric Utility | 1 |  | N | N
15470 | Duke Energy Indiana Inc | 1007 | Noblesville | IN | Hamilton | 3 | CT | OP | 76 | 64.4 | 72.7 |  | 6 | 2003 | BIT BIT: NG; N N: N; N N: Y |  | S |  | N | Electric Utility | 1 |  |  | N
15470 | Duke Energy Indiana Inc | 1007 | Noblesville | IN | Hamilton | 4 | CT | OP | 76 | 64.4 | 72.7 |  | 6 | 2003 | BIT BIT: NG; N N: N; N N: Y |  | S |  | N | Electric Utility | 1 |  |  | N
15470 | Duke Energy Indiana Inc | 1007 | Noblesville | IN | Hamilton | 5 | CT | OP | 76 | 64.4 | 72.7 |  | 6 | 2003 | BIT BIT: NG; N N: N; N N: Y |  | S |  | N | Electric Utility | 1 |  |  | N
15470 | Duke Energy Indiana Inc | 1008 | R Gallagher | IN | Floyd | 2 | ST | OP | 150 | 140 | 140 |  | 12 | 1958 | BIT BIT: BIT; WDS WDS: DFO; N N: N; N N: Y |  | S |  | N | Electric Utility | 1 |  |  | N | [17 empty] | N | Y | [5 empty] | DFO
15470 | Duke Energy Indiana Inc | 1008 | R Gallagher | IN | Floyd | 4 | ST | OP | 150 | 140 | 140 |  | 3 | 1961 | BIT BIT: BIT; WDS WDS: DFO; N N: N; N N: Y |  | S |  | N | Electric Utility | 1 |  |  | N | [17 empty] | N | Y | [5 empty] | DFO
15470 | Duke Energy Indiana Inc | 1010 | Wabash River | IN | Vigo | 2 | ST | OP | 112.5 | 85 | 85 |  | 8 | 1953 | BIT BIT: BIT; N N: N; N N: Y |  | S |  | N | Electric Utility | 1 |  |  | Y | [15 empty] | 4 | 2015 | N | Y
15470 | Duke Energy Indiana Inc | 1010 | Wabash River | IN | Vigo | 3 | ST | OP | 123.2 | 85 | 85 |  | 9 | 1954 | BIT BIT: BIT; N N: N; N N: Y |  | S |  | N | Electric Utility | 1 |  |  | Y | [15 empty] | 4 | 2015 | N | Y
15470 | Duke Energy Indiana Inc | 1010 | Wabash River | IN | Vigo | 4 | ST | OP | 112.5 | 85 | 85 |  | 1 | 1955 | BIT BIT: BIT; N N: N; N N: Y |  | S |  | N | Electric Utility | 1 |  |  | Y | [15 empty] | 4 | 2015 | N | Y
15470 | Duke Energy Indiana Inc | 1010 | Wabash River | IN | Vigo | 5 | ST | OP | 125 | 95 | 95 |  | 5 | 1956 | BIT BIT: BIT; N N: N; N N: Y |  | S |  | N | Electric Utility | 1 |  |  | Y | [15 empty] | 4 | 2015 | N | Y
15470 | Duke Energy Indiana Inc | 1010 | Wabash River | IN | Vigo | 6 | ST | OP | 387 | 318 | 318 |  | 8 | 1968 | BIT BIT: BIT; N N: N; N N: Y |  | S |  | N | Electric Utility | 1 |  |  | Y | [12 empty] | N |  |  | 4 | 2015 | N | Y
15470 | Duke Energy Indiana Inc | 1010 | Wabash River | IN | Vigo | 71 | IC | OP | 2.7 | 3 | 3 |  | 5 | 1967 | BIT BIT: DFO; N N: N; N N: Y |  | S |  | N | Electric Utility | 1 |  |  | N | [17 empty] | N
15470 | Duke Energy Indiana Inc | 1010 | Wabash River | IN | Vigo | 72 | IC | OP | 2.7 | 3 | 3 |  | 5 | 1967 | BIT BIT: DFO; N N: N; N N: Y |  | S |  | N | Electric Utility | 1 |  |  | N | [17 empty] | N
15470 | Duke Energy Indiana Inc | 1010 | Wabash River | IN | Vigo | 73 | IC | OP | 2.7 | 2 | 2 |  | 5 | 1967 | BIT BIT: DFO; N N: N; N N: Y |  | S |  | N | Electric Utility | 1 |  |  | N | [17 empty] | N
15470 | Duke Energy Indiana Inc | 6113 | Gibson | IN | Gibson | 1 | ST | OP | 667.9 | 630 | 635 |  | 5 | 1976 | BIT BIT: BIT; WDS WDS: DFO; N N: N; N N: Y |  | S |  | N | Electric Utility | 1 |  |  | N | [18 empty] | Y | [5 empty] | DFO
15470 | Duke Energy Indiana Inc | 6113 | Gibson | IN | Gibson | 2 | ST | OP | 667.9 | 630 | 635 |  | 4 | 1975 | BIT BIT: BIT; WDS WDS: DFO; N N: N; N N: Y |  | S |  | N | Electric Utility | 1 |  |  | N | [18 empty] | Y | [5 empty] | DFO
15470 | Duke Energy Indiana Inc | 6113 | Gibson | IN | Gibson | 3 | ST | OP | 667.9 | 630 | 635 |  | 3 | 1978 | BIT BIT: BIT; WDS WDS: DFO; N N: N; N N: Y |  | S |  | N | Electric Utility | 1 |  |  | N | [18 empty] | Y | [5 empty] | DFO
15470 | Duke Energy Indiana Inc | 6113 | Gibson | IN | Gibson | 4 | ST | OP | 667.9 | 622 | 627 |  | 3 | 1979 | BIT BIT: BIT; WDS WDS: DFO; N N: N; N N: Y |  | S |  | N | Electric Utility | 1 | [15 empty] | N | [5 empty] | Y | [5 empty] | DFO
15470 | Duke Energy Indiana Inc | 6113 | Gibson | IN | Gibson | 5 | ST | OP | 667.9 | 620 | 625 |  | 10 | 1982 | BIT BIT: BIT; WDS WDS: DFO; N N: N; N N: Y |  | J |  | N | Electric Utility | 1 |  |  | N | [18 empty] | Y | [5 empty] | DFO
15470 | Duke Energy Indiana Inc | 7763 | Henry County | IN | Henry | 1 | GT | OP | 45 | 43 | 43 |  | 7 | 2001 | BIT BIT: NG; N N: N; N N: Y |  | W |  | N | Electric Utility | 1 |  |  | N
15470 | Duke Energy Indiana Inc | 7763 | Henry County | IN | Henry | 2 | GT | OP | 45 | 43 | 43 |  | 7 | 2001 | BIT BIT: NG; N N: N; N N: Y |  | W |  | N | Electric Utility | 1 |  |  | N
15470 | Duke Energy Indiana Inc | 7763 | Henry County | IN | Henry | 3 | GT | OP | 45 | 43 | 43 |  | 7 | 2001 | BIT BIT: NG; N N: N; N N: Y |  | W |  | N | Electric Utility | 1 |  |  | N
15470 | Duke Energy Indiana Inc | 55110 | Madison | OH | Butler | CT1 | GT | OP | 85.4 | 72 | 88 |  | 6 | 2000 | BIT BIT: NG; N N: N; N N: Y |  | S |  | N | Electric Utility | 1 |  |  | N
15470 | Duke Energy Indiana Inc | 55110 | Madison | OH | Butler | CT2 | GT | OP | 85.4 | 72 | 88 |  | 6 | 2000 | BIT BIT: NG; N N: N; N N: Y |  | S |  | N | Electric Utility | 1 |  |  | N
15470 | Duke Energy Indiana Inc | 55110 | Madison | OH | Butler | CT3 | GT | OP | 85.4 | 72 | 88 |  | 6 | 2000 | BIT BIT: NG; N N: N; N N: Y |  | S |  | N | Electric Utility | 1 |  |  | N
15470 | Duke Energy Indiana Inc | 55110 | Madison | OH | Butler | CT4 | GT | OP | 85.4 | 72 | 88 |  | 6 | 2000 | BIT BIT: NG; N N: N; N N: Y |  | S |  | N | Electric Utility | 1 |  |  | N
15470 | Duke Energy Indiana Inc | 55110 | Madison | OH | Butler | CT5 | GT | OP | 85.4 | 72 | 88 |  | 6 | 2000 | BIT BIT: NG; N N: N; N N: Y |  | S |  | N | Electric Utility | 1 |  |  | N
15470 | Duke Energy Indiana Inc | 55110 | Madison | OH | Butler | CT6 | GT | OP | 85.4 | 72 | 88 |  | 6 | 2000 | BIT BIT: NG; N N: N; N N: Y |  | S |  | N | Electric Utility | 1 |  |  | N
15470 | Duke Energy Indiana Inc | 55110 | Madison | OH | Butler | CT7 | GT | OP | 85.4 | 72 | 88 |  | 6 | 2000 | BIT BIT: NG; N N: N; N N: Y |  | S |  | N | Electric Utility | 1 |  |  | N
15470 | Duke Energy Indiana Inc | 55110 | Madison | OH | Butler | CT8 | GT | OP | 85.4 | 72 | 88 |  | 6 | 2000 | BIT BIT: NG; N N: N; N N: Y |  | S |  | N | Electric Utility | 1 |  |  | N
15470 | Duke Energy Indiana Inc | 55224 | Wheatland Generating Facility | IN | Knox | CTG1 | GT | OP | 135 | 115 | 122 |  | 6 | 2000 | BIT BIT: NG; N N: N; N N: Y |  | S |  | N | Electric Utility | 1 |  |  | N | [17 empty] | N
15470 | Duke Energy Indiana Inc | 55224 | Wheatland Generating Facility | IN | Knox | CTG2 | GT | OP | 135 | 115 | 122 |  | 6 | 2000 | BIT BIT: NG; N N: N; N N: Y |  | S |  | N | Electric Utility | 1 |  |  | N | [17 empty] | N
15470 | Duke Energy Indiana Inc | 55224 | Wheatland Generating Facility | IN | Knox | CTG3 | GT | OP | 135 | 115 | 122 |  | 6 | 2000 | BIT BIT: NG; N N: N; N N: Y |  | S |  | N | Electric Utility | 1 |  |  | N | [17 empty] | N
15470 | Duke Energy Indiana Inc | 55224 | Wheatland Generating Facility | IN | Knox | CTG4 | GT | OP | 135 | 115 | 122 |  | 6 | 2000 | BIT BIT: NG; N N: N; N N: Y |  | S |  | N | Electric Utility | 1 |  |  | N | [17 empty] | N
15472 | Public Service Co of NH | 2354 | Amoskeag | NH | Hillsborough | 1 | HY | OP | 6 | 6.2 | 6.5 |  | 8 | 1924 | BIT BIT: WAT; N N: N; N N: Y |  | S | 0 | N | Electric Utility | 1 |  | N | N
15472 | Public Service Co of NH | 2354 | Amoskeag | NH | Hillsborough | 2 | HY | OP | 5 | 5.3 | 5.5 |  | 8 | 1922 | BIT BIT: WAT; N N: N; N N: Y |  | S | 0 | N | Electric Utility | 1 |  | N | N
15472 | Public Service Co of NH | 2354 | Amoskeag | NH | Hillsborough | 3 | HY | OP | 5 | 5.3 | 5.5 |  | 8 | 1922 | BIT BIT: WAT; N N: N; N N: Y |  | S | 0 | N | Electric Utility | 1 |  | N | N
15472 | Public Service Co of NH | 2355 | Ayers Island | NH | Grafton | 1 | HY | OP | 2.8 | 2.8 | 3 |  | 8 | 1925 | BIT BIT: WAT; N N: N; N N: Y |  | S | 0 | N | Electric Utility | 1 |  | N | N
15472 | Public Service Co of NH | 2355 | Ayers Island | NH | Grafton | 2 | HY | OP | 2.8 | 2.8 | 3 |  | 8 | 1925 | BIT BIT: WAT; N N: N; N N: Y |  | S | 0 | N | Electric Utility | 1 |  | N | N
15472 | Public Service Co of NH | 2355 | Ayers Island | NH | Grafton | 3 | HY | OP | 2.8 | 2.8 | 3 |  | 8 | 1925 | BIT BIT: WAT; N N: N; N N: Y |  | S | 0 | N | Electric Utility | 1 |  | N | N
15472 | Public Service Co of NH | 2356 | Eastman Falls | NH | Merrimack | 1 | HY | OP | 1.8 | 1.8 | 1.8 |  | 8 | 1937 | BIT BIT: WAT; N N: N; N N: Y |  | S | 0 | N | Electric Utility | 1 |  | N | N
15472 | Public Service Co of NH | 2356 | Eastman Falls | NH | Merrimack | 2 | HY | OP | 4.6 | 3.8 | 4.7 |  | 11 | 1983 | BIT BIT: WAT; N N: N; N N: Y |  | S | 0 | N | Electric Utility | 1 |  | N | N
15472 | Public Service Co of NH | 2357 | Garvins Falls | NH | Merrimack | 1 | HY | OP | 3.4 | 3.4 | 3.4 |  | 12 | 1981 | BIT BIT: WAT; N N: N; N N: Y |  | S | 0 | N | Electric Utility | 1 |  | N | N
15472 | Public Service Co of NH | 2357 | Garvins Falls | NH | Merrimack | 2 | HY | OP | 3.4 | 3.3 | 3.4 |  | 12 | 1981 | BIT BIT: WAT; N N: N; N N: Y |  | S | 0 | N | Electric Utility | 1 |  | N | N
15472 | Public Service Co of NH | 2357 | Garvins Falls | NH | Merrimack | 3 | HY | OP | 2.4 | 2.4 | 2.4 |  | 8 | 1925 | BIT BIT: WAT; N N: N; N N: Y |  | S | 0 | N | Electric Utility | 1 |  | N | N
15472 | Public Service Co of NH | 2357 | Garvins Falls | NH | Merrimack | 4 | HY | OP | 3.2 | 3.2 | 3.2 |  | 8 | 1925 | BIT BIT: WAT; N N: N; N N: Y |  | S | 0 | N | Electric Utility | 1 |  | N | N
15472 | Public Service Co of NH | 2358 | Gorham | NH | Coos | 1 | HY | OP | 0.4 | 0.4 | 0.4 |  | 8 | 1917 | BIT BIT: WAT; N N: N; N N: Y |  | S | 0 | N | Electric Utility | 1 |  | N | N
15472 | Public Service Co of NH | 2358 | Gorham | NH | Coos | 2 | HY | OP | 0.4 | 0.4 | 0.4 |  | 8 | 1917 | BIT BIT: WAT; N N: N; N N: Y |  | S | 0 | N | Electric Utility | 1 |  | N | N
15472 | Public Service Co of NH | 2358 | Gorham | NH | Coos | 3 | HY | OP | 0.7 | 0.6 | 0.6 |  | 8 | 1923 | BIT BIT: WAT; N N: N; N N: Y |  | S | 0 | N | Electric Utility | 1 |  | N | N
15472 | Public Service Co of NH | 2358 | Gorham | NH | Coos | 4 | HY | OP | 0.7 | 0.6 | 0.6 |  | 8 | 1923 | BIT BIT: WAT; N N: N; N N: Y |  | S | 0 | N | Electric Utility | 1 |  | N | N
15472 | Public Service Co of NH | 2359 | Hooksett | NH | Merrimack | 1 | HY | OP | 1.6 | 1.6 | 1.6 |  | 8 | 1927 | BIT BIT: WAT; N N: N; N N: Y |  | S | 0 | N | Electric Utility | 1 |  | N | N
15472 | Public Service Co of NH | 2360 | Jackman | NH | Hillsborough | 1 | HY | OP | 3.2 | 3.6 | 3.4 |  | 2 | 1926 | BIT BIT: WAT; N N: N; N N: Y |  | S | 0 | N | Electric Utility | 1 |  | N | N
15472 | Public Service Co of NH | 2362 | Lost Nation | NH | Coos | GT1 | GT | OP | 18 | 14 | 18.1 |  | 9 | 1969 | BIT BIT: DFO; N N: N; N N: Y |  | S |  | N | Electric Utility | 1 |  | N | N
15472 | Public Service Co of NH | 2364 | Merrimack | NH | Merrimack | 1 | ST | OP | 113.6 | 108 | 108 |  | 12 | 1960 | BIT BIT: BIT; N N: N; N N: Y |  | S |  | N | Electric Utility | 1 |  | N | N | [12 empty] | N |  |  |  |  | N |  |  | Y |  |  |  | DFO
15472 | Public Service Co of NH | 2364 | Merrimack | NH | Merrimack | 2 | ST | OP | 345.6 | 330.5 | 330 |  | 5 | 1968 | BIT BIT: BIT; N N: N; N N: Y |  | S |  | N | Electric Utility | 1 |  | N | N | [12 empty] | N |  |  |  |  | N |  |  | Y |  |  |  | DFO
15472 | Public Service Co of NH | 2364 | Merrimack | NH | Merrimack | GT1 | GT | OP | 18.6 | 16.8 | 21.7 |  | 8 | 1968 | BIT BIT: JF; N N: N; N N: Y |  | S |  | N | Electric Utility | 1 |  | N | N
15472 | Public Service Co of NH | 2364 | Merrimack | NH | Merrimack | GT2 | GT | OP | 18.6 | 16.8 | 21.3 |  | 8 | 1969 | BIT BIT: JF; N N: N; N N: Y |  | S |  | N | Electric Utility | 1 |  | N | N
15472 | Public Service Co of NH | 2367 | Schiller | NH | Rockingham | 4 | ST | OP | 50 | 47.5 | 48 |  | 10 | 1952 | BIT | RFO | OBS |  |  |  | Y | Y |  | S |  | N | Electric Utility | 1 |  | N | N | [17 empty] | N | Y |  | Y |  |  |  | DFO
15472 | Public Service Co of NH | 2367 | Schiller | NH | Rockingham | 5 | ST | OP | 50 | 43.1 | 42.6 |  | 5 | 1955 | BIT BIT: WDS; WDS WDS: BIT; N N: Y; N N: Y |  | S |  | N | Electric Utility | 1 |  | N | N | [18 empty] | N | Y | Y |  |  |  | NG
15472 | Public Service Co of NH | 2367 | Schiller | NH | Rockingham | 6 | ST | OP | 50 | 47.9 | 48.6 |  | 7 | 1957 | BIT | RFO | OBS |  |  |  | Y | Y |  | S |  | N | Electric Utility | 1 |  | N | N | [18 empty] | Y |  | Y |  |  |  | DFO
15472 | Public Service Co of NH | 2367 | Schiller | NH | Rockingham | GT1 | GT | OP | 21.2 | 17 | 18 |  | 11 | 1970 | BIT BIT: JF; WDS WDS: NG; N N: Y; N N: Y |  | S |  | N | Electric Utility | 1 |  | N | N
15472 | Public Service Co of NH | 2368 | Smith | NH | Coos | 1 | HY | OP | 15 | 11.7 | 15.2 |  | 8 | 1948 | BIT BIT: WAT; N N: N; N N: Y |  | S | 0 | N | Electric Utility | 1 |  | N | N
15472 | Public Service Co of NH | 2369 | White Lake | NH | Carroll | GT1 | GT | OP | 18.6 | 17.5 | 22.4 |  | 7 | 1968 | BIT BIT: JF; N N: N; N N: Y |  | S |  | N | Electric Utility | 1 |  | N | N
15472 | Public Service Co of NH | 3750 | Canaan | VT | Essex | 1 | HY | OP | 1.1 | 1.1 | 1.1 |  | 8 | 1927 | BIT BIT: WAT; N N: N; N N: Y |  | S | 0 | N | Electric Utility | 1 |  | N | N
15472 | Public Service Co of NH | 8002 | Newington | NH | Rockingham | 1 | ST | OP | 414 | 400.2 | 400.2 |  | 6 | 1974 | BIT BIT: RFO; WDS WDS: NG; N N: Y; N N: Y |  | S |  | N | Electric Utility | 1 |  | N | N | [17 empty] | N | [6 empty] | RFO |  | DFO
15473 | Public Service Co of NM | 2450 | Reeves | NM | Bernalillo | 1 | ST | OP | 44 | 44 | 44 |  | 8 | 1960 | BIT BIT: NG; N N: N; N N: Y |  | S |  | N | Electric Utility | 1 |  |  | N
15473 | Public Service Co of NM | 2450 | Reeves | NM | Bernalillo | 2 | ST | OP | 44 | 44 | 44 |  | 3 | 1960 | BIT BIT: NG; N N: N; N N: Y |  | S |  | N | Electric Utility | 1 |  |  | N
15473 | Public Service Co of NM | 2450 | Reeves | NM | Bernalillo | 3 | ST | OP | 66 | 66 | 66 |  | 7 | 1962 | BIT BIT: NG; N N: N; N N: Y |  | S |  | N | Electric Utility | 1 |  |  | N
15473 | Public Service Co of NM | 2451 | San Juan | NM | San Juan | 1 | ST | OP | 369 | 340 | 340 |  | 12 | 1976 | BIT BIT: BIT; WDS WDS: DFO; N N: N; N N: Y |  | J |  | N | Electric Utility | 1 |  |  | N | [18 empty] | Y |  | Y |  |  |  | DFO
15473 | Public Service Co of NM | 2451 | San Juan | NM | San Juan | 2 | ST | OP | 369 | 340 | 340 |  | 11 | 1973 | BIT BIT: BIT; WDS WDS: DFO; N N: N; N N: Y |  | J |  | N | Electric Utility | 1 |  |  | N | [15 empty] | 12 | 2017 |  | Y |  | Y |  |  |  | DFO
15473 | Public Service Co of NM | 2451 | San Juan | NM | San Juan | 3 | ST | OP | 555 | 497 | 497 |  | 12 | 1979 | BIT BIT: BIT; WDS WDS: DFO; N N: N; N N: Y |  | J |  | N | Electric Utility | 1 |  |  | N | [15 empty] | 12 | 2017 |  | Y |  | Y |  |  |  | DFO
15473 | Public Service Co of NM | 2451 | San Juan | NM | San Juan | 4 | ST | OP | 555 | 507 | 507 |  | 4 | 1982 | BIT BIT: BIT; WDS WDS: DFO; N N: N; N N: Y |  | J |  | N | Electric Utility | 1 |  |  | N | [18 empty] | Y |  | Y |  |  |  | DFO
15473 | Public Service Co of NM | 2475 | Algodones | NM | Sandoval | 1 | ST | OS | 15 | 15 | 15 |  | 10 | 1954 | BIT BIT: NG; WDS WDS: RFO; N N: N; N N: N |  | J |  | N | Electric Utility | 1 |  |  | N
15473 | Public Service Co of NM | 2475 | Algodones | NM | Sandoval | 2 | ST | OS | 15 | 15 | 15 |  | 10 | 1954 | BIT BIT: NG; WDS WDS: RFO; N N: N; N N: N |  | J |  | N | Electric Utility | 1 |  |  | N
15473 | Public Service Co of NM | 2475 | Algodones | NM | Sandoval | 3 | ST | OS | 15 | 15 | 15 |  | 3 | 1959 | BIT BIT: NG; WDS WDS: RFO; N N: N; N N: N |  | J |  | N | Electric Utility | 1 |  |  | N
15473 | Public Service Co of NM | 7967 | Lordsburg Generating | NM | Hidalgo | GT1 | GT | OP | 44 | 37 | 43 |  | 6 | 2002 | BIT BIT: NG; N N: N; N N: Y |  | S |  | N | Electric Utility | 1 |  |  | N
15473 | Public Service Co of NM | 7967 | Lordsburg Generating | NM | Hidalgo | GT2 | GT | OP | 44 | 37 | 43 |  | 6 | 2002 | BIT BIT: NG; N N: N; N N: Y |  | S |  | N | Electric Utility | 1 |  |  | N
15473 | Public Service Co of NM | 55210 | Afton Generating Station | NM | Dona Ana | 0001 | CT | OP | 177 | 141 | 149 |  | 11 | 2002 | BIT BIT: NG; WDS WDS: DFO; N N: Y; N N: Y |  | S |  | N | Electric Utility | 1 |  |  | N
15473 | Public Service Co of NM | 55210 | Afton Generating Station | NM | Dona Ana | 0002 | CA | OP | 110 | 94.6 | 103.4 |  | 10 | 2007 | BIT BIT: NG; N N: N; N N: Y |  | S |  | N | Electric Utility | 1 |  | Y | N
15473 | Public Service Co of NM | 55343 | Luna Energy Facility | NM | Luna | CTG1 | CT | OP | 175 | 150.5 | 164.5 |  | 4 | 2006 | BIT BIT: NG; N N: N; N N: Y |  | J |  | N | Electric Utility | 1 |  |  | N | [17 empty] | N
15473 | Public Service Co of NM | 55343 | Luna Energy Facility | NM | Luna | CTG2 | CT | OP | 175 | 150.5 | 164.5 |  | 4 | 2006 | BIT BIT: NG; N N: N; N N: Y |  | J |  | N | Electric Utility | 1 |  |  | N | [17 empty] | N
15473 | Public Service Co of NM | 55343 | Luna Energy Facility | NM | Luna | STG1 | CA | OP | 300 | 258 | 282 |  | 4 | 2006 | BIT BIT: NG; N N: N; N N: Y |  | J |  | N | Electric Utility | 1 |  | Y | N | [17 empty] | N
15474 | Public Service Co of Oklahoma | 127 | Oklaunion | TX | Wilbarger | 1 | ST | OP | 720 | 670 | 670 |  | 12 | 1986 | BIT BIT: SUB; N N: N; N N: Y |  | J |  | N | Electric Utility | 1 |  |  | N | [18 empty] | Y |  | Y |  |  |  | DFO
15474 | Public Service Co of Oklahoma | 2963 | Northeastern | OK | Rogers | 1 | CA | OP | 170 | 131 | 147 |  | 4 | 1961 | BIT BIT: NG; WDS WDS: DFO; N N: N; N N: Y |  | S |  | N | Electric Utility | 1 |  | N | N | [24 empty] | NG
15474 | Public Service Co of Oklahoma | 2963 | Northeastern | OK | Rogers | 1A | CT | OP | 178.5 | 149 | 170 |  | 8 | 2001 | BIT BIT: NG; N N: N; N N: Y |  | S |  | N | Electric Utility | 1 |  |  | N | [24 empty] | NG
15474 | Public Service Co of Oklahoma | 2963 | Northeastern | OK | Rogers | 1B | CT | OP | 178.5 | 149 | 170 |  | 8 | 2001 | BIT BIT: NG; N N: N; N N: Y |  | S |  | N | Electric Utility | 1 |  |  | N | [24 empty] | NG
15474 | Public Service Co of Oklahoma | 2963 | Northeastern | OK | Rogers | 2 | ST | OP | 473 | 462 | 462 |  | 5 | 1970 | BIT BIT: NG; N N: N; N N: Y |  | S |  | N | Electric Utility | 1 |  |  | N | [24 empty] | NG
15474 | Public Service Co of Oklahoma | 2963 | Northeastern | OK | Rogers | 3 | ST | OP | 473 | 460 | 460 |  | 12 | 1979 | BIT BIT: SUB; WDS WDS: NG; N N: Y; N N: Y |  | S |  | N | Electric Utility | 1 |  |  | N | [18 empty] | Y |  | N | Y |  |  | NG
15474 | Public Service Co of Oklahoma | 2963 | Northeastern | OK | Rogers | 4 | ST | OP | 473 | 460 | 460 |  | 9 | 1980 | BIT BIT: SUB; WDS WDS: NG; N N: Y; N N: Y |  | S |  | N | Electric Utility | 1 |  |  | N | [15 empty] | 4 | 2016 |  | Y |  | N | Y |  |  | NG
15474 | Public Service Co of Oklahoma | 2963 | Northeastern | OK | Rogers | IC1 | IC | OP | 4.5 | 4 | 4 |  | 12 | 1980 | BIT BIT: DFO; N N: N; N N: Y |  | S |  | N | Electric Utility | 1 |  |  | N
15474 | Public Service Co of Oklahoma | 2964 | Southwestern | OK | Caddo | 1 | ST | OP | 84 | 78 | 78 |  | 7 | 1952 | BIT BIT: NG; N N: N; N N: Y |  | S |  | N | Electric Utility | 1 |  |  | N
15474 | Public Service Co of Oklahoma | 2964 | Southwestern | OK | Caddo | 2 | ST | OP | 84 | 78 | 78 |  | 3 | 1954 | BIT BIT: NG; N N: N; N N: Y |  | S |  | N | Electric Utility | 1 |  |  | N
15474 | Public Service Co of Oklahoma | 2964 | Southwestern | OK | Caddo | 3 | ST | OP | 315 | 295 | 295 |  | 7 | 1967 | BIT BIT: NG; WDS WDS: DFO; N N: Y; N N: Y |  | S |  | N | Electric Utility | 1 |  |  | N | [24 empty] | NG
15474 | Public Service Co of Oklahoma | 2964 | Southwestern | OK | Caddo | 4 | GT | OP | 86.5 | 76 | 85 |  | 2 | 2008 | BIT BIT: NG; N N: N; N N: Y |  | S |  | N | Electric Utility | 1 |  |  | N
15474 | Public Service Co of Oklahoma | 2964 | Southwestern | OK | Caddo | 5 | GT | OP | 86.5 | 76 | 85 |  | 2 | 2008 | BIT BIT: NG; N N: N; N N: Y |  | S |  | N | Electric Utility | 1 |  |  | N
15474 | Public Service Co of Oklahoma | 2964 | Southwestern | OK | Caddo | IC1 | IC | OS | 2 | 2 | 2 |  | 5 | 1966 | BIT BIT: DFO; N N: N; N N: Y |  | S |  | N | Electric Utility | 1 |  |  | N
15474 | Public Service Co of Oklahoma | 2965 | Tulsa | OK | Tulsa | 2 | ST | OP | 170 | 150 | 150 |  | 11 | 1956 | BIT BIT: NG; WDS WDS: DFO; N N: N; N N: Y |  | S |  | N | Electric Utility | 1 |  |  | N | [24 empty] | NG
15474 | Public Service Co of Oklahoma | 2965 | Tulsa | OK | Tulsa | 4 | ST | OP | 170 | 155 | 155 |  | 4 | 1958 | BIT BIT: NG; WDS WDS: DFO; N N: N; N N: Y |  | S |  | N | Electric Utility | 1 |  |  | N | [24 empty] | NG
15474 | Public Service Co of Oklahoma | 2965 | Tulsa | OK | Tulsa | IC1 | IC | OP | 8.2 | 8.3 | 8.3 |  | 4 | 1967 | BIT BIT: DFO; N N: N; N N: Y |  | S |  | N | Electric Utility | 1 |  |  | N
15474 | Public Service Co of Oklahoma | 2966 | Weleetka | OK | Okfuskee | 4 | GT | OP | 53 | 55 | 66 |  | 7 | 1975 | BIT BIT: NG; WDS WDS: DFO; N N: N; N N: Y |  | S |  | N | Electric Utility | 1 |  |  | N
15474 | Public Service Co of Oklahoma | 2966 | Weleetka | OK | Okfuskee | 5 | GT | OP | 53 | 53 | 66 |  | 9 | 1976 | BIT BIT: NG; WDS WDS: DFO; N N: N; N N: Y |  | S |  | N | Electric Utility | 1 |  |  | N
15474 | Public Service Co of Oklahoma | 2966 | Weleetka | OK | Okfuskee | 6 | GT | OP | 53 | 55 | 66 |  | 9 | 1976 | BIT BIT: NG; WDS WDS: DFO; N N: N; N N: Y |  | S |  | N | Electric Utility | 1 |  |  | N
15474 | Public Service Co of Oklahoma | 2966 | Weleetka | OK | Okfuskee | IC1 | IC | OP | 4 | 4 | 4 |  | 10 | 1963 | BIT BIT: DFO; N N: N; N N: Y |  | S |  | N | Electric Utility | 1 |  |  | N
15474 | Public Service Co of Oklahoma | 4940 | Riverside | OK | Tulsa | 1 | ST | OP | 473 | 454 | 454 |  | 4 | 1974 | BIT BIT: NG; WDS WDS: DFO; N N: Y; N N: Y |  | S |  | N | Electric Utility | 1 |  |  | N
15474 | Public Service Co of Oklahoma | 4940 | Riverside | OK | Tulsa | 2 | ST | OP | 473 | 455 | 455 |  | 5 | 1976 | BIT BIT: NG; WDS WDS: DFO; N N: Y; N N: Y |  | S |  | N | Electric Utility | 1 |  |  | N
15474 | Public Service Co of Oklahoma | 4940 | Riverside | OK | Tulsa | 3 | GT | OP | 86.5 | 79 | 82 |  | 3 | 2008 | BIT BIT: NG; N N: N; N N: Y |  | S |  | N | Electric Utility | 1 |  |  | N
15474 | Public Service Co of Oklahoma | 4940 | Riverside | OK | Tulsa | 4 | GT | OP | 86.5 | 79 | 82 |  | 3 | 2008 | BIT BIT: NG; N N: N; N N: Y |  | S |  | N | Electric Utility | 1 |  |  | N
15474 | Public Service Co of Oklahoma | 4940 | Riverside | OK | Tulsa | IC1 | IC | OP | 2.7 | 2.8 | 2.8 |  | 10 | 1976 | BIT BIT: DFO; N N: N; N N: Y |  | S |  | N | Electric Utility | 1 |  |  | N
15474 | Public Service Co of Oklahoma | 8059 | Comanche | OK | Comanche | 1G1 | CT | OP | 85 | 78 | 78 |  | 12 | 1973 | BIT BIT: NG; WDS WDS: DFO; N N: N; N N: Y |  | S |  | N | Electric Utility | 1 |  |  | N
15474 | Public Service Co of Oklahoma | 8059 | Comanche | OK | Comanche | 1G2 | CT | OP | 85 | 78 | 78 |  | 8 | 1973 | BIT BIT: NG; WDS WDS: DFO; N N: N; N N: Y |  | S |  | N | Electric Utility | 1 |  |  | N
15474 | Public Service Co of Oklahoma | 8059 | Comanche | OK | Comanche | 1S | CA | OP | 120 | 104 | 114 |  | 2 | 1974 | BIT BIT: NG; N N: N; N N: Y |  | S |  | N | Electric Utility | 1 |  | Y | N
15474 | Public Service Co of Oklahoma | 8059 | Comanche | OK | Comanche | IC1 | IC | OS | 4 | 4 | 4 |  | 5 | 1962 | BIT BIT: DFO; N N: N; N N: Y |  | S |  | N | Electric Utility | 1 |  |  | N
15477 | Public Service Elec & Gas Co | 57341 | Silver Lake Solar Farm | NJ | Middlesex | SILV | PV | OP | 1.7 | 1.7 | 1.7 |  | 10 | 2010 | BIT BIT: SUN; N N: N; N N: Y |  | S |  | N | Electric Utility | 1 |  |  | N | [17 empty] | N
15477 | Public Service Elec & Gas Co | 57352 | Trenton Solar Farm | NJ | Mercer | TREN | PV | OP | 1 | 1 | 1 |  | 10 | 2010 | BIT BIT: SUN; N N: N; N N: Y |  | S |  | N | Electric Utility | 1 |  |  | N | [17 empty] | N
15477 | Public Service Elec & Gas Co | 57381 | Linden Solar Farm | NJ | Union | LIND | PV | OP | 2.7 | 2.7 | 2.7 |  | 12 | 2010 | BIT BIT: SUN; N N: N; N N: Y |  | S |  | N | Electric Utility | 1 |  |  | N | [17 empty] | N
15477 | Public Service Elec & Gas Co | 57382 | Yardville Solar Farm | NJ | Union | YARD | PV | OP | 3.6 | 3.6 | 3.6 |  | 12 | 2010 | BIT BIT: SUN; N N: N; N N: Y |  | S |  | N | Electric Utility | 1 |  |  | N | [17 empty] | N
15477 | Public Service Elec & Gas Co | 57383 | WEA Texas Bayonne | NJ | Hudson | BAYO | PV | OP | 1.5 | 1.5 | 1.5 |  | 12 | 2010 | BIT BIT: SUN; N N: N; N N: Y |  | S |  | N | Electric Utility | 1 |  |  | N | [17 empty] | N
15477 | Public Service Elec & Gas Co | 57384 | Matrix Buildings A&B (Perth Amboy) Solar | NJ | Middlesex | MATR | PV | OP | 2.5 | 2.5 | 2.5 |  | 1 | 2011 | BIT BIT: SUN; N N: N; N N: Y |  | S |  | N | Electric Utility | 1 | [20 empty] | N
15477 | Public Service Elec & Gas Co | 57588 | Matrix Stults Road Solar Facility | NJ | Middlesex | STULT | PV | OP | 2.6 | 2.6 | 2.6 |  | 6 | 2011 | BIT BIT: SUN; N N: N; N N: Y |  | S |  | N | Electric Utility | 1 | [20 empty] | N
15477 | Public Service Elec & Gas Co | 57724 | NJMC Landfill | NJ | Hudson | NJMC | PV | OP | 2.5 | 2.5 | 2.5 |  | 12 | 2011 | BIT BIT: SUN; N N: N; N N: Y |  | S |  | N | Electric Utility | 1 | [20 empty] | N
15477 | Public Service Elec & Gas Co | 57726 | Summit Associates | NJ | Middlesex | SUMA | PV | OP | 1.9 | 1.9 | 1.9 |  | 12 | 2011 | BIT BIT: SUN; N N: N; N N: Y |  | S |  | N | Electric Utility | 1
15477 | Public Service Elec & Gas Co | 57727 | BlackRock-Matrix | NJ | Middlesex | BLAR | PV | OP | 2.5 | 2.5 | 2.5 |  | 3 | 2012 | BIT BIT: SUN; N N: N; N N: Y |  | S |  | N | Electric Utility | 1
15477 | Public Service Elec & Gas Co | 57728 | Mill Creek Solar | NJ | Burlington | MILLC | PV | OP | 3.5 | 3.5 | 3.5 |  | 12 | 2011 | BIT BIT: SUN; N N: N; N N: Y |  | S |  | N | Electric Utility | 1 | [20 empty] | N
15478 | PSEG Nuclear LLC | 2410 | PSEG Salem Generating Station | NJ | Salem | 1 | ST | OP | 1170 | 1167.9 | 1194.2 |  | 6 | 1977 | BIT BIT: NUC; N N: N; N N: Y |  | J |  | N | IPP Non-CHP | 2 |  |  | N | [17 empty] | N
15478 | PSEG Nuclear LLC | 2410 | PSEG Salem Generating Station | NJ | Salem | 2 | ST | OP | 1170 | 1158.1 | 1193.6 |  | 10 | 1981 | BIT BIT: NUC; N N: N; N N: Y |  | J |  | N | IPP Non-CHP | 2 |  |  | N | [17 empty] | N
15478 | PSEG Nuclear LLC | 2410 | PSEG Salem Generating Station | NJ | Salem | 3 | GT | OP | 41.8 | 39.7 | 51.5 |  | 6 | 1971 | BIT BIT: DFO; N N: N; N N: Y |  | J |  | N | IPP Non-CHP | 2 |  |  | Y | [15 empty] | 6 | 2015 | N
15478 | PSEG Nuclear LLC | 6118 | PSEG Hope Creek Generating Station | NJ | Salem | 1 | ST | OP | 1290.7 | 1174 | 1239.9 |  | 12 | 1986 | BIT BIT: NUC; N N: N; N N: Y |  | S |  | N | IPP Non-CHP | 2 |  |  | N | [17 empty] | N
15500 | Puget Sound Energy Inc | 99 | Frederickson | WA | Pierce | 1 | GT | SB | 88.9 | 67 | 81.1 |  | 11 | 1981 | BIT BIT: NG; WDS WDS: DFO; N N: Y; N N: Y | Y | S |  | N | Electric Utility | 1 |  |  | N | [17 empty] | N
15500 | Puget Sound Energy Inc | 99 | Frederickson | WA | Pierce | 2 | GT | SB | 88.9 | 67 | 81.1 |  | 11 | 1981 | BIT BIT: NG; WDS WDS: DFO; N N: Y; N N: Y | Y | S |  | N | Electric Utility | 1 |  |  | N | [17 empty] | N
15500 | Puget Sound Energy Inc | 607 | Fredonia | WA | Skagit | 1 | GT | SB | 129.1 | 93 | 114 |  | 5 | 1984 | BIT BIT: NG; WDS WDS: DFO; N N: Y; N N: Y | Y | S |  | N | Electric Utility | 1 |  |  | N | [17 empty] | N
15500 | Puget Sound Energy Inc | 607 | Fredonia | WA | Skagit | 2 | GT | SB | 129.1 | 93 | 114 |  | 5 | 1984 | BIT BIT: NG; WDS WDS: DFO; N N: Y; N N: Y | Y | S |  | N | Electric Utility | 1 |  |  | N | [17 empty] | N
15500 | Puget Sound Energy Inc | 607 | Fredonia | WA | Skagit | 3 | GT | SB | 58.9 | 47 | 60 |  | 7 | 2001 | BIT BIT: NG; WDS WDS: DFO; N N: Y; N N: Y | Y | S |  | N | Electric Utility | 1 |  |  | N | [17 empty] | N
15500 | Puget Sound Energy Inc | 607 | Fredonia | WA | Skagit | 4 | GT | SB | 58.9 | 47 | 60 |  | 7 | 2001 | BIT BIT: NG; WDS WDS: DFO; N N: Y; N N: Y | Y | S |  | N | Electric Utility | 1 |  |  | N | [17 empty] | N
15500 | Puget Sound Energy Inc | 3853 | Crystal Mountain | WA | Pierce | 1 | IC | SB | 2.7 | 2.5 | 2.5 |  | 12 | 1969 | BIT BIT: DFO; N N: N; N N: Y | Y | S |  | N | Electric Utility | 1 |  |  | N | [17 empty] | N
15500 | Puget Sound Energy Inc | 3854 | Electron | WA | Pierce | 1 | HY | OP | 5.1 | 5.7 | 5.7 |  | 4 | 1904 | BIT BIT: WAT; N N: N; N N: Y |  | S |  | N | Electric Utility | 1 |  | N | N | [17 empty] | N
15500 | Puget Sound Energy Inc | 3854 | Electron | WA | Pierce | 2 | HY | OP | 5.1 | 5.9 | 5.9 |  | 4 | 1904 | BIT BIT: WAT; N N: N; N N: Y |  | S |  | N | Electric Utility | 1 |  | N | N | [17 empty] | N
15500 | Puget Sound Energy Inc | 3854 | Electron | WA | Pierce | 3 | HY | OP | 5.1 | 6.3 | 6.3 |  | 4 | 1904 | BIT BIT: WAT; N N: N; N N: Y |  | S |  | N | Electric Utility | 1 |  | N | N | [17 empty] | N
15500 | Puget Sound Energy Inc | 3854 | Electron | WA | Pierce | 4 | HY | OP | 7.5 | 7.9 | 7.9 |  | 4 | 1929 | BIT BIT: WAT; N N: N; N N: Y |  | S |  | N | Electric Utility | 1 |  | N | N | [17 empty] | N
15500 | Puget Sound Energy Inc | 3855 | Lower Baker | WA | Skagit | 3 | HY | OP | 85 | 86.7 | 86.7 |  | 3 | 1960 | BIT BIT: WAT; N N: N; N N: Y |  | S |  | N | Electric Utility | 1 |  | N | N | [17 empty] | N
15500 | Puget Sound Energy Inc | 3860 | Snoqualmie | WA | King | 1 | HY | OS | 1.5 | 1.5 | 1.5 |  | 1 | 1898 | BIT BIT: WAT; N N: N; N N: Y |  | S |  | N | Electric Utility | 1 |  | N | Y | 0.3 | 0.3 | 9 | 2014 | [8 empty] | N |  |  |  |  | N
15500 | Puget Sound Energy Inc | 3860 | Snoqualmie | WA | King | 2 | HY | OS | 1.8 | 1.8 | 1.8 |  | 1 | 1898 | BIT BIT: WAT; N N: N; N N: Y |  | S |  | N | Electric Utility | 1 |  | N | N | [17 empty] | N
15500 | Puget Sound Energy Inc | 3860 | Snoqualmie | WA | King | 3 | HY | OS | 1.5 | 1.5 | 1.5 |  | 1 | 1898 | BIT BIT: WAT; N N: N; N N: Y |  | S |  | N | Electric Utility | 1 |  | N | Y | 0.3 | 0.3 | 9 | 2014 | [8 empty] | N |  |  |  |  | N
15500 | Puget Sound Energy Inc | 3860 | Snoqualmie | WA | King | 4 | HY | OS | 1.5 | 1.5 | 1.5 |  | 1 | 1898 | BIT BIT: WAT; N N: N; N N: Y |  | S |  | N | Electric Utility | 1 |  | N | Y | 0.3 | 0.3 | 9 | 2014 | [8 empty] | N |  |  |  |  | N
15500 | Puget Sound Energy Inc | 3860 | Snoqualmie | WA | King | 5 | HY | OS | 5.6 | 5.6 | 5.6 |  | 12 | 1905 | BIT BIT: WAT; N N: N; N N: Y |  | S |  | N | Electric Utility | 1 |  | N | Y | 0.9 | 0.9 | 9 | 2014 | [8 empty] | N |  |  |  |  | N
15500 | Puget Sound Energy Inc | 3861 | Upper Baker | WA | Whatcom | 1 | HY | OP | 52.4 | 58.8 | 58.8 |  | 1 | 1959 | BIT BIT: WAT; N N: N; N N: Y |  | S |  | N | Electric Utility | 1 |  | N | N | [17 empty] | N
15500 | Puget Sound Energy Inc | 3861 | Upper Baker | WA | Whatcom | 2 | HY | OP | 52.4 | 52.6 | 52.6 |  | 1 | 1959 | BIT BIT: WAT; N N: N; N N: Y |  | S |  | N | Electric Utility | 1 |  | N | N | [17 empty] | N
15500 | Puget Sound Energy Inc | 6120 | Whitehorn | WA | Whatcom | 2 | GT | SB | 84.6 | 67 | 81.1 |  | 10 | 1981 | BIT BIT: NG; WDS WDS: DFO; N N: Y; N N: Y | Y | S |  | N | Electric Utility | 1 |  |  | N | [17 empty] | N
15500 | Puget Sound Energy Inc | 6120 | Whitehorn | WA | Whatcom | 3 | GT | SB | 84.6 | 67 | 81.1 |  | 10 | 1981 | BIT BIT: NG; WDS WDS: DFO; N N: Y; N N: Y | Y | S |  | N | Electric Utility | 1 |  |  | N | [17 empty] | N
15500 | Puget Sound Energy Inc | 7867 | Snoqualmie 2 | WA | King | 6 | HY | OS | 9.8 | 10 | 10 |  | 1 | 1910 | BIT BIT: WAT; N N: N; N N: Y |  | S |  | N | Electric Utility | 1 |  | N | Y | 3.9 | 3.9 | 9 | 2014 | [8 empty] | N |  |  |  |  | N
15500 | Puget Sound Energy Inc | 7867 | Snoqualmie 2 | WA | King | 7 | HY | OS | 24.3 | 21 | 21 |  | 1 | 1957 | BIT BIT: WAT; N N: N; N N: Y |  | S |  | N | Electric Utility | 1 |  | N | N | [17 empty] | N
15500 | Puget Sound Energy Inc | 7870 | Encogen | WA | Whatcom | CTG1 | CT | OP | 39.4 | 34.5 | 42.2 |  | 3 | 1993 | BIT BIT: NG; WDS WDS: DFO; N N: Y; N N: Y |  | S |  | Y | Electric Utility | 1 | T |  | N | [17 empty] | N
15500 | Puget Sound Energy Inc | 7870 | Encogen | WA | Whatcom | CTG2 | CT | OP | 39.4 | 34.5 | 42.2 |  | 3 | 1993 | BIT BIT: NG; WDS WDS: DFO; N N: Y; N N: Y |  | S |  | Y | Electric Utility | 1 | T |  | N | [17 empty] | N
15500 | Puget Sound Energy Inc | 7870 | Encogen | WA | Whatcom | CTG3 | CT | OP | 39.4 | 34.5 | 42.2 |  | 3 | 1993 | BIT BIT: NG; WDS WDS: DFO; N N: Y; N N: Y |  | S |  | Y | Electric Utility | 1 | T |  | N | [17 empty] | N
15500 | Puget Sound Energy Inc | 7870 | Encogen | WA | Whatcom | STG | CA | OP | 58.2 | 55.9 | 55.9 |  | 4 | 1993 | BIT BIT: NG; WDS WDS: DFO; N N: N; N N: Y |  | S |  | Y | Electric Utility | 1 | T | N | N | [17 empty] | N
15500 | Puget Sound Energy Inc | 54476 | Sumas Power Plant | WA | Whatcom | GEN1 | CT | OP | 87.8 | 84.7 | 96.5 |  | 3 | 1993 | BIT BIT: NG; N N: N; N N: Y |  | S |  | Y | Electric Utility | 1 | T |  | N | [17 empty] | N
15500 | Puget Sound Energy Inc | 54476 | Sumas Power Plant | WA | Whatcom | GEN2 | CA | OP | 37.7 | 40.8 | 40.8 |  | 3 | 1993 | BIT BIT: NG; N N: N; N N: Y |  | S |  | Y | Electric Utility | 1 | T | N | N | [17 empty] | N
15500 | Puget Sound Energy Inc | 54537 | Ferndale Generating Station | WA | Whatcom | CT1A | CT | OP | 95.9 | 86 | 94 |  | 4 | 1994 | BIT BIT: NG; WDS WDS: DFO; N N: Y; N N: Y |  | S |  | Y | Electric Utility | 1 | T | N | N | [17 empty] | N
15500 | Puget Sound Energy Inc | 54537 | Ferndale Generating Station | WA | Whatcom | CT1B | CT | OP | 95.9 | 86 | 94 |  | 4 | 1994 | BIT BIT: NG; WDS WDS: DFO; N N: Y; N N: Y |  | S |  | Y | Electric Utility | 1 | T | N | N | [17 empty] | N
15500 | Puget Sound Energy Inc | 54537 | Ferndale Generating Station | WA | Whatcom | ST1 | CA | OP | 93.7 | 98 | 98 |  | 4 | 1994 | BIT BIT: NG; WDS WDS: DFO; N N: N; N N: Y |  | S |  | Y | Electric Utility | 1 | T | Y | N | [17 empty] | N
15500 | Puget Sound Energy Inc | 55482 | Goldendale Generating Station | WA | Klickitat | G1 | CT | OP | 166 | 146.1 | 171 |  | 8 | 2004 | BIT BIT: NG; N N: N; N N: Y |  | S |  | N | Electric Utility | 1 |  |  | N | [17 empty] | N
15500 | Puget Sound Energy Inc | 55482 | Goldendale Generating Station | WA | Klickitat | G2 | CA | OP | 114.3 | 110.6 | 110.6 |  | 8 | 2004 | BIT BIT: NG; N N: N; N N: Y |  | S |  | N | Electric Utility | 1 |  | Y | N | [17 empty] | N
15500 | Puget Sound Energy Inc | 55700 | Mint Farm Generating Station | WA | Cowlitz | 1STG | CA | OP | 133 | 120.5 | 120.5 |  | 1 | 2008 | BIT BIT: NG; N N: N; N N: Y |  | S |  | N | Electric Utility | 1 |  | Y | N | [17 empty] | N
15500 | Puget Sound Energy Inc | 55700 | Mint Farm Generating Station | WA | Cowlitz | CTG1 | CT | OP | 186 | 155.4 | 182 |  | 1 | 2008 | BIT BIT: NG; N N: N; N N: Y |  | S |  | N | Electric Utility | 1 |  |  | N | [17 empty] | N
15500 | Puget Sound Energy Inc | 56255 | Hopkins Ridge Wind | WA | Columbia | 1 | WT | OP | 150 | 150 | 150 |  | 11 | 2005 | BIT BIT: WND; N N: N; N N: Y |  | S | 83 | N | Electric Utility | 1 |  | N | N | [17 empty] | N
15500 | Puget Sound Energy Inc | 56255 | Hopkins Ridge Wind | WA | Columbia | 2 | WT | OP | 7.2 | 7.2 | 7.2 |  | 7 | 2008 | BIT BIT: WND; N N: N; N N: Y |  | S | 4 | N | Electric Utility | 1 |  | N | N | [17 empty] | N
15500 | Puget Sound Energy Inc | 56322 | Wild Horse | WA | Kittitas | 1 | WT | OP | 228.6 | 228.6 | 228.6 |  | 12 | 2006 | BIT BIT: WND; N N: N; N N: Y |  | S | 127 | N | Electric Utility | 1 |  | N | N
15500 | Puget Sound Energy Inc | 56322 | Wild Horse | WA | Kittitas | WH2 | WT | OP | 44 | 44 | 44 |  | 11 | 2009 | BIT BIT: WND; N N: N; N N: N |  | S | 22 | N | Electric Utility | 1 |  |  | N | [17 empty] | N
15500 | Puget Sound Energy Inc | 56322 | Wild Horse | WA | Kittitas | WHS1 | PV | OP | 0.5 | 0.5 | 0.5 |  | 10 | 2007 | BIT BIT: SUN; N N: N; N N: Y |  | S |  | N | Electric Utility | 1 |  |  | N
15500 | Puget Sound Energy Inc | 57195 | Lower Snake River Wind Energy Project | WA | GARFIELD | LSR 1 | WT | OP | 342 | 342 | 342 |  | 2 | 2012 | BIT BIT: WND; N N: N; N N: Y |  | S | 149 | N | Electric Utility | 1 | [20 empty] | N
15526 | Purdue University | 50240 | Purdue University | IN | Tippecanoe | GEN1 | ST | OP | 30.8 | 30.8 | 30.8 |  | 7 | 1995 | BIT BIT: BIT; WDS WDS: NG; N N: Y; N N: N |  | S |  | Y | Commercial CHP | 5 | T | N | N | [17 empty] | N |  | Y | Y |  |  |  | NG
15526 | Purdue University | 50240 | Purdue University | IN | Tippecanoe | GEN2 | ST | OP | 10.6 | 7 | 10.6 |  | 1 | 1969 | BIT BIT: BIT; WDS WDS: NG; N N: Y; N N: N |  | S |  | Y | Commercial CHP | 5 | T | N | N | [17 empty] | N |  | Y | Y
15526 | Purdue University | 50240 | Purdue University | IN | Tippecanoe | GEN3 | IC | SB | 1.8 | 1.8 | 1.8 |  | 1 | 2000 | BIT BIT: DFO; N N: N; N N: N | N | S |  | Y | Commercial CHP | 5 | T | N | N | [17 empty] | N
15534 | PPL Montour LLC | 3149 | PPL Montour | PA | Montour | 1 | ST | OP | 805.5 | 755 | 755 |  | 2 | 1971 | BIT BIT: BIT; N N: Y; N N: Y |  | S |  | N | IPP Non-CHP | 2 |  | N | N | [18 empty] | Y |  |  | Y |  |  | DFO
15534 | PPL Montour LLC | 3149 | PPL Montour | PA | Montour | 11 | ST | OP | 17.2 | 10 | 10 |  | 4 | 1973 | BIT BIT: BIT; N N: Y; N N: Y |  | S |  | N | IPP Non-CHP | 2 |  | N | N | [18 empty] | Y | [5 empty] | DFO
15534 | PPL Montour LLC | 3149 | PPL Montour | PA | Montour | 2 | ST | OP | 819 | 750 | 750 |  | 4 | 1973 | BIT BIT: BIT; N N: Y; N N: Y |  | S |  | N | IPP Non-CHP | 2 |  | N | N | [18 empty] | Y |  |  | Y |  |  | DFO
15537 | PPL Brunner Island LLC | 3140 | PPL Brunner Island | PA | York | 1 | ST | OP | 363.3 | 313 | 313 |  | 5 | 1961 | BIT BIT: BIT; WDS WDS: DFO; N N: Y; N N: Y |  | S |  | N | IPP Non-CHP | 2 |  | N | N | [20 empty] | Y |  |  |  | DFO
15537 | PPL Brunner Island LLC | 3140 | PPL Brunner Island | PA | York | 2 | ST | OP | 405 | 375 | 375 |  | 9 | 1965 | BIT BIT: BIT; WDS WDS: DFO; N N: Y; N N: Y |  | S |  | N | IPP Non-CHP | 2 |  | N | N | [20 empty] | Y |  |  |  | DFO
15537 | PPL Brunner Island LLC | 3140 | PPL Brunner Island | PA | York | 3 | ST | OP | 790.4 | 749 | 749 |  | 6 | 1969 | BIT BIT: BIT; WDS WDS: DFO; N N: Y; N N: Y |  | S |  | N | IPP Non-CHP | 2 |  | N | N | [21 empty] | Y |  |  | DFO
15537 | PPL Brunner Island LLC | 3140 | PPL Brunner Island | PA | York | BID1 | IC | SB | 2.7 | 3 | 3 |  | 6 | 1967 | BIT BIT: DFO; N N: N; N N: Y | Y | S |  | N | IPP Non-CHP | 2 |  | N | N
15537 | PPL Brunner Island LLC | 3140 | PPL Brunner Island | PA | York | BID2 | IC | SB | 2.7 | 3 | 3 |  | 6 | 1967 | BIT BIT: DFO; N N: N; N N: Y | Y | S |  | N | IPP Non-CHP | 2 |  | N | N
15537 | PPL Brunner Island LLC | 3140 | PPL Brunner Island | PA | York | BID3 | IC | SB | 2.7 | 2.2 | 2.2 |  | 6 | 1967 | BIT BIT: DFO; N N: N; N N: Y | Y | S |  | N | IPP Non-CHP | 2 |  | N | N
15597 | Riceland Foods Inc. | 56079 | Riceland Foods Cogeneration Plant | AR | Arkansas | STEC | ST | OA | 18 | 4 | 18 |  | 1 | 1997 | BIT BIT: OBS; N N: N; N N: Y |  | S |  | Y | IPP CHP | 3 | T | N | N | [17 empty] | Y
15619 | City of Radford - (VA) | 3827 | Radford | VA | Pulaski | 1 | HY | OP | 1 | 1 | 1 |  | 10 | 1934 | BIT BIT: WAT; N N: N; N N: N |  | S | 1 | N | Electric Utility | 1 |  | N | N
15686 | Village of Rantoul - (IL) | 958 | Rantoul | IL | Champaign | 1 | IC | SB | 1.2 | 0.7 | 0.8 |  | 1 | 1951 | BIT BIT: DFO; WDS WDS: NG; N N: N; N N: Y | Y | S |  | N | Electric Utility | 1 |  | N | N
15686 | Village of Rantoul - (IL) | 958 | Rantoul | IL | Champaign | 10 | IC | OP | 1.8 | 1.8 | 1.8 |  | 8 | 2000 | BIT BIT: DFO; WDS WDS: NG; N N: N; N N: Y |  | S |  | N | Electric Utility | 1 |  | N | N
15686 | Village of Rantoul - (IL) | 958 | Rantoul | IL | Champaign | 11 | IC | OP | 1.8 | 1.8 | 1.8 |  | 8 | 2000 | BIT BIT: DFO; WDS WDS: NG; N N: N; N N: Y |  | S |  | N | Electric Utility | 1 |  | N | N
15686 | Village of Rantoul - (IL) | 958 | Rantoul | IL | Champaign | 12 | IC | OP | 1.8 | 1.8 | 1.8 |  | 8 | 2000 | BIT BIT: DFO; WDS WDS: NG; N N: N; N N: Y |  | S |  | N | Electric Utility | 1 |  | N | N
15686 | Village of Rantoul - (IL) | 958 | Rantoul | IL | Champaign | 13 | IC | OP | 1.8 | 1.8 | 1.8 |  | 8 | 2000 | BIT BIT: DFO; WDS WDS: NG; N N: N; N N: Y |  | S |  | N | Electric Utility | 1 |  | N | N
15686 | Village of Rantoul - (IL) | 958 | Rantoul | IL | Champaign | 14 | IC | OP | 1.8 | 1.8 | 1.8 |  | 8 | 2000 | BIT BIT: DFO; WDS WDS: NG; N N: N; N N: Y |  | S |  | N | Electric Utility | 1 |  | N | N
15686 | Village of Rantoul - (IL) | 958 | Rantoul | IL | Champaign | 15 | IC | OP | 1.8 | 1.8 | 1.8 |  | 1 | 2001 | BIT BIT: DFO; WDS WDS: NG; N N: N; N N: Y |  | S |  | N | Electric Utility | 1 |  | N | N
15686 | Village of Rantoul - (IL) | 958 | Rantoul | IL | Champaign | 16 | IC | OP | 1.8 | 1.8 | 1.8 |  | 1 | 2001 | BIT BIT: DFO; WDS WDS: NG; N N: N; N N: Y |  | S |  | N | Electric Utility | 1 |  | N | N
15686 | Village of Rantoul - (IL) | 958 | Rantoul | IL | Champaign | 2 | IC | SB | 1.2 | 0.7 | 0.8 |  | 1 | 1951 | BIT BIT: DFO; WDS WDS: NG; N N: N; N N: Y | Y | S |  | N | Electric Utility | 1 |  | N | N
15686 | Village of Rantoul - (IL) | 958 | Rantoul | IL | Champaign | 3 | IC | SB | 1.2 | 0.7 | 0.8 |  | 4 | 1953 | BIT BIT: DFO; WDS WDS: NG; N N: N; N N: Y | Y | S |  | N | Electric Utility | 1 |  | N | N
15686 | Village of Rantoul - (IL) | 958 | Rantoul | IL | Champaign | 4 | IC | SB | 1.2 | 0.7 | 0.7 |  | 2 | 1954 | BIT BIT: DFO; WDS WDS: NG; N N: N; N N: Y | Y | S |  | N | Electric Utility | 1 |  | N | N
15686 | Village of Rantoul - (IL) | 958 | Rantoul | IL | Champaign | 7 | IC | SB | 5.2 | 4.7 | 4.7 |  | 8 | 1967 | BIT BIT: DFO; WDS WDS: NG; N N: N; N N: Y | Y | S |  | N | Electric Utility | 1 |  | N | N
15686 | Village of Rantoul - (IL) | 958 | Rantoul | IL | Champaign | 8 | IC | SB | 4 | 3 | 3 |  | 7 | 1964 | BIT BIT: DFO; WDS WDS: NG; N N: N; N N: Y | Y | S |  | N | Electric Utility | 1 |  | N | N
15686 | Village of Rantoul - (IL) | 958 | Rantoul | IL | Champaign | 9 | IC | OP | 1.8 | 1.8 | 1.8 |  | 8 | 2000 | BIT BIT: DFO; WDS WDS: NG; N N: N; N N: Y |  | S |  | N | Electric Utility | 1 |  | N | N
15694 | Rapidan Redevelopment LLC | 52054 | Rapidan Hydro Facility | MN | Blue Earth | GEN1 | HY | OP | 3.4 | 3.2 | 3.1 |  | 8 | 1984 | BIT BIT: WAT; N N: N; N N: Y |  | W |  | N | IPP Non-CHP | 2 |  | N | N | [17 empty] | N
15694 | Rapidan Redevelopment LLC | 52054 | Rapidan Hydro Facility | MN | Blue Earth | GEN2 | HY | OP | 3.4 | 3.2 | 3.1 |  | 8 | 1984 | BIT BIT: WAT; N N: N; N N: Y |  | W | 0 | N | IPP Non-CHP | 2 |  | N | N | [17 empty] | N
15698 | Raton Public Service Company | 2468 | Raton | NM | Colfax | 6 | IC | OP | 8 | 7.3 | 7.3 |  | 12 | 2003 | BIT BIT: NG; N N: N; N N: Y |  | S |  | N | Electric Utility | 1 |  | N | N
15708 | Rathdrum Operating Services Co., Inc. | 55179 | Rathdrum Power LLC | ID | Kootenai | CTG1 | CT | OP | 179.4 | 150 | 166 |  | 9 | 2001 | BIT BIT: NG; N N: N; N N: Y |  | W |  | N | IPP Non-CHP | 2 |  | N | N | [17 empty] | N
15708 | Rathdrum Operating Services Co., Inc. | 55179 | Rathdrum Power LLC | ID | Kootenai | STG1 | CA | OP | 122.1 | 98 | 110 |  | 9 | 2001 | BIT BIT: NG; N N: N; N N: Y |  | W |  | N | IPP Non-CHP | 2 |  | Y | N | [17 empty] | N
15726 | Rayonier Performance Fibers, LLC | 10560 | Rayonier Jesup Mill | GA | Wayne | GEN2 | ST | OP | 5 | 4.7 | 4.7 |  | 6 | 1954 | WDS | RFO | NG | BLQ | WO | DFO | Y | Y |  | S |  | N | Industrial CHP | 7 |  |  | N | [17 empty] | N | [6 empty] | RFO | DFO | NG | BLQ
15726 | Rayonier Performance Fibers, LLC | 10560 | Rayonier Jesup Mill | GA | Wayne | GEN3 | ST | OP | 7.5 | 7 | 7.1 |  | 6 | 1957 | WDS | RFO | NG | BLQ | WO | DFO | Y | Y |  | S |  | N | Industrial CHP | 7 |  |  | N | [17 empty] | N | [6 empty] | RFO | DFO | NG | BLQ
15726 | Rayonier Performance Fibers, LLC | 10560 | Rayonier Jesup Mill | GA | Wayne | GEN4 | ST | OP | 7.5 | 7 | 7.1 |  | 6 | 1957 | WDS | RFO | NG | BLQ | DFO |  | Y | Y |  | S |  | N | Industrial CHP | 7 |  |  | N | [17 empty] | N | [6 empty] | RFO | DFO | NG | BLQ
15726 | Rayonier Performance Fibers, LLC | 10560 | Rayonier Jesup Mill | GA | Wayne | GEN5 | ST | OP | 30 | 27.9 | 28.2 |  | 6 | 1971 | BLQ | RFO | WDS | NG | DFO |  | Y | Y |  | S |  | N | Industrial CHP | 7 |  |  | N | [17 empty] | N | [6 empty] | RFO | DFO | NG | BLQ
15726 | Rayonier Performance Fibers, LLC | 10560 | Rayonier Jesup Mill | GA | Wayne | GEN6 | ST | OP | 27 | 25.1 | 25.4 |  | 6 | 1982 | NG WDS WDS: BLQ; NG RFO RFO: RFO; N Y Y: Y; Y Y Y: Y |  | S |  | N | Industrial CHP | 7 |  |  | N | [17 empty] | N | [6 empty] | RFO | DFO | BLQ
15726 | Rayonier Performance Fibers, LLC | 10562 | Rayonier Fernandina Mill | FL | Nassau | GEN3 | ST | OS | 7.5 | 6.5 | 6.5 |  | 12 | 1939 | WDS | RFO | TDF |  |  |  | Y | N |  | S |  | Y | Industrial CHP | 7 | T |  | N | [17 empty] | N | [6 empty] | DFO | RFO
15726 | Rayonier Performance Fibers, LLC | 10562 | Rayonier Fernandina Mill | FL | Nassau | GEN4 | ST | OP | 20 | 21 | 21 |  | 9 | 1950 | WDL | RFO | TDF |  |  |  | Y | Y |  | S |  | Y | Industrial CHP | 7 | T |  | N | [17 empty] | N | [6 empty] | DFO | RFO
15726 | Rayonier Performance Fibers, LLC | 10562 | Rayonier Fernandina Mill | FL | Nassau | GEN5 | ST | OP | 22 | 21 | 21 |  | 10 | 2012 | WDL | RFO | TDF |  |  |  | Y | Y |  | S | 1 | N | Industrial CHP | 7 |  |  | N | [17 empty] | N | [6 empty] | DFO | RFO
15734 | NRG Energy Center San Diego LLC | 54337 | NRG Energy San Diego | CA | San Diego | 0001 | IC | OP | 0.8 | 0.8 | 0.8 |  | 8 | 1986 | NG WDS WDS: NG; N Y Y: N; Y Y Y: Y |  | S |  | Y | IPP CHP | 3 | T | N | N | [17 empty] | N
15734 | NRG Energy Center San Diego LLC | 54337 | NRG Energy San Diego | CA | San Diego | 0002 | IC | OP | 0.8 | 0.8 | 0.8 |  | 8 | 1986 | NG WDS WDS: NG; N Y Y: N; Y Y Y: Y |  | S |  | Y | IPP CHP | 3 | T | N | N
15743 | Frito-Lay Inc | 10110 | Frito-Lay Cogen Plant | CA | Kern | GEN1 | GT | OP | 6 | 5.5 | 5.9 |  | 3 | 1986 | NG WDS WDS: NG; N Y Y: N; Y Y Y: Y |  | S | 1 | Y | Industrial CHP | 7 | B | N | N | [12 empty] | N |  |  |  |  | N
15772 | City of Red Bud - (IL) | 959 | Red Bud | IL | RANDOLPH | 1 | IC | OP | 2.4 | 2.2 | 2.2 |  | 7 | 1968 | NG WDS WDS: DFO; N Y Y: N; Y Y Y: Y | Y | S |  | N | Electric Utility | 1 |  | N | N | [17 empty] | N
15772 | City of Red Bud - (IL) | 959 | Red Bud | IL | RANDOLPH | 2 | IC | OP | 1.1 | 0.9 | 1 |  | 3 | 1959 | NG WDS WDS: DFO; N Y Y: N; Y Y Y: Y | Y | S |  | N | Electric Utility | 1 |  | N | N | [17 empty] | N
15772 | City of Red Bud - (IL) | 959 | Red Bud | IL | RANDOLPH | 3 | IC | OP | 2.4 | 2.2 | 2.2 |  | 11 | 1964 | NG WDS WDS: DFO; N Y Y: N; Y Y Y: Y | Y | S |  | N | Electric Utility | 1 |  | N | N | [17 empty] | N
15772 | City of Red Bud - (IL) | 959 | Red Bud | IL | RANDOLPH | 4 | IC | OP | 3.5 | 3 | 3 |  | 3 | 1973 | NG WDS WDS: DFO; N Y Y: N; Y Y Y: Y | Y | S |  | N | Electric Utility | 1 |  | N | N | [17 empty] | N
15772 | City of Red Bud - (IL) | 959 | Red Bud | IL | RANDOLPH | 7 | IC | OP | 2.8 | 3 | 3 |  | 6 | 2002 | NG WDS WDS: DFO; N Y Y: N; Y Y Y: Y | Y | S |  | N | Electric Utility | 1 |  | N | N | [17 empty] | N
15772 | City of Red Bud - (IL) | 959 | Red Bud | IL | RANDOLPH | 8 | IC | OP | 2.8 | 3 | 3 |  | 6 | 2002 | NG WDS WDS: DFO; N Y Y: N; Y Y Y: Y | Y | S |  | N | Electric Utility | 1 |  | N | N | [17 empty] | N
15773 | City of Red Cloud - (NE) | 2299 | Red Cloud | NE | Webster | 1 | IC | OP | 0.5 | 0.5 | 0.5 |  | 1 | 1950 | NG WDS WDS: DFO; NG RFO RFO: NG; N Y Y: Y; Y Y Y: Y |  | S |  | N | Electric Utility | 1 |  | N | N | [17 empty] | N
15773 | City of Red Cloud - (NE) | 2299 | Red Cloud | NE | Webster | 2 | IC | OP | 0.9 | 0.6 | 0.6 |  | 6 | 1953 | NG WDS WDS: DFO; NG RFO RFO: NG; N Y Y: Y; Y Y Y: Y |  | S |  | N | Electric Utility | 1 |  | N | N | [17 empty] | N
15773 | City of Red Cloud - (NE) | 2299 | Red Cloud | NE | Webster | 3 | IC | OP | 1.3 | 1.2 | 1.2 |  | 12 | 1960 | NG WDS WDS: DFO; NG RFO RFO: NG; N Y Y: Y; Y Y Y: Y |  | S |  | N | Electric Utility | 1 |  | N | N | [17 empty] | N
15773 | City of Red Cloud - (NE) | 2299 | Red Cloud | NE | Webster | 4 | IC | OP | 1.3 | 1.2 | 1.2 |  | 8 | 1968 | NG WDS WDS: DFO; NG RFO RFO: NG; N Y Y: Y; Y Y Y: Y |  | S |  | N | Electric Utility | 1 |  | N | N | [17 empty] | N
15773 | City of Red Cloud - (NE) | 2299 | Red Cloud | NE | Webster | 5 | IC | OP | 2.2 | 2.2 | 2.2 |  | 9 | 1973 | NG WDS WDS: DFO; NG RFO RFO: NG; N Y Y: Y; Y Y Y: Y |  | S |  | N | Electric Utility | 1 |  | N | N | [17 empty] | N
15776 | Reedy Creek Improvement Dist | 7294 | Central Energy Plant | FL | Orange | GTG | CT | OP | 61.5 | 48 | 48 |  | 5 | 1989 | NG WDS WDS: NG; NG RFO RFO: DFO; N Y Y: Y; Y Y Y: Y |  | S |  | N | Electric Utility | 1 |  | N | N | [17 empty] | N
15776 | Reedy Creek Improvement Dist | 7294 | Central Energy Plant | FL | Orange | STG | CA | OP | 8.5 | 8 | 8 |  | 1 | 1989 | [9 empty] | S |  | N | Electric Utility | 1 |  | N | N | [17 empty] | N | bar: NG WDS WDS; N Y Y to Y Y Y
15783 | City of Redding - (CA) | 7189 | Whiskeytown | CA | SHASTA | 1 | HY | OP | 3.5 | 2 | 2 |  | 9 | 1986 | NG WDS WDS: WAT; N Y Y: N; Y Y Y: Y |  | S | 1 | N | Electric Utility | 1 |  | N | N | [17 empty] | N
15783 | City of Redding - (CA) | 7307 | Redding Power | CA | Shasta | 1 | GT | OP | 18 | 15 | 17 |  | 10 | 1996 | NG WDS WDS: NG; N Y Y: N; Y Y Y: Y |  | S |  | N | Electric Utility | 1 |  | N | N | [17 empty] | N
15783 | City of Redding - (CA) | 7307 | Redding Power | CA | Shasta | 2 | GT | OP | 27.9 | 23 | 25 |  | 4 | 1996 | NG WDS WDS: NG; N Y Y: N; Y Y Y: Y |  | S |  | N | Electric Utility | 1 |  | N | N | [17 empty] | N
15783 | City of Redding - (CA) | 7307 | Redding Power | CA | Shasta | 3 | GT | OP | 27.9 | 23 | 25 |  | 4 | 1996 | NG WDS WDS: NG; N Y Y: N; Y Y Y: Y |  | S |  | N | Electric Utility | 1 |  | N | N | [17 empty] | N
15783 | City of Redding - (CA) | 7307 | Redding Power | CA | Shasta | 4 | CA | OP | 26.8 | 28 | 28 |  | 1 | 1989 | NG WDS WDS: NG; N Y Y: N; Y Y Y: Y |  | S |  | N | Electric Utility | 1 |  | N | N | [17 empty] | N
15783 | City of Redding - (CA) | 7307 | Redding Power | CA | Shasta | 5 | CT | OP | 40 | 39 | 45 |  | 7 | 2002 | NG WDS WDS: NG; N Y Y: N; Y Y Y: Y |  | S |  | N | Electric Utility | 1 |  | N | N | [17 empty] | N
15783 | City of Redding - (CA) | 7307 | Redding Power | CA | Shasta | 6 | CT | OP | 42.5 | 39 | 46 |  | 8 | 2011 | NG WDS WDS: NG; N Y Y: N; Y Y Y: Y |  | S |  | N | Electric Utility | 1 |  | N | N | [17 empty] | N
15787 | Redlands Water & Power Company | 50267 | Redlands Water & Power | CO | MESA | RED1 | HY | OP | 1.4 | 1.4 | 1.4 |  | 8 | 1931 | NG WDS WDS: WAT; N Y Y: N; Y Y Y: Y |  | S | 0 | N | IPP Non-CHP | 2 |  | N | N
15793 | Redwood Falls Public Util Comm | 2009 | Redwood Falls | MN | Redwood | 6 | IC | OP | 2.2 | 2.7 | 2.7 |  | 1 | 1970 | NG WDS WDS: DFO; N Y Y: N; Y Y Y: Y |  | S |  | N | Electric Utility | 1 |  | N | N | [17 empty] | N
15793 | Redwood Falls Public Util Comm | 2009 | Redwood Falls | MN | Redwood | 7 | IC | OP | 5.8 | 6.2 | 6.2 |  | 1 | 1974 | NG WDS WDS: DFO; NG RFO RFO: NG; N Y Y: Y; Y Y Y: Y |  | S |  | N | Electric Utility | 1 |  | N | N | [17 empty] | N
15793 | Redwood Falls Public Util Comm | 7982 | South Generation | MN | Redwood | 3 | IC | OP | 2.2 | 2 | 2 |  | 3 | 2003 | NG WDS WDS: DFO; N Y Y: N; Y Y Y: Y | Y | S |  | N | Electric Utility | 1 |  | N | N | [17 empty] | N
15793 | Redwood Falls Public Util Comm | 7982 | South Generation | MN | Redwood | 4 | IC | OP | 2.2 | 2 | 2 |  | 3 | 2003 | NG WDS WDS: DFO; N Y Y: N; Y Y Y: Y | Y | S |  | N | Electric Utility | 1 |  | N | N | [17 empty] | N
15793 | Redwood Falls Public Util Comm | 7982 | South Generation | MN | Redwood | 5 | IC | OP | 2.2 | 2.2 | 2 |  | 3 | 2003 | NG WDS WDS: DFO; N Y Y: N; Y Y Y: Y | Y | S |  | N | Electric Utility | 1 |  | N | N | [17 empty] | N
15795 | William G. Reed Jr | 50700 | Lilliwaup Falls Generating | WA | Mason | 4735 | HY | OS | 0.2 | 0.2 | 0.2 |  | 5 | 1986 | NG WDS WDS: WAT; N Y Y: N; Y Y Y: Y |  | S | 0 | N | IPP Non-CHP | 2 |  | N | N | [17 empty] | N
15795 | William G. Reed Jr | 50700 | Lilliwaup Falls Generating | WA | Mason | 4736 | HY | OS | 0.2 | 0.2 | 0.2 |  | 5 | 1986 | NG WDS WDS: WAT; N Y Y: N; Y Y Y: Y |  | S | 0 | N | IPP Non-CHP | 2 |  | N | N | [17 empty] | N
15795 | William G. Reed Jr | 50700 | Lilliwaup Falls Generating | WA | Mason | 4737 | HY | OS | 0.2 | 0.2 | 0.2 |  | 5 | 1986 | NG WDS WDS: WAT; N Y Y: N; Y Y Y: Y |  | S | 0 | N | IPP Non-CHP | 2 |  | N | N | [17 empty] | N
15795 | William G. Reed Jr | 50700 | Lilliwaup Falls Generating | WA | Mason | 4738 | HY | OS | 0.2 | 0.2 | 0.2 |  | 5 | 1986 | NG WDS WDS: WAT; N Y Y: N; Y Y Y: Y |  | S | 0 | N | IPP Non-CHP | 2 |  | N | N | [17 empty] | N
15795 | William G. Reed Jr | 50700 | Lilliwaup Falls Generating | WA | Mason | 4739 | HY | OS | 0.2 | 0.2 | 0.2 |  | 5 | 1986 | NG WDS WDS: WAT; N Y Y: N; Y Y Y: Y |  | S | 0 | N | IPP Non-CHP | 2 |  | N | N | [17 empty] | N
15795 | William G. Reed Jr | 50700 | Lilliwaup Falls Generating | WA | Mason | 4740 | HY | OS | 0.2 | 0.2 | 0.2 |  | 5 | 1986 | NG WDS WDS: WAT; N Y Y: N; Y Y Y: Y |  | S | 0 | N | IPP Non-CHP | 2 |  | N | N | [17 empty] | N
15795 | William G. Reed Jr | 50700 | Lilliwaup Falls Generating | WA | Mason | 4741 | HY | OS | 0.2 | 0.2 | 0.2 |  | 5 | 1986 | NG WDS WDS: WAT; N Y Y: N; Y Y Y: Y |  | S |  | N | IPP Non-CHP | 2 |  | N | N | [17 empty] | N
15824 | Ecomaine | 50225 | Regional Waste Systems | ME | Cumberland | TG1 | ST | OP | 13.3 | 11.5 | 11.5 |  | 6 | 1988 | NG WDS WDS: MSW; NG RFO RFO: NG; N Y Y: N; Y Y Y: Y |  | S |  | N | IPP Non-CHP | 2 |  | N | N | [17 empty] | N
15860 | City of Rensselaer - (IN) | 1038 | Rensselaer City Light Plant | IN | JASPER | 10 | IC | SB | 2 | 1.9 | 1.9 |  | 1 | 1971 | NG WDS WDS: DFO; N Y Y: N; Y Y Y: Y | Y | S |  | N | Electric Utility | 1 |  | N | N
15860 | City of Rensselaer - (IN) | 1038 | Rensselaer City Light Plant | IN | JASPER | 11 | IC | SB | 2 | 1.9 | 1.9 |  | 1 | 1971 | NG WDS WDS: DFO; N Y Y: N; Y Y Y: Y | Y | S |  | N | Electric Utility | 1 |  | N | N
15860 | City of Rensselaer - (IN) | 1038 | Rensselaer City Light Plant | IN | JASPER | 14 | IC | SB | 5 | 4.8 | 4.8 |  | 7 | 1994 | NG WDS WDS: DFO; NG RFO RFO: NG; N Y Y: Y; Y Y Y: Y | Y | S |  | N | Electric Utility | 1 |  | N | N
15860 | City of Rensselaer - (IN) | 1038 | Rensselaer City Light Plant | IN | JASPER | 15 | IC | SB | 8.4 | 8.3 | 8.3 |  | 9 | 2006 | NG WDS WDS: DFO; N Y Y: N; Y Y Y: Y | Y | S |  | N | Electric Utility | 1 |  | N | N | [17 empty] | N
15860 | City of Rensselaer - (IN) | 1038 | Rensselaer City Light Plant | IN | JASPER | 5 | IC | SB | 1.9 | 1.8 | 1.8 |  | 1 | 1950 | NG WDS WDS: DFO; N Y Y: N; Y Y Y: Y | Y | S |  | N | Electric Utility | 1 |  | N | N
15860 | City of Rensselaer - (IN) | 1038 | Rensselaer City Light Plant | IN | JASPER | 6 | IC | SB | 2.5 | 2.4 | 2.4 |  | 1 | 1957 | NG WDS WDS: DFO; N Y Y: N; Y Y Y: Y | Y | S |  | N | Electric Utility | 1 |  | N | N
15873 | GenOn Northeast Management Company | 3118 | Conemaugh | PA | Indiana | 1 | ST | OP | 936 | 850 | 850 |  | 5 | 1970 | NG WDS WDS: BIT; N Y Y: N; Y Y Y: Y |  | J |  | N | IPP Non-CHP | 2 |  |  | N | [17 empty] | N | Y |  |  | Y |  |  | NG
15873 | GenOn Northeast Management Company | 3118 | Conemaugh | PA | Indiana | 2 | ST | OP | 936 | 850 | 850 |  | 5 | 1971 | NG WDS WDS: BIT; N Y Y: N; Y Y Y: Y |  | J |  | N | IPP Non-CHP | 2 |  |  | N | [17 empty] | N | Y |  |  | Y |  |  | NG
15873 | GenOn Northeast Management Company | 3118 | Conemaugh | PA | Indiana | A | IC | SB | 3 | 2.8 | 2.8 |  | 2 | 1970 | NG WDS WDS: DFO; N Y Y: N; Y Y Y: Y | Y | J |  | N | IPP Non-CHP | 2 |  |  | N | [17 empty] | N
15873 | GenOn Northeast Management Company | 3118 | Conemaugh | PA | Indiana | B | IC | SB | 3 | 2.8 | 2.8 |  | 2 | 1970 | NG WDS WDS: DFO; N Y Y: N; Y Y Y: Y | Y | J |  | N | IPP Non-CHP | 2 |  |  | N | [17 empty] | N
15873 | GenOn Northeast Management Company | 3118 | Conemaugh | PA | Indiana | C | IC | SB | 3 | 2.8 | 2.8 |  | 2 | 1970 | NG WDS WDS: DFO; N Y Y: N; Y Y Y: Y | Y | J |  | N | IPP Non-CHP | 2 |  |  | N | [17 empty] | N
15873 | GenOn Northeast Management Company | 3118 | Conemaugh | PA | Indiana | D | IC | SB | 3 | 2.8 | 2.8 |  | 2 | 1970 | NG WDS WDS: DFO; N Y Y: N; Y Y Y: Y | Y | J |  | N | IPP Non-CHP | 2 |  |  | N | [17 empty] | N
15873 | GenOn Northeast Management Company | 3136 | Keystone | PA | Armstrong | 1 | ST | OP | 936 | 850 | 850 |  | 8 | 1967 | NG WDS WDS: BIT; N Y Y: N; Y Y Y: Y |  | J |  | N | IPP Non-CHP | 2 |  |  | N | [17 empty] | N | Y |  |  | Y |  |  | DFO
15873 | GenOn Northeast Management Company | 3136 | Keystone | PA | Armstrong | 2 | ST | OP | 936 | 850 | 850 |  | 7 | 1968 | NG WDS WDS: BIT; N Y Y: N; Y Y Y: Y |  | J |  | N | IPP Non-CHP | 2 |  |  | N | [17 empty] | N | Y |  |  | Y |  |  | DFO
15873 | GenOn Northeast Management Company | 3136 | Keystone | PA | Armstrong | 3 | IC | OP | 3 | 2.8 | 2.8 |  | 11 | 1968 | NG WDS WDS: DFO; N Y Y: N; Y Y Y: Y |  | J |  | N | IPP Non-CHP | 2 |  |  | N | [17 empty] | N
15873 | GenOn Northeast Management Company | 3136 | Keystone | PA | Armstrong | 4 | IC | OP | 3 | 2.8 | 2.8 |  | 11 | 1968 | NG WDS WDS: DFO; N Y Y: N; Y Y Y: Y |  | J |  | N | IPP Non-CHP | 2 |  |  | N | [17 empty] | N
15873 | GenOn Northeast Management Company | 3136 | Keystone | PA | Armstrong | 5 | IC | OP | 3 | 2.8 | 2.8 |  | 11 | 1968 | NG WDS WDS: DFO; N Y Y: N; Y Y Y: Y |  | J |  | N | IPP Non-CHP | 2 |  |  | N | [17 empty] | N
15873 | GenOn Northeast Management Company | 3136 | Keystone | PA | Armstrong | 6 | IC | OP | 3 | 2.8 | 2.8 |  | 11 | 1968 | NG WDS WDS: DFO; N Y Y: N; Y Y Y: Y |  | J |  | N | IPP Non-CHP | 2 |  |  | N | [17 empty] | N
15908 | NRG California South LP | 329 | Coolwater | CA | San Bernardino | 1 | ST | OP | 65.3 | 63 | 63 |  | 6 | 1961 | NG WDS WDS: NG; NG RFO RFO: DFO; N Y Y: Y; Y Y Y: Y |  | S |  | N | IPP Non-CHP | 2 |  |  | N | [17 empty] | N
15908 | NRG California South LP | 329 | Coolwater | CA | San Bernardino | 2 | ST | OP | 82 | 82 | 82 |  | 5 | 1964 | NG WDS WDS: NG; NG RFO RFO: DFO; N Y Y: Y; Y Y Y: Y |  | S |  | N | IPP Non-CHP | 2 |  |  | N | [17 empty] | N
15908 | NRG California South LP | 329 | Coolwater | CA | San Bernardino | 30 | CA | OP | 120 | 99 | 99 |  | 5 | 1978 | NG WDS WDS: NG; N Y Y: N; Y Y Y: Y |  | S |  | N | IPP Non-CHP | 2 |  | Y | N | [17 empty] | N
15908 | NRG California South LP | 329 | Coolwater | CA | San Bernardino | 31 | CT | OP | 85 | 73 | 73 |  | 5 | 1978 | NG WDS WDS: NG; N Y Y: N; Y Y Y: Y |  | S |  | N | IPP Non-CHP | 2 |  |  | N | [17 empty] | N
15908 | NRG California South LP | 329 | Coolwater | CA | San Bernardino | 32 | CT | OP | 85 | 73 | 73 |  | 5 | 1978 | NG WDS WDS: NG; N Y Y: N; Y Y Y: Y |  | S |  | N | IPP Non-CHP | 2 |  |  | N | [17 empty] | N
15908 | NRG California South LP | 329 | Coolwater | CA | San Bernardino | 40 | CA | OP | 120 | 99 | 99 |  | 8 | 1978 | NG WDS WDS: NG; N Y Y: N; Y Y Y: Y |  | S |  | N | IPP Non-CHP | 2 |  | Y | N | [17 empty] | N
15908 | NRG California South LP | 329 | Coolwater | CA | San Bernardino | 41 | CT | OP | 85 | 73.5 | 73.5 |  | 8 | 1978 | NG WDS WDS: NG; N Y Y: N; Y Y Y: Y |  | S |  | N | IPP Non-CHP | 2 |  |  | N | [17 empty] | N
15908 | NRG California South LP | 329 | Coolwater | CA | San Bernardino | 42 | CT | OP | 85 | 73.5 | 73.5 |  | 8 | 1978 | NG WDS WDS: NG; N Y Y: N; Y Y Y: Y |  | S |  | N | IPP Non-CHP | 2 |  |  | N | [17 empty] | N
15908 | NRG California South LP | 331 | Etiwanda Generating Station | CA | San Bernardino | 3 | ST | OP | 333 | 320 | 320 |  | 5 | 1963 | NG WDS WDS: NG; N Y Y: N; Y Y Y: Y |  | S |  | N | IPP Non-CHP | 2 |  | N | N | [17 empty] | N
15908 | NRG California South LP | 331 | Etiwanda Generating Station | CA | San Bernardino | 4 | ST | OP | 333 | 320 | 320 |  | 10 | 1963 | NG WDS WDS: NG; N Y Y: N; Y Y Y: Y |  | S |  | N | IPP Non-CHP | 2 |  | N | N | [17 empty] | N
15908 | NRG California South LP | 345 | Mandalay | CA | Ventura | 03 | GT | OP | 138 | 130 | 130 |  | 4 | 1970 | NG WDS WDS: NG; N Y Y: N; Y Y Y: Y |  | S |  | N | IPP Non-CHP | 2 |  |  | N | [17 empty] | N
15908 | NRG California South LP | 345 | Mandalay | CA | Ventura | 1 | ST | OP | 218 | 215 | 215 |  | 5 | 1959 | NG WDS WDS: NG; N Y Y: N; Y Y Y: Y |  | S |  | N | IPP Non-CHP | 2 |  |  | N | [17 empty] | N | [6 empty] | NG
15908 | NRG California South LP | 345 | Mandalay | CA | Ventura | 2 | ST | OP | 218 | 215 | 215 |  | 8 | 1959 | NG WDS WDS: NG; N Y Y: N; Y Y Y: Y |  | S |  | N | IPP Non-CHP | 2 |  |  | N | [17 empty] | N | [6 empty] | NG
15908 | NRG California South LP | 350 | Ormond Beach | CA | Ventura | 1 | ST | OP | 806 | 741 | 741 |  | 8 | 1971 | NG WDS WDS: NG; N Y Y: N; Y Y Y: Y |  | S |  | N | IPP Non-CHP | 2 |  | N | N | [17 empty] | N
15908 | NRG California South LP | 350 | Ormond Beach | CA | Ventura | 2 | ST | OP | 806 | 775 | 775 |  | 3 | 1973 | NG WDS WDS: NG; N Y Y: N; Y Y Y: Y |  | S |  | N | IPP Non-CHP | 2 |  | N | N | [17 empty] | N
15908 | NRG California South LP | 8076 | Ellwood | CA | Santa Barbara | 01 | GT | OP | 58 | 54 | 54 |  | 8 | 1974 | NG WDS WDS: NG; N Y Y: N; Y Y Y: Y |  | S |  | N | IPP Non-CHP | 2 |  |  | N | [17 empty] | N
15912 | Resource Technology Corp | 55057 | Biodyne Peoria | IL | Peoria | 001 | IC | OS | 0.8 | 0.8 | 0.8 |  | 12 | 1997 | NG WDS WDS: LFG; N Y Y: N; Y Y Y: N |  | S |  | N | IPP Non-CHP | 2 |  |  | N | [17 empty] | N
15912 | Resource Technology Corp | 55057 | Biodyne Peoria | IL | Peoria | 002 | IC | OS | 0.8 | 0.8 | 0.8 |  | 12 | 1997 | NG WDS WDS: LFG; N Y Y: N; Y Y Y: N |  | S |  | N | IPP Non-CHP | 2 |  |  | N | [17 empty] | N
15912 | Resource Technology Corp | 55057 | Biodyne Peoria | IL | Peoria | 003 | IC | OP | 0.8 | 0.8 | 0.8 |  | 12 | 1997 | NG WDS WDS: LFG; N Y Y: N; Y Y Y: Y |  | S |  | N | IPP Non-CHP | 2 |  |  | N | [17 empty] | N
15912 | Resource Technology Corp | 55057 | Biodyne Peoria | IL | Peoria | 004 | IC | OS | 0.8 | 0.8 | 0.8 |  | 12 | 1997 | NG WDS WDS: LFG; N Y Y: N; Y Y Y: N |  | S |  | N | IPP Non-CHP | 2 |  |  | N
15912 | Resource Technology Corp | 55057 | Biodyne Peoria | IL | Peoria | 005 | IC | OS | 0.8 | 0.8 | 0.8 |  | 12 | 1997 | NG WDS WDS: LFG; N Y Y: N; Y Y Y: N |  | S |  | N | IPP Non-CHP | 2 |  |  | N
15912 | Resource Technology Corp | 55060 | Biodyne Lyons | IL | Cook | 001 | IC | OS | 0.9 | 0.9 | 0.9 |  | 12 | 1997 | NG WDS WDS: LFG; N Y Y: N; Y Y Y: Y |  | S |  | N | IPP Non-CHP | 2 |  |  | N
15912 | Resource Technology Corp | 55060 | Biodyne Lyons | IL | Cook | 002 | IC | OS | 0.9 | 0.9 | 0.9 |  | 12 | 1997 | NG WDS WDS: LFG; N Y Y: N; Y Y Y: Y |  | S |  | N | IPP Non-CHP | 2 |  |  | N
15912 | Resource Technology Corp | 55060 | Biodyne Lyons | IL | Cook | 003 | IC | OS | 0.9 | 0.9 | 0.9 |  | 12 | 1997 | NG WDS WDS: LFG; N Y Y: N; Y Y Y: Y |  | S |  | N | IPP Non-CHP | 2 |  |  | N
15912 | Resource Technology Corp | 55060 | Biodyne Lyons | IL | Cook | 004 | IC | OS | 0.9 | 0.9 | 0.9 |  | 12 | 1997 | NG WDS WDS: LFG; N Y Y: N; Y Y Y: Y |  | S |  | N | IPP Non-CHP | 2 |  |  | N
15912 | Resource Technology Corp | 55060 | Biodyne Lyons | IL | Cook | 005 | IC | OS | 0.9 | 0.9 | 0.9 |  | 12 | 1997 | NG WDS WDS: LFG; N Y Y: N; Y Y Y: Y |  | S |  | N | IPP Non-CHP | 2 |  |  | N
15917 | Resurrection Health Care | 54886 | Saint Mary of Nazareth Hospital | IL | Cook | GEN1 | IC | SB | 0.8 | 0.8 | 0.8 |  | 8 | 1993 | NG WDS WDS: NG; N Y Y: N; Y Y Y: Y | Y | S |  | Y | Commercial CHP | 5 | T |  | N | [17 empty] | N
15917 | Resurrection Health Care | 54886 | Saint Mary of Nazareth Hospital | IL | Cook | GEN2 | IC | SB | 0.8 | 0.8 | 0.8 |  | 8 | 1993 | NG WDS WDS: NG; N Y Y: N; Y Y Y: Y | Y | S |  | Y | Commercial CHP | 5 | T |  | N | [17 empty] | N
15917 | Resurrection Health Care | 54886 | Saint Mary of Nazareth Hospital | IL | Cook | GEN3 | IC | SB | 0.8 | 0.8 | 0.8 |  | 8 | 1993 | NG WDS WDS: NG; N Y Y: N; Y Y Y: Y | Y | S |  | Y | Commercial CHP | 5 | T |  | N | [17 empty] | N
15927 | Rhodia Inc | 52063 | Martinez Sulfuric Acid Regeneration Plt | CA | Contra Costa | GEN1 | ST | OP | 4 | 4 | 4 |  | 1 | 1978 | NG WDS WDS: OTH; NG RFO RFO: NG; N Y Y: N; Y Y Y: Y |  | S |  | Y | Industrial CHP | 7 | B |  | N | [17 empty] | N | [6 empty] | NG
15927 | Rhodia Inc | 52064 | Rhodia Dominguez Plant | CA | Los Angeles | GEN1 | ST | OP | 5 | 3.5 | 3.5 |  | 8 | 1976 | NG WDS WDS: NG; NG RFO RFO: OTH; N Y Y: N; Y Y Y: Y |  | S |  | Y | Industrial CHP | 7 | B |  | N | [17 empty] | N | [6 empty] | NG
15927 | Rhodia Inc | 52065 | Rhodia Houston Plant | TX | Harris | GEN1 | ST | OP | 6 | 5.8 | 6 |  | 1 | 1970 | NG WDS WDS: OTH; NG RFO RFO: NG; N Y Y: N; Y Y Y: Y |  | S |  | Y | Industrial CHP | 7 | B |  | Y | [12 empty] | N |  |  |  |  | N | [6 empty] | NG
15927 | Rhodia Inc | 52065 | Rhodia Houston Plant | TX | Harris | GEN2 | ST | OP | 1.5 | 1.5 | 1.5 |  | 1 | 1970 | NG WDS WDS: OTH; NG RFO RFO: NG; N Y Y: N; Y Y Y: Y |  | S |  | Y | Industrial CHP | 7 | B |  | N | [17 empty] | N
15941 | Rice University | 50054 | Rice University | TX | Harris | GEN1 | GT | SB | 3.1 | 3.1 | 3.1 |  | 1 | 1986 | [8 empty] | Y | S |  | Y | Commercial CHP | 5 | T | N | N | [17 empty] | N | bar: NG WDS WDS; N Y Y to Y Y Y
15941 | Rice University | 50054 | Rice University | TX | Harris | GEN2 | GT | OP | 3.8 | 3.8 | 3.8 |  | 2 | 1989 | [9 empty] | S |  | Y | Commercial CHP | 5 | T | N | N | [17 empty] | N | bar: NG WDS WDS; N Y Y to Y Y Y
15986 | Rio Bravo Fresno | 10767 | Rio Bravo Fresno | CA | Fresno | GEN1 | ST | OP | 28 | 24.3 | 24.3 |  | 7 | 1988 | NG WDS WDS: WDS; N Y Y: N; Y Y Y: Y |  | S |  | N | IPP Non-CHP | 2 |  |  | N | [17 empty] | N | [6 empty] | NG
15989 | City of Richmond - (IN) | 1040 | Whitewater Valley | IN | WAYNE | 1 | ST | OP | 33 | 34.7 | 34.7 |  | 3 | 1955 | NG WDS WDS: BIT; N Y Y: N; Y Y Y: Y |  | S |  | N | Electric Utility | 1 |  | N | N | [17 empty] | N | Y | [5 empty] | DFO
15989 | City of Richmond - (IN) | 1040 | Whitewater Valley | IN | WAYNE | 2 | ST | OP | 60.9 | 65 | 65 |  | 8 | 1973 | NG WDS WDS: BIT; N Y Y: N; Y Y Y: Y |  | S |  | N | Electric Utility | 1 |  | N | N | [17 empty] | N | Y | [5 empty] | DFO
16001 | Rhode Island Hospital | 52024 | Rhode Island Hospital | RI | Providence | GEN2 | ST | OP | 1.7 | 1.7 | 1.7 |  | 10 | 1974 | NG WDS WDS: NG; NG RFO RFO: RFO; N Y Y: Y; Y Y Y: N |  | S |  | Y | Commercial CHP | 5 | T | N | N | [17 empty] | N
16001 | Rhode Island Hospital | 52024 | Rhode Island Hospital | RI | Providence | GEN4 | ST | OP | 1.7 | 1.7 | 1.7 |  | 10 | 1974 | NG WDS WDS: NG; NG RFO RFO: RFO; N Y Y: Y; Y Y Y: N |  | S |  | Y | Commercial CHP | 5 | T | N | N | [17 empty] | N
16001 | Rhode Island Hospital | 52024 | Rhode Island Hospital | RI | Providence | NEW1 | ST | OP | 3.5 | 3.5 | 3.5 |  | 12 | 1993 | NG WDS WDS: NG; NG RFO RFO: RFO; N Y Y: Y; Y Y Y: N |  | S |  | Y | Commercial CHP | 5 | T | N | N | [17 empty] | N
16001 | Rhode Island Hospital | 52024 | Rhode Island Hospital | RI | Providence | NEW3 | ST | OP | 3.5 | 3.5 | 3.5 |  | 9 | 1993 | NG WDS WDS: NG; NG RFO RFO: RFO; N Y Y: Y; Y Y Y: N |  | S |  | Y | Commercial CHP | 5 | T | N | N | [17 empty] | N
16002 | Rio Bravo Poso | 10769 | Rio Bravo Poso | CA | Kern | UP8 | ST | OP | 38.2 | 33 | 33 |  | 9 | 1989 | BIT | PC | OBS |  |  |  | Y | Y |  | S |  | Y | IPP CHP | 3 | T | N | N | [17 empty] | N |  | Y |  |  |  |  | PG
16024 | Riverwood Intl USA Inc | 54464 | Riverwood International Macon Mill | GA | Bibb | 0001 | ST | OP | 7.5 | 9 | 9 |  | 6 | 1948 | BLQ | WDS | BIT | WO | NG | OBL | Y | N |  | S |  | Y | Industrial CHP | 7 | T |  | N | [17 empty] | N
16024 | Riverwood Intl USA Inc | 54464 | Riverwood International Macon Mill | GA | Bibb | 0002 | ST | OP | 5 | 4.7 | 4.7 |  | 6 | 1948 | BLQ | WDS | BIT | WO | NG | OBL | Y | N |  | S |  | Y | Industrial CHP | 7 | T |  | N | [17 empty] | N
16024 | Riverwood Intl USA Inc | 54464 | Riverwood International Macon Mill | GA | Bibb | 0003 | ST | OP | 5 | 4.7 | 4.7 |  | 6 | 1948 | BLQ | WDS | WO | NG | OBL | SLW | Y | N |  | S |  | Y | Industrial CHP | 7 | T |  | N | [17 empty] | N
16024 | Riverwood Intl USA Inc | 54464 | Riverwood International Macon Mill | GA | Bibb | 0004 | ST | OP | 15.9 | 21.6 | 21.6 |  | 6 | 1981 | BLQ | WDS | BIT | WO | NG | OBL | Y | N |  | S |  | Y | Industrial CHP | 7 | T |  | N | [17 empty] | N
16045 | Riverside County Waste Management Dept | 55820 | RCWMD Badlands Landfill Gas Project | CA | Riverside | GEN1 | IC | OP | 1.3 | 1 | 1 |  | 2 | 2001 | BLQ BLQ BLQ BLQ: LFG; Y Y Y Y: N; N N N N: Y |  | S |  | N | Commercial Non-CHP | 4 |  | N | N | [17 empty] | N
16061 | Rio Bravo Jasmin | 10768 | Rio Bravo Jasmin | CA | Kern | UP9 | ST | OP | 38.2 | 33 | 33 |  | 9 | 1989 | BLQ BLQ BLQ BLQ: BIT; WDS WDS WDS WDS: PC; Y Y Y Y: Y; N N N N: Y |  | J |  | Y | IPP CHP | 3 | T | N | N | [17 empty] | N |  | Y |  |  |  |  | NG
16064 | Graphic Packaging International | 50028 | Plant 31 Paper Mill | LA | Ouachita | GEN5 | ST | OP | 25 | 25 | 25 |  | 1 | 1964 | NG | WDS | BLQ |  |  |  | Y | N |  | S |  | Y | Industrial CHP | 7 | T |  | N | [24 empty] | NG
16064 | Graphic Packaging International | 50028 | Plant 31 Paper Mill | LA | Ouachita | GEN6 | ST | OP | 20 | 20 | 20 |  | 1 | 1977 | NG | WDS | BLQ |  |  |  | Y | N |  | S |  | Y | Industrial CHP | 7 | T |  | N | [24 empty] | NG
16070 | Rio Blanco Water Conserv Dist | 54729 | Taylor Draw Hydroelectric Facility | CO | Rio Blanco | COX1 | HY | OP | 2.3 | 2 | 2 |  | 4 | 1993 | BLQ BLQ BLQ BLQ: WAT; Y Y Y Y: N; N N N N: Y | N | S | 1 | N | IPP Non-CHP | 2 |  | N | N | [17 empty] | N
16073 | Riverview Energy Systems | 54057 | Riverview Energy Systems | MI | Wayne | GEN1 | GT | OP | 3.3 | 2.8 | 3.2 |  | 1 | 1988 | BLQ BLQ BLQ BLQ: LFG; WDS WDS WDS WDS: NG; Y Y Y Y: Y; N N N N: N |  | S |  | N | IPP Non-CHP | 2 |  | N | N | [17 empty] | N
16073 | Riverview Energy Systems | 54057 | Riverview Energy Systems | MI | Wayne | GEN2 | GT | OP | 3.3 | 2.8 | 3.2 |  | 1 | 1988 | BLQ BLQ BLQ BLQ: LFG; WDS WDS WDS WDS: NG; Y Y Y Y: Y; N N N N: N |  | S |  | N | IPP Non-CHP | 2 |  | N | N | [17 empty] | N
16077 | Rio Bravo Rocklin | 10772 | Rio Bravo Rocklin | CA | Placer | GEN1 | ST | OP | 27.9 | 24.4 | 24.4 |  | 6 | 1989 | BLQ BLQ BLQ BLQ: WDS; WDS WDS WDS WDS: NG; Y Y Y Y: N; N N N N: Y |  | S |  | N | IPP Non-CHP | 2 |  |  | N | [17 empty] | N | [6 empty] | NG
16088 | City of Riverside - (CA) | 56143 | Riverside Energy Resource Center | CA | Riverside | 1 | GT | OP | 50 | 50 | 50 |  | 6 | 2006 | [9 empty] | S |  | N | Electric Utility | 1 |  | N | N | [17 empty] | N | bar: BLQ BLQ BLQ BLQ; Y Y Y Y to N N N N
16088 | City of Riverside - (CA) | 56143 | Riverside Energy Resource Center | CA | Riverside | 2 | GT | OP | 50 | 50 | 50 |  | 7 | 2006 | [9 empty] | S |  | N | Electric Utility | 1 |  | N | N | [17 empty] | N | bar: BLQ BLQ BLQ BLQ; Y Y Y Y to N N N N
16088 | City of Riverside - (CA) | 56143 | Riverside Energy Resource Center | CA | Riverside | 3 | GT | OP | 48 | 48 | 48 |  | 4 | 2011 | [9 empty] | S |  | N | Electric Utility | 1 |  |  | N | [17 empty] | N | bar: BLQ BLQ BLQ BLQ; Y Y Y Y to N N N N
16088 | City of Riverside - (CA) | 56143 | Riverside Energy Resource Center | CA | Riverside | 4 | GT | OP | 48 | 48 | 48 |  | 4 | 2011 | [9 empty] | S |  | N | Electric Utility | 1 |  | N | N | bar: BLQ BLQ BLQ BLQ; Y Y Y Y to N N N N
16088 | City of Riverside - (CA) | 56144 | Springs Generating Station | CA | Riverside | 1 | GT | OP | 10 | 10 | 10 |  | 7 | 2002 | BLQ BLQ BLQ BLQ: NG; Y Y Y Y: N; N N N N: Y | Y | S |  | N | Electric Utility | 1 |  | N | N | [17 empty] | N
16088 | City of Riverside - (CA) | 56144 | Springs Generating Station | CA | Riverside | 2 | GT | OP | 10 | 10 | 10 |  | 7 | 2002 | BLQ BLQ BLQ BLQ: NG; Y Y Y Y: N; N N N N: Y | Y | S |  | N | Electric Utility | 1 |  | N | N | [17 empty] | N
16088 | City of Riverside - (CA) | 56144 | Springs Generating Station | CA | Riverside | 3 | GT | OP | 10 | 10 | 10 |  | 7 | 2002 | BLQ BLQ BLQ BLQ: NG; Y Y Y Y: N; N N N N: Y | Y | S |  | N | Electric Utility | 1 |  | N | N | [17 empty] | N
16088 | City of Riverside - (CA) | 56144 | Springs Generating Station | CA | Riverside | 4 | GT | OP | 10 | 10 | 10 |  | 7 | 2002 | BLQ BLQ BLQ BLQ: NG; Y Y Y Y: N; N N N N: Y | Y | S |  | N | Electric Utility | 1 |  | N | N | [17 empty] | N
16088 | City of Riverside - (CA) | 56356 | Clearwater Power Plant | CA | Riverside | CT1 | CT | OP | 41 | 21 | 21 |  | 3 | 2005 | BLQ BLQ BLQ BLQ: NG; Y Y Y Y: N; N N N N: Y |  | S |  | Y | Electric Utility | 1 | T | N | N | [17 empty] | N
16088 | City of Riverside - (CA) | 56356 | Clearwater Power Plant | CA | Riverside | ST1 | CA | OP | 8 | 7 | 7 |  | 3 | 2005 | BLQ BLQ BLQ BLQ: NG; Y Y Y Y: N; N N N N: Y |  | S |  | Y | Electric Utility | 1 | T | N | N | [17 empty] | N
16098 | Rio Grande Valley Sugar Growers, Inc. | 54338 | Rio Grande Valley Sugar Growers | TX | Hidalgo | GENA | ST | OP | 2.5 | 2.5 | 2.5 |  | 10 | 1973 | BLQ BLQ BLQ BLQ: AB; WDS WDS WDS WDS: NG; Y Y Y Y: Y; N N N N: Y |  | S |  | Y | Industrial CHP | 7 | T |  | N | [17 empty] | N | [6 empty] | NG
16098 | Rio Grande Valley Sugar Growers, Inc. | 54338 | Rio Grande Valley Sugar Growers | TX | Hidalgo | GENB | ST | OP | 2.5 | 2.5 | 2.5 |  | 10 | 1973 | BLQ BLQ BLQ BLQ: AB; WDS WDS WDS WDS: NG; Y Y Y Y: Y; N N N N: Y |  | S |  | Y | Industrial CHP | 7 | T |  | N | [17 empty] | N | [6 empty] | NG
16098 | Rio Grande Valley Sugar Growers, Inc. | 54338 | Rio Grande Valley Sugar Growers | TX | Hidalgo | GENC | ST | OP | 2.5 | 2.5 | 2.5 |  | 1 | 1995 | BLQ BLQ BLQ BLQ: AB; WDS WDS WDS WDS: NG; Y Y Y Y: Y; N N N N: Y |  | S |  | Y | Industrial CHP | 7 | T |  | N | [17 empty] | N | [6 empty] | NG
16098 | Rio Grande Valley Sugar Growers, Inc. | 54338 | Rio Grande Valley Sugar Growers | TX | Hidalgo | GEND | ST | OP | 16 | 10 | 10 |  | 8 | 2009 | BLQ BLQ BLQ BLQ: AB; WDS WDS WDS WDS: NG; Y Y Y Y: Y; N N N N: Y |  | S |  | Y | Industrial CHP | 7 | T |  | N | [17 empty] | N | [6 empty] | NG
16098 | Rio Grande Valley Sugar Growers, Inc. | 54338 | Rio Grande Valley Sugar Growers | TX | Hidalgo | GENE | IC | OP | 1.4 | 1.4 | 1.4 |  | 9 | 2011 | BLQ BLQ BLQ BLQ: DFO; Y Y Y Y: N; N N N N: Y |  | S |  | N | Industrial CHP | 7 |  |  | N | [17 empty] | N
16124 | Riverside Generating Co LLC | 55198 | Riverside Generating LLC | KY | Lawrence | GTG1 | GT | OP | 230 | 165 | 190 |  | 7 | 2001 | BLQ BLQ BLQ BLQ: NG; Y Y Y Y: N; N N N N: Y |  | S |  | N | IPP Non-CHP | 2 |  |  | N | [17 empty] | N
16124 | Riverside Generating Co LLC | 55198 | Riverside Generating LLC | KY | Lawrence | GTG2 | GT | OP | 230 | 165 | 190 |  | 7 | 2001 | BLQ BLQ BLQ BLQ: NG; Y Y Y Y: N; N N N N: Y |  | S |  | N | IPP Non-CHP | 2 |  |  | N | [17 empty] | N
16124 | Riverside Generating Co LLC | 55198 | Riverside Generating LLC | KY | Lawrence | GTG3 | GT | OP | 230 | 165 | 190 |  | 7 | 2001 | BLQ BLQ BLQ BLQ: NG; Y Y Y Y: N; N N N N: Y |  | S |  | N | IPP Non-CHP | 2 |  |  | N | [17 empty] | N
16124 | Riverside Generating Co LLC | 55198 | Riverside Generating LLC | KY | Lawrence | GTG4 | GT | OP | 230 | 165 | 190 |  | 6 | 2002 | BLQ BLQ BLQ BLQ: NG; Y Y Y Y: N; N N N N: Y |  | S |  | N | IPP Non-CHP | 2 |  |  | N | [17 empty] | N
16124 | Riverside Generating Co LLC | 55198 | Riverside Generating LLC | KY | Lawrence | GTG5 | GT | OP | 230 | 165 | 190 |  | 6 | 2002 | BLQ BLQ BLQ BLQ: NG; Y Y Y Y: N; N N N N: Y |  | S |  | N | IPP Non-CHP | 2 |  |  | N | [17 empty] | N
16179 | Rochelle Municipal Utilities | 960 | North Ninth Street | IL | Ogle | 1 | IC | OP | 0.9 | 0.6 | 0.6 |  | 10 | 1940 | BLQ BLQ BLQ BLQ: DFO; Y Y Y Y: N; N N N N: Y |  | S |  | N | Electric Utility | 1 |  | N | N
16179 | Rochelle Municipal Utilities | 960 | North Ninth Street | IL | Ogle | 10 | IC | OP | 2.5 | 2 | 2 |  | 5 | 1989 | BLQ BLQ BLQ BLQ: NG; WDS WDS WDS WDS: DFO; Y Y Y Y: Y; N N N N: Y |  | S |  | N | Electric Utility | 1 |  | N | N
16179 | Rochelle Municipal Utilities | 960 | North Ninth Street | IL | Ogle | 3 | IC | OP | 2.5 | 2 | 2 |  | 7 | 1956 | BLQ BLQ BLQ BLQ: NG; WDS WDS WDS WDS: DFO; Y Y Y Y: Y; N N N N: Y |  | S |  | N | Electric Utility | 1 |  | N | N
16179 | Rochelle Municipal Utilities | 960 | North Ninth Street | IL | Ogle | 4 | IC | OP | 1 | 0.7 | 0.7 |  | 10 | 1946 | BLQ BLQ BLQ BLQ: DFO; Y Y Y Y: N; N N N N: Y |  | S |  | N | Electric Utility | 1 |  | N | N
16179 | Rochelle Municipal Utilities | 960 | North Ninth Street | IL | Ogle | 6 | IC | OP | 2.5 | 2 | 2 |  | 4 | 1954 | BLQ BLQ BLQ BLQ: NG; WDS WDS WDS WDS: DFO; Y Y Y Y: Y; N N N N: Y |  | S |  | N | Electric Utility | 1 |  | N | N
16179 | Rochelle Municipal Utilities | 960 | North Ninth Street | IL | Ogle | 7 | IC | OP | 3.8 | 3.5 | 3.5 |  | 2 | 1967 | BLQ BLQ BLQ BLQ: NG; WDS WDS WDS WDS: DFO; Y Y Y Y: Y; N N N N: Y |  | S |  | N | Electric Utility | 1 |  | N | N
16179 | Rochelle Municipal Utilities | 960 | North Ninth Street | IL | Ogle | 8 | IC | OP | 1 | 0.5 | 0.5 |  | 6 | 1949 | BLQ BLQ BLQ BLQ: DFO; Y Y Y Y: N; N N N N: Y |  | S |  | N | Electric Utility | 1 |  | N | N
16179 | Rochelle Municipal Utilities | 960 | North Ninth Street | IL | Ogle | 9 | IC | OP | 3.5 | 3 | 3 |  | 5 | 1989 | BLQ BLQ BLQ BLQ: NG; WDS WDS WDS WDS: DFO; Y Y Y Y: Y; N N N N: Y |  | S |  | N | Electric Utility | 1 |  | N | N
16179 | Rochelle Municipal Utilities | 961 | South Main Street | IL | Ogle | 1 | IC | OP | 2.5 | 1.6 | 1.6 |  | 9 | 1967 | BLQ BLQ BLQ BLQ: NG; WDS WDS WDS WDS: DFO; Y Y Y Y: Y; N N N N: Y |  | S |  | N | Electric Utility | 1 |  | N | N
16179 | Rochelle Municipal Utilities | 961 | South Main Street | IL | Ogle | 2 | IC | OP | 2.5 | 2 | 2 |  | 9 | 1967 | BLQ BLQ BLQ BLQ: NG; WDS WDS WDS WDS: DFO; Y Y Y Y: Y; N N N N: Y |  | S |  | N | Electric Utility | 1 |  | N | N
16179 | Rochelle Municipal Utilities | 7770 | 1515 S Caron Road | IL | Ogle | GT1 | GT | OP | 4.2 | 3 | 3.5 |  | 5 | 2000 | BLQ BLQ BLQ BLQ: NG; Y Y Y Y: N; N N N N: Y |  | S |  | N | Electric Utility | 1 |  | N | N
16181 | Rochester Public Utilities | 2007 | Rochester Hydro | MN | Wabasha | 1 | HY | OP | 1.3 | 1.3 | 1.3 |  | 9 | 1984 | BLQ BLQ BLQ BLQ: WAT; Y Y Y Y: N; N N N N: N |  | S |  | N | Electric Utility | 1 |  | N | N | [17 empty] | N
16181 | Rochester Public Utilities | 2007 | Rochester Hydro | MN | Wabasha | 2 | HY | OP | 1.3 | 1.3 | 1.3 |  | 11 | 1984 | BLQ BLQ BLQ BLQ: WAT; Y Y Y Y: N; N N N N: N |  | S |  | N | Electric Utility | 1 |  | N | N | [17 empty] | N
16181 | Rochester Public Utilities | 2008 | Silver Lake | MN | Olmsted | 1 | ST | OP | 8 | 6.6 | 6.6 |  | 8 | 1948 | BLQ BLQ BLQ BLQ: BIT; WDS WDS WDS WDS: NG; Y Y Y Y: Y; N N N N: Y |  | S |  | N | Electric Utility | 1 |  | N | N | [15 empty] | 12 | 2015 | N | Y | [5 empty] | NG
16181 | Rochester Public Utilities | 2008 | Silver Lake | MN | Olmsted | 2 | ST | OP | 12 | 7 | 7 |  | 12 | 1953 | BLQ BLQ BLQ BLQ: BIT; WDS WDS WDS WDS: NG; Y Y Y Y: Y; N N N N: Y |  | S |  | N | Electric Utility | 1 |  | N | N | [15 empty] | 12 | 2015 | N | Y | [5 empty] | NG
16181 | Rochester Public Utilities | 2008 | Silver Lake | MN | Olmsted | 3 | ST | OP | 25 | 20 | 20 |  | 11 | 1962 | BLQ BLQ BLQ BLQ: BIT; WDS WDS WDS WDS: NG; Y Y Y Y: Y; N N N N: Y |  | S |  | N | Electric Utility | 1 |  | N | N | [15 empty] | 12 | 2015 | N | Y | [5 empty] | NG
16181 | Rochester Public Utilities | 2008 | Silver Lake | MN | Olmsted | 4 | ST | OP | 54 | 46.4 | 46.4 |  | 12 | 1969 | BLQ BLQ BLQ BLQ: BIT; WDS WDS WDS WDS: NG; Y Y Y Y: Y; N N N N: Y |  | S |  | N | Electric Utility | 1 |  | N | N | [15 empty] | 12 | 2015 | N | Y | [5 empty] | NG
16181 | Rochester Public Utilities | 6058 | Cascade Creek | MN | Olmsted | 1 | GT | OP | 35 | 27.9 | 30.2 |  | 6 | 1975 | BLQ BLQ BLQ BLQ: NG; WDS WDS WDS WDS: DFO; Y Y Y Y: Y; N N N N: Y |  | S |  | N | Electric Utility | 1 |  | N | N | [17 empty] | N
16181 | Rochester Public Utilities | 6058 | Cascade Creek | MN | Olmsted | 2 | GT | OP | 49.9 | 49.5 | 49.9 |  | 4 | 2002 | BLQ BLQ BLQ BLQ: NG; WDS WDS WDS WDS: DFO; Y Y Y Y: Y; N N N N: Y |  | S |  | N | Electric Utility | 1 |  | N | N | [17 empty] | N
16181 | Rochester Public Utilities | 56269 | IBM West | MN | Olmsted | 1 | IC | SB | 1.8 | 1.8 | 1.8 |  | 10 | 2005 | BLQ BLQ BLQ BLQ: DFO; Y Y Y Y: N; N N N N: Y | Y | S |  | N | Electric Utility | 1 |  | N | N | [17 empty] | N
16181 | Rochester Public Utilities | 56269 | IBM West | MN | Olmsted | 2 | IC | SB | 1.8 | 1.8 | 1.8 |  | 10 | 2005 | BLQ BLQ BLQ BLQ: DFO; Y Y Y Y: N; N N N N: Y | Y | S |  | N | Electric Utility | 1 |  | N | N | [17 empty] | N
16183 | Rochester Gas & Electric Corp | 2638 | Rochester 26 | NY | Monroe | 1 | HY | OP | 3 | 3 | 3 |  | 8 | 1952 | BLQ BLQ BLQ BLQ: WAT; Y Y Y Y: N; N N N N: Y |  | S |  | N | Electric Utility | 1 |  | N | N | [17 empty] | N
16183 | Rochester Gas & Electric Corp | 2639 | Rochester 2 | NY | Monroe | 1 | HY | OP | 8.5 | 8.5 | 8.5 |  | 8 | 1960 | BLQ BLQ BLQ BLQ: WAT; Y Y Y Y: N; N N N N: Y |  | S |  | N | Electric Utility | 1 |  | N | N | [12 empty] | N |  |  |  |  | N
16183 | Rochester Gas & Electric Corp | 2641 | Rochester 5 | NY | Monroe | 2 | HY | OA | 12.8 | 12.9 | 12.9 |  | 7 | 1918 | BLQ BLQ BLQ BLQ: WAT; Y Y Y Y: N; N N N N: Y | N | S |  | N | Electric Utility | 1 |  | N | N | [17 empty] | N
16183 | Rochester Gas & Electric Corp | 2641 | Rochester 5 | NY | Monroe | HY1 | HY | OA | 12.8 | 12.9 | 12.9 |  | 7 | 1918 | BLQ BLQ BLQ BLQ: WAT; Y Y Y Y: N; N N N N: Y | N | S |  | N | Electric Utility | 1 |  | N | N | [17 empty] | N
16183 | Rochester Gas & Electric Corp | 2641 | Rochester 5 | NY | Monroe | HY3 | HY | OA | 18 | 18 | 18 |  | 7 | 1927 | BLQ BLQ BLQ BLQ: WAT; Y Y Y Y: N; N N N N: Y | N | S |  | N | Electric Utility | 1 |  | N | N | [17 empty] | N
16183 | Rochester Gas & Electric Corp | 2644 | Rochester 9 | NY | Monroe | 2 | GT | OP | 19 | 14 | 19.2 |  | 11 | 1969 | BLQ BLQ BLQ BLQ: NG; Y Y Y Y: N; N N N N: Y |  | S |  | N | Electric Utility | 1 |  | N | N | [17 empty] | N
16183 | Rochester Gas & Electric Corp | 2646 | Wiscoy 170 | NY | Allegany | 1 | HY | OS | 0.6 | 0.6 | 0.6 |  | 7 | 1922 | BLQ BLQ BLQ BLQ: WAT; Y Y Y Y: N; N N N N: Y |  | S |  | N | Electric Utility | 1 |  | N | N | [17 empty] | N
16183 | Rochester Gas & Electric Corp | 2646 | Wiscoy 170 | NY | Allegany | 2 | HY | OS | 0.4 | 0.4 | 0.4 |  | 7 | 1922 | BLQ BLQ BLQ BLQ: WAT; Y Y Y Y: N; N N N N: Y |  | S |  | N | Electric Utility | 1 |  | N | N | [17 empty] | N
16183 | Rochester Gas & Electric Corp | 7784 | Allegany Cogen | NY | Allegany | 1 | CT | OA | 42 | 39 | 40 |  | 6 | 1994 | BLQ BLQ BLQ BLQ: NG; Y Y Y Y: N; N N N N: Y |  | S |  | N | Electric Utility | 1 |  | N | N | [17 empty] | N
16183 | Rochester Gas & Electric Corp | 7784 | Allegany Cogen | NY | Allegany | 2 | CA | OA | 25 | 20 | 22 |  | 6 | 1994 | BLQ BLQ BLQ BLQ: NG; Y Y Y Y: N; N N N N: Y |  | S |  | N | Electric Utility | 1 |  | Y | N | [17 empty] | N
16190 | Sappi Fine Paper North America-Somerset | 50406 | Somerset Plant | MA | Somerset | GEN1 | ST | OP | 48.5 | 50 | 50 |  | 1 | 1976 | BLQ | WDS | RFO | TDF | SLW | DFO | Y | Y |  | S |  | Y | Industrial CHP | 7 | T | N | N | [17 empty] | N | [6 empty] | RFO
16190 | Sappi Fine Paper North America-Somerset | 50406 | Somerset Plant | MA | Somerset | GEN2 | ST | OP | 68.4 | 65 | 65 |  | 10 | 1990 | BLQ | WDS | RFO | TDF | SLW | DFO | Y | Y |  | S |  | Y | Industrial CHP | 7 | T | N | N | [17 empty] | N | [6 empty] | DFO | RFO
16191 | Robbins Lumber Inc | 50230 | Robbins Lumber | ME | WALDO | CAT | IC | SB | 2 | 1.8 | 1.8 |  | 1 | 1987 | NG BLQ BLQ: DFO; N Y Y: N; Y Y Y: Y | Y | S |  | N | Industrial CHP | 7 |  | N | N | [17 empty] | N
16191 | Robbins Lumber Inc | 50230 | Robbins Lumber | ME | WALDO | WEST | ST | OS | 1.2 | 1.1 | 1.1 |  | 1 | 1981 | NG BLQ BLQ: WDS; N Y Y: N; Y Y Y: Y |  | S | 1 | Y | Industrial CHP | 7 | T | N | N | [17 empty] | N
16197 | Rocky Road Power LLC | 55109 | Rocky Road Power LLC | IL | Kane | T4 | GT | OP | 122.4 | 104.9 | 108.9 |  | 6 | 2000 | NG BLQ BLQ: NG; N Y Y: N; Y Y Y: Y |  | S |  | N | IPP Non-CHP | 2 |  |  | N | [17 empty] | N
16197 | Rocky Road Power LLC | 55109 | Rocky Road Power LLC | IL | Kane | TG1 | GT | OP | 125.8 | 95.2 | 108.4 |  | 6 | 1999 | NG BLQ BLQ: NG; N Y Y: N; Y Y Y: Y |  | S |  | N | IPP Non-CHP | 2 |  |  | N | [17 empty] | N
16197 | Rocky Road Power LLC | 55109 | Rocky Road Power LLC | IL | Kane | TG2 | GT | OP | 125.8 | 102.2 | 108.3 |  | 6 | 1999 | NG BLQ BLQ: NG; N Y Y: N; Y Y Y: Y |  | S |  | N | IPP Non-CHP | 2 |  |  | N | [17 empty] | N
16197 | Rocky Road Power LLC | 55109 | Rocky Road Power LLC | IL | Kane | TG3 | GT | OP | 41.5 | 25 | 28.6 |  | 6 | 1999 | NG BLQ BLQ: NG; N Y Y: N; Y Y Y: Y |  | S |  | N | IPP Non-CHP | 2 |  |  | N | [17 empty] | N
16198 | City of Rock Falls - (IL) | 7474 | Upper Sterling | IL | Whiteside | 1 | HY | OP | 1.1 | 1 | 1 |  | 6 | 1988 | NG BLQ BLQ: WAT; N Y Y: N; Y Y Y: N | N | S |  | N | Electric Utility | 1 |  | N | N | [17 empty] | N
16198 | City of Rock Falls - (IL) | 7474 | Upper Sterling | IL | Whiteside | 2 | HY | OP | 1.1 | 1 | 1 |  | 6 | 1988 | NG BLQ BLQ: WAT; N Y Y: N; Y Y Y: N | N | S |  | N | Electric Utility | 1 |  | N | N | [17 empty] | N
16198 | City of Rock Falls - (IL) | 7854 | Avenue A Generator Sets | IL | Whiteside | 1 | GT | SB | 1.8 | 1.8 | 1.8 |  | 9 | 2000 | NG BLQ BLQ: DFO; N Y Y: N; Y Y Y: Y | Y | S |  | N | Electric Utility | 1 |  | N | N | [17 empty] | N
16198 | City of Rock Falls - (IL) | 7854 | Avenue A Generator Sets | IL | Whiteside | 2 | GT | SB | 1.8 | 1.8 | 1.8 |  | 9 | 2000 | NG BLQ BLQ: DFO; N Y Y: N; Y Y Y: Y | Y | S |  | N | Electric Utility | 1 |  | N | N | [17 empty] | N
16198 | City of Rock Falls - (IL) | 7934 | Industrial Park | IL | Whiteside | 3 | GT | OP | 1.8 | 1.5 | 1.7 |  | 7 | 2001 | NG BLQ BLQ: DFO; N Y Y: N; Y Y Y: Y | Y | S |  | N | Electric Utility | 1 |  | N | N | [17 empty] | N
16198 | City of Rock Falls - (IL) | 7934 | Industrial Park | IL | Whiteside | 4 | GT | OP | 1.8 | 1.5 | 1.7 |  | 7 | 2001 | NG BLQ BLQ: DFO; N Y Y: N; Y Y Y: Y | Y | S |  | N | Electric Utility | 1 |  | N | N | [17 empty] | N
16198 | City of Rock Falls - (IL) | 7934 | Industrial Park | IL | Whiteside | 5 | GT | OP | 1.8 | 1.5 | 1.7 |  | 7 | 2001 | NG BLQ BLQ: DFO; N Y Y: N; Y Y Y: Y | Y | S |  | N | Electric Utility | 1 |  | N | N | [17 empty] | N
16198 | City of Rock Falls - (IL) | 7934 | Industrial Park | IL | Whiteside | 6 | GT | OP | 1.8 | 1.5 | 1.7 |  | 6 | 2002 | NG BLQ BLQ: DFO; N Y Y: N; Y Y Y: Y | Y | S |  | N | Electric Utility | 1 |  | N | N | [17 empty] | N
16198 | City of Rock Falls - (IL) | 7934 | Industrial Park | IL | Whiteside | 7 | GT | OP | 1.8 | 1.5 | 1.7 |  | 6 | 2002 | NG BLQ BLQ: DFO; N Y Y: N; Y Y Y: Y | Y | S |  | N | Electric Utility | 1 |  | N | N | [17 empty] | N
16204 | Rock River Energy LLC | 55641 | Riverside Energy Center | WI | Rock | CTG1 | CT | OP | 198 | 167 | 185 |  | 6 | 2004 | NG BLQ BLQ: NG; NG WDS WDS: DFO; N Y Y: Y; Y Y Y: Y |  | S |  | N | IPP Non-CHP | 2 |  | N | N | [17 empty] | N
16204 | Rock River Energy LLC | 55641 | Riverside Energy Center | WI | Rock | CTG2 | CT | OP | 198 | 167 | 185 |  | 6 | 2004 | NG BLQ BLQ: NG; NG WDS WDS: DFO; N Y Y: Y; Y Y Y: Y |  | S |  | N | IPP Non-CHP | 2 |  | N | N | [17 empty] | N
16204 | Rock River Energy LLC | 55641 | Riverside Energy Center | WI | Rock | STG1 | CA | OP | 299.7 | 261 | 279 |  | 6 | 2004 | NG BLQ BLQ: NG; N Y Y: N; Y Y Y: Y |  | S |  | N | IPP Non-CHP | 2 |  | Y | N | [17 empty] | N
16206 | Rock Rapids Municipal Utility | 1181 | Rock Rapids | IA | Lyon | 1 | IC | OP | 2.5 | 2.5 | 2.5 |  | 4 | 1968 | NG BLQ BLQ: DFO; N Y Y: N; Y Y Y: Y | Y | S |  | N | Electric Utility | 1 |  | N | N | [17 empty] | N
16211 | City of Rockford- (IA) | 1180 | Rockford | IA | Floyd | 1 | IC | SB | 0.4 | 0.4 | 0.4 |  | 8 | 1951 | NG BLQ BLQ: DFO; N Y Y: N; Y Y Y: Y | Y | S |  | N | Electric Utility | 1 |  | N | N | [17 empty] | N
16211 | City of Rockford- (IA) | 1180 | Rockford | IA | Floyd | 5 | IC | SB | 0.9 | 0.9 | 0.9 |  | 8 | 1961 | NG BLQ BLQ: DFO; N Y Y: N; Y Y Y: Y | Y | S |  | N | Electric Utility | 1 |  | N | N | [17 empty] | N
16211 | City of Rockford- (IA) | 1180 | Rockford | IA | Floyd | 6 | IC | SB | 1.6 | 1.6 | 1.6 |  | 1 | 1999 | NG BLQ BLQ: DFO; N Y Y: N; Y Y Y: Y | Y | S |  | N | Electric Utility | 1 |  | N | N | [17 empty] | N
16217 | Village of Rockville Centre | 2695 | Charles P Keller | NY | Nassau | 10 | IC | OP | 3.5 | 3.2 | 3.2 |  | 1 | 1954 | NG BLQ BLQ: NG; NG WDS WDS: DFO; N Y Y: Y; Y Y Y: N | N | S |  | N | Electric Utility | 1 |  | N | N | [17 empty] | N
16217 | Village of Rockville Centre | 2695 | Charles P Keller | NY | Nassau | 11 | IC | OP | 5.2 | 5.2 | 5.2 |  | 1 | 1962 | NG BLQ BLQ: NG; NG WDS WDS: DFO; N Y Y: Y; Y Y Y: N | N | S |  | N | Electric Utility | 1 |  | N | N | [17 empty] | N
16217 | Village of Rockville Centre | 2695 | Charles P Keller | NY | Nassau | 12 | IC | OP | 5.5 | 5.5 | 5.5 |  | 1 | 1967 | NG BLQ BLQ: NG; NG WDS WDS: DFO; N Y Y: Y; Y Y Y: N | N | S |  | N | Electric Utility | 1 |  | N | N | [17 empty] | N
16217 | Village of Rockville Centre | 2695 | Charles P Keller | NY | Nassau | 13 | IC | OP | 5.5 | 5.5 | 5.5 |  | 1 | 1974 | NG BLQ BLQ: NG; NG WDS WDS: DFO; N Y Y: Y; Y Y Y: N | N | S |  | N | Electric Utility | 1 |  | N | N | [17 empty] | N
16217 | Village of Rockville Centre | 2695 | Charles P Keller | NY | Nassau | 14 | IC | OP | 6.2 | 6.2 | 6.2 |  | 9 | 1994 | NG BLQ BLQ: NG; NG WDS WDS: DFO; N Y Y: Y; Y Y Y: N | N | S |  | N | Electric Utility | 1 |  | N | N | [17 empty] | N
16217 | Village of Rockville Centre | 2695 | Charles P Keller | NY | Nassau | 7 | IC | OP | 2 | 2 | 2 |  | 1 | 1942 | NG BLQ BLQ: DFO; N Y Y: N; Y Y Y: N | N | S |  | N | Electric Utility | 1 |  | N | N | [17 empty] | N
16217 | Village of Rockville Centre | 2695 | Charles P Keller | NY | Nassau | 8 | IC | OP | 2.4 | 2.7 | 2.7 |  | 1 | 1950 | NG BLQ BLQ: DFO; N Y Y: N; Y Y Y: N | N | S |  | N | Electric Utility | 1 |  | N | N | [17 empty] | N
16217 | Village of Rockville Centre | 2695 | Charles P Keller | NY | Nassau | 9 | IC | OP | 3.5 | 3.2 | 3.2 |  | 1 | 1954 | NG BLQ BLQ: NG; NG WDS WDS: DFO; N Y Y: Y; Y Y Y: N | N | S |  | N | Electric Utility | 1 |  | N | N | [17 empty] | N
16233 | Rocky Mountain Power Inc | 55749 | Hardin Generator Project | MT | Big Horn | UNT1 | ST | OP | 115.7 | 107 | 107 |  | 3 | 2006 | NG BLQ BLQ: SUB; NG WDS WDS: NG; N Y Y: N; Y Y Y: Y |  | S |  | N | IPP Non-CHP | 2 |  | N | N | [17 empty] | N | Y |  | Y |  |  |  | NG
16294 | Roseburg Forest Products Co | 50396 | Dillard Complex | OR | Douglas | GEN1 | ST | OP | 5 | 5 | 5 |  | 1 | 1955 | NG BLQ BLQ: WDS; NG WDS WDS: NG; N Y Y: Y; Y Y Y: Y |  | S |  | Y | Industrial CHP | 7 | T | N | N | [17 empty] | N
16294 | Roseburg Forest Products Co | 50396 | Dillard Complex | OR | Douglas | GEN2 | ST | OP | 5 | 5 | 5 |  | 1 | 1955 | NG BLQ BLQ: WDS; NG WDS WDS: NG; N Y Y: Y; Y Y Y: Y |  | S |  | Y | Industrial CHP | 7 | T | N | N | [17 empty] | N
16294 | Roseburg Forest Products Co | 50396 | Dillard Complex | OR | Douglas | GEN3 | ST | OP | 7 | 7 | 7 |  | 1 | 1955 | NG BLQ BLQ: WDS; NG WDS WDS: NG; N Y Y: Y; Y Y Y: Y |  | S |  | Y | Industrial CHP | 7 | B | N | N | [17 empty] | N
16294 | Roseburg Forest Products Co | 50396 | Dillard Complex | OR | Douglas | GEN4 | ST | OP | 11.5 | 11.5 | 11.5 |  | 1 | 1955 | NG BLQ BLQ: WDS; NG WDS WDS: NG; N Y Y: Y; Y Y Y: Y |  | S |  | Y | Industrial CHP | 7 | T | N | N | [17 empty] | N
16294 | Roseburg Forest Products Co | 50396 | Dillard Complex | OR | Douglas | GEN5 | ST | OP | 11.5 | 11.5 | 11.5 |  | 1 | 1955 | NG BLQ BLQ: WDS; NG WDS WDS: NG; N Y Y: Y; Y Y Y: Y |  | S |  | Y | Industrial CHP | 7 | B | N | N | [17 empty] | N
16294 | Roseburg Forest Products Co | 50396 | Dillard Complex | OR | Douglas | GEN6 | ST | OS | 11.5 | 11.5 | 11.5 |  | 1 | 1955 | NG BLQ BLQ: WDS; NG WDS WDS: NG; N Y Y: Y; Y Y Y: Y |  | S |  | Y | Industrial CHP | 7 | B | N | N | [17 empty] | N
16295 | City of Roseville - (CA) | 7452 | Roseville | CA | Placer | 1 | GT | SB | 27.4 | 21.2 | 24.2 |  | 4 | 1986 | NG BLQ BLQ: NG; NG WDS WDS: DFO; N Y Y: Y; Y Y Y: Y | Y | S |  | N | Electric Utility | 1 |  | N | N | [17 empty] | N
16295 | City of Roseville - (CA) | 7452 | Roseville | CA | Placer | 2 | GT | SB | 27.4 | 21.2 | 24.2 |  | 5 | 1986 | NG BLQ BLQ: NG; NG WDS WDS: DFO; N Y Y: Y; Y Y Y: Y | Y | S |  | N | Electric Utility | 1 |  | N | N | [17 empty] | N
16295 | City of Roseville - (CA) | 56298 | Roseville Energy Park | CA | Placer | 0001 | CT | OP | 42 | 141 | 154.2 | A101 | 11 | 2007 | NG BLQ BLQ: NG; N Y Y: N; Y Y Y: Y |  | S |  | N | Electric Utility | 1 |  | N | N
16295 | City of Roseville - (CA) | 56298 | Roseville Energy Park | CA | Placer | 0002 | CT | OP | 42 |  |  | A101 | 11 | 2007 | NG BLQ BLQ: NG; N Y Y: N; Y Y Y: Y |  | S |  | N | Electric Utility | 1 |  | N | N
16295 | City of Roseville - (CA) | 56298 | Roseville Energy Park | CA | Placer | 0003 | CA | OP | 80 |  |  | A101 | 11 | 2007 | NG BLQ BLQ: NG; N Y Y: N; Y Y Y: Y |  | S |  | N | Electric Utility | 1 |  | Y | N
16440 | City of Russell - (KS) | 1319 | Russell Downtown | KS | Russell | 11 | IC | OP | 3.6 | 3.2 | 3.2 |  | 11 | 1994 | NG BLQ BLQ: NG; NG WDS WDS: DFO; N Y Y: N; Y Y Y: Y |  | S |  | N | Electric Utility | 1 |  | N | Y | [12 empty] | Y |  |  |  |  | N
16440 | City of Russell - (KS) | 1319 | Russell Downtown | KS | Russell | 12 | IC | OP | 3.6 | 3.2 | 3.2 |  | 11 | 1994 | NG BLQ BLQ: NG; NG WDS WDS: DFO; N Y Y: N; Y Y Y: Y |  | S |  | N | Electric Utility | 1 |  | N | Y | [12 empty] | Y |  |  |  |  | N
16440 | City of Russell - (KS) | 1319 | Russell Downtown | KS | Russell | 7 | IC | OP | 3.5 | 3 | 3 |  | 2 | 1971 | NG BLQ BLQ: NG; NG WDS WDS: DFO; N Y Y: N; Y Y Y: Y |  | S |  | N | Electric Utility | 1 |  | N | Y | [12 empty] | Y |  |  |  |  | N
16440 | City of Russell - (KS) | 1319 | Russell Downtown | KS | Russell | 8 | IC | OP | 2.5 | 2.5 | 2.5 |  | 8 | 1978 | NG BLQ BLQ: DFO; N Y Y: N; Y Y Y: Y |  | S |  | N | Electric Utility | 1 |  | N | N | [12 empty] | N |  |  |  |  | N
16440 | City of Russell - (KS) | 1319 | Russell Downtown | KS | Russell | 9 | IC | OP | 2.5 | 2.5 | 2.5 |  | 8 | 1981 | NG BLQ BLQ: DFO; N Y Y: N; Y Y Y: Y |  | S |  | N | Electric Utility | 1 |  | N | N | [12 empty] | N |  |  |  |  | N
16440 | City of Russell - (KS) | 7930 | Russell Energy Center | KS | Russell | T-1 | GT | OP | 7.5 | 6.4 | 7.4 |  | 2 | 2002 | NG BLQ BLQ: NG; N Y Y: N; Y Y Y: Y |  | S |  | N | Electric Utility | 1 |  | N | N | [17 empty] | N
16440 | City of Russell - (KS) | 7930 | Russell Energy Center | KS | Russell | T-2 | GT | OP | 7.5 | 6.4 | 7.4 |  | 2 | 2002 | NG BLQ BLQ: NG; N Y Y: N; Y Y Y: Y |  | S |  | N | Electric Utility | 1 |  | N | N | [17 empty] | N
16498 | SFR Hydro Cor | 10519 | Milton Hydro | NH | Strafford | 1 | HY | OS | 0.2 | 0.1 | 0.2 |  | 1 | 1914 | NG BLQ BLQ: WAT; N Y Y: N; Y Y Y: Y |  | W |  | N | IPP Non-CHP | 2 |  | N
16498 | SFR Hydro Cor | 10519 | Milton Hydro | NH | Strafford | 2 | HY | OS | 0.4 | 0.1 | 0.1 |  | 1 | 1914 | NG BLQ BLQ: WAT; N Y Y: N; Y Y Y: Y |  | W |  | N | IPP Non-CHP | 2 |  | N | N
16498 | SFR Hydro Cor | 10519 | Milton Hydro | NH | Strafford | 3 | HY | OS | 0.3 | 0.1 | 0.1 |  | 6 | 1984 | NG BLQ BLQ: WAT; N Y Y: N; Y Y Y: Y |  | W |  | N | IPP Non-CHP | 2 |  | N | N
16498 | SFR Hydro Cor | 10519 | Milton Hydro | NH | Strafford | 4 | HY | OS | 0.5 | 0.1 | 0.1 |  | 12 | 1987 | NG BLQ BLQ: WAT; N Y Y: N; Y Y Y: Y |  | W |  | N | IPP Non-CHP | 2 |  | N | N | [17 empty] | N
16506 | Salinas River Cogeneration Co | 50865 | Salinas River Cogeneration | CA | San Ardo | K100 | GT | OP | 38.9 | 33 | 35 |  | 11 | 1991 | NG BLQ BLQ: NG; N Y Y: N; Y Y Y: Y | Y | S |  | Y | IPP CHP | 3 | T |  | N | [17 empty] | N
16518 | City of Sabetha - (KS) | 1320 | Sabetha Power Plant | KS | Nemaha | 11 | IC | OP | 3 | 2.7 | 2.7 |  | 9 | 1992 | NG BLQ BLQ: DFO; NG WDS WDS: NG; N Y Y: N; Y Y Y: Y | Y | S |  | N | Electric Utility | 1 |  | N | N | [17 empty] | N
16518 | City of Sabetha - (KS) | 1320 | Sabetha Power Plant | KS | Nemaha | 12 | IC | OP | 4.4 | 4.1 | 4.1 |  | 1 | 2001 | NG BLQ BLQ: NG; NG WDS WDS: DFO; N Y Y: N; Y Y Y: Y | Y | S |  | N | Electric Utility | 1 |  | N | N | [17 empty] | N
16518 | City of Sabetha - (KS) | 1320 | Sabetha Power Plant | KS | Nemaha | 2 | IC | OP | 1.5 | 1.2 | 1.2 |  | 8 | 1957 | NG BLQ BLQ: DFO; NG WDS WDS: NG; N Y Y: N; Y Y Y: Y | Y | S |  | N | Electric Utility | 1 |  | N | N | [17 empty] | N
16518 | City of Sabetha - (KS) | 1320 | Sabetha Power Plant | KS | Nemaha | 3 | IC | OP | 0.8 | 0.6 | 0.6 |  | 8 | 1947 | NG BLQ BLQ: DFO; NG WDS WDS: NG; N Y Y: N; Y Y Y: Y |  | S |  | N | Electric Utility | 1 |  | N | N
16518 | City of Sabetha - (KS) | 1320 | Sabetha Power Plant | KS | Nemaha | 4 | IC | OP | 1 | 0.7 | 0.7 |  | 8 | 1950 | NG BLQ BLQ: DFO; NG WDS WDS: NG; N Y Y: N; Y Y Y: Y |  | S |  | N | Electric Utility | 1 |  | N | N
16518 | City of Sabetha - (KS) | 1320 | Sabetha Power Plant | KS | Nemaha | 5 | IC | OP | 1.4 | 1.2 | 1.2 |  | 8 | 1961 | NG BLQ BLQ: DFO; NG WDS WDS: NG; N Y Y: N; Y Y Y: Y |  | S |  | N | Electric Utility | 1 |  | N | N
16518 | City of Sabetha - (KS) | 1320 | Sabetha Power Plant | KS | Nemaha | 6 | IC | OP | 1.4 | 1.2 | 1.2 |  | 8 | 1967 | NG BLQ BLQ: DFO; NG WDS WDS: NG; N Y Y: N; Y Y Y: Y |  | S |  | N | Electric Utility | 1 |  | N | N
16518 | City of Sabetha - (KS) | 1320 | Sabetha Power Plant | KS | Nemaha | 7 | IC | OP | 2.2 | 1.8 | 1.8 |  | 8 | 1970 | NG BLQ BLQ: DFO; NG WDS WDS: NG; N Y Y: N; Y Y Y: Y |  | S |  | N | Electric Utility | 1 |  | N | N
16518 | City of Sabetha - (KS) | 1320 | Sabetha Power Plant | KS | Nemaha | 8 | IC | OP | 2.5 | 2.1 | 2.1 |  | 8 | 1978 | NG BLQ BLQ: DFO; NG WDS WDS: NG; N Y Y: N; Y Y Y: Y |  | S |  | N | Electric Utility | 1 |  | N | N
16518 | City of Sabetha - (KS) | 1320 | Sabetha Power Plant | KS | Nemaha | IC10 | IC | OP | 2.5 | 2.1 | 2.1 |  | 7 | 1990 | NG BLQ BLQ: DFO; NG WDS WDS: NG; N Y Y: N; Y Y Y: Y |  | S |  | N | Electric Utility | 1 |  | N | N
16518 | City of Sabetha - (KS) | 1320 | Sabetha Power Plant | KS | Nemaha | IC9 | IC | OP | 1.1 | 1 | 1 |  | 6 | 1985 | NG BLQ BLQ: DFO; NG WDS WDS: NG; N Y Y: N; Y Y Y: Y |  | S |  | N | Electric Utility | 1 |  | N | N
16534 | Sacramento Municipal Util Dist | 430 | Camino | CA | El Dorado | H1 | HY | OP | 78.9 | 78.9 | 78.9 |  | 10 | 1963 | NG BLQ BLQ: WAT; N Y Y: N; Y Y Y: Y |  | S |  | N | Electric Utility | 1 |  | N | N | [17 empty] | N
16534 | Sacramento Municipal Util Dist | 430 | Camino | CA | El Dorado | H2 | HY | OP | 78.9 | 77 | 77 |  | 8 | 1968 | NG BLQ BLQ: WAT; N Y Y: N; Y Y Y: Y |  | S |  | N | Electric Utility | 1 |  | N | N | [17 empty] | N
16534 | Sacramento Municipal Util Dist | 431 | Jaybird | CA | El Dorado | H1 | HY | OP | 80.8 | 78.1 | 78.1 |  | 4 | 1961 | NG BLQ BLQ: WAT; N Y Y: N; Y Y Y: Y |  | S |  | N | Electric Utility | 1 |  | N | N | [17 empty] | N
16534 | Sacramento Municipal Util Dist | 431 | Jaybird | CA | El Dorado | H2 | HY | OP | 80.8 | 78.1 | 78.1 |  | 3 | 1962 | NG BLQ BLQ: WAT; N Y Y: N; Y Y Y: Y |  | S |  | N | Electric Utility | 1 |  | N | N | [17 empty] | N
16534 | Sacramento Municipal Util Dist | 432 | Loon Lake | CA | El Dorado | H1 | HY | OP | 74.1 | 74.1 | 74.1 |  | 9 | 1971 | NG BLQ BLQ: WAT; N Y Y: N; Y Y Y: Y |  | S |  | N | Electric Utility | 1 |  | N | N | [17 empty] | N
16534 | Sacramento Municipal Util Dist | 433 | Robbs Peak | CA | El Dorado | 1 | HY | OP | 25.5 | 25.5 | 25.5 |  | 10 | 1965 | NG BLQ BLQ: WAT; N Y Y: N; Y Y Y: Y |  | S |  | N | Electric Utility | 1 |  | N | N | [17 empty] | N
16534 | Sacramento Municipal Util Dist | 435 | White Rock/Slab Creek | CA | El Dorado | H1 | HY | OP | 133 | 108 | 108 |  | 6 | 1968 | NG BLQ BLQ: WAT; N Y Y: N; Y Y Y: Y |  | S |  | N | Electric Utility | 1 |  | N | N | [17 empty] | N
16534 | Sacramento Municipal Util Dist | 435 | White Rock/Slab Creek | CA | El Dorado | H2 | HY | OP | 133 | 133 | 133 |  | 2 | 1968 | NG BLQ BLQ: WAT; N Y Y: N; Y Y Y: Y |  | S |  | N | Electric Utility | 1 |  | N | N | [17 empty] | N
16534 | Sacramento Municipal Util Dist | 529 | Rancho Seco Solar | CA | Sacramento | 1 | PV | OP | 1 | 1 | 1 |  | 8 | 1984 | NG BLQ BLQ: SUN; N Y Y: N; Y Y Y: Y |  | S |  | N | Electric Utility | 1 |  |  | N | [17 empty] | N
16534 | Sacramento Municipal Util Dist | 529 | Rancho Seco Solar | CA | Sacramento | 2 | PV | OP | 1 | 1 | 1 |  | 2 | 1986 | NG BLQ BLQ: SUN; N Y Y: N; Y Y Y: Y |  | S |  | N | Electric Utility | 1 |  |  | N | [17 empty] | N
16534 | Sacramento Municipal Util Dist | 531 | Camp Far West | CA | Placer | 1 | HY | OP | 7.2 | 7.2 | 7.2 |  | 2 | 1985 | NG BLQ BLQ: WAT; N Y Y: N; Y Y Y: Y |  | W |  | N | Electric Utility | 1 |  | N | N | [17 empty] | N
16534 | Sacramento Municipal Util Dist | 534 | Jones Fork | CA | El Dorado | 1 | HY | OP | 10 | 10 | 10 |  | 6 | 1985 | NG BLQ BLQ: WAT; N Y Y: N; Y Y Y: Y |  | S |  | N | Electric Utility | 1 |  | N | N | [17 empty] | N
16534 | Sacramento Municipal Util Dist | 535 | McClellan | CA | Sacramento | 1 | GT | OP | 77 | 77 | 77 |  | 3 | 1986 | NG BLQ BLQ: NG; N Y Y: N; Y Y Y: Y |  | W |  | N | Electric Utility | 1 |  |  | N | [17 empty] | N
16534 | Sacramento Municipal Util Dist | 6612 | Union Valley | CA | El Dorado | 1 | HY | OP | 38.6 | 38.6 | 38.6 |  | 10 | 1963 | NG BLQ BLQ: WAT; N Y Y: N; Y Y Y: Y |  | S |  | N | Electric Utility | 1 |  | N | N | [17 empty] | N
16534 | Sacramento Municipal Util Dist | 7526 | Solano Wind | CA | Solano | 1 | WT | OP | 13.2 | 13.1 | 13.2 |  | 6 | 1994 | NG BLQ BLQ: WND; N Y Y: N; Y Y Y: Y |  | S | 23 | N | Electric Utility | 1 |  | N | N | [17 empty] | N
16534 | Sacramento Municipal Util Dist | 7526 | Solano Wind | CA | Solano | 2 | WT | OP | 24 | 24 | 24 |  | 6 | 2006 | NG BLQ BLQ: WND; N Y Y: N; Y Y Y: Y |  | S | 8 | N | Electric Utility | 1 |  | N | N | [17 empty] | N
16534 | Sacramento Municipal Util Dist | 7526 | Solano Wind | CA | Solano | 2B | WT | OP | 63 | 63 | 63 |  | 12 | 2007 | NG BLQ BLQ: WND; N Y Y: N; Y Y Y: Y |  | S | 21 | N | Electric Utility | 1 |  | N | N | [17 empty] | N
16534 | Sacramento Municipal Util Dist | 7526 | Solano Wind | CA | Solano | 3 | WT | OP | 128 | 128 | 128 |  | 4 | 2012 | NG BLQ BLQ: WND; N Y Y: N; Y Y Y: Y |  | W | 55 | N | Electric Utility | 1 |  | N | N | [17 empty] | N
16534 | Sacramento Municipal Util Dist | 7527 | Carson Ice-Gen Project | CA | Sacramento | 1 | CT | OP | 54 | 41.2 | 41.2 |  | 10 | 1995 | NG BLQ BLQ: NG; NG WDS WDS: OBG; N Y Y: Y; Y Y Y: Y |  | W |  | Y | Electric Utility | 1 | T |  | N | [17 empty] | N
16534 | Sacramento Municipal Util Dist | 7527 | Carson Ice-Gen Project | CA | Sacramento | 2 | CA | OP | 17.5 | 16.6 | 16.6 |  | 10 | 1995 | NG BLQ BLQ: NG; NG WDS WDS: OBG; N Y Y: Y; Y Y Y: Y |  | W |  | Y | Electric Utility | 1 | T | Y | N | [17 empty] | N
16534 | Sacramento Municipal Util Dist | 7527 | Carson Ice-Gen Project | CA | Sacramento | CCCT | GT | OP | 54 | 51.2 | 51.2 |  | 10 | 1995 | NG BLQ BLQ: NG; N Y Y: N; Y Y Y: Y |  | W |  | N | Electric Utility | 1 |  |  | N | [12 empty] | N |  |  |  |  | N
16534 | Sacramento Municipal Util Dist | 7551 | SCA Cogen 2 | CA | Sacramento | CCST | CA | OP | 49.8 | 37.6 | 37.6 |  | 3 | 1997 | NG BLQ BLQ: NG; N Y Y: N; Y Y Y: Y |  | W |  | Y | Electric Utility | 1 | T | Y | N | [17 empty] | N
16534 | Sacramento Municipal Util Dist | 7551 | SCA Cogen 2 | CA | Sacramento | CT1A | CT | OP | 49.8 | 47.6 | 47.6 |  | 5 | 1997 | NG BLQ BLQ: NG; N Y Y: N; Y Y Y: Y |  | W |  | Y | Electric Utility | 1 | T |  | N | [17 empty] | N
16534 | Sacramento Municipal Util Dist | 7551 | SCA Cogen 2 | CA | Sacramento | CT1B | CT | OP | 49.8 | 47.6 | 47.6 |  | 3 | 1997 | NG BLQ BLQ: NG; N Y Y: N; Y Y Y: Y |  | W |  | Y | Electric Utility | 1 | T |  | N | [17 empty] | N
16534 | Sacramento Municipal Util Dist | 7551 | SCA Cogen 2 | CA | Sacramento | CT1C | GT | OP | 44 | 43.8 | 47.3 |  | 4 | 2001 | NG BLQ BLQ: NG; N Y Y: N; Y Y Y: Y |  | W |  | N | Electric Utility | 1 |  |  | N | [12 empty] | N
16534 | Sacramento Municipal Util Dist | 7552 | SPA Cogen 3 | CA | Sacramento | CCCT | CT | OP | 118.7 | 111 | 111 |  | 12 | 1997 | NG BLQ BLQ: NG; N Y Y: N; Y Y Y: Y |  | W |  | Y | Electric Utility | 1 | T |  | N | [17 empty] | N
16534 | Sacramento Municipal Util Dist | 7552 | SPA Cogen 3 | CA | Sacramento | CCST | CA | OP | 55.2 | 53 | 53 |  | 12 | 1997 | NG BLQ BLQ: NG; N Y Y: N; Y Y Y: Y |  | W |  | N | Electric Utility | 1 |  | Y | N | [17 empty] | N
16534 | Sacramento Municipal Util Dist | 55970 | Cosumnes | CA | Sacramento | 1 | CA | OP | 190 | 171 | 178.6 |  | 2 | 2006 | NG BLQ BLQ: NG; N Y Y: N; Y Y Y: Y |  | W |  | N | Electric Utility | 1 |  | N | N | [17 empty] | N
16534 | Sacramento Municipal Util Dist | 55970 | Cosumnes | CA | Sacramento | 2 | CT | OP | 170 | 153 | 159.8 |  | 2 | 2006 | NG BLQ BLQ: NG; N Y Y: N; Y Y Y: Y |  | W |  | N | Electric Utility | 1 |  |  | N | [17 empty] | N
16534 | Sacramento Municipal Util Dist | 55970 | Cosumnes | CA | Sacramento | 3 | CT | OP | 170 | 153 | 159.8 |  | 2 | 2006 | NG BLQ BLQ: NG; N Y Y: N; Y Y Y: Y |  | W |  | N | Electric Utility | 1 |  |  | N | [17 empty] | N
16537 | Safe Harbor Water Power Corp | 3175 | Safe Harbor | PA | Lancaster | 1 | HY | OP | 33 | 33 | 33 |  | 10 | 1940 | NG BLQ BLQ: WAT; N Y Y: N; Y Y Y: Y |  | S | 1 | N | Electric Utility | 1 |  | N | N | [17 empty] | N
16537 | Safe Harbor Water Power Corp | 3175 | Safe Harbor | PA | Lancaster | 10 | HY | OP | 37.5 | 37.5 | 37.5 |  | 6 | 1985 | NG BLQ BLQ: WAT; N Y Y: N; Y Y Y: Y |  | S | 1 | N | Electric Utility | 1 |  | N | N | [17 empty] | N
16537 | Safe Harbor Water Power Corp | 3175 | Safe Harbor | PA | Lancaster | 11 | HY | OP | 37.5 | 37.5 | 37.5 |  | 4 | 1986 | NG BLQ BLQ: WAT; N Y Y: N; Y Y Y: Y |  | S | 1 | N | Electric Utility | 1 |  | N | N | [17 empty] | N
16537 | Safe Harbor Water Power Corp | 3175 | Safe Harbor | PA | Lancaster | 12 | HY | OP | 37.5 | 37.5 | 37.5 |  | 9 | 1985 | NG BLQ BLQ: WAT; N Y Y: N; Y Y Y: Y |  | S | 1 | N | Electric Utility | 1 |  | N | N | [17 empty] | N
16537 | Safe Harbor Water Power Corp | 3175 | Safe Harbor | PA | Lancaster | 2 | HY | OP | 33 | 33 | 33 |  | 11 | 1934 | NG BLQ BLQ: WAT; N Y Y: N; Y Y Y: Y |  | S | 1 | N | Electric Utility | 1 |  | N | N | [17 empty] | N
16537 | Safe Harbor Water Power Corp | 3175 | Safe Harbor | PA | Lancaster | 3 | HY | OP | 32 | 32 | 32 |  | 12 | 1931 | NG BLQ BLQ: WAT; N Y Y: N; Y Y Y: Y |  | S | 1 | N | Electric Utility | 1 |  | N | N | [17 empty] | N
16537 | Safe Harbor Water Power Corp | 3175 | Safe Harbor | PA | Lancaster | 4 | HY | OP | 32 | 32 | 32 |  | 12 | 1931 | NG BLQ BLQ: WAT; N Y Y: N; Y Y Y: Y |  | S | 1 | N | Electric Utility | 1 |  | N | N | [17 empty] | N
16537 | Safe Harbor Water Power Corp | 3175 | Safe Harbor | PA | Lancaster | 41 | HY | OP | 2 | 2 | 2 |  | 12 | 1931 | NG BLQ BLQ: WAT; N Y Y: N; Y Y Y: N |  | S | 1 | N | Electric Utility | 1 |  | N | N | [17 empty] | N
16537 | Safe Harbor Water Power Corp | 3175 | Safe Harbor | PA | Lancaster | 42 | HY | OP | 2 | 2 | 2 |  | 12 | 1931 | NG BLQ BLQ: WAT; N Y Y: N; Y Y Y: N |  | S | 1 | N | Electric Utility | 1 |  | N | N | [17 empty] | N
16537 | Safe Harbor Water Power Corp | 3175 | Safe Harbor | PA | Lancaster | 5 | HY | OP | 32 | 32 | 32 |  | 1 | 1932 | NG BLQ BLQ: WAT; N Y Y: N; Y Y Y: Y |  | S | 1 | N | Electric Utility | 1 |  | N | N | [17 empty] | N
16537 | Safe Harbor Water Power Corp | 3175 | Safe Harbor | PA | Lancaster | 6 | HY | OP | 32 | 32 | 32 |  | 1 | 1932 | NG BLQ BLQ: WAT; N Y Y: N; Y Y Y: Y |  | S | 1 | N | Electric Utility | 1 |  | N | N | [17 empty] | N
16537 | Safe Harbor Water Power Corp | 3175 | Safe Harbor | PA | Lancaster | 7 | HY | OP | 32 | 32 | 32 |  | 10 | 1933 | NG BLQ BLQ: WAT; N Y Y: N; Y Y Y: Y |  | S | 1 | N | Electric Utility | 1 |  | N | N | [17 empty] | N
16537 | Safe Harbor Water Power Corp | 3175 | Safe Harbor | PA | Lancaster | 8 | HY | OP | 37.5 | 37.5 | 37.5 |  | 4 | 1985 | NG BLQ BLQ: WAT; N Y Y: N; Y Y Y: Y |  | S | 1 | N | Electric Utility | 1 |  | N | N | [17 empty] | N
16537 | Safe Harbor Water Power Corp | 3175 | Safe Harbor | PA | Lancaster | 9 | HY | OP | 37.5 | 37.5 | 37.5 |  | 2 | 1986 | NG BLQ BLQ: WAT; N Y Y: N; Y Y Y: Y |  | S | 1 | N | Electric Utility | 1 |  | N | N | [17 empty] | N
16544 | Saint - Gobain Abrasives Inc | 50041 | Norton Powerhouse | MA | Worcester | GEN1 | ST | OP | 2.5 | 2.5 | 2.5 |  | 1 | 1939 | NG BLQ BLQ: NG; NG WDS WDS: BIT; N Y Y: Y; Y Y Y: Y |  | S |  | Y | Industrial CHP | 7 | T | N | N | [17 empty] | N | N
16544 | Saint - Gobain Abrasives Inc | 50041 | Norton Powerhouse | MA | Worcester | GEN2 | ST | OP | 3.1 | 3.1 | 3.1 |  | 1 | 1954 | NG BLQ BLQ: NG; NG WDS WDS: BIT; N Y Y: Y; Y Y Y: Y |  | S |  | Y | Industrial CHP | 7 | T | N | N | [17 empty] | N | N
16546 | Sacramento County of Dpt Waste | 55766 | Kiefer Landfill | CA | Sacramento | 361A | IC | OP | 3 | 2.8 | 2.8 |  | 12 | 1999 | NG BLQ BLQ: LFG; N Y Y: N; Y Y Y: Y |  | S |  | N | Commercial Non-CHP | 4 |  | N | N | [17 empty] | N
16546 | Sacramento County of Dpt Waste | 55766 | Kiefer Landfill | CA | Sacramento | 361B | IC | OP | 3 | 2.8 | 2.8 |  | 12 | 1999 | NG BLQ BLQ: LFG; N Y Y: N; Y Y Y: Y |  | S |  | N | Commercial Non-CHP | 4 |  | N | N | [17 empty] | N
16546 | Sacramento County of Dpt Waste | 55766 | Kiefer Landfill | CA | Sacramento | 361C | IC | OP | 3 | 2.8 | 2.8 |  | 12 | 1999 | NG BLQ BLQ: LFG; N Y Y: N; Y Y Y: Y |  | S |  | N | Commercial Non-CHP | 4 |  | N | N | [17 empty] | N
16548 | St Francis Hospital | 50952 | Saint Francis Hospital | IL | Cook | GEN1 | IC | OS | 0.8 | 0.8 | 0.8 |  | 2 | 1990 | [8 empty] | N | S |  | Y | Commercial CHP | 5 | T |  | N | [17 empty] | N | bar: NG BLQ BLQ; N Y Y to Y Y Y
16548 | St Francis Hospital | 50952 | Saint Francis Hospital | IL | Cook | GEN2 | IC | OS | 0.8 | 0.8 | 0.8 |  | 2 | 1990 | [8 empty] | N | S |  | Y | Commercial CHP | 5 | T |  | N | [17 empty] | N | bar: NG BLQ BLQ; N Y Y to Y Y Y
16553 | Saguaro Power Co | 54271 | Saguaro Power | NV | Clark | CTG1 | CT | OP | 45.1 | 36 | 38 |  | 9 | 1991 | NG BLQ BLQ: NG; NG WDS WDS: DFO; N Y Y: Y; Y Y Y: Y |  | J |  | Y | IPP CHP | 3 | B |  | N | [17 empty] | N
16553 | Saguaro Power Co | 54271 | Saguaro Power | NV | Clark | CTG2 | CT | OP | 45.1 | 36 | 38 |  | 9 | 1991 | NG BLQ BLQ: NG; NG WDS WDS: DFO; N Y Y: Y; Y Y Y: Y |  | J |  | Y | IPP CHP | 3 | B |  | N | [17 empty] | N
16553 | Saguaro Power Co | 54271 | Saguaro Power | NV | Clark | STG | CA | OP | 37 | 29 | 29 |  | 9 | 1991 | NG BLQ BLQ: NG; NG WDS WDS: OG; N Y Y: N; Y Y Y: Y |  | J |  | Y | IPP CHP | 3 | B | Y | N | [17 empty] | N
16558 | City of Salem - (VA) | 56288 | Salem Water Plant | VA | Salem | 1 | IC | SB | 2 | 2 | 2 |  | 8 | 2003 | NG BLQ BLQ: DFO; N Y Y: N; Y Y Y: Y | Y | S |  | N | Commercial Non-CHP | 4 |  |  | N | [17 empty] | N
16558 | City of Salem - (VA) | 56289 | Salem Street Dept | VA | Salem | 1 | IC | SB | 1.8 | 2 | 2 |  | 7 | 2005 | NG BLQ BLQ: DFO; N Y Y: N; Y Y Y: Y | Y | S |  | N | Commercial Non-CHP | 4 |  |  | N | [17 empty] | N
16558 | City of Salem - (VA) | 56519 | Salem Electric Department | VA | Salem | 1 | IC | SB | 1.3 | 1.3 | 1.3 |  | 12 | 2007 | NG BLQ BLQ: DFO; N Y Y: N; Y Y Y: Y | Y | S |  | N | Electric Utility | 1 |  |  | N | [17 empty] | N
16560 | City of Salisbury | 7400 | Salisbury City of | MO | Chariton | 1 | IC | OP | 1 | 0.8 | 1 |  | 6 | 1983 | NG BLQ BLQ: DFO; N Y Y: N; Y Y Y: N |  | S |  | N | Electric Utility | 1 |  | N | N | [17 empty] | N
16560 | City of Salisbury | 7400 | Salisbury City of | MO | Chariton | 2 | IC | OP | 1 | 0.8 | 1 |  | 6 | 1983 | NG BLQ BLQ: DFO; N Y Y: N; Y Y Y: N |  | S |  | N | Electric Utility | 1 |  | N | N | [17 empty] | N
16560 | City of Salisbury | 7400 | Salisbury City of | MO | Chariton | 3 | IC | OP | 2.2 | 1.8 | 2 |  | 6 | 1986 | NG BLQ BLQ: DFO; N Y Y: N; Y Y Y: N |  | S |  | N | Electric Utility | 1 |  | N | N | [17 empty] | N
16560 | City of Salisbury | 7400 | Salisbury City of | MO | Chariton | 4 | IC | OP | 2.2 | 1.8 | 2 |  | 6 | 1986 | NG BLQ BLQ: DFO; N Y Y: N; Y Y Y: N |  | S |  | N | Electric Utility | 1 |  | N | N | [17 empty] | N
16572 | Salt River Project | 100 | South Consolidated | AZ | Maricopa | SC1 | HY | OP | 1.4 | 1.4 | 1.4 |  | 9 | 1981 | NG BLQ BLQ: WAT; N Y Y: N; Y Y Y: Y |  | S |  | N | Electric Utility | 1 |  | N | N | [17 empty] | N
16572 | Salt River Project | 141 | Agua Fria | AZ | Maricopa | AF1 | ST | OP | 113.6 | 113 | 114 |  | 1 | 1958 | NG BLQ BLQ: NG; NG WDS WDS: DFO; N Y Y: Y; Y Y Y: Y |  | S |  | N | Electric Utility | 1 |  | N | N | [17 empty] | N | [6 empty] | DFO | NG
16572 | Salt River Project | 141 | Agua Fria | AZ | Maricopa | AF2 | ST | OP | 113.6 | 113 | 114 |  | 4 | 1957 | NG BLQ BLQ: NG; NG WDS WDS: DFO; N Y Y: Y; Y Y Y: Y |  | S |  | N | Electric Utility | 1 |  | N | N | [17 empty] | N | [6 empty] | DFO | NG
16572 | Salt River Project | 141 | Agua Fria | AZ | Maricopa | AF3 | ST | OP | 163.2 | 181 | 184 |  | 4 | 1961 | NG BLQ BLQ: NG; NG WDS WDS: DFO; N Y Y: Y; Y Y Y: Y |  | S |  | N | Electric Utility | 1 |  | N | N | [17 empty] | N | [6 empty] | DFO | NG
16572 | Salt River Project | 141 | Agua Fria | AZ | Maricopa | AF4 | GT | OP | 80.5 | 73 | 87 |  | 5 | 1975 | NG BLQ BLQ: NG; NG WDS WDS: DFO; N Y Y: Y; Y Y Y: Y |  | S |  | N | Electric Utility | 1 |  | N | N | [17 empty] | N
16572 | Salt River Project | 141 | Agua Fria | AZ | Maricopa | AF5 | GT | OP | 71.2 | 73 | 82 |  | 7 | 1974 | NG BLQ BLQ: NG; NG WDS WDS: DFO; N Y Y: Y; Y Y Y: Y |  | S |  | N | Electric Utility | 1 |  | N | N | [17 empty] | N
16572 | Salt River Project | 141 | Agua Fria | AZ | Maricopa | AF6 | GT | OP | 71.2 | 73 | 82 |  | 7 | 1974 | NG BLQ BLQ: NG; NG WDS WDS: DFO; N Y Y: Y; Y Y Y: Y |  | S |  | N | Electric Utility | 1 |  | N | N | [17 empty] | N
16572 | Salt River Project | 141 | Agua Fria | AZ | Maricopa | PV-3 | PV | OP | 0.2 | 0.2 | 0.2 |  | 6 | 2001 | NG BLQ BLQ: SUN; N Y Y: N; Y Y Y: Y |  | S |  | N | Electric Utility | 1 |  | N | N | [17 empty] | N
16572 | Salt River Project | 143 | Crosscut | AZ | Maricopa | CC1 | ST | OS | 7.5 | 7.5 | 7.5 |  | 1 | 1942 | [9 empty] | S |  | N | Electric Utility | 1 |  | N | N | [17 empty] | N | bar: NG BLQ BLQ; N Y Y to Y Y Y
16572 | Salt River Project | 143 | Crosscut | AZ | Maricopa | CC2 | ST | OS | 7.5 | 7.5 | 7.5 |  | 1 | 1942 | [9 empty] | S |  | N | Electric Utility | 1 |  | N | N | [17 empty] | N | bar: NG BLQ BLQ; N Y Y to Y Y Y
16572 | Salt River Project | 143 | Crosscut | AZ | Maricopa | CC3 | ST | OS | 7.5 | 7.5 | 7.5 |  | 1 | 1942 | [9 empty] | S |  | N | Electric Utility | 1 |  | N | N | [17 empty] | N | bar: NG BLQ BLQ; N Y Y to Y Y Y
16572 | Salt River Project | 143 | Crosscut | AZ | Maricopa | CC4 | ST | OS | 7.5 | 7.5 | 7.5 |  | 5 | 1949 | [9 empty] | S |  | N | Electric Utility | 1 |  | N | N | [17 empty] | N | bar: NG BLQ BLQ; N Y Y to Y Y Y
16572 | Salt River Project | 143 | Crosscut | AZ | Maricopa | CC5 | HY | OP | 3 | 3 | 3 |  | 7 | 1939 | NG BLQ BLQ: WAT; N Y Y: N; Y Y Y: Y |  | S |  | N | Electric Utility | 1 |  | N | N | [17 empty] | N
16572 | Salt River Project | 145 | Horse Mesa | AZ | Maricopa | HM1 | HY | OP | 9.9 | 10 | 10 |  | 4 | 1927 | NG BLQ BLQ: WAT; N Y Y: N; Y Y Y: Y |  | S |  | N | Electric Utility | 1 |  | N | N | [17 empty] | N
16572 | Salt River Project | 145 | Horse Mesa | AZ | Maricopa | HM2 | HY | OP | 9.9 | 10 | 10 |  | 4 | 1927 | NG BLQ BLQ: WAT; N Y Y: N; Y Y Y: Y |  | S |  | N | Electric Utility | 1 |  | N | N | [17 empty] | N
16572 | Salt River Project | 145 | Horse Mesa | AZ | Maricopa | HM3 | HY | OP | 9.9 | 10 | 10 |  | 4 | 1927 | NG BLQ BLQ: WAT; N Y Y: N; Y Y Y: Y |  | S |  | N | Electric Utility | 1 |  | N | N | [17 empty] | N
16572 | Salt River Project | 145 | Horse Mesa | AZ | Maricopa | HM4 | PS | OP | 99.8 | 119 | 119 |  | 6 | 1972 | NG BLQ BLQ: WAT; N Y Y: N; Y Y Y: Y |  | S |  | N | Electric Utility | 1 |  | N | N | [17 empty] | N
16572 | Salt River Project | 147 | Kyrene | AZ | Maricopa | KY1 | ST | SB | 34.5 | 34 | 34 |  | 7 | 1952 | NG BLQ BLQ: NG; N Y Y: N; Y Y Y: Y | N | S |  | N | Electric Utility | 1 |  |  | N | [17 empty] | N
16572 | Salt River Project | 147 | Kyrene | AZ | Maricopa | KY2 | ST | SB | 73.5 | 72 | 72 |  | 6 | 1954 | NG BLQ BLQ: NG; N Y Y: N; Y Y Y: Y | N | S |  | N | Electric Utility | 1 |  |  | N | [17 empty] | N
16572 | Salt River Project | 147 | Kyrene | AZ | Maricopa | KY4 | GT | OP | 53.1 | 59 | 62.5 |  | 12 | 1971 | NG BLQ BLQ: NG; NG WDS WDS: DFO; N Y Y: Y; Y Y Y: Y |  | S |  | N | Electric Utility | 1 |  |  | N | [17 empty] | N
16572 | Salt River Project | 147 | Kyrene | AZ | Maricopa | KY5 | GT | OP | 60.3 | 53 | 62 |  | 7 | 1973 | NG BLQ BLQ: NG; NG WDS WDS: DFO; N Y Y: Y; Y Y Y: Y |  | S |  | N | Electric Utility | 1 |  |  | N | [17 empty] | N
16572 | Salt River Project | 147 | Kyrene | AZ | Maricopa | KY6 | GT | OP | 60.3 | 53 | 62 |  | 6 | 1973 | NG BLQ BLQ: NG; NG WDS WDS: DFO; N Y Y: Y; Y Y Y: Y |  | S |  | N | Electric Utility | 1 |  |  | N | [17 empty] | N
16572 | Salt River Project | 147 | Kyrene | AZ | Maricopa | KY7 | CT | OP | 170 | 148 | 167 |  | 10 | 2002 | NG BLQ BLQ: NG; N Y Y: N; Y Y Y: Y |  | S |  | N | Electric Utility | 1 |  |  | N | [17 empty] | N
16572 | Salt River Project | 147 | Kyrene | AZ | Maricopa | KY7A | CA | OP | 122 | 106 | 110 |  | 10 | 2002 | NG BLQ BLQ: NG; N Y Y: N; Y Y Y: Y |  | S |  | N | Electric Utility | 1 |  | Y | N | [17 empty] | N
16572 | Salt River Project | 148 | Mormon Flat | AZ | Maricopa | MF1 | HY | OP | 9.2 | 11 | 11 |  | 5 | 1926 | NG BLQ BLQ: WAT; N Y Y: N; Y Y Y: Y |  | S |  | N | Electric Utility | 1 |  | N | Y | 0.6 | 0.6 | 6 | 2014 | [8 empty] | N |  |  |  |  | N
16572 | Salt River Project | 148 | Mormon Flat | AZ | Maricopa | MF2 | PS | OP | 54.3 | 57.3 | 57.3 |  | 6 | 1971 | NG BLQ BLQ: WAT; N Y Y: N; Y Y Y: Y |  | S |  | N | Electric Utility | 1 |  | N | N | [17 empty] | N
16572 | Salt River Project | 149 | Roosevelt | AZ | Maricopa | ROOS | HY | OP | 36 | 36 | 36 |  | 3 | 1973 | NG BLQ BLQ: WAT; N Y Y: N; Y Y Y: Y |  | S |  | N | Electric Utility | 1 |  | N | N | [17 empty] | N
16572 | Salt River Project | 150 | Stewart Mountain | AZ | Maricopa | SM | HY | OP | 13 | 13 | 13 |  | 3 | 1930 | NG BLQ BLQ: WAT; N Y Y: N; Y Y Y: Y |  | S |  | N | Electric Utility | 1 |  | N | N | [17 empty] | N
16572 | Salt River Project | 4941 | Navajo | AZ | Coconino | NAV1 | ST | OP | 803.1 | 750 | 750 |  | 5 | 1974 | NG BLQ BLQ: BIT; N Y Y: N; Y Y Y: Y |  | J | 1 | N | Electric Utility | 1 |  | N | N | [17 empty] | N | Y |  |  | Y |  |  | DFO
16572 | Salt River Project | 4941 | Navajo | AZ | Coconino | NAV2 | ST | OP | 803.1 | 750 | 750 |  | 4 | 1975 | NG BLQ BLQ: BIT; N Y Y: N; Y Y Y: Y |  | J | 1 | N | Electric Utility | 1 |  | N | N | [17 empty] | N | Y |  |  | Y |  |  | DFO
16572 | Salt River Project | 4941 | Navajo | AZ | Coconino | NAV3 | ST | OP | 803.1 | 750 | 750 |  | 4 | 1976 | NG BLQ BLQ: BIT; N Y Y: N; Y Y Y: Y |  | J | 1 | N | Electric Utility | 1 |  | N | N | [17 empty] | N | Y |  |  | Y |  |  | DFO
16572 | Salt River Project | 6177 | Coronado | AZ | Apache | CO1 | ST | OP | 410.9 | 380 | 380 |  | 12 | 1979 | NG BLQ BLQ: SUB; N Y Y: N; Y Y Y: Y |  | S |  | N | Electric Utility | 1 |  | N | Y |  |  |  |  | 7 | 7 | 3 | 2017 |  |  |  |  | N |  |  |  |  | N | Y |  | Y |  |  |  | DFO
16572 | Salt River Project | 6177 | Coronado | AZ | Apache | CO2 | ST | OP | 410.9 | 385 | 385 |  | 10 | 1980 | NG BLQ BLQ: SUB; N Y Y: N; Y Y Y: Y |  | S |  | N | Electric Utility | 1 |  | N | Y |  |  |  |  | 7 | 7 | 4 | 2014 |  |  |  |  | N |  |  |  |  | N | Y |  | Y |  |  |  | DFO
16572 | Salt River Project | 7998 | Tri Cities | AZ | Maricopa | TC1 | IC | OP | 1 | 0.8 | 0.8 |  | 9 | 2001 | NG BLQ BLQ: LFG; N Y Y: N; Y Y Y: Y |  | S |  | N | Electric Utility | 1 |  | N | N | [17 empty] | N
16572 | Salt River Project | 7998 | Tri Cities | AZ | Maricopa | TC2 | IC | OP | 1 | 0.8 | 0.8 |  | 9 | 2001 | NG BLQ BLQ: LFG; N Y Y: N; Y Y Y: Y |  | S |  | N | Electric Utility | 1 |  | N | N | [17 empty] | N
16572 | Salt River Project | 7998 | Tri Cities | AZ | Maricopa | TC3 | IC | OP | 1 | 0.8 | 0.8 |  | 9 | 2001 | NG BLQ BLQ: LFG; N Y Y: N; Y Y Y: Y |  | S |  | N | Electric Utility | 1 |  | N | N | [17 empty] | N
16572 | Salt River Project | 7998 | Tri Cities | AZ | Maricopa | TC4 | IC | OP | 1 | 0.8 | 0.8 |  | 9 | 2001 | NG BLQ BLQ: LFG; N Y Y: N; Y Y Y: Y |  | S |  | N | Electric Utility | 1 |  | N | N | [17 empty] | N
16572 | Salt River Project | 7998 | Tri Cities | AZ | Maricopa | TC5 | IC | OP | 1 | 0.8 | 0.8 |  | 9 | 2001 | NG BLQ BLQ: LFG; N Y Y: N; Y Y Y: Y |  | S |  | N | Electric Utility | 1 |  | N | N | [17 empty] | N
16572 | Salt River Project | 8068 | Santan | AZ | Maricopa | ST1 | CS | OP | 103.5 | 92 | 103 |  | 10 | 1974 | NG BLQ BLQ: NG; N Y Y: N; Y Y Y: Y |  | S |  | N | Electric Utility | 1 |  | N | N | [17 empty] | N
16572 | Salt River Project | 8068 | Santan | AZ | Maricopa | ST2 | CS | OP | 103.5 | 92 | 103 |  | 12 | 1974 | NG BLQ BLQ: NG; N Y Y: N; Y Y Y: Y |  | S |  | N | Electric Utility | 1 |  | N | N | [17 empty] | N
16572 | Salt River Project | 8068 | Santan | AZ | Maricopa | ST3 | CS | OP | 103.5 | 92 | 103 |  | 10 | 1974 | NG BLQ BLQ: NG; N Y Y: N; Y Y Y: Y |  | S |  | N | Electric Utility | 1 |  | N | N | [17 empty] | N
16572 | Salt River Project | 8068 | Santan | AZ | Maricopa | ST4 | CS | OP | 103.5 | 92 | 103 |  | 5 | 1975 | NG BLQ BLQ: NG; N Y Y: N; Y Y Y: Y |  | S |  | N | Electric Utility | 1 |  | N | N | [17 empty] | N
16572 | Salt River Project | 8068 | Santan | AZ | Maricopa | ST5A | CT | OP | 153.8 | 151 | 170 |  | 4 | 2005 | NG BLQ BLQ: NG; N Y Y: N; Y Y Y: Y |  | S |  | N | Electric Utility | 1 |  | N | N | [17 empty] | N
16572 | Salt River Project | 8068 | Santan | AZ | Maricopa | ST5B | CT | OP | 153.8 | 151 | 170 |  | 4 | 2005 | NG BLQ BLQ: NG; N Y Y: N; Y Y Y: Y |  | S |  | N | Electric Utility | 1 |  | N | N | [17 empty] | N
16572 | Salt River Project | 8068 | Santan | AZ | Maricopa | ST5S | CA | OP | 314.5 | 280 | 286 |  | 4 | 2005 | NG BLQ BLQ: NG; N Y Y: N; Y Y Y: Y |  | S |  | N | Electric Utility | 1 |  | Y | N | [17 empty] | N
16572 | Salt River Project | 8068 | Santan | AZ | Maricopa | ST6A | CT | OP | 153.8 | 151 | 166 |  | 3 | 2006 | NG BLQ BLQ: NG; N Y Y: N; Y Y Y: Y |  | S |  | N | Electric Utility | 1 |  | N | N | [17 empty] | N
16572 | Salt River Project | 8068 | Santan | AZ | Maricopa | ST6S | CA | OP | 136.1 | 126 | 135 |  | 3 | 2006 | NG BLQ BLQ: NG; N Y Y: N; Y Y Y: Y |  | S |  | N | Electric Utility | 1 |  | Y | N | [17 empty] | N
16572 | Salt River Project | 55129 | Desert Basin | AZ | Pinal | CTG1 | CT | OP | 187 | 162 | 178 |  | 10 | 2001 | NG BLQ BLQ: NG; N Y Y: N; Y Y Y: Y |  | S |  | N | Electric Utility | 1 |  | N | N | [17 empty] | N
16572 | Salt River Project | 55129 | Desert Basin | AZ | Pinal | CTG2 | CT | OP | 187 | 162 | 178 |  | 10 | 2001 | NG BLQ BLQ: NG; N Y Y: N; Y Y Y: Y |  | S |  | N | Electric Utility | 1 |  | N | N | [17 empty] | N
16572 | Salt River Project | 55129 | Desert Basin | AZ | Pinal | STG | CA | OP | 272.1 | 253 | 269 |  | 10 | 2001 | NG BLQ BLQ: NG; N Y Y: N; Y Y Y: Y |  | S |  | N | Electric Utility | 1 |  | Y | N | [17 empty] | N
16578 | Saint Agnes Medical Center | 54800 | Saint Agnes Medical Center | CA | Fresno | 9911 | GT | OP | 3.5 | 2.7 | 2.2 |  | 5 | 2001 | NG BLQ BLQ: NG; N Y Y: N; Y Y Y: Y |  | S |  | Y | Commercial CHP | 5 | T | N | N | [17 empty] | N
16578 | Saint Agnes Medical Center | 54800 | Saint Agnes Medical Center | CA | Fresno | 9929 | GT | OP | 3.5 | 2.7 | 2.2 |  | 12 | 2001 | NG BLQ BLQ: NG; N Y Y: N; Y Y Y: Y |  | S |  | Y | Commercial CHP | 5 | T | N | N | [17 empty] | N
16583 | San Antonio Community Hospital | 50234 | San Antonio Community Hospital | CA | San Bernardino | 2074 | IC | OP | 0.9 | 0.1 | 0.3 |  | 1 | 1985 | NG BLQ BLQ: NG; N Y Y: N; Y Y Y: Y |  | S |  | Y | Commercial CHP | 5 | T |  | N | [17 empty] | N
16583 | San Antonio Community Hospital | 50234 | San Antonio Community Hospital | CA | San Bernardino | 2075 | IC | OP | 0.9 | 0.1 | 0.3 |  | 1 | 1985 | NG BLQ BLQ: NG; N Y Y: N; Y Y Y: Y |  | S |  | Y | Commercial CHP | 5 | T |  | N | [17 empty] | N
16583 | San Antonio Community Hospital | 50234 | San Antonio Community Hospital | CA | San Bernardino | 2076 | IC | OP | 0.9 | 0.1 | 0.3 |  | 3 | 2001 | NG BLQ BLQ: NG; N Y Y: N; Y Y Y: Y |  | S |  | Y | Commercial CHP | 5 | T |  | N | [17 empty] | N
16604 | City of San Antonio - (TX) | 3609 | Leon Creek | TX | Bexar | 3 | ST | OS | 75 | 60 | 61 |  | 5 | 1953 | NG BLQ BLQ: NG; N Y Y: N; Y Y Y: Y |  | S |  | N | Electric Utility | 1 |  |  | N | [17 empty] | N
16604 | City of San Antonio - (TX) | 3609 | Leon Creek | TX | Bexar | 4 | ST | OS | 113.7 | 95 | 97 |  | 5 | 1959 | NG BLQ BLQ: NG; N Y Y: N; Y Y Y: Y |  | S |  | N | Electric Utility | 1 |  |  | N | [17 empty] | N
16604 | City of San Antonio - (TX) | 3609 | Leon Creek | TX | Bexar | CGT1 | GT | OP | 57.4 | 46 | 46 |  | 6 | 2004 | NG BLQ BLQ: NG; N Y Y: N; Y Y Y: Y |  | S |  | N | Electric Utility | 1 |  |  | N | [17 empty] | N
16604 | City of San Antonio - (TX) | 3609 | Leon Creek | TX | Bexar | CGT2 | GT | OP | 57.4 | 46 | 46 |  | 6 | 2004 | NG BLQ BLQ: NG; N Y Y: N; Y Y Y: Y |  | S |  | N | Electric Utility | 1 |  | N | N | [17 empty] | N
16604 | City of San Antonio - (TX) | 3609 | Leon Creek | TX | Bexar | CGT3 | GT | OP | 57.4 | 46 | 46 |  | 6 | 2004 | NG BLQ BLQ: NG; N Y Y: N; Y Y Y: Y |  | S |  | N | Electric Utility | 1 |  | N | N | [17 empty] | N
16604 | City of San Antonio - (TX) | 3609 | Leon Creek | TX | Bexar | CGT4 | GT | OP | 57.4 | 46 | 46 |  | 6 | 2004 | NG BLQ BLQ: NG; N Y Y: N; Y Y Y: Y |  | S |  | N | Electric Utility | 1 |  | N | N | [17 empty] | N
16604 | City of San Antonio - (TX) | 3611 | O W Sommers | TX | Bexar | 1 | ST | OP | 446 | 420 | 420 |  | 4 | 1972 | NG BLQ BLQ: NG; NG WDS WDS: DFO; N Y Y: Y; Y Y Y: Y |  | S |  | N | Electric Utility | 1 |  |  | N | [17 empty] | N
16604 | City of San Antonio - (TX) | 3611 | O W Sommers | TX | Bexar | 2 | ST | OP | 446 | 410 | 410 |  | 1 | 1974 | NG BLQ BLQ: NG; NG WDS WDS: DFO; N Y Y: Y; Y Y Y: Y |  | S |  | N | Electric Utility | 1 |  |  | N | [17 empty] | N
16604 | City of San Antonio - (TX) | 3612 | V H Braunig | TX | Bexar | 1 | ST | OP | 225 | 220 | 220 |  | 3 | 1966 | NG BLQ BLQ: NG; NG WDS WDS: DFO; N Y Y: Y; Y Y Y: Y |  | S |  | N | Electric Utility | 1 |  |  | N | [17 empty] | N
16604 | City of San Antonio - (TX) | 3612 | V H Braunig | TX | Bexar | 2 | ST | OP | 252 | 235 | 235 |  | 4 | 1968 | NG BLQ BLQ: NG; NG WDS WDS: DFO; N Y Y: Y; Y Y Y: Y |  | S |  | N | Electric Utility | 1 |  |  | N | [17 empty] | N
16604 | City of San Antonio - (TX) | 3612 | V H Braunig | TX | Bexar | 3 | ST | OP | 417 | 412 | 412 |  | 5 | 1970 | NG BLQ BLQ: NG; NG WDS WDS: DFO; N Y Y: Y; Y Y Y: Y |  | S |  | N | Electric Utility | 1 |  |  | N | [17 empty] | N
16604 | City of San Antonio - (TX) | 3612 | V H Braunig | TX | Bexar | 5 | GT | OP | 61 | 47 | 47 |  | 12 | 2010 | NG BLQ BLQ: NG; NG WDS WDS: DFO; N Y Y: Y; Y Y Y: Y |  | S |  | N | Electric Utility | 1 |  |  | N | [17 empty] | N
16604 | City of San Antonio - (TX) | 3612 | V H Braunig | TX | Bexar | 6 | GT | OP | 61 | 47 | 47 |  | 12 | 2010 | NG BLQ BLQ: NG; NG WDS WDS: DFO; N Y Y: Y; Y Y Y: Y |  | S |  | N | Electric Utility | 1 |  |  | N | [17 empty] | N
16604 | City of San Antonio - (TX) | 3612 | V H Braunig | TX | Bexar | 7 | GT | OP | 61 | 47 | 47 |  | 12 | 2010 | NG BLQ BLQ: NG; NG WDS WDS: DFO; N Y Y: Y; Y Y Y: Y |  | S |  | N | Electric Utility | 1 |  |  | N | [17 empty] | N
16604 | City of San Antonio - (TX) | 3612 | V H Braunig | TX | Bexar | 8 | GT | OP | 61 | 47 | 47 |  | 12 | 2010 | NG BLQ BLQ: NG; NG WDS WDS: DFO; N Y Y: Y; Y Y Y: Y |  | S |  | N | Electric Utility | 1 |  |  | N | [17 empty] | N
16604 | City of San Antonio - (TX) | 6181 | J T Deely | TX | Bexar | 1 | ST | OP | 486 | 420 | 420 |  | 8 | 1977 | NG BLQ BLQ: SUB; NG WDS WDS: NG; N Y Y: Y; Y Y Y: Y |  | S |  | N | Electric Utility | 1 |  |  | N | [17 empty] | N | Y |  | Y |  |  |  | NG
16604 | City of San Antonio - (TX) | 6181 | J T Deely | TX | Bexar | 2 | ST | OP | 446 | 420 | 420 |  | 8 | 1978 | NG BLQ BLQ: SUB; NG WDS WDS: NG; N Y Y: Y; Y Y Y: Y |  | S |  | N | Electric Utility | 1 |  |  | N | [17 empty] | N | Y |  | Y |  |  |  | NG
16604 | City of San Antonio - (TX) | 7097 | J K Spruce | TX | Bexar | 1 | ST | OP | 566 | 555 | 555 |  | 12 | 1992 | NG BLQ BLQ: SUB; NG WDS WDS: NG; N Y Y: Y; Y Y Y: Y |  | S |  | N | Electric Utility | 1 |  |  | N | [17 empty] | N | Y |  | Y |  |  |  | NG
16604 | City of San Antonio - (TX) | 7097 | J K Spruce | TX | Bexar | 2 | ST | OP | 878 | 785 | 785 |  | 5 | 2010 | NG BLQ BLQ: SUB; NG WDS WDS: NG; N Y Y: Y; Y Y Y: Y |  | S |  | N | Electric Utility | 1 |  |  | N | [17 empty] | N | Y |  | Y |  |  |  | NG
16604 | City of San Antonio - (TX) | 7512 | Arthur Von Rosenberg | TX | Bexar | 1 | CT | OP | 175 | 170 | 173 |  | 6 | 2000 | NG BLQ BLQ: NG; N Y Y: N; Y Y Y: Y |  | S |  | N | Electric Utility | 1 | [15 empty] | N |  |  |  |  | N
16604 | City of San Antonio - (TX) | 7512 | Arthur Von Rosenberg | TX | Bexar | 2 | CT | OP | 175 | 170 | 173 |  | 6 | 2000 | NG BLQ BLQ: NG; N Y Y: N; Y Y Y: Y |  | S |  | N | Electric Utility | 1 | [15 empty] | N |  |  |  |  | N
16604 | City of San Antonio - (TX) | 7512 | Arthur Von Rosenberg | TX | Bexar | 3 | CA | OP | 200 | 190 | 190 |  | 6 | 2000 | NG BLQ BLQ: NG; N Y Y: N; Y Y Y: Y |  | S |  | N | Electric Utility | 1 |  | Y | [13 empty] | N |  |  |  |  | N
16604 | City of San Antonio - (TX) | 55137 | Rio Nogales Power Project | TX | Guadalupe | CTG1 | CT | OP | 175 | 149 | 171 |  | 5 | 2002 | NG BLQ BLQ: NG; N Y Y: N; Y Y Y: Y |  | S |  | N | Electric Utility | 1 |  | N | N | [17 empty] | N
16604 | City of San Antonio - (TX) | 55137 | Rio Nogales Power Project | TX | Guadalupe | CTG2 | CT | OP | 175 | 148 | 173 |  | 5 | 2002 | NG BLQ BLQ: NG; N Y Y: N; Y Y Y: Y |  | S |  | N | Electric Utility | 1 |  | N | N | [17 empty] | N
16604 | City of San Antonio - (TX) | 55137 | Rio Nogales Power Project | TX | Guadalupe | CTG3 | CT | OP | 175 | 159 | 178 |  | 5 | 2002 | NG BLQ BLQ: NG; N Y Y: N; Y Y Y: Y |  | S |  | N | Electric Utility | 1 |  | N | N | [17 empty] | N
16604 | City of San Antonio - (TX) | 55137 | Rio Nogales Power Project | TX | Guadalupe | STG1 | CA | OP | 373.2 | 300 | 309 |  | 5 | 2002 | NG BLQ BLQ: NG; N Y Y: N; Y Y Y: Y |  | S |  | N | Electric Utility | 1 |  | Y | N | [17 empty] | N
16609 | San Diego Gas & Electric Co | 55512 | Cuyamaca Peak Energy Plant | CA | San Diego | CPP6 | GT | OP | 48.7 | 48.7 | 48.7 |  | 5 | 2002 | NG BLQ BLQ: NG; N Y Y: N; Y Y Y: Y | Y | S |  | N | Electric Utility | 1 |  | N | N
16609 | San Diego Gas & Electric Co | 55985 | Palomar Energy | CA | San Diego | CTG1 | CT | OP | 165 | 170 | 170.5 |  | 10 | 2005 | NG BLQ BLQ: NG; N Y Y: N; Y Y Y: Y |  | S |  | N | Electric Utility | 1 |  | N | N | [12 empty] | N |  |  |  |  | N
16609 | San Diego Gas & Electric Co | 55985 | Palomar Energy | CA | San Diego | CTG2 | CT | OP | 165 | 170 | 170.5 |  | 11 | 2005 | NG BLQ BLQ: NG; N Y Y: N; Y Y Y: Y |  | S |  | N | Electric Utility | 1 |  | N | N | [12 empty] | N |  |  |  |  | N
16609 | San Diego Gas & Electric Co | 55985 | Palomar Energy | CA | San Diego | STG | CA | OP | 229 | 222 | 229 |  | 1 | 2006 | NG BLQ BLQ: NG; N Y Y: N; Y Y Y: Y |  | S |  | N | Electric Utility | 1 |  | Y | N | [12 empty] | N |  |  |  |  | N
16609 | San Diego Gas & Electric Co | 56232 | Miramar Energy Facility | CA | San Diego | 1 | GT | OP | 53 | 47 | 47 |  | 6 | 2005 | NG BLQ BLQ: NG; N Y Y: N; Y Y Y: Y |  | S |  | N | Electric Utility | 1 |  | N | N | [17 empty] | N
16609 | San Diego Gas & Electric Co | 56232 | Miramar Energy Facility | CA | San Diego | 2 | GT | OP | 53 | 47 | 47 |  | 8 | 2009 | NG BLQ BLQ: NG; N Y Y: N; Y Y Y: Y |  | S |  | N | Electric Utility | 1 |  | N | N | [17 empty] | N
16612 | City & County of San Francisco | 380 | Dion R Holm | CA | Tuolumne | 1 | HY | OP | 78.4 | 78.4 | 78.4 |  | 8 | 1960 | NG BLQ BLQ: WAT; N Y Y: N; Y Y Y: Y |  | S |  | N | Electric Utility | 1 |  | N | N
16612 | City & County of San Francisco | 380 | Dion R Holm | CA | Tuolumne | 2 | HY | OP | 78.4 | 78.4 | 78.4 |  | 8 | 1960 | NG BLQ BLQ: WAT; N Y Y: N; Y Y Y: Y |  | S |  | N | Electric Utility | 1 |  | N | N
16612 | City & County of San Francisco | 381 | Moccasin | CA | Tuolumne | 1 | HY | OP | 50 | 50 | 50 |  | 8 | 1969 | NG BLQ BLQ: WAT; N Y Y: N; Y Y Y: Y |  | S |  | N | Electric Utility | 1 |  | N | N
16612 | City & County of San Francisco | 381 | Moccasin | CA | Tuolumne | 2 | HY | OP | 50 | 50 | 50 |  | 9 | 1969 | NG BLQ BLQ: WAT; N Y Y: N; Y Y Y: Y |  | S |  | N | Electric Utility | 1 |  | N | N
16612 | City & County of San Francisco | 382 | R C Kirkwood | CA | Tuolumne | 1 | HY | OP | 39.5 | 39.5 | 39.5 |  | 2 | 1967 | NG BLQ BLQ: WAT; N Y Y: N; Y Y Y: Y |  | S |  | N | Electric Utility | 1 |  | N | N
16612 | City & County of San Francisco | 382 | R C Kirkwood | CA | Tuolumne | 2 | HY | OP | 39.5 | 39.5 | 39.5 |  | 2 | 1967 | NG BLQ BLQ: WAT; N Y Y: N; Y Y Y: Y |  | S |  | N | Electric Utility | 1 |  | N | N
16612 | City & County of San Francisco | 382 | R C Kirkwood | CA | Tuolumne | 3 | HY | OP | 36.5 | 36.5 | 36.5 |  | 9 | 1987 | NG BLQ BLQ: WAT; N Y Y: N; Y Y Y: Y |  | S |  | N | Electric Utility | 1 |  | N | N
16612 | City & County of San Francisco | 751 | Moccasin Low Head Hydro Project | CA | Tuolumne | 1 | HY | OP | 2.9 | 2.9 | 2.9 |  | 7 | 1987 | NG BLQ BLQ: WAT; N Y Y: N; Y Y Y: Y |  | S |  | N | Electric Utility | 1 |  | N | N
16612 | City & County of San Francisco | 57971 | SF Southeast Cogen Plant | CA | San Francisco | COGEN | IC | OP | 2.1 | 1.9 | 1.9 |  | 6 | 2002 | NG BLQ BLQ: OBG; N Y Y: N; Y Y Y: N |  | S | 1 | N | Commercial Non-CHP | 4 |  |  | N | [17 empty] | N
16624 | San Miguel Electric Coop, Inc | 6183 | San Miguel | TX | Atascosa | 1 | ST | OP | 410 | 391 | 391 |  | 1 | 1982 | NG BLQ BLQ: LIG; N Y Y: N; Y Y Y: Y |  | S |  | N | Electric Utility | 1 |  |  | N | [17 empty] | N | Y |  | Y |  |  |  | DFO
16625 | San Diego State University | 50061 | San Diego State University | CA | San Diego | GEN2 | CT | OP | 5.1 | 4.6 | 4.8 |  | 9 | 2002 | NG BLQ BLQ: NG; N Y Y: N; Y Y Y: Y |  | S |  | Y | Commercial CHP | 5 | B | N | N | [17 empty] | N
16625 | San Diego State University | 50061 | San Diego State University | CA | San Diego | GEN3 | CT | OP | 5.1 | 4.6 | 4.8 |  | 9 | 2002 | NG BLQ BLQ: NG; N Y Y: N; Y Y Y: Y |  | S |  | Y | Commercial CHP | 5 | B | N | N | [17 empty] | N
16625 | San Diego State University | 50061 | San Diego State University | CA | San Diego | GEN4 | CA | OP | 4.1 | 4.1 | 4.1 |  | 12 | 2002 | NG BLQ BLQ: NG; N Y Y: N; Y Y Y: Y |  | S |  | Y | Commercial CHP | 5 | B | Y | N | [17 empty] | N
16630 | San Gorgonio Farms Inc | 10718 | Karen Avenue Windfarm | CA | RIVERSIDE | WND | WT | OP | 11.7 | 11.7 | 11.7 |  | 1 | 1994 | NG BLQ BLQ: WND; N Y Y: N; Y Y Y: Y |  | S | 12 | N | IPP Non-CHP | 2 |  | N | N | [17 empty] | N
16630 | San Gorgonio Farms Inc | 50281 | San Gorgonio Farms Wind Farm | CA | Riverside | WGEN | WT | OP | 31 | 31 | 31 |  | 3 | 1983 | NG BLQ BLQ: WND; N Y Y: N; Y Y Y: Y |  | S | 147 | N | IPP Non-CHP | 2 |  | N | N | [17 empty] | N
16636 | Sargent Canyon Cogeneration Co | 50864 | Sargent Canyon Cogeneration | CA | San Ardo | K100 | GT | OP | 38.2 | 30 | 34 |  | 11 | 1991 | [8 empty] | N | S |  | Y | IPP CHP | 3 | T |  | N | [17 empty] | N | bar: NG BLQ BLQ; N Y Y to Y Y Y
16653 | Sappi Cloquet LLC | 50639 | Sappi Cloquet Mill | MN | Carlton | GEN3 | ST | OP | 19.2 | 14.8 | 17.5 |  | 1 | 1976 | WDS | DFO | NG | SLW | BLQ |  | Y | Y |  | S |  | Y | Industrial CHP | 7 | T | N | N | [17 empty] | N
16653 | Sappi Cloquet LLC | 50639 | Sappi Cloquet Mill | MN | Carlton | GEN4 | ST | OP | 41.5 | 20.5 | 22.5 |  | 12 | 1997 | WDS | DFO | NG | SLW | BLQ |  | Y | Y |  | S |  | Y | Industrial CHP | 7 | T | N | N | [17 empty] | N
16653 | Sappi Cloquet LLC | 50639 | Sappi Cloquet Mill | MN | Carlton | GEN5 | ST | OP | 27.6 | 14 | 15 |  | 5 | 2001 | NG BLQ BLQ: BLQ; NG WDS WDS: NG; N Y Y: Y; Y Y Y: Y |  | W |  | Y | Industrial CHP | 7 | T | N | N | [17 empty] | N
16653 | Sappi Cloquet LLC | 50639 | Sappi Cloquet Mill | MN | Carlton | HGN1 | HY | OP | 1.8 | 1.6 | 1.6 |  | 1 | 1950 | NG BLQ BLQ: WAT; N Y Y: N; Y Y Y: Y |  | S | 0 | N | Industrial CHP | 7 |  | N | N | [17 empty] | N
16653 | Sappi Cloquet LLC | 50639 | Sappi Cloquet Mill | MN | Carlton | HGN5 | HY | OP | 0.8 | 0.5 | 0.5 |  | 1 | 1929 | NG BLQ BLQ: WAT; N Y Y: N; Y Y Y: Y |  | S | 0 | N | Industrial CHP | 7 |  | N | N | [17 empty] | N
16653 | Sappi Cloquet LLC | 50639 | Sappi Cloquet Mill | MN | Carlton | HGN6 | HY | OP | 0.8 | 0.5 | 0.5 |  | 1 | 1929 | NG BLQ BLQ: WAT; N Y Y: N; Y Y Y: Y |  | S | 0 | N | Industrial CHP | 7 |  | N | N | [17 empty] | N
16653 | Sappi Cloquet LLC | 50639 | Sappi Cloquet Mill | MN | Carlton | HGN7 | HY | OP | 2.8 | 1 | 1.4 |  | 1 | 1980 | NG BLQ BLQ: WAT; N Y Y: N; Y Y Y: Y |  | S | 0 | N | Industrial CHP | 7 |  | N | N | [17 empty] | N
16655 | City of Santa Clara - (CA) | 7151 | Stony Gorge | CA | Glenn | 1 | HY | OP | 2.5 | 2.5 | 2.5 |  | 4 | 1986 | NG BLQ BLQ: WAT; N Y Y: N; Y Y Y: Y |  | S |  | N | Electric Utility | 1 |  | N | N
16655 | City of Santa Clara - (CA) | 7151 | Stony Gorge | CA | Glenn | 2 | HY | OP | 2.5 | 2.5 | 2.5 |  | 4 | 1986 | NG BLQ BLQ: WAT; N Y Y: N; Y Y Y: Y |  | S |  | N | Electric Utility | 1 |  | N | N
16655 | City of Santa Clara - (CA) | 7229 | Black Butte | CA | Tehama | 1 | HY | OP | 6.1 | 6.1 | 6.1 |  | 9 | 1988 | NG BLQ BLQ: WAT; N Y Y: N; Y Y Y: Y |  | S |  | N | Electric Utility | 1 |  | N | N
16655 | City of Santa Clara - (CA) | 7231 | Gianera | CA | Santa Clara | 1 | GT | OP | 32.3 | 26 | 32 |  | 6 | 1987 | NG BLQ BLQ: NG; NG WDS WDS: DFO; N Y Y: Y; Y Y Y: Y |  | S |  | N | Electric Utility | 1 |  | N | N | [12 empty] | N |  |  |  |  | N
16655 | City of Santa Clara - (CA) | 7231 | Gianera | CA | Santa Clara | 2 | GT | OP | 32.3 | 26 | 32 |  | 6 | 1986 | NG BLQ BLQ: NG; NG WDS WDS: DFO; N Y Y: Y; Y Y Y: Y |  | S |  | N | Electric Utility | 1 |  | N | N | [12 empty] | N |  |  |  |  | N
16655 | City of Santa Clara - (CA) | 7232 | Santa Clara Cogen | CA | Santa Clara | 1 | GT | OP | 3.9 | 3.9 | 3.9 |  | 6 | 1982 | NG BLQ BLQ: NG; N Y Y: N; Y Y Y: Y |  | S |  | N | Electric Utility | 1 |  | N | N
16655 | City of Santa Clara - (CA) | 7232 | Santa Clara Cogen | CA | Santa Clara | 2 | GT | OP | 3.9 | 3.9 | 3.9 |  | 6 | 1982 | NG BLQ BLQ: NG; N Y Y: N; Y Y Y: Y |  | S |  | N | Electric Utility | 1 |  | N | N
16655 | City of Santa Clara - (CA) | 7338 | Grizzly | CA | Plumas | NA1 | HY | OP | 22 | 23.4 | 22.4 |  | 11 | 1993 | NG BLQ BLQ: WAT; N Y Y: N; Y Y Y: Y |  | S |  | N | Electric Utility | 1 |  | N | N
16655 | City of Santa Clara - (CA) | 56026 | Donald Von Raesfeld Power Plant | CA | Santa Clara | CTG1 | CT | OP | 50 | 50 | 50 |  | 3 | 2005 | NG BLQ BLQ: NG; N Y Y: N; Y Y Y: Y |  | S |  | N | Electric Utility | 1 |  | N | N | [17 empty] | N
16655 | City of Santa Clara - (CA) | 56026 | Donald Von Raesfeld Power Plant | CA | Santa Clara | CTG2 | CT | OP | 50 | 50 | 50 |  | 3 | 2005 | NG BLQ BLQ: NG; N Y Y: N; Y Y Y: Y |  | S |  | N | Electric Utility | 1 |  | N | N | [17 empty] | N
16655 | City of Santa Clara - (CA) | 56026 | Donald Von Raesfeld Power Plant | CA | Santa Clara | STG | CA | OP | 54 | 54 | 53 |  | 3 | 2005 | NG BLQ BLQ: NG; N Y Y: N; Y Y Y: Y |  | S |  | N | Electric Utility | 1 |  | Y | N | [17 empty] | N
16657 | San Jose/Santa Clara Water P C | 56080 | SJ/SC WPCP | CA | Santa Clara | E2 | IC | OP | 0.8 | 0.8 | 0.8 |  | 2 | 1953 | OBG | LFG | NG | DFO |  |  | Y | Y |  | S |  | Y | Commercial CHP | 5 | T |  | N | [17 empty] | N
16657 | San Jose/Santa Clara Water P C | 56080 | SJ/SC WPCP | CA | Santa Clara | E3 | IC | OP | 0.8 | 0.8 | 0.8 |  | 2 | 1953 | OBG | LFG | NG | DFO |  |  | Y | Y |  | S |  | Y | Commercial CHP | 5 | T |  | N | [17 empty] | N
16657 | San Jose/Santa Clara Water P C | 56080 | SJ/SC WPCP | CA | Santa Clara | E5 | IC | OP | 1.8 | 1.8 | 1.8 |  | 3 | 1963 | OBG | LFG | NG | DFO |  |  | Y | Y |  | S |  | Y | Commercial CHP | 5 | T |  | N | [17 empty] | N
16657 | San Jose/Santa Clara Water P C | 56080 | SJ/SC WPCP | CA | Santa Clara | EG1 | IC | OP | 2.8 | 2.8 | 2.8 |  | 11 | 1995 | NG | OBG | LFG | DFO |  |  | Y | Y | Y | S |  | Y | Commercial CHP | 5 | T |  | N | [17 empty] | N
16657 | San Jose/Santa Clara Water P C | 56080 | SJ/SC WPCP | CA | Santa Clara | EG2 | IC | OP | 2.8 | 2.8 | 2.8 |  | 7 | 1985 | NG | OBG | LFG |  |  |  | N | Y | Y | S |  | Y | Commercial CHP | 5 | T |  | N | [17 empty] | N
16657 | San Jose/Santa Clara Water P C | 56080 | SJ/SC WPCP | CA | Santa Clara | EG3 | IC | OP | 2.8 | 2.8 | 2.8 |  | 7 | 1985 | NG | OBG | LFG |  |  |  | N | Y | Y | S |  | Y | Commercial CHP | 5 | T |  | N | [17 empty] | N |  |  | N
16667 | City of Sargent - (NE) | 2300 | Sargent | NE | Custer | 1 | IC | OP | 1.1 | 1.1 | 1.1 |  | 3 | 1968 | NG BLQ BLQ: DFO; NG WDS WDS: NG; N Y Y: N; Y Y Y: Y |  | S |  | N | Electric Utility | 1 |  |  | N
16667 | City of Sargent - (NE) | 2300 | Sargent | NE | Custer | 3 | IC | OP | 0.9 | 0.9 | 0.9 |  | 2 | 1964 | NG BLQ BLQ: DFO; NG WDS WDS: NG; N Y Y: N; Y Y Y: Y |  | S |  | N | Electric Utility | 1 |  |  | N
16667 | City of Sargent - (NE) | 2300 | Sargent | NE | Custer | 4 | IC | OP | 0.4 | 0.4 | 0.4 |  | 1 | 1954 | NG BLQ BLQ: DFO; NG WDS WDS: NG; N Y Y: N; Y Y Y: Y |  | S |  | N | Electric Utility | 1 |  |  | N
16668 | Sabine Cogen LP | 55104 | Sabine Cogen | TX | Orange | CTG1 | CT | OP | 37.4 | 32.1 | 38.5 |  | 1 | 2000 | NG BLQ BLQ: NG; N Y Y: N; Y Y Y: Y |  | J |  | Y | IPP CHP | 3 | T |  | N | [17 empty] | N
16668 | Sabine Cogen LP | 55104 | Sabine Cogen | TX | Orange | CTG2 | CT | OP | 37.4 | 32.6 | 37.5 |  | 1 | 2000 | NG BLQ BLQ: NG; N Y Y: N; Y Y Y: Y |  | J |  | Y | IPP CHP | 3 | T |  | N | [17 empty] | N
16668 | Sabine Cogen LP | 55104 | Sabine Cogen | TX | Orange | STG | CA | OP | 31.7 | 22.5 | 22.9 |  | 1 | 2000 | NG BLQ BLQ: NG; N Y Y: N; Y Y Y: Y |  | J |  | Y | IPP CHP | 3 | T | Y | N | [17 empty] | N
16694 | Sauder Woodworking Co | 54974 | Sauder Power Plant | OH | Fulton | UNT1 | ST | OP | 3.6 | 3.6 | 3.6 |  | 10 | 1993 | NG BLQ BLQ: WDS; N Y Y: N; Y Y Y: Y |  | S |  | Y | IPP CHP | 3 | T |  | N | [17 empty] | N | [6 empty] | NG
16694 | Sauder Woodworking Co | 54974 | Sauder Power Plant | OH | Fulton | UNT2 | ST | OP | 3.6 | 3.6 | 3.6 |  | 10 | 1993 | NG BLQ BLQ: WDS; N Y Y: N; Y Y Y: Y |  | S |  | Y | IPP CHP | 3 | T |  | N | [17 empty] | N | [6 empty] | NG
16713 | Santa Fe Irrigation District | 50147 | R E Badger Filtration Plant | CA | San Diego | 1 | HY | OP | 1.4 | 1 | 0.5 |  | 7 | 1987 | NG BLQ BLQ: WAT; N Y Y: N; Y Y Y: Y |  | S | 0 | N | IPP Non-CHP | 2 |  | N | N | [17 empty] | N
16721 | S D Warren Co.- Westbrook | 50447 | S D Warren Westbrook | ME | Cumberland | GEN1 | HY | OP | 0.6 | 0.6 | 0.6 |  | 1 | 1903 | NG BLQ BLQ: WAT; N Y Y: N; Y Y Y: Y |  | S |  | N | Industrial CHP | 7 |  | N | N | [17 empty] | N
16721 | S D Warren Co.- Westbrook | 50447 | S D Warren Westbrook | ME | Cumberland | GEN2 | HY | OP | 0.6 | 0.6 | 0.6 |  | 1 | 1903 | NG BLQ BLQ: WAT; N Y Y: N; Y Y Y: Y |  | S | 0 | N | Industrial CHP | 7 |  | N | N | [17 empty] | N
16721 | S D Warren Co.- Westbrook | 50447 | S D Warren Westbrook | ME | Cumberland | GEN3 | HY | OP | 0.6 | 0.6 | 0.6 |  | 1 | 1903 | NG BLQ BLQ: WAT; N Y Y: N; Y Y Y: Y |  | S | 0 | N | Industrial CHP | 7 |  | N | N | [17 empty] | N
16721 | S D Warren Co.- Westbrook | 50447 | S D Warren Westbrook | ME | Cumberland | GEN4 | HY | OP | 0.8 | 0.8 | 0.8 |  | 1 | 1913 | NG BLQ BLQ: WAT; N Y Y: N; Y Y Y: Y |  | S |  | N | Industrial CHP | 7 |  | N | N | [17 empty] | N
16721 | S D Warren Co.- Westbrook | 50447 | S D Warren Westbrook | ME | Cumberland | GEN5 | HY | OP | 0.8 | 0.8 | 0.8 |  | 1 | 1913 | NG BLQ BLQ: WAT; N Y Y: N; Y Y Y: Y |  | S |  | N | Industrial CHP | 7 |  | N | N | [17 empty] | N
16721 | S D Warren Co.- Westbrook | 50447 | S D Warren Westbrook | ME | Cumberland | GEN6 | HY | OP | 0.8 | 0.8 | 0.8 |  | 1 | 1913 | NG BLQ BLQ: WAT; N Y Y: N; Y Y Y: Y |  | S |  | N | Industrial CHP | 7 |  | N | N | [17 empty] | N
16721 | S D Warren Co.- Westbrook | 50447 | S D Warren Westbrook | ME | Cumberland | GEN7 | HY | OP | 0.6 | 0.6 | 0.6 |  | 1 | 1940 | NG BLQ BLQ: WAT; N Y Y: N; Y Y Y: Y |  | S | 0 | N | Industrial CHP | 7 |  | N | N | [17 empty] | N
16721 | S D Warren Co.- Westbrook | 50447 | S D Warren Westbrook | ME | Cumberland | GEN9 | ST | OP | 47.5 | 40.5 | 47.5 |  | 1 | 1982 | WDS | BIT | RFO | DFO |  |  | Y | Y |  | S |  | Y | Industrial CHP | 7 | B |  | N | [17 empty] | N | Y |  | Y |  |  |  | RFO | WDS
16721 | S D Warren Co.- Westbrook | 50447 | S D Warren Westbrook | ME | Cumberland | GN10 | ST | OP | 15 | 15.8 | 15.8 |  | 10 | 1985 | WDS | BIT | RFO | DFO |  |  | Y | Y |  | S |  | Y | Industrial CHP | 7 | B |  | N | [17 empty] | N | Y |  | Y | N |  |  | RFO | WDS
16721 | S D Warren Co.- Westbrook | 50447 | S D Warren Westbrook | ME | Cumberland | GN11 | HY | OP | 0.6 | 0.6 | 0.6 |  | 1 | 1940 | NG BLQ BLQ: WAT; N Y Y: N; Y Y Y: Y |  | S |  | N | Industrial CHP | 7 |  | N | N | [17 empty] | N
16721 | S D Warren Co.- Westbrook | 50447 | S D Warren Westbrook | ME | Cumberland | GN12 | HY | OP | 0.2 | 0.2 | 0.2 |  | 1 | 1940 | NG BLQ BLQ: WAT; N Y Y: N; Y Y Y: Y |  | S |  | N | Industrial CHP | 7 |  | N | N | [17 empty] | N
16721 | S D Warren Co.- Westbrook | 50447 | S D Warren Westbrook | ME | Cumberland | GN13 | HY | OP | 0.2 | 0.2 | 0.2 |  | 1 | 1940 | NG BLQ BLQ: WAT; N Y Y: N; Y Y Y: Y |  | S |  | N | Industrial CHP | 7 |  | N | N | [17 empty] | N
16721 | S D Warren Co.- Westbrook | 50447 | S D Warren Westbrook | ME | Cumberland | GN14 | HY | OP | 0.2 | 0.2 | 0.2 |  | 1 | 1940 | NG BLQ BLQ: WAT; N Y Y: N; Y Y Y: Y |  | S |  | N | Industrial CHP | 7 |  | N | N | [17 empty] | N
16721 | S D Warren Co.- Westbrook | 50447 | S D Warren Westbrook | ME | Cumberland | GN15 | HY | OP | 0.2 | 0.2 | 0.2 |  | 1 | 1940 | NG BLQ BLQ: WAT; N Y Y: N; Y Y Y: Y |  | S |  | N | Industrial CHP | 7 |  | N | N | [17 empty] | N
16721 | S D Warren Co.- Westbrook | 50447 | S D Warren Westbrook | ME | Cumberland | GN16 | HY | OP | 0.5 | 0.5 | 0.5 |  | 1 | 1940 | NG BLQ BLQ: WAT; N Y Y: N; Y Y Y: Y |  | S |  | N | Industrial CHP | 7 |  | N | N | [17 empty] | N
16721 | S D Warren Co.- Westbrook | 50447 | S D Warren Westbrook | ME | Cumberland | GN17 | HY | OP | 0.5 | 0.5 | 0.5 |  | 1 | 1940 | NG BLQ BLQ: WAT; N Y Y: N; Y Y Y: Y |  | S |  | N | Industrial CHP | 7 |  | N | N | [17 empty] | N
16721 | S D Warren Co.- Westbrook | 50447 | S D Warren Westbrook | ME | Cumberland | GN18 | HY | OP | 0.4 | 0.4 | 0.4 |  | 1 | 1987 | NG BLQ BLQ: WAT; N Y Y: N; Y Y Y: Y |  | S |  | N | Industrial CHP | 7 |  | N | N | [17 empty] | N
16721 | S D Warren Co.- Westbrook | 50447 | S D Warren Westbrook | ME | Cumberland | GN19 | HY | OP | 0.4 | 0.4 | 0.4 |  | 1 | 1987 | NG BLQ BLQ: WAT; N Y Y: N; Y Y Y: Y |  | S |  | N | Industrial CHP | 7 |  | N | N | [17 empty] | N
16721 | S D Warren Co.- Westbrook | 50447 | S D Warren Westbrook | ME | Cumberland | GN20 | HY | OP | 0.4 | 0.4 | 0.4 |  | 1 | 1987 | NG BLQ BLQ: WAT; N Y Y: N; Y Y Y: Y |  | S |  | N | Industrial CHP | 7 |  | N | N | [17 empty] | N
16723 | Merck Sharp & Dohme Corp | 54970 | Merck Sharp & Dohme Cogen Facility | NJ | Union | GEN1 | GT | OP | 3.7 | 3.4 | 4 |  | 2 | 1994 | NG BLQ BLQ: NG; NG WDS WDS: DFO; N Y Y: Y; Y Y Y: Y |  | S |  | Y | Commercial CHP | 5 | T | N | N | [17 empty] | N
16723 | Merck Sharp & Dohme Corp | 54970 | Merck Sharp & Dohme Cogen Facility | NJ | Union | GEN2 | GT | OP | 4.4 | 4.2 | 4.6 |  | 12 | 1999 | NG BLQ BLQ: NG; NG WDS WDS: DFO; N Y Y: Y; Y Y Y: Y |  | S |  | Y | Commercial CHP | 5 | T | N | N | [17 empty] | N
16729 | Saranac Power Partners LP | 54574 | Saranac Facility | NY | Clinton | GEN1 | CT | OP | 95.2 | 82.7 | 95.8 |  | 6 | 1994 | NG BLQ BLQ: NG; N Y Y: N; Y Y Y: Y |  | S |  | N | IPP Non-CHP | 2 |  | N | N | [17 empty] | N
16729 | Saranac Power Partners LP | 54574 | Saranac Facility | NY | Clinton | GEN2 | CT | OP | 95.2 | 82.6 | 95.8 |  | 6 | 1994 | NG BLQ BLQ: NG; N Y Y: N; Y Y Y: Y |  | S |  | N | IPP Non-CHP | 2 |  | N | N | [17 empty] | N
16729 | Saranac Power Partners LP | 54574 | Saranac Facility | NY | Clinton | GEN3 | CA | OP | 95.2 | 86.3 | 89 |  | 6 | 1994 | NG BLQ BLQ: NG; N Y Y: N; Y Y Y: Y |  | S |  | N | IPP Non-CHP | 2 |  | Y | N | [17 empty] | N
16732 | San Jose State University Fclts Dev &Ops | 10548 | San Jose Cogeneration | CA | Santa Clara | GEN1 | GT | OP | 6 | 5.6 | 5.6 |  | 12 | 1984 | NG BLQ BLQ: NG; NG WDS WDS: DFO; N Y Y: Y; Y Y Y: Y |  | S |  | Y | Commercial CHP | 5 | B | N | N | [17 empty] | N
16764 | San Diego City of | 50492 | Gas Utilization Facility | CA | San Diego | 1 | IC | OP | 2.3 | 2.3 | 2.3 |  | 6 | 1985 | NG BLQ BLQ: OBG; NG WDS WDS: NG; N Y Y: Y; Y Y Y: Y |  | S |  | Y | Commercial CHP | 5 | T | N | N | [17 empty] | N
16764 | San Diego City of | 50492 | Gas Utilization Facility | CA | San Diego | 2 | IC | OP | 2.3 | 2.3 | 2.3 |  | 6 | 1985 | NG BLQ BLQ: OBG; NG WDS WDS: NG; N Y Y: Y; Y Y Y: Y |  | S |  | Y | Commercial CHP | 5 | T | N | N | [17 empty] | N
16764 | San Diego City of | 50492 | Gas Utilization Facility | CA | San Diego | 3 | HY | OP | 1.5 | 1 | 1.5 |  | 5 | 2002 | NG BLQ BLQ: WAT; N Y Y: N; Y Y Y: Y |  | S |  | N | Commercial CHP | 5 |  | N | N | [17 empty] | N
16793 | Schuylkill Energy Resource Inc | 54634 | St Nicholas Cogen Project | PA | Schuylkill | SNCP | ST | OP | 99.2 | 86.5 | 86.5 |  | 9 | 1990 | NG BLQ BLQ: WC; NG WDS WDS: DFO; N Y Y: N; Y Y Y: Y |  | S | 0 | Y | IPP CHP | 3 | T |  | N | [17 empty] | N |  | Y | Y |  |  |  | DFO
16839 | Seneca Power Partners LP | 54593 | Batavia Power Plant | NY | Genesee | GEN1 | CT | OP | 47.7 | 38.2 | 46.6 |  | 9 | 1992 | NG BLQ BLQ: NG; N Y Y: N; Y Y Y: Y |  | S |  | Y | IPP CHP | 3 | B | N | N | [17 empty] | N
16839 | Seneca Power Partners LP | 54593 | Batavia Power Plant | NY | Genesee | GEN2 | CA | OP | 18.5 | 17.5 | 17.5 |  | 9 | 1992 | NG BLQ BLQ: NG; N Y Y: N; Y Y Y: Y |  | S |  | Y | IPP CHP | 3 | B | N | N | [17 empty] | N
16839 | Seneca Power Partners LP | 54593 | Batavia Power Plant | NY | Genesee | GEN3 | IC | SB | 1.1 | 1 | 1 |  | 9 | 1992 | NG BLQ BLQ: DFO; N Y Y: N; Y Y Y: Y | Y | S |  | N | IPP CHP | 3 |  | N | N | [17 empty] | N
16864 | Seaside Heights Municipal Utility | 58172 | Seaside Heights Power Plant | NJ | Ocean | UINT3 | IC | OP | 2 | 2 | 2 |  | 9 | 2012 | NG BLQ BLQ: DFO; N Y Y: N; Y Y Y: N |  | S |  | N | Electric Utility | 1 |  |  | N
16864 | Seaside Heights Municipal Utility | 58172 | Seaside Heights Power Plant | NJ | Ocean | UNIT1 | IC | OP | 2 | 2 | 2 |  | 9 | 2012 | NG BLQ BLQ: DFO; N Y Y: N; Y Y Y: N |  | S |  | N | Electric Utility | 1 |  |  | N
16864 | Seaside Heights Municipal Utility | 58172 | Seaside Heights Power Plant | NJ | Ocean | UNIT2 | IC | OP | 2 | 2 | 2 |  | 9 | 2012 | NG BLQ BLQ: DFO; N Y Y: N; Y Y Y: N |  | S |  | N | Electric Utility | 1 |  |  | N
16868 | City of Seattle - (WA) | 622 | South Fork Tolt | WA | King | 1 | HY | OP | 16.8 | 16.8 | 16.8 |  | 11 | 1995 | NG BLQ BLQ: WAT; N Y Y: N; Y Y Y: Y |  | S |  | N | Electric Utility | 1 |  | N | N | [17 empty] | N
16868 | City of Seattle - (WA) | 6202 | Ross | WA | Whatcom | 41 | HY | OP | 112.5 | 94.5 | 94.5 |  | 11 | 1956 | NG BLQ BLQ: WAT; N Y Y: N; Y Y Y: Y |  | S |  | N | Electric Utility | 1 |  | N | N | [17 empty] | N
16868 | City of Seattle - (WA) | 6202 | Ross | WA | Whatcom | 42 | HY | OP | 112.5 | 94.5 | 94.5 |  | 1 | 1954 | NG BLQ BLQ: WAT; N Y Y: N; Y Y Y: Y |  | S |  | N | Electric Utility | 1 |  | N | N | [17 empty] | N
16868 | City of Seattle - (WA) | 6202 | Ross | WA | Whatcom | 43 | HY | OP | 112.5 | 94.5 | 94.5 |  | 4 | 1953 | NG BLQ BLQ: WAT; N Y Y: N; Y Y Y: Y |  | S |  | N | Electric Utility | 1 |  | N | N | [17 empty] | N
16868 | City of Seattle - (WA) | 6202 | Ross | WA | Whatcom | 44 | HY | OP | 112.5 | 94.5 | 94.5 |  | 12 | 1952 | NG BLQ BLQ: WAT; N Y Y: N; Y Y Y: Y |  | S |  | N | Electric Utility | 1 |  | N | N | [17 empty] | N
16868 | City of Seattle - (WA) | 6430 | Cedar Falls | WA | King | 5 | HY | OP | 15 | 15 | 15 |  | 11 | 1921 | NG BLQ BLQ: WAT; N Y Y: N; Y Y Y: Y |  | S |  | N | Electric Utility | 1 |  | N | N | [17 empty] | N
16868 | City of Seattle - (WA) | 6430 | Cedar Falls | WA | King | 6 | HY | OP | 15 | 15 | 15 |  | 11 | 1929 | NG BLQ BLQ: WAT; N Y Y: N; Y Y Y: Y |  | S |  | N | Electric Utility | 1 |  | N | N | [17 empty] | N
16868 | City of Seattle - (WA) | 6431 | Gorge | WA | Whatcom | 21 | HY | OP | 36.8 | 32 | 32 |  | 9 | 1924 | NG BLQ BLQ: WAT; N Y Y: N; Y Y Y: Y |  | S |  | N | Electric Utility | 1 |  | N | N | [17 empty] | N
16868 | City of Seattle - (WA) | 6431 | Gorge | WA | Whatcom | 22 | HY | OP | 36.8 | 32 | 32 |  | 9 | 1924 | NG BLQ BLQ: WAT; N Y Y: N; Y Y Y: Y |  | S |  | N | Electric Utility | 1 |  | N | N | [17 empty] | N
16868 | City of Seattle - (WA) | 6431 | Gorge | WA | Whatcom | 23 | HY | OP | 36.8 | 32 | 32 |  | 5 | 1929 | NG BLQ BLQ: WAT; N Y Y: N; Y Y Y: Y |  | S |  | N | Electric Utility | 1 |  | N | N | [17 empty] | N
16868 | City of Seattle - (WA) | 6431 | Gorge | WA | Whatcom | 24 | HY | OP | 96.9 | 80 | 80 |  | 6 | 1951 | NG BLQ BLQ: WAT; N Y Y: N; Y Y Y: Y |  | S |  | N | Electric Utility | 1 |  | N | N | [17 empty] | N
16868 | City of Seattle - (WA) | 6432 | Diablo | WA | Whatcom | 31 | HY | OP | 90 | 83 | 83 |  | 4 | 1937 | NG BLQ BLQ: WAT; N Y Y: N; Y Y Y: Y |  | S |  | N | Electric Utility | 1 |  | N | Y | 34 | 34 | 12 | 2016 | [13 empty] | N
16868 | City of Seattle - (WA) | 6432 | Diablo | WA | Whatcom | 32 | HY | OP | 90 | 83 | 83 |  | 10 | 1936 | NG BLQ BLQ: WAT; N Y Y: N; Y Y Y: Y |  | S |  | N | Electric Utility | 1 |  | N | Y | 34 | 34 | 12 | 2015 | [13 empty] | N
16868 | City of Seattle - (WA) | 6432 | Diablo | WA | Whatcom | 35 | HY | OP | 1.2 | 1.2 | 1.2 |  | 10 | 1936 | NG BLQ BLQ: WAT; N Y Y: N; Y Y Y: Y |  | S |  | N | Electric Utility | 1 |  | N | Y | [12 empty] | Y | 12 | 2017 |  |  | N
16868 | City of Seattle - (WA) | 6432 | Diablo | WA | Whatcom | 36 | HY | OP | 1.2 | 1.2 | 1.2 |  | 10 | 1936 | NG BLQ BLQ: WAT; N Y Y: N; Y Y Y: Y |  | S |  | N | Electric Utility | 1 |  | N | N | [17 empty] | N
16868 | City of Seattle - (WA) | 6433 | Boundary | WA | Pend Oreille | 51 | HY | OP | 158.4 | 158.4 | 158.4 |  | 10 | 1967 | NG BLQ BLQ: WAT; N Y Y: N; Y Y Y: Y |  | S |  | N | Electric Utility | 1 |  | N | Y | 10 | 10 | 12 | 2019 | [13 empty] | N
16868 | City of Seattle - (WA) | 6433 | Boundary | WA | Pend Oreille | 52 | HY | OP | 161.5 | 161.5 | 161.5 |  | 8 | 1967 | NG BLQ BLQ: WAT; N Y Y: N; Y Y Y: Y |  | S |  | N | Electric Utility | 1 |  | N | Y | 10 | 10 | 12 | 2020 | [13 empty] | N
16868 | City of Seattle - (WA) | 6433 | Boundary | WA | Pend Oreille | 53 | HY | OP | 158.4 | 158.4 | 158.4 |  | 9 | 1967 | NG BLQ BLQ: WAT; N Y Y: N; Y Y Y: Y |  | S |  | N | Electric Utility | 1 |  | N | Y | 10 | 10 | 12 | 2017 | [13 empty] | N
16868 | City of Seattle - (WA) | 6433 | Boundary | WA | Pend Oreille | 54 | HY | OP | 161.5 | 161.5 | 161.5 |  | 8 | 1967 | NG BLQ BLQ: WAT; N Y Y: N; Y Y Y: Y |  | S |  | N | Electric Utility | 1 |  | N | Y | 10 | 10 | 12 | 2018 | [13 empty] | N
16868 | City of Seattle - (WA) | 6433 | Boundary | WA | Pend Oreille | 55 | HY | OP | 200 | 200 | 200 |  | 11 | 1985 | NG BLQ BLQ: WAT; N Y Y: N; Y Y Y: Y |  | S |  | N | Electric Utility | 1 |  | N | Y | 36.4 | 36.4 | 12 | 2013 | [13 empty] | N
16868 | City of Seattle - (WA) | 6433 | Boundary | WA | Pend Oreille | 56 | HY | OP | 200 | 200 | 200 |  | 5 | 1986 | NG BLQ BLQ: WAT; N Y Y: N; Y Y Y: Y |  | S |  | N | Electric Utility | 1 |  | N | Y | 36.4 | 36.4 | 12 | 2014 | [13 empty] | N
16868 | City of Seattle - (WA) | 9842 | Newhalem | WA | Whatcom | 20 | HY | OP | 2.3 | 2.3 | 2.3 |  | 2 | 1970 | NG BLQ BLQ: WAT; N Y Y: N; Y Y Y: Y |  | S |  | N | Electric Utility | 1 |  | N | N | [17 empty] | N
16873 | City of Sebewaing - (MI) | 1853 | Main Street | MI | Huron | 1 | IC | OP | 1 | 0.9 | 1 |  | 3 | 1961 | NG BLQ BLQ: NG; NG WDS WDS: DFO; N Y Y: N; Y Y Y: N |  | S |  | N | Electric Utility | 1 |  | N | N | [17 empty] | N
16873 | City of Sebewaing - (MI) | 1853 | Main Street | MI | Huron | 2 | IC | OP | 0.9 | 0.8 | 0.9 |  | 6 | 1947 | NG BLQ BLQ: DFO; N Y Y: N; Y Y Y: N |  | S |  | N | Electric Utility | 1 |  | N | N | [17 empty] | N
16873 | City of Sebewaing - (MI) | 1853 | Main Street | MI | Huron | 3 | IC | OP | 1.1 | 1.1 | 1.1 |  | 8 | 1966 | NG BLQ BLQ: NG; NG WDS WDS: DFO; N Y Y: N; Y Y Y: N |  | S |  | N | Electric Utility | 1 |  | N | N | [17 empty] | N
16873 | City of Sebewaing - (MI) | 1853 | Main Street | MI | Huron | 4 | IC | OP | 1.3 | 1.2 | 1.3 |  | 10 | 1966 | NG BLQ BLQ: NG; NG WDS WDS: DFO; N Y Y: N; Y Y Y: N |  | S |  | N | Electric Utility | 1 |  | N | N | [17 empty] | N
16873 | City of Sebewaing - (MI) | 1853 | Main Street | MI | Huron | 5 | IC | OP | 1.1 | 1 | 1.1 |  | 9 | 1979 | NG BLQ BLQ: NG; NG WDS WDS: DFO; N Y Y: N; Y Y Y: N |  | S |  | N | Electric Utility | 1 |  | N | N | [17 empty] | N
16873 | City of Sebewaing - (MI) | 1853 | Main Street | MI | Huron | 6 | IC | OP | 0.6 | 0.6 | 0.6 |  | 4 | 1967 | NG BLQ BLQ: NG; NG WDS WDS: DFO; N Y Y: N; Y Y Y: N |  | S |  | N | Electric Utility | 1 |  | N | N | [17 empty] | N
16873 | City of Sebewaing - (MI) | 7806 | Pine Street | MI | Huron | 1 | IC | OP | 1.1 | 1 | 1.1 |  | 6 | 1969 | NG BLQ BLQ: NG; NG WDS WDS: DFO; N Y Y: N; Y Y Y: N |  | S |  | N | Electric Utility | 1 |  | N | N | [17 empty] | N
16873 | City of Sebewaing - (MI) | 7806 | Pine Street | MI | Huron | 2 | IC | OP | 1.1 | 1 | 1.1 |  | 6 | 1969 | NG BLQ BLQ: NG; NG WDS WDS: DFO; N Y Y: N; Y Y Y: N |  | S |  | N | Electric Utility | 1 |  | N | N | [17 empty] | N
16873 | City of Sebewaing - (MI) | 7806 | Pine Street | MI | Huron | 3 | IC | OP | 1.1 | 1 | 1.1 |  | 1 | 1988 | NG BLQ BLQ: DFO; N Y Y: N; Y Y Y: N |  | S |  | N | Electric Utility | 1 |  | N | N | [17 empty] | N
16873 | City of Sebewaing - (MI) | 7806 | Pine Street | MI | Huron | 4 | IC | OP | 1.1 | 1 | 1.1 |  | 1 | 1988 | NG BLQ BLQ: DFO; N Y Y: N; Y Y Y: N |  | S |  | N | Electric Utility | 1 |  | N | N | [17 empty] | N
16873 | City of Sebewaing - (MI) | 7806 | Pine Street | MI | Huron | 5 | IC | OP | 1.3 | 1.2 | 1.3 |  | 5 | 1996 | NG BLQ BLQ: NG; NG WDS WDS: DFO; N Y Y: N; Y Y Y: N |  | S |  | N | Electric Utility | 1 |  | N | N | [17 empty] | N
16873 | City of Sebewaing - (MI) | 7806 | Pine Street | MI | Huron | 6 | IC | OP | 1.3 | 1.2 | 1.3 |  | 5 | 1996 | NG BLQ BLQ: NG; NG WDS WDS: DFO; N Y Y: N; Y Y Y: N |  | S |  | N | Electric Utility | 1 |  | N | N | [17 empty] | N
16899 | SERRF Joint Powers Authority | 50837 | Southeast Resource Recovery | CA | Los Angeles | GEN1 | ST | OP | 35.6 | 28 | 26 |  | 7 | 1988 | NG BLQ BLQ: MSW; NG WDS WDS: NG; N Y Y: N; Y Y Y: Y |  | J | 1 | Y | IPP CHP | 3 | T | N | N | [17 empty] | N | [6 empty] | NG
16909 | Selkirk Cogen Partners LP | 10725 | Selkirk Cogen | NY | Albany | GEN1 | CT | OP | 95.2 | 77.1 | 101.6 | F801 | 4 | 1992 | NG BLQ BLQ: NG; NG WDS WDS: DFO; N Y Y: Y; Y Y Y: Y |  | J |  | Y | IPP CHP | 3 | T |  | N | [17 empty] | N
16909 | Selkirk Cogen Partners LP | 10725 | Selkirk Cogen | NY | Albany | GEN2 | CA | SB | 12 |  |  | F801 | 4 | 1992 | NG BLQ BLQ: NG; N Y Y: N; Y Y Y: Y | Y | J |  | Y | IPP CHP | 3 | T | Y | N | [17 empty] | N
16909 | Selkirk Cogen Partners LP | 10725 | Selkirk Cogen | NY | Albany | GEN3 | CT | OP | 95.2 | 276.8 | 329.8 | F802 | 4 | 1994 | NG BLQ BLQ: NG; NG WDS WDS: DFO; N Y Y: Y; Y Y Y: Y |  | J |  | Y | IPP CHP | 3 | T |  | N | [17 empty] | N
16909 | Selkirk Cogen Partners LP | 10725 | Selkirk Cogen | NY | Albany | GEN4 | CT | OP | 95.2 |  |  | F802 | 4 | 1994 | NG BLQ BLQ: NG; NG WDS WDS: DFO; N Y Y: Y; Y Y Y: Y |  | J |  | Y | IPP CHP | 3 | T |  | N | [17 empty] | N
16909 | Selkirk Cogen Partners LP | 10725 | Selkirk Cogen | NY | Albany | GEN5 | CA | OP | 148.4 |  |  | F802 | 4 | 1994 | NG BLQ BLQ: NG; N Y Y: N; Y Y Y: Y |  | J |  | Y | IPP CHP | 3 | T | Y | N | [17 empty] | N
16921 | City of Seneca | 56545 | Seneca City of | SC | OCONEE | PPG1 | IC | SB | 2 | 1.8 | 1.8 |  | 12 | 2004 | NG BLQ BLQ: DFO; N Y Y: N; Y Y Y: N | Y | S |  | N | Electric Utility | 1 |  | N | N | [17 empty] | N
16921 | City of Seneca | 56545 | Seneca City of | SC | OCONEE | PPG2 | IC | SB | 2 | 1.8 | 1.8 |  | 12 | 2004 | NG BLQ BLQ: DFO; N Y Y: N; Y Y Y: N | Y | S |  | N | Electric Utility | 1 |  | N | N | [17 empty] | N
16921 | City of Seneca | 56545 | Seneca City of | SC | OCONEE | PPG3 | IC | SB | 2 | 1.8 | 1.8 |  | 12 | 2004 | NG BLQ BLQ: DFO; N Y Y: N; Y Y Y: N | Y | S |  | N | Electric Utility | 1 |  | N | N | [17 empty] | N
16921 | City of Seneca | 56545 | Seneca City of | SC | OCONEE | WPG1 | IC | SB | 2 | 1.8 | 1.8 |  | 12 | 2004 | NG BLQ BLQ: DFO; N Y Y: N; Y Y Y: N | Y | S |  | N | Electric Utility | 1 |  | N | N | [17 empty] | N
16921 | City of Seneca | 56545 | Seneca City of | SC | OCONEE | WPG2 | IC | SB | 2 | 1.8 | 1.8 |  | 12 | 2004 | NG BLQ BLQ: DFO; N Y Y: N; Y Y Y: N | Y | S |  | N | Electric Utility | 1 |  | N | N | [17 empty] | N
16929 | SEMASS Partnership | 50290 | SEMASS Resource Recovery | MA | Plymouth | GEN1 | ST | OP | 64.5 | 53.3 | 53.3 |  | 7 | 1988 | NG BLQ BLQ: MSW; NG WDS WDS: DFO; N Y Y: N; Y Y Y: Y |  | S |  | N | IPP Non-CHP | 2 |  | N | N | [17 empty] | N
16929 | SEMASS Partnership | 50290 | SEMASS Resource Recovery | MA | Plymouth | GEN2 | ST | OP | 34 | 26.7 | 26.7 |  | 4 | 1993 | NG BLQ BLQ: MSW; NG WDS WDS: DFO; N Y Y: N; Y Y Y: Y |  | S |  | N | IPP Non-CHP | 2 |  | N | N | [17 empty] | N
16955 | City of Seward - (AK) | 92 | Seward | AK | Kenai Peninsula | 3 | IC | OP | 2.5 | 2.5 | 2.5 |  | 4 | 1975 | NG BLQ BLQ: DFO; N Y Y: N; Y Y Y: Y | Y | S |  | N | Electric Utility | 1 |  | N | N
16955 | City of Seward - (AK) | 92 | Seward | AK | Kenai Peninsula | 4 | IC | OP | 2.5 | 2.5 | 2.5 |  | 3 | 1986 | NG BLQ BLQ: DFO; N Y Y: N; Y Y Y: Y | Y | S |  | N | Electric Utility | 1 |  | N | N | [17 empty] | N
16955 | City of Seward - (AK) | 92 | Seward | AK | Kenai Peninsula | 5 | IC | OP | 2.5 | 2.5 | 2.5 |  | 3 | 1985 | NG BLQ BLQ: DFO; N Y Y: N; Y Y Y: Y | Y | S |  | N | Electric Utility | 1 |  | N | N | [17 empty] | N
16955 | City of Seward - (AK) | 92 | Seward | AK | Kenai Peninsula | 6 | IC | OP | 2.8 | 2.8 | 2.8 |  | 12 | 2000 | NG BLQ BLQ: DFO; N Y Y: N; Y Y Y: Y | Y | S |  | N | Electric Utility | 1 |  | N | N | [17 empty] | N
16955 | City of Seward - (AK) | 92 | Seward | AK | Kenai Peninsula | N1 | IC | OP | 2.8 | 2.8 | 2.8 |  | 7 | 2010 | NG BLQ BLQ: DFO; N Y Y: N; Y Y Y: Y | Y | S |  | N | Electric Utility | 1 |  |  | N | [17 empty] | N
16955 | City of Seward - (AK) | 92 | Seward | AK | Kenai Peninsula | N2 | IC | OP | 2.5 | 2.5 | 2.5 |  | 7 | 2010 | NG BLQ BLQ: DFO; N Y Y: N; Y Y Y: Y | Y | S |  | N | Electric Utility | 1 |  |  | N | [17 empty] | N
16968 | Simplot Phosphates LLC | 54472 | Simplot Phosphates | WY | Sweetwater | GEN1 | ST | OP | 11.5 | 11.5 | 11.5 |  | 8 | 1986 | NG BLQ BLQ: OTH; NG WDS WDS: NG; N Y Y: N; Y Y Y: Y |  | S |  | Y | Industrial CHP | 7 | T |  | N | [17 empty] | N | [6 empty] | NG
16988 | City of Sharon Springs - (KS) | 1324 | Sharon Spring | KS | Wallace | 1 | IC | OP | 1 | 0.9 | 1 |  | 11 | 1970 | NG BLQ BLQ: NG; NG WDS WDS: DFO; N Y Y: Y; Y Y Y: Y |  | S |  | N | Electric Utility | 1 |  | N | N
16988 | City of Sharon Springs - (KS) | 1324 | Sharon Spring | KS | Wallace | 2 | IC | OP | 1 | 1 | 1 |  | 8 | 1964 | NG BLQ BLQ: NG; NG WDS WDS: DFO; N Y Y: Y; Y Y Y: Y |  | S |  | N | Electric Utility | 1 |  | N | N
16988 | City of Sharon Springs - (KS) | 1324 | Sharon Spring | KS | Wallace | 3 | IC | OP | 0.4 | 0.4 | 0.4 |  | 7 | 1958 | NG BLQ BLQ: NG; NG WDS WDS: DFO; N Y Y: Y; Y Y Y: Y |  | S |  | N | Electric Utility | 1 |  | N | N
16988 | City of Sharon Springs - (KS) | 1324 | Sharon Spring | KS | Wallace | 4 | IC | OP | 0.6 | 0.6 | 0.6 |  | 8 | 1951 | NG BLQ BLQ: NG; NG WDS WDS: DFO; N Y Y: Y; Y Y Y: Y |  | S |  | N | Electric Utility | 1 |  | N | N
16990 | Sheep Creek Hydro Inc | 50091 | Sheep Creek Hydro | WA | Stevens | TB1 | HY | OP | 1.3 | 1.3 | 0.8 |  | 6 | 1986 | NG BLQ BLQ: WAT; N Y Y: N; Y Y Y: Y |  | S |  | N | IPP Non-CHP | 2 |  |  | N | [17 empty] | N
16990 | Sheep Creek Hydro Inc | 50091 | Sheep Creek Hydro | WA | Stevens | TB2 | HY | SB | 0.3 | 0.3 | 0.2 |  | 6 | 1986 | NG BLQ BLQ: WAT; N Y Y: N; Y Y Y: Y | Y | S |  | N | IPP Non-CHP | 2 |  | N | N | [17 empty] | N
16997 | Shasta Hydroelectric Inc | 10881 | Roaring Creek Water Power | CA | Shasta | GEN1 | HY | OP | 2 | 2 | 2 |  | 12 | 1986 | NG BLQ BLQ: WAT; N Y Y: N; Y Y Y: Y |  | S | 0 | N | IPP Non-CHP | 2 |  | N | N
17035 | City of Shelbina | 7405 | Shelbina Power #1 | MO | Shelby | G1 | IC | OP | 3 | 3 | 3 |  | 1 | 1981 | NG BLQ BLQ: DFO; N Y Y: N; Y Y Y: Y |  | S |  | N | Electric Utility | 1 |  | N | N
17035 | City of Shelbina | 7405 | Shelbina Power #1 | MO | Shelby | G2 | IC | OP | 1.6 | 1.6 | 1.6 |  | 5 | 1989 | NG BLQ BLQ: DFO; N Y Y: N; Y Y Y: Y |  | S |  | N | Electric Utility | 1 |  | N | N
17035 | City of Shelbina | 7406 | Shelbina Power #2 | MO | Shelby | G3 | IC | OP | 1.6 | 1.6 | 1.6 |  | 4 | 1992 | NG BLQ BLQ: DFO; N Y Y: N; Y Y Y: Y |  | S |  | N | Electric Utility | 1 |  | N | N
17035 | City of Shelbina | 7406 | Shelbina Power #2 | MO | Shelby | G4 | IC | OP | 1.6 | 1.6 | 1.6 |  | 4 | 1992 | NG BLQ BLQ: DFO; N Y Y: N; Y Y Y: Y |  | S |  | N | Electric Utility | 1 |  | N | N
17035 | City of Shelbina | 7406 | Shelbina Power #2 | MO | Shelby | G5 | IC | OP | 1.6 | 1.6 | 1.6 |  | 4 | 1992 | NG BLQ BLQ: DFO; N Y Y: N; Y Y Y: Y |  | S |  | N | Electric Utility | 1 |  | N | N
17035 | City of Shelbina | 7406 | Shelbina Power #2 | MO | Shelby | G6 | IC | OP | 1.8 | 1.8 | 1.8 |  | 7 | 1999 | NG BLQ BLQ: DFO; N Y Y: N; Y Y Y: Y |  | S |  | N | Electric Utility | 1 |  | N | N
17035 | City of Shelbina | 7860 | Shelbina Power #3 | MO | Shelby | G7 | IC | OP | 1.8 | 1.8 | 1.8 |  | 4 | 2002 | NG BLQ BLQ: DFO; N Y Y: N; Y Y Y: Y |  | S |  | N | Electric Utility | 1 |  | N | N
17035 | City of Shelbina | 7860 | Shelbina Power #3 | MO | Shelby | G8 | IC | OP | 1.8 | 1.8 | 1.8 |  | 4 | 2002 | NG BLQ BLQ: DFO; N Y Y: N; Y Y Y: Y |  | S |  | N | Electric Utility | 1 |  | N | N
17043 | City of Shelby - (OH) | 2943 | Shelby Municipal Light Plant | OH | Richland | 1 | ST | OS | 12.5 | 12 | 12 |  | 6 | 1968 | NG BLQ BLQ: BIT; NG WDS WDS: NG; N Y Y: N; Y Y Y: Y |  | S |  | N | Electric Utility | 1 |  |  | N | [12 empty] | N |  |  |  |  | N | Y | [5 empty] | NG
17043 | City of Shelby - (OH) | 2943 | Shelby Municipal Light Plant | OH | Richland | 2 | ST | OS | 12.5 | 12 | 12 |  | 5 | 1973 | NG BLQ BLQ: BIT; NG WDS WDS: NG; N Y Y: N; Y Y Y: Y |  | S |  | N | Electric Utility | 1 |  |  | N | [12 empty] | N |  |  |  |  | N | Y | [5 empty] | NG
17043 | City of Shelby - (OH) | 2943 | Shelby Municipal Light Plant | OH | Richland | 4 | ST | SB | 7 | 7 | 7 |  | 6 | 1954 | NG BLQ BLQ: BIT; NG WDS WDS: NG; N Y Y: N; Y Y Y: Y | Y | S |  | N | Electric Utility | 1 |  |  | N | [12 empty] | N |  |  |  |  | N | Y | [5 empty] | NG
17043 | City of Shelby - (OH) | 2943 | Shelby Municipal Light Plant | OH | Richland | IC1 | IC | OP | 3 | 3 | 3 |  | 5 | 1963 | NG BLQ BLQ: DFO; NG WDS WDS: NG; N Y Y: Y; Y Y Y: Y |  | S |  | N | Electric Utility | 1 |  |  | N | [17 empty] | N
17043 | City of Shelby - (OH) | 7828 | Shelby North | OH | Richland | 1 | IC | OP | 1.8 | 1.7 | 1.8 |  | 6 | 2000 | NG BLQ BLQ: DFO; N Y Y: N; Y Y Y: Y |  | S |  | N | Electric Utility | 1 |  |  | N | [12 empty] | N |  |  |  |  | N
17052 | Shell Chemical LP | 54330 | Westhollow Technology Center | TX | Harris | 1 | GT | OP | 3.7 | 3.7 | 3.7 |  | 1 | 1988 | [9 empty] | S |  | Y | Industrial CHP | 7 | B | N | N | [17 empty] | N | bar: NG BLQ BLQ; N Y Y to Y Y Y
17058 | Shell Wind Energy Inc. | 55579 | Llano Estacado Wind Ranch | TX | Carson | EXIS | WT | OP | 80 | 80 | 80 |  | 12 | 2001 | NG BLQ BLQ: WND; N Y Y: N; Y Y Y: Y |  | J | 80 | N | IPP Non-CHP | 2 |  | N | N | [17 empty] | N
17058 | Shell Wind Energy Inc. | 56011 | Cabazon Wind Partners | CA | Riverside | V-47 | WT | OP | 41 | 41 | 41 |  | 10 | 2002 | NG BLQ BLQ: WND; N Y Y: N; Y Y Y: Y |  | J | 62 | N | IPP Non-CHP | 2 |  | N | N | [17 empty] | N
17058 | Shell Wind Energy Inc. | 56012 | Whitewater Hill Wind Partners | CA | Riverside | 1 | WT | OP | 61.5 | 61.5 | 61.5 |  | 10 | 2002 | NG BLQ BLQ: WND; N Y Y: N; Y Y Y: Y |  | J | 41 | N | IPP Non-CHP | 2 |  | N | N | [17 empty] | N
17058 | Shell Wind Energy Inc. | 56111 | Brazos Wind Farm | TX | Scurry | GEN1 | WT | OP | 160 | 160 | 160 |  | 12 | 2003 | NG BLQ BLQ: WND; N Y Y: N; Y Y Y: Y |  | J | 160 | N | IPP Non-CHP | 2 |  | N | N | [17 empty] | N
17058 | Shell Wind Energy Inc. | 56495 | NedPower Mount Storm | WV | Grant | MS1 | WT | OP | 164 | 164 | 164 |  | 3 | 2008 | NG BLQ BLQ: WND; N Y Y: N; Y Y Y: Y |  | J | 82 | N | IPP Non-CHP | 2 |  |  | N | [17 empty] | N
17058 | Shell Wind Energy Inc. | 56495 | NedPower Mount Storm | WV | Grant | MS2 | WT | OP | 100 | 100 | 100 |  | 12 | 2008 | NG BLQ BLQ: WND; N Y Y: N; Y Y Y: Y |  | J | 50 | N | IPP Non-CHP | 2 |  |  | N | [17 empty] | N
17069 | Shepherd Center | 54813 | Shepherd Center | GA | FULTON | 1 | IC | SB | 0.6 | 0.6 | 0.6 |  | 8 | 1992 | NG BLQ BLQ: DFO; N Y Y: N; Y Y Y: N | N | S |  | N | Commercial Non-CHP | 4 |  | N | N
17069 | Shepherd Center | 54813 | Shepherd Center | GA | FULTON | 2 | IC | SB | 0.6 | 0.6 | 0.6 |  | 8 | 1992 | NG BLQ BLQ: DFO; N Y Y: N; Y Y Y: N | N | S |  | N | Commercial Non-CHP | 4 |  | N | N
17069 | Shepherd Center | 54813 | Shepherd Center | GA | FULTON | 3 | IC | SB | 0.2 | 0.2 | 0.2 |  | 8 | 1989 | NG BLQ BLQ: DFO; N Y Y: N; Y Y Y: N | N | S |  | N | Commercial Non-CHP | 4 |  | N | N
17069 | Shepherd Center | 54813 | Shepherd Center | GA | FULTON | 4 | IC | SB | 0.3 | 0.3 | 0.3 |  | 5 | 1981 | NG BLQ BLQ: DFO; N Y Y: N; Y Y Y: N | N | S |  | N | Commercial Non-CHP | 4 |  | N | N
17069 | Shepherd Center | 54813 | Shepherd Center | GA | FULTON | 5 | IC | SB | 0.6 | 0.6 | 0.6 |  | 8 | 2009 | NG BLQ BLQ: DFO; N Y Y: N; Y Y Y: N | N | S |  | N | Commercial Non-CHP | 4 |  |  | N
17069 | Shepherd Center | 54813 | Shepherd Center | GA | FULTON | 6 | IC | SB | 0.6 | 0.6 | 0.6 |  | 10 | 2010 | NG BLQ BLQ: DFO; N Y Y: N; Y Y Y: N | N | S |  | N | Commercial Non-CHP | 4 |  |  | N
17106 | Sho-Me Power Electric Coop | 2099 | Niangua | MO | Camden | 1 | HY | OP | 1.5 | 1.5 | 1.5 |  | 11 | 1930 | NG BLQ BLQ: WAT; N Y Y: N; Y Y Y: Y |  | S |  | N | Electric Utility | 1 |  | N | N
17106 | Sho-Me Power Electric Coop | 2099 | Niangua | MO | Camden | 2 | HY | OP | 1.5 | 1.5 | 1.5 |  | 11 | 1930 | NG BLQ BLQ: WAT; N Y Y: N; Y Y Y: Y |  | S |  | N | Electric Utility | 1 |  | N | N
17127 | Town of Shrewsbury - (MA) | 6125 | Shrewsbury | MA | Worcester | 1 | IC | OP | 2.8 | 2.8 | 2.8 |  | 11 | 1969 | NG BLQ BLQ: DFO; N Y Y: N; Y Y Y: N |  | S |  | N | Electric Utility | 1 |  | N | N | [17 empty] | N
17127 | Town of Shrewsbury - (MA) | 6125 | Shrewsbury | MA | Worcester | 2 | IC | OP | 2.8 | 2.8 | 2.8 |  | 11 | 1969 | NG BLQ BLQ: DFO; N Y Y: N; Y Y Y: N |  | S |  | N | Electric Utility | 1 |  | N | N | [17 empty] | N
17127 | Town of Shrewsbury - (MA) | 6125 | Shrewsbury | MA | Worcester | 3 | IC | OP | 2.8 | 2.8 | 2.8 |  | 12 | 1975 | NG BLQ BLQ: DFO; N Y Y: N; Y Y Y: N |  | S |  | N | Electric Utility | 1 |  | N | N | [17 empty] | N
17127 | Town of Shrewsbury - (MA) | 6125 | Shrewsbury | MA | Worcester | 4 | IC | OP | 2.8 | 2.8 | 2.8 |  | 12 | 1975 | NG BLQ BLQ: DFO; N Y Y: N; Y Y Y: N |  | S |  | N | Electric Utility | 1 |  | N | N | [17 empty] | N
17127 | Town of Shrewsbury - (MA) | 6125 | Shrewsbury | MA | Worcester | 5 | IC | OP | 2.8 | 2.8 | 2.8 |  | 5 | 1978 | NG BLQ BLQ: DFO; N Y Y: N; Y Y Y: N |  | S |  | N | Electric Utility | 1 |  | N | N | [17 empty] | N
17139 | Shell Oil Co-Deer Park | 50304 | Shell Deer Park | TX | Harris | GEN1 | ST | OP | 51 | 45 | 50 |  | 10 | 1979 | NG BLQ BLQ: PUR; N Y Y: N; Y Y Y: Y |  | S |  | N | Industrial CHP | 7 |  | N | N
17139 | Shell Oil Co-Deer Park | 50304 | Shell Deer Park | TX | Harris | GEN2 | ST | OP | 51 | 45 | 50 |  | 10 | 1979 | NG BLQ BLQ: PUR; N Y Y: N; Y Y Y: Y |  | S |  | N | Industrial CHP | 7 |  | N | N
17139 | Shell Oil Co-Deer Park | 50304 | Shell Deer Park | TX | Harris | GEN4 | GT | OP | 75 | 70 | 75 |  | 4 | 1995 | NG BLQ BLQ: OG; NG WDS WDS: NG; N Y Y: N; Y Y Y: Y |  | S |  | Y | Industrial CHP | 7 | T |  | N | [17 empty] | N
17139 | Shell Oil Co-Deer Park | 50304 | Shell Deer Park | TX | Harris | GEN5 | GT | OP | 75 | 70 | 75 |  | 4 | 1995 | NG BLQ BLQ: OG; NG WDS WDS: NG; N Y Y: N; Y Y Y: Y |  | S |  | Y | Industrial CHP | 7 | T |  | N | [17 empty] | N
17141 | City of Sibley - (IA) | 1184 | Sibley One | IA | Osceola | 2 | IC | OP | 2 | 1.9 | 2.1 |  | 9 | 1971 | NG BLQ BLQ: DFO; NG WDS WDS: NG; N Y Y: N; Y Y Y: N |  | S |  | N | Electric Utility | 1 |  | N | N
17141 | City of Sibley - (IA) | 1184 | Sibley One | IA | Osceola | 3 | IC | OP | 1.2 | 1.1 | 1.2 |  | 4 | 1987 | NG BLQ BLQ: DFO; N Y Y: N; Y Y Y: N |  | S |  | N | Electric Utility | 1 |  | N | N
17141 | City of Sibley - (IA) | 1184 | Sibley One | IA | Osceola | 5 | IC | OP | 2 | 1.8 | 1.8 |  | 4 | 2000 | NG BLQ BLQ: DFO; N Y Y: N; Y Y Y: N |  | S |  | N | Electric Utility | 1 |  | N | N
17141 | City of Sibley - (IA) | 7060 | Sibley No Two | IA | Osceola | 4 | IC | OP | 1.1 | 1 | 1.1 |  | 12 | 1987 | NG BLQ BLQ: DFO; NG WDS WDS: NG; N Y Y: N; Y Y Y: Y |  | S |  | N | Electric Utility | 1 |  | N | N
17145 | Sid Richardson Carbon Ltd | 50067 | Borger Plant | TX | Hutchinson | GEN1 | ST | OP | 37.5 | 32 | 32 |  | 2 | 1985 | NG BLQ BLQ: BFG; N Y Y: N; Y Y Y: Y |  | S |  | Y | Industrial CHP | 7 | T | N | N | [17 empty] | N | [6 empty] | NG
17149 | City of Sidney | 2302 | Sidney | NE | Cheyenne | 1 | IC | OP | 1.2 | 1 | 1.1 |  | 1 | 1949 | NG BLQ BLQ: NG; NG WDS WDS: DFO; N Y Y: Y; Y Y Y: N |  | S |  | N | Electric Utility | 1 |  | N | N | [17 empty] | N
17149 | City of Sidney | 2302 | Sidney | NE | Cheyenne | 2 | IC | OP | 2.2 | 2 | 2.1 |  | 1 | 1951 | NG BLQ BLQ: NG; NG WDS WDS: DFO; N Y Y: Y; Y Y Y: N |  | S |  | N | Electric Utility | 1 |  | N | N | [17 empty] | N
17149 | City of Sidney | 2302 | Sidney | NE | Cheyenne | 3 | IC | OP | 0.8 | 0.6 | 0.6 |  | 1 | 1931 | NG BLQ BLQ: DFO; N Y Y: N; Y Y Y: N |  | S |  | N | Electric Utility | 1 |  | N | N
17149 | City of Sidney | 2302 | Sidney | NE | Cheyenne | 4 | IC | OP | 1 | 0.8 | 0.8 |  | 1 | 1947 | NG BLQ BLQ: NG; NG WDS WDS: DFO; N Y Y: Y; Y Y Y: N |  | S |  | N | Electric Utility | 1 |  | N | N
17149 | City of Sidney | 2302 | Sidney | NE | Cheyenne | 5 | IC | OP | 3.1 | 2.5 | 2.5 |  | 1 | 1955 | NG BLQ BLQ: NG; NG WDS WDS: DFO; N Y Y: Y; Y Y Y: N |  | S |  | N | Electric Utility | 1 |  | N | N
17150 | Shorock Hydro Inc | 50987 | Rock Creek I | ID | Twin Falls | GEN1 | HY | OP | 2.1 | 2 | 1 |  | 9 | 1983 | NG BLQ BLQ: WAT; N Y Y: N; Y Y Y: Y |  | S | 0 | N | IPP Non-CHP | 2 |  | N | N
17164 | Sierra Pacific Industries Inc | 10144 | Sierra Pacific Lincoln Facility | CA | Placer | GEN4 | ST | OP | 19.2 | 15.1 | 14.1 |  | 3 | 2004 | NG BLQ BLQ: WDS; N Y Y: N; Y Y Y: Y |  | S |  | Y | Industrial CHP | 7 | T |  | N | [17 empty] | N
17164 | Sierra Pacific Industries Inc | 50110 | Sierra Pacific Burney Facility | CA | Shasta | GEN1 | ST | OP | 20 | 16.6 | 16 |  | 10 | 1986 | NG BLQ BLQ: WDS; N Y Y: N; Y Y Y: Y |  | S |  | Y | Industrial CHP | 7 | T |  | N | [17 empty] | N
17164 | Sierra Pacific Industries Inc | 50112 | Sierra Pacific Quincy Facility | CA | Plumas | GEN1 | ST | OP | 20 | 22.7 | 20 |  | 12 | 1986 | NG BLQ BLQ: WDS; N Y Y: N; Y Y Y: Y |  | S |  | Y | Industrial CHP | 7 | T |  | N | [17 empty] | N
17164 | Sierra Pacific Industries Inc | 50112 | Sierra Pacific Quincy Facility | CA | Plumas | GEN2 | ST | OP | 7.5 | 5.9 | 4.7 |  | 4 | 1999 | NG BLQ BLQ: WDS; N Y Y: N; Y Y Y: Y |  | S |  | Y | Industrial CHP | 7 | T |  | N | [17 empty] | N
17164 | Sierra Pacific Industries Inc | 54517 | Sierra Pacific Sonora | CA | Tuolomne | GEN2 | ST | OP | 7.5 | 5.2 | 4.5 |  | 2 | 2001 | NG BLQ BLQ: WDS; N Y Y: N; Y Y Y: Y |  | S |  | Y | Industrial CHP | 7 | T | [19 empty] | N
17164 | Sierra Pacific Industries Inc | 55049 | Sierra Pacific Anderson Facility | CA | Shasta | GEN1 | ST | OP | 4 | 4.2 | 4 |  | 1 | 1999 | NG BLQ BLQ: WDS; N Y Y: N; Y Y Y: Y |  | S |  | Y | Industrial CHP | 7 | T |  | N | [17 empty] | N
17164 | Sierra Pacific Industries Inc | 55882 | Sierra Pacific Aberdeen | WA | Grays Harbor | GEN1 | ST | OP | 18 | 16.7 | 16.1 |  | 3 | 2003 | NG BLQ BLQ: WDS; N Y Y: N; Y Y Y: Y |  | S |  | Y | Industrial CHP | 7 | T |  | N | [17 empty] | N
17164 | Sierra Pacific Industries Inc | 56406 | Sierra Pacific Burlington Facility | WA | Skagit | GEN1 | ST | OP | 28 | 24 | 24.1 |  | 3 | 2007 | NG BLQ BLQ: WDS; N Y Y: N; Y Y Y: Y |  | S |  | Y | Industrial CHP | 7 | T |  | N | [17 empty] | N
17166 | Sierra Pacific Power Co | 2330 | Fort Churchill | NV | Lyon | 1 | ST | OP | 115 | 113 | 113 |  | 9 | 1968 | NG BLQ BLQ: NG; NG WDS WDS: RFO; N Y Y: Y; Y Y Y: Y |  | S |  | N | Electric Utility | 1 |  |  | Y | [15 empty] | 9 | 2018 | N
17166 | Sierra Pacific Power Co | 2330 | Fort Churchill | NV | Lyon | 2 | ST | OP | 115 | 113 | 113 |  | 9 | 1971 | NG BLQ BLQ: NG; NG WDS WDS: RFO; N Y Y: Y; Y Y Y: Y |  | S |  | N | Electric Utility | 1 |  |  | Y | [15 empty] | 9 | 2021 | N
17166 | Sierra Pacific Power Co | 2336 | Tracy | NV | Storey | 10 | CA | OP | 312 | 263 | 286 |  | 7 | 2008 | NG BLQ BLQ: NG; N Y Y: N; Y Y Y: Y |  | S |  | N | Electric Utility | 1 |  | Y | N | [17 empty] | N
17166 | Sierra Pacific Power Co | 2336 | Tracy | NV | Storey | 3 | ST | OP | 119.8 | 108 | 108 |  | 10 | 1974 | NG BLQ BLQ: NG; NG WDS WDS: RFO; N Y Y: Y; Y Y Y: Y |  | S |  | N | Electric Utility | 1 |  |  | N | [17 empty] | N
17166 | Sierra Pacific Power Co | 2336 | Tracy | NV | Storey | 4 | CT | OP | 69.7 | 104 | 108 | G240 | 7 | 1994 | NG BLQ BLQ: NG; NG WDS WDS: DFO; N Y Y: N; Y Y Y: Y |  | S |  | N | Electric Utility | 1 |  |  | N | [17 empty] | N
17166 | Sierra Pacific Power Co | 2336 | Tracy | NV | Storey | 5 | CA | OP | 50.2 |  |  | G240 | 12 | 1996 | NG BLQ BLQ: NG; N Y Y: N; Y Y Y: Y |  | S |  | N | Electric Utility | 1 |  | Y | N | [17 empty] | N
17166 | Sierra Pacific Power Co | 2336 | Tracy | NV | Storey | 8 | CT | OP | 155.6 | 145 | 146 |  | 7 | 2008 | NG BLQ BLQ: NG; N Y Y: N; Y Y Y: Y |  | S |  | N | Electric Utility | 1 |  |  | N | [17 empty] | N
17166 | Sierra Pacific Power Co | 2336 | Tracy | NV | Storey | 9 | CT | OP | 155.6 | 145 | 146 |  | 7 | 2008 | NG BLQ BLQ: NG; N Y Y: N; Y Y Y: Y |  | S |  | N | Electric Utility | 1 |  |  | N | [17 empty] | N
17166 | Sierra Pacific Power Co | 2336 | Tracy | NV | Storey | GT3 | GT | OP | 85 | 66.3 | 76.4 |  | 7 | 1994 | NG BLQ BLQ: NG; NG WDS WDS: DFO; N Y Y: N; Y Y Y: Y |  | S |  | N | Electric Utility | 1 |  |  | N
17166 | Sierra Pacific Power Co | 2336 | Tracy | NV | Storey | GT4 | GT | OP | 85 | 66.3 | 76.4 |  | 7 | 1994 | NG BLQ BLQ: NG; N Y Y: N; Y Y Y: Y |  | S |  | N | Electric Utility | 1 |  |  | N
17166 | Sierra Pacific Power Co | 2336 | Tracy | NV | Storey | ST1 | ST | OP | 50 | 53 | 53 |  | 8 | 1963 | NG BLQ BLQ: NG; NG WDS WDS: DFO; N Y Y: Y; Y Y Y: Y |  | S |  | N | Electric Utility | 1 |  |  | Y | [15 empty] | 8 | 2013
17166 | Sierra Pacific Power Co | 2336 | Tracy | NV | Storey | ST2 | ST | OP | 75 | 83 | 83 |  | 10 | 1965 | NG BLQ BLQ: NG; NG WDS WDS: RFO; N Y Y: Y; Y Y Y: Y |  | S |  | N | Electric Utility | 1 |  |  | Y | [15 empty] | 10 | 2015
17166 | Sierra Pacific Power Co | 6510 | Brunswick | NV | Carson City | 1 | IC | OP | 2 | 2 | 2 |  | 9 | 1960 | NG BLQ BLQ: DFO; N Y Y: N; Y Y Y: Y |  | S |  | N | Electric Utility | 1 |  |  | Y | [15 empty] | 9 | 2019
17166 | Sierra Pacific Power Co | 6510 | Brunswick | NV | Carson City | 2 | IC | OP | 2 | 2 | 2 |  | 9 | 1960 | NG BLQ BLQ: DFO; N Y Y: N; Y Y Y: Y |  | S |  | N | Electric Utility | 1 |  |  | Y | [15 empty] | 9 | 2019
17166 | Sierra Pacific Power Co | 6510 | Brunswick | NV | Carson City | 3 | IC | OP | 2 | 2 | 2 |  | 9 | 1960 | NG BLQ BLQ: DFO; N Y Y: N; Y Y Y: Y |  | S |  | N | Electric Utility | 1 |  |  | Y | [15 empty] | 9 | 2019
17166 | Sierra Pacific Power Co | 6514 | Gabbs | NV | Nye | 1 | IC | OP | 2.7 | 2.7 | 2.7 |  | 1 | 1969 | NG BLQ BLQ: DFO; N Y Y: N; Y Y Y: Y |  | S |  | N | Electric Utility | 1 |  |  | Y | [15 empty] | 1 | 2019
17166 | Sierra Pacific Power Co | 6514 | Gabbs | NV | Nye | 2 | IC | OP | 2.7 | 2.7 | 2.7 |  | 1 | 1969 | NG BLQ BLQ: DFO; N Y Y: N; Y Y Y: Y |  | S |  | N | Electric Utility | 1 |  |  | Y | [15 empty] | 1 | 2019
17166 | Sierra Pacific Power Co | 8224 | North Valmy | NV | Humboldt | 1 | ST | OP | 277.2 | 254 | 254 |  | 12 | 1981 | NG BLQ BLQ: BIT; NG WDS WDS: SUB; N Y Y: N; Y Y Y: Y |  | J |  | N | Electric Utility | 1 |  |  | Y | [15 empty] | 12 | 2021 | N | Y | [5 empty] | DFO
17166 | Sierra Pacific Power Co | 8224 | North Valmy | NV | Humboldt | 2 | ST | OP | 289.8 | 268 | 268 |  | 5 | 1985 | NG BLQ BLQ: BIT; NG WDS WDS: SUB; N Y Y: N; Y Y Y: Y |  | J |  | N | Electric Utility | 1 |  |  | N | [17 empty] | N | Y | [5 empty] | DFO
17177 | City of Sikeston - (MO) | 6768 | Sikeston Power Station | MO | Scott | 1 | ST | OP | 261 | 233 | 233 |  | 9 | 1981 | NG BLQ BLQ: SUB; N Y Y: N; Y Y Y: Y |  | S |  | N | Electric Utility | 1 |  | N | N | [17 empty] | N | Y |  | Y |  |  |  | DFO
17191 | Simplot Leasing Corp | 50274 | Simplot Leasing Don Plant | ID | Bannock | GEN1 | ST | OP | 15.9 | 14.8 | 15 |  | 2 | 1986 | NG BLQ BLQ: OTH; N Y Y: N; Y Y Y: Y |  | S |  | Y | Industrial CHP | 7 | T | N | N | [17 empty] | N
17235 | NRG REMA LLC | 2385 | Werner | NJ | Middlesex | GT1 | GT | OP | 53 | 46 | 66 |  | 3 | 1972 | NG BLQ BLQ: DFO; N Y Y: N; Y Y Y: Y |  | S |  | N | IPP Non-CHP | 2 |  |  | Y | [15 empty] | 5 | 2015 | N
17235 | NRG REMA LLC | 2385 | Werner | NJ | Middlesex | GT2 | GT | OP | 53 | 46 | 66 |  | 4 | 1972 | NG BLQ BLQ: DFO; N Y Y: N; Y Y Y: Y |  | S |  | N | IPP Non-CHP | 2 |  |  | Y | [15 empty] | 5 | 2015 | N
17235 | NRG REMA LLC | 2385 | Werner | NJ | Middlesex | GT3 | GT | OP | 53 | 46 | 66 |  | 5 | 1972 | NG BLQ BLQ: DFO; N Y Y: N; Y Y Y: Y |  | S |  | N | IPP Non-CHP | 2 |  |  | Y | [15 empty] | 5 | 2015 | N
17235 | NRG REMA LLC | 2385 | Werner | NJ | Middlesex | GT4 | GT | OP | 53 | 46 | 66 |  | 6 | 1972 | NG BLQ BLQ: DFO; N Y Y: N; Y Y Y: Y |  | S |  | N | IPP Non-CHP | 2 |  |  | Y | [15 empty] | 5 | 2015 | N
17235 | NRG REMA LLC | 2390 | Sayreville | NJ | Middlesex | GT1 | GT | OP | 53 | 50 | 70 |  | 3 | 1972 | NG BLQ BLQ: DFO; NG WDS WDS: NG; N Y Y: Y; Y Y Y: Y |  | S |  | N | IPP Non-CHP | 2 |  |  | Y | [12 empty] | Y | 6 | 2015 |  |  | N
17235 | NRG REMA LLC | 2390 | Sayreville | NJ | Middlesex | GT2 | GT | OP | 53 | 50 | 70 |  | 3 | 1972 | NG BLQ BLQ: NG; NG WDS WDS: DFO; N Y Y: Y; Y Y Y: Y |  | S |  | N | IPP Non-CHP | 2 |  |  | Y | [12 empty] | Y | 6 | 2015 |  |  | N
17235 | NRG REMA LLC | 2390 | Sayreville | NJ | Middlesex | GT3 | GT | OP | 53 | 50 | 70 |  | 6 | 1972 | NG BLQ BLQ: NG; NG WDS WDS: DFO; N Y Y: Y; Y Y Y: Y |  | S |  | N | IPP Non-CHP | 2 |  |  | Y | [12 empty] | Y | 6 | 2015 |  |  | N
17235 | NRG REMA LLC | 2390 | Sayreville | NJ | Middlesex | GT4 | GT | OP | 53 | 50 | 70 |  | 10 | 1973 | NG BLQ BLQ: NG; NG WDS WDS: DFO; N Y Y: Y; Y Y Y: Y |  | S |  | N | IPP Non-CHP | 2 |  |  | Y | [12 empty] | Y | 6 | 2015 |  |  | N
17235 | NRG REMA LLC | 2393 | Gilbert | NJ | Hunterdon | 4 | CT | OP | 54 | 47 | 56 |  | 1 | 1974 | NG BLQ BLQ: NG; NG WDS WDS: DFO; N Y Y: Y; Y Y Y: Y |  | S |  | N | IPP Non-CHP | 2 |  |  | Y | [12 empty] | Y | 6 | 2015 |  |  | N
17235 | NRG REMA LLC | 2393 | Gilbert | NJ | Hunterdon | 5 | CT | OP | 54 | 47 | 56 |  | 4 | 1974 | NG BLQ BLQ: NG; NG WDS WDS: DFO; N Y Y: Y; Y Y Y: Y |  | S |  | N | IPP Non-CHP | 2 |  |  | Y | [12 empty] | Y | 6 | 2015 |  |  | N
17235 | NRG REMA LLC | 2393 | Gilbert | NJ | Hunterdon | 6 | CT | OP | 54 | 49 | 56 |  | 4 | 1974 | NG BLQ BLQ: NG; NG WDS WDS: DFO; N Y Y: Y; Y Y Y: Y |  | S |  | N | IPP Non-CHP | 2 |  |  | Y | [12 empty] | Y | 6 | 2015 |  |  | N
17235 | NRG REMA LLC | 2393 | Gilbert | NJ | Hunterdon | 7 | CT | OP | 54 | 47 | 56 |  | 5 | 1974 | NG BLQ BLQ: NG; NG WDS WDS: DFO; N Y Y: Y; Y Y Y: Y |  | S |  | N | IPP Non-CHP | 2 |  |  | Y | [12 empty] | Y | 6 | 2015 |  |  | N
17235 | NRG REMA LLC | 2393 | Gilbert | NJ | Hunterdon | 8 | CA | OP | 135 | 90 | 136 |  | 5 | 1977 | NG BLQ BLQ: NG; NG WDS WDS: DFO; N Y Y: N; Y Y Y: Y |  | S |  | N | IPP Non-CHP | 2 |  | N | N | [17 empty] | N
17235 | NRG REMA LLC | 2393 | Gilbert | NJ | Hunterdon | 9 | GT | OP | 161 | 150 | 167 |  | 7 | 1996 | NG BLQ BLQ: NG; NG WDS WDS: DFO; N Y Y: Y; Y Y Y: Y |  | S |  | N | IPP Non-CHP | 2 |  |  | N | [17 empty] | N
17235 | NRG REMA LLC | 2393 | Gilbert | NJ | Hunterdon | C1 | GT | OP | 24 | 20 | 25 |  | 7 | 1970 | NG BLQ BLQ: NG; NG WDS WDS: DFO; N Y Y: Y; Y Y Y: Y |  | S |  | N | IPP Non-CHP | 2 |  |  | Y | [15 empty] | 5 | 2015 | N
17235 | NRG REMA LLC | 2393 | Gilbert | NJ | Hunterdon | C2 | GT | OP | 24 | 22 | 28 |  | 10 | 1970 | NG BLQ BLQ: NG; NG WDS WDS: DFO; N Y Y: Y; Y Y Y: Y |  | S |  | N | IPP Non-CHP | 2 |  |  | Y | [15 empty] | 5 | 2015 | N
17235 | NRG REMA LLC | 2393 | Gilbert | NJ | Hunterdon | C3 | GT | OP | 24 | 22 | 28 |  | 8 | 1970 | NG BLQ BLQ: NG; NG WDS WDS: DFO; N Y Y: Y; Y Y Y: Y |  | S |  | N | IPP Non-CHP | 2 |  |  | Y | [15 empty] | 5 | 2015 | N
17235 | NRG REMA LLC | 2393 | Gilbert | NJ | Hunterdon | C4 | GT | OP | 24 | 22 | 28 |  | 7 | 1970 | NG BLQ BLQ: NG; NG WDS WDS: DFO; N Y Y: Y; Y Y Y: Y |  | S |  | N | IPP Non-CHP | 2 |  |  | Y | [15 empty] | 5 | 2015 | N
17235 | NRG REMA LLC | 3109 | Hamilton | PA | Adams | 1 | GT | OP | 19.6 | 18 | 24 |  | 6 | 1971 | NG BLQ BLQ: DFO; N Y Y: N; Y Y Y: Y |  | S |  | N | IPP Non-CHP | 2 |  |  | N | [17 empty] | N
17235 | NRG REMA LLC | 3110 | Hunterstown | PA | ADAMS | 1 | GT | OP | 20 | 18 | 25 |  | 5 | 1971 | NG BLQ BLQ: DFO; NG WDS WDS: NG; N Y Y: Y; Y Y Y: Y |  | S |  | N | IPP Non-CHP | 2 |  |  | N | [17 empty] | N
17235 | NRG REMA LLC | 3110 | Hunterstown | PA | ADAMS | 2 | GT | OP | 20 | 17 | 25 |  | 5 | 1971 | NG BLQ BLQ: DFO; NG WDS WDS: NG; N Y Y: Y; Y Y Y: Y |  | S |  | N | IPP Non-CHP | 2 |  |  | N | [17 empty] | N
17235 | NRG REMA LLC | 3110 | Hunterstown | PA | ADAMS | 3 | GT | OP | 20 | 18 | 25 |  | 5 | 1971 | NG BLQ BLQ: DFO; NG WDS WDS: NG; N Y Y: Y; Y Y Y: Y |  | S |  | N | IPP Non-CHP | 2 |  |  | N | [17 empty] | N
17235 | NRG REMA LLC | 3111 | Mountain | PA | Cumberland | 1 | GT | OP | 27 | 18 | 25 |  | 6 | 1972 | NG BLQ BLQ: DFO; NG WDS WDS: NG; N Y Y: Y; Y Y Y: Y |  | S |  | N | IPP Non-CHP | 2 |  |  | N | [17 empty] | N
17235 | NRG REMA LLC | 3111 | Mountain | PA | Cumberland | 2 | GT | OP | 27 | 18 | 25 |  | 6 | 1972 | NG BLQ BLQ: DFO; NG WDS WDS: NG; N Y Y: Y; Y Y Y: Y |  | S |  | N | IPP Non-CHP | 2 |  |  | N | [17 empty] | N
17235 | NRG REMA LLC | 3112 | Orrtanna | PA | Adams | 1 | GT | OP | 27 | 18 | 26 |  | 5 | 1971 | NG BLQ BLQ: DFO; N Y Y: N; Y Y Y: Y |  | S |  | N | IPP Non-CHP | 2 |  |  | N | [17 empty] | N
17235 | NRG REMA LLC | 3113 | Portland | PA | Northampton | 1 | ST | OP | 172 | 141 | 141 |  | 10 | 1958 | NG BLQ BLQ: BIT; NG WDS WDS: DFO; N Y Y: N; Y Y Y: Y |  | S |  | N | IPP Non-CHP | 2 |  |  | Y | [15 empty] | 6 | 2014 | N | Y |  | Y |  |  |  | DFO
17235 | NRG REMA LLC | 3113 | Portland | PA | Northampton | 2 | ST | OP | 255 | 194 | 194 |  | 9 | 1962 | NG BLQ BLQ: BIT; NG WDS WDS: DFO; N Y Y: N; Y Y Y: Y |  | S |  | N | IPP Non-CHP | 2 |  |  | Y | [15 empty] | 6 | 2014 | N | Y |  | Y |  |  |  | DFO
17235 | NRG REMA LLC | 3113 | Portland | PA | Northampton | 3 | GT | OP | 18 | 13 | 16 |  | 12 | 1967 | NG BLQ BLQ: DFO; NG WDS WDS: NG; N Y Y: Y; Y Y Y: Y |  | S |  | N | IPP Non-CHP | 2 |  |  | N | [17 empty] | N
17235 | NRG REMA LLC | 3113 | Portland | PA | Northampton | 4 | GT | OP | 20 | 17 | 20 |  | 5 | 1971 | NG BLQ BLQ: DFO; NG WDS WDS: NG; N Y Y: Y; Y Y Y: Y |  | S |  | N | IPP Non-CHP | 2 |  |  | N | [17 empty] | N
17235 | NRG REMA LLC | 3113 | Portland | PA | Northampton | 5 | GT | OP | 156 | 134 | 155 |  | 4 | 1997 | NG BLQ BLQ: DFO; NG WDS WDS: NG; N Y Y: Y; Y Y Y: Y |  | S |  | N | IPP Non-CHP | 2 |  |  | N | [17 empty] | N
17235 | NRG REMA LLC | 3114 | Shawnee | PA | Monroe | 1 | GT | OP | 20 | 17 | 24 |  | 6 | 1972 | NG BLQ BLQ: DFO; N Y Y: N; Y Y Y: Y |  | S |  | N | IPP Non-CHP | 2 |  |  | N | [17 empty] | N
17235 | NRG REMA LLC | 3115 | Titus | PA | Berks | 1 | ST | OP | 75 | 72 | 72 |  | 3 | 1951 | NG BLQ BLQ: BIT; NG WDS WDS: DFO; N Y Y: N; Y Y Y: Y |  | S |  | N | IPP Non-CHP | 2 |  |  | Y | [12 empty] | Y |  |  | 9 | 2013 | N | Y |  | Y |  |  |  | DFO
17235 | NRG REMA LLC | 3115 | Titus | PA | Berks | 2 | ST | OP | 75 | 72 | 72 |  | 6 | 1951 | NG BLQ BLQ: BIT; NG WDS WDS: DFO; N Y Y: N; Y Y Y: Y |  | S |  | N | IPP Non-CHP | 2 |  |  | Y | [12 empty] | Y |  |  | 9 | 2013 | N | Y |  | Y |  |  |  | DFO
17235 | NRG REMA LLC | 3115 | Titus | PA | Berks | 3 | ST | OP | 75 | 72 | 72 |  | 4 | 1953 | NG BLQ BLQ: BIT; NG WDS WDS: DFO; N Y Y: N; Y Y Y: Y |  | S |  | N | IPP Non-CHP | 2 |  |  | Y | [12 empty] | Y |  |  | 9 | 2013 | N | Y |  | Y |  |  |  | DFO
17235 | NRG REMA LLC | 3115 | Titus | PA | Berks | 4 | GT | OP | 18 | 13 | 17 |  | 12 | 1967 | NG BLQ BLQ: DFO; NG WDS WDS: NG; N Y Y: N; Y Y Y: Y |  | S |  | N | IPP Non-CHP | 2 |  |  | N | [17 empty] | N
17235 | NRG REMA LLC | 3115 | Titus | PA | Berks | 5 | GT | OP | 18 | 14 | 18 |  | 8 | 1970 | NG BLQ BLQ: DFO; NG WDS WDS: NG; N Y Y: N; Y Y Y: Y |  | S |  | N | IPP Non-CHP | 2 |  |  | N | [17 empty] | N
17235 | NRG REMA LLC | 3116 | Tolna | PA | York | 1 | GT | SB | 27 | 18 | 25 |  | 6 | 1972 | NG BLQ BLQ: DFO; N Y Y: N; Y Y Y: Y | Y | S |  | N | IPP Non-CHP | 2 |  |  | N | [17 empty] | N
17235 | NRG REMA LLC | 3116 | Tolna | PA | York | 2 | GT | SB | 27 | 18 | 25 |  | 6 | 1972 | NG BLQ BLQ: DFO; N Y Y: N; Y Y Y: Y | Y | S |  | N | IPP Non-CHP | 2 |  |  | N | [17 empty] | N
17235 | NRG REMA LLC | 3120 | Blossburg | PA | Tioga | 1 | GT | OP | 24 | 16 | 24 |  | 5 | 1971 | NG BLQ BLQ: NG; N Y Y: N; Y Y Y: Y |  | S |  | N | IPP Non-CHP | 2 |  |  | N | [17 empty] | N
17235 | NRG REMA LLC | 3131 | Shawville | PA | Clearfield | 1 | ST | OP | 125 | 118 | 124 |  | 8 | 1954 | NG BLQ BLQ: BIT; NG WDS WDS: DFO; N Y Y: N; Y Y Y: Y |  | W |  | N | IPP Non-CHP | 2 |  |  | Y | [15 empty] | 4 | 2015 | N | Y |  | Y |  |  |  | DFO
17235 | NRG REMA LLC | 3131 | Shawville | PA | Clearfield | 2 | ST | OP | 125 | 121 | 126 |  | 3 | 1954 | NG BLQ BLQ: BIT; NG WDS WDS: DFO; N Y Y: N; Y Y Y: Y |  | W |  | N | IPP Non-CHP | 2 |  |  | Y | [15 empty] | 4 | 2015 | N | Y |  | Y |  |  |  | DFO
17235 | NRG REMA LLC | 3131 | Shawville | PA | Clearfield | 3 | ST | OP | 188 | 163 | 169 |  | 12 | 1959 | NG BLQ BLQ: BIT; NG WDS WDS: DFO; N Y Y: N; Y Y Y: Y |  | W |  | N | IPP Non-CHP | 2 |  |  | Y | [15 empty] | 4 | 2015 | N | Y |  | Y |  |  |  | DFO
17235 | NRG REMA LLC | 3131 | Shawville | PA | Clearfield | 4 | ST | OP | 188 | 163 | 169 |  | 4 | 1960 | NG BLQ BLQ: BIT; NG WDS WDS: DFO; N Y Y: N; Y Y Y: Y |  | W |  | N | IPP Non-CHP | 2 |  |  | Y | [15 empty] | 4 | 2015 | N | Y |  | Y |  |  |  | DFO
17235 | NRG REMA LLC | 3131 | Shawville | PA | Clearfield | 5 | IC | SB | 2 | 2 | 2 |  | 4 | 1960 | NG BLQ BLQ: DFO; N Y Y: N; Y Y Y: Y | Y | W |  | N | IPP Non-CHP | 2 |  |  | N | [17 empty] | N
17235 | NRG REMA LLC | 3131 | Shawville | PA | Clearfield | 6 | IC | SB | 2 | 2 | 2 |  | 4 | 1966 | NG BLQ BLQ: DFO; N Y Y: N; Y Y Y: Y | Y | W |  | N | IPP Non-CHP | 2 |  |  | N | [17 empty] | N
17235 | NRG REMA LLC | 3131 | Shawville | PA | Clearfield | 7 | IC | SB | 2 | 2 | 2 |  | 4 | 1960 | NG BLQ BLQ: DFO; N Y Y: N; Y Y Y: Y | Y | W |  | N | IPP Non-CHP | 2 |  |  | N | [17 empty] | N
17235 | NRG REMA LLC | 3132 | Warren | PA | Warren | 3 | GT | OP | 53.1 | 46 | 57 |  | 9 | 1972 | NG BLQ BLQ: DFO; NG WDS WDS: NG; N Y Y: Y; Y Y Y: Y |  | S |  | N | IPP Non-CHP | 2 |  |  | N | [17 empty] | N
17235 | NRG REMA LLC | 8227 | Glen Gardner | NJ | Hunterdon | 1 | GT | OP | 20 | 18 | 18 |  | 6 | 1971 | NG BLQ BLQ: NG; NG WDS WDS: DFO; N Y Y: Y; Y Y Y: Y |  | S |  | N | IPP Non-CHP | 2 |  |  | Y | [15 empty] | 5 | 2015 | N
17235 | NRG REMA LLC | 8227 | Glen Gardner | NJ | Hunterdon | 2 | GT | OP | 20 | 18 | 18 |  | 6 | 1971 | NG BLQ BLQ: NG; NG WDS WDS: DFO; N Y Y: Y; Y Y Y: Y |  | S |  | N | IPP Non-CHP | 2 |  |  | Y | [15 empty] | 5 | 2015 | N
17235 | NRG REMA LLC | 8227 | Glen Gardner | NJ | Hunterdon | 3 | GT | OP | 19.6 | 18 | 18 |  | 6 | 1971 | NG BLQ BLQ: NG; NG WDS WDS: DFO; N Y Y: Y; Y Y Y: Y |  | S |  | N | IPP Non-CHP | 2 |  |  | Y | [15 empty] | 5 | 2015 | N
17235 | NRG REMA LLC | 8227 | Glen Gardner | NJ | Hunterdon | 4 | GT | OP | 20 | 18 | 18 |  | 6 | 1971 | NG BLQ BLQ: NG; NG WDS WDS: DFO; N Y Y: Y; Y Y Y: Y |  | S |  | N | IPP Non-CHP | 2 |  |  | Y | [15 empty] | 5 | 2015 | N
17235 | NRG REMA LLC | 8227 | Glen Gardner | NJ | Hunterdon | 5 | GT | OP | 20 | 18 | 18 |  | 7 | 1971 | NG BLQ BLQ: NG; NG WDS WDS: DFO; N Y Y: Y; Y Y Y: Y |  | S |  | N | IPP Non-CHP | 2 |  |  | Y | [15 empty] | 5 | 2015 | N
17235 | NRG REMA LLC | 8227 | Glen Gardner | NJ | Hunterdon | 6 | GT | OP | 20 | 18 | 18 |  | 7 | 1971 | NG BLQ BLQ: NG; NG WDS WDS: DFO; N Y Y: Y; Y Y Y: Y |  | S |  | N | IPP Non-CHP | 2 |  |  | Y | [15 empty] | 5 | 2015 | N
17235 | NRG REMA LLC | 8227 | Glen Gardner | NJ | Hunterdon | 7 | GT | OP | 20 | 18 | 18 |  | 7 | 1971 | NG BLQ BLQ: NG; NG WDS WDS: DFO; N Y Y: Y; Y Y Y: Y |  | S |  | N | IPP Non-CHP | 2 |  |  | Y | [15 empty] | 5 | 2015 | N
17235 | NRG REMA LLC | 8227 | Glen Gardner | NJ | Hunterdon | 8 | GT | OP | 20 | 18 | 18 |  | 7 | 1971 | NG BLQ BLQ: NG; NG WDS WDS: DFO; N Y Y: Y; Y Y Y: Y |  | S |  | N | IPP Non-CHP | 2 |  |  | Y | [15 empty] | 5 | 2015 | N
17254 | Sithe/Independence LLC | 54547 | Sithe Independence Station | NY | Oswego | 1 | CT | OP | 169.2 | 142.2 | 165.1 |  | 10 | 1994 | NG BLQ BLQ: NG; N Y Y: N; Y Y Y: Y |  | J |  | Y | IPP CHP | 3 | T |  | N | [17 empty] | N
17254 | Sithe/Independence LLC | 54547 | Sithe Independence Station | NY | Oswego | 2 | CT | OP | 169.2 | 142.2 | 165.1 |  | 9 | 1994 | NG BLQ BLQ: NG; N Y Y: N; Y Y Y: Y |  | J |  | Y | IPP CHP | 3 | T |  | N | [17 empty] | N
17254 | Sithe/Independence LLC | 54547 | Sithe Independence Station | NY | Oswego | 3 | CT | OP | 169.2 | 142.2 | 165.1 |  | 8 | 1994 | NG BLQ BLQ: NG; N Y Y: N; Y Y Y: Y |  | J |  | Y | IPP CHP | 3 | T |  | N | [17 empty] | N
17254 | Sithe/Independence LLC | 54547 | Sithe Independence Station | NY | Oswego | 4 | CT | OP | 169.5 | 142.2 | 165.1 |  | 9 | 1994 | NG BLQ BLQ: NG; N Y Y: N; Y Y Y: Y |  | J |  | Y | IPP CHP | 3 | T |  | N | [17 empty] | N
17254 | Sithe/Independence LLC | 54547 | Sithe Independence Station | NY | Oswego | 5 | CA | OP | 204.5 | 182.2 | 211.5 |  | 10 | 1994 | NG BLQ BLQ: NG; N Y Y: N; Y Y Y: Y |  | J |  | Y | IPP CHP | 3 | T | Y | N | [17 empty] | N
17254 | Sithe/Independence LLC | 54547 | Sithe Independence Station | NY | Oswego | 6 | CA | OP | 204.5 | 182.2 | 211.5 |  | 9 | 1994 | NG BLQ BLQ: NG; N Y Y: N; Y Y Y: Y |  | J |  | Y | IPP CHP | 3 | T | Y | N | [17 empty] | N
17271 | City & Borough of Sitka - (AK) | 93 | Blue Lake | AK | Sitka | 1 | HY | OP | 3.5 | 3.5 | 3.5 |  | 6 | 1961 | NG BLQ BLQ: WAT; N Y Y: N; Y Y Y: Y |  | S |  | N | Electric Utility | 1 |  | N | N | [17 empty] | N
17271 | City & Borough of Sitka - (AK) | 93 | Blue Lake | AK | Sitka | 2 | HY | OP | 3.5 | 3.5 | 3.5 |  | 6 | 1961 | NG BLQ BLQ: WAT; N Y Y: N; Y Y Y: Y |  | S |  | N | Electric Utility | 1 |  | N | N | [17 empty] | N
17271 | City & Borough of Sitka - (AK) | 313 | Green Lake | AK | Sitka | 1 | HY | OP | 9.3 | 9.3 | 9.3 |  | 4 | 1982 | NG BLQ BLQ: WAT; N Y Y: N; Y Y Y: Y |  | S |  | N | Electric Utility | 1 |  | N | N
17271 | City & Borough of Sitka - (AK) | 313 | Green Lake | AK | Sitka | 2 | HY | OP | 9.3 | 9.3 | 9.3 |  | 10 | 1982 | NG BLQ BLQ: WAT; N Y Y: N; Y Y Y: Y |  | S |  | N | Electric Utility | 1 |  | N | N
17271 | City & Borough of Sitka - (AK) | 6801 | Jarvis Street | AK | SITKA | 1 | IC | OP | 2 | 2 | 2 |  | 8 | 1979 | NG BLQ BLQ: DFO; N Y Y: N; Y Y Y: Y |  | S |  | N | Electric Utility | 1 |  | N | N
17271 | City & Borough of Sitka - (AK) | 6801 | Jarvis Street | AK | SITKA | 2 | IC | OP | 2.8 | 2.8 | 2.8 |  | 8 | 1979 | NG BLQ BLQ: DFO; N Y Y: N; Y Y Y: Y |  | S |  | N | Electric Utility | 1 |  | N | N | [17 empty] | N
17271 | City & Borough of Sitka - (AK) | 6801 | Jarvis Street | AK | SITKA | 3 | IC | OP | 2.8 | 2.8 | 2.8 |  | 8 | 1979 | NG BLQ BLQ: DFO; N Y Y: N; Y Y Y: Y |  | S |  | N | Electric Utility | 1 |  | N | N | [17 empty] | N
17271 | City & Borough of Sitka - (AK) | 6801 | Jarvis Street | AK | SITKA | 4 | IC | OP | 4.5 | 4 | 4 |  | 7 | 2002 | NG BLQ BLQ: DFO; N Y Y: N; Y Y Y: Y |  | S |  | N | Electric Utility | 1 |  | N | N | [17 empty] | N
17283 | Seneca Energy II | 54782 | Seneca Energy | NY | Seneca | GE10 | IC | OP | 0.8 | 0.8 | 0.8 |  | 8 | 1998 | NG BLQ BLQ: LFG; N Y Y: N; Y Y Y: Y |  | S |  | N | IPP Non-CHP | 2 |  | N | N | [17 empty] | N
17283 | Seneca Energy II | 54782 | Seneca Energy | NY | Seneca | GE11 | IC | OP | 0.8 | 0.8 | 0.8 |  | 8 | 1998 | NG BLQ BLQ: LFG; N Y Y: N; Y Y Y: Y |  | S |  | N | IPP Non-CHP | 2 |  | N | N | [17 empty] | N
17283 | Seneca Energy II | 54782 | Seneca Energy | NY | Seneca | GE12 | IC | OP | 0.8 | 0.8 | 0.8 |  | 8 | 1998 | NG BLQ BLQ: LFG; N Y Y: N; Y Y Y: Y |  | S |  | N | IPP Non-CHP | 2 |  | N | N | [17 empty] | N
17283 | Seneca Energy II | 54782 | Seneca Energy | NY | Seneca | GE13 | IC | OP | 0.8 | 0.8 | 0.8 |  | 8 | 1998 | NG BLQ BLQ: LFG; N Y Y: N; Y Y Y: Y |  | S |  | N | IPP Non-CHP | 2 |  | N | N | [17 empty] | N
17283 | Seneca Energy II | 54782 | Seneca Energy | NY | Seneca | GE14 | IC | OP | 0.8 | 0.8 | 0.8 |  | 8 | 1998 | NG BLQ BLQ: LFG; N Y Y: N; Y Y Y: Y |  | S |  | N | IPP Non-CHP | 2 |  | N | N | [17 empty] | N
17283 | Seneca Energy II | 54782 | Seneca Energy | NY | Seneca | GE15 | IC | OP | 1.6 | 1.6 | 1.6 |  | 1 | 2007 | NG BLQ BLQ: LFG; N Y Y: N; Y Y Y: Y |  | S |  | N | IPP Non-CHP | 2 |  | N | N | [17 empty] | N
17283 | Seneca Energy II | 54782 | Seneca Energy | NY | Seneca | GE16 | IC | OP | 1.6 | 1.6 | 1.6 |  | 1 | 2007 | NG BLQ BLQ: LFG; N Y Y: N; Y Y Y: Y |  | S |  | N | IPP Non-CHP | 2 |  | N | N | [17 empty] | N
17283 | Seneca Energy II | 54782 | Seneca Energy | NY | Seneca | GE17 | IC | OP | 1.6 | 1.6 | 1.6 |  | 1 | 2007 | NG BLQ BLQ: LFG; N Y Y: N; Y Y Y: Y |  | S |  | N | IPP Non-CHP | 2 |  | N | N | [17 empty] | N
17283 | Seneca Energy II | 54782 | Seneca Energy | NY | Seneca | GE18 | IC | OP | 1.6 | 1.6 | 1.6 |  | 1 | 2007 | NG BLQ BLQ: LFG; N Y Y: N; Y Y Y: Y |  | S |  | N | IPP Non-CHP | 2 |  | N | N | [17 empty] | N
17283 | Seneca Energy II | 54782 | Seneca Energy | NY | Seneca | GEN1 | IC | OP | 0.8 | 0.8 | 0.8 |  | 3 | 1996 | NG BLQ BLQ: LFG; N Y Y: N; Y Y Y: Y |  | S |  | N | IPP Non-CHP | 2 |  | N | N | [17 empty] | N
17283 | Seneca Energy II | 54782 | Seneca Energy | NY | Seneca | GEN2 | IC | OP | 0.8 | 0.8 | 0.8 |  | 3 | 1996 | NG BLQ BLQ: LFG; N Y Y: N; Y Y Y: Y |  | S |  | N | IPP Non-CHP | 2 |  | N | N | [17 empty] | N
17283 | Seneca Energy II | 54782 | Seneca Energy | NY | Seneca | GEN3 | IC | OP | 0.8 | 0.8 | 0.8 |  | 3 | 1996 | NG BLQ BLQ: LFG; N Y Y: N; Y Y Y: Y |  | S |  | N | IPP Non-CHP | 2 |  | N | N | [17 empty] | N
17283 | Seneca Energy II | 54782 | Seneca Energy | NY | Seneca | GEN4 | IC | OP | 0.8 | 0.8 | 0.8 |  | 8 | 1996 | NG BLQ BLQ: LFG; N Y Y: N; Y Y Y: Y |  | S |  | N | IPP Non-CHP | 2 |  | N | N | [17 empty] | N
17283 | Seneca Energy II | 54782 | Seneca Energy | NY | Seneca | GEN5 | IC | OP | 0.8 | 0.8 | 0.8 |  | 8 | 1996 | NG BLQ BLQ: LFG; N Y Y: N; Y Y Y: Y |  | S |  | N | IPP Non-CHP | 2 |  | N | N | [17 empty] | N
17283 | Seneca Energy II | 54782 | Seneca Energy | NY | Seneca | GEN6 | IC | OP | 0.8 | 0.8 | 0.8 |  | 6 | 1997 | NG BLQ BLQ: LFG; N Y Y: N; Y Y Y: Y |  | S |  | N | IPP Non-CHP | 2 |  | N | N | [17 empty] | N
17283 | Seneca Energy II | 54782 | Seneca Energy | NY | Seneca | GEN7 | IC | OP | 0.8 | 0.8 | 0.8 |  | 6 | 1997 | NG BLQ BLQ: LFG; N Y Y: N; Y Y Y: Y |  | S |  | N | IPP Non-CHP | 2 |  | N | N | [17 empty] | N
17283 | Seneca Energy II | 54782 | Seneca Energy | NY | Seneca | GEN8 | IC | OP | 0.8 | 0.8 | 0.8 |  | 8 | 1998 | NG BLQ BLQ: LFG; N Y Y: N; Y Y Y: Y |  | S |  | N | IPP Non-CHP | 2 |  | N | N | [17 empty] | N
17283 | Seneca Energy II | 54782 | Seneca Energy | NY | Seneca | GEN9 | IC | OP | 0.8 | 0.8 | 0.8 |  | 8 | 1998 | NG BLQ BLQ: LFG; N Y Y: N; Y Y Y: Y |  | S |  | N | IPP Non-CHP | 2 |  | N | N | [17 empty] | N
17283 | Seneca Energy II | 56250 | Ontario LFGTE | NY | Ontario | GEN1 | IC | OP | 0.8 | 0.8 | 0.8 |  | 11 | 2003 | NG BLQ BLQ: LFG; N Y Y: N; Y Y Y: Y |  | S |  | N | IPP Non-CHP | 2 |  | N | N | [17 empty] | N
17283 | Seneca Energy II | 56250 | Ontario LFGTE | NY | Ontario | GEN2 | IC | OP | 0.8 | 0.8 | 0.8 |  | 11 | 2003 | NG BLQ BLQ: LFG; N Y Y: N; Y Y Y: Y |  | S |  | N | IPP Non-CHP | 2 |  | N | N | [17 empty] | N
17283 | Seneca Energy II | 56250 | Ontario LFGTE | NY | Ontario | GEN3 | IC | OP | 0.8 | 0.8 | 0.8 |  | 11 | 2003 | NG BLQ BLQ: LFG; N Y Y: N; Y Y Y: Y |  | S |  | N | IPP Non-CHP | 2 |  | N | N | [17 empty] | N
17283 | Seneca Energy II | 56250 | Ontario LFGTE | NY | Ontario | GEN4 | IC | OP | 0.8 | 0.8 | 0.8 |  | 11 | 2003 | NG BLQ BLQ: LFG; N Y Y: N; Y Y Y: Y |  | S |  | N | IPP Non-CHP | 2 |  | N | N | [17 empty] | N
17283 | Seneca Energy II | 56250 | Ontario LFGTE | NY | Ontario | GEN5 | IC | OP | 0.8 | 0.8 | 0.8 |  | 5 | 2005 | NG BLQ BLQ: LFG; N Y Y: N; Y Y Y: Y |  | S |  | N | IPP Non-CHP | 2 |  | N | N | [17 empty] | N
17283 | Seneca Energy II | 56250 | Ontario LFGTE | NY | Ontario | GEN6 | IC | OP | 0.8 | 0.8 | 0.8 |  | 5 | 2005 | NG BLQ BLQ: LFG; N Y Y: N; Y Y Y: Y |  | S |  | N | IPP Non-CHP | 2 |  | N | N | [17 empty] | N
17283 | Seneca Energy II | 56250 | Ontario LFGTE | NY | Ontario | GEN7 | IC | OP | 0.8 | 0.8 | 0.8 |  | 5 | 2005 | NG BLQ BLQ: LFG; N Y Y: N; Y Y Y: Y |  | S |  | N | IPP Non-CHP | 2 |  | N | N | [17 empty] | N
17283 | Seneca Energy II | 56250 | Ontario LFGTE | NY | Ontario | GEN8 | IC | OP | 0.8 | 0.8 | 0.8 |  | 11 | 2010 | NG BLQ BLQ: LFG; N Y Y: N; Y Y Y: Y |  | S |  | N | IPP Non-CHP | 2 |  | N | N | [17 empty] | N
17288 | Sky River LLC | 50536 | Sky River LLC | CA | Kern | WGNS | WT | OP | 76.9 | 76.9 | 76.9 |  | 2 | 1991 | NG BLQ BLQ: WND; N Y Y: N; Y Y Y: Y |  | S | 342 | N | IPP Non-CHP | 2 |  | N | N | [17 empty] | N
17320 | Sleepy Eye Public Utility Comm | 2011 | Sleepy Eye | MN | Brown | 1A | IC | SB | 1.8 | 1.8 | 1.8 |  | 4 | 1999 | NG BLQ BLQ: DFO; N Y Y: N; Y Y Y: Y | Y | S |  | N | Electric Utility | 1 |  | N | N | [17 empty] | N
17320 | Sleepy Eye Public Utility Comm | 2011 | Sleepy Eye | MN | Brown | 5 | IC | SB | 1.8 | 1.8 | 1.8 |  | 6 | 1996 | NG BLQ BLQ: DFO; N Y Y: N; Y Y Y: Y | Y | S |  | N | Electric Utility | 1 |  | N | N | [17 empty] | N
17320 | Sleepy Eye Public Utility Comm | 2011 | Sleepy Eye | MN | Brown | 6 | IC | SB | 2 | 2 | 2 |  | 9 | 2009 | NG BLQ BLQ: DFO; N Y Y: N; Y Y Y: Y | Y | S |  | N | Electric Utility | 1 |  |  | N | [17 empty] | N
17320 | Sleepy Eye Public Utility Comm | 2011 | Sleepy Eye | MN | Brown | 7 | IC | SB | 2 | 2 | 2 |  | 9 | 2009 | NG BLQ BLQ: DFO; N Y Y: N; Y Y Y: Y | Y | S |  | N | Electric Utility | 1 |  |  | N | [17 empty] | N
17320 | Sleepy Eye Public Utility Comm | 2011 | Sleepy Eye | MN | Brown | IC4 | IC | SB | 1.8 | 1.8 | 1.8 |  | 7 | 1995 | NG BLQ BLQ: DFO; N Y Y: N; Y Y Y: Y | Y | S |  | N | Electric Utility | 1 |  | N | N | [17 empty] | N
17320 | Sleepy Eye Public Utility Comm | 2011 | Sleepy Eye | MN | Brown | NEW | IC | SB | 2 | 1.8 | 1.8 |  | 6 | 2001 | NG BLQ BLQ: DFO; N Y Y: N; Y Y Y: Y | Y | S |  | N | Electric Utility | 1 |  | N | N | [17 empty] | N
17321 | Slate Creek Hydro Assoc LP | 50961 | Slate Creek | CA | Shasta | GEN1 | HY | OP | 4.2 | 4 | 3.9 |  | 5 | 1990 | NG BLQ BLQ: WAT; N Y Y: N; Y Y Y: Y | Y | J | 0 | N | IPP Non-CHP | 2 |  | N | N
17330 | Walter Coke | 50359 | Sloss Industries Corp | AL | Jefferson | 10 | ST | OP | 12.5 | 8.5 | 7.5 |  | 5 | 1958 | NG BLQ BLQ: OG; NG WDS WDS: NG; N Y Y: N; Y Y Y: Y |  | S |  | Y | Industrial CHP | 7 | B | N | N | [17 empty] | N
17330 | Walter Coke | 50359 | Sloss Industries Corp | AL | Jefferson | 9 | ST | SB | 12.5 | 7.5 | 6.5 |  | 5 | 1958 | NG BLQ BLQ: OG; NG WDS WDS: NG; N Y Y: N; Y Y Y: Y | Y | S |  | Y | Industrial CHP | 7 | B | N | N | [17 empty] | N
17345 | Small Hydro of Texas Inc | 55000 | Small Hydro of Texas | TX | De Witt | 01 | HY | OS | 0.5 | 0.4 | 0.4 |  | 12 | 1992 | NG BLQ BLQ: WAT; N Y Y: N; Y Y Y: Y |  | S | 0 | N | IPP Non-CHP | 2 |  | N | N
17345 | Small Hydro of Texas Inc | 55000 | Small Hydro of Texas | TX | De Witt | 02 | HY | OS | 0.5 | 0.4 | 0.4 |  | 3 | 1993 | NG BLQ BLQ: WAT; N Y Y: N; Y Y Y: Y |  | S | 0 | N | IPP Non-CHP | 2 |  | N | N
17345 | Small Hydro of Texas Inc | 55000 | Small Hydro of Texas | TX | De Witt | 03 | HY | OS | 0.5 | 0.4 | 0.4 |  | 6 | 1993 | NG BLQ BLQ: WAT; N Y Y: N; Y Y Y: Y |  | S | 0 | N | IPP Non-CHP | 2 |  | N | N
17355 | PowerSmith Cogen Proj LP | 50558 | PowerSmith Cogeneration Project | OK | Oklahoma | GT01 | CT | OP | 72.5 | 67.3 | 67.3 |  | 9 | 1989 | NG BLQ BLQ: NG; N Y Y: N; Y Y Y: Y |  | S |  | Y | IPP CHP | 3 | T | N | N | [17 empty] | N
17355 | PowerSmith Cogen Proj LP | 50558 | PowerSmith Cogeneration Project | OK | Oklahoma | ST01 | CA | OP | 49.9 | 44.1 | 44.1 |  | 9 | 1989 | NG BLQ BLQ: NG; N Y Y: N; Y Y Y: Y |  | S |  | Y | IPP CHP | 3 | T | Y | N | [17 empty] | N
17412 | County of Sonoma Dept of Trnsp | 55752 | Sonoma Central Landfill Phase I | CA | Sonoma | P-11 | IC | OP | 0.8 | 0.7 | 0.7 |  | 7 | 1993 | NG BLQ BLQ: LFG; N Y Y: N; Y Y Y: Y |  | S |  | N | Commercial Non-CHP | 4 |  |  | N | [17 empty] | N
17412 | County of Sonoma Dept of Trnsp | 55752 | Sonoma Central Landfill Phase I | CA | Sonoma | P-12 | IC | OP | 0.8 | 0.7 | 0.7 |  | 7 | 1993 | NG BLQ BLQ: LFG; N Y Y: N; Y Y Y: Y |  | S |  | N | Commercial Non-CHP | 4 |  |  | N | [17 empty] | N
17412 | County of Sonoma Dept of Trnsp | 55752 | Sonoma Central Landfill Phase I | CA | Sonoma | P-13 | IC | OP | 0.8 | 0.7 | 0.7 |  | 7 | 1993 | NG BLQ BLQ: LFG; N Y Y: N; Y Y Y: Y |  | S |  | N | Commercial Non-CHP | 4 |  |  | N | [17 empty] | N
17412 | County of Sonoma Dept of Trnsp | 55752 | Sonoma Central Landfill Phase I | CA | Sonoma | P-14 | IC | OP | 0.8 | 0.7 | 0.7 |  | 7 | 1993 | NG BLQ BLQ: LFG; N Y Y: N; Y Y Y: Y |  | S |  | N | Commercial Non-CHP | 4 |  |  | N | [17 empty] | N
17412 | County of Sonoma Dept of Trnsp | 55753 | Sonoma Central Landfill Phase II | CA | Sonoma | P-21 | IC | OP | 0.8 | 0.7 | 0.7 |  | 6 | 1996 | NG BLQ BLQ: LFG; N Y Y: N; Y Y Y: Y |  | S |  | N | Commercial Non-CHP | 4 |  |  | N | [17 empty] | N
17412 | County of Sonoma Dept of Trnsp | 55753 | Sonoma Central Landfill Phase II | CA | Sonoma | P-22 | IC | OP | 0.8 | 0.7 | 0.7 |  | 6 | 1996 | NG BLQ BLQ: LFG; N Y Y: N; Y Y Y: Y |  | S |  | N | Commercial Non-CHP | 4 |  |  | N | [17 empty] | N
17412 | County of Sonoma Dept of Trnsp | 55753 | Sonoma Central Landfill Phase II | CA | Sonoma | P-23 | IC | OP | 0.8 | 0.7 | 0.7 |  | 6 | 1996 | NG BLQ BLQ: LFG; N Y Y: N; Y Y Y: Y |  | S |  | N | Commercial Non-CHP | 4 |  |  | N | [17 empty] | N
17412 | County of Sonoma Dept of Trnsp | 55753 | Sonoma Central Landfill Phase II | CA | Sonoma | P-24 | IC | OP | 0.8 | 0.7 | 0.7 |  | 6 | 1996 | NG BLQ BLQ: LFG; N Y Y: N; Y Y Y: Y |  | S |  | N | Commercial Non-CHP | 4 |  |  | N | [17 empty] | N
17412 | County of Sonoma Dept of Trnsp | 55880 | Sonoma Central Landfill Phase III | CA | Sonoma | P-31 | IC | OS | 0.8 | 0.7 | 0.7 |  | 7 | 2004 | NG BLQ BLQ: LFG; N Y Y: N; Y Y Y: Y |  | S |  | N | Commercial Non-CHP | 4 |  |  | N | [17 empty] | N
17412 | County of Sonoma Dept of Trnsp | 55880 | Sonoma Central Landfill Phase III | CA | Sonoma | P-32 | IC | OS | 0.8 | 0.7 | 0.7 |  | 7 | 2004 | NG BLQ BLQ: LFG; N Y Y: N; Y Y Y: Y |  | S |  | N | Commercial Non-CHP | 4 |  |  | N | [17 empty] | N
17445 | Solid Waste Auth of Palm Beach | 50071 | Palm Beach Renewable Energy Facility#1 | FL | Palm Beach | GEN1 | ST | OP | 62.3 | 50 | 50 |  | 5 | 1989 | NG BLQ BLQ: MSW; N Y Y: N; Y Y Y: Y |  | S |  | N | IPP Non-CHP | 2 |  |  | N | [17 empty] | N | [6 empty] | NG
17449 | Smithfield Packing Co | 54823 | Smithfield Packing Bladen | NC | BLADEN | GEN1 | IC | SB | 1.5 | 1.5 | 1.5 |  | 10 | 1993 | NG BLQ BLQ: DFO; N Y Y: N; Y Y Y: N | Y | S |  | N | Industrial Non-CHP | 6 |  |  | Y | [12 empty] | Y | 5 | 2013
17449 | Smithfield Packing Co | 54823 | Smithfield Packing Bladen | NC | BLADEN | GEN2 | IC | SB | 1.5 | 1.5 | 1.5 |  | 10 | 1993 | NG BLQ BLQ: DFO; N Y Y: N; Y Y Y: N | Y | S |  | N | Industrial Non-CHP | 6 |  |  | Y | [12 empty] | Y | 5 | 2013
17449 | Smithfield Packing Co | 54823 | Smithfield Packing Bladen | NC | BLADEN | GEN3 | IC | SB | 1.5 | 1.5 | 1.5 |  | 10 | 1993 | NG BLQ BLQ: DFO; N Y Y: N; Y Y Y: N | Y | S |  | N | Industrial Non-CHP | 6 |  |  | Y | [12 empty] | Y | 5 | 2013
17449 | Smithfield Packing Co | 54823 | Smithfield Packing Bladen | NC | BLADEN | GEN4 | IC | SB | 1.5 | 1.5 | 1.5 |  | 10 | 1993 | NG BLQ BLQ: DFO; N Y Y: N; Y Y Y: N | Y | S |  | N | Industrial Non-CHP | 6 |  |  | Y | [12 empty] | Y | 5 | 2013
17449 | Smithfield Packing Co | 54823 | Smithfield Packing Bladen | NC | BLADEN | GEN5 | IC | SB | 1.5 | 1.5 | 1.5 |  | 10 | 1993 | NG BLQ BLQ: DFO; N Y Y: N; Y Y Y: N | Y | S |  | N | Industrial Non-CHP | 6 |  |  | Y | [12 empty] | Y | 5 | 2013
17449 | Smithfield Packing Co | 54823 | Smithfield Packing Bladen | NC | BLADEN | GEN6 | IC | SB | 1.5 | 1.5 | 1.5 |  | 10 | 1993 | NG BLQ BLQ: DFO; N Y Y: N; Y Y Y: N | Y | S |  | N | Industrial Non-CHP | 6 |  |  | Y | [12 empty] | Y | 5 | 2013
17449 | Smithfield Packing Co | 54823 | Smithfield Packing Bladen | NC | BLADEN | GEN7 | IC | SB | 1.5 | 1.5 | 1.5 |  | 10 | 1993 | NG BLQ BLQ: DFO; N Y Y: N; Y Y Y: N | Y | S |  | N | Industrial Non-CHP | 6 |  |  | Y | [12 empty] | Y | 5 | 2013
17449 | Smithfield Packing Co | 54823 | Smithfield Packing Bladen | NC | BLADEN | GEN8 | IC | SB | 1.5 | 1.5 | 1.5 |  | 10 | 1993 | NG BLQ BLQ: DFO; N Y Y: N; Y Y Y: N | Y | S |  | N | Industrial Non-CHP | 6 |  |  | Y | [12 empty] | Y | 5 | 2013
17449 | Smithfield Packing Co | 54823 | Smithfield Packing Bladen | NC | BLADEN | GEN9 | IC | SB | 1.5 | 1.5 | 1.5 |  | 2 | 1998 | NG BLQ BLQ: DFO; N Y Y: N; Y Y Y: N | Y | S |  | N | Industrial Non-CHP | 6 |  |  | Y | [12 empty] | Y | 5 | 2013
17449 | Smithfield Packing Co | 54823 | Smithfield Packing Bladen | NC | BLADEN | GN10 | IC | SB | 1.5 | 1.5 | 1.5 |  | 2 | 1998 | NG BLQ BLQ: DFO; N Y Y: N; Y Y Y: N | Y | S |  | N | Industrial Non-CHP | 6 |  |  | Y | [12 empty] | Y | 5 | 2013
17449 | Smithfield Packing Co | 54823 | Smithfield Packing Bladen | NC | BLADEN | GN11 | IC | SB | 1.5 | 1.5 | 1.5 |  | 2 | 1998 | NG BLQ BLQ: DFO; N Y Y: N; Y Y Y: N | Y | S |  | N | Industrial Non-CHP | 6 |  |  | Y | [12 empty] | Y | 5 | 2013
17449 | Smithfield Packing Co | 54823 | Smithfield Packing Bladen | NC | BLADEN | GN12 | IC | SB | 1.5 | 1.5 | 1.5 |  | 2 | 1998 | NG BLQ BLQ: DFO; N Y Y: N; Y Y Y: N | Y | S |  | N | Industrial Non-CHP | 6 |  |  | Y | [12 empty] | Y | 5 | 2013
17449 | Smithfield Packing Co | 54823 | Smithfield Packing Bladen | NC | BLADEN | GN13 | IC | SB | 1.5 | 1.5 | 1.5 |  | 2 | 1998 | NG BLQ BLQ: DFO; N Y Y: N; Y Y Y: N | Y | S |  | N | Industrial Non-CHP | 6 |  |  | Y | [12 empty] | Y | 5 | 2013
17449 | Smithfield Packing Co | 54823 | Smithfield Packing Bladen | NC | BLADEN | GN14 | IC | SB | 1.5 | 1.5 | 1.5 |  | 2 | 1998 | NG BLQ BLQ: DFO; N Y Y: N; Y Y Y: N | Y | S |  | N | Industrial Non-CHP | 6 |  |  | Y | [12 empty] | Y | 5 | 2013
17449 | Smithfield Packing Co | 54823 | Smithfield Packing Bladen | NC | BLADEN | GN15 | IC | SB | 1.5 | 1.5 | 1.5 |  | 2 | 1998 | NG BLQ BLQ: DFO; N Y Y: N; Y Y Y: N | Y | S |  | N | Industrial Non-CHP | 6 |  |  | Y | [12 empty] | Y | 5 | 2013
17449 | Smithfield Packing Co | 54823 | Smithfield Packing Bladen | NC | BLADEN | GN16 | IC | SB | 1.5 | 1.5 | 1.5 |  | 2 | 1995 | NG BLQ BLQ: DFO; N Y Y: N; Y Y Y: N | Y | S |  | N | Industrial Non-CHP | 6 |  |  | Y | [12 empty] | Y | 5 | 2013
17449 | Smithfield Packing Co | 54823 | Smithfield Packing Bladen | NC | BLADEN | GN17 | IC | SB | 1.5 | 1.5 | 1.5 |  | 2 | 1998 | NG BLQ BLQ: DFO; N Y Y: N; Y Y Y: N | Y | S |  | N | Industrial Non-CHP | 6 |  |  | Y | [12 empty] | Y | 5 | 2013 |  |  |  | N
17449 | Smithfield Packing Co | 54823 | Smithfield Packing Bladen | NC | BLADEN | GN18 | IC | SB | 1.5 | 1.5 | 1.5 |  | 2 | 1995 | NG BLQ BLQ: DFO; N Y Y: N; Y Y Y: N | Y | S |  | N | Industrial Non-CHP | 6 |  |  | Y | [12 empty] | Y | 5 | 2013
17449 | Smithfield Packing Co | 54823 | Smithfield Packing Bladen | NC | BLADEN | GN19 | IC | SB | 1.5 | 1.5 | 1.5 |  | 2 | 1998 | NG BLQ BLQ: DFO; N Y Y: N; Y Y Y: N | Y | S |  | N | Industrial Non-CHP | 6 |  |  | Y | [12 empty] | Y | 5 | 2013
17460 | South Oak Hospital | 50136 | South Oaks Hospital | NY | Suffolk | CG1 | IC | OP | 0.2 | 0.1 | 0.1 |  | 4 | 2008 | NG BLQ BLQ: NG; N Y Y: N; Y Y Y: Y |  | S |  | Y | Commercial CHP | 5 | T |  | N | [17 empty] | N
17460 | South Oak Hospital | 50136 | South Oaks Hospital | NY | Suffolk | CG2 | IC | OP | 0.2 | 0.1 | 0.1 |  | 4 | 2008 | NG BLQ BLQ: NG; N Y Y: N; Y Y Y: Y |  | S |  | Y | Commercial CHP | 5 | T |  | N | [17 empty] | N
17460 | South Oak Hospital | 50136 | South Oaks Hospital | NY | Suffolk | CG3 | IC | OP | 0.2 | 0.1 | 0.1 |  | 4 | 2008 | NG BLQ BLQ: NG; N Y Y: N; Y Y Y: Y |  | S |  | Y | Commercial CHP | 5 | T |  | N | [17 empty] | N
17460 | South Oak Hospital | 50136 | South Oaks Hospital | NY | Suffolk | CG4 | IC | OP | 0.2 | 0.1 | 0.1 |  | 4 | 2008 | NG BLQ BLQ: NG; N Y Y: N; Y Y Y: Y |  | S |  | Y | Commercial CHP | 5 | T |  | N | [17 empty] | N
17460 | South Oak Hospital | 50136 | South Oaks Hospital | NY | Suffolk | CG5 | IC | OP | 0.2 | 0.1 | 0.1 |  | 4 | 2008 | NG BLQ BLQ: NG; N Y Y: N; Y Y Y: Y |  | S |  | Y | Commercial CHP | 5 | T |  | N | [17 empty] | N
17465 | RockTenn-West Point Mill | 10017 | West Point Mill | VA | King William | GEN8 | ST | SB | 5 | 5 | 5 |  | 1 | 1954 | BLQ | WDS | BIT | RFO | SLW | DFO | N | N | Y | S |  | Y | Industrial CHP | 7 | T | N | N | [17 empty] | N
17465 | RockTenn-West Point Mill | 10017 | West Point Mill | VA | King William | GEN9 | ST | OP | 10 | 10 | 10 |  | 10 | 1960 | BLQ | WDS | BIT | RFO | SLW | DFO | N | Y |  | S |  | Y | Industrial CHP | 7 | T | N | N | [17 empty] | N
17465 | RockTenn-West Point Mill | 10017 | West Point Mill | VA | King William | GN10 | ST | OP | 25 | 25 | 25 |  | 12 | 1968 | BLQ | WDS | BIT | RFO | SLW | DFO | N | Y |  | S |  | Y | Industrial CHP | 7 | T | N | N | [17 empty] | N
17465 | RockTenn-West Point Mill | 10017 | West Point Mill | VA | King William | GN11 | ST | OP | 15 | 15 | 15 |  | 8 | 1977 | BLQ | WDS | BIT | RFO | SLW | DFO | N | Y |  | S |  | Y | Industrial CHP | 7 | T | N | N | [17 empty] | N
17465 | RockTenn-West Point Mill | 10017 | West Point Mill | VA | King William | GN12 | ST | OP | 46 | 46 | 46 |  | 10 | 1985 | BLQ | WDS | RFO | SLW | DFO | OBS | N | Y |  | S |  | Y | Industrial CHP | 7 | T | N | N | [17 empty] | N
17470 | Snohomish County PUD No 1 | 7588 | H M Jackson | WA | Snohomish | 1 | HY | OP | 47.5 | 41 | 44 |  | 6 | 1984 | NG BLQ BLQ BLQ BLQ BLQ: WAT; N N N N N N: N; Y N Y Y Y Y: Y |  | S |  | N | Electric Utility | 1 |  | N | N
17470 | Snohomish County PUD No 1 | 7588 | H M Jackson | WA | Snohomish | 2 | HY | OP | 47.5 | 41 | 44 |  | 6 | 1984 | NG BLQ BLQ BLQ BLQ BLQ: WAT; N N N N N N: N; Y N Y Y Y Y: Y |  | S |  | N | Electric Utility | 1 |  | N | N
17470 | Snohomish County PUD No 1 | 7588 | H M Jackson | WA | Snohomish | 3 | HY | OP | 8.4 | 7 | 8 |  | 6 | 1984 | NG BLQ BLQ BLQ BLQ BLQ: WAT; N N N N N N: N; Y N Y Y Y Y: Y |  | S |  | N | Electric Utility | 1 |  | N | N
17470 | Snohomish County PUD No 1 | 7588 | H M Jackson | WA | Snohomish | 4 | HY | OP | 8.4 | 7 | 8 |  | 6 | 1984 | NG BLQ BLQ BLQ BLQ BLQ: WAT; N N N N N N: N; Y N Y Y Y Y: Y |  | S |  | N | Electric Utility | 1 |  | N | N
17470 | Snohomish County PUD No 1 | 57763 | Youngs Creek Hydroelectric Project | WA | Snohomish | 1 | HY | OP | 7.5 | 7.9 | 7.9 |  | 11 | 2011 | NG BLQ BLQ BLQ BLQ BLQ: WAT; N N N N N N: N; Y N Y Y Y Y: N |  | S | 1 | N | Electric Utility | 1 |  |  | N | [17 empty] | N
17515 | Somerset Windpower LLC | 55803 | FPL E Somerset Windpower LLC | PA | Somerset | EW | WT | OP | 9 | 9 | 9 |  | 12 | 2001 | NG BLQ BLQ BLQ BLQ BLQ: WND; N N N N N N: N; Y N Y Y Y Y: Y |  | S | 6 | N | IPP Non-CHP | 2 |  | N | N | [17 empty] | N
17539 | South Carolina Electric&Gas Co | 736 | Stevens Creek | GA | Columbia | 1 | HY | OP | 2.3 | 1.5 | 1.9 |  | 6 | 1914 | NG BLQ BLQ BLQ BLQ BLQ: WAT; N N N N N N: N; Y N Y Y Y Y: Y |  | S | 0 | N | Electric Utility | 1 |  | N | N | [17 empty] | N
17539 | South Carolina Electric&Gas Co | 736 | Stevens Creek | GA | Columbia | 2 | HY | OP | 2.3 | 1.5 | 1.9 |  | 6 | 1914 | NG BLQ BLQ BLQ BLQ BLQ: WAT; N N N N N N: N; Y N Y Y Y Y: Y |  | S | 0 | N | Electric Utility | 1 |  | N | N | [17 empty] | N
17539 | South Carolina Electric&Gas Co | 736 | Stevens Creek | GA | Columbia | 3 | HY | OP | 2.3 | 1.5 | 1.9 |  | 6 | 1914 | NG BLQ BLQ BLQ BLQ BLQ: WAT; N N N N N N: N; Y N Y Y Y Y: Y |  | S | 0 | N | Electric Utility | 1 |  | N | N | [17 empty] | N
17539 | South Carolina Electric&Gas Co | 736 | Stevens Creek | GA | Columbia | 4 | HY | OP | 2.3 | 1.5 | 1.9 |  | 6 | 1914 | NG BLQ BLQ BLQ BLQ BLQ: WAT; N N N N N N: N; Y N Y Y Y Y: Y |  | S | 0 | N | Electric Utility | 1 |  | N | N | [17 empty] | N
17539 | South Carolina Electric&Gas Co | 736 | Stevens Creek | GA | Columbia | 5 | HY | OP | 2.3 | 1.5 | 1.9 |  | 6 | 1914 | NG BLQ BLQ BLQ BLQ BLQ: WAT; N N N N N N: N; Y N Y Y Y Y: Y |  | S | 0 | N | Electric Utility | 1 |  | N | N | [17 empty] | N
17539 | South Carolina Electric&Gas Co | 736 | Stevens Creek | GA | Columbia | 6 | HY | OP | 2.3 | 1.5 | 1.9 |  | 6 | 1925 | NG BLQ BLQ BLQ BLQ BLQ: WAT; N N N N N N: N; Y N Y Y Y Y: Y |  | S | 0 | N | Electric Utility | 1 |  | N | N | [17 empty] | N
17539 | South Carolina Electric&Gas Co | 736 | Stevens Creek | GA | Columbia | 7 | HY | OP | 2.3 | 1.5 | 1.9 |  | 6 | 1926 | NG BLQ BLQ BLQ BLQ BLQ: WAT; N N N N N N: N; Y N Y Y Y Y: Y |  | S | 0 | N | Electric Utility | 1 |  | N | N | [17 empty] | N
17539 | South Carolina Electric&Gas Co | 736 | Stevens Creek | GA | Columbia | 8 | HY | OP | 2.3 | 1.5 | 1.9 |  | 6 | 1926 | NG BLQ BLQ BLQ BLQ BLQ: WAT; N N N N N N: N; Y N Y Y Y Y: Y |  | S | 0 | N | Electric Utility | 1 |  | N | N | [17 empty] | N
17539 | South Carolina Electric&Gas Co | 3280 | Canadys Steam | SC | Colleton | 2 | ST | OP | 136 | 115 | 115 |  | 5 | 1964 | NG BLQ BLQ BLQ BLQ BLQ: BIT; N N N N N N: N; Y N Y Y Y Y: Y |  | S |  | N | Electric Utility | 1 |  |  | Y | [15 empty] | 12 | 2018 | N | Y |  | Y |  |  |  | NG | DFO
17539 | South Carolina Electric&Gas Co | 3280 | Canadys Steam | SC | Colleton | 3 | ST | OP | 217.6 | 180 | 180 |  | 6 | 1967 | NG BLQ BLQ BLQ BLQ BLQ: BIT; N N N N N N: N; Y N Y Y Y Y: Y |  | S |  | N | Electric Utility | 1 |  |  | Y | [15 empty] | 12 | 2018 | N | Y |  | Y |  |  |  | DFO
17539 | South Carolina Electric&Gas Co | 3281 | Coit GT | SC | Richland | 1 | GT | OP | 19.6 | 14 | 19 |  | 7 | 1969 | NG BLQ BLQ BLQ BLQ BLQ: NG; NG WDS WDS WDS WDS WDS: DFO; N N N N N N: Y; Y N Y Y Y Y: Y |  | S |  | N | Electric Utility | 1 |  |  | N | [17 empty] | N
17539 | South Carolina Electric&Gas Co | 3281 | Coit GT | SC | Richland | 2 | GT | OP | 19.6 | 14 | 19 |  | 5 | 1964 | NG BLQ BLQ BLQ BLQ BLQ: NG; NG WDS WDS WDS WDS WDS: DFO; N N N N N N: Y; Y N Y Y Y Y: Y |  | S |  | N | Electric Utility | 1 |  |  | N | [17 empty] | N
17539 | South Carolina Electric&Gas Co | 3285 | Hagood | SC | Charleston | 4 | GT | OP | 122 | 86 | 99 |  | 6 | 1991 | NG BLQ BLQ BLQ BLQ BLQ: NG; NG WDS WDS WDS WDS WDS: DFO; N N N N N N: Y; Y N Y Y Y Y: Y |  | S |  | N | Electric Utility | 1 |  |  | N | [17 empty] | N
17539 | South Carolina Electric&Gas Co | 3285 | Hagood | SC | Charleston | 5 | GT | OP | 32 | 20 | 23 |  | 12 | 2009 | NG BLQ BLQ BLQ BLQ BLQ: NG; NG WDS WDS WDS WDS WDS: DFO; N N N N N N: Y; Y N Y Y Y Y: Y |  | S |  | N | Electric Utility | 1 |  |  | N | [17 empty] | N
17539 | South Carolina Electric&Gas Co | 3285 | Hagood | SC | Charleston | 6 | GT | OP | 32 | 20 | 23 |  | 2 | 2010 | NG BLQ BLQ BLQ BLQ BLQ: NG; NG WDS WDS WDS WDS WDS: DFO; N N N N N N: Y; Y N Y Y Y Y: Y |  | S |  | N | Electric Utility | 1 |  |  | N | [17 empty] | N
17539 | South Carolina Electric&Gas Co | 3286 | Hardeeville | SC | Jasper | 1 | GT | OP | 16.3 | 9 | 9 |  | 4 | 1968 | NG BLQ BLQ BLQ BLQ BLQ: DFO; N N N N N N: N; Y N Y Y Y Y: Y |  | S |  | N | Electric Utility | 1 |  |  | N | [17 empty] | N
17539 | South Carolina Electric&Gas Co | 3287 | McMeekin | SC | Lexington | 1 | ST | OP | 146.8 | 125 | 125 |  | 7 | 1958 | BIT | DFO | NG |  |  |  | Y | Y |  | S |  | N | Electric Utility | 1 |  |  | Y | [9 empty] | NG | 12 | 2015 |  |  |  | 12 | 2018 | N | Y |  | Y |  |  |  | DFO
17539 | South Carolina Electric&Gas Co | 3287 | McMeekin | SC | Lexington | 2 | ST | OP | 146.8 | 125 | 125 |  | 12 | 1958 | BIT | DFO | NG |  |  |  | Y | Y |  | S |  | N | Electric Utility | 1 |  |  | Y | [9 empty] | NG | 12 | 2015 |  |  |  | 12 | 2018 | N | Y |  | Y |  |  |  | DFO
17539 | South Carolina Electric&Gas Co | 3289 | Neal Shoals | SC | Union | 1 | HY | OP | 1.3 | 1.3 | 1.3 |  | 8 | 1966 | NG BLQ BLQ BLQ BLQ BLQ: WAT; N N N N N N: N; Y N Y Y Y Y: Y |  | S | 0 | N | Electric Utility | 1 |  | N | N | [17 empty] | N
17539 | South Carolina Electric&Gas Co | 3289 | Neal Shoals | SC | Union | 2 | HY | OP | 1.3 | 1.3 | 1.3 |  | 8 | 1966 | NG BLQ BLQ BLQ BLQ BLQ: WAT; N N N N N N: N; Y N Y Y Y Y: Y |  | S | 0 | N | Electric Utility | 1 |  | N | N | [17 empty] | N
17539 | South Carolina Electric&Gas Co | 3289 | Neal Shoals | SC | Union | 3 | HY | OP | 1.3 | 1.3 | 1.3 |  | 8 | 1966 | NG BLQ BLQ BLQ BLQ BLQ: WAT; N N N N N N: N; Y N Y Y Y Y: Y |  | S | 0 | N | Electric Utility | 1 |  | N | N | [17 empty] | N
17539 | South Carolina Electric&Gas Co | 3289 | Neal Shoals | SC | Union | 4 | HY | OP | 1.3 | 1.3 | 1.3 |  | 8 | 1966 | NG BLQ BLQ BLQ BLQ BLQ: WAT; N N N N N N: N; Y N Y Y Y Y: Y |  | S | 0 | N | Electric Utility | 1 |  | N | N | [17 empty] | N
17539 | South Carolina Electric&Gas Co | 3290 | Parr Hydro | SC | Fairfield | 1 | HY | OP | 2.4 | 2.5 | 2.5 |  | 8 | 1914 | NG BLQ BLQ BLQ BLQ BLQ: WAT; N N N N N N: N; Y N Y Y Y Y: Y |  | S | 0 | N | Electric Utility | 1 |  | N | N | [17 empty] | N
17539 | South Carolina Electric&Gas Co | 3290 | Parr Hydro | SC | Fairfield | 2 | HY | OP | 2.4 | 2.5 | 2.5 |  | 8 | 1914 | NG BLQ BLQ BLQ BLQ BLQ: WAT; N N N N N N: N; Y N Y Y Y Y: Y |  | S | 0 | N | Electric Utility | 1 |  | N | N | [17 empty] | N
17539 | South Carolina Electric&Gas Co | 3290 | Parr Hydro | SC | Fairfield | 3 | HY | OP | 2.4 | 2.5 | 2.5 |  | 8 | 1914 | NG BLQ BLQ BLQ BLQ BLQ: WAT; N N N N N N: N; Y N Y Y Y Y: Y |  | S | 0 | N | Electric Utility | 1 |  | N | N | [17 empty] | N
17539 | South Carolina Electric&Gas Co | 3290 | Parr Hydro | SC | Fairfield | 4 | HY | OP | 2.4 | 2.5 | 2.5 |  | 8 | 1914 | NG BLQ BLQ BLQ BLQ BLQ: WAT; N N N N N N: N; Y N Y Y Y Y: Y |  | S | 0 | N | Electric Utility | 1 |  | N | N | [17 empty] | N
17539 | South Carolina Electric&Gas Co | 3290 | Parr Hydro | SC | Fairfield | 5 | HY | OP | 2.4 | 2.5 | 2.5 |  | 8 | 1914 | NG BLQ BLQ BLQ BLQ BLQ: WAT; N N N N N N: N; Y N Y Y Y Y: Y |  | S | 0 | N | Electric Utility | 1 |  | N | N | [17 empty] | N
17539 | South Carolina Electric&Gas Co | 3290 | Parr Hydro | SC | Fairfield | 6 | HY | OP | 2.4 | 2.5 | 2.5 |  | 8 | 1921 | NG BLQ BLQ BLQ BLQ BLQ: WAT; N N N N N N: N; Y N Y Y Y Y: Y |  | S | 0 | N | Electric Utility | 1 |  | N | N | [17 empty] | N
17539 | South Carolina Electric&Gas Co | 3291 | Parr GT | SC | Fairfield | GT1 | GT | OP | 17.5 | 15.5 | 18.5 |  | 7 | 1970 | NG BLQ BLQ BLQ BLQ BLQ: NG; NG WDS WDS WDS WDS WDS: DFO; N N N N N N: Y; Y N Y Y Y Y: Y |  | S |  | N | Electric Utility | 1 |  |  | N | [17 empty] | N
17539 | South Carolina Electric&Gas Co | 3291 | Parr GT | SC | Fairfield | GT2 | GT | OP | 17.5 | 15.5 | 18.5 |  | 7 | 1970 | NG BLQ BLQ BLQ BLQ BLQ: NG; NG WDS WDS WDS WDS WDS: DFO; N N N N N N: Y; Y N Y Y Y Y: Y |  | S |  | N | Electric Utility | 1 |  |  | N | [17 empty] | N
17539 | South Carolina Electric&Gas Co | 3291 | Parr GT | SC | Fairfield | GT3 | GT | OP | 19.5 | 19 | 22 |  | 6 | 1971 | NG BLQ BLQ BLQ BLQ BLQ: NG; NG WDS WDS WDS WDS WDS: DFO; N N N N N N: Y; Y N Y Y Y Y: Y |  | S |  | N | Electric Utility | 1 |  |  | N | [17 empty] | N
17539 | South Carolina Electric&Gas Co | 3291 | Parr GT | SC | Fairfield | GT4 | GT | OP | 19.5 | 19 | 22 |  | 6 | 1971 | NG BLQ BLQ BLQ BLQ BLQ: NG; NG WDS WDS WDS WDS WDS: DFO; N N N N N N: Y; Y N Y Y Y Y: Y |  | S |  | N | Electric Utility | 1 |  |  | N | [17 empty] | N
17539 | South Carolina Electric&Gas Co | 3293 | Saluda | SC | Lexington | 1 | HY | OP | 32.5 | 32.5 | 32.5 |  | 8 | 1930 | NG BLQ BLQ BLQ BLQ BLQ: WAT; N N N N N N: N; Y N Y Y Y Y: Y |  | S | 0 | N | Electric Utility | 1 |  | N | N | [17 empty] | N
17539 | South Carolina Electric&Gas Co | 3293 | Saluda | SC | Lexington | 2 | HY | OP | 32.5 | 32.5 | 32.5 |  | 8 | 1930 | NG BLQ BLQ BLQ BLQ BLQ: WAT; N N N N N N: N; Y N Y Y Y Y: Y |  | S | 0 | N | Electric Utility | 1 |  | N | N | [17 empty] | N
17539 | South Carolina Electric&Gas Co | 3293 | Saluda | SC | Lexington | 3 | HY | OP | 42.3 | 35 | 35 |  | 8 | 1930 | NG BLQ BLQ BLQ BLQ BLQ: WAT; N N N N N N: N; Y N Y Y Y Y: Y |  | S | 0 | N | Electric Utility | 1 |  | N | N | [17 empty] | N
17539 | South Carolina Electric&Gas Co | 3293 | Saluda | SC | Lexington | 4 | HY | OP | 32.5 | 32.5 | 32.5 |  | 8 | 1930 | NG BLQ BLQ BLQ BLQ BLQ: WAT; N N N N N N: N; Y N Y Y Y Y: Y |  | S | 0 | N | Electric Utility | 1 |  | N | N | [17 empty] | N
17539 | South Carolina Electric&Gas Co | 3293 | Saluda | SC | Lexington | 5 | HY | OP | 67.5 | 66 | 66 |  | 7 | 1971 | NG BLQ BLQ BLQ BLQ BLQ: WAT; N N N N N N: N; Y N Y Y Y Y: Y |  | S | 0 | N | Electric Utility | 1 |  | N | Y | [12 empty] | Y | 5 | 2014 |  |  | N
17539 | South Carolina Electric&Gas Co | 3295 | Urquhart | SC | Aiken | 1 | CA | OP | 75 | 64 | 65 |  | 12 | 1953 | NG BLQ BLQ BLQ BLQ BLQ: NG; NG WDS WDS WDS WDS WDS: DFO; N N N N N N: Y; Y N Y Y Y Y: Y |  | S |  | N | Electric Utility | 1 |  | N | N | [17 empty] | N
17539 | South Carolina Electric&Gas Co | 3295 | Urquhart | SC | Aiken | 2 | CA | OP | 75 | 64 | 66 |  | 2 | 1954 | NG BLQ BLQ BLQ BLQ BLQ: NG; NG WDS WDS WDS WDS WDS: DFO; N N N N N N: Y; Y N Y Y Y Y: Y |  | S |  | N | Electric Utility | 1 |  | N | N | [17 empty] | N
17539 | South Carolina Electric&Gas Co | 3295 | Urquhart | SC | Aiken | 3 | ST | OP | 100 | 95 | 96 |  | 11 | 1955 | NG BLQ BLQ BLQ BLQ BLQ: NG; NG WDS WDS WDS WDS WDS: DFO; N N N N N N: N; Y N Y Y Y Y: Y |  | S |  | N | Electric Utility | 1 |  |  | N | [17 empty] | N | N |  | N
17539 | South Carolina Electric&Gas Co | 3295 | Urquhart | SC | Aiken | CT1 | CT | OP | 198.9 | 162 | 177 |  | 6 | 2002 | NG BLQ BLQ BLQ BLQ BLQ: NG; NG WDS WDS WDS WDS WDS: DFO; N N N N N N: Y; Y N Y Y Y Y: Y |  | S |  | N | Electric Utility | 1 |  |  | N | [17 empty] | N
17539 | South Carolina Electric&Gas Co | 3295 | Urquhart | SC | Aiken | CT2 | CT | OP | 198.9 | 168 | 176 |  | 6 | 2002 | NG BLQ BLQ BLQ BLQ BLQ: NG; NG WDS WDS WDS WDS WDS: DFO; N N N N N N: Y; Y N Y Y Y Y: Y |  | S |  | N | Electric Utility | 1 |  |  | N | [17 empty] | N
17539 | South Carolina Electric&Gas Co | 3295 | Urquhart | SC | Aiken | GT1 | GT | OP | 19.6 | 15 | 20 |  | 10 | 1969 | NG BLQ BLQ BLQ BLQ BLQ: NG; NG WDS WDS WDS WDS WDS: DFO; N N N N N N: Y; Y N Y Y Y Y: Y |  | S |  | N | Electric Utility | 1 |  |  | N | [17 empty] | N
17539 | South Carolina Electric&Gas Co | 3295 | Urquhart | SC | Aiken | GT2 | GT | OP | 16.3 | 14 | 17 |  | 8 | 1969 | NG BLQ BLQ BLQ BLQ BLQ: NG; NG WDS WDS WDS WDS WDS: DFO; N N N N N N: Y; Y N Y Y Y Y: Y |  | S |  | N | Electric Utility | 1 |  |  | N | [17 empty] | N
17539 | South Carolina Electric&Gas Co | 3295 | Urquhart | SC | Aiken | GT3 | GT | OP | 16.3 | 11 | 15 |  | 7 | 1969 | NG BLQ BLQ BLQ BLQ BLQ: NG; NG WDS WDS WDS WDS WDS: DFO; N N N N N N: Y; Y N Y Y Y Y: Y |  | S |  | N | Electric Utility | 1 |  |  | N | [17 empty] | N
17539 | South Carolina Electric&Gas Co | 3295 | Urquhart | SC | Aiken | GT4 | GT | OP | 58.9 | 47 | 50 |  | 6 | 1999 | NG BLQ BLQ BLQ BLQ BLQ: NG; NG WDS WDS WDS WDS WDS: DFO; N N N N N N: Y; Y N Y Y Y Y: Y |  | S |  | N | Electric Utility | 1 |  |  | N | [17 empty] | N
17539 | South Carolina Electric&Gas Co | 3297 | Wateree | SC | Richland | 1 | ST | OP | 385.9 | 342 | 342 |  | 9 | 1970 | NG BLQ BLQ BLQ BLQ BLQ: BIT; NG WDS WDS WDS WDS WDS: DFO; N N N N N N: N; Y N Y Y Y Y: Y |  | S |  | N | Electric Utility | 1 |  |  | N | [17 empty] | N | Y |  |  | Y |  |  | DFO
17539 | South Carolina Electric&Gas Co | 3297 | Wateree | SC | Richland | 2 | ST | OP | 385.9 | 342 | 342 |  | 12 | 1971 | NG BLQ BLQ BLQ BLQ BLQ: BIT; NG WDS WDS WDS WDS WDS: DFO; N N N N N N: N; Y N Y Y Y Y: Y |  | S |  | N | Electric Utility | 1 |  |  | N | [17 empty] | N | Y |  |  | Y |  |  | DFO
17539 | South Carolina Electric&Gas Co | 6126 | Fairfield Pumped Storage | SC | Fairfield | 1 | PS | OP | 63.9 | 72 | 72 |  | 6 | 1978 | NG BLQ BLQ BLQ BLQ BLQ: WAT; N N N N N N: N; Y N Y Y Y Y: Y |  | S | 0 | N | Electric Utility | 1 |  | N | N | [17 empty] | N
17539 | South Carolina Electric&Gas Co | 6126 | Fairfield Pumped Storage | SC | Fairfield | 2 | PS | OP | 63.9 | 72 | 72 |  | 6 | 1978 | NG BLQ BLQ BLQ BLQ BLQ: WAT; N N N N N N: N; Y N Y Y Y Y: Y |  | S | 0 | N | Electric Utility | 1 |  | N | N | [17 empty] | N
17539 | South Carolina Electric&Gas Co | 6126 | Fairfield Pumped Storage | SC | Fairfield | 3 | PS | OP | 63.9 | 72 | 72 |  | 6 | 1978 | NG BLQ BLQ BLQ BLQ BLQ: WAT; N N N N N N: N; Y N Y Y Y Y: Y |  | S | 0 | N | Electric Utility | 1 |  | N | N | [17 empty] | N
17539 | South Carolina Electric&Gas Co | 6126 | Fairfield Pumped Storage | SC | Fairfield | 4 | PS | OP | 63.9 | 72 | 72 |  | 6 | 1978 | NG BLQ BLQ BLQ BLQ BLQ: WAT; N N N N N N: N; Y N Y Y Y Y: Y |  | S | 0 | N | Electric Utility | 1 |  | N | N | [17 empty] | N
17539 | South Carolina Electric&Gas Co | 6126 | Fairfield Pumped Storage | SC | Fairfield | 5 | PS | OP | 63.9 | 72 | 72 |  | 12 | 1978 | NG BLQ BLQ BLQ BLQ BLQ: WAT; N N N N N N: N; Y N Y Y Y Y: Y |  | S | 0 | N | Electric Utility | 1 |  | N | N | [17 empty] | N
17539 | South Carolina Electric&Gas Co | 6126 | Fairfield Pumped Storage | SC | Fairfield | 6 | PS | OP | 63.9 | 72 | 72 |  | 12 | 1978 | NG BLQ BLQ BLQ BLQ BLQ: WAT; N N N N N N: N; Y N Y Y Y Y: Y |  | S | 0 | N | Electric Utility | 1 |  | N | N | [17 empty] | N
17539 | South Carolina Electric&Gas Co | 6126 | Fairfield Pumped Storage | SC | Fairfield | 7 | PS | OP | 63.9 | 72 | 72 |  | 12 | 1978 | NG BLQ BLQ BLQ BLQ BLQ: WAT; N N N N N N: N; Y N Y Y Y Y: Y |  | S | 0 | N | Electric Utility | 1 |  | N | N | [17 empty] | N
17539 | South Carolina Electric&Gas Co | 6126 | Fairfield Pumped Storage | SC | Fairfield | 8 | PS | OP | 63.9 | 72 | 72 |  | 12 | 1978 | NG BLQ BLQ BLQ BLQ BLQ: WAT; N N N N N N: N; Y N Y Y Y Y: Y |  | S | 0 | N | Electric Utility | 1 |  | N | N | [17 empty] | N
17539 | South Carolina Electric&Gas Co | 6127 | V C Summer | SC | Fairfield | 1 | ST | OP | 1029.6 | 971 | 992 |  | 1 | 1984 | NG BLQ BLQ BLQ BLQ BLQ: NUC; N N N N N N: N; Y N Y Y Y Y: Y |  | J |  | N | Electric Utility | 1 |  |  | N | [17 empty] | N
17539 | South Carolina Electric&Gas Co | 7210 | Cope | SC | Orangeburg | ST1 | ST | OP | 417.3 | 415 | 415 |  | 1 | 1996 | BIT | NG | DFO |  |  |  | N | Y |  | S |  | N | Electric Utility | 1 |  |  | N | [17 empty] | N | Y | [5 empty] | DFO
17539 | South Carolina Electric&Gas Co | 7737 | Kapstone | SC | Charleston | 1 | ST | OP | 99.2 | 90 | 90 |  | 4 | 1999 | BIT | WDS | BLQ | DFO |  |  | Y | Y |  | S |  | Y | Electric Utility | 1 | T |  | N | [17 empty] | N | Y | [5 empty] | DFO
17539 | South Carolina Electric&Gas Co | 55927 | Jasper | SC | Jasper | CT1 | CT | OP | 198.9 | 158 | 171 |  | 5 | 2004 | NG BLQ BLQ BLQ BLQ BLQ: NG; NG WDS WDS WDS WDS WDS: DFO; N N N N N N: Y; Y N Y Y Y Y: Y |  | S |  | N | Electric Utility | 1 |  |  | N | [17 empty] | N
17539 | South Carolina Electric&Gas Co | 55927 | Jasper | SC | Jasper | CT2 | CT | OP | 198.9 | 168 | 177 |  | 5 | 2004 | NG BLQ BLQ BLQ BLQ BLQ: NG; NG WDS WDS WDS WDS WDS: DFO; N N N N N N: Y; Y N Y Y Y Y: Y |  | S |  | N | Electric Utility | 1 |  |  | N | [17 empty] | N
17539 | South Carolina Electric&Gas Co | 55927 | Jasper | SC | Jasper | CT3 | CT | OP | 198.9 | 151 | 174 |  | 5 | 2004 | NG BLQ BLQ BLQ BLQ BLQ: NG; NG WDS WDS WDS WDS WDS: DFO; N N N N N N: Y; Y N Y Y Y Y: Y |  | S |  | N | Electric Utility | 1 |  |  | N | [17 empty] | N
17539 | South Carolina Electric&Gas Co | 55927 | Jasper | SC | Jasper | ST1 | CA | OP | 405 | 392 | 402 |  | 5 | 2004 | NG BLQ BLQ BLQ BLQ BLQ: NG; NG WDS WDS WDS WDS WDS: DFO; N N N N N N: N; Y N Y Y Y Y: Y |  | S |  | N | Electric Utility | 1 |  | Y | N | [17 empty] | N
17543 | South Carolina Public Service Authority | 130 | Cross | SC | Berkeley | 1 | ST | OP | 590.9 | 580 | 590 |  | 5 | 1995 | NG BLQ BLQ BLQ BLQ BLQ: BIT; NG WDS WDS WDS WDS WDS: PC; N N N N N N: N; Y N Y Y Y Y: Y |  | S |  | N | Electric Utility | 1 |  |  | N | [17 empty] | N | Y |  | Y |  |  |  | DFO
17543 | South Carolina Public Service Authority | 130 | Cross | SC | Berkeley | 2 | ST | OP | 556.2 | 570 | 585 |  | 5 | 1984 | NG BLQ BLQ BLQ BLQ BLQ: BIT; N N N N N N: N; Y N Y Y Y Y: Y |  | S |  | N | Electric Utility | 1 |  |  | N | [17 empty] | N | Y |  | Y |  |  |  | DFO
17543 | South Carolina Public Service Authority | 130 | Cross | SC | Berkeley | 3 | ST | OP | 591 | 590 | 600 |  | 1 | 2007 | NG BLQ BLQ BLQ BLQ BLQ: BIT; NG WDS WDS WDS WDS WDS: PC; N N N N N N: N; Y N Y Y Y Y: Y |  | S |  | N | Electric Utility | 1 |  |  | N | [17 empty] | N | Y |  | Y |  |  |  | DFO
17543 | South Carolina Public Service Authority | 130 | Cross | SC | Berkeley | 4 | ST | OP | 652 | 590 | 600 |  | 10 | 2008 | NG BLQ BLQ BLQ BLQ BLQ: BIT; NG WDS WDS WDS WDS WDS: PC; N N N N N N: N; Y N Y Y Y Y: Y |  | S |  | N | Electric Utility | 1 |  |  | N | [17 empty] | N | Y |  | Y |  |  |  | DFO
17543 | South Carolina Public Service Authority | 3254 | Buzzard Roost | SC | Greenwood | HC1 | HY | OP | 5 | 2.3 | 2.3 |  | 8 | 1940 | NG BLQ BLQ BLQ BLQ BLQ: WAT; N N N N N N: N; Y N Y Y Y Y: Y |  | S | 0 | N | Electric Utility | 1 |  | N | N | [17 empty] | N
17543 | South Carolina Public Service Authority | 3254 | Buzzard Roost | SC | Greenwood | HC2 | HY | OP | 5 | 2.3 | 2.3 |  | 8 | 1940 | NG BLQ BLQ BLQ BLQ BLQ: WAT; N N N N N N: N; Y N Y Y Y Y: Y |  | S | 0 | N | Electric Utility | 1 |  | N | N | [17 empty] | N
17543 | South Carolina Public Service Authority | 3254 | Buzzard Roost | SC | Greenwood | HC3 | HY | OP | 5 | 2.3 | 2.3 |  | 8 | 1940 | NG BLQ BLQ BLQ BLQ BLQ: WAT; N N N N N N: N; Y N Y Y Y Y: Y |  | S | 0 | N | Electric Utility | 1 |  | N | N | [17 empty] | N
17543 | South Carolina Public Service Authority | 3318 | Hilton Head | SC | Beaufort | 1 | GT | OP | 26.6 | 19 | 20 |  | 8 | 1973 | NG BLQ BLQ BLQ BLQ BLQ: DFO; N N N N N N: N; Y N Y Y Y Y: Y |  | S |  | N | Electric Utility | 1 |  |  | N | [17 empty] | N
17543 | South Carolina Public Service Authority | 3318 | Hilton Head | SC | Beaufort | 2 | GT | OP | 26.6 | 19 | 20 |  | 8 | 1974 | NG BLQ BLQ BLQ BLQ BLQ: DFO; N N N N N N: N; Y N Y Y Y Y: Y |  | S |  | N | Electric Utility | 1 |  |  | N | [17 empty] | N
17543 | South Carolina Public Service Authority | 3318 | Hilton Head | SC | Beaufort | 3 | GT | OP | 64.7 | 52 | 60 |  | 4 | 1979 | NG BLQ BLQ BLQ BLQ BLQ: DFO; N N N N N N: N; Y N Y Y Y Y: Y |  | S |  | N | Electric Utility | 1 |  |  | N | [17 empty] | N
17543 | South Carolina Public Service Authority | 3319 | Jefferies | SC | Berkeley | 1 | ST | OP | 50 | 42 | 44 |  | 1 | 1954 | NG BLQ BLQ BLQ BLQ BLQ: WO; N N N N N N: N; Y N Y Y Y Y: Y |  | S |  | N | Electric Utility | 1 |  |  | N | [17 empty] | N | N | [5 empty] | DFO
17543 | South Carolina Public Service Authority | 3319 | Jefferies | SC | Berkeley | 2 | ST | OP | 50 | 42 | 44 |  | 1 | 1954 | NG BLQ BLQ BLQ BLQ BLQ: WO; N N N N N N: N; Y N Y Y Y Y: Y |  | S |  | N | Electric Utility | 1 |  |  | N | [17 empty] | N | [6 empty] | DFO
17543 | South Carolina Public Service Authority | 3319 | Jefferies | SC | Berkeley | H1 | HY | OP | 30.6 | 29 | 29 |  | 12 | 1942 | NG BLQ BLQ BLQ BLQ BLQ: WAT; N N N N N N: N; Y N Y Y Y Y: Y |  | S | 0 | N | Electric Utility | 1 |  | N | N | [17 empty] | N
17543 | South Carolina Public Service Authority | 3319 | Jefferies | SC | Berkeley | H2 | HY | OP | 30.6 | 29 | 29 |  | 12 | 1942 | NG BLQ BLQ BLQ BLQ BLQ: WAT; N N N N N N: N; Y N Y Y Y Y: Y |  | S | 0 | N | Electric Utility | 1 |  | N | N | [17 empty] | N
17543 | South Carolina Public Service Authority | 3319 | Jefferies | SC | Berkeley | H3 | HY | OP | 30.6 | 29 | 29 |  | 12 | 1942 | NG BLQ BLQ BLQ BLQ BLQ: WAT; N N N N N N: N; Y N Y Y Y Y: Y |  | S | 0 | N | Electric Utility | 1 |  | N | N | [17 empty] | N
17543 | South Carolina Public Service Authority | 3319 | Jefferies | SC | Berkeley | H4 | HY | OP | 30.6 | 29 | 29 |  | 12 | 1942 | NG BLQ BLQ BLQ BLQ BLQ: WAT; N N N N N N: N; Y N Y Y Y Y: Y |  | S | 0 | N | Electric Utility | 1 |  | N | N | [17 empty] | N
17543 | South Carolina Public Service Authority | 3319 | Jefferies | SC | Berkeley | H6 | HY | OP | 10.2 | 11 | 11 |  | 12 | 1942 | NG BLQ BLQ BLQ BLQ BLQ: WAT; N N N N N N: N; Y N Y Y Y Y: Y |  | S | 0 | N | Electric Utility | 1 |  | N | N | [17 empty] | N
17543 | South Carolina Public Service Authority | 3320 | Myrtle Beach | SC | Horry | 1 | GT | OP | 11.5 | 8 | 10 |  | 8 | 1972 | NG BLQ BLQ BLQ BLQ BLQ: DFO; N N N N N N: N; Y N Y Y Y Y: Y |  | S |  | N | Electric Utility | 1 |  |  | N | [17 empty] | N | N
17543 | South Carolina Public Service Authority | 3320 | Myrtle Beach | SC | Horry | 2 | GT | OP | 11.5 | 8 | 10 |  | 5 | 1962 | NG BLQ BLQ BLQ BLQ BLQ: DFO; N N N N N N: N; Y N Y Y Y Y: Y |  | S |  | N | Electric Utility | 1 |  |  | N | [17 empty] | N | N
17543 | South Carolina Public Service Authority | 3320 | Myrtle Beach | SC | Horry | 3 | GT | OP | 26.6 | 19 | 20 |  | 5 | 1962 | NG BLQ BLQ BLQ BLQ BLQ: DFO; N N N N N N: N; Y N Y Y Y Y: Y |  | S |  | N | Electric Utility | 1 |  |  | N | [17 empty] | N | N
17543 | South Carolina Public Service Authority | 3320 | Myrtle Beach | SC | Horry | 4 | GT | OP | 26.6 | 19 | 20 |  | 8 | 1972 | NG BLQ BLQ BLQ BLQ BLQ: DFO; N N N N N N: N; Y N Y Y Y Y: Y |  | S |  | N | Electric Utility | 1 |  |  | N | [17 empty] | N
17543 | South Carolina Public Service Authority | 3320 | Myrtle Beach | SC | Horry | 5 | GT | OP | 35.3 | 21 | 25 |  | 6 | 1976 | NG BLQ BLQ BLQ BLQ BLQ: DFO; N N N N N N: N; Y N Y Y Y Y: Y |  | S |  | N | Electric Utility | 1 |  |  | N | [17 empty] | N
17543 | South Carolina Public Service Authority | 3321 | Spillway | SC | Berkeley | 1 | HY | OP | 2 | 2 | 2 |  | 8 | 1950 | NG BLQ BLQ BLQ BLQ BLQ: WAT; N N N N N N: N; Y N Y Y Y Y: Y |  | S | 0 | N | Electric Utility | 1 |  | N | N | [17 empty] | N
17543 | South Carolina Public Service Authority | 6249 | Winyah | SC | Georgetown | 1 | ST | OP | 315 | 275 | 280 |  | 3 | 1975 | NG BLQ BLQ BLQ BLQ BLQ: BIT; N N N N N N: N; Y N Y Y Y Y: Y |  | S |  | N | Electric Utility | 1 |  |  | N | [17 empty] | N | Y |  | Y |  |  |  | DFO
17543 | South Carolina Public Service Authority | 6249 | Winyah | SC | Georgetown | 2 | ST | OP | 315 | 285 | 290 |  | 7 | 1977 | NG BLQ BLQ BLQ BLQ BLQ: BIT; NG WDS WDS WDS WDS WDS: WO; N N N N N N: N; Y N Y Y Y Y: Y |  | S |  | N | Electric Utility | 1 |  |  | N | [17 empty] | N | Y |  | Y |  |  |  | DFO
17543 | South Carolina Public Service Authority | 6249 | Winyah | SC | Georgetown | 3 | ST | OP | 315 | 285 | 290 |  | 5 | 1980 | NG BLQ BLQ BLQ BLQ BLQ: BIT; N N N N N N: N; Y N Y Y Y Y: Y |  | S |  | N | Electric Utility | 1 |  |  | N | [17 empty] | N | Y |  | Y |  |  |  | DFO
17543 | South Carolina Public Service Authority | 6249 | Winyah | SC | Georgetown | 4 | ST | OP | 315 | 285 | 290 |  | 11 | 1981 | NG BLQ BLQ BLQ BLQ BLQ: BIT; N N N N N N: N; Y N Y Y Y Y: Y |  | S |  | N | Electric Utility | 1 |  |  | N | [17 empty] | N | Y |  | Y |  |  |  | DFO
17543 | South Carolina Public Service Authority | 7814 | Webb Forging | SC | Union | 1 | IC | OP | 2.9 | 2.4 | 2.4 |  | 7 | 2003 | NG BLQ BLQ BLQ BLQ BLQ: DFO; N N N N N N: N; Y N Y Y Y Y: Y |  | S |  | N | Electric Utility | 1 |  |  | N | [17 empty] | N
17543 | South Carolina Public Service Authority | 7814 | Webb Forging | SC | Union | 2 | IC | OP | 2.9 | 2.4 | 2.4 |  | 7 | 2003 | NG BLQ BLQ BLQ BLQ BLQ: DFO; N N N N N N: N; Y N Y Y Y Y: Y |  | S |  | N | Electric Utility | 1 |  |  | N | [17 empty] | N
17543 | South Carolina Public Service Authority | 7834 | John S Rainey | SC | Anderson | CT1A | CT | OP | 165 | 150 | 170 |  | 9 | 2001 | NG BLQ BLQ BLQ BLQ BLQ: NG; NG WDS WDS WDS WDS WDS: DFO; N N N N N N: Y; Y N Y Y Y Y: Y |  | S |  | N | Electric Utility | 1 |  |  | N | [17 empty] | N
17543 | South Carolina Public Service Authority | 7834 | John S Rainey | SC | Anderson | CT1B | CT | OP | 165 | 150 | 170 |  | 9 | 2001 | NG BLQ BLQ BLQ BLQ BLQ: NG; NG WDS WDS WDS WDS WDS: DFO; N N N N N N: Y; Y N Y Y Y Y: Y |  | S |  | N | Electric Utility | 1 |  |  | N | [17 empty] | N
17543 | South Carolina Public Service Authority | 7834 | John S Rainey | SC | Anderson | CT2A | GT | OP | 165 | 146 | 180 |  | 3 | 2002 | NG BLQ BLQ BLQ BLQ BLQ: NG; NG WDS WDS WDS WDS WDS: DFO; N N N N N N: Y; Y N Y Y Y Y: Y |  | S |  | N | Electric Utility | 1 |  |  | N | [17 empty] | N
17543 | South Carolina Public Service Authority | 7834 | John S Rainey | SC | Anderson | CT2B | GT | OP | 165 | 146 | 180 |  | 5 | 2002 | NG BLQ BLQ BLQ BLQ BLQ: NG; NG WDS WDS WDS WDS WDS: DFO; N N N N N N: Y; Y N Y Y Y Y: Y |  | S |  | N | Electric Utility | 1 |  |  | N | [17 empty] | N
17543 | South Carolina Public Service Authority | 7834 | John S Rainey | SC | Anderson | CT3A | GT | OP | 84 | 75 | 90 |  | 1 | 2004 | NG BLQ BLQ BLQ BLQ BLQ: NG; N N N N N N: N; Y N Y Y Y Y: Y |  | S |  | N | Electric Utility | 1 |  |  | N | [17 empty] | N
17543 | South Carolina Public Service Authority | 7834 | John S Rainey | SC | Anderson | CT3B | GT | OP | 84 | 75 | 90 |  | 1 | 2004 | NG BLQ BLQ BLQ BLQ BLQ: NG; N N N N N N: N; Y N Y Y Y Y: Y |  | S |  | N | Electric Utility | 1 |  |  | N | [17 empty] | N
17543 | South Carolina Public Service Authority | 7834 | John S Rainey | SC | Anderson | CT4A | GT | OP | 84 | 75 | 90 |  | 1 | 2004 | NG BLQ BLQ BLQ BLQ BLQ: NG; N N N N N N: N; Y N Y Y Y Y: Y |  | S |  | N | Electric Utility | 1 |  |  | N
17543 | South Carolina Public Service Authority | 7834 | John S Rainey | SC | Anderson | ST1S | CA | OP | 190 | 160 | 190 |  | 9 | 2001 | NG BLQ BLQ BLQ BLQ BLQ: NG; N N N N N N: N; Y N Y Y Y Y: Y |  | S |  | N | Electric Utility | 1 |  | N | N | [17 empty] | N
17543 | South Carolina Public Service Authority | 7957 | Sediver | SC | York | 1 | IC | OP | 2.9 | 2.4 | 2.4 |  | 7 | 2003 | NG BLQ BLQ BLQ BLQ BLQ: DFO; N N N N N N: N; Y N Y Y Y Y: Y |  | S |  | N | Electric Utility | 1 |  |  | N | [17 empty] | N
17543 | South Carolina Public Service Authority | 7958 | Horry Land Fill Gas Site | SC | Horry | HG1 | IC | OP | 1 | 1.1 | 1.1 |  | 8 | 2001 | NG BLQ BLQ BLQ BLQ BLQ: LFG; N N N N N N: N; Y N Y Y Y Y: Y |  | S |  | N | Electric Utility | 1 |  |  | N | [17 empty] | N
17543 | South Carolina Public Service Authority | 7958 | Horry Land Fill Gas Site | SC | Horry | HG2 | IC | OP | 1 | 1.1 | 1.1 |  | 8 | 2001 | NG BLQ BLQ BLQ BLQ BLQ: LFG; N N N N N N: N; Y N Y Y Y Y: Y |  | S |  | N | Electric Utility | 1 |  |  | N | [17 empty] | N
17543 | South Carolina Public Service Authority | 7958 | Horry Land Fill Gas Site | SC | Horry | HG3 | IC | OP | 1.1 | 1.1 | 1.1 |  | 3 | 2003 | NG BLQ BLQ BLQ BLQ BLQ: LFG; N N N N N N: N; Y N Y Y Y Y: Y |  | S |  | N | Electric Utility | 1 |  |  | N | [17 empty] | N
17543 | South Carolina Public Service Authority | 56120 | Lee County Landfill | SC | Lee | L1 | IC | OP | 1.9 | 1.8 | 1.8 |  | 1 | 2005 | NG BLQ BLQ BLQ BLQ BLQ: LFG; N N N N N N: N; Y N Y Y Y Y: Y |  | S |  | N | Electric Utility | 1 |  |  | N | [17 empty] | N
17543 | South Carolina Public Service Authority | 56120 | Lee County Landfill | SC | Lee | L2 | IC | OP | 1.9 | 1.8 | 1.8 |  | 1 | 2005 | NG BLQ BLQ BLQ BLQ BLQ: LFG; N N N N N N: N; Y N Y Y Y Y: Y |  | S |  | N | Electric Utility | 1 |  |  | N | [17 empty] | N
17543 | South Carolina Public Service Authority | 56120 | Lee County Landfill | SC | Lee | L3 | IC | OP | 1.9 | 1.8 | 1.8 |  | 1 | 2005 | NG BLQ BLQ BLQ BLQ BLQ: LFG; N N N N N N: N; Y N Y Y Y Y: Y |  | S |  | N | Electric Utility | 1 |  |  | N | [17 empty] | N
17543 | South Carolina Public Service Authority | 56120 | Lee County Landfill | SC | Lee | L4 | GT | OP | 5.5 | 5.2 | 5.2 |  | 9 | 2006 | NG BLQ BLQ BLQ BLQ BLQ: LFG; N N N N N N: N; Y N Y Y Y Y: Y |  | S |  | N | Electric Utility | 1 |  |  | N | [17 empty] | N
17543 | South Carolina Public Service Authority | 56121 | Anderson Regional Landfill | SC | Anderson | A2 | IC | OP | 1.6 | 1.5 | 1.5 |  | 7 | 2008 | NG BLQ BLQ BLQ BLQ BLQ: LFG; N N N N N N: N; Y N Y Y Y Y: Y |  | S |  | N | Electric Utility | 1 |  |  | N | [17 empty] | N
17543 | South Carolina Public Service Authority | 56121 | Anderson Regional Landfill | SC | Anderson | A3 | IC | OP | 1.6 | 1.5 | 1.5 |  | 7 | 2008 | NG BLQ BLQ BLQ BLQ BLQ: LFG; N N N N N N: N; Y N Y Y Y Y: Y |  | S |  | N | Electric Utility | 1 |  |  | N | [17 empty] | N
17543 | South Carolina Public Service Authority | 56122 | Richland County Landfill | SC | Richland | R1 | GT | OP | 5.7 | 5.2 | 5.2 |  | 1 | 2006 | NG BLQ BLQ BLQ BLQ BLQ: LFG; N N N N N N: N; Y N Y Y Y Y: Y |  | S |  | N | Electric Utility | 1 |  |  | N | [17 empty] | N
17543 | South Carolina Public Service Authority | 56122 | Richland County Landfill | SC | Richland | R2 | IC | OP | 1.6 | 1.5 | 1.5 |  | 12 | 2010 | NG BLQ BLQ BLQ BLQ BLQ: LFG; N N N N N N: N; Y N Y Y Y Y: Y |  | S |  | N | Electric Utility | 1 |  |  | N | [17 empty] | N
17543 | South Carolina Public Service Authority | 56122 | Richland County Landfill | SC | Richland | R3 | IC | OP | 1.6 | 1.5 | 1.5 |  | 12 | 2010 | NG BLQ BLQ BLQ BLQ BLQ: LFG; N N N N N N: N; Y N Y Y Y Y: Y |  | S |  | N | Electric Utility | 1 |  |  | N | [17 empty] | N
17543 | South Carolina Public Service Authority | 56129 | Thermal Kem | SC | Berkeley | 1 | IC | OP | 2.9 | 2.4 | 2.4 |  | 7 | 2003 | NG BLQ BLQ BLQ BLQ BLQ: DFO; N N N N N N: N; Y N Y Y Y Y: Y |  | S |  | N | Electric Utility | 1 |  |  | N | [17 empty] | N
17543 | South Carolina Public Service Authority | 56131 | Valenite | SC | Oconee | 1 | IC | OP | 2.9 | 2.4 | 2.4 |  | 7 | 2003 | NG BLQ BLQ BLQ BLQ BLQ: DFO; N N N N N N: N; Y N Y Y Y Y: Y |  | S |  | N | Electric Utility | 1 |  |  | N | [17 empty] | N
17543 | South Carolina Public Service Authority | 56132 | Honea Path | SC | Abbeville | 1 | IC | OP | 2.9 | 2.4 | 2.4 |  | 7 | 2003 | NG BLQ BLQ BLQ BLQ BLQ: DFO; N N N N N N: N; Y N Y Y Y Y: Y |  | S |  | N | Electric Utility | 1 |  |  | N | [17 empty] | N
17543 | South Carolina Public Service Authority | 56995 | Georgetown LFGTE | SC | Georgetown | G1 | IC | OP | 1.1 | 1 | 1 |  | 1 | 2010 | NG BLQ BLQ BLQ BLQ BLQ: LFG; N N N N N N: N; Y N Y Y Y Y: Y |  | S |  | N | Electric Utility | 1 |  |  | N | [17 empty] | N
17543 | South Carolina Public Service Authority | 57945 | Berkeley County Landfill | SC | Berkeley | B1 | IC | OP | 1.6 | 1.5 | 1.5 |  | 2 | 2011 | NG BLQ BLQ BLQ BLQ BLQ: LFG; N N N N N N: N; Y N Y Y Y Y: Y |  | S |  | N | Electric Utility | 1 |  |  | N | [17 empty] | N
17543 | South Carolina Public Service Authority | 57945 | Berkeley County Landfill | SC | Berkeley | B2 | IC | OP | 1.6 | 1.5 | 1.5 |  | 2 | 2011 | NG BLQ BLQ BLQ BLQ BLQ: LFG; N N N N N N: N; Y N Y Y Y Y: Y |  | S |  | N | Electric Utility | 1 |  |  | N | [17 empty] | N
17554 | South Carolina Genertg Co, Inc | 3298 | Williams | SC | Berkeley | 1 | GT | OP | 26.9 | 20 | 26 |  | 6 | 1972 | NG BLQ BLQ BLQ BLQ BLQ: NG; NG WDS WDS WDS WDS WDS: DFO; N N N N N N: Y; Y N Y Y Y Y: Y |  | S |  | N | Electric Utility | 1 |  |  | N | [17 empty] | N
17554 | South Carolina Genertg Co, Inc | 3298 | Williams | SC | Berkeley | 2 | GT | OP | 26.9 | 20 | 26 |  | 6 | 1972 | NG BLQ BLQ BLQ BLQ BLQ: NG; NG WDS WDS WDS WDS WDS: DFO; N N N N N N: Y; Y N Y Y Y Y: Y |  | S |  | N | Electric Utility | 1 |  |  | N | [17 empty] | N
17554 | South Carolina Genertg Co, Inc | 3298 | Williams | SC | Berkeley | ST1 | ST | OP | 632.7 | 605 | 610 |  | 7 | 1973 | BIT | DFO | WO |  |  |  | N | Y |  | S |  | N | Electric Utility | 1 |  |  | N | [17 empty] | N | Y |  | N | Y |  |  | DFO
17555 | South Eastern Elec Devt Corp | 55138 | Lee County | AL | LEE | UN1 | GT | OP | 51.5 | 50 | 50 |  | 6 | 1999 | NG BLQ BLQ BLQ BLQ BLQ: NG; N N N N N N: N; Y N Y Y Y Y: Y |  | S |  | N | IPP Non-CHP | 2 |  | N | N | [12 empty] | N
17555 | South Eastern Elec Devt Corp | 55138 | Lee County | AL | LEE | UN2 | GT | OP | 51.5 | 50 | 50 |  | 6 | 1999 | NG BLQ BLQ BLQ BLQ BLQ: NG; N N N N N N: N; Y N Y Y Y Y: Y |  | S |  | N | IPP Non-CHP | 2 |  | N | N | [12 empty] | N
17555 | South Eastern Elec Devt Corp | 56015 | Bainbridge | GA | Decatur | SEG1 | GT | OP | 40 | 37 | 40 |  | 7 | 2000 | NG BLQ BLQ BLQ BLQ BLQ: DFO; N N N N N N: N; Y N Y Y Y Y: Y |  | S |  | N | IPP Non-CHP | 2 |  | N | N | [12 empty] | N
17555 | South Eastern Elec Devt Corp | 56015 | Bainbridge | GA | Decatur | SEGC | GT | OP | 40 | 37 | 40 |  | 7 | 2000 | NG BLQ BLQ BLQ BLQ BLQ: DFO; N N N N N N: N; Y N Y Y Y Y: Y |  | S |  | N | IPP Non-CHP | 2 |  | N | N | [12 empty] | N
17566 | South Houston Green Power LP | 52132 | Power Station 4 | TX | Galveston | GEN1 | CT | OP | 78.2 | 69 | 78 |  | 9 | 1986 | [9 empty] | W |  | Y | Industrial CHP | 7 | T | N | N | [17 empty] | N | bar: NG BLQ BLQ BLQ BLQ BLQ; N N N N N N to Y N Y Y Y Y
17566 | South Houston Green Power LP | 52132 | Power Station 4 | TX | Galveston | GEN2 | CT | OP | 78.2 | 69 | 78 |  | 9 | 1986 | [9 empty] | W |  | Y | Industrial CHP | 7 | T | N | N | [17 empty] | N | bar: NG BLQ BLQ BLQ BLQ BLQ; N N N N N N to Y N Y Y Y Y
17566 | South Houston Green Power LP | 52132 | Power Station 4 | TX | Galveston | GEN3 | CA | OS | 34.7 | 34 | 34 |  | 9 | 1986 | NG BLQ BLQ BLQ BLQ BLQ: NG; NG WDS WDS WDS WDS WDS: OG; N N N N N N: N; Y N Y Y Y Y: N |  | W |  | Y | Industrial CHP | 7 | T | Y | N | [17 empty] | N
17566 | South Houston Green Power LP | 55470 | Green Power 2 | TX | Galveston | ST1 | CA | OP | 110 | 110 | 110 |  | 12 | 2003 | NG BLQ BLQ BLQ BLQ BLQ: NG; NG WDS WDS WDS WDS WDS: OG; N N N N N N: N; Y N Y Y Y Y: Y |  | W |  | Y | Industrial CHP | 7 | T | Y | N | [17 empty] | N
17566 | South Houston Green Power LP | 55470 | Green Power 2 | TX | Galveston | ST805 | CA | OP | 250 | 241.5 | 241.5 |  | 5 | 2009 | NG BLQ BLQ BLQ BLQ BLQ: NG; NG WDS WDS WDS WDS WDS: OG; N N N N N N: N; Y N Y Y Y Y: Y |  | W |  | Y | Industrial CHP | 7 | T | Y | N | [17 empty] | N
17566 | South Houston Green Power LP | 55470 | Green Power 2 | TX | Galveston | TR1 | CT | OP | 167 | 158 | 165 |  | 12 | 2003 | NG BLQ BLQ BLQ BLQ BLQ: NG; N N N N N N: N; Y N Y Y Y Y: Y |  | W |  | Y | Industrial CHP | 7 | T | N | N | [17 empty] | N
17566 | South Houston Green Power LP | 55470 | Green Power 2 | TX | Galveston | TR2 | CT | OP | 167 | 158 | 165 |  | 12 | 2003 | NG BLQ BLQ BLQ BLQ BLQ: NG; N N N N N N: N; Y N Y Y Y Y: Y |  | W |  | Y | Industrial CHP | 7 | T |  | N | [17 empty] | N
17566 | South Houston Green Power LP | 55470 | Green Power 2 | TX | Galveston | TR3 | CT | OP | 167 | 158 | 165 |  | 12 | 2003 | NG BLQ BLQ BLQ BLQ BLQ: NG; N N N N N N: N; Y N Y Y Y Y: Y |  | W |  | Y | Industrial CHP | 7 | T | N | N | [17 empty] | N
17568 | South Mississippi El Pwr Assn | 2068 | Benndale | MS | George | 1 | GT | OP | 16.2 | 14 | 16.2 |  | 10 | 1969 | NG BLQ BLQ BLQ BLQ BLQ: NG; N N N N N N: N; Y N Y Y Y Y: Y |  | S |  | N | Electric Utility | 1 |  | N | N | [12 empty] | N |  |  |  |  | N
17568 | South Mississippi El Pwr Assn | 2070 | Moselle | MS | Jones | 1 | CA | OP | 59 | 59 | 59 |  | 8 | 1970 | NG BLQ BLQ BLQ BLQ BLQ: NG; N N N N N N: N; Y N Y Y Y Y: Y |  | S |  | N | Electric Utility | 1 |  | Y | N | [12 empty] | N |  |  |  |  | N
17568 | South Mississippi El Pwr Assn | 2070 | Moselle | MS | Jones | 2 | CA | OP | 59 | 59 | 59 |  | 8 | 1970 | NG BLQ BLQ BLQ BLQ BLQ: NG; N N N N N N: N; Y N Y Y Y Y: Y |  | S |  | N | Electric Utility | 1 |  | Y | N | [12 empty] | N |  |  |  |  | N
17568 | South Mississippi El Pwr Assn | 2070 | Moselle | MS | Jones | 3 | ST | OP | 59 | 59 | 59 |  | 8 | 1970 | NG BLQ BLQ BLQ BLQ BLQ: NG; NG WDS WDS WDS WDS WDS: RFO; N N N N N N: Y; Y N Y Y Y Y: Y |  | S |  | N | Electric Utility | 1 |  | N | N | [12 empty] | N |  |  |  |  | N
17568 | South Mississippi El Pwr Assn | 2070 | Moselle | MS | Jones | 4 | GT | OP | 83 | 75 | 83 |  | 6 | 1997 | NG BLQ BLQ BLQ BLQ BLQ: NG; NG WDS WDS WDS WDS WDS: DFO; N N N N N N: Y; Y N Y Y Y Y: Y |  | S |  | N | Electric Utility | 1 |  | N | N | [12 empty] | N |  |  |  |  | N
17568 | South Mississippi El Pwr Assn | 2070 | Moselle | MS | Jones | 5 | GT | OP | 83.5 | 75 | 83.5 |  | 6 | 2006 | NG BLQ BLQ BLQ BLQ BLQ: NG; N N N N N N: N; Y N Y Y Y Y: Y |  | S |  | N | Electric Utility | 1 |  | N | N | [12 empty] | N |  |  |  |  | N
17568 | South Mississippi El Pwr Assn | 2070 | Moselle | MS | Jones | GTG1 | CT | OP | 83.5 | 75 | 83.5 |  | 5 | 2012 | NG BLQ BLQ BLQ BLQ BLQ: NG; N N N N N N: N; Y N Y Y Y Y: Y |  | S |  | N | Electric Utility | 1 |  | N | N | [17 empty] | N
17568 | South Mississippi El Pwr Assn | 2070 | Moselle | MS | Jones | GTG2 | CT | OP | 83.5 | 75 | 83.5 |  | 11 | 2012 | NG BLQ BLQ BLQ BLQ BLQ: NG; N N N N N N: N; Y N Y Y Y Y: Y |  | S |  | N | Electric Utility | 1 |  | N | N | [17 empty] | N
17568 | South Mississippi El Pwr Assn | 2071 | Paulding | MS | Jasper | 1 | GT | OP | 20 | 16 | 20 |  | 1 | 1972 | NG BLQ BLQ BLQ BLQ BLQ: DFO; N N N N N N: N; Y N Y Y Y Y: Y |  | S |  | N | Electric Utility | 1 |  | N | N | [12 empty] | N |  |  |  |  | N
17568 | South Mississippi El Pwr Assn | 6061 | R D Morrow | MS | Lamar | 1 | ST | OP | 200 | 180 | 200 |  | 4 | 1978 | NG BLQ BLQ BLQ BLQ BLQ: BIT; N N N N N N: N; Y N Y Y Y Y: Y |  | S |  | N | Electric Utility | 1 |  | N | N | [12 empty] | N |  |  |  |  | N | Y |  | Y |  |  |  | DFO
17568 | South Mississippi El Pwr Assn | 6061 | R D Morrow | MS | Lamar | 2 | ST | OP | 200 | 180 | 200 |  | 12 | 1978 | NG BLQ BLQ BLQ BLQ BLQ: BIT; N N N N N N: N; Y N Y Y Y Y: Y |  | S |  | N | Electric Utility | 1 |  | N | N | [12 empty] | N |  |  |  |  | N | Y |  | Y |  |  |  | DFO
17568 | South Mississippi El Pwr Assn | 7988 | Silver Creek | MS | Jefferson Davis | 1 | GT | OP | 83.5 | 75 | 83.5 |  | 6 | 2003 | NG BLQ BLQ BLQ BLQ BLQ: NG; N N N N N N: N; Y N Y Y Y Y: Y |  | S |  | N | Electric Utility | 1 |  | N | N | [12 empty] | N |  |  |  |  | N
17568 | South Mississippi El Pwr Assn | 7988 | Silver Creek | MS | Jefferson Davis | 2 | GT | OP | 83.5 | 75 | 83.5 |  | 6 | 2004 | NG BLQ BLQ BLQ BLQ BLQ: NG; N N N N N N: N; Y N Y Y Y Y: Y |  | S |  | N | Electric Utility | 1 |  | N | N | [12 empty] | N |  |  |  |  | N
17568 | South Mississippi El Pwr Assn | 7988 | Silver Creek | MS | Jefferson Davis | 3 | GT | OP | 83.5 | 75 | 83.5 |  | 6 | 2005 | NG BLQ BLQ BLQ BLQ BLQ: NG; N N N N N N: N; Y N Y Y Y Y: Y |  | S |  | N | Electric Utility | 1 |  | N | N | [12 empty] | N |  |  |  |  | N
17568 | South Mississippi El Pwr Assn | 7989 | Sylvarena | MS | Smith | 1 | GT | OP | 47 | 43 | 47 |  | 7 | 2003 | NG BLQ BLQ BLQ BLQ BLQ: NG; N N N N N N: N; Y N Y Y Y Y: Y |  | S |  | N | Electric Utility | 1 |  | N | N | [12 empty] | N |  |  |  |  | N
17568 | South Mississippi El Pwr Assn | 7989 | Sylvarena | MS | Smith | 2 | GT | OP | 47 | 43 | 47 |  | 7 | 2003 | NG BLQ BLQ BLQ BLQ BLQ: NG; N N N N N N: N; Y N Y Y Y Y: Y |  | S |  | N | Electric Utility | 1 |  | N | N | [12 empty] | N |  |  |  |  | N
17568 | South Mississippi El Pwr Assn | 7989 | Sylvarena | MS | Smith | 3 | GT | OP | 47 | 43 | 47 |  | 7 | 2003 | NG BLQ BLQ BLQ BLQ BLQ: NG; N N N N N N: N; Y N Y Y Y Y: Y |  | S |  | N | Electric Utility | 1 |  | N | N | [12 empty] | N |  |  |  |  | N
17568 | South Mississippi El Pwr Assn | 55063 | Batesville Generation Facility | MS | Panola | CTG1 | CT | OP | 184.5 | 176 | 184.5 |  | 8 | 2000 | NG BLQ BLQ BLQ BLQ BLQ: NG; N N N N N N: N; Y N Y Y Y Y: Y | Y | S |  | N | Electric Utility | 1 |  | N | N | [17 empty] | N
17568 | South Mississippi El Pwr Assn | 55063 | Batesville Generation Facility | MS | Panola | CTG2 | CT | OP | 184.5 | 176 | 184.5 |  | 8 | 2000 | NG BLQ BLQ BLQ BLQ BLQ: NG; N N N N N N: N; Y N Y Y Y Y: Y | Y | S |  | N | Electric Utility | 1 |  | N | N | [17 empty] | N
17568 | South Mississippi El Pwr Assn | 55063 | Batesville Generation Facility | MS | Panola | CTG3 | CT | OP | 184.5 | 176 | 184.5 |  | 8 | 2000 | NG BLQ BLQ BLQ BLQ BLQ: NG; N N N N N N: N; Y N Y Y Y Y: Y | Y | S |  | N | Electric Utility | 1 |  |  | N | [17 empty] | N
17568 | South Mississippi El Pwr Assn | 55063 | Batesville Generation Facility | MS | Panola | STG1 | CA | OP | 112.5 | 110 | 110 |  | 8 | 2000 | NG BLQ BLQ BLQ BLQ BLQ: NG; N N N N N N: N; Y N Y Y Y Y: Y | Y | S |  | N | Electric Utility | 1 |  | Y | N | [17 empty] | N
17568 | South Mississippi El Pwr Assn | 55063 | Batesville Generation Facility | MS | Panola | STG2 | CA | OP | 112.5 | 110 | 110 |  | 8 | 2000 | NG BLQ BLQ BLQ BLQ BLQ: NG; N N N N N N: N; Y N Y Y Y Y: Y | Y | S |  | N | Electric Utility | 1 |  | Y | N | [17 empty] | N
17568 | South Mississippi El Pwr Assn | 55063 | Batesville Generation Facility | MS | Panola | STG3 | CA | OP | 112.5 | 110 | 110 |  | 8 | 2000 | NG BLQ BLQ BLQ BLQ BLQ: NG; N N N N N N: N; Y N Y Y Y Y: Y | Y | S |  | N | Electric Utility | 1 |  | Y | N | [17 empty] | N
17569 | City of South Norwalk - (CT) | 6598 | South Norwalk Electric | CT | FAIRFIELD | 6 | IC | OP | 1 | 1.1 | 1.1 |  | 5 | 1990 | NG BLQ BLQ BLQ BLQ BLQ: DFO; N N N N N N: N; Y N Y Y Y Y: N | Y | S |  | N | Electric Utility | 1 |  | N | N | [17 empty] | N
17573 | South San Joaquin Irr District | 57579 | Robert O Schulz Solar Farm | CA | Stanislaus | 1 | PV | OP | 0.9 | 0.9 | 0.9 |  | 5 | 2008 | NG BLQ BLQ BLQ BLQ BLQ: SUN; N N N N N N: N; Y N Y Y Y Y: Y | Y | S | 5 | N | Electric Utility | 1 |  |  | N
17573 | South San Joaquin Irr District | 57579 | Robert O Schulz Solar Farm | CA | Stanislaus | 2 | PV | OP | 0.4 | 0.4 | 0.4 |  | 5 | 2009 | NG BLQ BLQ BLQ BLQ BLQ: SUN; N N N N N N: N; Y N Y Y Y Y: Y |  | S | 2 | N | Electric Utility | 1 |  |  | N
17578 | South Orange Co Wastewtr Auth | 10820 | Aliso Water Management Agency | CA | Orange | GEN1 | IC | OP | 0.4 | 0.4 | 0.4 |  | 3 | 1997 | NG BLQ BLQ BLQ BLQ BLQ: OBG; NG WDS WDS WDS WDS WDS: NG; N N N N N N: N; Y N Y Y Y Y: Y |  | S |  | Y | Commercial CHP | 5 | B | N | N | [17 empty] | N
17578 | South Orange Co Wastewtr Auth | 10820 | Aliso Water Management Agency | CA | Orange | GEN2 | IC | OP | 0.4 | 0.4 | 0.4 |  | 3 | 1997 | NG BLQ BLQ BLQ BLQ BLQ: OBG; NG WDS WDS WDS WDS WDS: NG; N N N N N N: N; Y N Y Y Y Y: Y |  | S |  | Y | Commercial CHP | 5 | B | N | N | [17 empty] | N
17578 | South Orange Co Wastewtr Auth | 10820 | Aliso Water Management Agency | CA | Orange | GEN3 | IC | OP | 0.4 | 0.4 | 0.4 |  | 12 | 1997 | NG BLQ BLQ BLQ BLQ BLQ: OBG; NG WDS WDS WDS WDS WDS: NG; N N N N N N: N; Y N Y Y Y Y: Y |  | S |  | Y | Commercial CHP | 5 | B | N | N | [17 empty] | N
17583 | South Texas Electric Coop, Inc | 3630 | Pearsall | TX | Frio | 1 | ST | OP | 22 | 23 | 23 |  | 5 | 1961 | NG BLQ BLQ BLQ BLQ BLQ: NG; NG WDS WDS WDS WDS WDS: DFO; N N N N N N: Y; Y N Y Y Y Y: Y |  | S |  | N | Electric Utility | 1 |  | N | N | [17 empty] | N
17583 | South Texas Electric Coop, Inc | 3630 | Pearsall | TX | Frio | 10A | IC | OP | 8.4 | 8.4 | 8.4 |  | 3 | 2010 | NG BLQ BLQ BLQ BLQ BLQ: NG; N N N N N N: N; Y N Y Y Y Y: Y |  | S |  | N | Electric Utility | 1 |  | N | N
17583 | South Texas Electric Coop, Inc | 3630 | Pearsall | TX | Frio | 11A | IC | OP | 8.4 | 8.4 | 8.4 |  | 3 | 2010 | NG BLQ BLQ BLQ BLQ BLQ: NG; N N N N N N: N; Y N Y Y Y Y: Y |  | S |  | N | Electric Utility | 1 |  | N | N
17583 | South Texas Electric Coop, Inc | 3630 | Pearsall | TX | Frio | 12A | IC | OP | 8.4 | 8.4 | 8.4 |  | 3 | 2010 | NG BLQ BLQ BLQ BLQ BLQ: NG; N N N N N N: N; Y N Y Y Y Y: Y |  | S |  | N | Electric Utility | 1 |  | N | N
17583 | South Texas Electric Coop, Inc | 3630 | Pearsall | TX | Frio | 13A | IC | OP | 8.4 | 8.4 | 8.4 |  | 3 | 2010 | NG BLQ BLQ BLQ BLQ BLQ: NG; N N N N N N: N; Y N Y Y Y Y: Y |  | S |  | N | Electric Utility | 1 |  | N | N
17583 | South Texas Electric Coop, Inc | 3630 | Pearsall | TX | Frio | 14A | IC | OP | 8.4 | 8.4 | 8.4 |  | 3 | 2010 | NG BLQ BLQ BLQ BLQ BLQ: NG; N N N N N N: N; Y N Y Y Y Y: Y |  | S |  | N | Electric Utility | 1 |  | N | N
17583 | South Texas Electric Coop, Inc | 3630 | Pearsall | TX | Frio | 15A | IC | OP | 8.4 | 8.4 | 8.4 |  | 3 | 2010 | NG BLQ BLQ BLQ BLQ BLQ: NG; N N N N N N: N; Y N Y Y Y Y: Y |  | S |  | N | Electric Utility | 1 |  | N | N
17583 | South Texas Electric Coop, Inc | 3630 | Pearsall | TX | Frio | 16A | IC | OP | 8.4 | 8.4 | 8.4 |  | 3 | 2010 | NG BLQ BLQ BLQ BLQ BLQ: NG; N N N N N N: N; Y N Y Y Y Y: Y |  | S |  | N | Electric Utility | 1 |  | N | N
17583 | South Texas Electric Coop, Inc | 3630 | Pearsall | TX | Frio | 17A | IC | OP | 8.4 | 8.4 | 8.4 |  | 4 | 2010 | NG BLQ BLQ BLQ BLQ BLQ: NG; N N N N N N: N; Y N Y Y Y Y: Y |  | S |  | N | Electric Utility | 1 |  | N | N
17583 | South Texas Electric Coop, Inc | 3630 | Pearsall | TX | Frio | 18A | IC | OP | 8.4 | 8.4 | 8.4 |  | 3 | 2010 | NG BLQ BLQ BLQ BLQ BLQ: NG; N N N N N N: N; Y N Y Y Y Y: Y |  | S |  | N | Electric Utility | 1 |  | N | N
17583 | South Texas Electric Coop, Inc | 3630 | Pearsall | TX | Frio | 19A | IC | OP | 8.4 | 8.4 | 8.4 |  | 4 | 2010 | NG BLQ BLQ BLQ BLQ BLQ: NG; N N N N N N: N; Y N Y Y Y Y: Y |  | S |  | N | Electric Utility | 1 |  | N | N
17583 | South Texas Electric Coop, Inc | 3630 | Pearsall | TX | Frio | 1A | IC | OP | 8.4 | 8.4 | 8.4 |  | 3 | 2010 | NG BLQ BLQ BLQ BLQ BLQ: NG; N N N N N N: N; Y N Y Y Y Y: Y |  | S |  | N | Electric Utility | 1 |  | N | N
17583 | South Texas Electric Coop, Inc | 3630 | Pearsall | TX | Frio | 2 | ST | OP | 22 | 23 | 23 |  | 7 | 1961 | NG BLQ BLQ BLQ BLQ BLQ: NG; NG WDS WDS WDS WDS WDS: DFO; N N N N N N: Y; Y N Y Y Y Y: Y |  | S |  | N | Electric Utility | 1 |  | N | N | [17 empty] | N
17583 | South Texas Electric Coop, Inc | 3630 | Pearsall | TX | Frio | 20A | IC | OP | 8.4 | 8.4 | 8.4 |  | 4 | 2010 | NG BLQ BLQ BLQ BLQ BLQ: NG; N N N N N N: N; Y N Y Y Y Y: Y |  | S |  | N | Electric Utility | 1 |  | N | N
17583 | South Texas Electric Coop, Inc | 3630 | Pearsall | TX | Frio | 21A | IC | OP | 8.4 | 8.4 | 8.4 |  | 4 | 2010 | NG BLQ BLQ BLQ BLQ BLQ: NG; N N N N N N: N; Y N Y Y Y Y: Y |  | S |  | N | Electric Utility | 1 |  | N | N
17583 | South Texas Electric Coop, Inc | 3630 | Pearsall | TX | Frio | 22A | IC | OP | 8.4 | 8.4 | 8.4 |  | 4 | 2010 | NG BLQ BLQ BLQ BLQ BLQ: NG; N N N N N N: N; Y N Y Y Y Y: Y |  | S |  | N | Electric Utility | 1 |  | N | N
17583 | South Texas Electric Coop, Inc | 3630 | Pearsall | TX | Frio | 23A | IC | OP | 8.4 | 8.4 | 8.4 |  | 4 | 2010 | NG BLQ BLQ BLQ BLQ BLQ: NG; N N N N N N: N; Y N Y Y Y Y: Y |  | S |  | N | Electric Utility | 1 |  | N | N
17583 | South Texas Electric Coop, Inc | 3630 | Pearsall | TX | Frio | 24A | IC | OP | 8.4 | 8.4 | 8.4 |  | 4 | 2010 | NG BLQ BLQ BLQ BLQ BLQ: NG; N N N N N N: N; Y N Y Y Y Y: Y |  | S |  | N | Electric Utility | 1 |  | N | N
17583 | South Texas Electric Coop, Inc | 3630 | Pearsall | TX | Frio | 2A | IC | OP | 8.4 | 8.4 | 8.4 |  | 3 | 2010 | NG BLQ BLQ BLQ BLQ BLQ: NG; N N N N N N: N; Y N Y Y Y Y: Y |  | S |  | N | Electric Utility | 1 |  | N | N | [17 empty] | N
17583 | South Texas Electric Coop, Inc | 3630 | Pearsall | TX | Frio | 3 | ST | OP | 22 | 23 | 23 |  | 9 | 1961 | NG BLQ BLQ BLQ BLQ BLQ: NG; NG WDS WDS WDS WDS WDS: DFO; N N N N N N: Y; Y N Y Y Y Y: Y |  | S |  | N | Electric Utility | 1 |  | N | N | [17 empty] | N
17583 | South Texas Electric Coop, Inc | 3630 | Pearsall | TX | Frio | 3A | IC | OP | 8.4 | 8.4 | 8.4 |  | 3 | 2010 | NG BLQ BLQ BLQ BLQ BLQ: NG; N N N N N N: N; Y N Y Y Y Y: Y |  | S |  | N | Electric Utility | 1 |  | N | N | [17 empty] | N
17583 | South Texas Electric Coop, Inc | 3630 | Pearsall | TX | Frio | 4A | IC | OP | 8.4 | 8.4 | 8.4 |  | 3 | 2010 | NG BLQ BLQ BLQ BLQ BLQ: NG; N N N N N N: N; Y N Y Y Y Y: Y |  | S |  | N | Electric Utility | 1 |  | N | N
17583 | South Texas Electric Coop, Inc | 3630 | Pearsall | TX | Frio | 5A | IC | OP | 8.4 | 8.4 | 8.4 |  | 3 | 2010 | NG BLQ BLQ BLQ BLQ BLQ: NG; N N N N N N: N; Y N Y Y Y Y: Y |  | S |  | N | Electric Utility | 1 |  | N | N
17583 | South Texas Electric Coop, Inc | 3630 | Pearsall | TX | Frio | 6A | IC | OP | 8.4 | 8.4 | 8.4 |  | 3 | 2010 | NG BLQ BLQ BLQ BLQ BLQ: NG; N N N N N N: N; Y N Y Y Y Y: Y |  | S |  | N | Electric Utility | 1 |  | N | N
17583 | South Texas Electric Coop, Inc | 3630 | Pearsall | TX | Frio | 7A | IC | OP | 8.4 | 8.4 | 8.4 |  | 3 | 2010 | NG BLQ BLQ BLQ BLQ BLQ: NG; N N N N N N: N; Y N Y Y Y Y: Y |  | S |  | N | Electric Utility | 1 |  | N | N
17583 | South Texas Electric Coop, Inc | 3630 | Pearsall | TX | Frio | 8A | IC | OP | 8.4 | 8.4 | 8.4 |  | 3 | 2010 | NG BLQ BLQ BLQ BLQ BLQ: NG; N N N N N N: N; Y N Y Y Y Y: Y |  | S |  | N | Electric Utility | 1 |  | N | N
17583 | South Texas Electric Coop, Inc | 3630 | Pearsall | TX | Frio | 9A | IC | OP | 8.4 | 8.4 | 8.4 |  | 3 | 2010 | NG BLQ BLQ BLQ BLQ BLQ: NG; N N N N N N: N; Y N Y Y Y Y: Y |  | S |  | N | Electric Utility | 1 |  | N | N
17583 | South Texas Electric Coop, Inc | 3631 | Sam Rayburn | TX | Victoria | 1 | GT | OP | 11.2 | 10.5 | 13 |  | 3 | 1963 | NG BLQ BLQ BLQ BLQ BLQ: NG; NG WDS WDS WDS WDS WDS: DFO; N N N N N N: Y; Y N Y Y Y Y: Y | Y | S |  | N | Electric Utility | 1 |  | N | N | [17 empty] | N
17583 | South Texas Electric Coop, Inc | 3631 | Sam Rayburn | TX | Victoria | 10 | CA | OP | 42 | 37 | 37 |  | 10 | 2003 | NG BLQ BLQ BLQ BLQ BLQ: NG; N N N N N N: N; Y N Y Y Y Y: Y | Y | S |  | N | Electric Utility | 1 |  | N | N | [17 empty] | N
17583 | South Texas Electric Coop, Inc | 3631 | Sam Rayburn | TX | Victoria | 2 | GT | OP | 11.2 | 11.5 | 14 |  | 3 | 1963 | NG BLQ BLQ BLQ BLQ BLQ: NG; NG WDS WDS WDS WDS WDS: DFO; N N N N N N: Y; Y N Y Y Y Y: Y | Y | S |  | N | Electric Utility | 1 |  | N | N | [17 empty] | N
17583 | South Texas Electric Coop, Inc | 3631 | Sam Rayburn | TX | Victoria | 3 | ST | OP | 25 | 22 | 22 |  | 7 | 1965 | NG BLQ BLQ BLQ BLQ BLQ: NG; NG WDS WDS WDS WDS WDS: DFO; N N N N N N: Y; Y N Y Y Y Y: Y |  | S |  | N | Electric Utility | 1 |  | N | N | [17 empty] | N
17583 | South Texas Electric Coop, Inc | 3631 | Sam Rayburn | TX | Victoria | 4 | IC | OP | 1.6 | 1.6 | 1.6 |  | 7 | 1991 | NG BLQ BLQ BLQ BLQ BLQ: DFO; N N N N N N: N; Y N Y Y Y Y: Y |  | S |  | N | Electric Utility | 1 |  | N | N | [17 empty] | N
17583 | South Texas Electric Coop, Inc | 3631 | Sam Rayburn | TX | Victoria | 5 | IC | OP | 1.6 | 1.6 | 1.6 |  | 10 | 1991 | NG BLQ BLQ BLQ BLQ BLQ: DFO; N N N N N N: N; Y N Y Y Y Y: Y |  | S |  | N | Electric Utility | 1 |  | N | N | [17 empty] | N
17583 | South Texas Electric Coop, Inc | 3631 | Sam Rayburn | TX | Victoria | 7 | CT | OP | 49.2 | 49 | 49 |  | 10 | 2003 | NG BLQ BLQ BLQ BLQ BLQ: NG; NG WDS WDS WDS WDS WDS: DFO; N N N N N N: Y; Y N Y Y Y Y: Y |  | S |  | N | Electric Utility | 1 |  | N | N | [17 empty] | N
17583 | South Texas Electric Coop, Inc | 3631 | Sam Rayburn | TX | Victoria | 8 | CT | OP | 49.2 | 49 | 49 |  | 10 | 2003 | NG BLQ BLQ BLQ BLQ BLQ: NG; NG WDS WDS WDS WDS WDS: DFO; N N N N N N: Y; Y N Y Y Y Y: Y |  | S |  | N | Electric Utility | 1 |  | N | N | [17 empty] | N
17583 | South Texas Electric Coop, Inc | 3631 | Sam Rayburn | TX | Victoria | 9 | CT | OP | 49.2 | 48 | 48 |  | 10 | 2003 | NG BLQ BLQ BLQ BLQ BLQ: NG; NG WDS WDS WDS WDS WDS: DFO; N N N N N N: Y; Y N Y Y Y Y: Y |  | S |  | N | Electric Utility | 1 |  | N | N | [17 empty] | N
17604 | Southern Minnesota Beet Sugar | 54533 | Southern Minnesota Beet Sugar | MN | Renville | 0001 | ST | OP | 7.5 | 7.5 | 7.5 |  | 9 | 1976 | NG BLQ BLQ BLQ BLQ BLQ: SUB; NG WDS WDS WDS WDS WDS: RFO; N N N N N N: Y; Y N Y Y Y Y: N | N | S |  | Y | Industrial CHP | 7 | B | N | Y | [9 empty] | NG | 8 | 2014 | N |  |  |  |  | N | Y | [5 empty] | BIT | OTH
17609 | Southern California Edison Co | 104 | J S Eastwood | CA | Fresno | 1 | PS | OP | 199.8 | 199.8 | 199.8 |  | 12 | 1987 | NG BLQ BLQ BLQ BLQ BLQ: WAT; N N N N N N: N; Y N Y Y Y Y: Y |  | S |  | N | Electric Utility | 1 |  | N | N | [17 empty] | N
17609 | Southern California Edison Co | 317 | Big Creek 1 | CA | Fresno | 1 | HY | OP | 19.8 | 19.8 | 19.8 |  | 11 | 1913 | NG BLQ BLQ BLQ BLQ BLQ: WAT; N N N N N N: N; Y N Y Y Y Y: Y |  | S |  | N | Electric Utility | 1 |  | N | N | [17 empty] | N
17609 | Southern California Edison Co | 317 | Big Creek 1 | CA | Fresno | 2 | HY | OP | 15.7 | 15.8 | 15.8 |  | 11 | 1913 | NG BLQ BLQ BLQ BLQ BLQ: WAT; N N N N N N: N; Y N Y Y Y Y: Y |  | S |  | N | Electric Utility | 1 |  | N | N | [17 empty] | N
17609 | Southern California Edison Co | 317 | Big Creek 1 | CA | Fresno | 3 | HY | OP | 21.6 | 21.6 | 21.6 |  | 7 | 1923 | NG BLQ BLQ BLQ BLQ BLQ: WAT; N N N N N N: N; Y N Y Y Y Y: Y |  | S |  | N | Electric Utility | 1 |  | N | N | [17 empty] | N
17609 | Southern California Edison Co | 317 | Big Creek 1 | CA | Fresno | 4 | HY | OP | 31.2 | 31.2 | 31.2 |  | 6 | 1925 | NG BLQ BLQ BLQ BLQ BLQ: WAT; N N N N N N: N; Y N Y Y Y Y: Y |  | S |  | N | Electric Utility | 1 |  | N | N | [17 empty] | N
17609 | Southern California Edison Co | 318 | Big Creek 2 | CA | Fresno | 3 | HY | OP | 15.7 | 15.8 | 15.8 |  | 12 | 1913 | NG BLQ BLQ BLQ BLQ BLQ: WAT; N N N N N N: N; Y N Y Y Y Y: Y |  | S |  | N | Electric Utility | 1 |  | N | N | [17 empty] | N
17609 | Southern California Edison Co | 318 | Big Creek 2 | CA | Fresno | 4 | HY | OP | 15.7 | 15.8 | 15.8 |  | 1 | 1914 | NG BLQ BLQ BLQ BLQ BLQ: WAT; N N N N N N: N; Y N Y Y Y Y: Y |  | S |  | N | Electric Utility | 1 |  | N | N | [17 empty] | N
17609 | Southern California Edison Co | 318 | Big Creek 2 | CA | Fresno | 5 | HY | OP | 17.5 | 17.5 | 17.5 |  | 2 | 1921 | NG BLQ BLQ BLQ BLQ BLQ: WAT; N N N N N N: N; Y N Y Y Y Y: Y |  | S |  | N | Electric Utility | 1 |  | N | N | [17 empty] | N
17609 | Southern California Edison Co | 318 | Big Creek 2 | CA | Fresno | 6 | HY | OP | 17.5 | 17.5 | 17.5 |  | 3 | 1925 | NG BLQ BLQ BLQ BLQ BLQ: WAT; N N N N N N: N; Y N Y Y Y Y: Y |  | S |  | N | Electric Utility | 1 |  | N | N | [17 empty] | N
17609 | Southern California Edison Co | 319 | Big Creek 3 | CA | Fresno | 1 | HY | OP | 34 | 34 | 34 |  | 10 | 1923 | NG BLQ BLQ BLQ BLQ BLQ: WAT; N N N N N N: N; Y N Y Y Y Y: Y |  | S |  | N | Electric Utility | 1 |  | N | N | [17 empty] | N
17609 | Southern California Edison Co | 319 | Big Creek 3 | CA | Fresno | 2 | HY | OP | 34 | 34 | 34 |  | 9 | 1923 | NG BLQ BLQ BLQ BLQ BLQ: WAT; N N N N N N: N; Y N Y Y Y Y: Y |  | S |  | N | Electric Utility | 1 |  | N | N | [17 empty] | N
17609 | Southern California Edison Co | 319 | Big Creek 3 | CA | Fresno | 3 | HY | OP | 34 | 33 | 33 |  | 10 | 1923 | NG BLQ BLQ BLQ BLQ BLQ: WAT; N N N N N N: N; Y N Y Y Y Y: Y |  | S |  | N | Electric Utility | 1 |  | N | N | [17 empty] | N
17609 | Southern California Edison Co | 319 | Big Creek 3 | CA | Fresno | 4 | HY | OP | 36 | 36 | 36 |  | 4 | 1948 | NG BLQ BLQ BLQ BLQ BLQ: WAT; N N N N N N: N; Y N Y Y Y Y: Y |  | S |  | N | Electric Utility | 1 |  | N | N | [17 empty] | N
17609 | Southern California Edison Co | 319 | Big Creek 3 | CA | Fresno | 5 | HY | OP | 36.4 | 36.5 | 36.5 |  | 2 | 1980 | NG BLQ BLQ BLQ BLQ BLQ: WAT; N N N N N N: N; Y N Y Y Y Y: Y |  | S |  | N | Electric Utility | 1 |  | N | N | [17 empty] | N
17609 | Southern California Edison Co | 320 | Big Creek 4 | CA | Madera | 1 | HY | OP | 50 | 50 | 50 |  | 6 | 1951 | NG BLQ BLQ BLQ BLQ BLQ: WAT; N N N N N N: N; Y N Y Y Y Y: Y |  | S |  | N | Electric Utility | 1 |  | N | N | [17 empty] | N
17609 | Southern California Edison Co | 320 | Big Creek 4 | CA | Madera | 2 | HY | OP | 50 | 50 | 50 |  | 7 | 1951 | NG BLQ BLQ BLQ BLQ BLQ: WAT; N N N N N N: N; Y N Y Y Y Y: Y |  | S |  | N | Electric Utility | 1 |  | N | N | [17 empty] | N
17609 | Southern California Edison Co | 321 | Big Creek 8 | CA | Fresno | 1 | HY | OP | 30 | 25.8 | 25.8 |  | 8 | 1921 | NG BLQ BLQ BLQ BLQ BLQ: WAT; N N N N N N: N; Y N Y Y Y Y: Y |  | S |  | N | Electric Utility | 1 |  | N | N | [17 empty] | N
17609 | Southern California Edison Co | 321 | Big Creek 8 | CA | Fresno | 2 | HY | OP | 45 | 45 | 45 |  | 6 | 1929 | NG BLQ BLQ BLQ BLQ BLQ: WAT; N N N N N N: N; Y N Y Y Y Y: Y |  | S |  | N | Electric Utility | 1 |  | N | N | [17 empty] | N
17609 | Southern California Edison Co | 322 | Big Creek 2A | CA | Fresno | 1 | HY | OP | 55 | 50 | 50 |  | 8 | 1928 | NG BLQ BLQ BLQ BLQ BLQ: WAT; N N N N N N: N; Y N Y Y Y Y: Y |  | S |  | N | Electric Utility | 1 |  | N | N | [17 empty] | N
17609 | Southern California Edison Co | 322 | Big Creek 2A | CA | Fresno | 2 | HY | OP | 55 | 50 | 50 |  | 12 | 1928 | NG BLQ BLQ BLQ BLQ BLQ: WAT; N N N N N N: N; Y N Y Y Y Y: Y |  | S |  | N | Electric Utility | 1 |  | N | N | [17 empty] | N
17609 | Southern California Edison Co | 323 | Bishop Creek 2 | CA | Inyo | 1 | HY | OP | 2.5 | 2.5 | 2.5 |  | 11 | 1908 | NG BLQ BLQ BLQ BLQ BLQ: WAT; N N N N N N: N; Y N Y Y Y Y: Y |  | S |  | N | Electric Utility | 1 |  | N | N | [17 empty] | N
17609 | Southern California Edison Co | 323 | Bishop Creek 2 | CA | Inyo | 2 | HY | OP | 2.5 | 2.5 | 2.5 |  | 11 | 1908 | NG BLQ BLQ BLQ BLQ BLQ: WAT; N N N N N N: N; Y N Y Y Y Y: Y |  | S |  | N | Electric Utility | 1 |  | N | N | [17 empty] | N
17609 | Southern California Edison Co | 323 | Bishop Creek 2 | CA | Inyo | 3 | HY | OP | 2.3 | 2.3 | 2.3 |  | 6 | 1911 | NG BLQ BLQ BLQ BLQ BLQ: WAT; N N N N N N: N; Y N Y Y Y Y: Y |  | S |  | N | Electric Utility | 1 |  | N | N | [17 empty] | N
17609 | Southern California Edison Co | 324 | Bishop Creek 3 | CA | Inyo | 1 | HY | OP | 2.7 | 2.8 | 2.8 |  | 6 | 1913 | NG BLQ BLQ BLQ BLQ BLQ: WAT; N N N N N N: N; Y N Y Y Y Y: Y |  | S |  | N | Electric Utility | 1 |  | N | N | [17 empty] | N
17609 | Southern California Edison Co | 324 | Bishop Creek 3 | CA | Inyo | 2 | HY | OP | 2.3 | 2.3 | 2.3 |  | 6 | 1913 | NG BLQ BLQ BLQ BLQ BLQ: WAT; N N N N N N: N; Y N Y Y Y Y: Y |  | S |  | N | Electric Utility | 1 |  | N | N | [17 empty] | N
17609 | Southern California Edison Co | 324 | Bishop Creek 3 | CA | Inyo | 3 | HY | OP | 2.7 | 2.8 | 2.8 |  | 6 | 1913 | NG BLQ BLQ BLQ BLQ BLQ: WAT; N N N N N N: N; Y N Y Y Y Y: Y |  | S |  | N | Electric Utility | 1 |  | N | N | [17 empty] | N
17609 | Southern California Edison Co | 325 | Bishop Creek 4 | CA | Inyo | 1 | HY | OP | 1 | 1 | 1 |  | 9 | 1905 | NG BLQ BLQ BLQ BLQ BLQ: WAT; N N N N N N: N; Y N Y Y Y Y: Y |  | S |  | N | Electric Utility | 1 |  | N | N | [17 empty] | N
17609 | Southern California Edison Co | 325 | Bishop Creek 4 | CA | Inyo | 2 | HY | OP | 1 | 1 | 1 |  | 9 | 1905 | NG BLQ BLQ BLQ BLQ BLQ: WAT; N N N N N N: N; Y N Y Y Y Y: Y |  | S |  | N | Electric Utility | 1 |  | N | N | [17 empty] | N
17609 | Southern California Edison Co | 325 | Bishop Creek 4 | CA | Inyo | 3 | HY | OP | 1.9 | 2 | 2 |  | 6 | 1906 | NG BLQ BLQ BLQ BLQ BLQ: WAT; N N N N N N: N; Y N Y Y Y Y: Y |  | S |  | N | Electric Utility | 1 |  | N | N | [17 empty] | N
17609 | Southern California Edison Co | 325 | Bishop Creek 4 | CA | Inyo | 4 | HY | OP | 1.9 | 2 | 2 |  | 10 | 1907 | NG BLQ BLQ BLQ BLQ BLQ: WAT; N N N N N N: N; Y N Y Y Y Y: Y |  | S |  | N | Electric Utility | 1 |  | N | N | [17 empty] | N
17609 | Southern California Edison Co | 325 | Bishop Creek 4 | CA | Inyo | 5 | HY | OP | 1.9 | 2 | 2 |  | 6 | 1909 | NG BLQ BLQ BLQ BLQ BLQ: WAT; N N N N N N: N; Y N Y Y Y Y: Y |  | S |  | N | Electric Utility | 1 |  | N | N | [17 empty] | N
17609 | Southern California Edison Co | 326 | Bishop Creek 5 | CA | Inyo | 1 | HY | OP | 2 | 2 | 2 |  | 5 | 1943 | NG BLQ BLQ BLQ BLQ BLQ: WAT; N N N N N N: N; Y N Y Y Y Y: Y |  | S |  | N | Electric Utility | 1 |  | N | N | [17 empty] | N
17609 | Southern California Edison Co | 326 | Bishop Creek 5 | CA | Inyo | 2 | HY | OP | 2.5 | 1.8 | 1.8 |  | 6 | 1919 | NG BLQ BLQ BLQ BLQ BLQ: WAT; N N N N N N: N; Y N Y Y Y Y: Y |  | S |  | N | Electric Utility | 1 |  | N | N | [17 empty] | N
17609 | Southern California Edison Co | 327 | Bishop Creek 6 | CA | Inyo | 1 | HY | OP | 1.6 | 1.6 | 1.6 |  | 3 | 1913 | NG BLQ BLQ BLQ BLQ BLQ: WAT; N N N N N N: N; Y N Y Y Y Y: Y |  | S |  | N | Electric Utility | 1 |  | N | N | [17 empty] | N
17609 | Southern California Edison Co | 328 | Borel | CA | Kern | 1 | HY | OP | 3 | 2.1 | 2.1 |  | 12 | 1904 | NG BLQ BLQ BLQ BLQ BLQ: WAT; N N N N N N: N; Y N Y Y Y Y: Y |  | S |  | N | Electric Utility | 1 |  | N | N | [17 empty] | N
17609 | Southern California Edison Co | 328 | Borel | CA | Kern | 2 | HY | OP | 3 | 2.5 | 2.5 |  | 12 | 1904 | NG BLQ BLQ BLQ BLQ BLQ: WAT; N N N N N N: N; Y N Y Y Y Y: Y |  | S |  | N | Electric Utility | 1 |  | N | N | [17 empty] | N
17609 | Southern California Edison Co | 328 | Borel | CA | Kern | 3 | HY | OP | 6 | 6 | 6 |  | 1 | 1932 | NG BLQ BLQ BLQ BLQ BLQ: WAT; N N N N N N: N; Y N Y Y Y Y: Y |  | S |  | N | Electric Utility | 1 |  | N | N | [17 empty] | N
17609 | Southern California Edison Co | 332 | Fontana | CA | San Bernardino | 1 | HY | OP | 1.4 | 1.4 | 1.4 |  | 12 | 1917 | NG BLQ BLQ BLQ BLQ BLQ: WAT; N N N N N N: N; Y N Y Y Y Y: Y |  | S |  | N | Electric Utility | 1 |  | N | N | [17 empty] | N
17609 | Southern California Edison Co | 332 | Fontana | CA | San Bernardino | 2 | HY | OP | 1.4 | 1.4 | 1.4 |  | 12 | 1917 | NG BLQ BLQ BLQ BLQ BLQ: WAT; N N N N N N: N; Y N Y Y Y Y: Y |  | S |  | N | Electric Utility | 1 |  | N | N | [17 empty] | N
17609 | Southern California Edison Co | 336 | Kaweah 2 | CA | Tulare | 2 | HY | OP | 1.8 | 1.8 | 1.8 |  | 9 | 1929 | NG BLQ BLQ BLQ BLQ BLQ: WAT; N N N N N N: N; Y N Y Y Y Y: Y |  | S |  | N | Electric Utility | 1 |  | N | N | [17 empty] | N
17609 | Southern California Edison Co | 337 | Kaweah 1 | CA | Tulare | 1 | HY | OP | 2.2 | 2.1 | 2.1 |  | 5 | 1929 | NG BLQ BLQ BLQ BLQ BLQ: WAT; N N N N N N: N; Y N Y Y Y Y: Y |  | S |  | N | Electric Utility | 1 |  | N | N | [17 empty] | N
17609 | Southern California Edison Co | 338 | Kaweah 3 | CA | Tulare | 1 | HY | OP | 2.4 | 2.4 | 2.4 |  | 5 | 1913 | NG BLQ BLQ BLQ BLQ BLQ: WAT; N N N N N N: N; Y N Y Y Y Y: Y |  | S |  | N | Electric Utility | 1 |  | N | N | [17 empty] | N
17609 | Southern California Edison Co | 338 | Kaweah 3 | CA | Tulare | 2 | HY | OP | 2.4 | 2.1 | 2.1 |  | 5 | 1913 | NG BLQ BLQ BLQ BLQ BLQ: WAT; N N N N N N: N; Y N Y Y Y Y: Y |  | S |  | N | Electric Utility | 1 |  | N | N | [17 empty] | N
17609 | Southern California Edison Co | 339 | Kern River 3 | CA | Kern | 1 | HY | OP | 20.5 | 20.5 | 20.5 |  | 5 | 1921 | NG BLQ BLQ BLQ BLQ BLQ: WAT; N N N N N N: N; Y N Y Y Y Y: Y |  | S |  | N | Electric Utility | 1 |  | N | N | [17 empty] | N
17609 | Southern California Edison Co | 339 | Kern River 3 | CA | Kern | 2 | HY | OP | 19.6 | 19.7 | 19.7 |  | 3 | 1921 | NG BLQ BLQ BLQ BLQ BLQ: WAT; N N N N N N: N; Y N Y Y Y Y: Y |  | S |  | N | Electric Utility | 1 |  | N | N | [17 empty] | N
17609 | Southern California Edison Co | 340 | Kern River 1 | CA | KERN | 1 | HY | OP | 6.5 | 6.6 | 6.6 |  | 5 | 1907 | NG BLQ BLQ BLQ BLQ BLQ: WAT; N N N N N N: N; Y N Y Y Y Y: Y |  | S |  | N | Electric Utility | 1 |  | N | N | [17 empty] | N
17609 | Southern California Edison Co | 340 | Kern River 1 | CA | KERN | 2 | HY | OP | 6.5 | 6.6 | 6.6 |  | 6 | 1907 | NG BLQ BLQ BLQ BLQ BLQ: WAT; N N N N N N: N; Y N Y Y Y Y: Y |  | S |  | N | Electric Utility | 1 |  | N | N | [17 empty] | N
17609 | Southern California Edison Co | 340 | Kern River 1 | CA | KERN | 3 | HY | OP | 6.5 | 6.6 | 6.6 |  | 7 | 1907 | NG BLQ BLQ BLQ BLQ BLQ: WAT; N N N N N N: N; Y N Y Y Y Y: Y |  | S |  | N | Electric Utility | 1 |  | N | N | [17 empty] | N
17609 | Southern California Edison Co | 340 | Kern River 1 | CA | KERN | 4 | HY | OP | 6.5 | 6.6 | 6.6 |  | 6 | 1907 | NG BLQ BLQ BLQ BLQ BLQ: WAT; N N N N N N: N; Y N Y Y Y Y: Y |  | S |  | N | Electric Utility | 1 |  | N | N | [17 empty] | N
17609 | Southern California Edison Co | 342 | Lundy | CA | Mono | 1 | HY | OP | 1.5 | 1.5 | 1.5 |  | 12 | 1911 | NG BLQ BLQ BLQ BLQ BLQ: WAT; N N N N N N: N; Y N Y Y Y Y: Y |  | S |  | N | Electric Utility | 1 |  | N | N | [17 empty] | N
17609 | Southern California Edison Co | 342 | Lundy | CA | Mono | 2 | HY | OP | 1.5 | 1.5 | 1.5 |  | 2 | 1912 | NG BLQ BLQ BLQ BLQ BLQ: WAT; N N N N N N: N; Y N Y Y Y Y: Y |  | S |  | N | Electric Utility | 1 |  | N | N | [17 empty] | N
17609 | Southern California Edison Co | 344 | Mammoth Pool | CA | Madera | 1 | HY | OP | 95 | 80 | 80 |  | 3 | 1960 | NG BLQ BLQ BLQ BLQ BLQ: WAT; N N N N N N: N; Y N Y Y Y Y: Y |  | S |  | N | Electric Utility | 1 |  | N | N | [17 empty] | N
17609 | Southern California Edison Co | 344 | Mammoth Pool | CA | Madera | 2 | HY | OP | 95 | 80 | 80 |  | 3 | 1960 | NG BLQ BLQ BLQ BLQ BLQ: WAT; N N N N N N: N; Y N Y Y Y Y: Y |  | S |  | N | Electric Utility | 1 |  | N | N | [17 empty] | N
17609 | Southern California Edison Co | 353 | Poole | CA | Mono | 1 | HY | OP | 11.2 | 10.9 | 10.9 |  | 5 | 1924 | NG BLQ BLQ BLQ BLQ BLQ: WAT; N N N N N N: N; Y N Y Y Y Y: Y |  | S |  | N | Electric Utility | 1 |  | N | N | [17 empty] | N
17609 | Southern California Edison Co | 354 | Portal | CA | Fresno | 1 | HY | OP | 10.8 | 10.8 | 10.8 |  | 12 | 1956 | NG BLQ BLQ BLQ BLQ BLQ: WAT; N N N N N N: N; Y N Y Y Y Y: Y |  | S |  | N | Electric Utility | 1 |  | N | N | [17 empty] | N
17609 | Southern California Edison Co | 357 | Rush Creek | CA | Mono | 1 | HY | OP | 5.8 | 5.5 | 5.5 |  | 10 | 1916 | NG BLQ BLQ BLQ BLQ BLQ: WAT; N N N N N N: N; Y N Y Y Y Y: Y |  | S |  | N | Electric Utility | 1 |  | N | N | [17 empty] | N
17609 | Southern California Edison Co | 357 | Rush Creek | CA | Mono | 2 | HY | OP | 7.2 | 5.5 | 5.5 |  | 12 | 1917 | NG BLQ BLQ BLQ BLQ BLQ: WAT; N N N N N N: N; Y N Y Y Y Y: Y |  | S |  | N | Electric Utility | 1 |  | N | N | [17 empty] | N
17609 | Southern California Edison Co | 358 | Mountainview Generating Station | CA | San Bernardino | MV3A | CT | OP | 164.6 | 149 | 156 |  | 12 | 2005 | NG BLQ BLQ BLQ BLQ BLQ: NG; N N N N N N: N; Y N Y Y Y Y: Y |  | S |  | N | Electric Utility | 1 |  | N | N | [17 empty] | N
17609 | Southern California Edison Co | 358 | Mountainview Generating Station | CA | San Bernardino | MV3B | CT | OP | 164.6 | 149 | 156 |  | 12 | 2005 | NG BLQ BLQ BLQ BLQ BLQ: NG; N N N N N N: N; Y N Y Y Y Y: Y |  | S |  | N | Electric Utility | 1 |  | N | N | [17 empty] | N
17609 | Southern California Edison Co | 358 | Mountainview Generating Station | CA | San Bernardino | MV3C | CA | OP | 189.2 | 188 | 197 |  | 12 | 2005 | NG BLQ BLQ BLQ BLQ BLQ: NG; N N N N N N: N; Y N Y Y Y Y: Y |  | S |  | N | Electric Utility | 1 |  | Y | N | [17 empty] | N
17609 | Southern California Edison Co | 358 | Mountainview Generating Station | CA | San Bernardino | MV4A | CT | OP | 164.6 | 149 | 156 |  | 1 | 2006 | NG BLQ BLQ BLQ BLQ BLQ: NG; N N N N N N: N; Y N Y Y Y Y: Y |  | S |  | N | Electric Utility | 1 |  | N | N | [17 empty] | N
17609 | Southern California Edison Co | 358 | Mountainview Generating Station | CA | San Bernardino | MV4B | CT | OP | 164.6 | 149 | 156 |  | 1 | 2006 | NG BLQ BLQ BLQ BLQ BLQ: NG; N N N N N N: N; Y N Y Y Y Y: Y |  | S |  | N | Electric Utility | 1 |  | N | N | [17 empty] | N
17609 | Southern California Edison Co | 358 | Mountainview Generating Station | CA | San Bernardino | MV4C | CA | OP | 189.2 | 188 | 197 |  | 1 | 2006 | NG BLQ BLQ BLQ BLQ BLQ: NG; N N N N N N: N; Y N Y Y Y Y: Y |  | S |  | N | Electric Utility | 1 |  | Y | N | [17 empty] | N
17609 | Southern California Edison Co | 360 | San Onofre Nuclear Generating Station | CA | San Diego | 2 | ST | OP | 1127 | 1070 | 1070 |  | 8 | 1983 | NG BLQ BLQ BLQ BLQ BLQ: NUC; N N N N N N: N; Y N Y Y Y Y: Y |  | J |  | N | Electric Utility | 1 |  | N | N | [12 empty] | N |  |  | 6 | 2013 | N
17609 | Southern California Edison Co | 360 | San Onofre Nuclear Generating Station | CA | San Diego | 3 | ST | OP | 1127 | 1080 | 1080 |  | 4 | 1984 | NG BLQ BLQ BLQ BLQ BLQ: NUC; N N N N N N: N; Y N Y Y Y Y: Y |  | J |  | N | Electric Utility | 1 |  | N | N | [15 empty] | 6 | 2013 | N
17609 | Southern California Edison Co | 361 | Santa Ana 1 | CA | San Bernardino | 1 | HY | OP | 0.8 | 0.8 | 0.8 |  | 2 | 1899 | NG BLQ BLQ BLQ BLQ BLQ: WAT; N N N N N N: N; Y N Y Y Y Y: Y |  | S |  | N | Electric Utility | 1 |  | N | N | [17 empty] | N
17609 | Southern California Edison Co | 361 | Santa Ana 1 | CA | San Bernardino | 2 | HY | OP | 0.8 | 0.8 | 0.8 |  | 2 | 1899 | NG BLQ BLQ BLQ BLQ BLQ: WAT; N N N N N N: N; Y N Y Y Y Y: Y |  | S |  | N | Electric Utility | 1 |  | N | N | [17 empty] | N
17609 | Southern California Edison Co | 361 | Santa Ana 1 | CA | San Bernardino | 3 | HY | OP | 0.8 | 0.8 | 0.8 |  | 1 | 1899 | NG BLQ BLQ BLQ BLQ BLQ: WAT; N N N N N N: N; Y N Y Y Y Y: Y |  | S |  | N | Electric Utility | 1 |  | N | N | [17 empty] | N
17609 | Southern California Edison Co | 361 | Santa Ana 1 | CA | San Bernardino | 4 | HY | OP | 0.8 | 0.8 | 0.8 |  | 1 | 1899 | NG BLQ BLQ BLQ BLQ BLQ: WAT; N N N N N N: N; Y N Y Y Y Y: Y |  | S |  | N | Electric Utility | 1 |  | N | N | [17 empty] | N
17609 | Southern California Edison Co | 363 | Santa Ana 3 | CA | San Bernardino | 1 | HY | OP | 3.1 | 3.1 | 3.1 |  | 9 | 1999 | NG BLQ BLQ BLQ BLQ BLQ: WAT; N N N N N N: N; Y N Y Y Y Y: Y |  | S |  | N | Electric Utility | 1 |  | N | N | [17 empty] | N
17609 | Southern California Edison Co | 365 | Tule River | CA | Tulare | 1 | HY | OP | 1.2 | 1.3 | 1.3 |  | 9 | 1909 | NG BLQ BLQ BLQ BLQ BLQ: WAT; N N N N N N: N; Y N Y Y Y Y: Y |  | S |  | N | Electric Utility | 1 |  | N | N | [17 empty] | N
17609 | Southern California Edison Co | 365 | Tule River | CA | Tulare | 2 | HY | OP | 1.2 | 1.3 | 1.3 |  | 9 | 1909 | NG BLQ BLQ BLQ BLQ BLQ: WAT; N N N N N N: N; Y N Y Y Y Y: Y |  | S |  | N | Electric Utility | 1 |  | N | N | [17 empty] | N
17609 | Southern California Edison Co | 6704 | Pebbly Beach | CA | Los Angeles | 10 | IC | OP | 1.1 | 1.1 | 1.1 |  | 7 | 1966 | NG BLQ BLQ BLQ BLQ BLQ: DFO; N N N N N N: N; Y N Y Y Y Y: N |  | S |  | N | Electric Utility | 1 |  | N | N | [17 empty] | N
17609 | Southern California Edison Co | 6704 | Pebbly Beach | CA | Los Angeles | 12 | IC | OP | 1.5 | 1.5 | 1.5 |  | 6 | 1976 | NG BLQ BLQ BLQ BLQ BLQ: DFO; N N N N N N: N; Y N Y Y Y Y: N |  | S |  | N | Electric Utility | 1 |  | N | N | [17 empty] | N
17609 | Southern California Edison Co | 6704 | Pebbly Beach | CA | Los Angeles | 14 | IC | OP | 1.4 | 1.4 | 1.4 |  | 10 | 1986 | NG BLQ BLQ BLQ BLQ BLQ: DFO; N N N N N N: N; Y N Y Y Y Y: N |  | S |  | N | Electric Utility | 1 |  | N | N | [17 empty] | N
17609 | Southern California Edison Co | 6704 | Pebbly Beach | CA | Los Angeles | 15 | IC | OP | 2.8 | 2.8 | 2.8 |  | 12 | 1995 | NG BLQ BLQ BLQ BLQ BLQ: DFO; N N N N N N: N; Y N Y Y Y Y: N |  | S |  | N | Electric Utility | 1 |  | N | N | [17 empty] | N
17609 | Southern California Edison Co | 6704 | Pebbly Beach | CA | Los Angeles | 7 | IC | OP | 1 | 1 | 1 |  | 7 | 1958 | NG BLQ BLQ BLQ BLQ BLQ: DFO; N N N N N N: N; Y N Y Y Y Y: N |  | S |  | N | Electric Utility | 1 |  | N | N | [17 empty] | N
17609 | Southern California Edison Co | 6704 | Pebbly Beach | CA | Los Angeles | 8 | IC | OP | 1.5 | 1.5 | 1.5 |  | 6 | 1963 | NG BLQ BLQ BLQ BLQ BLQ: DFO; N N N N N N: N; Y N Y Y Y Y: N |  | S |  | N | Electric Utility | 1 |  | N | N | [17 empty] | N
17609 | Southern California Edison Co | 6704 | Pebbly Beach | CA | Los Angeles | MT01 | GT | OP | 0.1 | 0.1 | 0.1 |  | 12 | 2011 | [9 empty] | S | 1 | N | Electric Utility | 1 |  |  | N | [17 empty] | N | bar: NG BLQ BLQ BLQ BLQ BLQ; N N N N N N to Y N Y Y Y Y
17609 | Southern California Edison Co | 6704 | Pebbly Beach | CA | Los Angeles | MT02 | GT | OP | 0.1 | 0.1 | 0.1 |  | 12 | 2011 | [9 empty] | S | 1 | N | Electric Utility | 1 |  |  | N | [17 empty] | N | bar: NG BLQ BLQ BLQ BLQ BLQ; N N N N N N to Y N Y Y Y Y
17609 | Southern California Edison Co | 6704 | Pebbly Beach | CA | Los Angeles | MT03 | GT | OP | 0.1 | 0.1 | 0.1 |  | 12 | 2011 | [9 empty] | S | 1 | N | Electric Utility | 1 |  |  | N | [17 empty] | N | bar: NG BLQ BLQ BLQ BLQ BLQ; N N N N N N to Y N Y Y Y Y
17609 | Southern California Edison Co | 6704 | Pebbly Beach | CA | Los Angeles | MT04 | GT | OP | 0.1 | 0.1 | 0.1 |  | 12 | 2011 | [9 empty] | S | 1 | N | Electric Utility | 1 |  |  | N | [17 empty] | N | bar: NG BLQ BLQ BLQ BLQ BLQ; N N N N N N to Y N Y Y Y Y
17609 | Southern California Edison Co | 6704 | Pebbly Beach | CA | Los Angeles | MT05 | GT | OP | 0.1 | 0.1 | 0.1 |  | 12 | 2011 | [9 empty] | S | 1 | N | Electric Utility | 1 |  |  | N | [17 empty] | N | bar: NG BLQ BLQ BLQ BLQ BLQ; N N N N N N to Y N Y Y Y Y
17609 | Southern California Edison Co | 6704 | Pebbly Beach | CA | Los Angeles | MT06 | GT | OP | 0.1 | 0.1 | 0.1 |  | 12 | 2011 | [9 empty] | S | 1 | N | Electric Utility | 1 |  |  | N | [17 empty] | N | bar: NG BLQ BLQ BLQ BLQ BLQ; N N N N N N to Y N Y Y Y Y
17609 | Southern California Edison Co | 6704 | Pebbly Beach | CA | Los Angeles | MT07 | GT | OP | 0.1 | 0.1 | 0.1 |  | 12 | 2011 | [9 empty] | S | 1 | N | Electric Utility | 1 |  |  | N | [17 empty] | N | bar: NG BLQ BLQ BLQ BLQ BLQ; N N N N N N to Y N Y Y Y Y
17609 | Southern California Edison Co | 6704 | Pebbly Beach | CA | Los Angeles | MT08 | GT | OP | 0.1 | 0.1 | 0.1 |  | 12 | 2011 | [9 empty] | S | 1 | N | Electric Utility | 1 |  |  | N | [17 empty] | N | bar: NG BLQ BLQ BLQ BLQ BLQ; N N N N N N to Y N Y Y Y Y
17609 | Southern California Edison Co | 6704 | Pebbly Beach | CA | Los Angeles | MT09 | GT | OP | 0.1 | 0.1 | 0.1 |  | 12 | 2011 | [9 empty] | S | 1 | N | Electric Utility | 1 |  |  | N | [17 empty] | N | bar: NG BLQ BLQ BLQ BLQ BLQ; N N N N N N to Y N Y Y Y Y
17609 | Southern California Edison Co | 6704 | Pebbly Beach | CA | Los Angeles | MT10 | GT | OP | 0.1 | 0.1 | 0.1 |  | 12 | 2011 | [9 empty] | S | 1 | N | Electric Utility | 1 |  |  | N | [17 empty] | N | bar: NG BLQ BLQ BLQ BLQ BLQ; N N N N N N to Y N Y Y Y Y
17609 | Southern California Edison Co | 6704 | Pebbly Beach | CA | Los Angeles | MT11 | GT | OP | 0.1 | 0.1 | 0.1 |  | 12 | 2011 | [9 empty] | S | 1 | N | Electric Utility | 1 |  |  | N | [17 empty] | N | bar: NG BLQ BLQ BLQ BLQ BLQ; N N N N N N to Y N Y Y Y Y
17609 | Southern California Edison Co | 6704 | Pebbly Beach | CA | Los Angeles | MT14 | GT | OP | 0.1 | 0.1 | 0.1 |  | 12 | 2011 | [9 empty] | S | 1 | N | Electric Utility | 1 |  |  | N | [17 empty] | N | bar: NG BLQ BLQ BLQ BLQ BLQ; N N N N N N to Y N Y Y Y Y
17609 | Southern California Edison Co | 6704 | Pebbly Beach | CA | Los Angeles | MT15 | GT | OP | 0.1 | 0.1 | 0.1 |  | 12 | 2011 | [9 empty] | S | 1 | N | Electric Utility | 1 |  |  | N | [17 empty] | N | bar: NG BLQ BLQ BLQ BLQ BLQ; N N N N N N to Y N Y Y Y Y
17609 | Southern California Edison Co | 6704 | Pebbly Beach | CA | Los Angeles | MT16 | GT | OP | 0.1 | 0.1 | 0.1 |  | 12 | 2011 | [9 empty] | S | 1 | N | Electric Utility | 1 |  |  | N | [17 empty] | N | bar: NG BLQ BLQ BLQ BLQ BLQ; N N N N N N to Y N Y Y Y Y
17609 | Southern California Edison Co | 6704 | Pebbly Beach | CA | Los Angeles | MT17 | GT | OP | 0.1 | 0.1 | 0.1 |  | 12 | 2011 | [9 empty] | S | 1 | N | Electric Utility | 1 |  |  | N | [17 empty] | N | bar: NG BLQ BLQ BLQ BLQ BLQ; N N N N N N to Y N Y Y Y Y
17609 | Southern California Edison Co | 6704 | Pebbly Beach | CA | Los Angeles | MT18 | GT | OP | 0.1 | 0.1 | 0.1 |  | 12 | 2011 | [9 empty] | S | 1 | N | Electric Utility | 1 |  |  | N | [17 empty] | N | bar: NG BLQ BLQ BLQ BLQ BLQ; N N N N N N to Y N Y Y Y Y
17609 | Southern California Edison Co | 6704 | Pebbly Beach | CA | Los Angeles | MT19 | GT | OP | 0.1 | 0.1 | 0.1 |  | 12 | 2011 | [9 empty] | S | 1 | N | Electric Utility | 1 |  |  | N | [17 empty] | N | bar: NG BLQ BLQ BLQ BLQ BLQ; N N N N N N to Y N Y Y Y Y
17609 | Southern California Edison Co | 6704 | Pebbly Beach | CA | Los Angeles | MT20 | GT | OP | 0.1 | 0.1 | 0.1 |  | 12 | 2011 | [9 empty] | S | 1 | N | Electric Utility | 1 |  |  | N | [17 empty] | N | bar: NG BLQ BLQ BLQ BLQ BLQ; N N N N N N to Y N Y Y Y Y
17609 | Southern California Edison Co | 6704 | Pebbly Beach | CA | Los Angeles | MT21 | GT | OP | 0.1 | 0.1 | 0.1 |  | 12 | 2011 | [9 empty] | S | 1 | N | Electric Utility | 1 |  |  | N | [17 empty] | N | bar: NG BLQ BLQ BLQ BLQ BLQ; N N N N N N to Y N Y Y Y Y
17609 | Southern California Edison Co | 6704 | Pebbly Beach | CA | Los Angeles | MT22 | GT | OP | 0.1 | 0.1 | 0.1 |  | 12 | 2011 | [9 empty] | S | 1 | N | Electric Utility | 1 |  |  | N | [17 empty] | N | bar: NG BLQ BLQ BLQ BLQ BLQ; N N N N N N to Y N Y Y Y Y
17609 | Southern California Edison Co | 6704 | Pebbly Beach | CA | Los Angeles | MT23 | GT | OP | 0.1 | 0.1 | 0.1 |  | 12 | 2011 | [9 empty] | S | 1 | N | Electric Utility | 1 |  |  | N | [17 empty] | N | bar: NG BLQ BLQ BLQ BLQ BLQ; N N N N N N to Y N Y Y Y Y
17609 | Southern California Edison Co | 6704 | Pebbly Beach | CA | Los Angeles | MT24 | GT | OP | 0.1 | 0.1 | 0.1 |  | 12 | 2011 | [9 empty] | S | 1 | N | Electric Utility | 1 |  |  | N | [17 empty] | N | bar: NG BLQ BLQ BLQ BLQ BLQ; N N N N N N to Y N Y Y Y Y
17609 | Southern California Edison Co | 6704 | Pebbly Beach | CA | Los Angeles | MT25 | GT | OP | 0.1 | 0.1 | 0.1 |  | 12 | 2011 | [9 empty] | S | 1 | N | Electric Utility | 1 |  |  | N | [17 empty] | N | bar: NG BLQ BLQ BLQ BLQ BLQ; N N N N N N to Y N Y Y Y Y
17609 | Southern California Edison Co | 7147 | Mill Creek 3 | CA | San Bernardino | 3 | HY | OP | 1 | 1 | 1 |  | 3 | 1903 | NG BLQ BLQ BLQ BLQ BLQ: WAT; N N N N N N: N; Y N Y Y Y Y: Y |  | S |  | N | Electric Utility | 1 |  | N | N | [17 empty] | N
17609 | Southern California Edison Co | 7147 | Mill Creek 3 | CA | San Bernardino | 4 | HY | OP | 1 | 1 | 1 |  | 10 | 1904 | NG BLQ BLQ BLQ BLQ BLQ: WAT; N N N N N N: N; Y N Y Y Y Y: Y |  | S |  | N | Electric Utility | 1 |  | N | N | [17 empty] | N
17609 | Southern California Edison Co | 7147 | Mill Creek 3 | CA | San Bernardino | 5 | HY | OP | 1 | 1 | 1 |  | 3 | 1904 | NG BLQ BLQ BLQ BLQ BLQ: WAT; N N N N N N: N; Y N Y Y Y Y: Y |  | S |  | N | Electric Utility | 1 |  | N | N | [17 empty] | N
17609 | Southern California Edison Co | 7148 | San Gorgonio 1 | CA | Riverside | 1 | HY | OS | 1.5 | 1.5 | 1.5 |  | 12 | 1923 | NG BLQ BLQ BLQ BLQ BLQ: WAT; N N N N N N: N; Y N Y Y Y Y: Y |  | S |  | N | Electric Utility | 1 |  | N | N | [17 empty] | N
17609 | Southern California Edison Co | 56471 | McGrath Peaker | CA | Ventura | 1 | GT | OP | 49.8 | 46 | 46 |  | 11 | 2012 | [9 empty] | S |  | N | Electric Utility | 1 |  |  | N | [17 empty] | N | bar: NG BLQ BLQ BLQ BLQ BLQ; N N N N N N to Y N Y Y Y Y
17609 | Southern California Edison Co | 56472 | Grapeland Peaker | CA | San Bernardino | 1 | GT | OP | 49.8 | 49 | 49 |  | 9 | 2007 | NG BLQ BLQ BLQ BLQ BLQ: NG; N N N N N N: N; Y N Y Y Y Y: Y |  | S |  | N | Electric Utility | 1 |  |  | N | [17 empty] | N
17609 | Southern California Edison Co | 56473 | Mira Loma Peaker | CA | SAN BERNARDINO | 1 | GT | OP | 49.8 | 49 | 49 |  | 9 | 2007 | NG BLQ BLQ BLQ BLQ BLQ: NG; N N N N N N: N; Y N Y Y Y Y: Y |  | S |  | N | Electric Utility | 1 |  |  | N | [17 empty] | N
17609 | Southern California Edison Co | 56474 | Barre Peaker | CA | ORANGE | 1 | GT | OP | 49.8 | 49 | 49 |  | 9 | 2007 | NG BLQ BLQ BLQ BLQ BLQ: NG; N N N N N N: N; Y N Y Y Y Y: Y |  | S |  | N | Electric Utility | 1 |  |  | N | [17 empty] | N
17609 | Southern California Edison Co | 56475 | Center Peaker | CA | LOS ANGELES | 1 | GT | OP | 49.8 | 49 | 49 |  | 9 | 2007 | NG BLQ BLQ BLQ BLQ BLQ: NG; N N N N N N: N; Y N Y Y Y Y: Y |  | S |  | N | Electric Utility | 1 |  |  | N | [17 empty] | N
17609 | Southern California Edison Co | 56996 | Solar Photovoltaic Project #02 | CA | SAN BERNARDINO | S1A | PV | OP | 0.5 | 0.5 | 0.5 |  | 12 | 2009 | NG BLQ BLQ BLQ BLQ BLQ: SUN; N N N N N N: N; Y N Y Y Y Y: N |  | S | 1 | N | Electric Utility | 1 |  |  | N | [17 empty] | N
17609 | Southern California Edison Co | 56996 | Solar Photovoltaic Project #02 | CA | SAN BERNARDINO | S1B | PV | OP | 0.5 | 0.5 | 0.5 |  | 12 | 2009 | NG BLQ BLQ BLQ BLQ BLQ: SUN; N N N N N N: N; Y N Y Y Y Y: N |  | S | 1 | N | Electric Utility | 1 |  |  | N | [17 empty] | N
17609 | Southern California Edison Co | 57217 | Solar Photovoltaic Project #03 | CA | SAN BERNARDINO | S003A | PV | OP | 0.5 | 0.5 | 0.5 |  | 3 | 2011 | NG BLQ BLQ BLQ BLQ BLQ: SUN; N N N N N N: N; Y N Y Y Y Y: Y |  | S | 1 | N | Electric Utility | 1 |  |  | N | [17 empty] | N
17609 | Southern California Edison Co | 57217 | Solar Photovoltaic Project #03 | CA | SAN BERNARDINO | S003B | PV | OP | 0.5 | 0.5 | 0.5 |  | 3 | 2011 | NG BLQ BLQ BLQ BLQ BLQ: SUN; N N N N N N: N; Y N Y Y Y Y: Y |  | S | 1 | N | Electric Utility | 1 |  |  | N | [17 empty] | N
17609 | Southern California Edison Co | 57219 | Solar Photovoltaic Project #05 | CA | SAN BERNARDINO | S005A | PV | OP | 0.5 | 0.5 | 0.5 |  | 11 | 2012 | NG BLQ BLQ BLQ BLQ BLQ: SUN; N N N N N N: N; Y N Y Y Y Y: Y |  | S | 1 | N | Electric Utility | 1 |  |  | N | [17 empty] | N
17609 | Southern California Edison Co | 57219 | Solar Photovoltaic Project #05 | CA | SAN BERNARDINO | S005B | PV | OP | 0.5 | 0.5 | 0.5 |  | 11 | 2012 | NG BLQ BLQ BLQ BLQ BLQ: SUN; N N N N N N: N; Y N Y Y Y Y: Y |  | S | 1 | N | Electric Utility | 1 |  |  | N | [17 empty] | N
17609 | Southern California Edison Co | 57219 | Solar Photovoltaic Project #05 | CA | SAN BERNARDINO | S005C | PV | OP | 0.5 | 0.5 | 0.5 |  | 11 | 2012 | NG BLQ BLQ BLQ BLQ BLQ: SUN; N N N N N N: N; Y N Y Y Y Y: Y |  | S | 1 | N | Electric Utility | 1 |  |  | N | [17 empty] | N
17609 | Southern California Edison Co | 57219 | Solar Photovoltaic Project #05 | CA | SAN BERNARDINO | S005D | PV | OP | 0.5 | 0.5 | 0.5 |  | 11 | 2012 | NG BLQ BLQ BLQ BLQ BLQ: SUN; N N N N N N: N; Y N Y Y Y Y: Y |  | S | 1 | N | Electric Utility | 1 |  |  | N | [17 empty] | N
17609 | Southern California Edison Co | 57219 | Solar Photovoltaic Project #05 | CA | SAN BERNARDINO | S005E | PV | OP | 0.5 | 0.5 | 0.5 |  | 11 | 2012 | NG BLQ BLQ BLQ BLQ BLQ: SUN; N N N N N N: N; Y N Y Y Y Y: Y |  | S | 1 | N | Electric Utility | 1 |  |  | N | [17 empty] | N
17609 | Southern California Edison Co | 57220 | Solar Photovoltaic Project #06 | CA | SAN BERNARDINO | S006A | PV | OP | 0.5 | 0.5 | 0.5 |  | 8 | 2011 | NG BLQ BLQ BLQ BLQ BLQ: SUN; N N N N N N: N; Y N Y Y Y Y: Y |  | S | 1 | N | Electric Utility | 1 |  |  | N | [17 empty] | N
17609 | Southern California Edison Co | 57220 | Solar Photovoltaic Project #06 | CA | SAN BERNARDINO | S006B | PV | OP | 0.5 | 0.5 | 0.5 |  | 8 | 2011 | NG BLQ BLQ BLQ BLQ BLQ: SUN; N N N N N N: N; Y N Y Y Y Y: Y |  | S | 1 | N | Electric Utility | 1 |  |  | N | [17 empty] | N
17609 | Southern California Edison Co | 57220 | Solar Photovoltaic Project #06 | CA | SAN BERNARDINO | S006C | PV | OP | 0.5 | 0.5 | 0.5 |  | 8 | 2011 | NG BLQ BLQ BLQ BLQ BLQ: SUN; N N N N N N: N; Y N Y Y Y Y: Y |  | S | 1 | N | Electric Utility | 1 |  |  | N | [17 empty] | N
17609 | Southern California Edison Co | 57220 | Solar Photovoltaic Project #06 | CA | SAN BERNARDINO | S006D | PV | OP | 0.5 | 0.5 | 0.5 |  | 8 | 2011 | NG BLQ BLQ BLQ BLQ BLQ: SUN; N N N N N N: N; Y N Y Y Y Y: Y |  | S | 1 | N | Electric Utility | 1 |  |  | N | [17 empty] | N
17609 | Southern California Edison Co | 57221 | Solar Photovoltaic Project #07 | CA | SAN BERNARDINO | S007A | PV | OP | 0.5 | 0.5 | 0.5 |  | 11 | 2012 | NG BLQ BLQ BLQ BLQ BLQ: SUN; N N N N N N: N; Y N Y Y Y Y: Y |  | S | 1 | N | Electric Utility | 1 |  |  | N | [17 empty] | N
17609 | Southern California Edison Co | 57221 | Solar Photovoltaic Project #07 | CA | SAN BERNARDINO | S007B | PV | OP | 0.5 | 0.5 | 0.5 |  | 11 | 2012 | NG BLQ BLQ BLQ BLQ BLQ: SUN; N N N N N N: N; Y N Y Y Y Y: Y |  | S | 1 | N | Electric Utility | 1 |  |  | N | [17 empty] | N
17609 | Southern California Edison Co | 57221 | Solar Photovoltaic Project #07 | CA | SAN BERNARDINO | S007C | PV | OP | 0.5 | 0.5 | 0.5 |  | 11 | 2012 | NG BLQ BLQ BLQ BLQ BLQ: SUN; N N N N N N: N; Y N Y Y Y Y: Y |  | S | 1 | N | Electric Utility | 1 |  |  | N | [17 empty] | N
17609 | Southern California Edison Co | 57221 | Solar Photovoltaic Project #07 | CA | SAN BERNARDINO | S007D | PV | OP | 0.5 | 0.5 | 0.5 |  | 11 | 2012 | NG BLQ BLQ BLQ BLQ BLQ: SUN; N N N N N N: N; Y N Y Y Y Y: Y |  | S | 1 | N | Electric Utility | 1 |  |  | N | [17 empty] | N
17609 | Southern California Edison Co | 57221 | Solar Photovoltaic Project #07 | CA | SAN BERNARDINO | S007E | PV | OP | 0.5 | 0.5 | 0.5 |  | 11 | 2012 | NG BLQ BLQ BLQ BLQ BLQ: SUN; N N N N N N: N; Y N Y Y Y Y: Y |  | S | 1 | N | Electric Utility | 1 |  |  | N | [17 empty] | N
17609 | Southern California Edison Co | 57222 | Solar Photovoltaic Project #08 | CA | SAN BERNARDINO | S008A | PV | OP | 0.5 | 0.5 | 0.5 |  | 8 | 2011 | NG BLQ BLQ BLQ BLQ BLQ: SUN; N N N N N N: N; Y N Y Y Y Y: Y |  | S | 1 | N | Electric Utility | 1 |  |  | N | [17 empty] | N
17609 | Southern California Edison Co | 57222 | Solar Photovoltaic Project #08 | CA | SAN BERNARDINO | S008B | PV | OP | 0.5 | 0.5 | 0.5 |  | 8 | 2011 | NG BLQ BLQ BLQ BLQ BLQ: SUN; N N N N N N: N; Y N Y Y Y Y: Y |  | S | 1 | N | Electric Utility | 1 |  |  | N | [17 empty] | N
17609 | Southern California Edison Co | 57222 | Solar Photovoltaic Project #08 | CA | SAN BERNARDINO | S008C | PV | OP | 0.5 | 0.5 | 0.5 |  | 8 | 2011 | NG BLQ BLQ BLQ BLQ BLQ: SUN; N N N N N N: N; Y N Y Y Y Y: Y |  | S | 1 | N | Electric Utility | 1 |  |  | N | [17 empty] | N
17609 | Southern California Edison Co | 57222 | Solar Photovoltaic Project #08 | CA | SAN BERNARDINO | S008D | PV | OP | 0.5 | 0.5 | 0.5 |  | 8 | 2011 | NG BLQ BLQ BLQ BLQ BLQ: SUN; N N N N N N: N; Y N Y Y Y Y: Y |  | S | 1 | N | Electric Utility | 1 |  |  | N | [17 empty] | N
17609 | Southern California Edison Co | 57223 | Solar Photovoltaic Project #09 | CA | SAN BERNARDINO | S009A | PV | OP | 0.5 | 0.5 | 0.5 |  | 8 | 2011 | NG BLQ BLQ BLQ BLQ BLQ: SUN; N N N N N N: N; Y N Y Y Y Y: Y |  | S |  | N | Electric Utility | 1 |  |  | N | [17 empty] | N
17609 | Southern California Edison Co | 57223 | Solar Photovoltaic Project #09 | CA | SAN BERNARDINO | S009B | PV | OP | 0.5 | 0.5 | 0.5 |  | 8 | 2011 | NG BLQ BLQ BLQ BLQ BLQ: SUN; N N N N N N: N; Y N Y Y Y Y: Y |  | S |  | N | Electric Utility | 1 |  |  | N | [17 empty] | N
17609 | Southern California Edison Co | 57226 | Solar Photovoltaic Project #12 | CA | SAN BERNARDINO | S012A | PV | OP | 0.5 | 0.5 | 0.5 |  | 8 | 2011 | NG BLQ BLQ BLQ BLQ BLQ: SUN; N N N N N N: N; Y N Y Y Y Y: Y |  | S |  | N | Electric Utility | 1 |  |  | N | [17 empty] | N
17609 | Southern California Edison Co | 57232 | Solar Photovoltaic Project #18 | CA | SAN BERNARDINO | S018A | PV | OP | 0.5 | 0.5 | 0.5 |  | 11 | 2012 | NG BLQ BLQ BLQ BLQ BLQ: SUN; N N N N N N: N; Y N Y Y Y Y: Y |  | S | 1 | N | Electric Utility | 1 |  |  | N | [17 empty] | N
17609 | Southern California Edison Co | 57232 | Solar Photovoltaic Project #18 | CA | SAN BERNARDINO | S018B | PV | OP | 0.5 | 0.5 | 0.5 |  | 11 | 2012 | NG BLQ BLQ BLQ BLQ BLQ: SUN; N N N N N N: N; Y N Y Y Y Y: Y |  | S | 1 | N | Electric Utility | 1 |  |  | N | [17 empty] | N
17609 | Southern California Edison Co | 57232 | Solar Photovoltaic Project #18 | CA | SAN BERNARDINO | S018C | PV | OP | 0.5 | 0.5 | 0.5 |  | 11 | 2012 | NG BLQ BLQ BLQ BLQ BLQ: SUN; N N N N N N: N; Y N Y Y Y Y: Y |  | S | 1 | N | Electric Utility | 1 |  |  | N | [17 empty] | N
17609 | Southern California Edison Co | 57237 | Solar Photovoltaic Project #22 | CA | San Bernardino | S022A | PV | OP | 0.5 | 0.5 | 0.5 |  | 8 | 2011 | NG BLQ BLQ BLQ BLQ BLQ: SUN; N N N N N N: N; Y N Y Y Y Y: Y |  | S |  | N | Electric Utility | 1 |  |  | N | [17 empty] | N
17609 | Southern California Edison Co | 57237 | Solar Photovoltaic Project #22 | CA | San Bernardino | S022B | PV | OP | 0.5 | 0.5 | 0.5 |  | 8 | 2011 | NG BLQ BLQ BLQ BLQ BLQ: SUN; N N N N N N: N; Y N Y Y Y Y: Y |  | S |  | N | Electric Utility | 1 |  |  | N | [17 empty] | N
17609 | Southern California Edison Co | 57237 | Solar Photovoltaic Project #22 | CA | San Bernardino | S022C | PV | OP | 0.5 | 0.5 | 0.5 |  | 8 | 2011 | NG BLQ BLQ BLQ BLQ BLQ: SUN; N N N N N N: N; Y N Y Y Y Y: Y |  | S |  | N | Electric Utility | 1 |  |  | N | [17 empty] | N
17609 | Southern California Edison Co | 57237 | Solar Photovoltaic Project #22 | CA | San Bernardino | S022D | PV | OP | 0.5 | 0.5 | 0.5 |  | 8 | 2011 | NG BLQ BLQ BLQ BLQ BLQ: SUN; N N N N N N: N; Y N Y Y Y Y: Y |  | S |  | N | Electric Utility | 1 |  |  | N | [17 empty] | N
17609 | Southern California Edison Co | 57441 | Solar Photovoltaic Project #42 | CA | TULARE | S42A | PV | OP | 0.5 | 0.5 | 0.5 |  | 11 | 2012 | NG BLQ BLQ BLQ BLQ BLQ: SUN; N N N N N N: N; Y N Y Y Y Y: Y |  | S | 1 | N | Electric Utility | 1 |  |  | N | [17 empty] | N
17609 | Southern California Edison Co | 57441 | Solar Photovoltaic Project #42 | CA | TULARE | S42B | PV | OP | 0.5 | 0.5 | 0.5 |  | 11 | 2012 | NG BLQ BLQ BLQ BLQ BLQ: SUN; N N N N N N: N; Y N Y Y Y Y: Y |  | S | 1 | N | Electric Utility | 1 |  |  | N | [17 empty] | N
17609 | Southern California Edison Co | 57441 | Solar Photovoltaic Project #42 | CA | TULARE | S42C | PV | OP | 0.5 | 0.5 | 0.5 |  | 11 | 2012 | NG BLQ BLQ BLQ BLQ BLQ: SUN; N N N N N N: N; Y N Y Y Y Y: Y |  | S | 1 | N | Electric Utility | 1 |  |  | N | [17 empty] | N
17609 | Southern California Edison Co | 57441 | Solar Photovoltaic Project #42 | CA | TULARE | S42D | PV | OP | 0.5 | 0.5 | 0.5 |  | 11 | 2012 | NG BLQ BLQ BLQ BLQ BLQ: SUN; N N N N N N: N; Y N Y Y Y Y: Y |  | S | 1 | N | Electric Utility | 1 |  |  | N | [17 empty] | N
17609 | Southern California Edison Co | 57441 | Solar Photovoltaic Project #42 | CA | TULARE | S42E | PV | OP | 0.5 | 0.5 | 0.5 |  | 11 | 2012 | NG BLQ BLQ BLQ BLQ BLQ: SUN; N N N N N N: N; Y N Y Y Y Y: Y |  | S | 1 | N | Electric Utility | 1 |  |  | N | [17 empty] | N
17609 | Southern California Edison Co | 57441 | Solar Photovoltaic Project #42 | CA | TULARE | S42F | PV | OP | 0.5 | 0.5 | 0.5 |  | 11 | 2012 | NG BLQ BLQ BLQ BLQ BLQ: SUN; N N N N N N: N; Y N Y Y Y Y: Y |  | S | 1 | N | Electric Utility | 1 |  |  | N | [17 empty] | N
17609 | Southern California Edison Co | 57441 | Solar Photovoltaic Project #42 | CA | TULARE | S42G | PV | OP | 0.5 | 0.5 | 0.5 |  | 11 | 2012 | NG BLQ BLQ BLQ BLQ BLQ: SUN; N N N N N N: N; Y N Y Y Y Y: Y |  | S | 1 | N | Electric Utility | 1 |  |  | N | [17 empty] | N
17609 | Southern California Edison Co | 57441 | Solar Photovoltaic Project #42 | CA | TULARE | S42H | PV | OP | 0.5 | 0.5 | 0.5 |  | 11 | 2012 | NG BLQ BLQ BLQ BLQ BLQ: SUN; N N N N N N: N; Y N Y Y Y Y: Y |  | S | 1 | N | Electric Utility | 1 |  |  | N | [17 empty] | N
17609 | Southern California Edison Co | 57441 | Solar Photovoltaic Project #42 | CA | TULARE | S42I | PV | OP | 0.5 | 0.5 | 0.5 |  | 11 | 2012 | NG BLQ BLQ BLQ BLQ BLQ: SUN; N N N N N N: N; Y N Y Y Y Y: Y |  | S | 1 | N | Electric Utility | 1 |  |  | N | [17 empty] | N
17609 | Southern California Edison Co | 57441 | Solar Photovoltaic Project #42 | CA | TULARE | S42J | PV | OP | 0.5 | 0.5 | 0.5 |  | 11 | 2012 | NG BLQ BLQ BLQ BLQ BLQ: SUN; N N N N N N: N; Y N Y Y Y Y: Y |  | S | 1 | N | Electric Utility | 1 |  |  | N | [17 empty] | N
17610 | SP Fiber Technologies LLC | 54004 | Dublin Mill | GA | Laurens | GEN1 | ST | OP | 45 | 44 | 44 |  | 7 | 1989 | BIT | OBS | TDF | SLW | WDS |  | Y | Y |  | S |  | Y | Industrial CHP | 7 | B |  | N | [17 empty] | N |  | Y
17610 | SP Fiber Technologies LLC | 54004 | Dublin Mill | GA | Laurens | GEN2 | GT | OP | 37.1 | 40 | 42 |  | 6 | 1989 | NG BLQ BLQ BLQ BLQ BLQ: NG; NG WDS WDS WDS WDS WDS: DFO; N N N N N N: Y; Y N Y Y Y Y: Y |  | S |  | Y | Industrial CHP | 7 | T |  | N | [17 empty] | N
17627 | South Forks Joint Venture | 10296 | South Forks Hydro | ID | Twin Falls | GEN1 | HY | OP | 4 | 4 | 4 |  | 12 | 1984 | NG BLQ BLQ BLQ BLQ BLQ: WAT; N N N N N N: N; Y N Y Y Y Y: Y |  | J |  | N | IPP Non-CHP | 2 |  | N | N | [17 empty] | N
17627 | South Forks Joint Venture | 10296 | South Forks Hydro | ID | Twin Falls | GEN2 | HY | OP | 4 | 4 | 4 |  | 12 | 1984 | NG BLQ BLQ BLQ BLQ BLQ: WAT; N N N N N N: N; Y N Y Y Y Y: Y |  | J |  | N | IPP Non-CHP | 2 |  | N | N | [17 empty] | N
17632 | Southern Illinois Power Coop | 976 | Marion | IL | Williamson | 1 | ST | OP | 33 | 40 | 40 |  | 6 | 1963 | BIT | BIT | PC |  |  |  | N | Y |  | S |  | N | Electric Utility | 1 |  | N | N | [17 empty] | N |  | Y |  |  |  |  | DFO
17632 | Southern Illinois Power Coop | 976 | Marion | IL | Williamson | 2 | ST | OP | 33 | 40 | 40 |  | 8 | 1963 | BIT | BIT | PC |  |  |  | N | Y |  | S |  | N | Electric Utility | 1 |  | N | N | [17 empty] | N |  | Y |  |  |  |  | DFO
17632 | Southern Illinois Power Coop | 976 | Marion | IL | Williamson | 3 | ST | OP | 33 | 40 | 40 |  | 9 | 1963 | BIT | BIT | PC |  |  |  | N | Y |  | S |  | N | Electric Utility | 1 |  | N | N | [17 empty] | N |  | Y |  |  |  |  | DFO
17632 | Southern Illinois Power Coop | 976 | Marion | IL | Williamson | 4 | ST | OP | 173 | 170 | 170 |  | 10 | 1978 | BIT | BIT | PC |  |  |  | N | Y |  | S |  | N | Electric Utility | 1 |  | N | N | [17 empty] | N | Y | [5 empty] | DFO
17632 | Southern Illinois Power Coop | 976 | Marion | IL | Williamson | 5 | GT | SB | 75 | 70 | 80 |  | 5 | 2003 | NG BLQ BLQ BLQ BLQ BLQ: NG; NG WDS WDS WDS WDS WDS: DFO; N N N N N N: Y; Y N Y Y Y Y: Y | Y | S |  | N | Electric Utility | 1 |  | N | N | [17 empty] | N
17632 | Southern Illinois Power Coop | 976 | Marion | IL | Williamson | 6 | GT | SB | 75 | 70 | 80 |  | 5 | 2003 | NG BLQ BLQ BLQ BLQ BLQ: NG; NG WDS WDS WDS WDS WDS: DFO; N N N N N N: Y; Y N Y Y Y Y: Y | Y | S |  | N | Electric Utility | 1 |  | N | N | [17 empty] | N
17633 | Southern Indiana Gas & Elec Co | 1011 | Broadway | IN | Vanderburgh | 1 | GT | OP | 53.1 | 50 | 60 |  | 9 | 1971 | NG BLQ BLQ BLQ BLQ BLQ: NG; N N N N N N: N; Y N Y Y Y Y: Y |  | S |  | N | Electric Utility | 1 |  | N | N | [17 empty] | N
17633 | Southern Indiana Gas & Elec Co | 1011 | Broadway | IN | Vanderburgh | 2 | GT | OP | 88.8 | 65 | 75 |  | 5 | 1981 | NG BLQ BLQ BLQ BLQ BLQ: NG; NG WDS WDS WDS WDS WDS: DFO; N N N N N N: Y; Y N Y Y Y Y: Y |  | S |  | N | Electric Utility | 1 |  | N | N | [17 empty] | N
17633 | Southern Indiana Gas & Elec Co | 1012 | F B Culley | IN | Warrick | 2 | ST | OP | 103.7 | 90 | 90 |  | 12 | 1966 | NG BLQ BLQ BLQ BLQ BLQ: BIT; NG WDS WDS WDS WDS WDS: NG; N N N N N N: N; Y N Y Y Y Y: Y |  | S |  | N | Electric Utility | 1 |  | N | N | [17 empty] | N | Y |  | Y |  |  |  | NG
17633 | Southern Indiana Gas & Elec Co | 1012 | F B Culley | IN | Warrick | 3 | ST | OP | 265.2 | 270 | 270 |  | 6 | 1973 | NG BLQ BLQ BLQ BLQ BLQ: BIT; NG WDS WDS WDS WDS WDS: NG; N N N N N N: N; Y N Y Y Y Y: Y |  | S |  | N | Electric Utility | 1 |  | N | N | [17 empty] | N | Y |  | Y |  |  |  | NG
17633 | Southern Indiana Gas & Elec Co | 1013 | Northeast | IN | Vanderburgh | 1 | GT | OP | 10.7 | 10 | 12 |  | 6 | 1963 | NG BLQ BLQ BLQ BLQ BLQ: NG; N N N N N N: N; Y N Y Y Y Y: Y |  | S |  | N | Electric Utility | 1 |  | N | N
17633 | Southern Indiana Gas & Elec Co | 1013 | Northeast | IN | Vanderburgh | 2 | GT | OP | 11.5 | 10 | 12 |  | 6 | 1964 | NG BLQ BLQ BLQ BLQ BLQ: NG; N N N N N N: N; Y N Y Y Y Y: Y |  | S |  | N | Electric Utility | 1 |  | N | N
17633 | Southern Indiana Gas & Elec Co | 6137 | A B Brown | IN | Posey | 1 | ST | OP | 265.2 | 245 | 245 |  | 3 | 1979 | NG BLQ BLQ BLQ BLQ BLQ: BIT; NG WDS WDS WDS WDS WDS: NG; N N N N N N: N; Y N Y Y Y Y: Y |  | S |  | N | Electric Utility | 1 |  | N | N | [18 empty] | Y |  | Y |  |  |  | NG
17633 | Southern Indiana Gas & Elec Co | 6137 | A B Brown | IN | Posey | 2 | ST | OP | 265.2 | 245 | 245 |  | 2 | 1986 | NG BLQ BLQ BLQ BLQ BLQ: BIT; NG WDS WDS WDS WDS WDS: NG; N N N N N N: N; Y N Y Y Y Y: Y |  | S |  | N | Electric Utility | 1 |  | N | N | [18 empty] | Y |  | Y |  |  |  | NG
17633 | Southern Indiana Gas & Elec Co | 6137 | A B Brown | IN | Posey | 4 | GT | OP | 88.2 | 80 | 87 |  | 6 | 1991 | NG BLQ BLQ BLQ BLQ BLQ: NG; NG WDS WDS WDS WDS WDS: DFO; N N N N N N: Y; Y N Y Y Y Y: Y |  | S |  | N | Electric Utility | 1 |  | N | N
17633 | Southern Indiana Gas & Elec Co | 6137 | A B Brown | IN | Posey | 5 | GT | OP | 88.2 | 80 | 87 |  | 5 | 2002 | NG BLQ BLQ BLQ BLQ BLQ: NG; N N N N N N: N; Y N Y Y Y Y: Y |  | S |  | N | Electric Utility | 1 |  | N | N
17650 | Southern Power Co | 7709 | Dahlberg | GA | Jackson | 1 | GT | OP | 91.9 | 74.8 | 89 |  | 6 | 2000 | NG BLQ BLQ BLQ BLQ BLQ: NG; NG WDS WDS WDS WDS WDS: DFO; N N N N N N: Y; Y N Y Y Y Y: Y |  | S |  | N | IPP Non-CHP | 2 |  |  | N | [17 empty] | N
17650 | Southern Power Co | 7709 | Dahlberg | GA | Jackson | 10 | GT | OP | 91.9 | 75.2 | 89 |  | 5 | 2001 | NG BLQ BLQ BLQ BLQ BLQ: NG; NG WDS WDS WDS WDS WDS: DFO; N N N N N N: Y; Y N Y Y Y Y: Y |  | S |  | N | IPP Non-CHP | 2 |  |  | N | [17 empty] | N
17650 | Southern Power Co | 7709 | Dahlberg | GA | Jackson | 2 | GT | OP | 91.9 | 74 | 89 |  | 6 | 2000 | NG BLQ BLQ BLQ BLQ BLQ: NG; NG WDS WDS WDS WDS WDS: DFO; N N N N N N: Y; Y N Y Y Y Y: Y |  | S |  | N | IPP Non-CHP | 2 |  |  | N | [17 empty] | N
17650 | Southern Power Co | 7709 | Dahlberg | GA | Jackson | 3 | GT | OP | 91.9 | 74.7 | 89 |  | 6 | 2000 | NG BLQ BLQ BLQ BLQ BLQ: NG; NG WDS WDS WDS WDS WDS: DFO; N N N N N N: Y; Y N Y Y Y Y: Y |  | S |  | N | IPP Non-CHP | 2 |  |  | N | [17 empty] | N
17650 | Southern Power Co | 7709 | Dahlberg | GA | Jackson | 4 | GT | OP | 91.9 | 75 | 89 |  | 6 | 2000 | NG BLQ BLQ BLQ BLQ BLQ: NG; NG WDS WDS WDS WDS WDS: DFO; N N N N N N: Y; Y N Y Y Y Y: Y |  | S |  | N | IPP Non-CHP | 2 |  |  | N | [17 empty] | N
17650 | Southern Power Co | 7709 | Dahlberg | GA | Jackson | 5 | GT | OP | 91.9 | 74.7 | 89 |  | 6 | 2000 | NG BLQ BLQ BLQ BLQ BLQ: NG; NG WDS WDS WDS WDS WDS: DFO; N N N N N N: Y; Y N Y Y Y Y: Y |  | S |  | N | IPP Non-CHP | 2 |  |  | N | [17 empty] | N
17650 | Southern Power Co | 7709 | Dahlberg | GA | Jackson | 6 | GT | OP | 91.9 | 74.9 | 89 |  | 7 | 2000 | NG BLQ BLQ BLQ BLQ BLQ: NG; NG WDS WDS WDS WDS WDS: DFO; N N N N N N: Y; Y N Y Y Y Y: Y |  | S |  | N | IPP Non-CHP | 2 |  |  | N | [17 empty] | N
17650 | Southern Power Co | 7709 | Dahlberg | GA | Jackson | 7 | GT | OP | 91.9 | 75 | 89 |  | 6 | 2000 | NG BLQ BLQ BLQ BLQ BLQ: NG; NG WDS WDS WDS WDS WDS: DFO; N N N N N N: Y; Y N Y Y Y Y: Y |  | S |  | N | IPP Non-CHP | 2 |  |  | N | [17 empty] | N
17650 | Southern Power Co | 7709 | Dahlberg | GA | Jackson | 8 | GT | OP | 91.9 | 74 | 89 |  | 6 | 2000 | NG BLQ BLQ BLQ BLQ BLQ: NG; NG WDS WDS WDS WDS WDS: DFO; N N N N N N: Y; Y N Y Y Y Y: Y |  | S |  | N | IPP Non-CHP | 2 |  |  | N | [17 empty] | N
17650 | Southern Power Co | 7709 | Dahlberg | GA | Jackson | 9 | GT | OP | 91.9 | 75 | 89 |  | 5 | 2001 | NG BLQ BLQ BLQ BLQ BLQ: NG; NG WDS WDS WDS WDS WDS: DFO; N N N N N N: Y; Y N Y Y Y Y: Y |  | S |  | N | IPP Non-CHP | 2 |  |  | N | [17 empty] | N
17650 | Southern Power Co | 7710 | H Allen Franklin Combined Cycle | AL | Lee | CT1A | CT | OP | 203.1 | 557.1 | 579.9 | G481 | 6 | 2002 | NG BLQ BLQ BLQ BLQ BLQ: NG; N N N N N N: N; Y N Y Y Y Y: Y |  | S |  | N | IPP Non-CHP | 2 |  |  | N | [17 empty] | N
17650 | Southern Power Co | 7710 | H Allen Franklin Combined Cycle | AL | Lee | CT1B | CT | OP | 203.1 |  |  | G481 | 6 | 2002 | NG BLQ BLQ BLQ BLQ BLQ: NG; N N N N N N: N; Y N Y Y Y Y: Y |  | S |  | N | IPP Non-CHP | 2 |  |  | N | [17 empty] | N
17650 | Southern Power Co | 7710 | H Allen Franklin Combined Cycle | AL | Lee | CT2A | CT | OP | 203.1 | 632.3 | 642.9 | G501 | 6 | 2002 | NG BLQ BLQ BLQ BLQ BLQ: NG; N N N N N N: N; Y N Y Y Y Y: Y |  | S |  | N | IPP Non-CHP | 2 |  |  | N | [17 empty] | N
17650 | Southern Power Co | 7710 | H Allen Franklin Combined Cycle | AL | Lee | CT2B | CT | OP | 203.1 |  |  | G501 | 6 | 2002 | NG BLQ BLQ BLQ BLQ BLQ: NG; N N N N N N: N; Y N Y Y Y Y: Y |  | S |  | N | IPP Non-CHP | 2 |  |  | N | [17 empty] | N
17650 | Southern Power Co | 7710 | H Allen Franklin Combined Cycle | AL | Lee | CT3A | CT | OP | 203.1 | 625.6 | 642.9 | G100 | 5 | 2008 | NG BLQ BLQ BLQ BLQ BLQ: NG; N N N N N N: N; Y N Y Y Y Y: Y |  | S |  | N | IPP Non-CHP | 2 |  |  | N | [17 empty] | N
17650 | Southern Power Co | 7710 | H Allen Franklin Combined Cycle | AL | Lee | CT3B | CT | OP | 203.1 |  |  | G100 | 5 | 2008 | NG BLQ BLQ BLQ BLQ BLQ: NG; N N N N N N: N; Y N Y Y Y Y: Y |  | S |  | N | IPP Non-CHP | 2 |  |  | N | [17 empty] | N
17650 | Southern Power Co | 7710 | H Allen Franklin Combined Cycle | AL | Lee | ST1 | CA | OP | 213.3 |  |  | G481 | 6 | 2002 | NG BLQ BLQ BLQ BLQ BLQ: NG; N N N N N N: N; Y N Y Y Y Y: Y |  | S |  | N | IPP Non-CHP | 2 |  | Y | N | [17 empty] | N
17650 | Southern Power Co | 7710 | H Allen Franklin Combined Cycle | AL | Lee | ST2 | CA | OP | 281.9 |  |  | G501 | 6 | 2002 | NG BLQ BLQ BLQ BLQ BLQ: NG; N N N N N N: N; Y N Y Y Y Y: Y |  | S |  | N | IPP Non-CHP | 2 |  | Y | N | [17 empty] | N
17650 | Southern Power Co | 7710 | H Allen Franklin Combined Cycle | AL | Lee | ST3 | CA | OP | 281.9 |  |  | G100 | 5 | 2008 | NG BLQ BLQ BLQ BLQ BLQ: NG; N N N N N N: N; Y N Y Y Y Y: Y |  | S |  | N | IPP Non-CHP | 2 |  | Y | N | [17 empty] | N
17650 | Southern Power Co | 7826 | Rowan | NC | Rowan | 001 | GT | OP | 199.4 | 154 | 178 |  | 4 | 2001 | NG BLQ BLQ BLQ BLQ BLQ: NG; NG WDS WDS WDS WDS WDS: DFO; N N N N N N: Y; Y N Y Y Y Y: Y |  | S |  | N | IPP Non-CHP | 2 |  |  | N | [17 empty] | N
17650 | Southern Power Co | 7826 | Rowan | NC | Rowan | 002 | GT | OP | 199.4 | 154 | 178 |  | 4 | 2001 | NG BLQ BLQ BLQ BLQ BLQ: NG; NG WDS WDS WDS WDS WDS: DFO; N N N N N N: Y; Y N Y Y Y Y: Y |  | S |  | N | IPP Non-CHP | 2 |  |  | N | [17 empty] | N
17650 | Southern Power Co | 7826 | Rowan | NC | Rowan | 003 | GT | OP | 199.4 | 154 | 178 |  | 5 | 2001 | NG BLQ BLQ BLQ BLQ BLQ: NG; NG WDS WDS WDS WDS WDS: DFO; N N N N N N: Y; Y N Y Y Y Y: Y |  | S |  | N | IPP Non-CHP | 2 |  |  | N | [17 empty] | N
17650 | Southern Power Co | 7826 | Rowan | NC | Rowan | 4 | CT | OP | 199.4 | 462.6 | 503 | G102 | 6 | 2003 | NG BLQ BLQ BLQ BLQ BLQ: NG; NG WDS WDS WDS WDS WDS: DFO; N N N N N N: Y; Y N Y Y Y Y: Y |  | S |  | N | IPP Non-CHP | 2 |  |  | N | [17 empty] | N
17650 | Southern Power Co | 7826 | Rowan | NC | Rowan | 5 | CT | OP | 199.4 |  |  | G102 | 6 | 2003 | NG BLQ BLQ BLQ BLQ BLQ: NG; N N N N N N: N; Y N Y Y Y Y: Y |  | S |  | N | IPP Non-CHP | 2 |  |  | N | [17 empty] | N
17650 | Southern Power Co | 7826 | Rowan | NC | Rowan | STG | CA | OP | 195 |  |  | G102 | 6 | 2003 | NG BLQ BLQ BLQ BLQ BLQ: NG; N N N N N N: N; Y N Y Y Y Y: Y |  | S |  | N | IPP Non-CHP | 2 |  | N | N | [17 empty] | N
17650 | Southern Power Co | 7897 | E B Harris Electric Generating Plant | AL | Autauga | CT1A | CT | OP | 185 | 638.2 | 646.6 | G103 | 6 | 2003 | NG BLQ BLQ BLQ BLQ BLQ: NG; N N N N N N: N; Y N Y Y Y Y: Y |  | S |  | N | IPP Non-CHP | 2 |  |  | N | [17 empty] | N
17650 | Southern Power Co | 7897 | E B Harris Electric Generating Plant | AL | Autauga | CT1B | CT | OP | 185 |  |  | G103 | 6 | 2003 | NG BLQ BLQ BLQ BLQ BLQ: NG; N N N N N N: N; Y N Y Y Y Y: Y |  | S |  | N | IPP Non-CHP | 2 |  |  | N | [17 empty] | N
17650 | Southern Power Co | 7897 | E B Harris Electric Generating Plant | AL | Autauga | CT2A | CT | OP | 185 | 630.5 | 647.5 | G104 | 6 | 2003 | NG BLQ BLQ BLQ BLQ BLQ: NG; N N N N N N: N; Y N Y Y Y Y: Y |  | S |  | N | IPP Non-CHP | 2 |  |  | N | [17 empty] | N
17650 | Southern Power Co | 7897 | E B Harris Electric Generating Plant | AL | Autauga | CT2B | CT | OP | 185 |  |  | G104 | 6 | 2003 | NG BLQ BLQ BLQ BLQ BLQ: NG; N N N N N N: N; Y N Y Y Y Y: Y |  | S |  | N | IPP Non-CHP | 2 |  |  | N | [17 empty] | N
17650 | Southern Power Co | 7897 | E B Harris Electric Generating Plant | AL | Autauga | ST1 | CA | OP | 282 |  |  | G103 | 6 | 2003 | NG BLQ BLQ BLQ BLQ BLQ: NG; N N N N N N: N; Y N Y Y Y Y: Y |  | S |  | N | IPP Non-CHP | 2 |  | Y | N | [17 empty] | N
17650 | Southern Power Co | 7897 | E B Harris Electric Generating Plant | AL | Autauga | ST2 | CA | OP | 282 |  |  | G104 | 6 | 2003 | NG BLQ BLQ BLQ BLQ BLQ: NG; N N N N N N: N; Y N Y Y Y Y: Y |  | S |  | N | IPP Non-CHP | 2 |  | Y | N | [17 empty] | N
17650 | Southern Power Co | 55267 | Edward L. Addison Generating Plant | GA | Upson | 712 | GT | OP | 175.3 | 151.7 | 172 |  | 6 | 2000 | NG BLQ BLQ BLQ BLQ BLQ: NG; NG WDS WDS WDS WDS WDS: DFO; N N N N N N: Y; Y N Y Y Y Y: Y |  | S |  | N | IPP Non-CHP | 2 |  | N | N | [17 empty] | N
17650 | Southern Power Co | 55267 | Edward L. Addison Generating Plant | GA | Upson | 713 | GT | OP | 175.3 | 152.1 | 172.4 |  | 6 | 2000 | NG BLQ BLQ BLQ BLQ BLQ: NG; NG WDS WDS WDS WDS WDS: DFO; N N N N N N: Y; Y N Y Y Y Y: Y |  | S |  | N | IPP Non-CHP | 2 |  | N | N | [17 empty] | N
17650 | Southern Power Co | 55267 | Edward L. Addison Generating Plant | GA | Upson | 714 | GT | OP | 175.3 | 149.5 | 169.5 |  | 6 | 2000 | NG BLQ BLQ BLQ BLQ BLQ: NG; NG WDS WDS WDS WDS WDS: DFO; N N N N N N: Y; Y N Y Y Y Y: Y |  | S |  | N | IPP Non-CHP | 2 |  | N | N | [17 empty] | N
17650 | Southern Power Co | 55267 | Edward L. Addison Generating Plant | GA | Upson | 715 | GT | OP | 175.3 | 145.5 | 165 |  | 6 | 2000 | NG BLQ BLQ BLQ BLQ BLQ: NG; NG WDS WDS WDS WDS WDS: DFO; N N N N N N: Y; Y N Y Y Y Y: Y |  | S |  | N | IPP Non-CHP | 2 |  | N | N | [17 empty] | N
17650 | Southern Power Co | 55286 | Oleander Power Project LP | FL | Brevard | OG1 | GT | OP | 198.9 | 163.8 | 175.6 |  | 6 | 2002 | NG BLQ BLQ BLQ BLQ BLQ: DFO; NG WDS WDS WDS WDS WDS: NG; N N N N N N: Y; Y N Y Y Y Y: Y |  | S |  | N | IPP Non-CHP | 2 |  |  | N | [17 empty] | N
17650 | Southern Power Co | 55286 | Oleander Power Project LP | FL | Brevard | OG2 | GT | OP | 198.9 | 155.4 | 166.5 |  | 6 | 2002 | NG BLQ BLQ BLQ BLQ BLQ: DFO; NG WDS WDS WDS WDS WDS: NG; N N N N N N: Y; Y N Y Y Y Y: Y |  | S |  | N | IPP Non-CHP | 2 |  |  | N | [17 empty] | N
17650 | Southern Power Co | 55286 | Oleander Power Project LP | FL | Brevard | OG3 | GT | OP | 198.9 | 155.1 | 166.3 |  | 7 | 2002 | NG BLQ BLQ BLQ BLQ BLQ: DFO; NG WDS WDS WDS WDS WDS: NG; N N N N N N: Y; Y N Y Y Y Y: Y |  | S |  | N | IPP Non-CHP | 2 |  |  | N | [17 empty] | N
17650 | Southern Power Co | 55286 | Oleander Power Project LP | FL | Brevard | OG4 | GT | OP | 198.9 | 155.7 | 166.8 |  | 8 | 2002 | NG BLQ BLQ BLQ BLQ BLQ: NG; NG WDS WDS WDS WDS WDS: DFO; N N N N N N: Y; Y N Y Y Y Y: Y |  | S |  | N | IPP Non-CHP | 2 |  |  | N | [17 empty] | N
17650 | Southern Power Co | 55286 | Oleander Power Project LP | FL | Brevard | OG5 | GT | OP | 198.8 | 160.2 | 182 |  | 12 | 2007 | NG BLQ BLQ BLQ BLQ BLQ: NG; NG WDS WDS WDS WDS WDS: DFO; N N N N N N: Y; Y N Y Y Y Y: N |  | S |  | N | IPP Non-CHP | 2 |  |  | N | [17 empty] | N
17650 | Southern Power Co | 55708 | Nacogdoches Power | TX | Nacogdoches | STG4 | ST | OP | 114 | 100 | 100 |  | 6 | 2012 | NG BLQ BLQ BLQ BLQ BLQ: WDS; NG WDS WDS WDS WDS WDS: OBS; N N N N N N: N; Y N Y Y Y Y: Y |  | S |  | N | IPP Non-CHP | 2 |  |  | N | [17 empty] | N
17650 | Southern Power Co | 55821 | Curtis H Stanton Energy Center | FL | Orange | A | CT | OP | 203.2 | 656.9 | 656.9 | G105 | 10 | 2003 | NG BLQ BLQ BLQ BLQ BLQ: NG; NG WDS WDS WDS WDS WDS: DFO; N N N N N N: Y; Y N Y Y Y Y: Y |  | J |  | N | IPP Non-CHP | 2 |  |  | N | [17 empty] | N
17650 | Southern Power Co | 55821 | Curtis H Stanton Energy Center | FL | Orange | B | CT | OP | 203.2 |  |  | G105 | 10 | 2003 | NG BLQ BLQ BLQ BLQ BLQ: NG; NG WDS WDS WDS WDS WDS: DFO; N N N N N N: Y; Y N Y Y Y Y: Y |  | J |  | N | IPP Non-CHP | 2 |  |  | N | [17 empty] | N
17650 | Southern Power Co | 55821 | Curtis H Stanton Energy Center | FL | Orange | C | CA | OP | 281.9 |  |  | G105 | 10 | 2003 | NG BLQ BLQ BLQ BLQ BLQ: NG; NG WDS WDS WDS WDS WDS: DFO; N N N N N N: N; Y N Y Y Y Y: Y |  | J |  | N | IPP Non-CHP | 2 |  | Y | N | [17 empty] | N
17650 | Southern Power Co | 55965 | Wansley Combined Cycle | GA | Heard | CT6A | CT | OP | 203.1 | 567.6 | 587.7 | G106 | 6 | 2002 | NG BLQ BLQ BLQ BLQ BLQ: NG; N N N N N N: N; Y N Y Y Y Y: Y |  | S |  | N | IPP Non-CHP | 2 |  |  | N | [17 empty] | N
17650 | Southern Power Co | 55965 | Wansley Combined Cycle | GA | Heard | CT6B | CT | OP | 203.1 |  |  | G106 | 6 | 2002 | NG BLQ BLQ BLQ BLQ BLQ: NG; N N N N N N: N; Y N Y Y Y Y: Y |  | S |  | N | IPP Non-CHP | 2 |  |  | N | [17 empty] | N
17650 | Southern Power Co | 55965 | Wansley Combined Cycle | GA | Heard | CT7A | CT | OP | 203.1 | 575.5 | 590.4 | G107 | 6 | 2002 | NG BLQ BLQ BLQ BLQ BLQ: NG; N N N N N N: N; Y N Y Y Y Y: Y |  | S |  | N | IPP Non-CHP | 2 |  |  | N | [17 empty] | N
17650 | Southern Power Co | 55965 | Wansley Combined Cycle | GA | Heard | CT7B | CT | OP | 203.1 |  |  | G107 | 6 | 2002 | NG BLQ BLQ BLQ BLQ BLQ: NG; N N N N N N: N; Y N Y Y Y Y: Y |  | S |  | N | IPP Non-CHP | 2 |  |  | N | [17 empty] | N
17650 | Southern Power Co | 55965 | Wansley Combined Cycle | GA | Heard | ST6 | CA | OP | 213.3 |  |  | G106 | 6 | 2002 | NG BLQ BLQ BLQ BLQ BLQ: NG; N N N N N N: N; Y N Y Y Y Y: Y |  | S |  | N | IPP Non-CHP | 2 |  | Y | N | [17 empty] | N
17650 | Southern Power Co | 55965 | Wansley Combined Cycle | GA | Heard | ST7 | CA | OP | 213.3 |  |  | G107 | 6 | 2002 | NG BLQ BLQ BLQ BLQ BLQ: NG; N N N N N N: N; Y N Y Y Y Y: Y |  | S |  | N | IPP Non-CHP | 2 |  | Y | N | [17 empty] | N
17650 | Southern Power Co | 57029 | Cleveland Cnty Generating Facility | NC | Cleveland | 1 | GT | OP | 184 | 180 | 210 |  | 12 | 2012 | [9 empty] | S |  | N | IPP Non-CHP | 2 |  |  | N | [17 empty] | N | bar: NG BLQ BLQ BLQ BLQ BLQ; N N N N N N to Y N Y Y Y Y
17650 | Southern Power Co | 57029 | Cleveland Cnty Generating Facility | NC | Cleveland | 2 | GT | OP | 184 | 180 | 210 |  | 12 | 2012 | [9 empty] | S |  | N | IPP Non-CHP | 2 |  |  | N | [17 empty] | N | bar: NG BLQ BLQ BLQ BLQ BLQ; N N N N N N to Y N Y Y Y Y
17650 | Southern Power Co | 57029 | Cleveland Cnty Generating Facility | NC | Cleveland | 3 | GT | OP | 184 | 180 | 210 |  | 12 | 2012 | [9 empty] | S |  | N | IPP Non-CHP | 2 |  |  | N | [17 empty] | N | bar: NG BLQ BLQ BLQ BLQ BLQ; N N N N N N to Y N Y Y Y Y
17650 | Southern Power Co | 57029 | Cleveland Cnty Generating Facility | NC | Cleveland | 4 | GT | OP | 184 | 180 | 210 |  | 12 | 2012 | [9 empty] | S |  | N | IPP Non-CHP | 2 |  |  | N | [17 empty] | N | bar: NG BLQ BLQ BLQ BLQ BLQ; N N N N N N to Y N Y Y Y Y
17664 | Spartanburg Commissioners PW | 54675 | Spartanburg Water System | SC | SPARTANBURG | DI2 | IC | SB | 2 | 2 | 2 |  | 12 | 2011 | NG BLQ BLQ BLQ BLQ BLQ: DFO; N N N N N N: N; Y N Y Y Y Y: N | Y | S |  | N | Commercial Non-CHP | 4 |  | N | N
17664 | Spartanburg Commissioners PW | 54675 | Spartanburg Water System | SC | SPARTANBURG | DI3 | IC | SB | 1.3 | 1.3 | 1.3 |  | 12 | 2011 | NG BLQ BLQ BLQ BLQ BLQ: DFO; N N N N N N: N; Y N Y Y Y Y: N | Y | S |  | N | Commercial Non-CHP | 4 |  | N | N
17664 | Spartanburg Commissioners PW | 54675 | Spartanburg Water System | SC | SPARTANBURG | HG1 | HY | SB | 0.5 | 0.5 | 0.5 |  | 1 | 1926 | NG BLQ BLQ BLQ BLQ BLQ: WAT; N N N N N N: N; Y N Y Y Y Y: Y | Y | S | 0 | N | Commercial Non-CHP | 4 |  | N | N | [17 empty] | N
17664 | Spartanburg Commissioners PW | 54675 | Spartanburg Water System | SC | SPARTANBURG | HG2 | HY | SB | 0.5 | 0.5 | 0.5 |  | 1 | 1926 | NG BLQ BLQ BLQ BLQ BLQ: WAT; N N N N N N: N; Y N Y Y Y Y: Y | Y | S | 0 | N | Commercial Non-CHP | 4 |  | N | N | [17 empty] | N
17690 | SOWEGA Power LLC | 7768 | Sowega Power | GA | Mitchell | CTG2 | GT | OP | 60 | 48.5 | 48.5 |  | 6 | 1999 | NG BLQ BLQ BLQ BLQ BLQ: NG; NG WDS WDS WDS WDS WDS: DFO; N N N N N N: Y; Y N Y Y Y Y: Y |  | W |  | N | IPP Non-CHP | 2 |  | N | N | [17 empty] | N
17690 | SOWEGA Power LLC | 7768 | Sowega Power | GA | Mitchell | CTG3 | GT | OP | 60 | 48.5 | 48.5 |  | 6 | 1999 | NG BLQ BLQ BLQ BLQ BLQ: NG; NG WDS WDS WDS WDS WDS: DFO; N N N N N N: Y; Y N Y Y Y Y: Y |  | W |  | N | IPP Non-CHP | 2 |  | N | N | [17 empty] | N
17697 | Southwestern Electric Coop Inc - (IL) | 7842 | Freedom Power Project | IL | FAYETTE | CT1 | GT | OP | 71 | 47 | 48 |  | 6 | 2000 | NG BLQ BLQ BLQ BLQ BLQ: NG; N N N N N N: N; Y N Y Y Y Y: Y |  | S |  | N | Electric Utility | 1 |  | N | N | [17 empty] | N
17698 | Southwestern Electric Power Co | 1416 | Arsenal Hill | LA | Caddo | 5 | ST | OP | 125 | 116 | 116 |  | 3 | 1960 | NG BLQ BLQ BLQ BLQ BLQ: NG; N N N N N N: N; Y N Y Y Y Y: Y |  | S |  | N | Electric Utility | 1 |  |  | N | [17 empty] | N
17698 | Southwestern Electric Power Co | 1417 | Lieberman | LA | Caddo | 1 | ST | OP | 25 | 25 | 25 |  | 7 | 1947 | NG BLQ BLQ BLQ BLQ BLQ: NG; N N N N N N: N; Y N Y Y Y Y: Y |  | S |  | N | Electric Utility | 1 |  |  | N | [17 empty] | N
17698 | Southwestern Electric Power Co | 1417 | Lieberman | LA | Caddo | 2 | ST | OP | 25 | 26 | 26 |  | 4 | 1949 | NG BLQ BLQ BLQ BLQ BLQ: NG; N N N N N N: N; Y N Y Y Y Y: Y |  | S |  | N | Electric Utility | 1 |  |  | N | [17 empty] | N
17698 | Southwestern Electric Power Co | 1417 | Lieberman | LA | Caddo | 3 | ST | OP | 114 | 109 | 109 |  | 6 | 1957 | NG | RFO | DFO |  |  |  | Y | Y |  | S |  | N | Electric Utility | 1 |  |  | N | [17 empty] | N | [6 empty] | NG
17698 | Southwestern Electric Power Co | 1417 | Lieberman | LA | Caddo | 4 | ST | OP | 114 | 108 | 108 |  | 5 | 1959 | NG | RFO | DFO |  |  |  | Y | Y |  | S |  | N | Electric Utility | 1 |  |  | N | [17 empty] | N | [6 empty] | NG
17698 | Southwestern Electric Power Co | 3476 | Knox Lee | TX | Gregg | 2 | ST | OP | 38 | 31 | 31 |  | 12 | 1950 | NG BLQ BLQ BLQ BLQ BLQ: NG; N N N N N N: N; Y N Y Y Y Y: Y |  | S |  | N | Electric Utility | 1 |  |  | N | [17 empty] | N
17698 | Southwestern Electric Power Co | 3476 | Knox Lee | TX | Gregg | 3 | ST | OP | 38 | 25 | 25 |  | 6 | 1952 | NG BLQ BLQ BLQ BLQ BLQ: NG; N N N N N N: N; Y N Y Y Y Y: Y |  | S |  | N | Electric Utility | 1 |  |  | N | [17 empty] | N
17698 | Southwestern Electric Power Co | 3476 | Knox Lee | TX | Gregg | 4 | ST | OP | 74 | 73 | 73 |  | 3 | 1956 | NG BLQ BLQ BLQ BLQ BLQ: NG; N N N N N N: N; Y N Y Y Y Y: Y |  | S |  | N | Electric Utility | 1 |  |  | N | [17 empty] | N
17698 | Southwestern Electric Power Co | 3476 | Knox Lee | TX | Gregg | 5 | ST | OP | 351 | 342 | 348 |  | 4 | 1974 | NG BLQ BLQ BLQ BLQ BLQ: NG; NG WDS WDS WDS WDS WDS: RFO; N N N N N N: Y; Y N Y Y Y Y: Y |  | S |  | N | Electric Utility | 1 |  |  | N | [17 empty] | N | [6 empty] | NG
17698 | Southwestern Electric Power Co | 3477 | Lone Star | TX | Morris | 1 | ST | OP | 40 | 50 | 50 |  | 3 | 1954 | NG BLQ BLQ BLQ BLQ BLQ: NG; N N N N N N: N; Y N Y Y Y Y: Y |  | S |  | N | Electric Utility | 1 |  |  | N | [17 empty] | N
17698 | Southwestern Electric Power Co | 3478 | Wilkes | TX | Marion | 1 | ST | OP | 180 | 174 | 174 |  | 5 | 1964 | NG | DFO | RFO |  |  |  | N | Y |  | S |  | N | Electric Utility | 1 |  |  | N | [17 empty] | N | [6 empty] | NG
17698 | Southwestern Electric Power Co | 3478 | Wilkes | TX | Marion | 2 | ST | OP | 351 | 355 | 362 |  | 5 | 1970 | NG BLQ BLQ BLQ BLQ BLQ: NG; N N N N N N: N; Y N Y Y Y Y: Y |  | S |  | N | Electric Utility | 1 |  |  | N | [17 empty] | N
17698 | Southwestern Electric Power Co | 3478 | Wilkes | TX | Marion | 3 | ST | OP | 351 | 354 | 362 |  | 12 | 1971 | NG BLQ BLQ BLQ BLQ BLQ: NG; N N N N N N: N; Y N Y Y Y Y: Y |  | S |  | N | Electric Utility | 1 |  |  | N | [17 empty] | N
17698 | Southwestern Electric Power Co | 6138 | Flint Creek | AR | Benton | 1 | ST | OP | 558 | 528 | 528 |  | 5 | 1978 | NG BLQ BLQ BLQ BLQ BLQ: SUB; NG WDS WDS WDS WDS WDS: DFO; N N N N N N: N; Y N Y Y Y Y: Y |  | J |  | N | Electric Utility | 1 |  |  | N | [17 empty] | N | Y |  | Y |  |  |  | DFO
17698 | Southwestern Electric Power Co | 6139 | Welsh | TX | Titus | 1 | ST | OP | 558 | 528 | 528 |  | 3 | 1977 | NG BLQ BLQ BLQ BLQ BLQ: SUB; N N N N N N: N; Y N Y Y Y Y: Y |  | S |  | N | Electric Utility | 1 |  |  | N | [17 empty] | N | Y |  | Y |  |  |  | DFO
17698 | Southwestern Electric Power Co | 6139 | Welsh | TX | Titus | 2 | ST | OP | 558 | 528 | 528 |  | 4 | 1980 | NG BLQ BLQ BLQ BLQ BLQ: SUB; N N N N N N: N; Y N Y Y Y Y: Y |  | S |  | N | Electric Utility | 1 |  |  | Y | [15 empty] | 12 | 2014 | N | Y |  | Y |  |  |  | DFO
17698 | Southwestern Electric Power Co | 6139 | Welsh | TX | Titus | 3 | ST | OP | 558 | 528 | 528 |  | 3 | 1982 | NG BLQ BLQ BLQ BLQ BLQ: SUB; N N N N N N: N; Y N Y Y Y Y: Y |  | S |  | N | Electric Utility | 1 |  |  | N | [17 empty] | N | Y |  | Y |  |  |  | DFO
17698 | Southwestern Electric Power Co | 7902 | Pirkey | TX | Harrison | 1 | ST | OP | 721 | 721 | 721 |  | 1 | 1985 | NG BLQ BLQ BLQ BLQ BLQ: LIG; NG WDS WDS WDS WDS WDS: SUB; N N N N N N: N; Y N Y Y Y Y: Y |  | J |  | N | Electric Utility | 1 |  |  | N | [17 empty] | N | Y |  | Y |  |  |  | NG
17698 | Southwestern Electric Power Co | 56328 | Harry D Mattison Gas Plant | AR | Washington | 1 | GT | SB | 86.5 | 75 | 84 |  | 12 | 2007 | NG BLQ BLQ BLQ BLQ BLQ: NG; N N N N N N: N; Y N Y Y Y Y: Y | Y | S |  | N | Electric Utility | 1 |  |  | N | [17 empty] | N
17698 | Southwestern Electric Power Co | 56328 | Harry D Mattison Gas Plant | AR | Washington | 2 | GT | SB | 86.5 | 75 | 84 |  | 12 | 2007 | NG BLQ BLQ BLQ BLQ BLQ: NG; N N N N N N: N; Y N Y Y Y Y: Y | Y | S |  | N | Electric Utility | 1 |  |  | N | [17 empty] | N
17698 | Southwestern Electric Power Co | 56328 | Harry D Mattison Gas Plant | AR | Washington | 3 | GT | SB | 88 | 72 | 84 |  | 7 | 2007 | NG BLQ BLQ BLQ BLQ BLQ: NG; N N N N N N: N; Y N Y Y Y Y: Y | Y | S |  | N | Electric Utility | 1 |  |  | N | [17 empty] | N
17698 | Southwestern Electric Power Co | 56328 | Harry D Mattison Gas Plant | AR | Washington | 4 | GT | SB | 88 | 72 | 84 |  | 7 | 2007 | NG BLQ BLQ BLQ BLQ BLQ: NG; N N N N N N: N; Y N Y Y Y Y: Y | Y | S |  | N | Electric Utility | 1 |  |  | N | [17 empty] | N
17698 | Southwestern Electric Power Co | 56564 | John W Turk Jr Power Plant | AR | HEMPSTEAD | 1 | ST | OP | 609 | 609 | 609 |  | 12 | 2012 | NG BLQ BLQ BLQ BLQ BLQ: SUB; N N N N N N: N; Y N Y Y Y Y: Y |  | J |  | N | Electric Utility | 1 |  |  | N | [17 empty] | N | Y |  |  |  | Y |  | NG
17698 | Southwestern Electric Power Co | 56565 | J Lamar Stall Unit | LA | Caddo | 6A | CT | OP | 184 | 160 | 184 |  | 6 | 2010 | NG BLQ BLQ BLQ BLQ BLQ: NG; N N N N N N: N; Y N Y Y Y Y: Y |  | S |  | N | Electric Utility | 1 |  |  | N | [17 empty] | N
17698 | Southwestern Electric Power Co | 56565 | J Lamar Stall Unit | LA | Caddo | 6B | CT | OP | 184 | 160 | 184 |  | 6 | 2010 | NG BLQ BLQ BLQ BLQ BLQ: NG; N N N N N N: N; Y N Y Y Y Y: Y |  | S |  | N | Electric Utility | 1 |  |  | N | [17 empty] | N
17698 | Southwestern Electric Power Co | 56565 | J Lamar Stall Unit | LA | Caddo | 6STG | CA | OP | 256 | 187 | 201 |  | 6 | 2010 | NG BLQ BLQ BLQ BLQ BLQ: NG; N N N N N N: N; Y N Y Y Y Y: Y |  | S |  | N | Electric Utility | 1 |  | N | N | [17 empty] | N
17711 | Solano County | 50985 | Solano County Cogen Plant | CA | Solano | 3163 | IC | OP | 1 | 1 | 1 |  | 6 | 1989 | NG BLQ BLQ BLQ BLQ BLQ: NG; N N N N N N: N; Y N Y Y Y Y: Y |  | S |  | Y | Commercial CHP | 5 | T | N | N
17711 | Solano County | 50985 | Solano County Cogen Plant | CA | Solano | 3164 | IC | OP | 0.4 | 0.4 | 0.4 |  | 6 | 1989 | NG BLQ BLQ BLQ BLQ BLQ: NG; N N N N N N: N; Y N Y Y Y Y: Y |  | S |  | Y | Commercial CHP | 5 | T | N | N
17711 | Solano County | 50985 | Solano County Cogen Plant | CA | Solano | 3165 | IC | OP | 1.4 | 1.4 | 1.4 |  | 12 | 2004 | NG BLQ BLQ BLQ BLQ BLQ: NG; N N N N N N: N; Y N Y Y Y Y: Y |  | S |  | Y | Commercial CHP | 5 | T | N | N
17718 | Southwestern Public Service Co | 2446 | Maddox | NM | Lea | 1 | ST | OP | 113.6 | 112 | 112 |  | 1 | 1967 | NG BLQ BLQ BLQ BLQ BLQ: NG; N N N N N N: N; Y N Y Y Y Y: Y |  | S |  | N | Electric Utility | 1 |  |  | N | [17 empty] | N
17718 | Southwestern Public Service Co | 2446 | Maddox | NM | Lea | 2 | GT | OP | 86.9 | 61 | 63 |  | 1 | 1976 | NG BLQ BLQ BLQ BLQ BLQ: NG; N N N N N N: N; Y N Y Y Y Y: Y |  | S |  | N | Electric Utility | 1 |  |  | N | [17 empty] | N
17718 | Southwestern Public Service Co | 2446 | Maddox | NM | Lea | 3 | GT | SB | 11.5 | 10 | 10 |  | 1 | 1963 | NG BLQ BLQ BLQ BLQ BLQ: NG; N N N N N N: N; Y N Y Y Y Y: Y | Y | S |  | N | Electric Utility | 1 |  |  | N | [17 empty] | N
17718 | Southwestern Public Service Co | 2453 | Carlsbad | NM | Eddy | 5 | GT | OP | 16.3 | 10 | 13 |  | 12 | 1977 | NG BLQ BLQ BLQ BLQ BLQ: NG; N N N N N N: N; Y N Y Y Y Y: Y |  | S |  | N | Electric Utility | 1 |  |  | N | [17 empty] | N
17718 | Southwestern Public Service Co | 2454 | Cunningham | NM | Lea | 1 | ST | OP | 75 | 71 | 71 |  | 1 | 1957 | NG BLQ BLQ BLQ BLQ BLQ: NG; N N N N N N: N; Y N Y Y Y Y: Y |  | S |  | N | Electric Utility | 1 |  |  | N | [17 empty] | N
17718 | Southwestern Public Service Co | 2454 | Cunningham | NM | Lea | 2 | ST | OP | 190.4 | 183 | 183 |  | 1 | 1965 | NG BLQ BLQ BLQ BLQ BLQ: NG; N N N N N N: N; Y N Y Y Y Y: Y |  | S |  | N | Electric Utility | 1 |  |  | N | [17 empty] | N
17718 | Southwestern Public Service Co | 2454 | Cunningham | NM | Lea | 3 | GT | OP | 126.9 | 106 | 98 |  | 5 | 1998 | NG BLQ BLQ BLQ BLQ BLQ: NG; N N N N N N: N; Y N Y Y Y Y: Y |  | S |  | N | Electric Utility | 1 |  |  | N | [17 empty] | N
17718 | Southwestern Public Service Co | 2454 | Cunningham | NM | Lea | 4 | GT | OP | 126.9 | 106 | 98 |  | 5 | 1998 | NG BLQ BLQ BLQ BLQ BLQ: NG; N N N N N N: N; Y N Y Y Y Y: Y |  | S |  | N | Electric Utility | 1 |  |  | N | [17 empty] | N
17718 | Southwestern Public Service Co | 3482 | Jones | TX | Lubbock | 1 | ST | OP | 247.5 | 243 | 243 |  | 1 | 1971 | NG BLQ BLQ BLQ BLQ BLQ: NG; NG WDS WDS WDS WDS WDS: DFO; N N N N N N: Y; Y N Y Y Y Y: Y |  | S |  | N | Electric Utility | 1 |  |  | N | [17 empty] | N
17718 | Southwestern Public Service Co | 3482 | Jones | TX | Lubbock | 2 | ST | OP | 247.5 | 243 | 243 |  | 1 | 1974 | NG BLQ BLQ BLQ BLQ BLQ: NG; NG WDS WDS WDS WDS WDS: DFO; N N N N N N: Y; Y N Y Y Y Y: Y |  | S |  | N | Electric Utility | 1 |  |  | N | [17 empty] | N
17718 | Southwestern Public Service Co | 3482 | Jones | TX | Lubbock | 3 | GT | OP | 182.7 | 171 | 183 |  | 6 | 2011 | NG BLQ BLQ BLQ BLQ BLQ: NG; N N N N N N: N; Y N Y Y Y Y: Y |  | S |  | N | Electric Utility | 1 | [20 empty] | N
17718 | Southwestern Public Service Co | 3483 | Moore County | TX | Moore | 3 | ST | OP | 49 | 46 | 46 |  | 1 | 1954 | NG BLQ BLQ BLQ BLQ BLQ: NG; N N N N N N: N; Y N Y Y Y Y: Y |  | S |  | N | Electric Utility | 1 |  |  | N | [17 empty] | N
17718 | Southwestern Public Service Co | 3484 | Nichols | TX | Potter | 1 | ST | OP | 113.6 | 107 | 107 |  | 1 | 1960 | NG BLQ BLQ BLQ BLQ BLQ: NG; N N N N N N: N; Y N Y Y Y Y: Y |  | S |  | N | Electric Utility | 1 |  |  | N | [17 empty] | N
17718 | Southwestern Public Service Co | 3484 | Nichols | TX | Potter | 2 | ST | OP | 113.6 | 106 | 106 |  | 1 | 1962 | NG BLQ BLQ BLQ BLQ BLQ: NG; N N N N N N: N; Y N Y Y Y Y: Y |  | S |  | N | Electric Utility | 1 |  |  | N | [17 empty] | N
17718 | Southwestern Public Service Co | 3484 | Nichols | TX | Potter | 3 | ST | OP | 247.5 | 244 | 244 |  | 1 | 1968 | NG BLQ BLQ BLQ BLQ BLQ: NG; N N N N N N: N; Y N Y Y Y Y: Y |  | S |  | N | Electric Utility | 1 |  |  | N | [17 empty] | N
17718 | Southwestern Public Service Co | 3485 | Plant X | TX | Lamb | 1 | ST | OP | 48 | 38 | 38 |  | 1 | 1952 | NG BLQ BLQ BLQ BLQ BLQ: NG; N N N N N N: N; Y N Y Y Y Y: Y |  | S |  | N | Electric Utility | 1 |  |  | N | [17 empty] | N
17718 | Southwestern Public Service Co | 3485 | Plant X | TX | Lamb | 2 | ST | OP | 98 | 91 | 91 |  | 1 | 1953 | NG BLQ BLQ BLQ BLQ BLQ: NG; NG WDS WDS WDS WDS WDS: DFO; N N N N N N: Y; Y N Y Y Y Y: Y |  | S |  | N | Electric Utility | 1 |  |  | N | [17 empty] | N | [6 empty] | NG
17718 | Southwestern Public Service Co | 3485 | Plant X | TX | Lamb | 3 | ST | OP | 98 | 93 | 93 |  | 1 | 1955 | NG BLQ BLQ BLQ BLQ BLQ: NG; N N N N N N: N; Y N Y Y Y Y: Y |  | S |  | N | Electric Utility | 1 |  |  | N | [17 empty] | N
17718 | Southwestern Public Service Co | 3485 | Plant X | TX | Lamb | 4 | ST | OP | 190.4 | 190 | 190 |  | 1 | 1964 | NG BLQ BLQ BLQ BLQ BLQ: NG; NG WDS WDS WDS WDS WDS: DFO; N N N N N N: Y; Y N Y Y Y Y: Y |  | S |  | N | Electric Utility | 1 |  |  | N | [17 empty] | N | [6 empty] | NG
17718 | Southwestern Public Service Co | 6193 | Harrington | TX | Potter | 1 | ST | OP | 360 | 339 | 339 |  | 1 | 1976 | NG BLQ BLQ BLQ BLQ BLQ: SUB; NG WDS WDS WDS WDS WDS: NG; N N N N N N: Y; Y N Y Y Y Y: Y |  | S |  | N | Electric Utility | 1 |  |  | N | [17 empty] | N | Y |  | N
17718 | Southwestern Public Service Co | 6193 | Harrington | TX | Potter | 2 | ST | OP | 360 | 339 | 339 |  | 1 | 1978 | NG BLQ BLQ BLQ BLQ BLQ: SUB; NG WDS WDS WDS WDS WDS: NG; N N N N N N: Y; Y N Y Y Y Y: Y |  | S |  | N | Electric Utility | 1 |  |  | N | [17 empty] | N | Y |  | N
17718 | Southwestern Public Service Co | 6193 | Harrington | TX | Potter | 3 | ST | OP | 360 | 340 | 340 |  | 1 | 1980 | NG BLQ BLQ BLQ BLQ BLQ: SUB; NG WDS WDS WDS WDS WDS: NG; N N N N N N: Y; Y N Y Y Y Y: Y |  | S |  | N | Electric Utility | 1 |  |  | N | [17 empty] | N | Y |  | N
17718 | Southwestern Public Service Co | 6194 | Tolk | TX | Lamb | 1 | ST | OP | 567.9 | 532 | 532 |  | 1 | 1982 | NG BLQ BLQ BLQ BLQ BLQ: SUB; NG WDS WDS WDS WDS WDS: NG; N N N N N N: Y; Y N Y Y Y Y: Y |  | S |  | N | Electric Utility | 1 |  |  | N | [17 empty] | N | Y |  | N
17718 | Southwestern Public Service Co | 6194 | Tolk | TX | Lamb | 2 | ST | OP | 567.9 | 535 | 535 |  | 1 | 1985 | NG BLQ BLQ BLQ BLQ BLQ: SUB; NG WDS WDS WDS WDS WDS: NG; N N N N N N: Y; Y N Y Y Y Y: Y |  | S |  | N | Electric Utility | 1 |  |  | N | [17 empty] | N | Y |  | N
17725 | Snow Mountain Hydro LLC | 10706 | Burney Creek | CA | Shasta | GEN1 | HY | OP | 3 | 3 | 3 |  | 3 | 1990 | NG BLQ BLQ BLQ BLQ BLQ: WAT; N N N N N N: N; Y N Y Y Y Y: Y |  | J |  | N | IPP Non-CHP | 2 |  | N | N | [17 empty] | N
17725 | Snow Mountain Hydro LLC | 10707 | Cove Hydroelectric | CA | Shasta | GEN1 | HY | OP | 5 | 5 | 5 |  | 2 | 1990 | NG BLQ BLQ BLQ BLQ BLQ: WAT; N N N N N N: N; Y N Y Y Y Y: Y |  | J |  | N | IPP Non-CHP | 2 |  | N | N | [17 empty] | N
17725 | Snow Mountain Hydro LLC | 10708 | Lost Creek I | CA | Shasta | GEN1 | HY | OP | 1.1 | 1.1 | 1.1 |  | 12 | 1989 | NG BLQ BLQ BLQ BLQ BLQ: WAT; N N N N N N: N; Y N Y Y Y Y: Y |  | J |  | N | IPP Non-CHP | 2 |  | N | N | [17 empty] | N
17725 | Snow Mountain Hydro LLC | 10709 | Ponderosa Bailey Creek | CA | TEHAMA | GEN1 | HY | OP | 1.1 | 1.1 | 1.1 |  | 3 | 1990 | NG BLQ BLQ BLQ BLQ BLQ: WAT; N N N N N N: N; Y N Y Y Y Y: Y |  | J |  | N | IPP Non-CHP | 2 |  | N | N | [17 empty] | N
17727 | Village of Spalding - (NE) | 2303 | Spalding | NE | GREELEY | 1 | HY | OP | 0.1 | 0.1 | 0.1 |  | 7 | 1919 | NG BLQ BLQ BLQ BLQ BLQ: WAT; N N N N N N: N; Y N Y Y Y Y: Y |  | S |  | N | Electric Utility | 1 |  | N | N
17727 | Village of Spalding - (NE) | 2303 | Spalding | NE | GREELEY | 2 | HY | OP | 0.1 | 0.1 | 0.1 |  | 7 | 1956 | NG BLQ BLQ BLQ BLQ BLQ: WAT; N N N N N N: N; Y N Y Y Y Y: Y |  | S |  | N | Electric Utility | 1 |  | N | N
17727 | Village of Spalding - (NE) | 2303 | Spalding | NE | GREELEY | 4 | IC | OP | 0.2 | 0.2 | 0.2 |  | 8 | 1947 | NG BLQ BLQ BLQ BLQ BLQ: DFO; N N N N N N: N; Y N Y Y Y Y: Y |  | S |  | N | Electric Utility | 1 |  | N | N
17727 | Village of Spalding - (NE) | 2303 | Spalding | NE | GREELEY | 5 | IC | OP | 0.4 | 0.4 | 0.4 |  | 8 | 1959 | NG BLQ BLQ BLQ BLQ BLQ: DFO; N N N N N N: N; Y N Y Y Y Y: Y |  | S |  | N | Electric Utility | 1 |  | N | N
17727 | Village of Spalding - (NE) | 2303 | Spalding | NE | GREELEY | 6 | IC | OP | 1.3 | 1.3 | 1.3 |  | 7 | 1975 | NG BLQ BLQ BLQ BLQ BLQ: DFO; N N N N N N: N; Y N Y Y Y Y: Y |  | S |  | N | Electric Utility | 1 |  | N | N
17783 | City of Spencer - (IA) | 1186 | Spencer | IA | Clay | GT1 | GT | OP | 23.8 | 17 | 20 |  | 1 | 1970 | NG BLQ BLQ BLQ BLQ BLQ: KER; N N N N N N: N; Y N Y Y Y Y: Y |  | S |  | N | Electric Utility | 1 |  | N | N | [17 empty] | N
17795 | CenturyLink Regional HQ | 54882 | CenturyLink Regional HQ | NC | Franklin | GEN1 | IC | SB | 1 | 0.6 | 0.6 |  | 3 | 1993 | NG BLQ BLQ BLQ BLQ BLQ: DFO; N N N N N N: N; Y N Y Y Y Y: N | Y | S |  | N | Commercial Non-CHP | 4 |  | N | N | [17 empty] | N
17795 | CenturyLink Regional HQ | 54882 | CenturyLink Regional HQ | NC | Franklin | GEN2 | IC | SB | 1 | 0.6 | 0.6 |  | 3 | 1993 | NG BLQ BLQ BLQ BLQ BLQ: DFO; N N N N N N: N; Y N Y Y Y Y: N | Y | S |  | N | Commercial Non-CHP | 4 |  | N | N | [17 empty] | N
17824 | Spring Valley Pub Utils Comm | 2013 | Spring Valley | MN | Fillmore | 2 | IC | OP | 1.1 | 1.1 | 1.1 |  | 1 | 1952 | NG BLQ BLQ BLQ BLQ BLQ: DFO; NG WDS WDS WDS WDS WDS: NG; N N N N N N: Y; Y N Y Y Y Y: Y |  | S |  | N | Electric Utility | 1 |  | N | N | [17 empty] | N
17824 | Spring Valley Pub Utils Comm | 2013 | Spring Valley | MN | Fillmore | 3 | IC | OP | 2 | 2 | 2 |  | 5 | 1960 | NG BLQ BLQ BLQ BLQ BLQ: DFO; NG WDS WDS WDS WDS WDS: NG; N N N N N N: Y; Y N Y Y Y Y: Y |  | S |  | N | Electric Utility | 1 |  | N | N | [17 empty] | N
17824 | Spring Valley Pub Utils Comm | 2013 | Spring Valley | MN | Fillmore | 4 | IC | OP | 2 | 2 | 2 |  | 6 | 2009 | NG BLQ BLQ BLQ BLQ BLQ: DFO; N N N N N N: N; Y N Y Y Y Y: Y |  | S |  | N | Electric Utility | 1 |  | N | N | [17 empty] | N
17824 | Spring Valley Pub Utils Comm | 2013 | Spring Valley | MN | Fillmore | 5 | IC | OP | 2 | 2 | 2 |  | 6 | 2009 | NG BLQ BLQ BLQ BLQ BLQ: DFO; N N N N N N: N; Y N Y Y Y Y: Y |  | S |  | N | Electric Utility | 1 |  | N | N | [17 empty] | N
17828 | City of Springfield - (IL) | 963 | Dallman | IL | Sangamon | 1 | ST | OP | 90.2 | 73 | 73 |  | 6 | 1968 | NG BLQ BLQ BLQ BLQ BLQ: BIT; NG WDS WDS WDS WDS WDS: DFO; N N N N N N: N; Y N Y Y Y Y: Y |  | S |  | N | Electric Utility | 1 |  | N | N | [17 empty] | N | N |  | Y |  |  |  | DFO
17828 | City of Springfield - (IL) | 963 | Dallman | IL | Sangamon | 2 | ST | OP | 90.2 | 65 | 65 |  | 6 | 1972 | NG BLQ BLQ BLQ BLQ BLQ: BIT; NG WDS WDS WDS WDS WDS: DFO; N N N N N N: N; Y N Y Y Y Y: Y |  | S |  | N | Electric Utility | 1 |  | N | N | [17 empty] | N | N |  | Y |  |  |  | DFO
17828 | City of Springfield - (IL) | 963 | Dallman | IL | Sangamon | 3 | ST | OP | 207.3 | 188 | 188 |  | 6 | 1978 | NG BLQ BLQ BLQ BLQ BLQ: BIT; NG WDS WDS WDS WDS WDS: DFO; N N N N N N: N; Y N Y Y Y Y: Y |  | S |  | N | Electric Utility | 1 |  | N | N | [17 empty] | N | Y |  | Y |  |  |  | DFO
17828 | City of Springfield - (IL) | 963 | Dallman | IL | Sangamon | 4 | ST | OP | 280 | 208 | 208 |  | 5 | 2009 | BIT | NG | NG |  |  |  | N | Y |  | S |  | N | Electric Utility | 1 |  | N | N | [17 empty] | N | Y |  | Y
17828 | City of Springfield - (IL) | 964 | Lakeside | IL | Sangamon | D1 | IC | OP | 1.8 | 1.7 | 1.7 |  | 6 | 2002 | NG BLQ BLQ BLQ BLQ BLQ: DFO; N N N N N N: N; Y N Y Y Y Y: Y |  | S |  | N | Electric Utility | 1 |  | N | N | [17 empty] | N
17828 | City of Springfield - (IL) | 964 | Lakeside | IL | Sangamon | D2 | IC | OP | 1.8 | 1.7 | 1.7 |  | 6 | 2002 | NG BLQ BLQ BLQ BLQ BLQ: DFO; N N N N N N: N; Y N Y Y Y Y: Y |  | S |  | N | Electric Utility | 1 |  | N | N | [17 empty] | N
17828 | City of Springfield - (IL) | 964 | Lakeside | IL | Sangamon | D3 | IC | OP | 1.8 | 1.7 | 1.7 |  | 6 | 2002 | NG BLQ BLQ BLQ BLQ BLQ: DFO; N N N N N N: N; Y N Y Y Y Y: Y |  | S |  | N | Electric Utility | 1 |  | N | N | [17 empty] | N
17828 | City of Springfield - (IL) | 965 | Reynolds | IL | Sangamon | 1 | GT | OP | 17.5 | 14 | 19 |  | 11 | 1970 | NG BLQ BLQ BLQ BLQ BLQ: DFO; N N N N N N: N; Y N Y Y Y Y: Y |  | S |  | N | Electric Utility | 1 |  | N | N | [17 empty] | N
17828 | City of Springfield - (IL) | 7425 | Interstate | IL | Sangamon | 1 | GT | OP | 138.6 | 112 | 129 |  | 9 | 1997 | NG BLQ BLQ BLQ BLQ BLQ: NG; NG WDS WDS WDS WDS WDS: DFO; N N N N N N: Y; Y N Y Y Y Y: Y |  | S |  | N | Electric Utility | 1 |  | N | N | [17 empty] | N
17828 | City of Springfield - (IL) | 8016 | Factory | IL | Sangamon | 1 | GT | OP | 26.6 | 18 | 24 |  | 8 | 1973 | NG BLQ BLQ BLQ BLQ BLQ: DFO; N N N N N N: N; Y N Y Y Y Y: Y |  | S |  | N | Electric Utility | 1 |  | N | N | [17 empty] | N
17833 | City Utilities of Springfield - (MO) | 2161 | James River Power Station | MO | Greene | 1 | ST | OP | 22 | 21 | 21 |  | 8 | 1957 | SUB | NG | WDS | DFO | BIT |  | Y | Y |  | S |  | N | Electric Utility | 1 |  |  | N | [17 empty] | N | Y |  | Y |  |  |  | NG
17833 | City Utilities of Springfield - (MO) | 2161 | James River Power Station | MO | Greene | 2 | ST | OP | 22 | 21 | 21 |  | 6 | 1957 | SUB | NG | WDS | DFO | BIT |  | Y | Y |  | S |  | N | Electric Utility | 1 |  |  | N | [17 empty] | N | Y |  | Y |  |  |  | NG
17833 | City Utilities of Springfield - (MO) | 2161 | James River Power Station | MO | Greene | 3 | ST | OP | 44 | 41 | 41 |  | 2 | 1960 | SUB | NG | WDS | DFO | BIT |  | Y | Y |  | S |  | N | Electric Utility | 1 |  |  | N | [17 empty] | N | Y |  | Y |  |  |  | NG
17833 | City Utilities of Springfield - (MO) | 2161 | James River Power Station | MO | Greene | 4 | ST | OP | 60 | 56 | 56 |  | 5 | 1964 | SUB | NG | WDS | DFO | BIT |  | Y | Y |  | S |  | N | Electric Utility | 1 |  |  | N | [17 empty] | N | Y |  | Y |  |  |  | NG
17833 | City Utilities of Springfield - (MO) | 2161 | James River Power Station | MO | Greene | 5 | ST | OP | 105 | 97 | 97 |  | 5 | 1970 | SUB | NG | WDS | DFO | BIT |  | Y | Y |  | S |  | N | Electric Utility | 1 |  |  | N | [17 empty] | N | Y |  | Y |  |  |  | NG
17833 | City Utilities of Springfield - (MO) | 2161 | James River Power Station | MO | Greene | GT1 | GT | OP | 96 | 75 | 75 |  | 4 | 1989 | NG BLQ BLQ BLQ BLQ BLQ: NG; NG WDS WDS WDS WDS WDS: DFO; N N N N N N: Y; Y N Y Y Y Y: Y |  | S |  | N | Electric Utility | 1 |  |  | N | [17 empty] | N
17833 | City Utilities of Springfield - (MO) | 2161 | James River Power Station | MO | Greene | GT2 | GT | OP | 101.5 | 80 | 80 |  | 6 | 1992 | NG BLQ BLQ BLQ BLQ BLQ: NG; NG WDS WDS WDS WDS WDS: DFO; N N N N N N: Y; Y N Y Y Y Y: Y |  | S |  | N | Electric Utility | 1 |  |  | N | [17 empty] | N
17833 | City Utilities of Springfield - (MO) | 6195 | John Twitty Energy Center | MO | Greene | GT1 | GT | OP | 57 | 52 | 56 |  | 6 | 1983 | NG BLQ BLQ BLQ BLQ BLQ: NG; NG WDS WDS WDS WDS WDS: DFO; N N N N N N: Y; Y N Y Y Y Y: Y |  | S |  | N | Electric Utility | 1 |  |  | N | [17 empty] | N
17833 | City Utilities of Springfield - (MO) | 6195 | John Twitty Energy Center | MO | Greene | GT2 | GT | OP | 52 | 52 | 56 |  | 6 | 1983 | NG BLQ BLQ BLQ BLQ BLQ: NG; NG WDS WDS WDS WDS WDS: DFO; N N N N N N: Y; Y N Y Y Y Y: Y |  | S |  | N | Electric Utility | 1 |  |  | N | [17 empty] | N
17833 | City Utilities of Springfield - (MO) | 6195 | John Twitty Energy Center | MO | Greene | ST1 | ST | OP | 194 | 187 | 187 |  | 6 | 1976 | SUB | NG | BIT |  |  |  | Y | Y |  | S |  | N | Electric Utility | 1 |  |  | N | [17 empty] | N | Y |  | Y |  |  |  | NG | DFO
17833 | City Utilities of Springfield - (MO) | 6195 | John Twitty Energy Center | MO | Greene | ST2 | ST | OP | 300 | 279 | 282 |  | 1 | 2011 | NG BLQ BLQ BLQ BLQ BLQ: SUB; NG WDS WDS WDS WDS WDS: NG; N N N N N N: Y; Y N Y Y Y Y: Y |  | S |  | N | Electric Utility | 1 |  |  | N | [17 empty] | N | Y |  | Y |  |  |  | NG
17833 | City Utilities of Springfield - (MO) | 7903 | McCartney | MO | Greene | MGS1 | GT | OP | 58.9 | 50 | 50 |  | 7 | 2002 | NG BLQ BLQ BLQ BLQ BLQ: NG; N N N N N N: N; Y N Y Y Y Y: Y |  | S |  | N | Electric Utility | 1 |  |  | N | [17 empty] | N
17833 | City Utilities of Springfield - (MO) | 7903 | McCartney | MO | Greene | MSG2 | GT | OP | 58.9 | 50 | 58 |  | 7 | 2002 | NG BLQ BLQ BLQ BLQ BLQ: NG; N N N N N N: N; Y N Y Y Y Y: Y |  | S |  | N | Electric Utility | 1 |  |  | N | [17 empty] | N
17833 | City Utilities of Springfield - (MO) | 56404 | Noble Hill Landfill | MO | Greene | NHLC | IC | OP | 3.2 | 3 | 3 |  | 5 | 2006 | NG BLQ BLQ BLQ BLQ BLQ: LFG; N N N N N N: N; Y N Y Y Y Y: Y |  | S |  | N | Electric Utility | 1 |  |  | N | [17 empty] | N
17834 | City of Springfield - (CO) | 8100 | Springfield | CO | BACA | 1 | IC | SB | 1.2 | 1.2 | 1.2 |  | 8 | 1965 | NG BLQ BLQ BLQ BLQ BLQ: DFO; NG WDS WDS WDS WDS WDS: NG; N N N N N N: Y; Y N Y Y Y Y: Y | Y | S |  | N | Electric Utility | 1 |  | N | N
17834 | City of Springfield - (CO) | 8100 | Springfield | CO | BACA | 2 | IC | SB | 0.2 | 0.2 | 0.2 |  | 8 | 1950 | NG BLQ BLQ BLQ BLQ BLQ: DFO; NG WDS WDS WDS WDS WDS: NG; N N N N N N: Y; Y N Y Y Y Y: Y | Y | S |  | N | Electric Utility | 1 |  | N | N
17834 | City of Springfield - (CO) | 8100 | Springfield | CO | BACA | IC4 | IC | SB | 0.5 | 0.5 | 0.5 |  | 9 | 1950 | NG BLQ BLQ BLQ BLQ BLQ: DFO; NG WDS WDS WDS WDS WDS: NG; N N N N N N: Y; Y N Y Y Y Y: Y | Y | S |  | N | Electric Utility | 1 |  | N | N
17834 | City of Springfield - (CO) | 8100 | Springfield | CO | BACA | IC5 | IC | SB | 0.8 | 0.8 | 0.8 |  | 9 | 1960 | NG BLQ BLQ BLQ BLQ BLQ: DFO; NG WDS WDS WDS WDS WDS: NG; N N N N N N: Y; Y N Y Y Y Y: Y | Y | S |  | N | Electric Utility | 1 |  | N | N
17836 | Springfield Public Utils Comm - (MN) | 2012 | Springfield | MN | Brown | 5 | IC | OP | 1.8 | 1.8 | 1.8 |  | 6 | 1994 | NG BLQ BLQ BLQ BLQ BLQ: DFO; N N N N N N: N; Y N Y Y Y Y: Y | Y | S |  | N | Electric Utility | 1 |  | N | N | [17 empty] | N
17836 | Springfield Public Utils Comm - (MN) | 2012 | Springfield | MN | Brown | 6 | IC | OP | 1.8 | 1.8 | 1.8 |  | 4 | 1996 | NG BLQ BLQ BLQ BLQ BLQ: DFO; N N N N N N: N; Y N Y Y Y Y: Y | Y | S |  | N | Electric Utility | 1 |  | N | N | [17 empty] | N
17836 | Springfield Public Utils Comm - (MN) | 2012 | Springfield | MN | Brown | 7 | IC | OP | 1.8 | 1.8 | 1.8 |  | 4 | 1998 | NG BLQ BLQ BLQ BLQ BLQ: DFO; N N N N N N: N; Y N Y Y Y Y: Y |  | S |  | N | Electric Utility | 1 |  | N | N | [17 empty] | N
17836 | Springfield Public Utils Comm - (MN) | 2012 | Springfield | MN | Brown | 8 | IC | OP | 1.8 | 1.8 | 1.8 |  | 4 | 1998 | NG BLQ BLQ BLQ BLQ BLQ: DFO; N N N N N N: N; Y N Y Y Y Y: Y |  | S |  | N | Electric Utility | 1 |  | N | N | [17 empty] | N
17836 | Springfield Public Utils Comm - (MN) | 2012 | Springfield | MN | Brown | 9 | IC | OP | 1.8 | 1.7 | 1.8 |  | 3 | 2001 | NG BLQ BLQ BLQ BLQ BLQ: DFO; N N N N N N: N; Y N Y Y Y Y: Y |  | S |  | N | Electric Utility | 1 |  | N | N | [17 empty] | N
17845 | City of Springville | 3688 | Bartholomew | UT | Utah | 2 | HY | OP | 1 | 1 | 1 |  | 4 | 1988 | NG BLQ BLQ BLQ BLQ BLQ: WAT; N N N N N N: N; Y N Y Y Y Y: Y |  | S |  | N | Electric Utility | 1 |  | N | N | [17 empty] | N
17845 | City of Springville | 7028 | Whitehead | UT | UTAH | K1 | IC | OP | 7 | 5.9 | 6.3 |  | 10 | 1986 | NG BLQ BLQ BLQ BLQ BLQ: NG; N N N N N N: N; Y N Y Y Y Y: Y |  | S |  | Y | Electric Utility | 1 | T |  | N | [17 empty] | N | [6 empty] | DFO
17845 | City of Springville | 7028 | Whitehead | UT | UTAH | K2 | IC | OP | 7 | 6 | 6.2 |  | 8 | 1986 | NG BLQ BLQ BLQ BLQ BLQ: NG; N N N N N N: N; Y N Y Y Y Y: Y |  | S |  | Y | Electric Utility | 1 | T |  | N | [17 empty] | N | [6 empty] | DFO
17845 | City of Springville | 7028 | Whitehead | UT | UTAH | K3 | IC | OP | 7 | 5.9 | 6 |  | 2 | 2000 | NG BLQ BLQ BLQ BLQ BLQ: NG; N N N N N N: N; Y N Y Y Y Y: Y |  | S |  | Y | Electric Utility | 1 | T |  | N | [17 empty] | N | [6 empty] | DFO
17845 | City of Springville | 7028 | Whitehead | UT | UTAH | K4 | IC | OP | 5 | 4 | 4.3 |  | 12 | 2002 | NG BLQ BLQ BLQ BLQ BLQ: NG; N N N N N N: N; Y N Y Y Y Y: Y |  | S |  | Y | Electric Utility | 1 | T |  | N | [17 empty] | N | [6 empty] | DFO
17862 | City of St Charles - (MN) | 56100 | St. Charles Power Plant | MN | Winona | 1 | IC | OP | 2.2 | 2 | 2 |  | 12 | 2004 | NG BLQ BLQ BLQ BLQ BLQ: DFO; N N N N N N: N; Y N Y Y Y Y: Y |  | S |  | N | Electric Utility | 1 |  | N | N | [12 empty] | N |  |  |  |  | N
17862 | City of St Charles - (MN) | 56100 | St. Charles Power Plant | MN | Winona | 2 | IC | OP | 2.2 | 2 | 2 |  | 12 | 2004 | NG BLQ BLQ BLQ BLQ BLQ: DFO; N N N N N N: N; Y N Y Y Y Y: Y |  | S |  | N | Electric Utility | 1 |  | N | N | [12 empty] | N |  |  |  |  | N
17862 | City of St Charles - (MN) | 56100 | St. Charles Power Plant | MN | Winona | 3 | IC | OP | 2.2 | 2 | 2 |  | 12 | 2004 | NG BLQ BLQ BLQ BLQ BLQ: DFO; N N N N N N: N; Y N Y Y Y Y: Y |  | S |  | N | Electric Utility | 1 |  | N | N | [12 empty] | N |  |  |  |  | N
17862 | City of St Charles - (MN) | 56100 | St. Charles Power Plant | MN | Winona | 4 | IC | OP | 2.2 | 2 | 2 |  | 12 | 2004 | NG BLQ BLQ BLQ BLQ BLQ: DFO; N N N N N N: N; Y N Y Y Y Y: Y |  | S |  | N | Electric Utility | 1 |  | N | N | [12 empty] | N |  |  |  |  | N
17872 | City of St Francis - (KS) | 1321 | St Francis | KS | Cheyenne | 2 | IC | OP | 1.5 | 1.5 | 1.5 |  | 8 | 1964 | NG BLQ BLQ BLQ BLQ BLQ: DFO; NG WDS WDS WDS WDS WDS: NG; N N N N N N: Y; Y N Y Y Y Y: Y | Y | S |  | N | Electric Utility | 1 |  | N | N | [17 empty] | N
17872 | City of St Francis - (KS) | 1321 | St Francis | KS | Cheyenne | 3 | IC | OP | 0.8 | 0.8 | 0.8 |  | 11 | 1960 | NG BLQ BLQ BLQ BLQ BLQ: DFO; NG WDS WDS WDS WDS WDS: NG; N N N N N N: Y; Y N Y Y Y Y: Y | Y | S |  | N | Electric Utility | 1 |  | N | N | [17 empty] | N
17872 | City of St Francis - (KS) | 1321 | St Francis | KS | Cheyenne | 4 | IC | OP | 2.7 | 2.7 | 2.7 |  | 10 | 1972 | NG BLQ BLQ BLQ BLQ BLQ: DFO; NG WDS WDS WDS WDS WDS: NG; N N N N N N: Y; Y N Y Y Y Y: Y | Y | S |  | N | Electric Utility | 1 |  | N | N | [17 empty] | N
17872 | City of St Francis - (KS) | 1321 | St Francis | KS | Cheyenne | 5 | IC | OP | 0.9 | 0.9 | 0.9 |  | 8 | 1953 | NG BLQ BLQ BLQ BLQ BLQ: DFO; NG WDS WDS WDS WDS WDS: NG; N N N N N N: Y; Y N Y Y Y Y: Y | Y | S |  | N | Electric Utility | 1 |  | N | N | [17 empty] | N
17874 | City of St George | 7080 | St George Red Rock | UT | Washington | 1 | IC | SB | 7 | 7 | 7 |  | 5 | 1987 | NG BLQ BLQ BLQ BLQ BLQ: DFO; N N N N N N: N; Y N Y Y Y Y: Y | Y | S |  | N | Electric Utility | 1 |  |  | N
17874 | City of St George | 7080 | St George Red Rock | UT | Washington | 2 | IC | SB | 7 | 7 | 7 |  | 5 | 1987 | NG BLQ BLQ BLQ BLQ BLQ: DFO; N N N N N N: N; Y N Y Y Y Y: Y | Y | S |  | N | Electric Utility | 1 |  |  | N
17874 | City of St George | 7767 | Bloomington Power Plant | UT | Washington | 1 | IC | OP | 1.7 | 1.5 | 1.5 |  | 3 | 1999 | NG BLQ BLQ BLQ BLQ BLQ: DFO; N N N N N N: N; Y N Y Y Y Y: Y |  | S |  | N | Electric Utility | 1 |  |  | N
17874 | City of St George | 7767 | Bloomington Power Plant | UT | Washington | 2 | IC | OP | 1.7 | 1.5 | 1.5 |  | 3 | 1999 | NG BLQ BLQ BLQ BLQ BLQ: DFO; N N N N N N: N; Y N Y Y Y Y: Y |  | S |  | N | Electric Utility | 1 |  |  | N
17874 | City of St George | 7767 | Bloomington Power Plant | UT | Washington | 3 | IC | OP | 1.7 | 1.5 | 1.5 |  | 3 | 1999 | NG BLQ BLQ BLQ BLQ BLQ: DFO; N N N N N N: N; Y N Y Y Y Y: Y |  | S |  | N | Electric Utility | 1 |  |  | N
17874 | City of St George | 7767 | Bloomington Power Plant | UT | Washington | 4 | IC | OP | 1.7 | 1.5 | 1.5 |  | 3 | 1999 | NG BLQ BLQ BLQ BLQ BLQ: DFO; N N N N N N: N; Y N Y Y Y Y: Y |  | S |  | N | Electric Utility | 1 |  |  | N
17874 | City of St George | 7767 | Bloomington Power Plant | UT | Washington | 5 | IC | OP | 1.7 | 1.5 | 1.5 |  | 3 | 1999 | NG BLQ BLQ BLQ BLQ BLQ: DFO; N N N N N N: N; Y N Y Y Y Y: Y |  | S |  | N | Electric Utility | 1 |  |  | N
17874 | City of St George | 7767 | Bloomington Power Plant | UT | Washington | 6 | IC | OP | 1.7 | 1.5 | 1.5 |  | 3 | 1999 | NG BLQ BLQ BLQ BLQ BLQ: DFO; N N N N N N: N; Y N Y Y Y Y: Y |  | S |  | N | Electric Utility | 1 |  |  | N
17874 | City of St George | 56253 | Millcreek Power Generation | UT | Washington | MC1 | GT | OP | 40 | 36.8 | 39 |  | 4 | 2006 | NG BLQ BLQ BLQ BLQ BLQ: NG; N N N N N N: N; Y N Y Y Y Y: Y |  | S |  | N | Electric Utility | 1 |  |  | N | [17 empty] | N
17874 | City of St George | 56253 | Millcreek Power Generation | UT | Washington | MC2 | GT | OP | 40 | 36.8 | 39 |  | 6 | 2010 | NG BLQ BLQ BLQ BLQ BLQ: NG; N N N N N N: N; Y N Y Y Y Y: Y |  | S |  | N | Electric Utility | 1 |  |  | N | [17 empty] | N
17876 | City of St James - (MN) | 1929 | St James | MN | WATONWAN | 1 | IC | OP | 2 | 2 | 2 |  | 7 | 2002 | NG BLQ BLQ BLQ BLQ BLQ: DFO; N N N N N N: N; Y N Y Y Y Y: Y |  | S |  | N | Electric Utility | 1 |  | N | N | [17 empty] | N
17876 | City of St James - (MN) | 1929 | St James | MN | WATONWAN | 2 | IC | OP | 2 | 2 | 2 |  | 7 | 2002 | NG BLQ BLQ BLQ BLQ BLQ: DFO; N N N N N N: N; Y N Y Y Y Y: Y |  | S |  | N | Electric Utility | 1 |  | N | N | [17 empty] | N
17876 | City of St James - (MN) | 1929 | St James | MN | WATONWAN | 3 | IC | OP | 2 | 2 | 2 |  | 7 | 2002 | NG BLQ BLQ BLQ BLQ BLQ: DFO; N N N N N N: N; Y N Y Y Y Y: Y |  | S |  | N | Electric Utility | 1 |  | N | N | [17 empty] | N
17876 | City of St James - (MN) | 1929 | St James | MN | WATONWAN | 4 | IC | OP | 2 | 2 | 2 |  | 7 | 2002 | NG BLQ BLQ BLQ BLQ BLQ: DFO; N N N N N N: N; Y N Y Y Y Y: Y |  | S |  | N | Electric Utility | 1 |  | N | N | [17 empty] | N
17876 | City of St James - (MN) | 1929 | St James | MN | WATONWAN | 5 | IC | OP | 2 | 2 | 2 |  | 7 | 2002 | NG BLQ BLQ BLQ BLQ BLQ: DFO; N N N N N N: N; Y N Y Y Y Y: Y |  | S |  | N | Electric Utility | 1 |  | N | N | [17 empty] | N
17876 | City of St James - (MN) | 1929 | St James | MN | WATONWAN | 6 | IC | OP | 2 | 2 | 2 |  | 7 | 2002 | NG BLQ BLQ BLQ BLQ BLQ: DFO; N N N N N N: N; Y N Y Y Y Y: Y |  | S |  | N | Electric Utility | 1 |  | N | N | [17 empty] | N
17879 | City of St. John - (KS) | 1322 | St John | KS | Stafford | 2 | IC | OP | 1.3 | 1.3 | 1.3 |  | 6 | 2002 | NG BLQ BLQ BLQ BLQ BLQ: DFO; N N N N N N: N; Y N Y Y Y Y: N |  | S |  | N | Electric Utility | 1 |  | N | N
17879 | City of St. John - (KS) | 1322 | St John | KS | Stafford | 4 | IC | OP | 1.7 | 1.7 | 1.7 |  | 9 | 1965 | NG BLQ BLQ BLQ BLQ BLQ: DFO; NG WDS WDS WDS WDS WDS: NG; N N N N N N: N; Y N Y Y Y Y: N |  | S |  | N | Electric Utility | 1 |  | N | N
17879 | City of St. John - (KS) | 1322 | St John | KS | Stafford | 5 | IC | OP | 2 | 2 | 2 |  | 12 | 1982 | NG BLQ BLQ BLQ BLQ BLQ: DFO; NG WDS WDS WDS WDS WDS: NG; N N N N N N: N; Y N Y Y Y Y: N |  | S |  | N | Electric Utility | 1 |  | N | N
17886 | City of St Louis - (MI) | 1852 | St Louis | MI | Gratiot | 1 | IC | SB | 1.3 | 1.3 | 1.3 |  | 1 | 1958 | NG BLQ BLQ BLQ BLQ BLQ: DFO; NG WDS WDS WDS WDS WDS: NG; N N N N N N: N; Y N Y Y Y Y: Y | Y | S |  | N | Electric Utility | 1 |  | N | N
17886 | City of St Louis - (MI) | 1852 | St Louis | MI | Gratiot | 2 | IC | SB | 0.6 | 0.6 | 0.6 |  | 1 | 1945 | NG BLQ BLQ BLQ BLQ BLQ: DFO; N N N N N N: N; Y N Y Y Y Y: Y | Y | S |  | N | Electric Utility | 1 |  | N | N
17886 | City of St Louis - (MI) | 1852 | St Louis | MI | Gratiot | 3 | IC | SB | 0.9 | 0.9 | 0.9 |  | 1 | 1951 | NG BLQ BLQ BLQ BLQ BLQ: DFO; N N N N N N: N; Y N Y Y Y Y: Y | Y | S |  | N | Electric Utility | 1 |  | N | N
17886 | City of St Louis - (MI) | 1852 | St Louis | MI | Gratiot | 5 | HY | OP | 0.2 | 0.2 | 0.2 |  | 1 | 1919 | NG BLQ BLQ BLQ BLQ BLQ: WAT; N N N N N N: N; Y N Y Y Y Y: Y | Y | S |  | N | Electric Utility | 1 |  | N | N | [17 empty] | N
17886 | City of St Louis - (MI) | 1852 | St Louis | MI | Gratiot | 6 | HY | OP | 0.2 | 0.2 | 0.2 |  | 1 | 1919 | NG BLQ BLQ BLQ BLQ BLQ: WAT; N N N N N N: N; Y N Y Y Y Y: Y | Y | S |  | N | Electric Utility | 1 |  | N | N | [17 empty] | N
17886 | City of St Louis - (MI) | 1852 | St Louis | MI | Gratiot | 7 | IC | SB | 1.1 | 1.1 | 1.1 |  | 7 | 1996 | NG BLQ BLQ BLQ BLQ BLQ: DFO; NG WDS WDS WDS WDS WDS: NG; N N N N N N: N; Y N Y Y Y Y: Y | Y | S |  | N | Electric Utility | 1 |  | N | N | [17 empty] | N
17886 | City of St Louis - (MI) | 1852 | St Louis | MI | Gratiot | 8 | IC | OP | 1.5 | 1.5 | 1.5 |  | 5 | 2003 | NG BLQ BLQ BLQ BLQ BLQ: DFO; N N N N N N: N; Y N Y Y Y Y: Y | Y | S |  | N | Electric Utility | 1 |  | N | N | [17 empty] | N
17886 | City of St Louis - (MI) | 1852 | St Louis | MI | Gratiot | 9 | IC | SB | 1.3 | 1.1 | 1.1 |  | 5 | 2003 | NG BLQ BLQ BLQ BLQ BLQ: DFO; N N N N N N: N; Y N Y Y Y Y: Y | Y | S |  | N | Electric Utility | 1 |  | N | N | [17 empty] | N
17887 | St Joseph's Hospital | 54534 | St Josephs Hospital | FL | Hillsborough | 0001 | IC | SB | 1.7 | 1.6 | 1.6 |  | 2 | 1993 | [8 empty] | Y | S |  | Y | Commercial CHP | 5 | B | N | N | bar: NG BLQ BLQ BLQ BLQ BLQ; N N N N N N to Y N Y Y Y Y
17891 | City of St Marys - (OH) | 2942 | St Marys | OH | Auglaize | 7 | GT | SB | 14 | 12 | 12 |  | 8 | 1992 | NG BLQ BLQ BLQ BLQ BLQ: DFO; N N N N N N: N; Y N Y Y Y Y: Y | Y | S |  | N | Electric Utility | 1 |  | N | Y | [15 empty] | 1 | 2018 | N
17891 | City of St Marys - (OH) | 2942 | St Marys | OH | Auglaize | GT1 | GT | SB | 11 | 10.4 | 10.4 |  | 12 | 1999 | NG BLQ BLQ BLQ BLQ BLQ: NG; N N N N N N: N; Y N Y Y Y Y: Y | Y | J |  | N | Electric Utility | 1 |  | N | N | [17 empty] | N
17897 | St Mary's Hospital | 54262 | Saint Marys Hospital Power Plant | MN | Olmsted | 1 | CT | OP | 4.7 | 4.5 | 4.5 |  | 6 | 1996 | NG BLQ BLQ BLQ BLQ BLQ: NG; N N N N N N: N; Y N Y Y Y Y: Y |  | S |  | Y | Commercial CHP | 5 | B | N | N | [17 empty] | N
17897 | St Mary's Hospital | 54262 | Saint Marys Hospital Power Plant | MN | Olmsted | 4 | CA | OP | 3 | 2.7 | 2.7 |  | 1 | 1971 | NG BLQ BLQ BLQ BLQ BLQ: NG; NG WDS WDS WDS WDS WDS: DFO; N N N N N N: Y; Y N Y Y Y Y: Y |  | S |  | Y | Commercial CHP | 5 | T | N | N | [17 empty] | N
17897 | St Mary's Hospital | 54262 | Saint Marys Hospital Power Plant | MN | Olmsted | 5 | IC | SB | 2.5 | 2.5 | 2.5 |  | 1 | 1978 | NG BLQ BLQ BLQ BLQ BLQ: DFO; N N N N N N: N; Y N Y Y Y Y: Y | Y | S |  | N | Commercial CHP | 5 |  | N | N | [17 empty] | N
17897 | St Mary's Hospital | 54262 | Saint Marys Hospital Power Plant | MN | Olmsted | 6 | IC | SB | 2.7 | 2.7 | 2.7 |  | 1 | 1989 | NG BLQ BLQ BLQ BLQ BLQ: NG; NG WDS WDS WDS WDS WDS: DFO; N N N N N N: Y; Y N Y Y Y Y: Y | Y | S |  | N | Commercial CHP | 5 |  | N | N | [17 empty] | N
17897 | St Mary's Hospital | 54262 | Saint Marys Hospital Power Plant | MN | Olmsted | 7 | IC | OP | 2.5 | 2.5 | 2.5 |  | 3 | 2011 | NG BLQ BLQ BLQ BLQ BLQ: DFO; N N N N N N: N; Y N Y Y Y Y: Y | Y | S |  | N | Commercial CHP | 5 |  | N | N | [17 empty] | N
17902 | Somersworth Hydro Company, Inc. | 50704 | Somersworth Lower Great Dam | NH | Strafford | GEN1 | HY | OP | 1.3 | 1.2 | 1.2 |  | 7 | 1985 | NG BLQ BLQ BLQ BLQ BLQ: WAT; N N N N N N: N; Y N Y Y Y Y: Y |  | S | 0 | N | IPP Non-CHP | 2 |  | N | N | [17 empty] | N
17924 | City of Stafford - (KS) | 1325 | Stafford | KS | Stafford | 2 | IC | OP | 0.9 | 0.9 | 0.9 |  | 2 | 1953 | NG BLQ BLQ BLQ BLQ BLQ: DFO; NG WDS WDS WDS WDS WDS: NG; N N N N N N: Y; Y N Y Y Y Y: N |  | S |  | N | Electric Utility | 1 |  | N | N
17924 | City of Stafford - (KS) | 1325 | Stafford | KS | Stafford | 3 | IC | OP | 0.8 | 0.8 | 0.8 |  | 8 | 1958 | NG BLQ BLQ BLQ BLQ BLQ: DFO; NG WDS WDS WDS WDS WDS: NG; N N N N N N: Y; Y N Y Y Y Y: N |  | S |  | N | Electric Utility | 1 |  | N | N
17924 | City of Stafford - (KS) | 1325 | Stafford | KS | Stafford | 4 | IC | OP | 1.4 | 1.4 | 1.4 |  | 7 | 1973 | NG BLQ BLQ BLQ BLQ BLQ: DFO; NG WDS WDS WDS WDS WDS: NG; N N N N N N: Y; Y N Y Y Y Y: Y |  | S |  | N | Electric Utility | 1 |  | N | N
17924 | City of Stafford - (KS) | 1325 | Stafford | KS | Stafford | 5 | IC | OP | 1.1 | 1.1 | 1.1 |  | 5 | 1983 | NG BLQ BLQ BLQ BLQ BLQ: DFO; NG WDS WDS WDS WDS WDS: NG; N N N N N N: Y; Y N Y Y Y Y: Y |  | S |  | N | Electric Utility | 1 |  | N | N
17946 | City of Stanberry | 8110 | Stanberry | MO | Gentry | 1 | IC | SB | 1.1 | 1.1 | 1.1 |  | 7 | 1963 | NG BLQ BLQ BLQ BLQ BLQ: NG; NG WDS WDS WDS WDS WDS: DFO; N N N N N N: N; Y N Y Y Y Y: Y | Y | S |  | N | Electric Utility | 1 |  | N | N
17946 | City of Stanberry | 8110 | Stanberry | MO | Gentry | 2 | IC | SB | 1.1 | 1.1 | 1.1 |  | 10 | 1967 | NG BLQ BLQ BLQ BLQ BLQ: NG; NG WDS WDS WDS WDS WDS: DFO; N N N N N N: N; Y N Y Y Y Y: Y | Y | S |  | N | Electric Utility | 1 |  | N | N
17946 | City of Stanberry | 8110 | Stanberry | MO | Gentry | IC5 | IC | SB | 0.3 | 0.3 | 0.3 |  | 99 | 1958 | NG BLQ BLQ BLQ BLQ BLQ: DFO; N N N N N N: N; Y N Y Y Y Y: Y | Y | S |  | N | Electric Utility | 1 |  | N | N
17946 | City of Stanberry | 8110 | Stanberry | MO | Gentry | IC6 | IC | SB | 1.8 | 1.8 | 1.8 |  | 1 | 1979 | NG BLQ BLQ BLQ BLQ BLQ: NG; NG WDS WDS WDS WDS WDS: DFO; N N N N N N: N; Y N Y Y Y Y: Y | Y | S |  | N | Electric Utility | 1 |  | N | N
17976 | STS HydroPower Ltd-Ada Dam | 50433 | Ada Dam | MI | Kent | ADA1 | HY | OP | 1.4 | 1.4 | 1.4 |  | 3 | 1984 | NG BLQ BLQ BLQ BLQ BLQ: WAT; N N N N N N: N; Y N Y Y Y Y: Y |  | S | 0 | N | IPP Non-CHP | 2 |  | N | N
18000 | State of Rhode Island | 50621 | Central Power Plant | RI | Providence | GEN3 | ST | OP | 2 | 2 | 2 |  | 8 | 1958 | NG BLQ BLQ BLQ BLQ BLQ: RFO; NG WDS WDS WDS WDS WDS: NG; N N N N N N: Y; Y N Y Y Y Y: N |  | S |  | Y | Commercial CHP | 5 | B | N | N | [17 empty] | N
18000 | State of Rhode Island | 50621 | Central Power Plant | RI | Providence | GEN4 | ST | OP | 2 | 2 | 2 |  | 8 | 1958 | NG BLQ BLQ BLQ BLQ BLQ: RFO; NG WDS WDS WDS WDS WDS: NG; N N N N N N: Y; Y N Y Y Y Y: N |  | S |  | Y | Commercial CHP | 5 | B | N | N | [17 empty] | N
18000 | State of Rhode Island | 50621 | Central Power Plant | RI | Providence | GEN5 | GT | OP | 3 | 2.8 | 3.8 |  | 1 | 2004 | NG BLQ BLQ BLQ BLQ BLQ: DFO; NG WDS WDS WDS WDS WDS: NG; N N N N N N: Y; Y N Y Y Y Y: N |  | S |  | Y | Commercial CHP | 5 | B | N | N | [17 empty] | N
18000 | State of Rhode Island | 50621 | Central Power Plant | RI | Providence | GEN6 | GT | OP | 3 | 2.8 | 3.8 |  | 1 | 2004 | NG BLQ BLQ BLQ BLQ BLQ: DFO; NG WDS WDS WDS WDS WDS: NG; N N N N N N: Y; Y N Y Y Y Y: N |  | S |  | Y | Commercial CHP | 5 | B | N | N | [17 empty] | N
18014 | City of State Center - (IA) | 1187 | State Center | IA | Marshall | 1 | IC | OP | 0.6 | 0.6 | 0.6 |  | 5 | 1995 | NG BLQ BLQ BLQ BLQ BLQ: DFO; N N N N N N: N; Y N Y Y Y Y: Y |  | S |  | N | Electric Utility | 1 |  | N | N | [17 empty] | N
18014 | City of State Center - (IA) | 1187 | State Center | IA | Marshall | 2 | IC | OP | 0.6 | 0.6 | 0.6 |  | 5 | 1995 | NG BLQ BLQ BLQ BLQ BLQ: DFO; N N N N N N: N; Y N Y Y Y Y: Y |  | S |  | N | Electric Utility | 1 |  | N | N | [17 empty] | N
18014 | City of State Center - (IA) | 1187 | State Center | IA | Marshall | 3 | IC | OP | 1.3 | 1.3 | 1.3 |  | 5 | 1995 | NG BLQ BLQ BLQ BLQ BLQ: DFO; N N N N N N: N; Y N Y Y Y Y: Y |  | S |  | N | Electric Utility | 1 |  | N | N | [17 empty] | N
18014 | City of State Center - (IA) | 1187 | State Center | IA | Marshall | 4 | IC | OP | 1.3 | 1.3 | 1.3 |  | 5 | 1995 | NG BLQ BLQ BLQ BLQ BLQ: DFO; N N N N N N: N; Y N Y Y Y Y: Y |  | S |  | N | Electric Utility | 1 |  | N | N
18014 | City of State Center - (IA) | 1187 | State Center | IA | Marshall | 6 | IC | OP | 2.5 | 2.5 | 2.5 |  | 8 | 1972 | NG BLQ BLQ BLQ BLQ BLQ: NG; NG WDS WDS WDS WDS WDS: DFO; N N N N N N: Y; Y N Y Y Y Y: Y |  | S |  | N | Electric Utility | 1 |  | N | N
18016 | State Farm Mutual Auto Ins Co | 55274 | State Farm Support Center East | GA | Fulton | 2A | IC | SB | 1.8 | 1.8 | 1.8 |  | 1 | 1998 | NG BLQ BLQ BLQ BLQ BLQ: DFO; N N N N N N: N; Y N Y Y Y Y: N | Y | S |  | N | Commercial Non-CHP | 4 |  | N | N
18016 | State Farm Mutual Auto Ins Co | 55274 | State Farm Support Center East | GA | Fulton | 2B | IC | SB | 1.8 | 1.8 | 1.8 |  | 1 | 1998 | NG BLQ BLQ BLQ BLQ BLQ: DFO; N N N N N N: N; Y N Y Y Y Y: N | Y | S |  | N | Commercial Non-CHP | 4 |  | N | N
18016 | State Farm Mutual Auto Ins Co | 55274 | State Farm Support Center East | GA | Fulton | 3A | IC | SB | 1.8 | 1.8 | 1.8 |  | 1 | 1998 | NG BLQ BLQ BLQ BLQ BLQ: DFO; N N N N N N: N; Y N Y Y Y Y: N | Y | S |  | N | Commercial Non-CHP | 4 |  | N | N
18016 | State Farm Mutual Auto Ins Co | 55274 | State Farm Support Center East | GA | Fulton | 3B | IC | SB | 1.8 | 1.8 | 1.8 |  | 1 | 1998 | NG BLQ BLQ BLQ BLQ BLQ: DFO; N N N N N N: N; Y N Y Y Y Y: N | Y | S |  | N | Commercial Non-CHP | 4 |  | N | N
18016 | State Farm Mutual Auto Ins Co | 55274 | State Farm Support Center East | GA | Fulton | 4A | IC | SB | 1.8 | 1.8 | 1.8 |  | 1 | 1998 | NG BLQ BLQ BLQ BLQ BLQ: DFO; N N N N N N: N; Y N Y Y Y Y: N | Y | S |  | N | Commercial Non-CHP | 4 |  | N | N
18016 | State Farm Mutual Auto Ins Co | 55274 | State Farm Support Center East | GA | Fulton | 4B | IC | SB | 1.8 | 1.8 | 1.8 |  | 1 | 1998 | NG BLQ BLQ BLQ BLQ BLQ: DFO; N N N N N N: N; Y N Y Y Y Y: N | Y | S |  | N | Commercial Non-CHP | 4 |  | N | N
18020 | Starrett City Inc | 50743 | Starrett City Cogen Facility | NY | Kings | GEN1 | ST | OP | 6 | 5.5 | 6 |  | 10 | 1974 | NG BLQ BLQ BLQ BLQ BLQ: NG; NG WDS WDS WDS WDS WDS: RFO; N N N N N N: Y; Y N Y Y Y Y: N |  | S |  | Y | Commercial CHP | 5 | T |  | N | [17 empty] | N | [6 empty] | NG
18020 | Starrett City Inc | 50743 | Starrett City Cogen Facility | NY | Kings | GEN2 | ST | OP | 6 | 5.5 | 6 |  | 10 | 1974 | NG BLQ BLQ BLQ BLQ BLQ: NG; NG WDS WDS WDS WDS WDS: RFO; N N N N N N: Y; Y N Y Y Y Y: N |  | S |  | Y | Commercial CHP | 5 | T |  | N | [17 empty] | N | [6 empty] | NG
18020 | Starrett City Inc | 50743 | Starrett City Cogen Facility | NY | Kings | GEN3 | IC | SB | 2 | 2 | 2 |  | 10 | 1974 | NG BLQ BLQ BLQ BLQ BLQ: DFO; NG WDS WDS WDS WDS WDS: NG; N N N N N N: Y; Y N Y Y Y Y: N | N | S |  | Y | Commercial CHP | 5 | T |  | N | [17 empty] | N
18020 | Starrett City Inc | 50743 | Starrett City Cogen Facility | NY | Kings | GEN4 | IC | SB | 2 | 2 | 2 |  | 10 | 1974 | NG BLQ BLQ BLQ BLQ BLQ: DFO; NG WDS WDS WDS WDS WDS: NG; N N N N N N: Y; Y N Y Y Y Y: N | N | S |  | Y | Commercial CHP | 5 | T |  | N | [17 empty] | N
18020 | Starrett City Inc | 50743 | Starrett City Cogen Facility | NY | Kings | GEN5 | IC | SB | 2 | 2 | 2 |  | 10 | 1974 | NG BLQ BLQ BLQ BLQ BLQ: DFO; NG WDS WDS WDS WDS WDS: NG; N N N N N N: Y; Y N Y Y Y Y: N | N | S |  | Y | Commercial CHP | 5 | T |  | N | [17 empty] | N
18028 | State of Wisconsin | 54406 | Capitol Heat and Power | WI | Dane | P31 | IC | SB | 1 | 1 | 1 |  | 7 | 2011 | NG BLQ BLQ BLQ BLQ BLQ: DFO; N N N N N N: N; Y N Y Y Y Y: N | N | S |  | N | Commercial CHP | 5 | [20 empty] | N
18028 | State of Wisconsin | 54406 | Capitol Heat and Power | WI | Dane | P32 | IC | SB | 1 | 1 | 1 |  | 7 | 2011 | NG BLQ BLQ BLQ BLQ BLQ: DFO; N N N N N N: N; Y N Y Y Y Y: N | N | S |  | N | Commercial CHP | 5 | [20 empty] | N
18028 | State of Wisconsin | 54407 | Waupun Correctional Central Heating Plt | WI | Dodge | 1 | ST | OP | 1 | 0.2 | 0.3 |  | 5 | 1951 | BIT | NG | DFO | WDS |  |  | Y | Y |  | S |  | Y | Commercial CHP | 5 | B |  | N | [17 empty] | N |  |  | Y
18028 | State of Wisconsin | 54407 | Waupun Correctional Central Heating Plt | WI | Dodge | 2 | ST | OP | 1 | 0.5 | 0.8 |  | 5 | 1951 | BIT | NG | DFO | WDS |  |  | Y | Y |  | S |  | Y | Commercial CHP | 5 | B |  | N | [17 empty] | N |  |  | Y
18028 | State of Wisconsin | 54407 | Waupun Correctional Central Heating Plt | WI | Dodge | 3 | IC | SB | 0.8 | 0.8 | 0.8 |  | 6 | 1991 | NG BLQ BLQ BLQ BLQ BLQ: DFO; N N N N N N: N; Y N Y Y Y Y: Y | Y | S |  | N | Commercial CHP | 5 |  |  | N
18028 | State of Wisconsin | 54407 | Waupun Correctional Central Heating Plt | WI | Dodge | 4 | IC | SB | 1.5 | 1.5 | 1.5 |  | 6 | 1998 | NG BLQ BLQ BLQ BLQ BLQ: DFO; N N N N N N: N; Y N Y Y Y Y: Y | Y | S |  | N | Commercial CHP | 5 |  |  | N
18028 | State of Wisconsin | 54408 | UW Madison Charter Street Plant | WI | DANE | 1 | ST | OP | 9.7 | 5.5 | 7.1 |  | 1 | 1965 | BIT | NG | DFO | WDS | TDF |  | Y | Y |  | S |  | Y | Commercial CHP | 5 | B |  | N | [17 empty] | N |  |  | Y |  |  |  | BIT | NG | DFO
18031 | Steamboat Development Corp | 54665 | Steamboat II | NV | Washoe | T201 | BT | OP | 9.1 | 5.4 | 8.1 |  | 8 | 1992 | NG BLQ BLQ BLQ BLQ BLQ: GEO; N N N N N N: N; Y N Y Y Y Y: Y |  | S |  | N | IPP Non-CHP | 2 |  | N | N | [17 empty] | N
18031 | Steamboat Development Corp | 54665 | Steamboat II | NV | Washoe | T202 | BT | OP | 9.1 | 5.4 | 8.1 |  | 8 | 1992 | NG BLQ BLQ BLQ BLQ BLQ: GEO; N N N N N N: N; Y N Y Y Y Y: Y |  | S |  | N | IPP Non-CHP | 2 |  | N | N | [17 empty] | N
18031 | Steamboat Development Corp | 54666 | Steamboat III | NV | Washoe | T301 | BT | OP | 9.1 | 5.4 | 8.1 |  | 10 | 1992 | NG BLQ BLQ BLQ BLQ BLQ: GEO; N N N N N N: N; Y N Y Y Y Y: Y |  | S |  | N | IPP Non-CHP | 2 |  | N | N | [17 empty] | N
18031 | Steamboat Development Corp | 54666 | Steamboat III | NV | Washoe | T302 | BT | OP | 9.1 | 5.4 | 8.1 |  | 10 | 1992 | NG BLQ BLQ BLQ BLQ BLQ: GEO; N N N N N N: N; Y N Y Y Y Y: Y |  | S |  | N | IPP Non-CHP | 2 |  | N | N | [17 empty] | N
18050 | State Farm Mutual Auto Ins Co | 55390 | State Farm Insur Support Center Central | TX | Dallas | 2A | IC | SB | 1.8 | 1.8 | 1.8 |  | 1 | 1998 | NG BLQ BLQ BLQ BLQ BLQ: DFO; N N N N N N: N; Y N Y Y Y Y: N | Y | S |  | N | Commercial Non-CHP | 4 |  | N | N
18050 | State Farm Mutual Auto Ins Co | 55390 | State Farm Insur Support Center Central | TX | Dallas | 2B | IC | SB | 1.8 | 1.8 | 1.8 |  | 1 | 1998 | NG BLQ BLQ BLQ BLQ BLQ: DFO; N N N N N N: N; Y N Y Y Y Y: N | Y | S |  | N | Commercial Non-CHP | 4 |  | N | N
18050 | State Farm Mutual Auto Ins Co | 55390 | State Farm Insur Support Center Central | TX | Dallas | 3A | IC | SB | 1.8 | 1.8 | 1.8 |  | 1 | 1998 | NG BLQ BLQ BLQ BLQ BLQ: DFO; N N N N N N: N; Y N Y Y Y Y: N | Y | S |  | N | Commercial Non-CHP | 4 |  | N | N
18050 | State Farm Mutual Auto Ins Co | 55390 | State Farm Insur Support Center Central | TX | Dallas | 3B | IC | SB | 1.8 | 1.8 | 1.8 |  | 1 | 1998 | NG BLQ BLQ BLQ BLQ BLQ: DFO; N N N N N N: N; Y N Y Y Y Y: N | Y | S |  | N | Commercial Non-CHP | 4 |  | N | N
18050 | State Farm Mutual Auto Ins Co | 55390 | State Farm Insur Support Center Central | TX | Dallas | 4A | IC | SB | 1.8 | 1.8 | 1.8 |  | 1 | 1998 | NG BLQ BLQ BLQ BLQ BLQ: DFO; N N N N N N: N; Y N Y Y Y Y: N | Y | S |  | N | Commercial Non-CHP | 4 |  | N | N
18050 | State Farm Mutual Auto Ins Co | 55390 | State Farm Insur Support Center Central | TX | Dallas | 4B | IC | SB | 1.8 | 1.8 | 1.8 |  | 1 | 1998 | NG BLQ BLQ BLQ BLQ BLQ: DFO; N N N N N N: N; Y N Y Y Y Y: N | Y | S |  | N | Commercial Non-CHP | 4 |  | N | N
18065 | Smithfield Packing Co-Wilson | 56035 | Smithfield Packing Wilson | NC | WILSON | 1 | IC | SB | 1.4 | 1.3 | 1.3 |  | 2 | 2002 | NG BLQ BLQ BLQ BLQ BLQ: DFO; N N N N N N: N; Y N Y Y Y Y: N | Y | S |  | Y | Industrial CHP | 7 | T |  | N | [17 empty] | N
18065 | Smithfield Packing Co-Wilson | 56035 | Smithfield Packing Wilson | NC | WILSON | 2 | IC | SB | 1.4 | 1.3 | 1.3 |  | 2 | 2002 | NG BLQ BLQ BLQ BLQ BLQ: DFO; N N N N N N: N; Y N Y Y Y Y: N | Y | S |  | Y | Industrial CHP | 7 | T |  | N | [17 empty] | N
18086 | City of Sterling - (KS) | 1326 | Sterling | KS | Rice | 1 | IC | OP | 1.5 | 1.3 | 1.3 |  | 8 | 1962 | NG BLQ BLQ BLQ BLQ BLQ: DFO; NG WDS WDS WDS WDS WDS: NG; N N N N N N: Y; Y N Y Y Y Y: Y |  | S |  | N | Electric Utility | 1 |  | N | N | [17 empty] | N
18086 | City of Sterling - (KS) | 1326 | Sterling | KS | Rice | 2 | IC | OP | 0.5 | 0.4 | 0.4 |  | 8 | 1950 | NG BLQ BLQ BLQ BLQ BLQ: DFO; NG WDS WDS WDS WDS WDS: NG; N N N N N N: Y; Y N Y Y Y Y: Y |  | S |  | N | Electric Utility | 1 |  | N | N | [17 empty] | N
18086 | City of Sterling - (KS) | 1326 | Sterling | KS | Rice | 3 | IC | OP | 3 | 2.2 | 2.2 |  | 11 | 1972 | NG BLQ BLQ BLQ BLQ BLQ: DFO; NG WDS WDS WDS WDS WDS: NG; N N N N N N: Y; Y N Y Y Y Y: Y |  | S |  | N | Electric Utility | 1 |  | N | N | [17 empty] | N
18086 | City of Sterling - (KS) | 1326 | Sterling | KS | Rice | 4 | IC | OP | 1.1 | 0.8 | 0.8 |  | 7 | 1955 | NG BLQ BLQ BLQ BLQ BLQ: DFO; NG WDS WDS WDS WDS WDS: NG; N N N N N N: Y; Y N Y Y Y Y: Y |  | S |  | N | Electric Utility | 1 |  | N | N | [17 empty] | N
18086 | City of Sterling - (KS) | 1326 | Sterling | KS | Rice | 5 | IC | OP | 1.4 | 1.2 | 1.2 |  | 6 | 2002 | NG BLQ BLQ BLQ BLQ BLQ: DFO; NG WDS WDS WDS WDS WDS: NG; N N N N N N: Y; Y N Y Y Y Y: Y |  | S |  | N | Electric Utility | 1 |  | N | N | [17 empty] | N
18086 | City of Sterling - (KS) | 1326 | Sterling | KS | Rice | 6 | IC | OP | 1.4 | 1.2 | 1.2 |  | 6 | 2002 | NG BLQ BLQ BLQ BLQ BLQ: DFO; NG WDS WDS WDS WDS WDS: NG; N N N N N N: Y; Y N Y Y Y Y: Y |  | S |  | N | Electric Utility | 1 |  | N | N | [17 empty] | N
18086 | City of Sterling - (KS) | 1326 | Sterling | KS | Rice | 7 | IC | OP | 1.4 | 1.2 | 1.2 |  | 6 | 2002 | NG BLQ BLQ BLQ BLQ BLQ: DFO; NG WDS WDS WDS WDS WDS: NG; N N N N N N: Y; Y N Y Y Y Y: Y |  | S |  | N | Electric Utility | 1 |  | N | N | [17 empty] | N
18121 | Stillwater Associates | 50513 | Stillwater Reservoir Hydro | NY | Herkimer | GEN1 | HY | OP | 1.8 | 2.5 | 2.5 |  | 1 | 1992 | NG BLQ BLQ BLQ BLQ BLQ: WAT; N N N N N N: N; Y N Y Y Y Y: Y |  | S |  | N | IPP Non-CHP | 2 |  | N | N
18125 | Stillwater Utilities Authority | 3000 | Boomer Lake Station | OK | Payne | 1 | ST | OP | 10 | 10.9 | 10.9 |  | 9 | 1956 | NG BLQ BLQ BLQ BLQ BLQ: NG; N N N N N N: N; Y N Y Y Y Y: Y |  | S |  | N | Electric Utility | 1 |  | N | N | [17 empty] | N | [6 empty] | NG
18125 | Stillwater Utilities Authority | 3000 | Boomer Lake Station | OK | Payne | 2 | ST | OP | 12.7 | 12.9 | 12.9 |  | 6 | 1959 | NG BLQ BLQ BLQ BLQ BLQ: NG; N N N N N N: N; Y N Y Y Y Y: Y |  | S |  | N | Electric Utility | 1 |  | N | N | [17 empty] | N | [6 empty] | NG
18125 | Stillwater Utilities Authority | 3000 | Boomer Lake Station | OK | Payne | 3 | IC | OP | 2 | 2 | 2 |  | 5 | 2004 | NG BLQ BLQ BLQ BLQ BLQ: DFO; N N N N N N: N; Y N Y Y Y Y: Y |  | S |  | N | Electric Utility | 1 |  | N | N | [17 empty] | N
18125 | Stillwater Utilities Authority | 3000 | Boomer Lake Station | OK | Payne | 4 | IC | OP | 2 | 2 | 2 |  | 5 | 2004 | NG BLQ BLQ BLQ BLQ BLQ: DFO; N N N N N N: N; Y N Y Y Y Y: Y |  | S |  | N | Electric Utility | 1 |  | N | N | [17 empty] | N
18125 | Stillwater Utilities Authority | 3000 | Boomer Lake Station | OK | Payne | 5 | IC | OP | 2 | 2 | 2 |  | 5 | 2004 | NG BLQ BLQ BLQ BLQ BLQ: DFO; N N N N N N: N; Y N Y Y Y Y: Y |  | S |  | N | Electric Utility | 1 |  | N | N | [17 empty] | N
18125 | Stillwater Utilities Authority | 55987 | Stillwater Water Treatment Plant | OK | Payne | 6 | IC | OP | 2 | 2 | 2 |  | 9 | 2003 | NG BLQ BLQ BLQ BLQ BLQ: DFO; N N N N N N: N; Y N Y Y Y Y: Y |  | S |  | N | Electric Utility | 1 |  | N | N | [17 empty] | N
18137 | City of Stockton - (KS) | 1327 | Stockton | KS | ROOKS | 1 | IC | OP | 1.1 | 1 | 1 |  | 7 | 1967 | NG BLQ BLQ BLQ BLQ BLQ: NG; NG WDS WDS WDS WDS WDS: DFO; N N N N N N: Y; Y N Y Y Y Y: Y | Y | S |  | N | Electric Utility | 1 |  | N | N | [12 empty] | N |  |  |  |  | N
18137 | City of Stockton - (KS) | 1327 | Stockton | KS | ROOKS | 2 | IC | OP | 1.1 | 1 | 1 |  | 5 | 1962 | NG BLQ BLQ BLQ BLQ BLQ: NG; NG WDS WDS WDS WDS WDS: DFO; N N N N N N: Y; Y N Y Y Y Y: Y | Y | S |  | N | Electric Utility | 1 |  | N | N | [12 empty] | N |  |  |  |  | N
18137 | City of Stockton - (KS) | 1327 | Stockton | KS | ROOKS | 3 | IC | OP | 2 | 1.7 | 1.7 |  | 7 | 1971 | NG BLQ BLQ BLQ BLQ BLQ: NG; NG WDS WDS WDS WDS WDS: DFO; N N N N N N: Y; Y N Y Y Y Y: Y | Y | S |  | N | Electric Utility | 1 |  | N | N | [12 empty] | N |  |  |  |  | N
18137 | City of Stockton - (KS) | 1327 | Stockton | KS | ROOKS | 4 | IC | OP | 0.5 | 0.5 | 0.5 |  | 5 | 1951 | NG BLQ BLQ BLQ BLQ BLQ: NG; NG WDS WDS WDS WDS WDS: DFO; N N N N N N: Y; Y N Y Y Y Y: Y | Y | S |  | N | Electric Utility | 1 |  | N | N | [12 empty] | N |  |  |  |  | N
18137 | City of Stockton - (KS) | 1327 | Stockton | KS | ROOKS | 5 | IC | OP | 1.3 | 1.2 | 1.2 |  | 7 | 1955 | NG BLQ BLQ BLQ BLQ BLQ: NG; NG WDS WDS WDS WDS WDS: DFO; N N N N N N: Y; Y N Y Y Y Y: Y | Y | S |  | N | Electric Utility | 1 |  | N | N | [12 empty] | N |  |  |  |  | N
18147 | RockTenn-Hopewell | 50813 | Hopewell Mill | VA | Hopewell City | GEN1 | ST | OP | 47.6 | 40.7 | 40.7 |  | 12 | 1980 | BLQ | WDS | BIT | RFO | DFO |  | Y | Y |  | S |  | Y | Industrial CHP | 7 | B | N | N | [17 empty] | N | N | [5 empty] | RFO
18153 | RockTenn-Uncasville | 50801 | Uncasville Mill | CT | New London | GEN1 | ST | OP | 2.8 | 1.3 | 1.7 |  | 6 | 1990 | [9 empty] | S |  | Y | Industrial CHP | 7 | T |  | N | [17 empty] | N | bar: NG BLQ BLQ BLQ BLQ BLQ; N N N N N N to Y N Y Y Y Y
18155 | RockTenn-Stone Container Corp | 50810 | Stone Container Hodge | LA | JACKSON | NO 4 | ST | SB | 3 | 3 | 3 |  | 1 | 1938 | NG | BLQ | WDS |  |  |  | N | N | N | S |  | Y | Industrial CHP | 7 | T |  | N | [17 empty] | N
18155 | RockTenn-Stone Container Corp | 50810 | Stone Container Hodge | LA | JACKSON | NO 6 | ST | SB | 5 | 5 | 5 |  | 12 | 1952 | NG | BLQ | WDS |  |  |  | N | N | N | S |  | Y | Industrial CHP | 7 | T |  | N | [17 empty] | N
18155 | RockTenn-Stone Container Corp | 50810 | Stone Container Hodge | LA | JACKSON | NO 7 | ST | OP | 15.6 | 15.6 | 15.6 |  | 8 | 1957 | NG | BLQ | WDS |  |  |  | N | N |  | S |  | Y | Industrial CHP | 7 | T |  | N | [17 empty] | N
18155 | RockTenn-Stone Container Corp | 50810 | Stone Container Hodge | LA | JACKSON | NO 8 | ST | OP | 27.5 | 27.5 | 27.5 |  | 8 | 1972 | NG | BLQ | WDS |  |  |  | N | N |  | S |  | Y | Industrial CHP | 7 | T |  | N | [17 empty] | N
18155 | RockTenn-Stone Container Corp | 50810 | Stone Container Hodge | LA | JACKSON | NO 9 | ST | OP | 23.3 | 23.3 | 23.3 |  | 10 | 1972 | [9 empty] | S |  | Y | Industrial CHP | 7 | T |  | N | [17 empty] | N | bar: NG BLQ BLQ BLQ BLQ BLQ; N N N N N N to Y N Y Y Y Y
18157 | Stone Container Corp-Panama Ci | 50807 | Stone Container Panama City Mill | FL | Bay | GEN3 | ST | OP | 4 | 4 | 4 |  | 5 | 1930 | BLQ | NG | RFO |  |  |  | Y | Y |  | S |  | Y | Industrial CHP | 7 | B | N | N | [17 empty] | N | [6 empty] | NG
18157 | Stone Container Corp-Panama Ci | 50807 | Stone Container Panama City Mill | FL | Bay | GEN4 | ST | OP | 10 | 10 | 10 |  | 3 | 1949 | BLQ | NG | RFO |  |  |  | Y | Y |  | S |  | Y | Industrial CHP | 7 | B | N | N | [17 empty] | N | [6 empty] | NG
18157 | Stone Container Corp-Panama Ci | 50807 | Stone Container Panama City Mill | FL | Bay | GEN6 | ST | OP | 20 | 21.8 | 21.8 |  | 3 | 1956 | WDS | NG | RFO | BIT |  |  | Y | Y |  | S |  | Y | Industrial CHP | 7 | B | N | N | [17 empty] | N | [6 empty] | NG
18158 | RockTenn CP LLC Coshocton | 50811 | RockTenn Coshocton Mill | OH | COSHOCTON | GEN1 | ST | OP | 16.5 | 12 | 14.2 |  | 11 | 1981 | WDS | NG | SLW |  |  |  | Y | N |  | W |  | Y | Industrial CHP | 7 | T |  | N | [17 empty] | N | [6 empty] | NG
18162 | RockTenn-Florence | 50806 | Florence Mill | SC | Florence | GEN1 | ST | OP | 12.5 | 12.5 | 12.5 |  | 11 | 1963 | BLQ | WDS | RFO | NG |  |  | Y | N |  | S |  | Y | Industrial CHP | 7 | T | N | N | [17 empty] | N
18162 | RockTenn-Florence | 50806 | Florence Mill | SC | Florence | GEN2 | ST | OP | 16 | 16 | 16 |  | 11 | 1974 | BLQ | WDS | RFO | NG |  |  | Y | N |  | S |  | Y | Industrial CHP | 7 | T | N | N | [17 empty] | N
18162 | RockTenn-Florence | 50806 | Florence Mill | SC | Florence | GEN3 | ST | OP | 79.1 | 74.8 | 74.8 |  | 3 | 1987 | WDS | BIT | RFO | NG |  |  | Y | Y |  | S |  | Y | Industrial CHP | 7 | T | N | N | [17 empty] | N | N | [5 empty] | NG
18166 | Sun Trust Plaza Associates LLC | 54845 | Sun Trust Plaza | GA | Fulton | EG-1 | IC | SB | 1.2 | 1 | 1 |  | 1 | 1994 | NG BLQ BLQ BLQ BLQ BLQ: DFO; N N N N N N: N; Y N Y Y Y Y: N | Y | S |  | N | Commercial Non-CHP | 4 |  | N | N | [17 empty] | N
18166 | Sun Trust Plaza Associates LLC | 54845 | Sun Trust Plaza | GA | Fulton | EG-2 | IC | SB | 1.2 | 1 | 1 |  | 1 | 1994 | NG BLQ BLQ BLQ BLQ BLQ: DFO; N N N N N N: N; Y N Y Y Y Y: N | Y | S |  | N | Commercial Non-CHP | 4 |  | N | N | [17 empty] | N
18177 | City of Story City - (IA) | 1188 | Story City | IA | Story | 1 | IC | OP | 1.3 | 1.3 | 1.3 |  | 1 | 1964 | NG BLQ BLQ BLQ BLQ BLQ: DFO; NG WDS WDS WDS WDS WDS: NG; N N N N N N: N; Y N Y Y Y Y: Y |  | S |  | N | Electric Utility | 1 |  | N | N | [17 empty] | N
18177 | City of Story City - (IA) | 1188 | Story City | IA | Story | 2 | IC | OP | 2 | 2 | 2 |  | 1 | 1972 | NG BLQ BLQ BLQ BLQ BLQ: DFO; NG WDS WDS WDS WDS WDS: NG; N N N N N N: N; Y N Y Y Y Y: Y |  | S |  | N | Electric Utility | 1 |  | N | N | [17 empty] | N
18177 | City of Story City - (IA) | 1188 | Story City | IA | Story | 4A | IC | OP | 3.5 | 3.1 | 3.2 |  | 5 | 2003 | NG BLQ BLQ BLQ BLQ BLQ: DFO; NG WDS WDS WDS WDS WDS: NG; N N N N N N: N; Y N Y Y Y Y: Y |  | S |  | N | Electric Utility | 1 |  | N | N | [17 empty] | N
18177 | City of Story City - (IA) | 1188 | Story City | IA | Story | 5A | IC | OP | 3.1 | 3.1 | 3.1 |  | 3 | 1993 | NG BLQ BLQ BLQ BLQ BLQ: DFO; NG WDS WDS WDS WDS WDS: NG; N N N N N N: N; Y N Y Y Y Y: Y |  | S |  | N | Electric Utility | 1 |  | N | N | [17 empty] | N
18177 | City of Story City - (IA) | 1188 | Story City | IA | Story | 6 | IC | OP | 2 | 2 | 2 |  | 1 | 1978 | NG BLQ BLQ BLQ BLQ BLQ: DFO; NG WDS WDS WDS WDS WDS: NG; N N N N N N: N; Y N Y Y Y Y: Y |  | S |  | N | Electric Utility | 1 |  | N | N | [17 empty] | N
18177 | City of Story City - (IA) | 1188 | Story City | IA | Story | 7 | IC | OP | 2 | 2 | 2 |  | 1 | 1978 | NG BLQ BLQ BLQ BLQ BLQ: DFO; NG WDS WDS WDS WDS WDS: NG; N N N N N N: N; Y N Y Y Y Y: Y |  | S |  | N | Electric Utility | 1 |  | N | N | [17 empty] | N
18194 | STS Hydropower Ltd | 50435 | Sugarloaf Hydro Plant | CO | Lake | SUG1 | HY | OP | 2.5 | 2.5 | 2.5 |  | 11 | 1985 | NG BLQ BLQ BLQ BLQ BLQ: WAT; N N N N N N: N; Y N Y Y Y Y: Y |  | S | 0 | N | IPP Non-CHP | 2 |  | N | N
18194 | STS Hydropower Ltd | 54653 | Kanaka | CA | Mendocino | KAN1 | HY | OP | 1.1 | 1.1 | 1.1 |  | 12 | 1988 | NG BLQ BLQ BLQ BLQ BLQ: WAT; N N N N N N: N; Y N Y Y Y Y: Y |  | S | 0 | N | IPP Non-CHP | 2 |  | N | N
18194 | STS Hydropower Ltd | 54654 | Kekawaka Power House | CA | Mendocino | KEK1 | HY | OP | 4.9 | 4.9 | 4.9 |  | 12 | 1989 | NG BLQ BLQ BLQ BLQ BLQ: WAT; N N N N N N: N; Y N Y Y Y Y: Y |  | S | 0 | N | IPP Non-CHP | 2 |  | N | N
18194 | STS Hydropower Ltd | 54969 | Dixon Hydroelectric Dam | IL | Lee | 1 | HY | OP | 0.6 | 0.6 | 0.6 |  | 6 | 1925 | NG BLQ BLQ BLQ BLQ BLQ: WAT; N N N N N N: N; Y N Y Y Y Y: Y |  | S | 0 | N | IPP Non-CHP | 2 |  | N | N
18194 | STS Hydropower Ltd | 54969 | Dixon Hydroelectric Dam | IL | Lee | 2 | HY | OP | 0.6 | 0.6 | 0.6 |  | 6 | 1925 | NG BLQ BLQ BLQ BLQ BLQ: WAT; N N N N N N: N; Y N Y Y Y Y: Y |  | S | 0 | N | IPP Non-CHP | 2 |  | N | N
18194 | STS Hydropower Ltd | 54969 | Dixon Hydroelectric Dam | IL | Lee | 3 | HY | OP | 0.6 | 0.6 | 0.6 |  | 6 | 1925 | NG BLQ BLQ BLQ BLQ BLQ: WAT; N N N N N N: N; Y N Y Y Y Y: Y |  | S | 0 | N | IPP Non-CHP | 2 |  | N | N
18194 | STS Hydropower Ltd | 54969 | Dixon Hydroelectric Dam | IL | Lee | 4 | HY | OP | 0.6 | 0.6 | 0.6 |  | 6 | 1925 | NG BLQ BLQ BLQ BLQ BLQ: WAT; N N N N N N: N; Y N Y Y Y Y: Y |  | S | 0 | N | IPP Non-CHP | 2 |  | N | N
18194 | STS Hydropower Ltd | 54969 | Dixon Hydroelectric Dam | IL | Lee | 5 | HY | OP | 0.6 | 0.6 | 0.6 |  | 6 | 1925 | NG BLQ BLQ BLQ BLQ BLQ: WAT; N N N N N N: N; Y N Y Y Y Y: Y |  | S | 0 | N | IPP Non-CHP | 2 |  | N | N
18204 | City of Strawberry Point | 7926 | South Strawberry | IA | CLAYTON | 1A | IC | OP | 1.8 | 1.8 | 1.8 |  | 1 | 2002 | NG BLQ BLQ BLQ BLQ BLQ: DFO; N N N N N N: N; Y N Y Y Y Y: Y |  | S |  | N | Electric Utility | 1 |  | N | N | [17 empty] | N
18204 | City of Strawberry Point | 7926 | South Strawberry | IA | CLAYTON | 2A | IC | OP | 1.8 | 1.8 | 1.8 |  | 1 | 2002 | NG BLQ BLQ BLQ BLQ BLQ: DFO; N N N N N N: N; Y N Y Y Y Y: Y |  | S |  | N | Electric Utility | 1 |  | N | N | [17 empty] | N
18205 | Strawberry Water Users Assn | 3691 | Spanish Fork | UT | Utah | 1 | HY | OP | 1.7 | 1.7 | 1.7 |  | 10 | 1983 | NG BLQ BLQ BLQ BLQ BLQ: WAT; N N N N N N: N; Y N Y Y Y Y: Y |  | S |  | N | Electric Utility | 1 |  | N | N | [17 empty] | N
18205 | Strawberry Water Users Assn | 3691 | Spanish Fork | UT | Utah | 2 | HY | OP | 1.7 | 1.7 | 1.7 |  | 10 | 1983 | NG BLQ BLQ BLQ BLQ BLQ: WAT; N N N N N N: N; Y N Y Y Y Y: Y |  | S |  | N | Electric Utility | 1 |  | N | N | [17 empty] | N
18205 | Strawberry Water Users Assn | 3691 | Spanish Fork | UT | Utah | 3 | HY | OP | 0.2 | 0.2 | 0.2 |  | 10 | 1937 | NG BLQ BLQ BLQ BLQ BLQ: WAT; N N N N N N: N; Y N Y Y Y Y: Y |  | S |  | N | Electric Utility | 1 |  | N | N | [17 empty] | N
18230 | City of Stuart - (NE) | 2305 | Stuart | NE | Holt | 1 | IC | OP | 0.7 | 0.7 | 0.7 |  | 1 | 1952 | NG BLQ BLQ BLQ BLQ BLQ: DFO; NG WDS WDS WDS WDS WDS: NG; N N N N N N: N; Y N Y Y Y Y: Y |  | S |  | N | Electric Utility | 1 |  | N | N
18230 | City of Stuart - (NE) | 2305 | Stuart | NE | Holt | 2 | IC | OP | 0.2 | 0.2 | 0.2 |  | 1 | 1960 | NG BLQ BLQ BLQ BLQ BLQ: DFO; N N N N N N: N; Y N Y Y Y Y: Y |  | S |  | N | Electric Utility | 1 |  | N | N
18230 | City of Stuart - (NE) | 2305 | Stuart | NE | Holt | 3 | IC | OP | 0.2 | 0.2 | 0.2 |  | 1 | 1952 | NG BLQ BLQ BLQ BLQ BLQ: DFO; N N N N N N: N; Y N Y Y Y Y: Y |  | S |  | N | Electric Utility | 1 |  | N | N
18230 | City of Stuart - (NE) | 2305 | Stuart | NE | Holt | 5 | IC | OP | 0.8 | 0.8 | 0.8 |  | 8 | 1997 | NG BLQ BLQ BLQ BLQ BLQ: DFO; N N N N N N: N; Y N Y Y Y Y: Y |  | S |  | N | Electric Utility | 1 |  | N | N
18231 | City of Stuart - (IA) | 1190 | Stuart | IA | Guthrie | 1 | IC | OP | 0.6 | 0.6 | 0.6 |  | 2 | 1956 | NG BLQ BLQ BLQ BLQ BLQ: DFO; NG WDS WDS WDS WDS WDS: NG; N N N N N N: Y; Y N Y Y Y Y: Y |  | S |  | N | Electric Utility | 1 |  |  | N | [17 empty] | N
18231 | City of Stuart - (IA) | 1190 | Stuart | IA | Guthrie | 2 | IC | OP | 1.1 | 1.1 | 1.1 |  | 6 | 1968 | NG BLQ BLQ BLQ BLQ BLQ: DFO; NG WDS WDS WDS WDS WDS: NG; N N N N N N: Y; Y N Y Y Y Y: Y |  | S |  | N | Electric Utility | 1 |  |  | N | [17 empty] | N
18231 | City of Stuart - (IA) | 1190 | Stuart | IA | Guthrie | 4 | IC | OP | 1.1 | 1 | 1 |  | 10 | 1964 | NG BLQ BLQ BLQ BLQ BLQ: DFO; NG WDS WDS WDS WDS WDS: NG; N N N N N N: Y; Y N Y Y Y Y: Y |  | S |  | N | Electric Utility | 1 |  |  | N | [17 empty] | N
18231 | City of Stuart - (IA) | 7857 | Gilliam South | IA | Adair | 1 | IC | OP | 1.8 | 1.7 | 1.8 |  | 2 | 2001 | NG BLQ BLQ BLQ BLQ BLQ: DFO; N N N N N N: N; Y N Y Y Y Y: Y |  | S |  | N | Electric Utility | 1 | [20 empty] | N
18231 | City of Stuart - (IA) | 7857 | Gilliam South | IA | Adair | 7 | IC | OP | 2.5 | 2.3 | 2.3 |  | 4 | 2012 | NG BLQ BLQ BLQ BLQ BLQ: DFO; N N N N N N: N; Y N Y Y Y Y: Y |  | S |  | N | Electric Utility | 1 | [20 empty] | N
18232 | STS HydroPower Ltd-Schoolfield Dam | 54655 | Schoolfield Dam | VA | Pittsylvania | SCH1 | HY | OP | 1.5 | 1.5 | 1.5 |  | 10 | 1990 | NG BLQ BLQ BLQ BLQ BLQ: WAT; N N N N N N: N; Y N Y Y Y Y: Y |  | S |  | N | IPP Non-CHP | 2 |  | N | N | [17 empty] | N
18232 | STS HydroPower Ltd-Schoolfield Dam | 54655 | Schoolfield Dam | VA | Pittsylvania | SCH2 | HY | OP | 1.5 | 1.5 | 1.5 |  | 11 | 1990 | NG BLQ BLQ BLQ BLQ BLQ: WAT; N N N N N N: N; Y N Y Y Y Y: Y |  | S |  | N | IPP Non-CHP | 2 |  | N | N
18232 | STS HydroPower Ltd-Schoolfield Dam | 54655 | Schoolfield Dam | VA | Pittsylvania | SCH3 | HY | OP | 1.5 | 1.5 | 1.5 |  | 12 | 1990 | NG BLQ BLQ BLQ BLQ BLQ: WAT; N N N N N N: N; Y N Y Y Y Y: Y |  | S |  | N | IPP Non-CHP | 2 |  | N | N
18252 | City of Sturgis | 1855 | Sturgis City Diesel Plant | MI | SAINT JOSEPH | 6 | IC | OP | 6 | 6 | 6 |  | 12 | 1981 | NG BLQ BLQ BLQ BLQ BLQ: NG; NG WDS WDS WDS WDS WDS: DFO; N N N N N N: Y; Y N Y Y Y Y: Y |  | S |  | N | Electric Utility | 1 |  |  | N | [12 empty] | N |  |  |  |  | N
18252 | City of Sturgis | 1856 | Hydro Plant | MI | St Joseph | 1 | HY | OP | 0.4 | 0.4 | 0.4 |  | 9 | 1911 | NG BLQ BLQ BLQ BLQ BLQ: WAT; N N N N N N: N; Y N Y Y Y Y: N |  | S |  | N | Electric Utility | 1 |  | N | N | [12 empty] | N |  |  |  |  | N
18252 | City of Sturgis | 1856 | Hydro Plant | MI | St Joseph | 2 | HY | OP | 0.4 | 0.4 | 0.4 |  | 9 | 1911 | NG BLQ BLQ BLQ BLQ BLQ: WAT; N N N N N N: N; Y N Y Y Y Y: N |  | S |  | N | Electric Utility | 1 |  | N | N | [12 empty] | N |  |  |  |  | N
18252 | City of Sturgis | 1856 | Hydro Plant | MI | St Joseph | 3 | HY | OP | 0.7 | 0.7 | 0.7 |  | 4 | 1983 | NG BLQ BLQ BLQ BLQ BLQ: WAT; N N N N N N: N; Y N Y Y Y Y: N |  | S |  | N | Electric Utility | 1 |  | N | N | [12 empty] | N |  |  |  |  | N
18252 | City of Sturgis | 1856 | Hydro Plant | MI | St Joseph | 4 | HY | OP | 0.7 | 0.7 | 0.7 |  | 4 | 1983 | NG BLQ BLQ BLQ BLQ BLQ: WAT; N N N N N N: N; Y N Y Y Y Y: N |  | S |  | N | Electric Utility | 1 |  | N | N | [12 empty] | N |  |  |  |  | N
18277 | City of Sullivan - (IL) | 969 | Sullivan | IL | Moultrie | 1 | IC | SB | 4.3 | 4.3 | 4.3 |  | 12 | 1974 | NG BLQ BLQ BLQ BLQ BLQ: DFO; NG WDS WDS WDS WDS WDS: NG; N N N N N N: Y; Y N Y Y Y Y: N | Y | S |  | N | Electric Utility | 1 |  | N | N | [17 empty] | N
18277 | City of Sullivan - (IL) | 969 | Sullivan | IL | Moultrie | 10 | IC | SB | 2.4 | 2.2 | 2.4 |  | 6 | 1971 | NG BLQ BLQ BLQ BLQ BLQ: DFO; NG WDS WDS WDS WDS WDS: NG; N N N N N N: Y; Y N Y Y Y Y: N | Y | S |  | N | Electric Utility | 1 |  | N | N | [17 empty] | N
18277 | City of Sullivan - (IL) | 969 | Sullivan | IL | Moultrie | 11 | IC | SB | 2 | 2 | 2 |  | 2 | 1996 | NG BLQ BLQ BLQ BLQ BLQ: DFO; NG WDS WDS WDS WDS WDS: NG; N N N N N N: Y; Y N Y Y Y Y: N | Y | S |  | N | Electric Utility | 1 |  | N | N | [17 empty] | N
18277 | City of Sullivan - (IL) | 969 | Sullivan | IL | Moultrie | 12 | IC | SB | 1.1 | 1 | 1 |  | 2 | 1996 | NG BLQ BLQ BLQ BLQ BLQ: DFO; NG WDS WDS WDS WDS WDS: NG; N N N N N N: Y; Y N Y Y Y Y: N | Y | S |  | N | Electric Utility | 1 |  | N | N | [17 empty] | N
18277 | City of Sullivan - (IL) | 969 | Sullivan | IL | Moultrie | 13 | IC | OP | 2.3 | 2.3 | 2.3 |  | 11 | 2012 | NG BLQ BLQ BLQ BLQ BLQ: DFO; N N N N N N: N; Y N Y Y Y Y: N |  | S |  | N | Electric Utility | 1
18277 | City of Sullivan - (IL) | 969 | Sullivan | IL | Moultrie | 14 | IC | OP | 2.3 | 2.3 | 2.3 |  | 11 | 2012 | NG BLQ BLQ BLQ BLQ BLQ: DFO; N N N N N N: N; Y N Y Y Y Y: N |  | S |  | N | Electric Utility | 1
18277 | City of Sullivan - (IL) | 969 | Sullivan | IL | Moultrie | 15 | IC | OP | 2.3 | 2.3 | 2.3 |  | 11 | 2012 | NG BLQ BLQ BLQ BLQ BLQ: DFO; N N N N N N: N; Y N Y Y Y Y: N |  | S |  | N | Electric Utility | 1
18277 | City of Sullivan - (IL) | 969 | Sullivan | IL | Moultrie | 2 | IC | SB | 2 | 2 | 2 |  | 11 | 1961 | NG BLQ BLQ BLQ BLQ BLQ: DFO; NG WDS WDS WDS WDS WDS: NG; N N N N N N: Y; Y N Y Y Y Y: N | Y | S |  | N | Electric Utility | 1 |  | N | N | [17 empty] | N
18277 | City of Sullivan - (IL) | 969 | Sullivan | IL | Moultrie | 3 | IC | SB | 1.5 | 1.3 | 1.5 |  | 11 | 1956 | NG BLQ BLQ BLQ BLQ BLQ: DFO; NG WDS WDS WDS WDS WDS: NG; N N N N N N: Y; Y N Y Y Y Y: N | Y | S |  | N | Electric Utility | 1 |  | N | N | [17 empty] | N
18277 | City of Sullivan - (IL) | 969 | Sullivan | IL | Moultrie | 4 | IC | SB | 1.1 | 0.9 | 1.1 |  | 5 | 1951 | NG BLQ BLQ BLQ BLQ BLQ: DFO; NG WDS WDS WDS WDS WDS: NG; N N N N N N: Y; Y N Y Y Y Y: N | Y | S |  | N | Electric Utility | 1 |  | N | N | [17 empty] | N
18277 | City of Sullivan - (IL) | 969 | Sullivan | IL | Moultrie | 5 | IC | SB | 1.1 | 1.1 | 1.1 |  | 9 | 1948 | NG BLQ BLQ BLQ BLQ BLQ: DFO; N N N N N N: N; Y N Y Y Y Y: N | Y | S |  | N | Electric Utility | 1 |  | N | N | [17 empty] | N
18277 | City of Sullivan - (IL) | 969 | Sullivan | IL | Moultrie | 6 | IC | SB | 0.6 | 0.6 | 0.6 |  | 6 | 1946 | NG BLQ BLQ BLQ BLQ BLQ: DFO; NG WDS WDS WDS WDS WDS: NG; N N N N N N: Y; Y N Y Y Y Y: N | Y | S |  | N | Electric Utility | 1 |  | N | N | [17 empty] | N
18277 | City of Sullivan - (IL) | 969 | Sullivan | IL | Moultrie | 9 | IC | SB | 2.4 | 2.2 | 2.4 |  | 6 | 1971 | NG BLQ BLQ BLQ BLQ BLQ: DFO; NG WDS WDS WDS WDS WDS: NG; N N N N N N: Y; Y N Y Y Y Y: N | Y | S |  | N | Electric Utility | 1 |  | N | N | [17 empty] | N
18301 | City of Sumner - (IA) | 1191 | Sumner | IA | BREMER | 1 | IC | OP | 2.6 | 2.6 | 2.6 |  | 12 | 1972 | NG BLQ BLQ BLQ BLQ BLQ: NG; NG WDS WDS WDS WDS WDS: DFO; N N N N N N: N; Y N Y Y Y Y: Y |  | S |  | N | Electric Utility | 1 |  | N | N | [17 empty] | N
18301 | City of Sumner - (IA) | 1191 | Sumner | IA | BREMER | 2 | IC | OP | 1.2 | 1.1 | 1.1 |  | 8 | 1956 | NG BLQ BLQ BLQ BLQ BLQ: NG; NG WDS WDS WDS WDS WDS: DFO; N N N N N N: N; Y N Y Y Y Y: Y |  | S |  | N | Electric Utility | 1 |  | N | N | [17 empty] | N
18301 | City of Sumner - (IA) | 1191 | Sumner | IA | BREMER | 6 | IC | OP | 1.8 | 1.8 | 1.8 |  | 7 | 1999 | NG BLQ BLQ BLQ BLQ BLQ: DFO; N N N N N N: N; Y N Y Y Y Y: Y |  | S |  | N | Electric Utility | 1 |  | N | N | [17 empty] | N
18315 | Sunflower Electric Power Corp | 108 | Holcomb | KS | Finney | 1 | ST | OP | 348.7 | 358.8 | 358.8 |  | 8 | 1983 | NG BLQ BLQ BLQ BLQ BLQ: SUB; NG WDS WDS WDS WDS WDS: NG; N N N N N N: N; Y N Y Y Y Y: Y |  | S |  | N | Electric Utility | 1 |  |  | N | [17 empty] | N | Y |  | Y |  |  |  | NG
18315 | Sunflower Electric Power Corp | 1230 | Cimarron River | KS | Seward | 1 | ST | OP | 50 | 60 | 60 |  | 10 | 1963 | NG BLQ BLQ BLQ BLQ BLQ: NG; N N N N N N: N; Y N Y Y Y Y: Y |  | W |  | N | Electric Utility | 1 |  |  | N | [17 empty] | N
18315 | Sunflower Electric Power Corp | 1230 | Cimarron River | KS | Seward | 2 | GT | OP | 15 | 14.9 | 14.9 |  | 2 | 1968 | NG BLQ BLQ BLQ BLQ BLQ: NG; N N N N N N: N; Y N Y Y Y Y: Y |  | W |  | N | Electric Utility | 1 |  |  | N | [17 empty] | N
18315 | Sunflower Electric Power Corp | 1233 | Fort Dodge | KS | Ford | 4 | ST | OP | 149 | 147.8 | 147.8 |  | 6 | 1969 | NG BLQ BLQ BLQ BLQ BLQ: NG; NG WDS WDS WDS WDS WDS: RFO; N N N N N N: N; Y N Y Y Y Y: Y |  | W |  | N | Electric Utility | 1 |  |  | N | [17 empty] | N | [6 empty] | NG
18315 | Sunflower Electric Power Corp | 1235 | Great Bend | KS | Barton | 3 | ST | OP | 81.6 | 100.6 | 100.6 |  | 6 | 1963 | NG BLQ BLQ BLQ BLQ BLQ: NG; NG WDS WDS WDS WDS WDS: RFO; N N N N N N: N; Y N Y Y Y Y: Y |  | W |  | N | Electric Utility | 1 |  |  | N | [17 empty] | N | [6 empty] | NG
18315 | Sunflower Electric Power Corp | 1336 | Garden City | KS | Finney | GC3 | ST | SB | 11.5 | 8.7 | 8.7 |  | 5 | 1962 | NG BLQ BLQ BLQ BLQ BLQ: NG; N N N N N N: N; Y N Y Y Y Y: Y | Y | S |  | N | Electric Utility | 1 |  |  | N | [17 empty] | N
18315 | Sunflower Electric Power Corp | 1336 | Garden City | KS | Finney | S2 | ST | OP | 97.9 | 96.4 | 96.4 |  | 4 | 1973 | NG BLQ BLQ BLQ BLQ BLQ: NG; N N N N N N: N; Y N Y Y Y Y: Y |  | S |  | N | Electric Utility | 1 |  |  | N | [17 empty] | N
18315 | Sunflower Electric Power Corp | 1336 | Garden City | KS | Finney | S3 | GT | SB | 16 | 14 | 14 |  | 6 | 1968 | NG BLQ BLQ BLQ BLQ BLQ: NG; N N N N N N: N; Y N Y Y Y Y: Y | Y | S |  | N | Electric Utility | 1 |  |  | N | [17 empty] | N
18315 | Sunflower Electric Power Corp | 1336 | Garden City | KS | Finney | S4 | GT | OP | 71.2 | 55.7 | 62.7 |  | 5 | 1976 | NG BLQ BLQ BLQ BLQ BLQ: NG; N N N N N N: N; Y N Y Y Y Y: Y |  | S |  | N | Electric Utility | 1 |  |  | N | [17 empty] | N
18315 | Sunflower Electric Power Corp | 1336 | Garden City | KS | Finney | S5 | GT | OP | 71.2 | 55.9 | 62.9 |  | 7 | 1979 | NG BLQ BLQ BLQ BLQ BLQ: NG; N N N N N N: N; Y N Y Y Y Y: Y |  | S |  | N | Electric Utility | 1 |  |  | N | [17 empty] | N
18315 | Sunflower Electric Power Corp | 8037 | Clifton | KS | Washington | 1 | GT | OP | 85 | 73.4 | 73.4 |  | 12 | 1974 | NG BLQ BLQ BLQ BLQ BLQ: NG; N N N N N N: N; Y N Y Y Y Y: Y |  | W |  | N | Electric Utility | 1 |  |  | N | [17 empty] | N
18315 | Sunflower Electric Power Corp | 8037 | Clifton | KS | Washington | 2 | IC | SB | 2.5 | 2.5 | 2.5 |  | 8 | 1974 | NG BLQ BLQ BLQ BLQ BLQ: DFO; N N N N N N: N; Y N Y Y Y Y: Y | Y | W |  | N | Electric Utility | 1 |  |  | N | [17 empty] | N
18320 | Sunrise Power Co LLC | 55182 | Sunrise Power LLC | CA | Kern | STG | CA | OP | 270 | 245 | 270 |  | 6 | 2003 | NG BLQ BLQ BLQ BLQ BLQ: NG; N N N N N N: N; Y N Y Y Y Y: Y |  | J |  | N | IPP Non-CHP | 2 |  | Y | N
18320 | Sunrise Power Co LLC | 55182 | Sunrise Power LLC | CA | Kern | X718 | CT | OP | 167.7 | 150 | 152 |  | 6 | 2001 | NG BLQ BLQ BLQ BLQ BLQ: NG; N N N N N N: N; Y N Y Y Y Y: Y |  | J |  | N | IPP Non-CHP | 2 |  | N | N
18320 | Sunrise Power Co LLC | 55182 | Sunrise Power LLC | CA | Kern | X719 | CT | OP | 167.7 | 150 | 152 |  | 6 | 2001 | NG BLQ BLQ BLQ BLQ BLQ: NG; N N N N N N: N; Y N Y Y Y Y: Y |  | S |  | N | IPP Non-CHP | 2 |  | N | N
18323 | Toledo Refining Company | 50965 | Toledo Ref Power Recovery Train | OH | Lucas | GEN1 | OT | OP | 6 | 6 | 6 |  | 6 | 1986 | PC | OG | NG | LFG |  |  | Y | N |  | S |  | Y | Industrial CHP | 7 | B |  | N | [17 empty] | N
18340 | PES | 52106 | Philadelphia Refinery | PA | Philadelphia | GEN1 | ST | OP | 10 | 5.5 | 6.6 |  | 1 | 1952 | OG | NG | PG |  |  |  | Y | N |  | S |  | Y | Industrial CHP | 7 | T | N | N | [17 empty] | N | [5 empty] | N | OG
18340 | PES | 52106 | Philadelphia Refinery | PA | Philadelphia | GEN2 | ST | OS | 10 | 6.7 | 6 |  | 1 | 1952 | OG | NG | PG |  |  |  | Y | N |  | S |  | Y | Industrial CHP | 7 | T | N | N | [17 empty] | N | [6 empty] | OG
18340 | PES | 52106 | Philadelphia Refinery | PA | Philadelphia | GEN3 | ST | OP | 10 | 7.3 | 6.8 |  | 1 | 1952 | OG | NG | PG |  |  |  | Y | N |  | S |  | Y | Industrial CHP | 7 | T | N | N | [17 empty] | N | [6 empty] | OG
18348 | Veolia Glacier Ridge Landfill LLC | 55817 | Veolia Glacier Ridge Landfill | WI | Dodge | NO 1 | IC | OP | 1 | 0.9 | 0.9 |  | 2 | 2001 | NG BLQ BLQ BLQ BLQ BLQ: LFG; N N N N N N: N; Y N Y Y Y Y: Y |  | S |  | N | Commercial Non-CHP | 4 |  | N | N | [17 empty] | N
18348 | Veolia Glacier Ridge Landfill LLC | 55817 | Veolia Glacier Ridge Landfill | WI | Dodge | NO 2 | IC | OP | 1 | 0.9 | 0.9 |  | 2 | 2001 | NG BLQ BLQ BLQ BLQ BLQ: LFG; N N N N N N: N; Y N Y Y Y Y: Y |  | S |  | N | Commercial Non-CHP | 4 |  | N | N | [17 empty] | N
18350 | Sutherland City of | 2306 | Sutherland | NE | Lincoln | 1 | IC | OP | 0.5 | 0.5 | 0.5 |  | 1 | 1952 | NG BLQ BLQ BLQ BLQ BLQ: DFO; N N N N N N: N; Y N Y Y Y Y: Y | Y | S |  | N | Electric Utility | 1 |  | N | N | [17 empty] | N
18350 | Sutherland City of | 2306 | Sutherland | NE | Lincoln | 2 | IC | OP | 0.9 | 0.9 | 0.9 |  | 1 | 1959 | NG BLQ BLQ BLQ BLQ BLQ: DFO; N N N N N N: N; Y N Y Y Y Y: Y | Y | S |  | N | Electric Utility | 1 |  | N | N | [17 empty] | N
18350 | Sutherland City of | 2306 | Sutherland | NE | Lincoln | 4 | IC | OP | 1.4 | 1.4 | 1.4 |  | 1 | 1964 | NG BLQ BLQ BLQ BLQ BLQ: DFO; N N N N N N: N; Y N Y Y Y Y: Y | Y | S |  | N | Electric Utility | 1 |  | N | N | [17 empty] | N
18371 | Village of Swanton - (VT) | 6618 | Highgate Falls | VT | Franklin | 1 | HY | OP | 1.1 | 1 | 1 |  | 8 | 1930 | NG BLQ BLQ BLQ BLQ BLQ: WAT; N N N N N N: N; Y N Y Y Y Y: Y |  | S |  | N | Electric Utility | 1 |  | N | N
18371 | Village of Swanton - (VT) | 6618 | Highgate Falls | VT | Franklin | 2 | HY | OP | 1 | 1 | 1 |  | 8 | 1923 | NG BLQ BLQ BLQ BLQ BLQ: WAT; N N N N N N: N; Y N Y Y Y Y: Y |  | S |  | N | Electric Utility | 1 |  | N | N | [12 empty] | N
18371 | Village of Swanton - (VT) | 6618 | Highgate Falls | VT | Franklin | 3 | HY | OP | 3.2 | 2.9 | 2.9 |  | 8 | 1954 | NG BLQ BLQ BLQ BLQ BLQ: WAT; N N N N N N: N; Y N Y Y Y Y: Y |  | S |  | N | Electric Utility | 1 |  | N | N | [12 empty] | N
18371 | Village of Swanton - (VT) | 6618 | Highgate Falls | VT | Franklin | 4 | HY | OP | 5.8 | 4.8 | 4.8 |  | 5 | 1990 | NG BLQ BLQ BLQ BLQ BLQ: WAT; N N N N N N: N; Y N Y Y Y Y: Y |  | S |  | N | Electric Utility | 1 |  | N | N | [12 empty] | N
18390 | Sycamore Cogeneration Co | 50134 | Sycamore Cogeneration | CA | Kern | GTAG | GT | OP | 75 | 75 | 78 |  | 12 | 1987 | NG BLQ BLQ BLQ BLQ BLQ: NG; N N N N N N: N; Y N Y Y Y Y: Y |  | S |  | Y | IPP CHP | 3 | T | N | N | [17 empty] | N
18390 | Sycamore Cogeneration Co | 50134 | Sycamore Cogeneration | CA | Kern | GTBG | GT | OP | 75 | 75 | 78 |  | 12 | 1987 | NG BLQ BLQ BLQ BLQ BLQ: NG; N N N N N N: N; Y N Y Y Y Y: Y |  | S |  | Y | IPP CHP | 3 | T | N | N | [17 empty] | N
18390 | Sycamore Cogeneration Co | 50134 | Sycamore Cogeneration | CA | Kern | GTCG | GT | OP | 75 | 75 | 78 |  | 12 | 1987 | NG BLQ BLQ BLQ BLQ BLQ: NG; N N N N N N: N; Y N Y Y Y Y: Y |  | S |  | Y | IPP CHP | 3 | T | N | N | [17 empty] | N
18390 | Sycamore Cogeneration Co | 50134 | Sycamore Cogeneration | CA | Kern | GTDG | GT | OP | 75 | 75 | 78 |  | 12 | 1987 | NG BLQ BLQ BLQ BLQ BLQ: NG; N N N N N N: N; Y N Y Y Y Y: Y |  | S |  | Y | IPP CHP | 3 | T | N | N | [17 empty] | N
18410 | Synergics Inc | 50180 | Olsen | CA | Shasta | GEN1 | HY | OP | 5 | 4.8 | 4.6 |  | 1 | 1990 | NG BLQ BLQ BLQ BLQ BLQ: WAT; N N N N N N: N; Y N Y Y Y Y: Y |  | S |  | N | IPP Non-CHP | 2 |  | N | N
18414 | TES Filer City Station LP | 50835 | TES Filer City Station | MI | Manistee | GEN1 | ST | OP | 70 | 60 | 60 |  | 5 | 1990 | BIT | SUB | PC | WDS | TDF |  | Y | Y |  | J |  | Y | IPP CHP | 3 | T |  | N | [17 empty] | N |  |  | Y |  |  |  | DFO | BIT
18415 | STS HydroPower Ltd-Cascade Dam | 50436 | Cascade Dam | MI | Kent | CAS1 | HY | OP | 1.6 | 1.6 | 1.6 |  | 12 | 1986 | NG BLQ BLQ BLQ BLQ BLQ: WAT; N N N N N N: N; Y N Y Y Y Y: Y |  | S | 0 | N | IPP Non-CHP | 2 |  | N | N
18419 | STS HydroPower Ltd-French LDam | 50437 | French Landing Dam | MI | Wayne | FRL1 | HY | OP | 1.6 | 1.6 | 1.6 |  | 12 | 1988 | NG BLQ BLQ BLQ BLQ BLQ: WAT; N N N N N N: N; Y N Y Y Y Y: Y |  | S |  | N | IPP Non-CHP | 2 |  | N | N
18429 | City of Tacoma - (WA) | 3913 | Alder | WA | Pierce | 11 | HY | OP | 25 | 25.2 | 21 |  | 5 | 1947 | NG BLQ BLQ BLQ BLQ BLQ: WAT; N N N N N N: N; Y N Y Y Y Y: Y |  | S |  | N | Electric Utility | 1 |  | N | N
18429 | City of Tacoma - (WA) | 3913 | Alder | WA | Pierce | 12 | HY | OP | 25 | 25.2 | 21 |  | 12 | 1945 | NG BLQ BLQ BLQ BLQ BLQ: WAT; N N N N N N: N; Y N Y Y Y Y: Y |  | S |  | N | Electric Utility | 1 |  | N | N
18429 | City of Tacoma - (WA) | 3914 | Cushman 1 | WA | Mason | 21 | HY | OP | 21.6 | 26.7 | 19 |  | 6 | 1926 | NG BLQ BLQ BLQ BLQ BLQ: WAT; N N N N N N: N; Y N Y Y Y Y: Y |  | S |  | N | Electric Utility | 1 |  | N | N
18429 | City of Tacoma - (WA) | 3914 | Cushman 1 | WA | Mason | 22 | HY | OP | 21.6 | 26.7 | 19 |  | 7 | 1926 | NG BLQ BLQ BLQ BLQ BLQ: WAT; N N N N N N: N; Y N Y Y Y Y: Y |  | S |  | N | Electric Utility | 1 |  | N | N
18429 | City of Tacoma - (WA) | 3915 | Cushman 2 | WA | Mason | 31 | HY | OP | 27 | 30 | 30 |  | 12 | 1930 | NG BLQ BLQ BLQ BLQ BLQ: WAT; N N N N N N: N; Y N Y Y Y Y: Y |  | S |  | N | Electric Utility | 1 |  | N | N
18429 | City of Tacoma - (WA) | 3915 | Cushman 2 | WA | Mason | 32 | HY | OP | 27 | 30 | 30 |  | 8 | 1931 | NG BLQ BLQ BLQ BLQ BLQ: WAT; N N N N N N: N; Y N Y Y Y Y: Y |  | S |  | N | Electric Utility | 1 |  | N | N
18429 | City of Tacoma - (WA) | 3915 | Cushman 2 | WA | Mason | 33 | HY | OP | 27 | 30 | 30 |  | 12 | 1952 | NG BLQ BLQ BLQ BLQ BLQ: WAT; N N N N N N: N; Y N Y Y Y Y: Y |  | S |  | N | Electric Utility | 1 |  | N | N
18429 | City of Tacoma - (WA) | 3916 | LaGrande | WA | Pierce | 1 | HY | OP | 6 | 6 | 6 |  | 11 | 1912 | NG BLQ BLQ BLQ BLQ BLQ: WAT; N N N N N N: N; Y N Y Y Y Y: Y |  | S |  | N | Electric Utility | 1 |  | N | N
18429 | City of Tacoma - (WA) | 3916 | LaGrande | WA | Pierce | 2 | HY | OP | 6 | 6 | 6 |  | 11 | 1912 | NG BLQ BLQ BLQ BLQ BLQ: WAT; N N N N N N: N; Y N Y Y Y Y: Y |  | S |  | N | Electric Utility | 1 |  | N | N
18429 | City of Tacoma - (WA) | 3916 | LaGrande | WA | Pierce | 3 | HY | OP | 6 | 6 | 6 |  | 11 | 1912 | NG BLQ BLQ BLQ BLQ BLQ: WAT; N N N N N N: N; Y N Y Y Y Y: Y |  | S |  | N | Electric Utility | 1 |  | N | N
18429 | City of Tacoma - (WA) | 3916 | LaGrande | WA | Pierce | 4 | HY | OP | 6 | 6 | 6 |  | 11 | 1912 | NG BLQ BLQ BLQ BLQ BLQ: WAT; N N N N N N: N; Y N Y Y Y Y: Y |  | S |  | N | Electric Utility | 1 |  | N | N
18429 | City of Tacoma - (WA) | 3916 | LaGrande | WA | Pierce | 5 | HY | OP | 40 | 40 | 40 |  | 9 | 1945 | NG BLQ BLQ BLQ BLQ BLQ: WAT; N N N N N N: N; Y N Y Y Y Y: Y |  | S |  | N | Electric Utility | 1 |  | N | N
18429 | City of Tacoma - (WA) | 3917 | Mayfield | WA | Lewis | 41 | HY | OP | 40.5 | 41 | 41 |  | 5 | 1983 | NG BLQ BLQ BLQ BLQ BLQ: WAT; N N N N N N: N; Y N Y Y Y Y: Y |  | S |  | N | Electric Utility | 1 |  | N | N
18429 | City of Tacoma - (WA) | 3917 | Mayfield | WA | Lewis | 42 | HY | OP | 40.5 | 41 | 41 |  | 3 | 1963 | NG BLQ BLQ BLQ BLQ BLQ: WAT; N N N N N N: N; Y N Y Y Y Y: Y |  | S |  | N | Electric Utility | 1 |  | N | N
18429 | City of Tacoma - (WA) | 3917 | Mayfield | WA | Lewis | 43 | HY | OP | 40.5 | 41 | 41 |  | 4 | 1963 | NG BLQ BLQ BLQ BLQ BLQ: WAT; N N N N N N: N; Y N Y Y Y Y: Y |  | S |  | N | Electric Utility | 1 |  | N | N
18429 | City of Tacoma - (WA) | 3917 | Mayfield | WA | Lewis | 44 | HY | OP | 40.5 | 41 | 41 |  | 6 | 1963 | NG BLQ BLQ BLQ BLQ BLQ: WAT; N N N N N N: N; Y N Y Y Y Y: Y |  | S |  | N | Electric Utility | 1 |  | N | N
18429 | City of Tacoma - (WA) | 3918 | Mossyrock | WA | Lewis | 51 | HY | OP | 150 | 203.4 | 168 |  | 11 | 1968 | NG BLQ BLQ BLQ BLQ BLQ: WAT; N N N N N N: N; Y N Y Y Y Y: Y |  | S |  | N | Electric Utility | 1 |  | N | N
18429 | City of Tacoma - (WA) | 3918 | Mossyrock | WA | Lewis | 52 | HY | OP | 150 | 175.3 | 147 |  | 10 | 1968 | NG BLQ BLQ BLQ BLQ BLQ: WAT; N N N N N N: N; Y N Y Y Y Y: Y |  | S |  | N | Electric Utility | 1 |  | N | [13 empty] | N
18429 | City of Tacoma - (WA) | 7127 | Wynoochee | WA | Grays Harbor | 1 | HY | OP | 12.8 | 15.5 | 12.8 |  | 1 | 1994 | NG BLQ BLQ BLQ BLQ BLQ: WAT; N N N N N N: N; Y N Y Y Y Y: Y |  | S |  | N | Electric Utility | 1 |  | N | N
18436 | Tannery Island Power Corp | 50416 | Tannery Island Power | NY | Jefferson | GEN1 | HY | OP | 0.3 | 0.2 | 0.2 |  | 6 | 1986 | NG BLQ BLQ BLQ BLQ BLQ: WAT; N N N N N N: N; Y N Y Y Y Y: Y |  | S | 0 | N | IPP Non-CHP | 2 |  | N | N | [17 empty] | N
18436 | Tannery Island Power Corp | 50416 | Tannery Island Power | NY | Jefferson | GEN2 | HY | OP | 0.3 | 0.2 | 0.2 |  | 6 | 1986 | NG BLQ BLQ BLQ BLQ BLQ: WAT; N N N N N N: N; Y N Y Y Y Y: Y |  | S | 0 | N | IPP Non-CHP | 2 |  | N | N | [17 empty] | N
18436 | Tannery Island Power Corp | 50416 | Tannery Island Power | NY | Jefferson | GEN3 | HY | OP | 0.3 | 0.2 | 0.2 |  | 6 | 1986 | NG BLQ BLQ BLQ BLQ BLQ: WAT; N N N N N N: N; Y N Y Y Y Y: Y |  | S | 0 | N | IPP Non-CHP | 2 |  | N | N | [17 empty] | N
18436 | Tannery Island Power Corp | 50416 | Tannery Island Power | NY | Jefferson | GEN4 | HY | OP | 0.3 | 0.2 | 0.2 |  | 6 | 1986 | NG BLQ BLQ BLQ BLQ BLQ: WAT; N N N N N N: N; Y N Y Y Y Y: Y |  | S | 0 | N | IPP Non-CHP | 2 |  | N | N | [17 empty] | N
18436 | Tannery Island Power Corp | 50416 | Tannery Island Power | NY | Jefferson | GEN5 | HY | OP | 0.3 | 0.2 | 0.2 |  | 6 | 1986 | NG BLQ BLQ BLQ BLQ BLQ: WAT; N N N N N N: N; Y N Y Y Y Y: Y |  | S | 0 | N | IPP Non-CHP | 2 |  | N | N | [17 empty] | N
18445 | City of Tallahassee - (FL) | 688 | Arvah B Hopkins | FL | Leon | 1 | ST | OP | 75 | 76 | 78 |  | 5 | 1971 | NG BLQ BLQ BLQ BLQ BLQ: NG; NG WDS WDS WDS WDS WDS: RFO; N N N N N N: Y; Y N Y Y Y Y: Y |  | S |  | N | Electric Utility | 1 |  |  | Y | [15 empty] | 3 | 2020 | N | [6 empty] | NG | RFO
18445 | City of Tallahassee - (FL) | 688 | Arvah B Hopkins | FL | Leon | 2 | CA | OP | 259.2 | 140 | 145 |  | 10 | 1977 | NG BLQ BLQ BLQ BLQ BLQ: NG; NG WDS WDS WDS WDS WDS: DFO; N N N N N N: Y; Y N Y Y Y Y: Y |  | S |  | N | Electric Utility | 1 |  | Y | N | [17 empty] | N | [6 empty] | NG
18445 | City of Tallahassee - (FL) | 688 | Arvah B Hopkins | FL | Leon | CT 2A | CT | OP | 198.9 | 160 | 185 |  | 10 | 2008 | NG BLQ BLQ BLQ BLQ BLQ: NG; NG WDS WDS WDS WDS WDS: DFO; N N N N N N: Y; Y N Y Y Y Y: Y |  | S |  | N | Electric Utility | 1 |  |  | N | [17 empty] | N
18445 | City of Tallahassee - (FL) | 688 | Arvah B Hopkins | FL | Leon | GT1 | GT | OP | 16.3 | 12 | 14 |  | 2 | 1970 | NG BLQ BLQ BLQ BLQ BLQ: NG; NG WDS WDS WDS WDS WDS: DFO; N N N N N N: Y; Y N Y Y Y Y: Y |  | S |  | N | Electric Utility | 1 |  |  | Y | [15 empty] | 3 | 2015 | N
18445 | City of Tallahassee - (FL) | 688 | Arvah B Hopkins | FL | Leon | GT2 | GT | OP | 27 | 24 | 26 |  | 9 | 1972 | NG BLQ BLQ BLQ BLQ BLQ: NG; NG WDS WDS WDS WDS WDS: DFO; N N N N N N: Y; Y N Y Y Y Y: Y |  | S |  | N | Electric Utility | 1 |  |  | Y | [15 empty] | 3 | 2017 | N
18445 | City of Tallahassee - (FL) | 688 | Arvah B Hopkins | FL | Leon | GT3 | GT | OP | 60 | 46 | 48 |  | 9 | 2005 | NG BLQ BLQ BLQ BLQ BLQ: NG; NG WDS WDS WDS WDS WDS: DFO; N N N N N N: Y; Y N Y Y Y Y: Y |  | S |  | N | Electric Utility | 1 |  |  | N | [17 empty] | N
18445 | City of Tallahassee - (FL) | 688 | Arvah B Hopkins | FL | Leon | GT4 | GT | OP | 60 | 46 | 48 |  | 11 | 2005 | NG BLQ BLQ BLQ BLQ BLQ: NG; NG WDS WDS WDS WDS WDS: DFO; N N N N N N: Y; Y N Y Y Y Y: Y |  | S |  | N | Electric Utility | 1 |  |  | N | [17 empty] | N
18445 | City of Tallahassee - (FL) | 689 | S O Purdom | FL | Wakulla | 7 | ST | OP | 50 | 48 | 48 |  | 6 | 1966 | NG BLQ BLQ BLQ BLQ BLQ: NG; NG WDS WDS WDS WDS WDS: RFO; N N N N N N: N; Y N Y Y Y Y: Y |  | S |  | N | Electric Utility | 1 |  |  | Y | [12 empty] | N |  |  | 12 | 2013 | N | [6 empty] | NG
18445 | City of Tallahassee - (FL) | 689 | S O Purdom | FL | Wakulla | 8 | CT | OP | 160 | 150 | 182 |  | 7 | 2000 | NG BLQ BLQ BLQ BLQ BLQ: NG; NG WDS WDS WDS WDS WDS: DFO; N N N N N N: Y; Y N Y Y Y Y: Y |  | S |  | N | Electric Utility | 1 |  |  | N | [17 empty] | N
18445 | City of Tallahassee - (FL) | 689 | S O Purdom | FL | Wakulla | 9 | CA | OP | 87 | 72 | 76 |  | 7 | 2000 | NG BLQ BLQ BLQ BLQ BLQ: NG; NG WDS WDS WDS WDS WDS: DFO; N N N N N N: Y; Y N Y Y Y Y: Y |  | S |  | N | Electric Utility | 1 |  | N | N | [17 empty] | N
18445 | City of Tallahassee - (FL) | 689 | S O Purdom | FL | Wakulla | GT1 | GT | OP | 15 | 10 | 10 |  | 12 | 1963 | NG BLQ BLQ BLQ BLQ BLQ: NG; NG WDS WDS WDS WDS WDS: DFO; N N N N N N: Y; Y N Y Y Y Y: Y |  | S |  | N | Electric Utility | 1 |  |  | Y | [12 empty] | N |  |  | 12 | 2015 | N
18445 | City of Tallahassee - (FL) | 689 | S O Purdom | FL | Wakulla | GT2 | GT | OP | 15 | 10 | 10 |  | 5 | 1964 | NG BLQ BLQ BLQ BLQ BLQ: NG; NG WDS WDS WDS WDS WDS: DFO; N N N N N N: Y; Y N Y Y Y Y: Y |  | S |  | N | Electric Utility | 1 |  |  | Y | [12 empty] | N |  |  | 12 | 2015 | N
18445 | City of Tallahassee - (FL) | 956 | C H Corn Hydroelectric Facility | FL | LEON | 1 | HY | OP | 4.4 | 4 | 4 |  | 9 | 1985 | NG BLQ BLQ BLQ BLQ BLQ: WAT; N N N N N N: N; Y N Y Y Y Y: Y |  | S |  | N | Electric Utility | 1 |  | N | N | [17 empty] | N
18445 | City of Tallahassee - (FL) | 956 | C H Corn Hydroelectric Facility | FL | LEON | 2 | HY | OP | 4.4 | 4 | 4 |  | 8 | 1985 | NG BLQ BLQ BLQ BLQ BLQ: WAT; N N N N N N: N; Y N Y Y Y Y: Y |  | S |  | N | Electric Utility | 1 |  | N | N | [17 empty] | N
18445 | City of Tallahassee - (FL) | 956 | C H Corn Hydroelectric Facility | FL | LEON | 3 | HY | OP | 3.4 | 3 | 3 |  | 1 | 1986 | NG BLQ BLQ BLQ BLQ BLQ: WAT; N N N N N N: N; Y N Y Y Y Y: Y |  | S |  | N | Electric Utility | 1 |  | N | N | [17 empty] | N
18452 | Turner Properties Inc | 54323 | CNN Center | GA | Fulton | D4_1 | IC | SB | 1.5 | 1.5 | 1.5 |  | 2 | 2001 | NG BLQ BLQ BLQ BLQ BLQ: DFO; N N N N N N: N; Y N Y Y Y Y: Y | Y | S |  | N | Commercial Non-CHP | 4 |  | N | N | [17 empty] | N
18452 | Turner Properties Inc | 54323 | CNN Center | GA | Fulton | D4_2 | IC | SB | 2 | 2 | 2 |  | 2 | 2001 | NG BLQ BLQ BLQ BLQ BLQ: DFO; N N N N N N: N; Y N Y Y Y Y: Y | Y | S |  | N | Commercial Non-CHP | 4 |  | N | N | [17 empty] | N
18452 | Turner Properties Inc | 54323 | CNN Center | GA | Fulton | D4_3 | IC | SB | 2 | 2 | 2 |  | 6 | 2003 | NG BLQ BLQ BLQ BLQ BLQ: DFO; N N N N N N: N; Y N Y Y Y Y: Y | Y | S |  | N | Commercial Non-CHP | 4 |  | N | N | [17 empty] | N
18452 | Turner Properties Inc | 54323 | CNN Center | GA | Fulton | D5_1 | IC | SB | 2 | 2 | 2 |  | 2 | 2001 | NG BLQ BLQ BLQ BLQ BLQ: DFO; N N N N N N: N; Y N Y Y Y Y: Y | Y | S |  | N | Commercial Non-CHP | 4 |  | N | N | [17 empty] | N
18452 | Turner Properties Inc | 54323 | CNN Center | GA | Fulton | D5_2 | IC | SB | 2 | 2 | 2 |  | 6 | 2003 | NG BLQ BLQ BLQ BLQ BLQ: DFO; N N N N N N: N; Y N Y Y Y Y: Y | Y | S |  | N | Commercial Non-CHP | 4 |  | N | N | [17 empty] | N
18452 | Turner Properties Inc | 54323 | CNN Center | GA | Fulton | D5_3 | IC | SB | 2 | 2 | 2 |  | 6 | 2003 | NG BLQ BLQ BLQ BLQ BLQ: DFO; N N N N N N: N; Y N Y Y Y Y: Y | Y | S |  | N | Commercial Non-CHP | 4 |  | N | N | [17 empty] | N
18452 | Turner Properties Inc | 54323 | CNN Center | GA | Fulton | DK2 | IC | SB | 1.5 | 1.3 | 1.5 |  | 6 | 1986 | NG BLQ BLQ BLQ BLQ BLQ: DFO; N N N N N N: N; Y N Y Y Y Y: N | Y | S |  | N | Commercial Non-CHP | 4 |  | N | N | [17 empty] | N
18454 | Tampa Electric Co | 645 | Big Bend | FL | Hillsborough | GT4 | GT | OP | 62 | 56 | 61 |  | 8 | 2009 | NG BLQ BLQ BLQ BLQ BLQ: NG; NG WDS WDS WDS WDS WDS: DFO; N N N N N N: Y; Y N Y Y Y Y: Y |  | S |  | N | Electric Utility | 1 |  |  | N | [17 empty] | N
18454 | Tampa Electric Co | 645 | Big Bend | FL | Hillsborough | ST1 | ST | OP | 445.5 | 385 | 395 |  | 10 | 1970 | NG BLQ BLQ BLQ BLQ BLQ: BIT; NG WDS WDS WDS WDS WDS: PC; N N N N N N: N; Y N Y Y Y Y: Y |  | S |  | N | Electric Utility | 1 |  |  | N | [17 empty] | N | Y | [5 empty] | DFO
18454 | Tampa Electric Co | 645 | Big Bend | FL | Hillsborough | ST2 | ST | OP | 445.5 | 385 | 395 |  | 4 | 1973 | NG BLQ BLQ BLQ BLQ BLQ: BIT; NG WDS WDS WDS WDS WDS: PC; N N N N N N: N; Y N Y Y Y Y: Y |  | S |  | N | Electric Utility | 1 |  |  | N | [17 empty] | N | Y |  |  |  |  | Y | DFO
18454 | Tampa Electric Co | 645 | Big Bend | FL | Hillsborough | ST3 | ST | OP | 445.5 | 365 | 365 |  | 5 | 1976 | NG BLQ BLQ BLQ BLQ BLQ: BIT; NG WDS WDS WDS WDS WDS: PC; N N N N N N: N; Y N Y Y Y Y: Y |  | S |  | N | Electric Utility | 1 |  |  | N | [17 empty] | N | Y | [5 empty] | DFO
18454 | Tampa Electric Co | 645 | Big Bend | FL | Hillsborough | ST4 | ST | OP | 486 | 407 | 417 |  | 2 | 1985 | NG BLQ BLQ BLQ BLQ BLQ: BIT; NG WDS WDS WDS WDS WDS: PC; N N N N N N: N; Y N Y Y Y Y: Y |  | S |  | N | Electric Utility | 1 |  |  | N | [17 empty] | N | Y | [5 empty] | DFO
18454 | Tampa Electric Co | 748 | Phillips | FL | Highlands | 1 | IC | OS | 19.2 | 18 | 18 |  | 6 | 1983 | NG BLQ BLQ BLQ BLQ BLQ: DFO; N N N N N N: N; Y N Y Y Y Y: Y | N | S |  | N | Electric Utility | 1 |  |  | N | [17 empty] | N
18454 | Tampa Electric Co | 748 | Phillips | FL | Highlands | 2 | IC | OS | 19.2 | 18 | 18 |  | 6 | 1983 | NG BLQ BLQ BLQ BLQ BLQ: DFO; N N N N N N: N; Y N Y Y Y Y: Y | N | S |  | N | Electric Utility | 1 |  |  | N | [17 empty] | N
18454 | Tampa Electric Co | 7242 | Polk | FL | Polk | 1CA | CA | OP | 133.4 | 59 | 59 |  | 9 | 1996 | BIT | SGC | DFO |  |  |  | Y | Y |  | S |  | N | Electric Utility | 1 |  | N | N | [17 empty] | Y | Y
18454 | Tampa Electric Co | 7242 | Polk | FL | Polk | 1CT | CT | OP | 192.9 | 161 | 161 |  | 9 | 1996 | NG BLQ BLQ BLQ BLQ BLQ: SGC; NG WDS WDS WDS WDS WDS: DFO; N N N N N N: Y; Y N Y Y Y Y: Y |  | S |  | N | Electric Utility | 1 |  | N | N | [17 empty] | Y | Y
18454 | Tampa Electric Co | 7242 | Polk | FL | Polk | 2 | GT | OP | 175.8 | 151 | 183 |  | 7 | 2000 | NG BLQ BLQ BLQ BLQ BLQ: NG; NG WDS WDS WDS WDS WDS: DFO; N N N N N N: Y; Y N Y Y Y Y: Y |  | S |  | N | Electric Utility | 1 |  | N | N | [17 empty] | N
18454 | Tampa Electric Co | 7242 | Polk | FL | Polk | 3 | GT | OP | 175.8 | 151 | 183 |  | 4 | 2002 | NG BLQ BLQ BLQ BLQ BLQ: NG; NG WDS WDS WDS WDS WDS: DFO; N N N N N N: Y; Y N Y Y Y Y: Y |  | S |  | N | Electric Utility | 1 |  | N | N | [17 empty] | N
18454 | Tampa Electric Co | 7242 | Polk | FL | Polk | 4 | GT | OP | 175.8 | 151 | 183 |  | 3 | 2007 | NG BLQ BLQ BLQ BLQ BLQ: NG; NG WDS WDS WDS WDS WDS: DFO; N N N N N N: N; Y N Y Y Y Y: Y |  | S |  | N | Electric Utility | 1 |  | N | N | [17 empty] | N
18454 | Tampa Electric Co | 7242 | Polk | FL | Polk | 5 | GT | OP | 175.8 | 151 | 183 |  | 4 | 2007 | NG BLQ BLQ BLQ BLQ BLQ: NG; NG WDS WDS WDS WDS WDS: DFO; N N N N N N: N; Y N Y Y Y Y: Y |  | S |  | N | Electric Utility | 1 |  | N | N | [17 empty] | N
18454 | Tampa Electric Co | 7873 | H L Culbreath Bayside Power Station | FL | Hillsborough | 1A | CT | OP | 189.9 | 156 | 183 |  | 4 | 2003 | NG BLQ BLQ BLQ BLQ BLQ: NG; N N N N N N: N; Y N Y Y Y Y: Y |  | S |  | N | Electric Utility | 1 |  | N | N | [17 empty] | N
18454 | Tampa Electric Co | 7873 | H L Culbreath Bayside Power Station | FL | Hillsborough | 1B | CT | OP | 189.9 | 156 | 183 |  | 4 | 2003 | NG BLQ BLQ BLQ BLQ BLQ: NG; N N N N N N: N; Y N Y Y Y Y: Y |  | S |  | N | Electric Utility | 1 |  | N | N | [17 empty] | N
18454 | Tampa Electric Co | 7873 | H L Culbreath Bayside Power Station | FL | Hillsborough | 1C | CT | OP | 189.9 | 156 | 183 |  | 4 | 2003 | NG BLQ BLQ BLQ BLQ BLQ: NG; N N N N N N: N; Y N Y Y Y Y: Y |  | S |  | N | Electric Utility | 1 |  | N | N | [17 empty] | N
18454 | Tampa Electric Co | 7873 | H L Culbreath Bayside Power Station | FL | Hillsborough | 1ST | CA | OP | 239.4 | 233 | 243 |  | 11 | 1965 | NG BLQ BLQ BLQ BLQ BLQ: NG; N N N N N N: N; Y N Y Y Y Y: Y |  | S |  | N | Electric Utility | 1 |  | N | N | [17 empty] | N
18454 | Tampa Electric Co | 7873 | H L Culbreath Bayside Power Station | FL | Hillsborough | 2A | CT | OP | 189.9 | 156 | 183 |  | 1 | 2004 | NG BLQ BLQ BLQ BLQ BLQ: NG; N N N N N N: N; Y N Y Y Y Y: Y |  | S |  | N | Electric Utility | 1 |  | N | N | [17 empty] | N
18454 | Tampa Electric Co | 7873 | H L Culbreath Bayside Power Station | FL | Hillsborough | 2B | CT | OP | 189.9 | 156 | 183 |  | 1 | 2004 | NG BLQ BLQ BLQ BLQ BLQ: NG; N N N N N N: N; Y N Y Y Y Y: Y |  | S |  | N | Electric Utility | 1 |  | N | N | [17 empty] | N
18454 | Tampa Electric Co | 7873 | H L Culbreath Bayside Power Station | FL | Hillsborough | 2C | CT | OP | 189.9 | 156 | 183 |  | 1 | 2004 | NG BLQ BLQ BLQ BLQ BLQ: NG; N N N N N N: N; Y N Y Y Y Y: Y |  | S |  | N | Electric Utility | 1 |  | N | N | [17 empty] | N
18454 | Tampa Electric Co | 7873 | H L Culbreath Bayside Power Station | FL | Hillsborough | 2D | CT | OP | 189.9 | 156 | 183 |  | 1 | 2004 | NG BLQ BLQ BLQ BLQ BLQ: NG; N N N N N N: N; Y N Y Y Y Y: Y |  | S |  | N | Electric Utility | 1 |  | N | N | [17 empty] | N
18454 | Tampa Electric Co | 7873 | H L Culbreath Bayside Power Station | FL | Hillsborough | 2ST | CA | OP | 445.7 | 305 | 315 |  | 10 | 1967 | NG BLQ BLQ BLQ BLQ BLQ: NG; N N N N N N: N; Y N Y Y Y Y: Y |  | S |  | N | Electric Utility | 1 |  | N | N | [17 empty] | N
18454 | Tampa Electric Co | 7873 | H L Culbreath Bayside Power Station | FL | Hillsborough | 3 | GT | OP | 69.9 | 56 | 61 |  | 7 | 2009 | NG BLQ BLQ BLQ BLQ BLQ: NG; N N N N N N: N; Y N Y Y Y Y: Y |  | S |  | N | Electric Utility | 1 |  | N | N | [17 empty] | N
18454 | Tampa Electric Co | 7873 | H L Culbreath Bayside Power Station | FL | Hillsborough | 4 | GT | OP | 69.9 | 56 | 61 |  | 7 | 2009 | NG BLQ BLQ BLQ BLQ BLQ: NG; N N N N N N: N; Y N Y Y Y Y: Y |  | S |  | N | Electric Utility | 1 |  | N | N | [17 empty] | N
18454 | Tampa Electric Co | 7873 | H L Culbreath Bayside Power Station | FL | Hillsborough | 5 | GT | OP | 69.9 | 56 | 61 |  | 4 | 2009 | NG BLQ BLQ BLQ BLQ BLQ: NG; N N N N N N: N; Y N Y Y Y Y: Y |  | S |  | N | Electric Utility | 1 |  | N | N | [17 empty] | N
18454 | Tampa Electric Co | 7873 | H L Culbreath Bayside Power Station | FL | Hillsborough | 6 | GT | OP | 69.9 | 56 | 61 |  | 4 | 2009 | NG BLQ BLQ BLQ BLQ BLQ: NG; N N N N N N: N; Y N Y Y Y Y: Y |  | S |  | N | Electric Utility | 1 |  | N | N | [17 empty] | N
18454 | Tampa Electric Co | 55893 | Partnership Station | FL | Hillsborough | 1 | IC | OS | 2.9 | 3 | 3 |  | 5 | 2001 | NG BLQ BLQ BLQ BLQ BLQ: NG; N N N N N N: N; Y N Y Y Y Y: Y |  | S |  | N | Electric Utility | 1 |  |  | N | [17 empty] | N
18454 | Tampa Electric Co | 55893 | Partnership Station | FL | Hillsborough | 2 | IC | OS | 2.9 | 3 | 3 |  | 5 | 2001 | NG BLQ BLQ BLQ BLQ BLQ: NG; N N N N N N: N; Y N Y Y Y Y: Y |  | S |  | N | Electric Utility | 1 |  |  | N | [17 empty] | N
18461 | Tamarack Energy Partners | 50099 | Tamarack Energy Partnership | ID | Adams | GEN1 | ST | OP | 6.2 | 5.8 | 6.2 |  | 6 | 1983 | NG BLQ BLQ BLQ BLQ BLQ: WDS; N N N N N N: N; Y N Y Y Y Y: Y | N | S |  | Y | IPP CHP | 3 | T | N | N
18483 | Tampa Wastewater Department | 54347 | Howard F Curren Advncd Wastewater Plant | FL | Hillsborough | 1 | IC | OS | 0.5 | 0.5 | 0.5 |  | 9 | 1986 | NG BLQ BLQ BLQ BLQ BLQ: OBG; N N N N N N: N; Y N Y Y Y Y: Y | Y | S |  | Y | Commercial CHP | 5 | T | N | Y | [15 empty] | 10 | 2013 | N
18483 | Tampa Wastewater Department | 54347 | Howard F Curren Advncd Wastewater Plant | FL | Hillsborough | 2 | IC | OP | 0.5 | 0.5 | 0.5 |  | 9 | 1986 | NG BLQ BLQ BLQ BLQ BLQ: OBG; N N N N N N: N; Y N Y Y Y Y: Y | Y | S |  | Y | Commercial CHP | 5 | T | N | Y | [15 empty] | 10 | 2013 | N
18483 | Tampa Wastewater Department | 54347 | Howard F Curren Advncd Wastewater Plant | FL | Hillsborough | 3 | IC | OP | 0.5 | 0.5 | 0.5 |  | 9 | 1986 | NG BLQ BLQ BLQ BLQ BLQ: OBG; N N N N N N: N; Y N Y Y Y Y: Y | Y | S |  | Y | Commercial CHP | 5 | T | N | Y | [12 empty] | N |  |  | 10 | 2013 | N
18483 | Tampa Wastewater Department | 54347 | Howard F Curren Advncd Wastewater Plant | FL | Hillsborough | 4 | IC | OP | 0.5 | 0.5 | 0.5 |  | 2 | 1989 | NG BLQ BLQ BLQ BLQ BLQ: OBG; N N N N N N: N; Y N Y Y Y Y: Y |  | S |  | Y | Commercial CHP | 5 | T | N | Y | [12 empty] | N |  |  | 10 | 2013 | N
18483 | Tampa Wastewater Department | 54347 | Howard F Curren Advncd Wastewater Plant | FL | Hillsborough | 5 | IC | OP | 0.5 | 0.5 | 0.5 |  | 2 | 1989 | NG BLQ BLQ BLQ BLQ BLQ: OBG; N N N N N N: N; Y N Y Y Y Y: Y |  | S |  | Y | Commercial CHP | 5 | T | N | Y | [12 empty] | N |  |  | 10 | 2013 | N
18488 | City of Taunton | 1682 | Cleary Flood | MA | Bristol | 8 | ST | OP | 28.3 | 26 | 26 |  | 6 | 1966 | NG BLQ BLQ BLQ BLQ BLQ: RFO; NG WDS WDS WDS WDS WDS: DFO; N N N N N N: N; Y N Y Y Y Y: Y |  | S |  | N | Electric Utility | 1 |  |  | N | [17 empty] | N
18488 | City of Taunton | 1682 | Cleary Flood | MA | Bristol | 9A | CT | OP | 23 | 20.5 | 21.4 |  | 10 | 1976 | NG BLQ BLQ BLQ BLQ BLQ: DFO; NG WDS WDS WDS WDS WDS: NG; N N N N N N: Y; Y N Y Y Y Y: Y |  | J |  | N | Electric Utility | 1 |  |  | N | [17 empty] | N
18488 | City of Taunton | 1682 | Cleary Flood | MA | Bristol | CA9 | CA | OP | 95 | 87 | 85 |  | 12 | 1975 | DFO | NG | RFO |  |  |  | Y | Y |  | J |  | N | Electric Utility | 1 |  | Y | N | [17 empty] | N
18518 | Tenaska Gateway Partners Ltd | 55132 | Tenaska Gateway Generating Station | TX | Rusk | GTG1 | CT | OP | 183.2 | 151 | 171 |  | 7 | 2001 | NG BLQ BLQ BLQ BLQ BLQ: NG; NG WDS WDS WDS WDS WDS: DFO; N N N N N N: Y; Y N Y Y Y Y: Y |  | J |  | N | IPP Non-CHP | 2 |  | N | N | [17 empty] | N
18518 | Tenaska Gateway Partners Ltd | 55132 | Tenaska Gateway Generating Station | TX | Rusk | GTG2 | CT | OP | 183.2 | 145 | 165 |  | 7 | 2001 | NG BLQ BLQ BLQ BLQ BLQ: NG; NG WDS WDS WDS WDS WDS: DFO; N N N N N N: Y; Y N Y Y Y Y: Y |  | J |  | N | IPP Non-CHP | 2 |  | N | N | [17 empty] | N
18518 | Tenaska Gateway Partners Ltd | 55132 | Tenaska Gateway Generating Station | TX | Rusk | GTG3 | CT | OP | 183.2 | 148 | 168 |  | 7 | 2001 | NG BLQ BLQ BLQ BLQ BLQ: NG; NG WDS WDS WDS WDS WDS: DFO; N N N N N N: Y; Y N Y Y Y Y: Y |  | J |  | N | IPP Non-CHP | 2 |  | N | N | [17 empty] | N
18518 | Tenaska Gateway Partners Ltd | 55132 | Tenaska Gateway Generating Station | TX | Rusk | STG1 | CA | OP | 390 | 399 | 399 |  | 7 | 2001 | NG BLQ BLQ BLQ BLQ BLQ: NG; N N N N N N: N; Y N Y Y Y Y: Y |  | J |  | N | IPP Non-CHP | 2 |  | Y | N | [17 empty] | N
18525 | City of Tecumseh | 2308 | Tecumseh | NE | JOHNSON | 1 | IC | OP | 0.7 | 0.6 | 0.6 |  | 1 | 1948 | NG BLQ BLQ BLQ BLQ BLQ: DFO; NG WDS WDS WDS WDS WDS: NG; N N N N N N: Y; Y N Y Y Y Y: Y |  | S |  | N | Electric Utility | 1 |  | N | N | [17 empty] | N
18525 | City of Tecumseh | 2308 | Tecumseh | NE | JOHNSON | 2 | IC | OP | 1.5 | 1.4 | 1.4 |  | 1 | 1968 | NG BLQ BLQ BLQ BLQ BLQ: DFO; NG WDS WDS WDS WDS WDS: NG; N N N N N N: Y; Y N Y Y Y Y: Y |  | S |  | N | Electric Utility | 1 |  | N | N | [17 empty] | N
18525 | City of Tecumseh | 2308 | Tecumseh | NE | JOHNSON | 3 | IC | OP | 1.1 | 1 | 1 |  | 1 | 1953 | NG BLQ BLQ BLQ BLQ BLQ: DFO; NG WDS WDS WDS WDS WDS: NG; N N N N N N: Y; Y N Y Y Y Y: Y |  | S |  | N | Electric Utility | 1 |  | N | N | [17 empty] | N
18525 | City of Tecumseh | 2308 | Tecumseh | NE | JOHNSON | 4 | IC | OP | 1.3 | 1.2 | 1.2 |  | 1 | 1960 | NG BLQ BLQ BLQ BLQ BLQ: DFO; NG WDS WDS WDS WDS WDS: NG; N N N N N N: Y; Y N Y Y Y Y: Y |  | S |  | N | Electric Utility | 1 |  | N | N | [17 empty] | N
18525 | City of Tecumseh | 2308 | Tecumseh | NE | JOHNSON | 5A | IC | OP | 2.4 | 2.4 | 2.4 |  | 3 | 1993 | NG BLQ BLQ BLQ BLQ BLQ: DFO; NG WDS WDS WDS WDS WDS: NG; N N N N N N: Y; Y N Y Y Y Y: Y |  | S |  | N | Electric Utility | 1 |  | N | N | [17 empty] | N
18535 | Tenaska Georgia Partners LP | 55061 | Tenaska Georgia Generation Facility | GA | Heard | GTG1 | GT | OP | 183.2 | 155 | 177 |  | 6 | 2001 | NG BLQ BLQ BLQ BLQ BLQ: NG; NG WDS WDS WDS WDS WDS: DFO; N N N N N N: Y; Y N Y Y Y Y: Y |  | J |  | N | IPP Non-CHP | 2 |  | N | N | [17 empty] | N
18535 | Tenaska Georgia Partners LP | 55061 | Tenaska Georgia Generation Facility | GA | Heard | GTG2 | GT | OP | 183.2 | 155 | 177 |  | 8 | 2001 | NG BLQ BLQ BLQ BLQ BLQ: NG; NG WDS WDS WDS WDS WDS: DFO; N N N N N N: Y; Y N Y Y Y Y: Y |  | J |  | N | IPP Non-CHP | 2 |  | N | N | [17 empty] | N
18535 | Tenaska Georgia Partners LP | 55061 | Tenaska Georgia Generation Facility | GA | Heard | GTG3 | GT | OP | 183.2 | 155 | 177 |  | 6 | 2001 | NG BLQ BLQ BLQ BLQ BLQ: NG; NG WDS WDS WDS WDS WDS: DFO; N N N N N N: Y; Y N Y Y Y Y: Y |  | J |  | N | IPP Non-CHP | 2 |  | N | N | [17 empty] | N
18535 | Tenaska Georgia Partners LP | 55061 | Tenaska Georgia Generation Facility | GA | Heard | GTG4 | GT | OP | 183.2 | 156 | 180 |  | 6 | 2002 | NG BLQ BLQ BLQ BLQ BLQ: NG; NG WDS WDS WDS WDS WDS: DFO; N N N N N N: Y; Y N Y Y Y Y: Y |  | J |  | N | IPP Non-CHP | 2 |  | N | N | [17 empty] | N
18535 | Tenaska Georgia Partners LP | 55061 | Tenaska Georgia Generation Facility | GA | Heard | GTG5 | GT | OP | 183.2 | 156 | 180 |  | 6 | 2002 | NG BLQ BLQ BLQ BLQ BLQ: NG; NG WDS WDS WDS WDS WDS: DFO; N N N N N N: Y; Y N Y Y Y Y: Y |  | J |  | N | IPP Non-CHP | 2 |  | N | N | [17 empty] | N
18535 | Tenaska Georgia Partners LP | 55061 | Tenaska Georgia Generation Facility | GA | Heard | GTG6 | GT | OP | 183.2 | 156 | 180 |  | 6 | 2002 | NG BLQ BLQ BLQ BLQ BLQ: NG; NG WDS WDS WDS WDS WDS: DFO; N N N N N N: Y; Y N Y Y Y Y: Y |  | J |  | N | IPP Non-CHP | 2 |  | N | N | [17 empty] | N
18569 | Tenaska Virginia Partners LP | 55439 | Tenaska Virginia Generating Station | VA | Fluvanna | CTG1 | CT | OP | 183.3 | 177.6 | 185.3 |  | 4 | 2004 | NG BLQ BLQ BLQ BLQ BLQ: NG; NG WDS WDS WDS WDS WDS: DFO; N N N N N N: Y; Y N Y Y Y Y: Y |  | J |  | N | IPP Non-CHP | 2 |  | N | N | [17 empty] | N
18569 | Tenaska Virginia Partners LP | 55439 | Tenaska Virginia Generating Station | VA | Fluvanna | CTG2 | CT | OP | 183.3 | 177 | 188.2 |  | 4 | 2004 | NG BLQ BLQ BLQ BLQ BLQ: NG; NG WDS WDS WDS WDS WDS: DFO; N N N N N N: Y; Y N Y Y Y Y: Y |  | J |  | N | IPP Non-CHP | 2 |  | N | N | [17 empty] | N
18569 | Tenaska Virginia Partners LP | 55439 | Tenaska Virginia Generating Station | VA | Fluvanna | CTG3 | CT | OP | 183.3 | 176.5 | 188.2 |  | 4 | 2004 | NG BLQ BLQ BLQ BLQ BLQ: NG; NG WDS WDS WDS WDS WDS: DFO; N N N N N N: Y; Y N Y Y Y Y: Y |  | J |  | N | IPP Non-CHP | 2 |  | N | N | [17 empty] | N
18569 | Tenaska Virginia Partners LP | 55439 | Tenaska Virginia Generating Station | VA | Fluvanna | STG1 | CA | OP | 396.2 | 395.1 | 396.5 |  | 4 | 2004 | NG BLQ BLQ BLQ BLQ BLQ: NG; N N N N N N: N; Y N Y Y Y Y: Y |  | J |  | N | IPP Non-CHP | 2 |  | Y | N | [17 empty] | N
18574 | USCE-Wilmington District | 3833 | John H Kerr | VA | Mecklenburg | 1 | HY | OP | 13.8 | 13.8 | 13.8 |  | 12 | 1952 | NG BLQ BLQ BLQ BLQ BLQ: WAT; N N N N N N: N; Y N Y Y Y Y: Y |  | S | 0 | N | Electric Utility | 1 |  | N | N
18574 | USCE-Wilmington District | 3833 | John H Kerr | VA | Mecklenburg | 2 | HY | OP | 46.8 | 46.8 | 46.8 |  | 11 | 1952 | NG BLQ BLQ BLQ BLQ BLQ: WAT; N N N N N N: N; Y N Y Y Y Y: Y |  | S | 0 | N | Electric Utility | 1 |  | N | N
18574 | USCE-Wilmington District | 3833 | John H Kerr | VA | Mecklenburg | 3 | HY | OP | 46.8 | 46.8 | 46.8 |  | 1 | 1953 | NG BLQ BLQ BLQ BLQ BLQ: WAT; N N N N N N: N; Y N Y Y Y Y: Y |  | S | 0 | N | Electric Utility | 1 |  | N | N
18574 | USCE-Wilmington District | 3833 | John H Kerr | VA | Mecklenburg | 4 | HY | OP | 46.8 | 46.8 | 46.8 |  | 3 | 1953 | NG BLQ BLQ BLQ BLQ BLQ: WAT; N N N N N N: N; Y N Y Y Y Y: Y |  | S |  | N | Electric Utility | 1 |  | N | N
18574 | USCE-Wilmington District | 3833 | John H Kerr | VA | Mecklenburg | 5 | HY | OP | 46.8 | 46.8 | 46.8 |  | 9 | 1953 | NG BLQ BLQ BLQ BLQ BLQ: WAT; N N N N N N: N; Y N Y Y Y Y: Y |  | S | 0 | N | Electric Utility | 1 |  | N | N
18574 | USCE-Wilmington District | 3833 | John H Kerr | VA | Mecklenburg | 6 | HY | OP | 46.8 | 46.8 | 46.8 |  | 10 | 1953 | NG BLQ BLQ BLQ BLQ BLQ: WAT; N N N N N N: N; Y N Y Y Y Y: Y |  | S | 0 | N | Electric Utility | 1 |  | N | N
18574 | USCE-Wilmington District | 3833 | John H Kerr | VA | Mecklenburg | 7 | HY | OP | 46.8 | 46.8 | 46.8 |  | 12 | 1953 | NG BLQ BLQ BLQ BLQ BLQ: WAT; N N N N N N: N; Y N Y Y Y Y: Y |  | S |  | N | Electric Utility | 1 |  | N | N
18574 | USCE-Wilmington District | 3833 | John H Kerr | VA | Mecklenburg | A | HY | OP | 1.1 | 1 | 1 |  | 12 | 2008 | NG BLQ BLQ BLQ BLQ BLQ: WAT; N N N N N N: N; Y N Y Y Y Y: Y |  | S |  | N | Electric Utility | 1 |  |  | N | [17 empty] | N
18574 | USCE-Wilmington District | 3833 | John H Kerr | VA | Mecklenburg | B | HY | OP | 1.1 | 1 | 1 |  | 8 | 2008 | NG BLQ BLQ BLQ BLQ BLQ: WAT; N N N N N N: N; Y N Y Y Y Y: Y |  | S |  | N | Electric Utility | 1 |  |  | N | [17 empty] | N
18574 | USCE-Wilmington District | 3834 | Philpott Lake | VA | Henry | 1 | HY | OP | 6.7 | 7.5 | 7.5 |  | 8 | 1953 | NG BLQ BLQ BLQ BLQ BLQ: WAT; N N N N N N: N; Y N Y Y Y Y: Y |  | S |  | N | Electric Utility | 1 |  | N | Y | [12 empty] | Y | 6 | 2013
18574 | USCE-Wilmington District | 3834 | Philpott Lake | VA | Henry | 2 | HY | OP | 6.7 | 7.5 | 7.5 |  | 8 | 1953 | NG BLQ BLQ BLQ BLQ BLQ: WAT; N N N N N N: N; Y N Y Y Y Y: Y |  | S | 0 | N | Electric Utility | 1 |  | N | Y | [12 empty] | Y | 6 | 2013
18574 | USCE-Wilmington District | 3834 | Philpott Lake | VA | Henry | 3 | HY | OP | 0.6 | 0.6 | 0.6 |  | 8 | 1953 | NG BLQ BLQ BLQ BLQ BLQ: WAT; N N N N N N: N; Y N Y Y Y Y: Y |  | S |  | N | Electric Utility | 1 |  | N | N
18587 | Sierra Power Corp | 50068 | Sierra Power | CA | TULARE | WEST | ST | OP | 7.5 | 7 | 7 |  | 12 | 1985 | NG BLQ BLQ BLQ BLQ BLQ: WDS; N N N N N N: N; Y N Y Y Y Y: Y |  | S | 1 | Y | Industrial CHP | 7 | T | N | N | [17 empty] | N
18611 | Tenaska Frontier Partners Ltd | 55062 | Tenaska Frontier Generation Station | TX | Grimes | GTG1 | CT | OP | 183.2 | 155 | 177 |  | 5 | 2000 | NG BLQ BLQ BLQ BLQ BLQ: NG; NG WDS WDS WDS WDS WDS: DFO; N N N N N N: Y; Y N Y Y Y Y: Y |  | J |  | N | IPP Non-CHP | 2 |  | N | N | [17 empty] | N
18611 | Tenaska Frontier Partners Ltd | 55062 | Tenaska Frontier Generation Station | TX | Grimes | GTG2 | CT | OP | 183.2 | 155 | 177 |  | 5 | 2000 | NG BLQ BLQ BLQ BLQ BLQ: NG; NG WDS WDS WDS WDS WDS: DFO; N N N N N N: Y; Y N Y Y Y Y: Y |  | J |  | N | IPP Non-CHP | 2 |  | N | N | [17 empty] | N
18611 | Tenaska Frontier Partners Ltd | 55062 | Tenaska Frontier Generation Station | TX | Grimes | GTG3 | CT | OP | 183.2 | 155 | 177 |  | 5 | 2000 | NG BLQ BLQ BLQ BLQ BLQ: NG; NG WDS WDS WDS WDS WDS: DFO; N N N N N N: Y; Y N Y Y Y Y: Y |  | J |  | N | IPP Non-CHP | 2 |  | N | N | [17 empty] | N
18611 | Tenaska Frontier Partners Ltd | 55062 | Tenaska Frontier Generation Station | TX | Grimes | STG1 | CA | OP | 390.1 | 395 | 395 |  | 5 | 2000 | NG BLQ BLQ BLQ BLQ BLQ: NG; N N N N N N: N; Y N Y Y Y Y: Y |  | J |  | N | IPP Non-CHP | 2 |  | Y | N | [17 empty] | N
18617 | Tesoro Alaska Co | 52184 | Tesoro Alaska Petroleum | AK | Kenai Peninsula | GEN1 | GT | OP | 4 | 2.7 | 3.3 |  | 11 | 1988 | NG | WO | DFO |  |  |  | Y | N | Y | S |  | Y | Industrial CHP | 7 | T |  | Y | 0.3 | 0.3 | 2 | 2013 | [6 empty] | 2 | 2013 | N |  |  |  |  | N
18617 | Tesoro Alaska Co | 52184 | Tesoro Alaska Petroleum | AK | Kenai Peninsula | GEN2 | GT | OP | 4 | 1.6 | 1.7 |  | 11 | 1988 | NG | WO | DFO |  |  |  | Y | N | Y | S |  | Y | Industrial CHP | 7 | T |  | Y | 0.3 | 0.3 | 1 | 2013 | [6 empty] | 1 | 2013 | N |  |  |  |  | N
18642 | Tennessee Valley Authority | 46 | Browns Ferry | AL | Limestone | 1 | ST | OP | 1152 | 1100.8 | 1131.7 |  | 8 | 1974 | NG BLQ BLQ BLQ BLQ BLQ: NUC; N N N N N N: N; Y N Y Y Y Y: Y |  | S |  | N | Electric Utility | 1 |  |  | N | [12 empty] | N |  |  |  |  | N
18642 | Tennessee Valley Authority | 46 | Browns Ferry | AL | Limestone | 2 | ST | OP | 1152 | 1103.7 | 1135.2 |  | 3 | 1975 | NG BLQ BLQ BLQ BLQ BLQ: NUC; N N N N N N: N; Y N Y Y Y Y: Y |  | S |  | N | Electric Utility | 1 |  |  | N | [17 empty] | N
18642 | Tennessee Valley Authority | 46 | Browns Ferry | AL | Limestone | 3 | ST | OP | 1190 | 1104.9 | 1134.2 |  | 3 | 1977 | NG BLQ BLQ BLQ BLQ BLQ: NUC; N N N N N N: N; Y N Y Y Y Y: Y |  | S |  | N | Electric Utility | 1 |  |  | N | [17 empty] | N
18642 | Tennessee Valley Authority | 47 | Colbert | AL | Colbert | 1 | ST | OP | 200 | 178 | 182 |  | 1 | 1955 | NG BLQ BLQ BLQ BLQ BLQ: BIT; NG WDS WDS WDS WDS WDS: SUB; N N N N N N: N; Y N Y Y Y Y: Y |  | S |  | N | Electric Utility | 1 |  |  | N | [17 empty] | N | Y |  | Y |  |  |  | DFO
18642 | Tennessee Valley Authority | 47 | Colbert | AL | Colbert | 2 | ST | OP | 200 | 178 | 182 |  | 3 | 1955 | NG BLQ BLQ BLQ BLQ BLQ: BIT; NG WDS WDS WDS WDS WDS: SUB; N N N N N N: N; Y N Y Y Y Y: Y |  | S |  | N | Electric Utility | 1 |  |  | N | [17 empty] | N | Y |  | Y |  |  |  | DFO
18642 | Tennessee Valley Authority | 47 | Colbert | AL | Colbert | 3 | ST | OP | 200 | 178 | 182 |  | 7 | 1955 | NG BLQ BLQ BLQ BLQ BLQ: BIT; NG WDS WDS WDS WDS WDS: SUB; N N N N N N: N; Y N Y Y Y Y: Y |  | S |  | N | Electric Utility | 1 |  |  | N | [17 empty] | N | Y |  | Y |  |  |  | DFO
18642 | Tennessee Valley Authority | 47 | Colbert | AL | Colbert | 4 | ST | OP | 200 | 178 | 182 |  | 11 | 1955 | NG BLQ BLQ BLQ BLQ BLQ: BIT; NG WDS WDS WDS WDS WDS: SUB; N N N N N N: N; Y N Y Y Y Y: Y |  | S |  | N | Electric Utility | 1 |  |  | N | [17 empty] | N | Y |  | Y |  |  |  | DFO
18642 | Tennessee Valley Authority | 47 | Colbert | AL | Colbert | 5 | ST | OP | 550 | 472 | 481 |  | 11 | 1965 | NG BLQ BLQ BLQ BLQ BLQ: BIT; N N N N N N: N; Y N Y Y Y Y: Y |  | S |  | N | Electric Utility | 1 |  |  | N | [18 empty] | Y |  | Y |  |  |  | DFO
18642 | Tennessee Valley Authority | 47 | Colbert | AL | Colbert | GT1 | GT | OP | 59.5 | 45.4 | 60.8 |  | 9 | 1972 | NG BLQ BLQ BLQ BLQ BLQ: NG; NG WDS WDS WDS WDS WDS: DFO; N N N N N N: Y; Y N Y Y Y Y: Y |  | S |  | N | Electric Utility | 1 |  |  | N | [17 empty] | N
18642 | Tennessee Valley Authority | 47 | Colbert | AL | Colbert | GT2 | GT | OP | 59.5 | 45.4 | 60.8 |  | 9 | 1972 | NG BLQ BLQ BLQ BLQ BLQ: NG; NG WDS WDS WDS WDS WDS: DFO; N N N N N N: Y; Y N Y Y Y Y: Y |  | S |  | N | Electric Utility | 1 |  |  | N | [17 empty] | N
18642 | Tennessee Valley Authority | 47 | Colbert | AL | Colbert | GT3 | GT | OP | 59.5 | 45.4 | 60.8 |  | 9 | 1972 | NG BLQ BLQ BLQ BLQ BLQ: NG; NG WDS WDS WDS WDS WDS: DFO; N N N N N N: Y; Y N Y Y Y Y: Y |  | S |  | N | Electric Utility | 1 |  |  | N | [17 empty] | N
18642 | Tennessee Valley Authority | 47 | Colbert | AL | Colbert | GT4 | GT | OP | 59.5 | 45.4 | 60.8 |  | 9 | 1972 | NG BLQ BLQ BLQ BLQ BLQ: NG; NG WDS WDS WDS WDS WDS: DFO; N N N N N N: Y; Y N Y Y Y Y: Y |  | S |  | N | Electric Utility | 1 |  |  | N | [17 empty] | N
18642 | Tennessee Valley Authority | 47 | Colbert | AL | Colbert | GT5 | GT | OP | 59.5 | 45.4 | 60.8 |  | 9 | 1972 | NG BLQ BLQ BLQ BLQ BLQ: NG; NG WDS WDS WDS WDS WDS: DFO; N N N N N N: Y; Y N Y Y Y Y: Y |  | S |  | N | Electric Utility | 1 |  |  | N | [17 empty] | N
18642 | Tennessee Valley Authority | 47 | Colbert | AL | Colbert | GT6 | GT | OP | 59.5 | 45.4 | 60.8 |  | 9 | 1972 | NG BLQ BLQ BLQ BLQ BLQ: NG; NG WDS WDS WDS WDS WDS: DFO; N N N N N N: Y; Y N Y Y Y Y: Y |  | S |  | N | Electric Utility | 1 |  |  | N | [17 empty] | N
18642 | Tennessee Valley Authority | 47 | Colbert | AL | Colbert | GT7 | GT | OP | 59.5 | 45.4 | 60.8 |  | 9 | 1972 | NG BLQ BLQ BLQ BLQ BLQ: NG; NG WDS WDS WDS WDS WDS: DFO; N N N N N N: Y; Y N Y Y Y Y: Y |  | S |  | N | Electric Utility | 1 |  |  | N | [17 empty] | N
18642 | Tennessee Valley Authority | 47 | Colbert | AL | Colbert | GT8 | GT | OP | 59.5 | 45.4 | 60.8 |  | 9 | 1972 | NG BLQ BLQ BLQ BLQ BLQ: NG; NG WDS WDS WDS WDS WDS: DFO; N N N N N N: Y; Y N Y Y Y Y: Y |  | S |  | N | Electric Utility | 1 |  |  | N | [17 empty] | N
18642 | Tennessee Valley Authority | 48 | Guntersville | AL | Marshall | 1 | HY | OP | 28.8 | 31 | 31.4 |  | 8 | 1939 | NG BLQ BLQ BLQ BLQ BLQ: WAT; N N N N N N: N; Y N Y Y Y Y: Y |  | S | 0 | N | Electric Utility | 1 |  | N | N | [17 empty] | N
18642 | Tennessee Valley Authority | 48 | Guntersville | AL | Marshall | 2 | HY | OP | 28.8 | 30.6 | 31.1 |  | 10 | 1939 | NG BLQ BLQ BLQ BLQ BLQ: WAT; N N N N N N: N; Y N Y Y Y Y: Y |  | S | 0 | N | Electric Utility | 1 |  | N | N | [17 empty] | N
18642 | Tennessee Valley Authority | 48 | Guntersville | AL | Marshall | 3 | HY | OP | 28.8 | 29.8 | 30.3 |  | 12 | 1939 | NG BLQ BLQ BLQ BLQ BLQ: WAT; N N N N N N: N; Y N Y Y Y Y: Y |  | S | 0 | N | Electric Utility | 1 |  | N | N | [17 empty] | N
18642 | Tennessee Valley Authority | 48 | Guntersville | AL | Marshall | 4 | HY | OP | 28.8 | 31.3 | 31.7 |  | 3 | 1952 | NG BLQ BLQ BLQ BLQ BLQ: WAT; N N N N N N: N; Y N Y Y Y Y: Y |  | S | 0 | N | Electric Utility | 1 |  | N | N | [17 empty] | N
18642 | Tennessee Valley Authority | 49 | Wheeler Dam | AL | Lawrence | 1 | HY | OP | 35.1 | 34.1 | 35.6 |  | 11 | 1936 | NG BLQ BLQ BLQ BLQ BLQ: WAT; N N N N N N: N; Y N Y Y Y Y: Y |  | S | 0 | N | Electric Utility | 1 |  | N | [13 empty] | N |  |  |  |  | N
18642 | Tennessee Valley Authority | 49 | Wheeler Dam | AL | Lawrence | 10 | HY | OP | 36 | 41.9 | 38.3 |  | 6 | 1963 | NG BLQ BLQ BLQ BLQ BLQ: WAT; N N N N N N: N; Y N Y Y Y Y: Y |  | S | 0 | N | Electric Utility | 1 |  | N | N | [17 empty] | N
18642 | Tennessee Valley Authority | 49 | Wheeler Dam | AL | Lawrence | 11 | HY | OP | 43.6 | 41.9 | 38.2 |  | 12 | 1963 | NG BLQ BLQ BLQ BLQ BLQ: WAT; N N N N N N: N; Y N Y Y Y Y: Y |  | S | 0 | N | Electric Utility | 1 |  | N | N | [17 empty] | N
18642 | Tennessee Valley Authority | 49 | Wheeler Dam | AL | Lawrence | 2 | HY | OP | 35.1 | 33.2 | 30.1 |  | 4 | 1937 | NG BLQ BLQ BLQ BLQ BLQ: WAT; N N N N N N: N; Y N Y Y Y Y: Y |  | S | 0 | N | Electric Utility | 1 |  | N | N | [17 empty] | N
18642 | Tennessee Valley Authority | 49 | Wheeler Dam | AL | Lawrence | 3 | HY | OP | 35.1 | 33.6 | 30.4 |  | 1 | 1941 | NG BLQ BLQ BLQ BLQ BLQ: WAT; N N N N N N: N; Y N Y Y Y Y: Y |  | S | 0 | N | Electric Utility | 1 |  | N | N | [17 empty] | N
18642 | Tennessee Valley Authority | 49 | Wheeler Dam | AL | Lawrence | 4 | HY | OP | 35.1 | 33.4 | 30.2 |  | 3 | 1941 | NG BLQ BLQ BLQ BLQ BLQ: WAT; N N N N N N: N; Y N Y Y Y Y: Y |  | S | 0 | N | Electric Utility | 1 |  | N | N | [17 empty] | N
18642 | Tennessee Valley Authority | 49 | Wheeler Dam | AL | Lawrence | 5 | HY | OP | 35.1 | 34.7 | 31.4 |  | 10 | 1948 | NG BLQ BLQ BLQ BLQ BLQ: WAT; N N N N N N: N; Y N Y Y Y Y: Y |  | S | 0 | N | Electric Utility | 1 |  | N | N | [17 empty] | N
18642 | Tennessee Valley Authority | 49 | Wheeler Dam | AL | Lawrence | 6 | HY | OP | 35.1 | 34.6 | 31.3 |  | 2 | 1949 | NG BLQ BLQ BLQ BLQ BLQ: WAT; N N N N N N: N; Y N Y Y Y Y: Y |  | S | 0 | N | Electric Utility | 1 |  | N | N | [17 empty] | N
18642 | Tennessee Valley Authority | 49 | Wheeler Dam | AL | Lawrence | 7 | HY | OP | 35.1 | 34.4 | 31.1 |  | 12 | 1949 | NG BLQ BLQ BLQ BLQ BLQ: WAT; N N N N N N: N; Y N Y Y Y Y: Y |  | S | 0 | N | Electric Utility | 1 |  | N | N | [17 empty] | N
18642 | Tennessee Valley Authority | 49 | Wheeler Dam | AL | Lawrence | 8 | HY | OP | 35.1 | 34.5 | 31.2 |  | 3 | 1950 | NG BLQ BLQ BLQ BLQ BLQ: WAT; N N N N N N: N; Y N Y Y Y Y: Y |  | S | 0 | N | Electric Utility | 1 |  | N | N | [17 empty] | N
18642 | Tennessee Valley Authority | 49 | Wheeler Dam | AL | Lawrence | 9 | HY | OP | 43.6 | 41.9 | 38.2 |  | 12 | 1962 | NG BLQ BLQ BLQ BLQ BLQ: WAT; N N N N N N: N; Y N Y Y Y Y: Y |  | S | 0 | N | Electric Utility | 1 |  | N | N | [17 empty] | N
18642 | Tennessee Valley Authority | 50 | Widows Creek | AL | Jackson | 1 | ST | OS | 140.6 | 111 | 113 |  | 7 | 1952 | NG BLQ BLQ BLQ BLQ BLQ: BIT; N N N N N N: N; Y N Y Y Y Y: Y |  | S |  | N | Electric Utility | 1 |  |  | Y | [15 empty] | 7 | 2014 | N | Y |  | Y |  |  |  | DFO
18642 | Tennessee Valley Authority | 50 | Widows Creek | AL | Jackson | 2 | ST | OS | 140.6 | 111 | 113 |  | 10 | 1952 | NG BLQ BLQ BLQ BLQ BLQ: BIT; N N N N N N: N; Y N Y Y Y Y: Y |  | S |  | N | Electric Utility | 1 |  |  | Y | [15 empty] | 7 | 2014 | N | Y |  | Y |  |  |  | DFO
18642 | Tennessee Valley Authority | 50 | Widows Creek | AL | Jackson | 3 | ST | OS | 140.6 | 111 | 113 |  | 11 | 1952 | NG BLQ BLQ BLQ BLQ BLQ: BIT; N N N N N N: N; Y N Y Y Y Y: Y |  | S |  | N | Electric Utility | 1 |  |  | Y | [15 empty] | 7 | 2013 | N | Y |  | Y |  |  |  | DFO
18642 | Tennessee Valley Authority | 50 | Widows Creek | AL | Jackson | 4 | ST | OS | 140.6 | 111 | 113 |  | 1 | 1953 | NG BLQ BLQ BLQ BLQ BLQ: BIT; N N N N N N: N; Y N Y Y Y Y: Y |  | S |  | N | Electric Utility | 1 |  |  | Y | [15 empty] | 7 | 2015 | N | Y |  | Y |  |  |  | DFO
18642 | Tennessee Valley Authority | 50 | Widows Creek | AL | Jackson | 5 | ST | OS | 140.6 | 111 | 113 |  | 6 | 1954 | NG BLQ BLQ BLQ BLQ BLQ: BIT; N N N N N N: N; Y N Y Y Y Y: Y |  | S |  | N | Electric Utility | 1 |  |  | Y | [15 empty] | 7 | 2013 | N | Y |  | Y |  |  |  | DFO
18642 | Tennessee Valley Authority | 50 | Widows Creek | AL | Jackson | 6 | ST | OP | 140.6 | 111 | 113 |  | 7 | 1954 | NG BLQ BLQ BLQ BLQ BLQ: BIT; N N N N N N: N; Y N Y Y Y Y: Y |  | S |  | N | Electric Utility | 1 |  |  | Y | [15 empty] | 7 | 2015 | N | Y |  | Y |  |  |  | DFO
18642 | Tennessee Valley Authority | 50 | Widows Creek | AL | Jackson | 7 | ST | OP | 575 | 473 | 476 |  | 2 | 1961 | NG BLQ BLQ BLQ BLQ BLQ: BIT; N N N N N N: N; Y N Y Y Y Y: Y |  | S |  | N | Electric Utility | 1 |  |  | N | [17 empty] | N | Y |  | Y |  |  |  | DFO
18642 | Tennessee Valley Authority | 50 | Widows Creek | AL | Jackson | 8 | ST | OP | 550 | 465 | 469 |  | 2 | 1965 | NG BLQ BLQ BLQ BLQ BLQ: BIT; N N N N N N: N; Y N Y Y Y Y: Y |  | S |  | N | Electric Utility | 1 |  |  | N | [17 empty] | N | Y |  | Y |  |  |  | DFO
18642 | Tennessee Valley Authority | 757 | Blue Ridge | GA | Fannin | 1 | HY | OP | 22 | 16 | 13.4 |  | 7 | 1931 | NG BLQ BLQ BLQ BLQ BLQ: WAT; N N N N N N: N; Y N Y Y Y Y: Y |  | S | 0 | N | Electric Utility | 1 |  | N | N | [17 empty] | N
18642 | Tennessee Valley Authority | 757 | Blue Ridge | GA | Fannin | 2 | HY | OP | 1.5 | 1.3 | 1.3 |  | 9 | 1994 | NG BLQ BLQ BLQ BLQ BLQ: WAT; N N N N N N: N; Y N Y Y Y Y: Y |  | S | 0 | N | Electric Utility | 1 |  | N | N | [17 empty] | N
18642 | Tennessee Valley Authority | 758 | Nottely | GA | Union | 1 | HY | OP | 15 | 19.2 | 18.4 |  | 1 | 1956 | NG BLQ BLQ BLQ BLQ BLQ: WAT; N N N N N N: N; Y N Y Y Y Y: Y |  | S | 0 | N | Electric Utility | 1 |  | N | N | [17 empty] | N
18642 | Tennessee Valley Authority | 758 | Nottely | GA | Union | 2 | HY | OP | 0.9 | 0.9 | 0.9 |  | 8 | 1993 | NG BLQ BLQ BLQ BLQ BLQ: WAT; N N N N N N: N; Y N Y Y Y Y: Y |  | S | 0 | N | Electric Utility | 1 |  | N | N | [17 empty] | N
18642 | Tennessee Valley Authority | 1377 | Kentucky Dam | KY | Marshall | 1 | HY | OP | 44.6 | 44 | 37 |  | 4 | 1945 | NG BLQ BLQ BLQ BLQ BLQ: WAT; N N N N N N: N; Y N Y Y Y Y: Y |  | S | 0 | N | Electric Utility | 1 |  | N | N | [17 empty] | N
18642 | Tennessee Valley Authority | 1377 | Kentucky Dam | KY | Marshall | 2 | HY | OP | 42.4 | 45.4 | 37 |  | 11 | 1944 | NG BLQ BLQ BLQ BLQ BLQ: WAT; N N N N N N: N; Y N Y Y Y Y: Y |  | S | 0 | N | Electric Utility | 1 |  | N | N | [17 empty] | N
18642 | Tennessee Valley Authority | 1377 | Kentucky Dam | KY | Marshall | 3 | HY | OP | 42.4 | 44.9 | 37.2 |  | 9 | 1944 | NG BLQ BLQ BLQ BLQ BLQ: WAT; N N N N N N: N; Y N Y Y Y Y: Y |  | S | 0 | N | Electric Utility | 1 |  | N | N | [17 empty] | N
18642 | Tennessee Valley Authority | 1377 | Kentucky Dam | KY | Marshall | 4 | HY | OP | 44.6 | 43.1 | 35.4 |  | 12 | 1945 | NG BLQ BLQ BLQ BLQ BLQ: WAT; N N N N N N: N; Y N Y Y Y Y: Y |  | S | 0 | N | Electric Utility | 1 |  | N | N | [17 empty] | N
18642 | Tennessee Valley Authority | 1377 | Kentucky Dam | KY | Marshall | 5 | HY | OP | 44.6 | 45.1 | 36.5 |  | 1 | 1948 | NG BLQ BLQ BLQ BLQ BLQ: WAT; N N N N N N: N; Y N Y Y Y Y: Y |  | S | 0 | N | Electric Utility | 1 |  | N | N | [17 empty] | N
18642 | Tennessee Valley Authority | 1378 | Paradise | KY | Muhlenberg | 1 | ST | OP | 704 | 628 | 659 |  | 11 | 1963 | NG BLQ BLQ BLQ BLQ BLQ: BIT; N N N N N N: N; Y N Y Y Y Y: Y |  | S |  | N | Electric Utility | 1 |  |  | N | [17 empty] | N | Y |  | Y |  |  |  | DFO
18642 | Tennessee Valley Authority | 1378 | Paradise | KY | Muhlenberg | 2 | ST | OP | 704 | 602 | 633 |  | 5 | 1963 | NG BLQ BLQ BLQ BLQ BLQ: BIT; N N N N N N: N; Y N Y Y Y Y: Y |  | S |  | N | Electric Utility | 1 |  |  | N | [17 empty] | N | Y |  | Y |  |  |  | DFO
18642 | Tennessee Valley Authority | 1378 | Paradise | KY | Muhlenberg | 3 | ST | OP | 1150.2 | 971 | 1017 |  | 2 | 1970 | NG BLQ BLQ BLQ BLQ BLQ: SUB; NG WDS WDS WDS WDS WDS: BIT; N N N N N N: N; Y N Y Y Y Y: Y |  | S |  | N | Electric Utility | 1 |  |  | N | [17 empty] | N | Y |  |  | Y |  |  | DFO
18642 | Tennessee Valley Authority | 1379 | Shawnee | KY | McCracken | 1 | ST | OP | 175 | 134 | 138 |  | 4 | 1953 | NG BLQ BLQ BLQ BLQ BLQ: BIT; NG WDS WDS WDS WDS WDS: SUB; N N N N N N: N; Y N Y Y Y Y: Y |  | S |  | N | Electric Utility | 1 |  |  | N | [17 empty] | N | Y |  | Y |  |  |  | DFO
18642 | Tennessee Valley Authority | 1379 | Shawnee | KY | McCracken | 10 | ST | OS | 175 | 124 | 127 |  | 10 | 1956 | NG BLQ BLQ BLQ BLQ BLQ: BIT; N N N N N N: N; Y N Y Y Y Y: Y |  | S |  | N | Electric Utility | 1 |  |  | N | [17 empty] | N | N | Y | Y |  |  |  | DFO
18642 | Tennessee Valley Authority | 1379 | Shawnee | KY | McCracken | 2 | ST | OP | 175 | 134 | 138 |  | 6 | 1953 | NG BLQ BLQ BLQ BLQ BLQ: BIT; NG WDS WDS WDS WDS WDS: SUB; N N N N N N: N; Y N Y Y Y Y: Y |  | S |  | N | Electric Utility | 1 |  |  | N | [17 empty] | N | Y |  | Y |  |  |  | DFO
18642 | Tennessee Valley Authority | 1379 | Shawnee | KY | McCracken | 3 | ST | OP | 175 | 134 | 138 |  | 10 | 1953 | NG BLQ BLQ BLQ BLQ BLQ: BIT; NG WDS WDS WDS WDS WDS: SUB; N N N N N N: N; Y N Y Y Y Y: Y |  | S |  | N | Electric Utility | 1 |  |  | N | [17 empty] | N | Y |  | Y |  |  |  | DFO
18642 | Tennessee Valley Authority | 1379 | Shawnee | KY | McCracken | 4 | ST | OP | 175 | 134 | 138 |  | 1 | 1954 | NG BLQ BLQ BLQ BLQ BLQ: BIT; NG WDS WDS WDS WDS WDS: SUB; N N N N N N: N; Y N Y Y Y Y: Y |  | S |  | N | Electric Utility | 1 |  |  | N | [17 empty] | N | Y |  | Y |  |  |  | DFO
18642 | Tennessee Valley Authority | 1379 | Shawnee | KY | McCracken | 5 | ST | OP | 175 | 134 | 138 |  | 10 | 1954 | NG BLQ BLQ BLQ BLQ BLQ: BIT; NG WDS WDS WDS WDS WDS: SUB; N N N N N N: N; Y N Y Y Y Y: Y |  | S |  | N | Electric Utility | 1 |  |  | N | [17 empty] | N | Y |  | Y |  |  |  | DFO
18642 | Tennessee Valley Authority | 1379 | Shawnee | KY | McCracken | 6 | ST | OP | 175 | 134 | 138 |  | 11 | 1954 | NG BLQ BLQ BLQ BLQ BLQ: BIT; NG WDS WDS WDS WDS WDS: SUB; N N N N N N: N; Y N Y Y Y Y: Y |  | S |  | N | Electric Utility | 1 |  |  | N | [17 empty] | N | Y |  | Y |  |  |  | DFO
18642 | Tennessee Valley Authority | 1379 | Shawnee | KY | McCracken | 7 | ST | OP | 175 | 134 | 138 |  | 12 | 1954 | NG BLQ BLQ BLQ BLQ BLQ: BIT; NG WDS WDS WDS WDS WDS: SUB; N N N N N N: N; Y N Y Y Y Y: Y |  | S |  | N | Electric Utility | 1 |  |  | N | [17 empty] | N | Y |  | Y |  |  |  | DFO
18642 | Tennessee Valley Authority | 1379 | Shawnee | KY | McCracken | 8 | ST | OP | 175 | 134 | 138 |  | 3 | 1955 | NG BLQ BLQ BLQ BLQ BLQ: BIT; NG WDS WDS WDS WDS WDS: SUB; N N N N N N: N; Y N Y Y Y Y: Y |  | S |  | N | Electric Utility | 1 |  |  | N | [17 empty] | N | Y |  | Y |  |  |  | DFO
18642 | Tennessee Valley Authority | 1379 | Shawnee | KY | McCracken | 9 | ST | OP | 175 | 134 | 138 |  | 7 | 1955 | NG BLQ BLQ BLQ BLQ BLQ: BIT; NG WDS WDS WDS WDS WDS: SUB; N N N N N N: N; Y N Y Y Y Y: Y |  | S |  | N | Electric Utility | 1 |  |  | N | [17 empty] | N | Y |  | Y |  |  |  | DFO
18642 | Tennessee Valley Authority | 2778 | Chatuge | NC | Clay | 1 | HY | OP | 13.2 | 13.9 | 13.1 |  | 12 | 1954 | NG BLQ BLQ BLQ BLQ BLQ: WAT; N N N N N N: N; Y N Y Y Y Y: Y |  | S | 0 | N | Electric Utility | 1 |  | N | N | [17 empty] | N
18642 | Tennessee Valley Authority | 2779 | Fontana Dam | NC | Swain | 1 | HY | OP | 81 | 101.4 | 101.4 |  | 1 | 1945 | NG BLQ BLQ BLQ BLQ BLQ: WAT; N N N N N N: N; Y N Y Y Y Y: Y |  | S | 0 | N | Electric Utility | 1 |  | N | N | [17 empty] | N
18642 | Tennessee Valley Authority | 2779 | Fontana Dam | NC | Swain | 2 | HY | OP | 92.7 | 101.4 | 101.4 |  | 3 | 1945 | NG BLQ BLQ BLQ BLQ BLQ: WAT; N N N N N N: N; Y N Y Y Y Y: Y |  | S | 0 | N | Electric Utility | 1 |  | N | N | [17 empty] | N
18642 | Tennessee Valley Authority | 2779 | Fontana Dam | NC | Swain | 3 | HY | OP | 81 | 101.4 | 101.4 |  | 2 | 1954 | NG BLQ BLQ BLQ BLQ BLQ: WAT; N N N N N N: N; Y N Y Y Y Y: Y |  | S | 0 | N | Electric Utility | 1 |  | N | N | [17 empty] | N
18642 | Tennessee Valley Authority | 2780 | Hiwassee Dam | NC | Cherokee | 1 | HY | OP | 70.6 | 87.7 | 73.8 |  | 5 | 1940 | NG BLQ BLQ BLQ BLQ BLQ: WAT; N N N N N N: N; Y N Y Y Y Y: Y |  | S | 0 | N | Electric Utility | 1 |  | N | N | [17 empty] | N
18642 | Tennessee Valley Authority | 2780 | Hiwassee Dam | NC | Cherokee | 2 | PS | OP | 95 | 86 | 67.5 |  | 5 | 1956 | NG BLQ BLQ BLQ BLQ BLQ: WAT; N N N N N N: N; Y N Y Y Y Y: Y |  | S | 0 | N | Electric Utility | 1 |  | N | N | [17 empty] | N
18642 | Tennessee Valley Authority | 3393 | Allen Steam Plant | TN | Shelby | 1 | ST | OP | 330 | 247 | 250 |  | 5 | 1959 | NG BLQ BLQ BLQ BLQ BLQ: SUB; NG WDS WDS WDS WDS WDS: BIT; N N N N N N: N; Y N Y Y Y Y: Y |  | S |  | N | Electric Utility | 1 |  |  | N | [17 empty] | N | Y |  | Y |  |  |  | DFO
18642 | Tennessee Valley Authority | 3393 | Allen Steam Plant | TN | Shelby | 2 | ST | OP | 330 | 247 | 250 |  | 5 | 1959 | NG BLQ BLQ BLQ BLQ BLQ: SUB; NG WDS WDS WDS WDS WDS: BIT; N N N N N N: N; Y N Y Y Y Y: Y |  | S |  | N | Electric Utility | 1 |  |  | N | [17 empty] | N | Y |  | Y |  |  |  | DFO
18642 | Tennessee Valley Authority | 3393 | Allen Steam Plant | TN | Shelby | 3 | ST | OP | 330 | 247 | 250 |  | 10 | 1959 | NG BLQ BLQ BLQ BLQ BLQ: SUB; NG WDS WDS WDS WDS WDS: BIT; N N N N N N: N; Y N Y Y Y Y: Y |  | S |  | N | Electric Utility | 1 |  |  | N | [17 empty] | N | Y |  | Y |  |  |  | DFO
18642 | Tennessee Valley Authority | 3393 | Allen Steam Plant | TN | Shelby | G10 | GT | OP | 23.9 | 15.1 | 20.4 |  | 6 | 1971 | NG BLQ BLQ BLQ BLQ BLQ: NG; NG WDS WDS WDS WDS WDS: DFO; N N N N N N: Y; Y N Y Y Y Y: Y |  | S |  | N | Electric Utility | 1 |  |  | N | [17 empty] | N
18642 | Tennessee Valley Authority | 3393 | Allen Steam Plant | TN | Shelby | G11 | GT | OP | 23.9 | 15.1 | 20.4 |  | 6 | 1971 | NG BLQ BLQ BLQ BLQ BLQ: NG; NG WDS WDS WDS WDS WDS: DFO; N N N N N N: Y; Y N Y Y Y Y: Y |  | S |  | N | Electric Utility | 1 |  |  | N | [17 empty] | N
18642 | Tennessee Valley Authority | 3393 | Allen Steam Plant | TN | Shelby | G12 | GT | OP | 23.9 | 15.1 | 20.4 |  | 6 | 1971 | NG BLQ BLQ BLQ BLQ BLQ: NG; NG WDS WDS WDS WDS WDS: DFO; N N N N N N: Y; Y N Y Y Y Y: Y |  | S |  | N | Electric Utility | 1 |  |  | N | [17 empty] | N
18642 | Tennessee Valley Authority | 3393 | Allen Steam Plant | TN | Shelby | G13 | GT | OP | 23.9 | 15.1 | 20.4 |  | 6 | 1971 | NG BLQ BLQ BLQ BLQ BLQ: NG; NG WDS WDS WDS WDS WDS: DFO; N N N N N N: Y; Y N Y Y Y Y: Y |  | S |  | N | Electric Utility | 1 |  |  | N | [17 empty] | N
18642 | Tennessee Valley Authority | 3393 | Allen Steam Plant | TN | Shelby | G14 | GT | OP | 23.9 | 15.1 | 20.4 |  | 6 | 1971 | NG BLQ BLQ BLQ BLQ BLQ: NG; NG WDS WDS WDS WDS WDS: DFO; N N N N N N: Y; Y N Y Y Y Y: Y |  | S |  | N | Electric Utility | 1 |  |  | N | [17 empty] | N
18642 | Tennessee Valley Authority | 3393 | Allen Steam Plant | TN | Shelby | G15 | GT | OP | 23.9 | 15.1 | 20.4 |  | 6 | 1971 | NG BLQ BLQ BLQ BLQ BLQ: NG; NG WDS WDS WDS WDS WDS: DFO; N N N N N N: Y; Y N Y Y Y Y: Y |  | S |  | N | Electric Utility | 1 |  |  | N | [17 empty] | N
18642 | Tennessee Valley Authority | 3393 | Allen Steam Plant | TN | Shelby | G16 | GT | OP | 23.9 | 15.1 | 20.4 |  | 6 | 1971 | NG BLQ BLQ BLQ BLQ BLQ: NG; NG WDS WDS WDS WDS WDS: DFO; N N N N N N: Y; Y N Y Y Y Y: Y |  | S |  | N | Electric Utility | 1 |  |  | N | [17 empty] | N
18642 | Tennessee Valley Authority | 3393 | Allen Steam Plant | TN | Shelby | G17 | GT | OP | 59.6 | 46.4 | 62.2 |  | 9 | 1972 | NG BLQ BLQ BLQ BLQ BLQ: NG; NG WDS WDS WDS WDS WDS: DFO; N N N N N N: Y; Y N Y Y Y Y: Y |  | S |  | N | Electric Utility | 1 |  |  | N | [17 empty] | N
18642 | Tennessee Valley Authority | 3393 | Allen Steam Plant | TN | Shelby | G18 | GT | OP | 59.6 | 46.4 | 62.2 |  | 9 | 1972 | NG BLQ BLQ BLQ BLQ BLQ: NG; NG WDS WDS WDS WDS WDS: DFO; N N N N N N: Y; Y N Y Y Y Y: Y |  | S |  | N | Electric Utility | 1 |  |  | N | [17 empty] | N
18642 | Tennessee Valley Authority | 3393 | Allen Steam Plant | TN | Shelby | G19 | GT | OP | 59.6 | 46.4 | 62.2 |  | 9 | 1972 | NG BLQ BLQ BLQ BLQ BLQ: NG; NG WDS WDS WDS WDS WDS: DFO; N N N N N N: Y; Y N Y Y Y Y: Y |  | S |  | N | Electric Utility | 1 |  |  | N | [17 empty] | N
18642 | Tennessee Valley Authority | 3393 | Allen Steam Plant | TN | Shelby | G20 | GT | OP | 59.6 | 46.4 | 62.2 |  | 9 | 1972 | NG BLQ BLQ BLQ BLQ BLQ: NG; NG WDS WDS WDS WDS WDS: DFO; N N N N N N: Y; Y N Y Y Y Y: Y |  | S |  | N | Electric Utility | 1 |  |  | N | [17 empty] | N
18642 | Tennessee Valley Authority | 3393 | Allen Steam Plant | TN | Shelby | GT1 | GT | OP | 23.9 | 15.1 | 20.4 |  | 6 | 1971 | NG BLQ BLQ BLQ BLQ BLQ: NG; NG WDS WDS WDS WDS WDS: DFO; N N N N N N: Y; Y N Y Y Y Y: Y |  | S |  | N | Electric Utility | 1 |  |  | N | [17 empty] | N
18642 | Tennessee Valley Authority | 3393 | Allen Steam Plant | TN | Shelby | GT2 | GT | OP | 23.9 | 15.1 | 20.4 |  | 6 | 1971 | NG BLQ BLQ BLQ BLQ BLQ: NG; NG WDS WDS WDS WDS WDS: DFO; N N N N N N: Y; Y N Y Y Y Y: Y |  | S |  | N | Electric Utility | 1 |  |  | N | [17 empty] | N
18642 | Tennessee Valley Authority | 3393 | Allen Steam Plant | TN | Shelby | GT3 | GT | OP | 23.9 | 15.1 | 20.4 |  | 6 | 1971 | NG BLQ BLQ BLQ BLQ BLQ: NG; NG WDS WDS WDS WDS WDS: DFO; N N N N N N: Y; Y N Y Y Y Y: Y |  | S |  | N | Electric Utility | 1 |  |  | N | [17 empty] | N
18642 | Tennessee Valley Authority | 3393 | Allen Steam Plant | TN | Shelby | GT4 | GT | OP | 23.9 | 15.1 | 20.4 |  | 6 | 1971 | NG BLQ BLQ BLQ BLQ BLQ: NG; NG WDS WDS WDS WDS WDS: DFO; N N N N N N: Y; Y N Y Y Y Y: Y |  | S |  | N | Electric Utility | 1 |  |  | N | [17 empty] | N
18642 | Tennessee Valley Authority | 3393 | Allen Steam Plant | TN | Shelby | GT5 | GT | OP | 23.9 | 15.1 | 20.4 |  | 6 | 1971 | NG BLQ BLQ BLQ BLQ BLQ: NG; NG WDS WDS WDS WDS WDS: DFO; N N N N N N: Y; Y N Y Y Y Y: Y |  | S |  | N | Electric Utility | 1 |  |  | N | [17 empty] | N
18642 | Tennessee Valley Authority | 3393 | Allen Steam Plant | TN | Shelby | GT6 | GT | OP | 23.9 | 15.1 | 20.4 |  | 6 | 1971 | NG BLQ BLQ BLQ BLQ BLQ: NG; NG WDS WDS WDS WDS WDS: DFO; N N N N N N: Y; Y N Y Y Y Y: Y |  | S |  | N | Electric Utility | 1 |  |  | N | [17 empty] | N
18642 | Tennessee Valley Authority | 3393 | Allen Steam Plant | TN | Shelby | GT7 | GT | OP | 23.9 | 15.1 | 20.4 |  | 6 | 1971 | NG BLQ BLQ BLQ BLQ BLQ: NG; NG WDS WDS WDS WDS WDS: DFO; N N N N N N: Y; Y N Y Y Y Y: Y |  | S |  | N | Electric Utility | 1 |  |  | N | [17 empty] | N
18642 | Tennessee Valley Authority | 3393 | Allen Steam Plant | TN | Shelby | GT8 | GT | OP | 23.9 | 15.1 | 20.4 |  | 6 | 1971 | NG BLQ BLQ BLQ BLQ BLQ: NG; NG WDS WDS WDS WDS WDS: DFO; N N N N N N: Y; Y N Y Y Y Y: Y |  | S |  | N | Electric Utility | 1 |  |  | N | [17 empty] | N
18642 | Tennessee Valley Authority | 3393 | Allen Steam Plant | TN | Shelby | GT9 | GT | OP | 23.9 | 15.1 | 20.4 |  | 6 | 1971 | NG BLQ BLQ BLQ BLQ BLQ: NG; NG WDS WDS WDS WDS WDS: DFO; N N N N N N: Y; Y N Y Y Y Y: Y |  | S |  | N | Electric Utility | 1 |  |  | N | [17 empty] | N
18642 | Tennessee Valley Authority | 3394 | Apalachia | TN | Polk | 1 | HY | OP | 52.2 | 41.2 | 41.2 |  | 11 | 1943 | NG BLQ BLQ BLQ BLQ BLQ: WAT; N N N N N N: N; Y N Y Y Y Y: Y |  | S | 0 | N | Electric Utility | 1 |  | N | N | [17 empty] | N
18642 | Tennessee Valley Authority | 3394 | Apalachia | TN | Polk | 2 | HY | OP | 41.4 | 41.2 | 41.2 |  | 9 | 1943 | NG BLQ BLQ BLQ BLQ BLQ: WAT; N N N N N N: N; Y N Y Y Y Y: Y |  | S | 0 | N | Electric Utility | 1 |  | N | N | [17 empty] | N
18642 | Tennessee Valley Authority | 3395 | Boone Dam | TN | Sullivan | 1 | HY | OP | 38 | 37.8 | 29.8 |  | 9 | 1953 | NG BLQ BLQ BLQ BLQ BLQ: WAT; N N N N N N: N; Y N Y Y Y Y: Y |  | S | 0 | N | Electric Utility | 1 |  | N | N | [17 empty] | N
18642 | Tennessee Valley Authority | 3395 | Boone Dam | TN | Sullivan | 2 | HY | OP | 38.3 | 37.8 | 29.8 |  | 6 | 1953 | NG BLQ BLQ BLQ BLQ BLQ: WAT; N N N N N N: N; Y N Y Y Y Y: Y |  | S | 0 | N | Electric Utility | 1 |  | N | N | [17 empty] | N
18642 | Tennessee Valley Authority | 3395 | Boone Dam | TN | Sullivan | 3 | HY | OP | 29.6 | 37.8 | 29.8 |  | 3 | 1953 | NG BLQ BLQ BLQ BLQ BLQ: WAT; N N N N N N: N; Y N Y Y Y Y: Y |  | S | 0 | N | Electric Utility | 1 |  | N | N | [17 empty] | N
18642 | Tennessee Valley Authority | 3396 | Bull Run | TN | Anderson | 1 | ST | OP | 950 | 870 | 872 |  | 6 | 1967 | NG BLQ BLQ BLQ BLQ BLQ: BIT; N N N N N N: N; Y N Y Y Y Y: Y |  | S |  | N | Electric Utility | 1 |  |  | N | [17 empty] | N | Y |  | N | Y |  |  | DFO
18642 | Tennessee Valley Authority | 3397 | Cherokee Dam | TN | Jefferson | 1 | HY | OP | 33.4 | 37 | 37 |  | 4 | 1942 | NG BLQ BLQ BLQ BLQ BLQ: WAT; N N N N N N: N; Y N Y Y Y Y: Y |  | S | 0 | N | Electric Utility | 1 |  | N | N | [17 empty] | N
18642 | Tennessee Valley Authority | 3397 | Cherokee Dam | TN | Jefferson | 2 | HY | OP | 34.6 | 39.8 | 36.1 |  | 1 | 1953 | NG BLQ BLQ BLQ BLQ BLQ: WAT; N N N N N N: N; Y N Y Y Y Y: Y |  | S | 0 | N | Electric Utility | 1 |  | N | N | [17 empty] | N
18642 | Tennessee Valley Authority | 3397 | Cherokee Dam | TN | Jefferson | 3 | HY | OP | 34.6 | 39.8 | 37.5 |  | 6 | 1942 | NG BLQ BLQ BLQ BLQ BLQ: WAT; N N N N N N: N; Y N Y Y Y Y: Y |  | S | 0 | N | Electric Utility | 1 |  | N | Y | 3.7 | 0 | 7 | 2015 | 0 | 2.3 | 7 | 2015 |  |  |  |  | N |  |  |  |  | N
18642 | Tennessee Valley Authority | 3397 | Cherokee Dam | TN | Jefferson | 4 | HY | OP | 32.4 | 25 | 25 |  | 10 | 1953 | NG BLQ BLQ BLQ BLQ BLQ: WAT; N N N N N N: N; Y N Y Y Y Y: Y |  | S | 0 | N | Electric Utility | 1 |  | N | N | [17 empty] | N
18642 | Tennessee Valley Authority | 3398 | Chickamauga | TN | Hamilton | 1 | HY | OP | 39.9 | 35.4 | 29.8 |  | 7 | 1940 | NG BLQ BLQ BLQ BLQ BLQ: WAT; N N N N N N: N; Y N Y Y Y Y: Y |  | S | 0 | N | Electric Utility | 1 |  | N | N | [17 empty] | N
18642 | Tennessee Valley Authority | 3398 | Chickamauga | TN | Hamilton | 2 | HY | OP | 39.9 | 35.4 | 29.8 |  | 5 | 1940 | NG BLQ BLQ BLQ BLQ BLQ: WAT; N N N N N N: N; Y N Y Y Y Y: Y |  | S | 0 | N | Electric Utility | 1 |  | N | N | [17 empty] | N
18642 | Tennessee Valley Authority | 3398 | Chickamauga | TN | Hamilton | 3 | HY | OP | 39.9 | 35.4 | 29.8 |  | 3 | 1940 | NG BLQ BLQ BLQ BLQ BLQ: WAT; N N N N N N: N; Y N Y Y Y Y: Y |  | S | 0 | N | Electric Utility | 1 |  | N | N | [17 empty] | N
18642 | Tennessee Valley Authority | 3398 | Chickamauga | TN | Hamilton | 4 | HY | OP | 39.9 | 35.4 | 29.8 |  | 3 | 1952 | NG BLQ BLQ BLQ BLQ BLQ: WAT; N N N N N N: N; Y N Y Y Y Y: Y |  | S | 0 | N | Electric Utility | 1 |  | N | N | [17 empty] | N
18642 | Tennessee Valley Authority | 3399 | Cumberland | TN | Stewart | 1 | ST | OP | 1300 | 1239 | 1265 |  | 3 | 1973 | NG BLQ BLQ BLQ BLQ BLQ: BIT; N N N N N N: N; Y N Y Y Y Y: Y |  | S |  | N | Electric Utility | 1 |  |  | N | [17 empty] | N | Y |  |  | Y |  |  | DFO
18642 | Tennessee Valley Authority | 3399 | Cumberland | TN | Stewart | 2 | ST | OP | 1300 | 1231 | 1257 |  | 11 | 1973 | NG BLQ BLQ BLQ BLQ BLQ: BIT; N N N N N N: N; Y N Y Y Y Y: Y |  | S |  | N | Electric Utility | 1 |  |  | N | [17 empty] | N | Y |  |  | Y |  |  | DFO
18642 | Tennessee Valley Authority | 3400 | Douglas Dam | TN | Sevier | 1 | HY | OP | 36.5 | 44.2 | 27 |  | 1 | 1944 | NG BLQ BLQ BLQ BLQ BLQ: WAT; N N N N N N: N; Y N Y Y Y Y: Y |  | S | 0 | N | Electric Utility | 1 |  | N | N | [17 empty] | N
18642 | Tennessee Valley Authority | 3400 | Douglas Dam | TN | Sevier | 2 | HY | OP | 41.4 | 44.7 | 27.5 |  | 5 | 1949 | NG BLQ BLQ BLQ BLQ BLQ: WAT; N N N N N N: N; Y N Y Y Y Y: Y |  | S | 0 | N | Electric Utility | 1 |  | N | N | [17 empty] | N
18642 | Tennessee Valley Authority | 3400 | Douglas Dam | TN | Sevier | 3 | HY | OP | 31.5 | 44.5 | 27.6 |  | 3 | 1943 | NG BLQ BLQ BLQ BLQ BLQ: WAT; N N N N N N: N; Y N Y Y Y Y: Y |  | S | 0 | N | Electric Utility | 1 |  | N | N | [17 empty] | N
18642 | Tennessee Valley Authority | 3400 | Douglas Dam | TN | Sevier | 4 | HY | OP | 41.4 | 44.5 | 29.1 |  | 8 | 1954 | NG BLQ BLQ BLQ BLQ BLQ: WAT; N N N N N N: N; Y N Y Y Y Y: Y |  | S | 0 | N | Electric Utility | 1 |  | N | N | [17 empty] | N
18642 | Tennessee Valley Authority | 3401 | Fort Patrick Henry | TN | Sullivan | 1 | HY | OP | 29.7 | 20.4 | 20.4 |  | 2 | 1954 | NG BLQ BLQ BLQ BLQ BLQ: WAT; N N N N N N: N; Y N Y Y Y Y: Y |  | S | 0 | N | Electric Utility | 1 |  | N | N | [17 empty] | N
18642 | Tennessee Valley Authority | 3401 | Fort Patrick Henry | TN | Sullivan | 2 | HY | OP | 29.7 | 20.3 | 20.3 |  | 12 | 1953 | NG BLQ BLQ BLQ BLQ BLQ: WAT; N N N N N N: N; Y N Y Y Y Y: Y |  | S | 0 | N | Electric Utility | 1 |  | N | N | [17 empty] | N
18642 | Tennessee Valley Authority | 3402 | Fort Loudoun | TN | Loudon | 1 | HY | OP | 35.5 | 39.9 | 38.4 |  | 1 | 1944 | NG BLQ BLQ BLQ BLQ BLQ: WAT; N N N N N N: N; Y N Y Y Y Y: Y |  | S | 0 | N | Electric Utility | 1 |  | N | N | [17 empty] | N
18642 | Tennessee Valley Authority | 3402 | Fort Loudoun | TN | Loudon | 2 | HY | OP | 34.2 | 37.7 | 37.7 |  | 11 | 1943 | NG BLQ BLQ BLQ BLQ BLQ: WAT; N N N N N N: N; Y N Y Y Y Y: Y |  | S | 0 | N | Electric Utility | 1 |  | N | N | [17 empty] | N
18642 | Tennessee Valley Authority | 3402 | Fort Loudoun | TN | Loudon | 3 | HY | OP | 43 | 45.3 | 42.8 |  | 10 | 1948 | NG BLQ BLQ BLQ BLQ BLQ: WAT; N N N N N N: N; Y N Y Y Y Y: Y |  | S | 0 | N | Electric Utility | 1 |  | N | N | [17 empty] | N
18642 | Tennessee Valley Authority | 3402 | Fort Loudoun | TN | Loudon | 4 | HY | OP | 40.6 | 45.3 | 42.8 |  | 1 | 1949 | NG BLQ BLQ BLQ BLQ BLQ: WAT; N N N N N N: N; Y N Y Y Y Y: Y |  | S | 0 | N | Electric Utility | 1 |  | N | N | [17 empty] | N
18642 | Tennessee Valley Authority | 3403 | Gallatin | TN | Sumner | 1 | ST | OP | 300 | 225 | 228 |  | 11 | 1956 | NG BLQ BLQ BLQ BLQ BLQ: SUB; NG WDS WDS WDS WDS WDS: BIT; N N N N N N: N; Y N Y Y Y Y: Y |  | S |  | N | Electric Utility | 1 |  |  | N | [17 empty] | N | Y |  | Y |  |  |  | DFO
18642 | Tennessee Valley Authority | 3403 | Gallatin | TN | Sumner | 2 | ST | OP | 300 | 225 | 228 |  | 6 | 1957 | NG BLQ BLQ BLQ BLQ BLQ: SUB; NG WDS WDS WDS WDS WDS: BIT; N N N N N N: N; Y N Y Y Y Y: Y |  | S |  | N | Electric Utility | 1 |  |  | N | [17 empty] | N | Y |  | Y |  |  |  | DFO
18642 | Tennessee Valley Authority | 3403 | Gallatin | TN | Sumner | 3 | ST | OP | 327.6 | 263 | 266 |  | 5 | 1959 | NG BLQ BLQ BLQ BLQ BLQ: SUB; NG WDS WDS WDS WDS WDS: BIT; N N N N N N: N; Y N Y Y Y Y: Y |  | S |  | N | Electric Utility | 1 |  |  | N | [17 empty] | N | Y |  | Y |  |  |  | DFO
18642 | Tennessee Valley Authority | 3403 | Gallatin | TN | Sumner | 4 | ST | OP | 327.6 | 263 | 266 |  | 8 | 1959 | NG BLQ BLQ BLQ BLQ BLQ: SUB; NG WDS WDS WDS WDS WDS: BIT; N N N N N N: N; Y N Y Y Y Y: Y |  | S |  | N | Electric Utility | 1 |  |  | N | [17 empty] | N | Y |  | Y |  |  |  | DFO
18642 | Tennessee Valley Authority | 3403 | Gallatin | TN | Sumner | GT1 | GT | OP | 81.3 | 71.5 | 88.7 |  | 7 | 1975 | NG BLQ BLQ BLQ BLQ BLQ: NG; NG WDS WDS WDS WDS WDS: DFO; N N N N N N: Y; Y N Y Y Y Y: Y |  | S |  | N | Electric Utility | 1 |  |  | N | [17 empty] | N
18642 | Tennessee Valley Authority | 3403 | Gallatin | TN | Sumner | GT2 | GT | OP | 81.3 | 71.5 | 88.7 |  | 7 | 1975 | NG BLQ BLQ BLQ BLQ BLQ: NG; NG WDS WDS WDS WDS WDS: DFO; N N N N N N: Y; Y N Y Y Y Y: Y |  | S |  | N | Electric Utility | 1 |  |  | N | [17 empty] | N
18642 | Tennessee Valley Authority | 3403 | Gallatin | TN | Sumner | GT3 | GT | OP | 81.3 | 71.5 | 88.7 |  | 7 | 1975 | NG BLQ BLQ BLQ BLQ BLQ: NG; NG WDS WDS WDS WDS WDS: DFO; N N N N N N: Y; Y N Y Y Y Y: Y |  | S |  | N | Electric Utility | 1 |  |  | N | [17 empty] | N
18642 | Tennessee Valley Authority | 3403 | Gallatin | TN | Sumner | GT4 | GT | OP | 81.3 | 71.5 | 88.7 |  | 7 | 1975 | NG BLQ BLQ BLQ BLQ BLQ: NG; NG WDS WDS WDS WDS WDS: DFO; N N N N N N: Y; Y N Y Y Y Y: Y |  | S |  | N | Electric Utility | 1 |  |  | N | [17 empty] | N
18642 | Tennessee Valley Authority | 3403 | Gallatin | TN | Sumner | GT5 | GT | OP | 84.5 | 73.4 | 93.7 |  | 7 | 2000 | NG BLQ BLQ BLQ BLQ BLQ: NG; NG WDS WDS WDS WDS WDS: DFO; N N N N N N: Y; Y N Y Y Y Y: Y |  | S |  | N | Electric Utility | 1 |  |  | N | [17 empty] | N
18642 | Tennessee Valley Authority | 3403 | Gallatin | TN | Sumner | GT6 | GT | OP | 84.5 | 73.4 | 93.7 |  | 7 | 2000 | NG BLQ BLQ BLQ BLQ BLQ: NG; NG WDS WDS WDS WDS WDS: DFO; N N N N N N: Y; Y N Y Y Y Y: Y |  | S |  | N | Electric Utility | 1 |  |  | N | [17 empty] | N
18642 | Tennessee Valley Authority | 3403 | Gallatin | TN | Sumner | GT7 | GT | OP | 84.5 | 73.4 | 93.7 |  | 7 | 2000 | NG BLQ BLQ BLQ BLQ BLQ: NG; NG WDS WDS WDS WDS WDS: DFO; N N N N N N: Y; Y N Y Y Y Y: Y |  | S |  | N | Electric Utility | 1 |  |  | N | [17 empty] | N
18642 | Tennessee Valley Authority | 3403 | Gallatin | TN | Sumner | GT8 | GT | OP | 84.5 | 73.4 | 93.7 |  | 7 | 2000 | NG BLQ BLQ BLQ BLQ BLQ: NG; NG WDS WDS WDS WDS WDS: DFO; N N N N N N: Y; Y N Y Y Y Y: Y |  | S |  | N | Electric Utility | 1 |  |  | N | [17 empty] | N
18642 | Tennessee Valley Authority | 3404 | Great Falls | TN | Warren | 1 | HY | OP | 15.3 | 15.9 | 16 |  | 12 | 1916 | NG BLQ BLQ BLQ BLQ BLQ: WAT; N N N N N N: N; Y N Y Y Y Y: Y |  | S | 0 | N | Electric Utility | 1 |  | N | N
18642 | Tennessee Valley Authority | 3404 | Great Falls | TN | Warren | 2 | HY | OP | 18.4 | 19.5 | 19.6 |  | 10 | 1924 | NG BLQ BLQ BLQ BLQ BLQ: WAT; N N N N N N: N; Y N Y Y Y Y: Y |  | S | 0 | N | Electric Utility | 1 |  | N | N
18642 | Tennessee Valley Authority | 3405 | John Sevier | TN | Hawkins | 3 | ST | OP | 200 | 176 | 178 |  | 2 | 1956 | NG BLQ BLQ BLQ BLQ BLQ: BIT; N N N N N N: N; Y N Y Y Y Y: Y |  | S |  | N | Electric Utility | 1 |  |  | Y | [15 empty] | 12 | 2015 | N | Y |  | Y |  |  |  | DFO
18642 | Tennessee Valley Authority | 3405 | John Sevier | TN | Hawkins | 4 | ST | OP | 200 | 176 | 178 |  | 10 | 1957 | NG BLQ BLQ BLQ BLQ BLQ: BIT; N N N N N N: N; Y N Y Y Y Y: Y |  | S |  | N | Electric Utility | 1 |  |  | Y | [15 empty] | 12 | 2015 | N | Y |  | Y |  |  |  | DFO
18642 | Tennessee Valley Authority | 3405 | John Sevier | TN | Hawkins | CTG1 | CT | OP | 191.3 | 165 | 188 |  | 4 | 2012 | NG BLQ BLQ BLQ BLQ BLQ: NG; N N N N N N: N; Y N Y Y Y Y: Y |  | S |  | N | Electric Utility | 1 | [20 empty] | N
18642 | Tennessee Valley Authority | 3405 | John Sevier | TN | Hawkins | CTG2 | CT | OP | 191.3 | 165 | 188 |  | 4 | 2012 | NG BLQ BLQ BLQ BLQ BLQ: NG; N N N N N N: N; Y N Y Y Y Y: Y |  | S |  | N | Electric Utility | 1 | [20 empty] | N
18642 | Tennessee Valley Authority | 3405 | John Sevier | TN | Hawkins | CTG3 | CT | OP | 191.3 | 165 | 188 |  | 4 | 2012 | NG BLQ BLQ BLQ BLQ BLQ: NG; N N N N N N: N; Y N Y Y Y Y: Y |  | S |  | N | Electric Utility | 1 | [20 empty] | N
18642 | Tennessee Valley Authority | 3405 | John Sevier | TN | Hawkins | STG1 | CA | OP | 423 | 383 | 376 |  | 4 | 2012 | NG BLQ BLQ BLQ BLQ BLQ: NG; N N N N N N: N; Y N Y Y Y Y: Y |  | S |  | N | Electric Utility | 1 |  | Y | [18 empty] | N
18642 | Tennessee Valley Authority | 3406 | Johnsonville | TN | Humphreys | 1 | ST | OP | 125 | 107 | 113 |  | 10 | 1951 | NG BLQ BLQ BLQ BLQ BLQ: SUB; NG WDS WDS WDS WDS WDS: BIT; N N N N N N: N; Y N Y Y Y Y: Y |  | S |  | Y | Electric Utility | 1 | T |  | Y | [15 empty] | 12 | 2017 | N | Y |  | Y |  |  |  | DFO
18642 | Tennessee Valley Authority | 3406 | Johnsonville | TN | Humphreys | 10 | ST | OP | 172.8 | 141 | 144 |  | 8 | 1959 | NG BLQ BLQ BLQ BLQ BLQ: SUB; NG WDS WDS WDS WDS WDS: BIT; N N N N N N: N; Y N Y Y Y Y: Y |  | S |  | Y | Electric Utility | 1 | T |  | Y | [15 empty] | 12 | 2015 | N | Y |  | Y |  |  |  | DFO
18642 | Tennessee Valley Authority | 3406 | Johnsonville | TN | Humphreys | 2 | ST | OP | 125 | 107 | 113 |  | 11 | 1951 | NG BLQ BLQ BLQ BLQ BLQ: SUB; NG WDS WDS WDS WDS WDS: BIT; N N N N N N: N; Y N Y Y Y Y: Y |  | S |  | Y | Electric Utility | 1 | T |  | Y | [15 empty] | 12 | 2017 | N | Y |  | Y |  |  |  | DFO
18642 | Tennessee Valley Authority | 3406 | Johnsonville | TN | Humphreys | 3 | ST | OP | 125 | 107 | 113 |  | 2 | 1952 | NG BLQ BLQ BLQ BLQ BLQ: SUB; NG WDS WDS WDS WDS WDS: BIT; N N N N N N: N; Y N Y Y Y Y: Y |  | S |  | Y | Electric Utility | 1 | T |  | Y | [15 empty] | 12 | 2017 | N | Y |  | Y |  |  |  | DFO
18642 | Tennessee Valley Authority | 3406 | Johnsonville | TN | Humphreys | 4 | ST | OP | 125 | 107 | 113 |  | 4 | 1952 | NG BLQ BLQ BLQ BLQ BLQ: SUB; NG WDS WDS WDS WDS WDS: BIT; N N N N N N: N; Y N Y Y Y Y: Y |  | S |  | Y | Electric Utility | 1 | T |  | Y | [15 empty] | 12 | 2017 | N | Y |  | Y |  |  |  | DFO
18642 | Tennessee Valley Authority | 3406 | Johnsonville | TN | Humphreys | 5 | ST | OP | 147 | 107 | 113 |  | 11 | 1952 | NG BLQ BLQ BLQ BLQ BLQ: SUB; NG WDS WDS WDS WDS WDS: BIT; N N N N N N: N; Y N Y Y Y Y: Y |  | S |  | Y | Electric Utility | 1 | T |  | Y | [15 empty] | 12 | 2015 | N | Y |  | Y |  |  |  | DFO
18642 | Tennessee Valley Authority | 3406 | Johnsonville | TN | Humphreys | 6 | ST | OP | 147 | 107 | 113 |  | 2 | 1953 | NG BLQ BLQ BLQ BLQ BLQ: SUB; NG WDS WDS WDS WDS WDS: BIT; N N N N N N: N; Y N Y Y Y Y: Y |  | S |  | Y | Electric Utility | 1 | T |  | Y | [15 empty] | 12 | 2015 | N | Y |  | Y |  |  |  | DFO
18642 | Tennessee Valley Authority | 3406 | Johnsonville | TN | Humphreys | 7 | ST | OP | 172.8 | 141 | 144 |  | 11 | 1958 | NG BLQ BLQ BLQ BLQ BLQ: SUB; NG WDS WDS WDS WDS WDS: BIT; N N N N N N: N; Y N Y Y Y Y: Y |  | S |  | Y | Electric Utility | 1 | T |  | Y | [15 empty] | 12 | 2015 | N | Y |  | Y |  |  |  | DFO
18642 | Tennessee Valley Authority | 3406 | Johnsonville | TN | Humphreys | 8 | ST | OP | 172.8 | 141 | 144 |  | 1 | 1959 | NG BLQ BLQ BLQ BLQ BLQ: SUB; NG WDS WDS WDS WDS WDS: BIT; N N N N N N: N; Y N Y Y Y Y: Y |  | S |  | Y | Electric Utility | 1 | T |  | Y | [15 empty] | 12 | 2015 | N | Y |  | Y |  |  |  | DFO
18642 | Tennessee Valley Authority | 3406 | Johnsonville | TN | Humphreys | 9 | ST | OP | 172.8 | 141 | 144 |  | 6 | 1959 | NG BLQ BLQ BLQ BLQ BLQ: SUB; NG WDS WDS WDS WDS WDS: BIT; N N N N N N: N; Y N Y Y Y Y: Y |  | S |  | Y | Electric Utility | 1 | T | N | Y | [15 empty] | 12 | 2015 | N | Y |  | Y |  |  |  | DFO
18642 | Tennessee Valley Authority | 3406 | Johnsonville | TN | Humphreys | G10 | GT | OP | 68 | 47.1 | 62.5 |  | 6 | 1975 | NG BLQ BLQ BLQ BLQ BLQ: NG; NG WDS WDS WDS WDS WDS: DFO; N N N N N N: Y; Y N Y Y Y Y: Y |  | S |  | N | Electric Utility | 1 |  | N | N | [17 empty] | N
18642 | Tennessee Valley Authority | 3406 | Johnsonville | TN | Humphreys | G11 | GT | OP | 68 | 47.1 | 62.5 |  | 6 | 1975 | NG BLQ BLQ BLQ BLQ BLQ: NG; NG WDS WDS WDS WDS WDS: DFO; N N N N N N: Y; Y N Y Y Y Y: Y |  | S |  | N | Electric Utility | 1 |  | N | N | [17 empty] | N
18642 | Tennessee Valley Authority | 3406 | Johnsonville | TN | Humphreys | G12 | GT | OP | 68 | 47.1 | 62.5 |  | 6 | 1975 | NG BLQ BLQ BLQ BLQ BLQ: NG; NG WDS WDS WDS WDS WDS: DFO; N N N N N N: Y; Y N Y Y Y Y: Y |  | S |  | N | Electric Utility | 1 |  | N | N | [17 empty] | N
18642 | Tennessee Valley Authority | 3406 | Johnsonville | TN | Humphreys | G13 | GT | OP | 68 | 47.1 | 62.5 |  | 6 | 1975 | NG BLQ BLQ BLQ BLQ BLQ: NG; NG WDS WDS WDS WDS WDS: DFO; N N N N N N: Y; Y N Y Y Y Y: Y |  | S |  | N | Electric Utility | 1 |  | N | N | [17 empty] | N
18642 | Tennessee Valley Authority | 3406 | Johnsonville | TN | Humphreys | G14 | GT | OP | 68 | 47.1 | 62.5 |  | 6 | 1975 | NG BLQ BLQ BLQ BLQ BLQ: NG; NG WDS WDS WDS WDS WDS: DFO; N N N N N N: Y; Y N Y Y Y Y: Y |  | S |  | N | Electric Utility | 1 |  | N | N | [17 empty] | N
18642 | Tennessee Valley Authority | 3406 | Johnsonville | TN | Humphreys | G15 | GT | OP | 68 | 47.1 | 62.5 |  | 6 | 1975 | NG BLQ BLQ BLQ BLQ BLQ: NG; NG WDS WDS WDS WDS WDS: DFO; N N N N N N: Y; Y N Y Y Y Y: Y |  | S |  | N | Electric Utility | 1 |  | N | N | [17 empty] | N
18642 | Tennessee Valley Authority | 3406 | Johnsonville | TN | Humphreys | G16 | GT | OP | 68 | 47.1 | 62.5 |  | 6 | 1975 | NG BLQ BLQ BLQ BLQ BLQ: NG; NG WDS WDS WDS WDS WDS: DFO; N N N N N N: Y; Y N Y Y Y Y: Y |  | S |  | N | Electric Utility | 1 |  | N | N | [17 empty] | N
18642 | Tennessee Valley Authority | 3406 | Johnsonville | TN | Humphreys | G17 | GT | OP | 84.5 | 72.8 | 93 |  | 7 | 2000 | NG BLQ BLQ BLQ BLQ BLQ: NG; NG WDS WDS WDS WDS WDS: DFO; N N N N N N: Y; Y N Y Y Y Y: Y |  | S |  | N | Electric Utility | 1 |  | N | N | [17 empty] | N
18642 | Tennessee Valley Authority | 3406 | Johnsonville | TN | Humphreys | G18 | GT | OP | 84.5 | 72.8 | 93 |  | 7 | 2000 | NG BLQ BLQ BLQ BLQ BLQ: NG; NG WDS WDS WDS WDS WDS: DFO; N N N N N N: Y; Y N Y Y Y Y: Y |  | S |  | N | Electric Utility | 1 |  | N | N | [17 empty] | N
18642 | Tennessee Valley Authority | 3406 | Johnsonville | TN | Humphreys | G19 | GT | OP | 84.5 | 72.8 | 93 |  | 7 | 2000 | NG BLQ BLQ BLQ BLQ BLQ: NG; NG WDS WDS WDS WDS WDS: DFO; N N N N N N: Y; Y N Y Y Y Y: Y |  | S |  | N | Electric Utility | 1 |  | N | N | [17 empty] | N
18642 | Tennessee Valley Authority | 3406 | Johnsonville | TN | Humphreys | G20 | GT | OP | 84.5 | 72.8 | 93 |  | 7 | 2000 | NG BLQ BLQ BLQ BLQ BLQ: NG; NG WDS WDS WDS WDS WDS: DFO; N N N N N N: Y; Y N Y Y Y Y: Y |  | S |  | N | Electric Utility | 1 |  | N | N | [17 empty] | N
18642 | Tennessee Valley Authority | 3406 | Johnsonville | TN | Humphreys | GT1 | GT | OP | 68 | 47.1 | 62.5 |  | 6 | 1975 | NG BLQ BLQ BLQ BLQ BLQ: NG; NG WDS WDS WDS WDS WDS: DFO; N N N N N N: Y; Y N Y Y Y Y: Y |  | S |  | N | Electric Utility | 1 |  | N | N | [17 empty] | N
18642 | Tennessee Valley Authority | 3406 | Johnsonville | TN | Humphreys | GT2 | GT | OP | 68 | 47.1 | 62.5 |  | 6 | 1975 | NG BLQ BLQ BLQ BLQ BLQ: NG; NG WDS WDS WDS WDS WDS: DFO; N N N N N N: Y; Y N Y Y Y Y: Y |  | S |  | N | Electric Utility | 1 |  | N | N | [17 empty] | N
18642 | Tennessee Valley Authority | 3406 | Johnsonville | TN | Humphreys | GT3 | GT | OP | 68 | 47.1 | 62.5 |  | 6 | 1975 | NG BLQ BLQ BLQ BLQ BLQ: NG; NG WDS WDS WDS WDS WDS: DFO; N N N N N N: Y; Y N Y Y Y Y: Y |  | S |  | N | Electric Utility | 1 |  | N | N | [17 empty] | N
18642 | Tennessee Valley Authority | 3406 | Johnsonville | TN | Humphreys | GT4 | GT | OP | 68 | 47.1 | 62.5 |  | 6 | 1975 | NG BLQ BLQ BLQ BLQ BLQ: NG; NG WDS WDS WDS WDS WDS: DFO; N N N N N N: Y; Y N Y Y Y Y: Y |  | S |  | N | Electric Utility | 1 |  | N | N | [17 empty] | N
18642 | Tennessee Valley Authority | 3406 | Johnsonville | TN | Humphreys | GT5 | GT | OP | 68 | 47.1 | 62.5 |  | 6 | 1975 | NG BLQ BLQ BLQ BLQ BLQ: NG; NG WDS WDS WDS WDS WDS: DFO; N N N N N N: Y; Y N Y Y Y Y: Y |  | S |  | N | Electric Utility | 1 |  | N | N | [17 empty] | N
18642 | Tennessee Valley Authority | 3406 | Johnsonville | TN | Humphreys | GT6 | GT | OP | 68 | 47.1 | 62.5 |  | 6 | 1975 | NG BLQ BLQ BLQ BLQ BLQ: NG; NG WDS WDS WDS WDS WDS: DFO; N N N N N N: Y; Y N Y Y Y Y: Y |  | S |  | N | Electric Utility | 1 |  | N | N | [17 empty] | N
18642 | Tennessee Valley Authority | 3406 | Johnsonville | TN | Humphreys | GT7 | GT | OP | 68 | 47.1 | 62.5 |  | 6 | 1975 | NG BLQ BLQ BLQ BLQ BLQ: NG; NG WDS WDS WDS WDS WDS: DFO; N N N N N N: Y; Y N Y Y Y Y: Y |  | S |  | N | Electric Utility | 1 |  | N | N | [17 empty] | N
18642 | Tennessee Valley Authority | 3406 | Johnsonville | TN | Humphreys | GT8 | GT | OP | 68 | 47.1 | 62.5 |  | 6 | 1975 | NG BLQ BLQ BLQ BLQ BLQ: NG; NG WDS WDS WDS WDS WDS: DFO; N N N N N N: Y; Y N Y Y Y Y: Y |  | S |  | N | Electric Utility | 1 |  | N | N | [17 empty] | N
18642 | Tennessee Valley Authority | 3406 | Johnsonville | TN | Humphreys | GT9 | GT | OP | 68 | 47.1 | 62.5 |  | 6 | 1975 | NG BLQ BLQ BLQ BLQ BLQ: NG; NG WDS WDS WDS WDS WDS: DFO; N N N N N N: Y; Y N Y Y Y Y: Y |  | S |  | N | Electric Utility | 1 |  | N | N
18642 | Tennessee Valley Authority | 3407 | Kingston | TN | Roane | 1 | ST | OP | 175 | 132 | 135 |  | 2 | 1954 | NG BLQ BLQ BLQ BLQ BLQ: BIT; NG WDS WDS WDS WDS WDS: SUB; N N N N N N: N; Y N Y Y Y Y: Y |  | S |  | N | Electric Utility | 1 |  |  | N | [17 empty] | N | Y |  | Y |  |  |  | DFO
18642 | Tennessee Valley Authority | 3407 | Kingston | TN | Roane | 2 | ST | OP | 175 | 132 | 135 |  | 4 | 1954 | NG BLQ BLQ BLQ BLQ BLQ: BIT; NG WDS WDS WDS WDS WDS: SUB; N N N N N N: N; Y N Y Y Y Y: Y |  | S |  | N | Electric Utility | 1 |  |  | N | [17 empty] | N | Y |  | Y |  |  |  | DFO
18642 | Tennessee Valley Authority | 3407 | Kingston | TN | Roane | 3 | ST | OP | 175 | 132 | 135 |  | 6 | 1954 | NG BLQ BLQ BLQ BLQ BLQ: BIT; NG WDS WDS WDS WDS WDS: SUB; N N N N N N: N; Y N Y Y Y Y: Y |  | S |  | N | Electric Utility | 1 |  |  | N | [17 empty] | N | Y |  | Y |  |  |  | DFO
18642 | Tennessee Valley Authority | 3407 | Kingston | TN | Roane | 4 | ST | OP | 175 | 132 | 135 |  | 7 | 1954 | NG BLQ BLQ BLQ BLQ BLQ: BIT; NG WDS WDS WDS WDS WDS: SUB; N N N N N N: N; Y N Y Y Y Y: Y |  | S |  | N | Electric Utility | 1 |  |  | N | [17 empty] | N | Y |  | Y |  |  |  | DFO
18642 | Tennessee Valley Authority | 3407 | Kingston | TN | Roane | 5 | ST | OP | 200 | 174 | 176 |  | 1 | 1955 | NG BLQ BLQ BLQ BLQ BLQ: BIT; NG WDS WDS WDS WDS WDS: SUB; N N N N N N: N; Y N Y Y Y Y: Y |  | S |  | N | Electric Utility | 1 |  |  | N | [17 empty] | N | Y |  | Y |  |  |  | DFO
18642 | Tennessee Valley Authority | 3407 | Kingston | TN | Roane | 6 | ST | OP | 200 | 174 | 176 |  | 3 | 1955 | NG BLQ BLQ BLQ BLQ BLQ: BIT; NG WDS WDS WDS WDS WDS: SUB; N N N N N N: N; Y N Y Y Y Y: Y |  | S |  | N | Electric Utility | 1 |  |  | N | [17 empty] | N | Y |  | Y |  |  |  | DFO
18642 | Tennessee Valley Authority | 3407 | Kingston | TN | Roane | 7 | ST | OP | 200 | 174 | 176 |  | 5 | 1955 | NG BLQ BLQ BLQ BLQ BLQ: BIT; NG WDS WDS WDS WDS WDS: SUB; N N N N N N: N; Y N Y Y Y Y: Y |  | S |  | N | Electric Utility | 1 |  |  | N | [17 empty] | N | Y |  | Y |  |  |  | DFO
18642 | Tennessee Valley Authority | 3407 | Kingston | TN | Roane | 8 | ST | OP | 200 | 174 | 176 |  | 8 | 1955 | NG BLQ BLQ BLQ BLQ BLQ: BIT; NG WDS WDS WDS WDS WDS: SUB; N N N N N N: N; Y N Y Y Y Y: Y |  | S |  | N | Electric Utility | 1 |  |  | N | [17 empty] | N | Y |  | Y |  |  |  | DFO
18642 | Tennessee Valley Authority | 3407 | Kingston | TN | Roane | 9 | ST | OP | 200 | 174 | 176 |  | 12 | 1955 | NG BLQ BLQ BLQ BLQ BLQ: BIT; NG WDS WDS WDS WDS WDS: SUB; N N N N N N: N; Y N Y Y Y Y: Y |  | S |  | N | Electric Utility | 1 |  |  | N | [17 empty] | N | Y |  | Y |  |  |  | DFO
18642 | Tennessee Valley Authority | 3408 | Melton Hill | TN | Loudon | 1 | HY | OP | 36 | 39.5 | 39.7 |  | 7 | 1964 | NG BLQ BLQ BLQ BLQ BLQ: WAT; N N N N N N: N; Y N Y Y Y Y: Y |  | S | 0 | N | Electric Utility | 1 |  | N | N | [17 empty] | N
18642 | Tennessee Valley Authority | 3408 | Melton Hill | TN | Loudon | 2 | HY | OP | 36 | 39.7 | 39.7 |  | 11 | 1964 | NG BLQ BLQ BLQ BLQ BLQ: WAT; N N N N N N: N; Y N Y Y Y Y: Y |  | S | 0 | N | Electric Utility | 1 |  | N | N | [17 empty] | N
18642 | Tennessee Valley Authority | 3409 | Nickajack | TN | Marion | 1 | HY | OP | 27.4 | 28.3 | 28.8 |  | 4 | 1968 | NG BLQ BLQ BLQ BLQ BLQ: WAT; N N N N N N: N; Y N Y Y Y Y: Y |  | S | 0 | N | Electric Utility | 1 |  | N | N | [17 empty] | N
18642 | Tennessee Valley Authority | 3409 | Nickajack | TN | Marion | 2 | HY | OP | 27.9 | 27.3 | 28 |  | 4 | 1968 | NG BLQ BLQ BLQ BLQ BLQ: WAT; N N N N N N: N; Y N Y Y Y Y: Y |  | S | 0 | N | Electric Utility | 1 |  | N | N | [17 empty] | N
18642 | Tennessee Valley Authority | 3409 | Nickajack | TN | Marion | 3 | HY | OP | 24.3 | 25 | 25.6 |  | 2 | 1968 | NG BLQ BLQ BLQ BLQ BLQ: WAT; N N N N N N: N; Y N Y Y Y Y: Y |  | S | 0 | N | Electric Utility | 1 |  | N | N | [17 empty] | N
18642 | Tennessee Valley Authority | 3409 | Nickajack | TN | Marion | 4 | HY | OP | 24.3 | 25 | 25.6 |  | 2 | 1968 | NG BLQ BLQ BLQ BLQ BLQ: WAT; N N N N N N: N; Y N Y Y Y Y: Y |  | S | 0 | N | Electric Utility | 1 |  | N | N | [17 empty] | N
18642 | Tennessee Valley Authority | 3411 | Norris Dam | TN | Anderson | 1 | HY | OP | 65.7 | 63.5 | 54.8 |  | 9 | 1936 | NG BLQ BLQ BLQ BLQ BLQ: WAT; N N N N N N: N; Y N Y Y Y Y: Y |  | S | 0 | N | Electric Utility | 1 |  | N | N | [17 empty] | N
18642 | Tennessee Valley Authority | 3411 | Norris Dam | TN | Anderson | 2 | HY | OP | 65.7 | 63.5 | 54.8 |  | 7 | 1936 | NG BLQ BLQ BLQ BLQ BLQ: WAT; N N N N N N: N; Y N Y Y Y Y: Y |  | S | 0 | N | Electric Utility | 1 |  | N | N | [17 empty] | N
18642 | Tennessee Valley Authority | 3412 | Ocoee 1 | TN | Polk | 1 | HY | OP | 3.8 | 4.8 | 4.8 |  | 1 | 1912 | NG BLQ BLQ BLQ BLQ BLQ: WAT; N N N N N N: N; Y N Y Y Y Y: Y |  | S | 0 | N | Electric Utility | 1 |  | N | N | [17 empty] | N
18642 | Tennessee Valley Authority | 3412 | Ocoee 1 | TN | Polk | 2 | HY | OP | 3.8 | 4.8 | 4.8 |  | 1 | 1912 | NG BLQ BLQ BLQ BLQ BLQ: WAT; N N N N N N: N; Y N Y Y Y Y: Y |  | S | 0 | N | Electric Utility | 1 |  | N | N | [17 empty] | N
18642 | Tennessee Valley Authority | 3412 | Ocoee 1 | TN | Polk | 3 | HY | OP | 3.8 | 4.8 | 4.8 |  | 5 | 1912 | NG BLQ BLQ BLQ BLQ BLQ: WAT; N N N N N N: N; Y N Y Y Y Y: Y |  | S | 0 | N | Electric Utility | 1 |  | N | N | [17 empty] | N
18642 | Tennessee Valley Authority | 3412 | Ocoee 1 | TN | Polk | 4 | HY | OP | 3.8 | 4.8 | 4.8 |  | 5 | 1912 | NG BLQ BLQ BLQ BLQ BLQ: WAT; N N N N N N: N; Y N Y Y Y Y: Y |  | S | 0 | N | Electric Utility | 1 |  | N | N | [17 empty] | N
18642 | Tennessee Valley Authority | 3412 | Ocoee 1 | TN | Polk | 5 | HY | OP | 3.8 | 4.8 | 4.8 |  | 12 | 1914 | NG BLQ BLQ BLQ BLQ BLQ: WAT; N N N N N N: N; Y N Y Y Y Y: Y |  | S | 0 | N | Electric Utility | 1 |  | N | N | [17 empty] | N
18642 | Tennessee Valley Authority | 3413 | Ocoee 2 | TN | Polk | 1 | HY | OP | 11.5 | 10.8 | 10.8 |  | 10 | 1913 | NG BLQ BLQ BLQ BLQ BLQ: WAT; N N N N N N: N; Y N Y Y Y Y: Y |  | S | 0 | N | Electric Utility | 1 |  | N | N | [17 empty] | N
18642 | Tennessee Valley Authority | 3413 | Ocoee 2 | TN | Polk | 2 | HY | OP | 11.5 | 12.6 | 12.6 |  | 10 | 1913 | NG BLQ BLQ BLQ BLQ BLQ: WAT; N N N N N N: N; Y N Y Y Y Y: Y |  | S | 0 | N | Electric Utility | 1 |  | N | N | [17 empty] | N
18642 | Tennessee Valley Authority | 3414 | Ocoee 3 | TN | Polk | 1 | HY | OP | 28.8 | 28.6 | 28.6 |  | 4 | 1943 | NG BLQ BLQ BLQ BLQ BLQ: WAT; N N N N N N: N; Y N Y Y Y Y: Y |  | S | 0 | N | Electric Utility | 1 |  | N | N | [17 empty] | N
18642 | Tennessee Valley Authority | 3415 | Pickwick Landing Dam | TN | Hardin | 1 | HY | OP | 40 | 37.7 | 34.4 |  | 8 | 1938 | NG BLQ BLQ BLQ BLQ BLQ: WAT; N N N N N N: N; Y N Y Y Y Y: Y |  | S | 0 | N | Electric Utility | 1 |  | N | N | [17 empty] | N
18642 | Tennessee Valley Authority | 3415 | Pickwick Landing Dam | TN | Hardin | 2 | HY | OP | 40 | 37.6 | 34.3 |  | 6 | 1938 | NG BLQ BLQ BLQ BLQ BLQ: WAT; N N N N N N: N; Y N Y Y Y Y: Y |  | S | 0 | N | Electric Utility | 1 |  | N | N | [17 empty] | N
18642 | Tennessee Valley Authority | 3415 | Pickwick Landing Dam | TN | Hardin | 3 | HY | OP | 40 | 38.5 | 35.2 |  | 8 | 1942 | NG BLQ BLQ BLQ BLQ BLQ: WAT; N N N N N N: N; Y N Y Y Y Y: Y |  | S | 0 | N | Electric Utility | 1 |  | N | N | [17 empty] | N
18642 | Tennessee Valley Authority | 3415 | Pickwick Landing Dam | TN | Hardin | 4 | HY | OP | 40 | 43.6 | 39.4 |  | 6 | 1942 | NG BLQ BLQ BLQ BLQ BLQ: WAT; N N N N N N: N; Y N Y Y Y Y: Y |  | S | 0 | N | Electric Utility | 1 |  | N | N | [17 empty] | N
18642 | Tennessee Valley Authority | 3415 | Pickwick Landing Dam | TN | Hardin | 5 | HY | OP | 40 | 43.7 | 38.4 |  | 10 | 1952 | NG BLQ BLQ BLQ BLQ BLQ: WAT; N N N N N N: N; Y N Y Y Y Y: Y |  | S | 0 | N | Electric Utility | 1 |  | N | N | [17 empty] | N
18642 | Tennessee Valley Authority | 3415 | Pickwick Landing Dam | TN | Hardin | 6 | HY | OP | 40 | 43.2 | 37.9 |  | 12 | 1952 | NG BLQ BLQ BLQ BLQ BLQ: WAT; N N N N N N: N; Y N Y Y Y Y: Y |  | S | 0 | N | Electric Utility | 1 |  | N | N | [17 empty] | N
18642 | Tennessee Valley Authority | 3416 | South Holston | TN | Sullivan | 1 | HY | OP | 38.5 | 44.4 | 44.4 |  | 2 | 1951 | NG BLQ BLQ BLQ BLQ BLQ: WAT; N N N N N N: N; Y N Y Y Y Y: Y |  | S | 0 | N | Electric Utility | 1 |  | N | N
18642 | Tennessee Valley Authority | 3417 | Tims Ford | TN | Franklin | 1 | HY | OP | 45 | 39.7 | 36.2 |  | 3 | 1972 | NG BLQ BLQ BLQ BLQ BLQ: WAT; N N N N N N: N; Y N Y Y Y Y: Y |  | S | 0 | N | Electric Utility | 1 |  | N | N | [17 empty] | N
18642 | Tennessee Valley Authority | 3417 | Tims Ford | TN | Franklin | 2 | HY | OP | 0.7 | 0.5 | 0.5 |  | 3 | 1987 | NG BLQ BLQ BLQ BLQ BLQ: WAT; N N N N N N: N; Y N Y Y Y Y: Y |  | S | 0 | N | Electric Utility | 1 |  | N | N | [17 empty] | N
18642 | Tennessee Valley Authority | 3418 | Watauga | TN | Carter | 1 | HY | OP | 28.8 | 37.9 | 37.1 |  | 9 | 1949 | NG BLQ BLQ BLQ BLQ BLQ: WAT; N N N N N N: N; Y N Y Y Y Y: Y |  | S | 0 | N | Electric Utility | 1 |  | N | N | [17 empty] | N
18642 | Tennessee Valley Authority | 3418 | Watauga | TN | Carter | 2 | HY | OP | 28.8 | 29.1 | 28.5 |  | 8 | 1949 | NG BLQ BLQ BLQ BLQ BLQ: WAT; N N N N N N: N; Y N Y Y Y Y: Y |  | S | 0 | N | Electric Utility | 1 |  | N | N | [17 empty] | N
18642 | Tennessee Valley Authority | 3420 | Watts Bar Hydro | TN | Rhea | HY1 | HY | OP | 41 | 39.3 | 36.9 |  | 7 | 1942 | NG BLQ BLQ BLQ BLQ BLQ: WAT; N N N N N N: N; Y N Y Y Y Y: Y |  | S | 0 | N | Electric Utility | 1 |  | N | N | [17 empty] | N
18642 | Tennessee Valley Authority | 3420 | Watts Bar Hydro | TN | Rhea | HY2 | HY | OP | 33.4 | 39.3 | 36.9 |  | 4 | 1942 | NG BLQ BLQ BLQ BLQ BLQ: WAT; N N N N N N: N; Y N Y Y Y Y: Y |  | S | 0 | N | Electric Utility | 1 |  | N | N | [17 empty] | N
18642 | Tennessee Valley Authority | 3420 | Watts Bar Hydro | TN | Rhea | HY3 | HY | OP | 33.4 | 39.3 | 36.9 |  | 3 | 1942 | NG BLQ BLQ BLQ BLQ BLQ: WAT; N N N N N N: N; Y N Y Y Y Y: Y |  | S | 0 | N | Electric Utility | 1 |  | N | N | [17 empty] | N
18642 | Tennessee Valley Authority | 3420 | Watts Bar Hydro | TN | Rhea | HY4 | HY | OP | 33.4 | 36.7 | 35.4 |  | 4 | 1944 | NG BLQ BLQ BLQ BLQ BLQ: WAT; N N N N N N: N; Y N Y Y Y Y: Y |  | S | 0 | N | Electric Utility | 1 |  | N | Y | 2.5 | 1.3 | 2 | 2015 | [8 empty] | N |  |  |  |  | N
18642 | Tennessee Valley Authority | 3420 | Watts Bar Hydro | TN | Rhea | HY5 | HY | OP | 33.4 | 39.3 | 36.9 |  | 3 | 1944 | NG BLQ BLQ BLQ BLQ BLQ: WAT; N N N N N N: N; Y N Y Y Y Y: Y |  | S | 0 | N | Electric Utility | 1 |  | N | Y | 1.7 | 0.5 | 3 | 2010 | [8 empty] | N |  |  |  |  | N
18642 | Tennessee Valley Authority | 3421 | Wilbur | TN | Carter | 1 | HY | OP | 1.2 | 1.4 | 1.4 |  | 12 | 1912 | NG BLQ BLQ BLQ BLQ BLQ: WAT; N N N N N N: N; Y N Y Y Y Y: Y |  | S | 0 | N | Electric Utility | 1 |  | N | N | [17 empty] | N
18642 | Tennessee Valley Authority | 3421 | Wilbur | TN | Carter | 2 | HY | OP | 1.2 | 1.4 | 1.4 |  | 12 | 1912 | NG BLQ BLQ BLQ BLQ BLQ: WAT; N N N N N N: N; Y N Y Y Y Y: Y |  | S | 0 | N | Electric Utility | 1 |  | N | N | [17 empty] | N
18642 | Tennessee Valley Authority | 3421 | Wilbur | TN | Carter | 3 | HY | OP | 1.2 | 1.3 | 1.3 |  | 1 | 1926 | NG BLQ BLQ BLQ BLQ BLQ: WAT; N N N N N N: N; Y N Y Y Y Y: Y |  | S | 0 | N | Electric Utility | 1 |  | N | N | [17 empty] | N
18642 | Tennessee Valley Authority | 3421 | Wilbur | TN | Carter | 4 | HY | OP | 7 | 7 | 7 |  | 7 | 1950 | NG BLQ BLQ BLQ BLQ BLQ: WAT; N N N N N N: N; Y N Y Y Y Y: Y |  | S | 0 | N | Electric Utility | 1 |  | N | N | [17 empty] | N
18642 | Tennessee Valley Authority | 6150 | Bellefonte | AL | Jackson | DG-1 | IC | OP | 7 | 7 | 7 |  | 12 | 1998 | NG BLQ BLQ BLQ BLQ BLQ: DFO; N N N N N N: N; Y N Y Y Y Y: Y |  | S |  | N | Electric Utility | 1 |  |  | N | [17 empty] | N
18642 | Tennessee Valley Authority | 6150 | Bellefonte | AL | Jackson | DG-2 | IC | OP | 7 | 7 | 7 |  | 12 | 1998 | NG BLQ BLQ BLQ BLQ BLQ: DFO; N N N N N N: N; Y N Y Y Y Y: Y |  | S |  | N | Electric Utility | 1 |  |  | N | [17 empty] | N
18642 | Tennessee Valley Authority | 6151 | Raccoon Mountain | TN | Hamilton | 1 | PS | OP | 428.4 | 404.7 | 404.7 |  | 1 | 1979 | NG BLQ BLQ BLQ BLQ BLQ: WAT; N N N N N N: N; Y N Y Y Y Y: Y |  | S | 0 | N | Electric Utility | 1 |  | N | N | [17 empty] | N
18642 | Tennessee Valley Authority | 6151 | Raccoon Mountain | TN | Hamilton | 2 | PS | OP | 428.4 | 404.1 | 404.1 |  | 12 | 1978 | NG BLQ BLQ BLQ BLQ BLQ: WAT; N N N N N N: N; Y N Y Y Y Y: Y |  | S |  | N | Electric Utility | 1 |  | N | N | [17 empty] | N
18642 | Tennessee Valley Authority | 6151 | Raccoon Mountain | TN | Hamilton | 3 | PS | OP | 428.4 | 403.5 | 403.5 |  | 2 | 1979 | NG BLQ BLQ BLQ BLQ BLQ: WAT; N N N N N N: N; Y N Y Y Y Y: Y |  | S |  | N | Electric Utility | 1 |  | N | N | [17 empty] | N
18642 | Tennessee Valley Authority | 6151 | Raccoon Mountain | TN | Hamilton | 4 | PS | OP | 428.4 | 404 | 404 |  | 8 | 1979 | NG BLQ BLQ BLQ BLQ BLQ: WAT; N N N N N N: N; Y N Y Y Y Y: Y |  | S |  | N | Electric Utility | 1 |  | N | N | [17 empty] | N
18642 | Tennessee Valley Authority | 6152 | Sequoyah | TN | Hamilton | 1 | ST | OP | 1220.5 | 1152 | 1177.4 |  | 7 | 1981 | NG BLQ BLQ BLQ BLQ BLQ: NUC; N N N N N N: N; Y N Y Y Y Y: Y |  | S |  | N | Electric Utility | 1 |  |  | N
18642 | Tennessee Valley Authority | 6152 | Sequoyah | TN | Hamilton | 2 | ST | OP | 1220.5 | 1125.7 | 1155.1 |  | 6 | 1982 | NG BLQ BLQ BLQ BLQ BLQ: NUC; N N N N N N: N; Y N Y Y Y Y: Y |  | S |  | N | Electric Utility | 1 |  |  | N
18642 | Tennessee Valley Authority | 6440 | Wilson Dam | AL | Lauderdale | 1 | HY | OP | 23 | 22 | 21.8 |  | 9 | 1925 | NG BLQ BLQ BLQ BLQ BLQ: WAT; N N N N N N: N; Y N Y Y Y Y: Y |  | S | 0 | N | Electric Utility | 1 |  | N | N | [17 empty] | N
18642 | Tennessee Valley Authority | 6440 | Wilson Dam | AL | Lauderdale | 10 | HY | OP | 29.2 | 29.5 | 29.2 |  | 5 | 1942 | NG BLQ BLQ BLQ BLQ BLQ: WAT; N N N N N N: N; Y N Y Y Y Y: Y |  | S | 0 | N | Electric Utility | 1 |  | N | N | [17 empty] | N
18642 | Tennessee Valley Authority | 6440 | Wilson Dam | AL | Lauderdale | 11 | HY | OP | 29.2 | 29.2 | 29 |  | 7 | 1942 | NG BLQ BLQ BLQ BLQ BLQ: WAT; N N N N N N: N; Y N Y Y Y Y: Y |  | S | 0 | N | Electric Utility | 1 |  | N | N | [17 empty] | N
18642 | Tennessee Valley Authority | 6440 | Wilson Dam | AL | Lauderdale | 12 | HY | OP | 29.2 | 29.2 | 29 |  | 8 | 1942 | NG BLQ BLQ BLQ BLQ BLQ: WAT; N N N N N N: N; Y N Y Y Y Y: Y |  | S | 0 | N | Electric Utility | 1 |  | N | N | [17 empty] | N
18642 | Tennessee Valley Authority | 6440 | Wilson Dam | AL | Lauderdale | 13 | HY | OP | 29.2 | 29.4 | 29.1 |  | 4 | 1943 | NG BLQ BLQ BLQ BLQ BLQ: WAT; N N N N N N: N; Y N Y Y Y Y: Y |  | S | 0 | N | Electric Utility | 1 |  | N | N | [17 empty] | N
18642 | Tennessee Valley Authority | 6440 | Wilson Dam | AL | Lauderdale | 14 | HY | OP | 25.2 | 29.4 | 29.1 |  | 11 | 1943 | NG BLQ BLQ BLQ BLQ BLQ: WAT; N N N N N N: N; Y N Y Y Y Y: Y |  | S | 0 | N | Electric Utility | 1 |  | N | N | [17 empty] | N
18642 | Tennessee Valley Authority | 6440 | Wilson Dam | AL | Lauderdale | 15 | HY | OP | 29.2 | 29.2 | 29 |  | 12 | 1949 | NG BLQ BLQ BLQ BLQ BLQ: WAT; N N N N N N: N; Y N Y Y Y Y: Y |  | S | 0 | N | Electric Utility | 1 |  | N | N | [17 empty] | N
18642 | Tennessee Valley Authority | 6440 | Wilson Dam | AL | Lauderdale | 16 | HY | OP | 29.2 | 29.2 | 29 |  | 1 | 1950 | NG BLQ BLQ BLQ BLQ BLQ: WAT; N N N N N N: N; Y N Y Y Y Y: Y |  | S | 0 | N | Electric Utility | 1 |  | N | N | [17 empty] | N
18642 | Tennessee Valley Authority | 6440 | Wilson Dam | AL | Lauderdale | 17 | HY | OP | 29.2 | 29 | 28.8 |  | 2 | 1950 | NG BLQ BLQ BLQ BLQ BLQ: WAT; N N N N N N: N; Y N Y Y Y Y: Y |  | S | 0 | N | Electric Utility | 1 |  | N | N | [17 empty] | N
18642 | Tennessee Valley Authority | 6440 | Wilson Dam | AL | Lauderdale | 18 | HY | OP | 25.2 | 29 | 28.7 |  | 3 | 1950 | NG BLQ BLQ BLQ BLQ BLQ: WAT; N N N N N N: N; Y N Y Y Y Y: Y |  | S | 0 | N | Electric Utility | 1 |  | N | N | [17 empty] | N
18642 | Tennessee Valley Authority | 6440 | Wilson Dam | AL | Lauderdale | 19 | HY | OP | 54 | 55 | 54.9 |  | 12 | 1961 | NG BLQ BLQ BLQ BLQ BLQ: WAT; N N N N N N: N; Y N Y Y Y Y: Y |  | S | 0 | N | Electric Utility | 1 |  | N | N | [17 empty] | N
18642 | Tennessee Valley Authority | 6440 | Wilson Dam | AL | Lauderdale | 2 | HY | OP | 23 | 22.3 | 22.1 |  | 9 | 1925 | NG BLQ BLQ BLQ BLQ BLQ: WAT; N N N N N N: N; Y N Y Y Y Y: Y |  | S | 0 | N | Electric Utility | 1 |  | N | N | [17 empty] | N
18642 | Tennessee Valley Authority | 6440 | Wilson Dam | AL | Lauderdale | 20 | HY | OP | 54 | 55 | 55 |  | 1 | 1962 | NG BLQ BLQ BLQ BLQ BLQ: WAT; N N N N N N: N; Y N Y Y Y Y: Y |  | S | 0 | N | Electric Utility | 1 |  | N | N | [17 empty] | N
18642 | Tennessee Valley Authority | 6440 | Wilson Dam | AL | Lauderdale | 21 | HY | OP | 54 | 55 | 55 |  | 4 | 1962 | NG BLQ BLQ BLQ BLQ BLQ: WAT; N N N N N N: N; Y N Y Y Y Y: Y |  | S | 0 | N | Electric Utility | 1 |  | N | N | [17 empty] | N
18642 | Tennessee Valley Authority | 6440 | Wilson Dam | AL | Lauderdale | 3 | HY | OP | 23 | 23 | 22.7 |  | 9 | 1925 | NG BLQ BLQ BLQ BLQ BLQ: WAT; N N N N N N: N; Y N Y Y Y Y: Y |  | S | 0 | N | Electric Utility | 1 |  | N | N | [17 empty] | N
18642 | Tennessee Valley Authority | 6440 | Wilson Dam | AL | Lauderdale | 4 | HY | OP | 23 | 22 | 21.8 |  | 9 | 1925 | NG BLQ BLQ BLQ BLQ BLQ: WAT; N N N N N N: N; Y N Y Y Y Y: Y |  | S | 0 | N | Electric Utility | 1 |  | N | N | [17 empty] | N
18642 | Tennessee Valley Authority | 6440 | Wilson Dam | AL | Lauderdale | 5 | HY | OP | 36 | 30.3 | 30 |  | 9 | 1925 | NG BLQ BLQ BLQ BLQ BLQ: WAT; N N N N N N: N; Y N Y Y Y Y: Y |  | S | 0 | N | Electric Utility | 1 |  | N | N | [17 empty] | N
18642 | Tennessee Valley Authority | 6440 | Wilson Dam | AL | Lauderdale | 6 | HY | OP | 30.9 | 30.4 | 30.1 |  | 9 | 1925 | NG BLQ BLQ BLQ BLQ BLQ: WAT; N N N N N N: N; Y N Y Y Y Y: Y |  | S | 0 | N | Electric Utility | 1 |  | N | N | [17 empty] | N
18642 | Tennessee Valley Authority | 6440 | Wilson Dam | AL | Lauderdale | 7 | HY | OP | 30.9 | 29.1 | 28.8 |  | 9 | 1925 | NG BLQ BLQ BLQ BLQ BLQ: WAT; N N N N N N: N; Y N Y Y Y Y: Y |  | S | 0 | N | Electric Utility | 1 |  | N | N | [17 empty] | N
18642 | Tennessee Valley Authority | 6440 | Wilson Dam | AL | Lauderdale | 8 | HY | OP | 30.9 | 30.7 | 30.4 |  | 9 | 1925 | NG BLQ BLQ BLQ BLQ BLQ: WAT; N N N N N N: N; Y N Y Y Y Y: Y |  | S | 0 | N | Electric Utility | 1 |  | N | N | [17 empty] | N
18642 | Tennessee Valley Authority | 6440 | Wilson Dam | AL | Lauderdale | 9 | HY | OP | 29.2 | 29.6 | 29.3 |  | 3 | 1942 | NG BLQ BLQ BLQ BLQ BLQ: WAT; N N N N N N: N; Y N Y Y Y Y: Y |  | S | 0 | N | Electric Utility | 1 |  | N | N | [17 empty] | N
18642 | Tennessee Valley Authority | 7719 | Meridian | MS | Lauderdale | 1 | IC | OP | 1.8 | 1.8 | 1.8 |  | 6 | 1998 | NG BLQ BLQ BLQ BLQ BLQ: DFO; N N N N N N: N; Y N Y Y Y Y: Y |  | S |  | N | Electric Utility | 1 |  |  | N | [17 empty] | N
18642 | Tennessee Valley Authority | 7719 | Meridian | MS | Lauderdale | 2 | IC | OP | 1.8 | 1.8 | 1.8 |  | 6 | 1998 | NG BLQ BLQ BLQ BLQ BLQ: DFO; N N N N N N: N; Y N Y Y Y Y: Y |  | S |  | N | Electric Utility | 1 |  |  | N | [17 empty] | N
18642 | Tennessee Valley Authority | 7719 | Meridian | MS | Lauderdale | 3 | IC | OP | 1.8 | 1.8 | 1.8 |  | 6 | 1998 | NG BLQ BLQ BLQ BLQ BLQ: DFO; N N N N N N: N; Y N Y Y Y Y: Y |  | S |  | N | Electric Utility | 1 |  |  | N | [17 empty] | N
18642 | Tennessee Valley Authority | 7719 | Meridian | MS | Lauderdale | 4 | IC | OP | 1.8 | 1.8 | 1.8 |  | 6 | 1998 | NG BLQ BLQ BLQ BLQ BLQ: DFO; N N N N N N: N; Y N Y Y Y Y: Y |  | S |  | N | Electric Utility | 1 |  |  | N | [17 empty] | N
18642 | Tennessee Valley Authority | 7719 | Meridian | MS | Lauderdale | 5 | IC | OP | 1.8 | 1.8 | 1.8 |  | 6 | 1998 | NG BLQ BLQ BLQ BLQ BLQ: DFO; N N N N N N: N; Y N Y Y Y Y: Y |  | S |  | N | Electric Utility | 1 |  |  | N | [17 empty] | N
18642 | Tennessee Valley Authority | 7722 | Watts Bar Nuclear Plant | TN | Rhea | 1 | ST | OP | 1269.9 | 1123 | 1179 |  | 5 | 1996 | NG BLQ BLQ BLQ BLQ BLQ: NUC; N N N N N N: N; Y N Y Y Y Y: Y |  | S |  | N | Electric Utility | 1 |  |  | N | [17 empty] | N
18642 | Tennessee Valley Authority | 7845 | Lagoon Creek | TN | Haywood | CTG1 | CT | OP | 173.4 | 160 | 190 |  | 9 | 2010 | NG BLQ BLQ BLQ BLQ BLQ: NG; N N N N N N: N; Y N Y Y Y Y: Y |  | S |  | N | Electric Utility | 1 |  |  | N | [17 empty] | N
18642 | Tennessee Valley Authority | 7845 | Lagoon Creek | TN | Haywood | CTG2 | CT | OP | 173.4 | 160 | 190 |  | 9 | 2010 | NG BLQ BLQ BLQ BLQ BLQ: NG; N N N N N N: N; Y N Y Y Y Y: Y |  | S |  | N | Electric Utility | 1 |  |  | N | [17 empty] | N
18642 | Tennessee Valley Authority | 7845 | Lagoon Creek | TN | Haywood | GT1 | GT | OP | 84.5 | 73.9 | 94.3 |  | 6 | 2001 | NG BLQ BLQ BLQ BLQ BLQ: NG; NG WDS WDS WDS WDS WDS: DFO; N N N N N N: Y; Y N Y Y Y Y: Y |  | S |  | N | Electric Utility | 1 |  |  | N | [17 empty] | N
18642 | Tennessee Valley Authority | 7845 | Lagoon Creek | TN | Haywood | GT10 | GT | OP | 86.2 | 72.7 | 92.8 |  | 6 | 2002 | NG BLQ BLQ BLQ BLQ BLQ: NG; NG WDS WDS WDS WDS WDS: DFO; N N N N N N: Y; Y N Y Y Y Y: Y |  | S |  | N | Electric Utility | 1 |  |  | N | [17 empty] | N
18642 | Tennessee Valley Authority | 7845 | Lagoon Creek | TN | Haywood | GT11 | GT | OP | 86.2 | 72.7 | 92.8 |  | 6 | 2002 | NG BLQ BLQ BLQ BLQ BLQ: NG; NG WDS WDS WDS WDS WDS: DFO; N N N N N N: Y; Y N Y Y Y Y: Y |  | S |  | N | Electric Utility | 1 |  |  | N | [17 empty] | N
18642 | Tennessee Valley Authority | 7845 | Lagoon Creek | TN | Haywood | GT12 | GT | OP | 86.2 | 72.7 | 92.8 |  | 6 | 2002 | NG BLQ BLQ BLQ BLQ BLQ: NG; NG WDS WDS WDS WDS WDS: DFO; N N N N N N: Y; Y N Y Y Y Y: Y |  | S |  | N | Electric Utility | 1 |  | N | N | [17 empty] | N
18642 | Tennessee Valley Authority | 7845 | Lagoon Creek | TN | Haywood | GT2 | GT | OP | 84.5 | 73.9 | 94.3 |  | 6 | 2001 | NG BLQ BLQ BLQ BLQ BLQ: NG; NG WDS WDS WDS WDS WDS: DFO; N N N N N N: Y; Y N Y Y Y Y: Y |  | S |  | N | Electric Utility | 1 |  | N | N | [17 empty] | N
18642 | Tennessee Valley Authority | 7845 | Lagoon Creek | TN | Haywood | GT3 | GT | OP | 84.5 | 73.9 | 94.3 |  | 6 | 2001 | NG BLQ BLQ BLQ BLQ BLQ: NG; NG WDS WDS WDS WDS WDS: DFO; N N N N N N: Y; Y N Y Y Y Y: Y |  | S |  | N | Electric Utility | 1 |  |  | N | [17 empty] | N
18642 | Tennessee Valley Authority | 7845 | Lagoon Creek | TN | Haywood | GT4 | GT | OP | 84.5 | 73.9 | 94.3 |  | 6 | 2001 | NG BLQ BLQ BLQ BLQ BLQ: NG; NG WDS WDS WDS WDS WDS: DFO; N N N N N N: Y; Y N Y Y Y Y: Y |  | S |  | N | Electric Utility | 1 |  |  | N | [17 empty] | N
18642 | Tennessee Valley Authority | 7845 | Lagoon Creek | TN | Haywood | GT5 | GT | OP | 84.5 | 73.9 | 94.3 |  | 6 | 2001 | NG BLQ BLQ BLQ BLQ BLQ: NG; NG WDS WDS WDS WDS WDS: DFO; N N N N N N: Y; Y N Y Y Y Y: Y |  | S |  | N | Electric Utility | 1 |  |  | N | [17 empty] | N
18642 | Tennessee Valley Authority | 7845 | Lagoon Creek | TN | Haywood | GT6 | GT | OP | 84.5 | 73.9 | 94.3 |  | 6 | 2001 | NG BLQ BLQ BLQ BLQ BLQ: NG; NG WDS WDS WDS WDS WDS: DFO; N N N N N N: Y; Y N Y Y Y Y: Y |  | S |  | N | Electric Utility | 1 |  |  | N | [17 empty] | N
18642 | Tennessee Valley Authority | 7845 | Lagoon Creek | TN | Haywood | GT7 | GT | OP | 84.5 | 73.9 | 94.3 |  | 7 | 2001 | NG BLQ BLQ BLQ BLQ BLQ: NG; NG WDS WDS WDS WDS WDS: DFO; N N N N N N: Y; Y N Y Y Y Y: Y |  | S |  | N | Electric Utility | 1 |  |  | N | [17 empty] | N
18642 | Tennessee Valley Authority | 7845 | Lagoon Creek | TN | Haywood | GT8 | GT | OP | 84.5 | 73.9 | 94.3 |  | 7 | 2001 | NG BLQ BLQ BLQ BLQ BLQ: NG; NG WDS WDS WDS WDS WDS: DFO; N N N N N N: Y; Y N Y Y Y Y: Y |  | S |  | N | Electric Utility | 1 |  |  | N | [17 empty] | N
18642 | Tennessee Valley Authority | 7845 | Lagoon Creek | TN | Haywood | GT9 | GT | OP | 86.2 | 72.7 | 92.8 |  | 6 | 2002 | NG BLQ BLQ BLQ BLQ BLQ: NG; NG WDS WDS WDS WDS WDS: DFO; N N N N N N: Y; Y N Y Y Y Y: Y |  | S |  | N | Electric Utility | 1 |  |  | N | [17 empty] | N
18642 | Tennessee Valley Authority | 7845 | Lagoon Creek | TN | Haywood | STG1 | CA | OP | 257.6 | 205 | 235 |  | 9 | 2010 | NG BLQ BLQ BLQ BLQ BLQ: NG; N N N N N N: N; Y N Y Y Y Y: Y |  | S |  | N | Electric Utility | 1 |  | Y | N | [17 empty] | N
18642 | Tennessee Valley Authority | 7924 | Albertville | AL | Marshall | DG1 | IC | OP | 1 | 0.9 | 0.9 |  | 2 | 2000 | NG BLQ BLQ BLQ BLQ BLQ: DFO; N N N N N N: N; Y N Y Y Y Y: Y |  | S |  | N | Electric Utility | 1 |  |  | N | [17 empty] | N
18642 | Tennessee Valley Authority | 7924 | Albertville | AL | Marshall | DG2 | IC | OP | 1 | 0.9 | 0.9 |  | 2 | 2000 | NG BLQ BLQ BLQ BLQ BLQ: DFO; N N N N N N: N; Y N Y Y Y Y: Y |  | S |  | N | Electric Utility | 1 |  |  | N | [17 empty] | N
18642 | Tennessee Valley Authority | 7924 | Albertville | AL | Marshall | DG3 | IC | OP | 1 | 0.9 | 0.9 |  | 2 | 2000 | NG BLQ BLQ BLQ BLQ BLQ: DFO; N N N N N N: N; Y N Y Y Y Y: Y |  | S |  | N | Electric Utility | 1 |  |  | N | [17 empty] | N
18642 | Tennessee Valley Authority | 7924 | Albertville | AL | Marshall | DG4 | IC | OP | 1 | 0.9 | 0.9 |  | 2 | 2000 | NG BLQ BLQ BLQ BLQ BLQ: DFO; N N N N N N: N; Y N Y Y Y Y: Y |  | S |  | N | Electric Utility | 1 |  |  | N | [17 empty] | N
18642 | Tennessee Valley Authority | 7927 | Buffalo Mountain | TN | Anderson | 1 | WT | OP | 0.6 | 0.7 | 0.7 |  | 10 | 2000 | NG BLQ BLQ BLQ BLQ BLQ: WND; N N N N N N: N; Y N Y Y Y Y: Y |  | S | 1 | N | Electric Utility | 1 |  | N | N | [17 empty] | N
18642 | Tennessee Valley Authority | 7927 | Buffalo Mountain | TN | Anderson | 2 | WT | OP | 0.6 | 0.7 | 0.7 |  | 10 | 2000 | NG BLQ BLQ BLQ BLQ BLQ: WND; N N N N N N: N; Y N Y Y Y Y: Y |  | S | 1 | N | Electric Utility | 1 |  | N | N | [17 empty] | N
18642 | Tennessee Valley Authority | 7927 | Buffalo Mountain | TN | Anderson | 3 | WT | OP | 0.6 | 0.7 | 0.7 |  | 10 | 2000 | NG BLQ BLQ BLQ BLQ BLQ: WND; N N N N N N: N; Y N Y Y Y Y: Y |  | S | 1 | N | Electric Utility | 1 |  | N | N | [17 empty] | N
18642 | Tennessee Valley Authority | 7960 | Kemper County | MS | Kemper | GT1 | GT | OP | 93 | 73.3 | 93.6 |  | 7 | 2002 | NG BLQ BLQ BLQ BLQ BLQ: NG; NG WDS WDS WDS WDS WDS: DFO; N N N N N N: Y; Y N Y Y Y Y: Y |  | S |  | N | Electric Utility | 1 |  |  | N | [17 empty] | N
18642 | Tennessee Valley Authority | 7960 | Kemper County | MS | Kemper | GT2 | GT | OP | 93 | 73.3 | 93.6 |  | 7 | 2002 | NG BLQ BLQ BLQ BLQ BLQ: NG; NG WDS WDS WDS WDS WDS: DFO; N N N N N N: Y; Y N Y Y Y Y: Y |  | S |  | N | Electric Utility | 1 |  |  | N | [17 empty] | N
18642 | Tennessee Valley Authority | 7960 | Kemper County | MS | Kemper | GT3 | GT | OP | 93 | 73.3 | 93.6 |  | 7 | 2002 | NG BLQ BLQ BLQ BLQ BLQ: NG; NG WDS WDS WDS WDS WDS: DFO; N N N N N N: Y; Y N Y Y Y Y: Y |  | S |  | N | Electric Utility | 1 |  |  | N | [17 empty] | N
18642 | Tennessee Valley Authority | 7960 | Kemper County | MS | Kemper | GT4 | GT | OP | 93 | 73.3 | 93.6 |  | 7 | 2002 | NG BLQ BLQ BLQ BLQ BLQ: NG; NG WDS WDS WDS WDS WDS: DFO; N N N N N N: Y; Y N Y Y Y Y: Y |  | S |  | N | Electric Utility | 1 |  |  | N | [17 empty] | N
18642 | Tennessee Valley Authority | 55081 | Brownsville Peaking Power | TN | Haywood | 1 | GT | OP | 112 | 110 | 124 |  | 6 | 1999 | NG BLQ BLQ BLQ BLQ BLQ: NG; N N N N N N: N; Y N Y Y Y Y: Y |  | S |  | N | Electric Utility | 1 |  |  | N | [17 empty] | N
18642 | Tennessee Valley Authority | 55081 | Brownsville Peaking Power | TN | Haywood | 2 | GT | OP | 112 | 110 | 124 |  | 6 | 1999 | NG BLQ BLQ BLQ BLQ BLQ: NG; N N N N N N: N; Y N Y Y Y Y: Y |  | S |  | N | Electric Utility | 1 |  |  | N | [17 empty] | N
18642 | Tennessee Valley Authority | 55081 | Brownsville Peaking Power | TN | Haywood | 3 | GT | OP | 118 | 118 | 132 |  | 6 | 1999 | NG BLQ BLQ BLQ BLQ BLQ: NG; N N N N N N: N; Y N Y Y Y Y: Y |  | S |  | N | Electric Utility | 1 |  |  | N | [17 empty] | N
18642 | Tennessee Valley Authority | 55081 | Brownsville Peaking Power | TN | Haywood | 4 | GT | OP | 118 | 118 | 132 |  | 6 | 1999 | NG BLQ BLQ BLQ BLQ BLQ: NG; N N N N N N: N; Y N Y Y Y Y: Y |  | S |  | N | Electric Utility | 1 |  |  | N | [17 empty] | N
18642 | Tennessee Valley Authority | 55197 | Caledonia | MS | Lowndes | CTG1 | CT | OP | 161 | 157 | 187 |  | 6 | 2003 | NG BLQ BLQ BLQ BLQ BLQ: NG; N N N N N N: N; Y N Y Y Y Y: Y |  | W |  | N | Electric Utility | 1 |  |  | N | [17 empty] | N
18642 | Tennessee Valley Authority | 55197 | Caledonia | MS | Lowndes | CTG2 | CT | OP | 161 | 157 | 187 |  | 6 | 2003 | NG BLQ BLQ BLQ BLQ BLQ: NG; N N N N N N: N; Y N Y Y Y Y: Y |  | W |  | N | Electric Utility | 1 |  |  | N | [17 empty] | N
18642 | Tennessee Valley Authority | 55197 | Caledonia | MS | Lowndes | CTG3 | CT | OP | 161 | 157 | 187 |  | 6 | 2003 | NG BLQ BLQ BLQ BLQ BLQ: NG; N N N N N N: N; Y N Y Y Y Y: Y |  | W |  | N | Electric Utility | 1 |  |  | N | [17 empty] | N
18642 | Tennessee Valley Authority | 55197 | Caledonia | MS | Lowndes | STG1 | CA | OP | 106 | 98 | 105 |  | 6 | 2003 | NG BLQ BLQ BLQ BLQ BLQ: NG; N N N N N N: N; Y N Y Y Y Y: Y |  | W |  | N | Electric Utility | 1 |  | Y | N | [17 empty] | N
18642 | Tennessee Valley Authority | 55197 | Caledonia | MS | Lowndes | STG2 | CA | OP | 106 | 98 | 105 |  | 6 | 2003 | NG BLQ BLQ BLQ BLQ BLQ: NG; N N N N N N: N; Y N Y Y Y Y: Y |  | W |  | N | Electric Utility | 1 |  | Y | N | [17 empty] | N
18642 | Tennessee Valley Authority | 55197 | Caledonia | MS | Lowndes | STG3 | CA | OP | 106 | 98 | 105 |  | 6 | 2003 | NG BLQ BLQ BLQ BLQ BLQ: NG; N N N N N N: N; Y N Y Y Y Y: Y |  | W |  | N | Electric Utility | 1 |  | Y | N | [17 empty] | N
18642 | Tennessee Valley Authority | 55232 | Marshall Energy Facility | KY | Marshall | CT1 | GT | OP | 86 | 72.7 | 92.8 |  | 6 | 2002 | NG BLQ BLQ BLQ BLQ BLQ: NG; NG WDS WDS WDS WDS WDS: DFO; N N N N N N: Y; Y N Y Y Y Y: Y |  | S |  | N | Electric Utility | 1 |  |  | N | [17 empty] | N
18642 | Tennessee Valley Authority | 55232 | Marshall Energy Facility | KY | Marshall | CT2 | GT | OP | 86 | 72.7 | 92.8 |  | 6 | 2002 | NG BLQ BLQ BLQ BLQ BLQ: NG; NG WDS WDS WDS WDS WDS: DFO; N N N N N N: Y; Y N Y Y Y Y: Y |  | S |  | N | Electric Utility | 1 |  |  | N | [17 empty] | N
18642 | Tennessee Valley Authority | 55232 | Marshall Energy Facility | KY | Marshall | CT3 | GT | OP | 86 | 72.7 | 92.8 |  | 6 | 2002 | NG BLQ BLQ BLQ BLQ BLQ: NG; NG WDS WDS WDS WDS WDS: DFO; N N N N N N: Y; Y N Y Y Y Y: Y |  | S |  | N | Electric Utility | 1 |  |  | N | [17 empty] | N
18642 | Tennessee Valley Authority | 55232 | Marshall Energy Facility | KY | Marshall | CT4 | GT | SB | 86 | 72.7 | 92.8 |  | 6 | 2002 | NG BLQ BLQ BLQ BLQ BLQ: NG; NG WDS WDS WDS WDS WDS: DFO; N N N N N N: Y; Y N Y Y Y Y: Y | N | S |  | N | Electric Utility | 1 |  |  | N | [17 empty] | N
18642 | Tennessee Valley Authority | 55232 | Marshall Energy Facility | KY | Marshall | CT5 | GT | SB | 86 | 72.7 | 92.8 |  | 6 | 2002 | NG BLQ BLQ BLQ BLQ BLQ: NG; NG WDS WDS WDS WDS WDS: DFO; N N N N N N: Y; Y N Y Y Y Y: Y | N | S |  | N | Electric Utility | 1 |  |  | N | [17 empty] | N
18642 | Tennessee Valley Authority | 55232 | Marshall Energy Facility | KY | Marshall | CT6 | GT | SB | 86 | 72.7 | 92.8 |  | 8 | 2002 | NG BLQ BLQ BLQ BLQ BLQ: NG; NG WDS WDS WDS WDS WDS: DFO; N N N N N N: Y; Y N Y Y Y Y: Y | N | S |  | N | Electric Utility | 1 |  |  | N | [17 empty] | N
18642 | Tennessee Valley Authority | 55232 | Marshall Energy Facility | KY | Marshall | CT7 | GT | SB | 86 | 72.7 | 92.8 |  | 8 | 2002 | NG BLQ BLQ BLQ BLQ BLQ: NG; NG WDS WDS WDS WDS WDS: DFO; N N N N N N: Y; Y N Y Y Y Y: Y | N | S |  | N | Electric Utility | 1 |  |  | N | [17 empty] | N
18642 | Tennessee Valley Authority | 55232 | Marshall Energy Facility | KY | Marshall | CT8 | GT | SB | 86 | 72.7 | 92.8 |  | 8 | 2002 | NG BLQ BLQ BLQ BLQ BLQ: NG; NG WDS WDS WDS WDS WDS: DFO; N N N N N N: Y; Y N Y Y Y Y: Y | N | S |  | N | Electric Utility | 1 |  |  | N | [17 empty] | N
18642 | Tennessee Valley Authority | 55251 | Gleason Generating Facility | TN | Weakley | CTG1 | GT | OP | 185.4 | 120 | 120 |  | 6 | 2000 | NG BLQ BLQ BLQ BLQ BLQ: NG; N N N N N N: N; Y N Y Y Y Y: Y |  | S |  | N | Electric Utility | 1 |  |  | N | [17 empty] | N
18642 | Tennessee Valley Authority | 55251 | Gleason Generating Facility | TN | Weakley | CTG2 | GT | OP | 191.2 | 100 | 100 |  | 6 | 2000 | NG BLQ BLQ BLQ BLQ BLQ: NG; N N N N N N: N; Y N Y Y Y Y: Y |  | S |  | N | Electric Utility | 1 |  |  | N | [17 empty] | N
18642 | Tennessee Valley Authority | 55251 | Gleason Generating Facility | TN | Weakley | CTG3 | GT | OP | 191.2 | 140 | 140 |  | 6 | 2000 | NG BLQ BLQ BLQ BLQ BLQ: NG; N N N N N N: N; Y N Y Y Y Y: Y |  | S |  | N | Electric Utility | 1 |  |  | N | [17 empty] | N
18642 | Tennessee Valley Authority | 55269 | TVA Southaven Combined Cycle | MS | Desoto | CTG1 | CT | OP | 179.3 | 157 | 187 |  | 5 | 2003 | NG BLQ BLQ BLQ BLQ BLQ: NG; N N N N N N: N; Y N Y Y Y Y: Y |  | J |  | N | Electric Utility | 1 |  |  | N | [17 empty] | N
18642 | Tennessee Valley Authority | 55269 | TVA Southaven Combined Cycle | MS | Desoto | CTG2 | CT | OP | 179.3 | 157 | 187 |  | 5 | 2003 | NG BLQ BLQ BLQ BLQ BLQ: NG; N N N N N N: N; Y N Y Y Y Y: Y |  | J |  | N | Electric Utility | 1 |  |  | N | [17 empty] | N
18642 | Tennessee Valley Authority | 55269 | TVA Southaven Combined Cycle | MS | Desoto | CTG3 | CT | OP | 179.3 | 157 | 187 |  | 5 | 2003 | NG BLQ BLQ BLQ BLQ BLQ: NG; N N N N N N: N; Y N Y Y Y Y: Y |  | J |  | N | Electric Utility | 1 |  |  | N | [17 empty] | N
18642 | Tennessee Valley Authority | 55269 | TVA Southaven Combined Cycle | MS | Desoto | STG1 | CA | OP | 122 | 103 | 110 |  | 5 | 2003 | NG BLQ BLQ BLQ BLQ BLQ: NG; N N N N N N: N; Y N Y Y Y Y: Y |  | J |  | N | Electric Utility | 1 |  | Y | N | [17 empty] | N
18642 | Tennessee Valley Authority | 55269 | TVA Southaven Combined Cycle | MS | Desoto | STG2 | CA | OP | 122 | 103 | 110 |  | 5 | 2003 | NG BLQ BLQ BLQ BLQ BLQ: NG; N N N N N N: N; Y N Y Y Y Y: Y |  | J |  | N | Electric Utility | 1 |  | Y | N | [17 empty] | N
18642 | Tennessee Valley Authority | 55269 | TVA Southaven Combined Cycle | MS | Desoto | STG3 | CA | OP | 122 | 103 | 110 |  | 5 | 2003 | NG BLQ BLQ BLQ BLQ BLQ: NG; N N N N N N: N; Y N Y Y Y Y: Y |  | J |  | N | Electric Utility | 1 |  | Y | N | [17 empty] | N
18642 | Tennessee Valley Authority | 55451 | Magnolia Power Plant | MS | Benton | CTG1 | CT | OP | 178.5 | 156 | 183 |  | 8 | 2003 | NG BLQ BLQ BLQ BLQ BLQ: NG; N N N N N N: N; Y N Y Y Y Y: Y |  | S |  | N | Electric Utility | 1 |  | N | N | [17 empty] | N
18642 | Tennessee Valley Authority | 55451 | Magnolia Power Plant | MS | Benton | CTG2 | CT | OP | 178.5 | 156 | 183 |  | 8 | 2003 | NG BLQ BLQ BLQ BLQ BLQ: NG; N N N N N N: N; Y N Y Y Y Y: Y |  | S |  | N | Electric Utility | 1 |  | N | N | [17 empty] | N
18642 | Tennessee Valley Authority | 55451 | Magnolia Power Plant | MS | Benton | CTG3 | CT | OP | 178.5 | 156 | 183 |  | 8 | 2003 | NG BLQ BLQ BLQ BLQ BLQ: NG; N N N N N N: N; Y N Y Y Y Y: Y |  | S |  | N | Electric Utility | 1 |  | N | N | [17 empty] | N
18642 | Tennessee Valley Authority | 55451 | Magnolia Power Plant | MS | Benton | STG1 | CA | OP | 156 | 150 | 150 |  | 8 | 2003 | NG BLQ BLQ BLQ BLQ BLQ: NG; N N N N N N: N; Y N Y Y Y Y: Y |  | S |  | N | Electric Utility | 1 |  | Y | N | [17 empty] | N
18642 | Tennessee Valley Authority | 55451 | Magnolia Power Plant | MS | Benton | STG2 | CA | OP | 156 | 150 | 150 |  | 8 | 2003 | NG BLQ BLQ BLQ BLQ BLQ: NG; N N N N N N: N; Y N Y Y Y Y: Y |  | S |  | N | Electric Utility | 1 |  | Y | N | [17 empty] | N
18642 | Tennessee Valley Authority | 55451 | Magnolia Power Plant | MS | Benton | STG3 | CA | OP | 156 | 150 | 150 |  | 8 | 2003 | NG BLQ BLQ BLQ BLQ BLQ: NG; N N N N N N: N; Y N Y Y Y Y: Y |  | S |  | N | Electric Utility | 1 |  | Y | N | [17 empty] | N
18668 | Tesoro Refining and Marketing Co LLC | 52133 | Mandan Refinery | ND | Morton | GEN1 | ST | OP | 2.5 | 2.8 | 2.8 |  | 10 | 1954 | OG | NG | RFO | WO |  |  | N | N |  | S |  | Y | Industrial CHP | 7 | T |  | N | [17 empty] | N | [6 empty] | OG
18668 | Tesoro Refining and Marketing Co LLC | 52133 | Mandan Refinery | ND | Morton | GEN2 | ST | OP | 2.5 | 2.8 | 2.8 |  | 10 | 1954 | OG | NG | RFO | WO |  |  | N | N |  | S |  | Y | Industrial CHP | 7 | T |  | N | [17 empty] | N | [6 empty] | OG
18668 | Tesoro Refining and Marketing Co LLC | 52133 | Mandan Refinery | ND | Morton | GEN3 | ST | OP | 2.5 | 2.8 | 2.8 |  | 5 | 1958 | OG | NG | RFO | WO |  |  | N | N |  | S |  | Y | Industrial CHP | 7 | T |  | N | [17 empty] | N | [6 empty] | OG
18715 | Texas Municipal Power Agency | 6136 | Gibbons Creek | TX | Grimes | 1 | ST | OP | 453.5 | 470 | 470 |  | 10 | 1983 | NG BLQ BLQ BLQ BLQ BLQ: SUB; N N N N N N: N; Y N Y Y Y Y: Y |  | S |  | N | Electric Utility | 1 |  |  | N | [12 empty] | N |  |  |  |  | N | Y |  | Y |  |  |  | NG
18760 | TPC Group, LLC | 50229 | Texas Petrochemicals | TX | Harris | TG2 | ST | OP | 35 | 35 | 35 |  | 6 | 1972 | NG BLQ BLQ BLQ BLQ BLQ: NG; NG WDS WDS WDS WDS WDS: OG; N N N N N N: N; Y N Y Y Y Y: Y |  | S |  | Y | Industrial CHP | 7 | T |  | N | [17 empty] | N | [6 empty] | NG
18801 | Thermo Power & Electric LLC | 50676 | Thermo Power & Electric | CO | Weld | GEN1 | CT | OP | 47.2 | 30 | 35 |  | 7 | 1988 | NG BLQ BLQ BLQ BLQ BLQ: NG; N N N N N N: N; Y N Y Y Y Y: Y |  | S |  | Y | IPP CHP | 3 | T | N | N | [17 empty] | N
18801 | Thermo Power & Electric LLC | 50676 | Thermo Power & Electric | CO | Weld | GEN2 | CT | OP | 47.2 | 30 | 35 |  | 7 | 1988 | NG BLQ BLQ BLQ BLQ BLQ: NG; N N N N N N: N; Y N Y Y Y Y: Y |  | S |  | Y | IPP CHP | 3 | T | N | N | [17 empty] | N
18801 | Thermo Power & Electric LLC | 50676 | Thermo Power & Electric | CO | Weld | GEN3 | CA | OP | 16.4 | 8 | 7 |  | 8 | 1988 | NG BLQ BLQ BLQ BLQ BLQ: NG; N N N N N N: N; Y N Y Y Y Y: Y |  | S |  | Y | IPP CHP | 3 | T | N | N | [17 empty] | N
18814 | Thermo Greeley LLC | 50709 | Thermo Greeley | CO | Weld | GEN1 | GT | OA | 37 | 37 | 37 |  | 6 | 1996 | NG BLQ BLQ BLQ BLQ BLQ: NG; N N N N N N: N; Y N Y Y Y Y: Y |  | S |  | Y | IPP CHP | 3 | T | N | N | [17 empty] | N
18820 | City of Thief River Falls | 2014 | Thief River Falls | MN | PENNINGTON | HY1 | HY | OP | 0.3 | 0.3 | 0.3 |  | 8 | 1927 | NG BLQ BLQ BLQ BLQ BLQ: WAT; N N N N N N: N; Y N Y Y Y Y: N |  | S |  | N | Electric Utility | 1 |  | N | N
18820 | City of Thief River Falls | 2014 | Thief River Falls | MN | PENNINGTON | HY2 | HY | OP | 0.2 | 0.2 | 0.2 |  | 8 | 1927 | NG BLQ BLQ BLQ BLQ BLQ: WAT; N N N N N N: N; Y N Y Y Y Y: N |  | S |  | N | Electric Utility | 1 |  | N | N
18820 | City of Thief River Falls | 2014 | Thief River Falls | MN | PENNINGTON | IC1 | IC | OP | 2.2 | 1.9 | 1.9 |  | 11 | 1956 | NG BLQ BLQ BLQ BLQ BLQ: DFO; N N N N N N: N; Y N Y Y Y Y: Y |  | S |  | N | Electric Utility | 1 |  | N | N
18820 | City of Thief River Falls | 2014 | Thief River Falls | MN | PENNINGTON | IC2 | IC | OP | 1.2 | 1 | 1 |  | 2 | 1952 | NG BLQ BLQ BLQ BLQ BLQ: DFO; N N N N N N: N; Y N Y Y Y Y: Y |  | S |  | N | Electric Utility | 1 |  | N | N
18820 | City of Thief River Falls | 2014 | Thief River Falls | MN | PENNINGTON | IC3A | IC | OP | 1.2 | 1.2 | 1.2 |  | 2 | 2001 | NG BLQ BLQ BLQ BLQ BLQ: DFO; N N N N N N: N; Y N Y Y Y Y: Y |  | S |  | N | Electric Utility | 1 |  | N | N
18820 | City of Thief River Falls | 2014 | Thief River Falls | MN | PENNINGTON | IC4 | IC | OP | 1.4 | 1.2 | 1.2 |  | 10 | 1948 | NG BLQ BLQ BLQ BLQ BLQ: DFO; N N N N N N: N; Y N Y Y Y Y: Y |  | S |  | N | Electric Utility | 1 |  | N | N
18832 | Tesoro Hawaii Corp | 10093 | Tesoro Hawaii | HI | HONOLULU | GEN1 | GT | OP | 20 | 20 | 20 |  | 12 | 1982 | WO | JF | DFO |  |  |  | Y | Y |  | S |  | Y | Industrial CHP | 7 | T | N | N | [12 empty] | N |  |  |  |  | N
18835 | Tenaska Alabama B LP | 55440 | Tenaska Central Alabama Generating Stn | AL | Autagua | CTG1 | CT | OP | 179 | 173.6 | 180 |  | 5 | 2003 | NG BLQ BLQ BLQ BLQ BLQ: NG; NG WDS WDS WDS WDS WDS: DFO; N N N N N N: Y; Y N Y Y Y Y: Y |  | J |  | N | IPP Non-CHP | 2 |  | N | N | [17 empty] | N
18835 | Tenaska Alabama B LP | 55440 | Tenaska Central Alabama Generating Stn | AL | Autagua | CTG2 | CT | OP | 179 | 173.4 | 180 |  | 5 | 2003 | NG BLQ BLQ BLQ BLQ BLQ: NG; NG WDS WDS WDS WDS WDS: DFO; N N N N N N: Y; Y N Y Y Y Y: Y |  | J |  | N | IPP Non-CHP | 2 |  | N | N | [17 empty] | N
18835 | Tenaska Alabama B LP | 55440 | Tenaska Central Alabama Generating Stn | AL | Autagua | CTG3 | CT | OP | 179 | 174.1 | 180 |  | 5 | 2003 | NG BLQ BLQ BLQ BLQ BLQ: NG; NG WDS WDS WDS WDS WDS: DFO; N N N N N N: Y; Y N Y Y Y Y: Y |  | J |  | N | IPP Non-CHP | 2 |  | N | N | [17 empty] | N
18835 | Tenaska Alabama B LP | 55440 | Tenaska Central Alabama Generating Stn | AL | Autagua | ST1 | CA | OP | 390.1 | 394.7 | 400 |  | 5 | 2003 | NG BLQ BLQ BLQ BLQ BLQ: NG; N N N N N N: N; Y N Y Y Y Y: Y |  | J |  | N | IPP Non-CHP | 2 |  | Y | N | [17 empty] | N
18843 | Thiele Kaolin Co | 54841 | Thiele Kaolin Sandersville | GA | Washington | G1 | IC | SB | 1.2 | 1.1 | 1.1 |  | 1 | 1991 | NG BLQ BLQ BLQ BLQ BLQ: DFO; N N N N N N: N; Y N Y Y Y Y: N | N | S |  | N | Industrial Non-CHP | 6 |  | N | N | [17 empty] | N
18843 | Thiele Kaolin Co | 54841 | Thiele Kaolin Sandersville | GA | Washington | G2 | IC | SB | 1.2 | 1.1 | 1.1 |  | 1 | 1991 | NG BLQ BLQ BLQ BLQ BLQ: DFO; N N N N N N: N; Y N Y Y Y Y: N | N | S |  | N | Industrial Non-CHP | 6 |  | N | N | [17 empty] | N
18843 | Thiele Kaolin Co | 54849 | Thiele Kaolin Reedy Creek | GA | Glascock | G1 | IC | SB | 1.1 | 1.1 | 1.1 |  | 1 | 1993 | NG BLQ BLQ BLQ BLQ BLQ: DFO; N N N N N N: N; Y N Y Y Y Y: N | N | S |  | N | Industrial Non-CHP | 6 |  | N | N
18843 | Thiele Kaolin Co | 54849 | Thiele Kaolin Reedy Creek | GA | Glascock | G2 | IC | SB | 1.1 | 1.1 | 1.1 |  | 1 | 1993 | NG BLQ BLQ BLQ BLQ BLQ: DFO; N N N N N N: N; Y N Y Y Y Y: N | N | S |  | N | Industrial Non-CHP | 6 |  | N | N
18850 | Thorton Township School Dist | 55004 | Thornwood High School | IL | Cook | 1 | IC | OP | 0.7 | 0.7 | 0.5 |  | 9 | 1996 | NG BLQ BLQ BLQ BLQ BLQ: NG; N N N N N N: N; Y N Y Y Y Y: Y |  | S |  | N | Commercial Non-CHP | 4 |  | N | N | [17 empty] | N
18850 | Thorton Township School Dist | 55004 | Thornwood High School | IL | Cook | 2 | IC | OP | 0.7 | 0.7 | 0.5 |  | 9 | 1996 | NG BLQ BLQ BLQ BLQ BLQ: NG; N N N N N N: N; Y N Y Y Y Y: Y |  | S |  | N | Commercial Non-CHP | 4 |  | N | N | [17 empty] | N
18850 | Thorton Township School Dist | 55005 | Thornridge High School | IL | Cook | 1 | IC | OP | 0.5 | 0.5 | 0.4 |  | 3 | 1996 | NG BLQ BLQ BLQ BLQ BLQ: NG; N N N N N N: N; Y N Y Y Y Y: Y |  | S |  | N | Commercial Non-CHP | 4 |  | N | N | [17 empty] | N
18850 | Thorton Township School Dist | 55005 | Thornridge High School | IL | Cook | 2 | IC | OP | 0.5 | 0.5 | 0.4 |  | 3 | 1996 | NG BLQ BLQ BLQ BLQ BLQ: NG; N N N N N N: N; Y N Y Y Y Y: Y |  | S |  | N | Commercial Non-CHP | 4 |  | N | N | [17 empty] | N
18895 | Thumb Electric Coop of Mich | 1874 | Caro | MI | Tuscola | 1 | IC | OP | 1.3 | 1 | 1 |  | 8 | 1949 | NG BLQ BLQ BLQ BLQ BLQ: DFO; N N N N N N: N; Y N Y Y Y Y: Y |  | S |  | N | Electric Utility | 1 |  | N | N | [12 empty] | N
18895 | Thumb Electric Coop of Mich | 1874 | Caro | MI | Tuscola | 2 | IC | OP | 1.3 | 1 | 1 |  | 8 | 1949 | NG BLQ BLQ BLQ BLQ BLQ: DFO; N N N N N N: N; Y N Y Y Y Y: Y |  | S |  | N | Electric Utility | 1 |  | N | N | [12 empty] | N
18895 | Thumb Electric Coop of Mich | 1874 | Caro | MI | Tuscola | 3 | IC | OP | 1.3 | 1 | 1 |  | 8 | 1952 | NG BLQ BLQ BLQ BLQ BLQ: DFO; N N N N N N: N; Y N Y Y Y Y: Y |  | S |  | N | Electric Utility | 1 |  | N | N | [12 empty] | N
18895 | Thumb Electric Coop of Mich | 1874 | Caro | MI | Tuscola | 4 | IC | OP | 1.5 | 1.5 | 1.5 |  | 8 | 1984 | NG BLQ BLQ BLQ BLQ BLQ: DFO; N N N N N N: N; Y N Y Y Y Y: Y |  | S |  | N | Electric Utility | 1 |  | N | N | [12 empty] | N
18895 | Thumb Electric Coop of Mich | 1874 | Caro | MI | Tuscola | 5 | IC | OP | 2 | 2 | 2 |  | 5 | 1999 | NG BLQ BLQ BLQ BLQ BLQ: DFO; N N N N N N: N; Y N Y Y Y Y: Y |  | S |  | N | Electric Utility | 1 |  | N | N | [12 empty] | N
18895 | Thumb Electric Coop of Mich | 1874 | Caro | MI | Tuscola | 6 | IC | OP | 2 | 2 | 2 |  | 4 | 2000 | NG BLQ BLQ BLQ BLQ BLQ: DFO; N N N N N N: N; Y N Y Y Y Y: Y |  | S |  | N | Electric Utility | 1 |  | N | N | [12 empty] | N
18895 | Thumb Electric Coop of Mich | 1875 | Ubly | MI | Huron | 1 | IC | OP | 0.6 | 0.6 | 0.6 |  | 6 | 1938 | NG BLQ BLQ BLQ BLQ BLQ: DFO; N N N N N N: N; Y N Y Y Y Y: Y |  | S |  | N | Electric Utility | 1 |  | N | N | [12 empty] | N
18895 | Thumb Electric Coop of Mich | 1875 | Ubly | MI | Huron | 2 | IC | OP | 0.7 | 0.6 | 0.6 |  | 6 | 1938 | NG BLQ BLQ BLQ BLQ BLQ: DFO; N N N N N N: N; Y N Y Y Y Y: Y |  | S |  | N | Electric Utility | 1 |  | N | N | [12 empty] | N
18895 | Thumb Electric Coop of Mich | 1875 | Ubly | MI | Huron | 3 | IC | OP | 0.7 | 0.7 | 0.7 |  | 6 | 1938 | NG BLQ BLQ BLQ BLQ BLQ: DFO; N N N N N N: N; Y N Y Y Y Y: Y |  | S |  | N | Electric Utility | 1 |  | N | N | [12 empty] | N
18895 | Thumb Electric Coop of Mich | 1875 | Ubly | MI | Huron | 4 | IC | OP | 0.9 | 0.9 | 0.9 |  | 8 | 1947 | NG BLQ BLQ BLQ BLQ BLQ: DFO; N N N N N N: N; Y N Y Y Y Y: Y |  | S |  | N | Electric Utility | 1 |  | N | N | [12 empty] | N
18895 | Thumb Electric Coop of Mich | 1875 | Ubly | MI | Huron | 5 | IC | OP | 1.5 | 1.5 | 1.5 |  | 10 | 1987 | NG BLQ BLQ BLQ BLQ BLQ: DFO; N N N N N N: N; Y N Y Y Y Y: Y |  | S |  | N | Electric Utility | 1 |  | N | N | [12 empty] | N
18895 | Thumb Electric Coop of Mich | 1875 | Ubly | MI | Huron | 6 | IC | OP | 1.5 | 1.5 | 1.5 |  | 11 | 1993 | NG BLQ BLQ BLQ BLQ BLQ: NG; NG WDS WDS WDS WDS WDS: DFO; N N N N N N: N; Y N Y Y Y Y: Y |  | S |  | N | Electric Utility | 1 |  | N | N | [12 empty] | N
18895 | Thumb Electric Coop of Mich | 1875 | Ubly | MI | Huron | 7 | IC | OP | 2.5 | 2.5 | 2.5 |  | 5 | 2000 | NG BLQ BLQ BLQ BLQ BLQ: DFO; N N N N N N: N; Y N Y Y Y Y: Y |  | S |  | N | Electric Utility | 1 |  | N | N | [12 empty] | N
18895 | Thumb Electric Coop of Mich | 1875 | Ubly | MI | Huron | 8 | IC | OP | 2.5 | 2.5 | 2.5 |  | 10 | 2001 | NG BLQ BLQ BLQ BLQ BLQ: DFO; N N N N N N: N; Y N Y Y Y Y: Y |  | S |  | N | Electric Utility | 1 |  | N | N | [12 empty] | N
18895 | Thumb Electric Coop of Mich | 1875 | Ubly | MI | Huron | 9 | IC | OP | 1.5 | 1.5 | 1.5 |  | 8 | 2002 | NG BLQ BLQ BLQ BLQ BLQ: DFO; N N N N N N: N; Y N Y Y Y Y: Y |  | S |  | N | Electric Utility | 1 |  | N | N | [12 empty] | N
18912 | Thunder Bay Power Co LLC | 54340 | Norway Point Hydropower Project | MI | Alpena | 1 | HY | OP | 2.8 | 2.8 | 2.8 |  | 9 | 1990 | NG BLQ BLQ BLQ BLQ BLQ: WAT; N N N N N N: N; Y N Y Y Y Y: Y |  | S |  | N | IPP Non-CHP | 2 |  | N | N
18912 | Thunder Bay Power Co LLC | 54340 | Norway Point Hydropower Project | MI | Alpena | 2 | HY | OP | 1.2 | 1.2 | 1.2 |  | 9 | 1990 | NG BLQ BLQ BLQ BLQ BLQ: WAT; N N N N N N: N; Y N Y Y Y Y: Y |  | S |  | N | IPP Non-CHP | 2 |  | N | N
18912 | Thunder Bay Power Co LLC | 54341 | Four Mile Hydropower Project | MI | Alpena | 1 | HY | OP | 0.6 | 0.6 | 0.6 |  | 9 | 1990 | NG BLQ BLQ BLQ BLQ BLQ: WAT; N N N N N N: N; Y N Y Y Y Y: Y |  | S |  | N | IPP Non-CHP | 2 |  | N | N | [17 empty] | N
18912 | Thunder Bay Power Co LLC | 54341 | Four Mile Hydropower Project | MI | Alpena | 2 | HY | OP | 0.6 | 0.6 | 0.6 |  | 9 | 1990 | NG BLQ BLQ BLQ BLQ BLQ: WAT; N N N N N N: N; Y N Y Y Y Y: Y |  | S |  | N | IPP Non-CHP | 2 |  | N | N | [17 empty] | N
18912 | Thunder Bay Power Co LLC | 54341 | Four Mile Hydropower Project | MI | Alpena | 3 | HY | OP | 0.6 | 0.6 | 0.6 |  | 9 | 1990 | NG BLQ BLQ BLQ BLQ BLQ: WAT; N N N N N N: N; Y N Y Y Y Y: Y |  | S |  | N | IPP Non-CHP | 2 |  | N | N | [17 empty] | N
18912 | Thunder Bay Power Co LLC | 54341 | Four Mile Hydropower Project | MI | Alpena | 4 | HY | OP | 0.2 | 0.2 | 0.2 |  | 10 | 2005 | NG BLQ BLQ BLQ BLQ BLQ: WAT; N N N N N N: N; Y N Y Y Y Y: Y |  | S |  | N | IPP Non-CHP | 2 |  | N | N | [17 empty] | N
18912 | Thunder Bay Power Co LLC | 54342 | Ninth Street Hydropower Project | MI | Alpena | 1 | HY | OP | 0.4 | 0.4 | 0.4 |  | 9 | 1990 | NG BLQ BLQ BLQ BLQ BLQ: WAT; N N N N N N: N; Y N Y Y Y Y: Y |  | S |  | N | IPP Non-CHP | 2 |  | N | N
18912 | Thunder Bay Power Co LLC | 54342 | Ninth Street Hydropower Project | MI | Alpena | 2 | HY | OP | 0.4 | 0.4 | 0.4 |  | 9 | 1990 | NG BLQ BLQ BLQ BLQ BLQ: WAT; N N N N N N: N; Y N Y Y Y Y: Y |  | S |  | N | IPP Non-CHP | 2 |  | N | N
18912 | Thunder Bay Power Co LLC | 54342 | Ninth Street Hydropower Project | MI | Alpena | 3 | HY | OP | 0.4 | 0.4 | 0.4 |  | 9 | 1990 | NG BLQ BLQ BLQ BLQ BLQ: WAT; N N N N N N: N; Y N Y Y Y Y: Y |  | S |  | N | IPP Non-CHP | 2 |  | N | N
18947 | City of Tipton - (IA) | 8106 | Tipton | IA | Cedar | 1A | IC | OP | 2 | 2 | 2 |  | 2 | 2001 | NG BLQ BLQ BLQ BLQ BLQ: NG; NG WDS WDS WDS WDS WDS: DFO; N N N N N N: Y; Y N Y Y Y Y: Y |  | S |  | N | Electric Utility | 1 |  |  | N | [17 empty] | N
18947 | City of Tipton - (IA) | 8106 | Tipton | IA | Cedar | 2 | IC | OP | 1.3 | 1.2 | 1.2 |  | 4 | 1971 | NG BLQ BLQ BLQ BLQ BLQ: NG; NG WDS WDS WDS WDS WDS: DFO; N N N N N N: Y; Y N Y Y Y Y: Y |  | S |  | N | Electric Utility | 1 |  |  | N | [17 empty] | N
18947 | City of Tipton - (IA) | 8106 | Tipton | IA | Cedar | 3 | IC | OP | 1.3 | 1.2 | 1.2 |  | 4 | 1971 | NG BLQ BLQ BLQ BLQ BLQ: NG; NG WDS WDS WDS WDS WDS: DFO; N N N N N N: Y; Y N Y Y Y Y: Y |  | S |  | N | Electric Utility | 1 |  |  | N | [17 empty] | N
18947 | City of Tipton - (IA) | 8106 | Tipton | IA | Cedar | 4 | IC | SB | 0.3 | 0.3 | 0.3 |  | 11 | 1955 | NG BLQ BLQ BLQ BLQ BLQ: DFO; N N N N N N: N; Y N Y Y Y Y: Y | Y | S |  | N | Electric Utility | 1 |  |  | N | [17 empty] | N
18947 | City of Tipton - (IA) | 8106 | Tipton | IA | Cedar | 5 | IC | OP | 2 | 2 | 2 |  | 1 | 2011 | NG BLQ BLQ BLQ BLQ BLQ: DFO; N N N N N N: N; Y N Y Y Y Y: Y |  | S |  | N | Electric Utility | 1
18947 | City of Tipton - (IA) | 8106 | Tipton | IA | Cedar | 6 | IC | OP | 2 | 2 | 2 |  | 1 | 2011 | NG BLQ BLQ BLQ BLQ BLQ: DFO; N N N N N N: N; Y N Y Y Y Y: Y |  | S |  | N | Electric Utility | 1
18963 | Inside Passage Elec Coop, Inc | 7462 | Angoon | AK | Sitka | 1A | IC | OP | 0.5 | 0.5 | 0.5 |  | 8 | 2009 | NG BLQ BLQ BLQ BLQ BLQ: DFO; N N N N N N: N; Y N Y Y Y Y: N |  | S |  | N | Electric Utility | 1 |  |  | N | [17 empty] | N
18963 | Inside Passage Elec Coop, Inc | 7462 | Angoon | AK | Sitka | 2A | IC | OP | 0.5 | 0.5 | 0.5 |  | 10 | 1998 | NG BLQ BLQ BLQ BLQ BLQ: DFO; N N N N N N: N; Y N Y Y Y Y: N | N | S |  | N | Electric Utility | 1 |  | N | N | [12 empty] | N |  |  |  |  | N
18963 | Inside Passage Elec Coop, Inc | 7462 | Angoon | AK | Sitka | 3 | IC | OP | 0.5 | 0.5 | 0.5 |  | 5 | 1990 | NG BLQ BLQ BLQ BLQ BLQ: DFO; N N N N N N: N; Y N Y Y Y Y: N | N | S |  | N | Electric Utility | 1 |  | N | N | [12 empty] | N |  |  |  |  | N
18963 | Inside Passage Elec Coop, Inc | 7463 | Hoonah | AK | Juneau | 2A | IC | OP | 1 | 1 | 1 |  | 7 | 1997 | NG BLQ BLQ BLQ BLQ BLQ: DFO; N N N N N N: N; Y N Y Y Y Y: N | N | S |  | N | Electric Utility | 1 |  | N | N | [17 empty] | N
18963 | Inside Passage Elec Coop, Inc | 7463 | Hoonah | AK | Juneau | 3A | IC | OP | 0.5 | 0.5 | 0.5 |  | 8 | 2012 | NG BLQ BLQ BLQ BLQ BLQ: DFO; N N N N N N: N; Y N Y Y Y Y: N | N | S |  | N | Electric Utility | 1 |  | N | N | [17 empty] | N
18963 | Inside Passage Elec Coop, Inc | 7463 | Hoonah | AK | Juneau | 4 | IC | OP | 0.5 | 0.5 | 0.5 |  | 8 | 2012 | NG BLQ BLQ BLQ BLQ BLQ: DFO; N N N N N N: N; Y N Y Y Y Y: N | N | S |  | N | Electric Utility | 1 |  | N | N | [17 empty] | N
18963 | Inside Passage Elec Coop, Inc | 7464 | Kake | AK | Petersburg | 1A | IC | OP | 0.5 | 0.5 | 0.5 |  | 3 | 2012 | NG BLQ BLQ BLQ BLQ BLQ: DFO; N N N N N N: N; Y N Y Y Y Y: N | N | S |  | N | Electric Utility | 1 |  | N | N | [17 empty] | N
18963 | Inside Passage Elec Coop, Inc | 7464 | Kake | AK | Petersburg | 2 | IC | OP | 1.1 | 1.1 | 1.1 |  | 5 | 1993 | NG BLQ BLQ BLQ BLQ BLQ: DFO; N N N N N N: N; Y N Y Y Y Y: N | N | S |  | N | Electric Utility | 1 |  | N | N | [17 empty] | N
18963 | Inside Passage Elec Coop, Inc | 7464 | Kake | AK | Petersburg | 3A | IC | OP | 0.8 | 0.8 | 0.8 |  | 12 | 1993 | NG BLQ BLQ BLQ BLQ BLQ: DFO; N N N N N N: N; Y N Y Y Y Y: N | N | S |  | N | Electric Utility | 1 |  | N | N | [17 empty] | N
18963 | Inside Passage Elec Coop, Inc | 7467 | Chilkat Valley | AK | Haines | 1 | IC | SB | 0.6 | 0.6 | 0.6 |  | 12 | 1993 | NG BLQ BLQ BLQ BLQ BLQ: DFO; N N N N N N: N; Y N Y Y Y Y: N | Y | S |  | N | Electric Utility | 1 |  | N | N | [17 empty] | N
18981 | Thomson Corp | 54294 | West Group Data Center | MN | Dakota | 1 | IC | SB | 2 | 0.6 | 0.4 |  | 5 | 2005 | NG BLQ BLQ BLQ BLQ BLQ: DFO; N N N N N N: N; Y N Y Y Y Y: N | N | S |  | N | Commercial Non-CHP | 4 |  |  | N | [17 empty] | N
18981 | Thomson Corp | 54294 | West Group Data Center | MN | Dakota | 2 | IC | SB | 2 | 0.6 | 0.4 |  | 5 | 2005 | NG BLQ BLQ BLQ BLQ BLQ: DFO; N N N N N N: N; Y N Y Y Y Y: N | N | S |  | N | Commercial Non-CHP | 4 |  |  | N | [17 empty] | N
18981 | Thomson Corp | 54294 | West Group Data Center | MN | Dakota | 3 | IC | SB | 2 | 0.6 | 0.4 |  | 5 | 2005 | NG BLQ BLQ BLQ BLQ BLQ: DFO; N N N N N N: N; Y N Y Y Y Y: N | N | S |  | N | Commercial Non-CHP | 4 |  |  | N | [17 empty] | N
18981 | Thomson Corp | 54294 | West Group Data Center | MN | Dakota | 4 | IC | SB | 2 | 0.6 | 0.4 |  | 5 | 2005 | NG BLQ BLQ BLQ BLQ BLQ: DFO; N N N N N N: N; Y N Y Y Y Y: N | N | S |  | N | Commercial Non-CHP | 4 |  |  | N | [17 empty] | N
18981 | Thomson Corp | 55133 | Thomson Reuters Campus Bldg A-D | MN | DAKOTA | 3086 | IC | SB | 2 | 1.6 | 1.3 |  | 4 | 1999 | NG BLQ BLQ BLQ BLQ BLQ: DFO; N N N N N N: N; Y N Y Y Y Y: N | N | S |  | N | Industrial Non-CHP | 6 |  | N | N | [17 empty] | N
18981 | Thomson Corp | 55133 | Thomson Reuters Campus Bldg A-D | MN | DAKOTA | 3087 | IC | SB | 2 | 1.6 | 1.3 |  | 4 | 1999 | NG BLQ BLQ BLQ BLQ BLQ: DFO; N N N N N N: N; Y N Y Y Y Y: N | N | S |  | N | Industrial Non-CHP | 6 |  | N | N | [17 empty] | N
18981 | Thomson Corp | 55133 | Thomson Reuters Campus Bldg A-D | MN | DAKOTA | 3088 | IC | SB | 2 | 1.6 | 1.3 |  | 4 | 1999 | NG BLQ BLQ BLQ BLQ BLQ: DFO; N N N N N N: N; Y N Y Y Y Y: N | N | S |  | N | Industrial Non-CHP | 6 |  | N | N | [17 empty] | N
18981 | Thomson Corp | 55133 | Thomson Reuters Campus Bldg A-D | MN | DAKOTA | 3089 | IC | SB | 2 | 1.6 | 1.3 |  | 6 | 1999 | NG BLQ BLQ BLQ BLQ BLQ: DFO; N N N N N N: N; Y N Y Y Y Y: N | N | S |  | N | Industrial Non-CHP | 6 |  | N | N | [17 empty] | N
18981 | Thomson Corp | 55133 | Thomson Reuters Campus Bldg A-D | MN | DAKOTA | 3090 | IC | SB | 2 | 1.6 | 1.3 |  | 6 | 1999 | NG BLQ BLQ BLQ BLQ BLQ: DFO; N N N N N N: N; Y N Y Y Y Y: N | N | S |  | N | Industrial Non-CHP | 6 |  | N | N | [17 empty] | N
18981 | Thomson Corp | 55133 | Thomson Reuters Campus Bldg A-D | MN | DAKOTA | 3091 | IC | SB | 2 | 1.6 | 1.3 |  | 4 | 1999 | NG BLQ BLQ BLQ BLQ BLQ: DFO; N N N N N N: N; Y N Y Y Y Y: N | N | S |  | N | Industrial Non-CHP | 6 |  | N | N | [17 empty] | N
18981 | Thomson Corp | 55133 | Thomson Reuters Campus Bldg A-D | MN | DAKOTA | 3093 | IC | SB | 2 | 1.6 | 1.3 |  | 4 | 1999 | NG BLQ BLQ BLQ BLQ BLQ: DFO; N N N N N N: N; Y N Y Y Y Y: N | N | S |  | N | Industrial Non-CHP | 6 |  | N | N | [17 empty] | N
18981 | Thomson Corp | 56247 | West Group Data Center F | MN | Dakota | 1 | IC | SB | 2 | 0.6 | 0.4 |  | 6 | 2004 | NG BLQ BLQ BLQ BLQ BLQ: DFO; N N N N N N: N; Y N Y Y Y Y: N | N | S |  | N | Commercial Non-CHP | 4 |  | N | N | [17 empty] | N
18981 | Thomson Corp | 56247 | West Group Data Center F | MN | Dakota | 2 | IC | SB | 2 | 0.6 | 0.4 |  | 6 | 2004 | NG BLQ BLQ BLQ BLQ BLQ: DFO; N N N N N N: N; Y N Y Y Y Y: N | N | S |  | N | Commercial Non-CHP | 4 |  | N | N | [17 empty] | N
18981 | Thomson Corp | 56247 | West Group Data Center F | MN | Dakota | 3 | IC | SB | 2 | 0.6 | 0.4 |  | 6 | 2004 | NG BLQ BLQ BLQ BLQ BLQ: DFO; N N N N N N: N; Y N Y Y Y Y: N | N | S |  | N | Commercial Non-CHP | 4 |  | N | N | [17 empty] | N
18981 | Thomson Corp | 56247 | West Group Data Center F | MN | Dakota | 4 | IC | SB | 2 | 0.6 | 0.4 |  | 6 | 2004 | NG BLQ BLQ BLQ BLQ BLQ: DFO; N N N N N N: N; Y N Y Y Y Y: N | N | S |  | N | Commercial Non-CHP | 4 |  | N | N | [17 empty] | N
18981 | Thomson Corp | 57207 | Thomson Reuters Data Center Bldg ES101 | MN | DAKOTA | 1 | IC | SB | 1.2 | 0.6 | 0.4 |  | 5 | 2009 | NG BLQ BLQ BLQ BLQ BLQ: DFO; N N N N N N: N; Y N Y Y Y Y: N | N | S |  | N | Commercial Non-CHP | 4 |  |  | N
18981 | Thomson Corp | 57208 | Thomson Reuters Data Center Bldg H | MN | DAKOTA | 1 | IC | SB | 2 | 0.6 | 0.4 |  | 1 | 2007 | NG BLQ BLQ BLQ BLQ BLQ: DFO; N N N N N N: N; Y N Y Y Y Y: N | N | S |  | N | Commercial Non-CHP | 4 |  |  | N
18981 | Thomson Corp | 57208 | Thomson Reuters Data Center Bldg H | MN | DAKOTA | 2 | IC | SB | 2 | 0.6 | 0.4 |  | 1 | 2007 | NG BLQ BLQ BLQ BLQ BLQ: DFO; N N N N N N: N; Y N Y Y Y Y: N | N | S |  | N | Commercial Non-CHP | 4 |  |  | N
18981 | Thomson Corp | 57208 | Thomson Reuters Data Center Bldg H | MN | DAKOTA | 3 | IC | SB | 2 | 0.6 | 0.4 |  | 1 | 2007 | NG BLQ BLQ BLQ BLQ BLQ: DFO; N N N N N N: N; Y N Y Y Y Y: N | N | S |  | N | Commercial Non-CHP | 4 |  |  | N
18981 | Thomson Corp | 57208 | Thomson Reuters Data Center Bldg H | MN | DAKOTA | 4 | IC | SB | 2 | 0.6 | 0.4 |  | 1 | 2007 | NG BLQ BLQ BLQ BLQ BLQ: DFO; N N N N N N: N; Y N Y Y Y Y: N | N | S |  | N | Commercial Non-CHP | 4 |  |  | N
18986 | THUMS Long Beach Company | 56051 | THUMS | CA | Los Angeles | GEN1 | GT | OP | 57.4 | 45 | 45 |  | 1 | 2003 | NG BLQ BLQ BLQ BLQ BLQ: NG; N N N N N N: N; Y N Y Y Y Y: Y |  | S |  | N | Industrial Non-CHP | 6 |  | N | N | [17 empty] | N
19013 | Topsham Hydro Partners | 50758 | Pejepscot Hydroelectric Project | ME | Sagadahoc | GEN1 | HY | OP | 12.3 | 11.7 | 11.3 |  | 11 | 1987 | NG BLQ BLQ BLQ BLQ BLQ: WAT; N N N N N N: N; Y N Y Y Y Y: Y |  | S |  | N | IPP Non-CHP | 2 |  | N | N
19013 | Topsham Hydro Partners | 50758 | Pejepscot Hydroelectric Project | ME | Sagadahoc | GEN2 | HY | OP | 0.4 | 0.4 | 0.4 |  | 11 | 1987 | NG BLQ BLQ BLQ BLQ BLQ: WAT; N N N N N N: N; Y N Y Y Y Y: Y |  | S |  | N | IPP Non-CHP | 2 |  | N | N
19013 | Topsham Hydro Partners | 50758 | Pejepscot Hydroelectric Project | ME | Sagadahoc | GEN3 | HY | OP | 0.5 | 0.5 | 0.5 |  | 11 | 1987 | NG BLQ BLQ BLQ BLQ BLQ: WAT; N N N N N N: N; Y N Y Y Y Y: Y |  | S |  | N | IPP Non-CHP | 2 |  | N | N
19013 | Topsham Hydro Partners | 50758 | Pejepscot Hydroelectric Project | ME | Sagadahoc | GEN4 | HY | OP | 0.5 | 0.5 | 0.5 |  | 11 | 1987 | NG BLQ BLQ BLQ BLQ BLQ: WAT; N N N N N N: N; Y N Y Y Y Y: Y |  | S | 0 | N | IPP Non-CHP | 2 |  | N | N
19037 | Tower Kleber Ltd Partnership | 1871 | Kleber | MI | PRESQUE ISLE | K1 | HY | OP | 0.6 | 0.6 | 0.6 |  | 1 | 1949 | NG BLQ BLQ BLQ BLQ BLQ: WAT; N N N N N N: N; Y N Y Y Y Y: Y |  | S |  | N | IPP Non-CHP | 2 |  |  | N
19037 | Tower Kleber Ltd Partnership | 1871 | Kleber | MI | PRESQUE ISLE | K2 | HY | OP | 0.6 | 0.6 | 0.6 |  | 1 | 1949 | NG BLQ BLQ BLQ BLQ BLQ: WAT; N N N N N N: N; Y N Y Y Y Y: Y |  | S |  | N | IPP Non-CHP | 2 |  | N | N
19037 | Tower Kleber Ltd Partnership | 1871 | Kleber | MI | PRESQUE ISLE | T1 | HY | OP | 0.3 | 0.3 | 0.3 |  | 1 | 1925 | NG BLQ BLQ BLQ BLQ BLQ: WAT; N N N N N N: N; Y N Y Y Y Y: Y |  | S |  | N | IPP Non-CHP | 2 |  |  | N
19037 | Tower Kleber Ltd Partnership | 1871 | Kleber | MI | PRESQUE ISLE | T2 | HY | OP | 0.3 | 0.3 | 0.3 |  | 1 | 1925 | NG BLQ BLQ BLQ BLQ BLQ: WAT; N N N N N N: N; Y N Y Y Y Y: Y |  | S |  | N | IPP Non-CHP | 2 |  |  | N
19062 | City of Traer - (IA) | 1192 | Traer Main | IA | Tama | 3 | IC | SB | 1.1 | 1 | 1 |  | 1 | 1963 | NG BLQ BLQ BLQ BLQ BLQ: DFO; NG WDS WDS WDS WDS WDS: NG; N N N N N N: Y; Y N Y Y Y Y: Y | Y | S |  | N | Electric Utility | 1 |  | N | N | [17 empty] | N
19062 | City of Traer - (IA) | 1192 | Traer Main | IA | Tama | 4 | IC | SB | 1.1 | 1 | 1 |  | 1 | 1963 | NG BLQ BLQ BLQ BLQ BLQ: DFO; NG WDS WDS WDS WDS WDS: NG; N N N N N N: Y; Y N Y Y Y Y: Y | Y | S |  | N | Electric Utility | 1 |  | N | N | [17 empty] | N
19062 | City of Traer - (IA) | 1192 | Traer Main | IA | Tama | 5 | IC | SB | 0.6 | 0.5 | 0.5 |  | 1 | 1969 | NG BLQ BLQ BLQ BLQ BLQ: DFO; N N N N N N: N; Y N Y Y Y Y: Y | Y | S |  | N | Electric Utility | 1 |  | N | N | [17 empty] | N
19062 | City of Traer - (IA) | 1192 | Traer Main | IA | Tama | 6 | IC | SB | 1.3 | 1.2 | 1.2 |  | 1 | 1970 | NG BLQ BLQ BLQ BLQ BLQ: DFO; NG WDS WDS WDS WDS WDS: NG; N N N N N N: Y; Y N Y Y Y Y: Y | Y | S |  | N | Electric Utility | 1 |  | N | N | [17 empty] | N
19062 | City of Traer - (IA) | 7920 | Traer South | IA | Tama | 5 | IC | SB | 2 | 1.8 | 1.8 |  | 4 | 2001 | NG BLQ BLQ BLQ BLQ BLQ: DFO; N N N N N N: N; Y N Y Y Y Y: Y | Y | S |  | N | Electric Utility | 1 |  | N | N | [17 empty] | N
19062 | City of Traer - (IA) | 56025 | Traer East | IA | Tama | 6 | IC | SB | 2 | 2 | 2 |  | 3 | 2004 | NG BLQ BLQ BLQ BLQ BLQ: DFO; N N N N N N: N; Y N Y Y Y Y: Y | Y | S |  | N | Electric Utility | 1 |  | N | N | [17 empty] | N
19062 | City of Traer - (IA) | 56025 | Traer East | IA | Tama | 7 | IC | SB | 2 | 2 | 2 |  | 3 | 2004 | NG BLQ BLQ BLQ BLQ BLQ: DFO; N N N N N N: N; Y N Y Y Y Y: Y | Y | S |  | N | Electric Utility | 1 |  | N | N | [17 empty] | N
19063 | Mojave 3/4/5 LLC | 52142 | Mojave 4 | CA | Kern | GEN1 | WT | OP | 29 | 29 | 29 |  | 12 | 1990 | NG BLQ BLQ BLQ BLQ BLQ: WND; N N N N N N: N; Y N Y Y Y Y: Y |  | S | 116 | N | IPP Non-CHP | 2 |  | N | N
19063 | Mojave 3/4/5 LLC | 52143 | Mojave 3 | CA | Kern | GEN1 | WT | OP | 23.5 | 23.5 | 23.5 |  | 12 | 1990 | NG BLQ BLQ BLQ BLQ BLQ: WND; N N N N N N: N; Y N Y Y Y Y: Y |  | S | 94 | N | IPP Non-CHP | 2 |  | N | N
19063 | Mojave 3/4/5 LLC | 52144 | Mojave 5 | CA | Kern | GEN1 | WT | OP | 22.5 | 22.5 | 22.5 |  | 12 | 1990 | NG BLQ BLQ BLQ BLQ BLQ: WND; N N N N N N: N; Y N Y Y Y Y: Y |  | S | 90 | N | IPP Non-CHP | 2 |  | N | N
19068 | Colorado Golden Energy Corp. | 10180 | Metro Wastewater Reclamation District | CO | Denver | 1 | IC | SB | 2 | 1.2 | 1.2 |  | 4 | 1985 | NG BLQ BLQ BLQ BLQ BLQ: OBG; N N N N N N: N; Y N Y Y Y Y: Y | Y | W |  | Y | IPP CHP | 3 | B |  | N | [17 empty] | N
19068 | Colorado Golden Energy Corp. | 10180 | Metro Wastewater Reclamation District | CO | Denver | 2 | IC | SB | 2 | 1.2 | 1.2 |  | 4 | 1985 | NG BLQ BLQ BLQ BLQ BLQ: OBG; N N N N N N: N; Y N Y Y Y Y: Y | Y | W |  | Y | IPP CHP | 3 | B |  | N | [17 empty] | N
19068 | Colorado Golden Energy Corp. | 10180 | Metro Wastewater Reclamation District | CO | Denver | 3 | IC | SB | 2 | 1.2 | 1.2 |  | 4 | 1985 | NG BLQ BLQ BLQ BLQ BLQ: OBG; N N N N N N: N; Y N Y Y Y Y: Y | Y | W |  | Y | IPP CHP | 3 | B |  | N | [17 empty] | N
19068 | Colorado Golden Energy Corp. | 10180 | Metro Wastewater Reclamation District | CO | Denver | 4 | IC | SB | 2 | 1.2 | 1.2 |  | 4 | 1985 | NG BLQ BLQ BLQ BLQ BLQ: OBG; N N N N N N: N; Y N Y Y Y Y: Y | Y | W |  | Y | IPP CHP | 3 | B |  | N | [17 empty] | N
19068 | Colorado Golden Energy Corp. | 10180 | Metro Wastewater Reclamation District | CO | Denver | 5 | GT | OP | 3.5 | 2.5 | 3.1 |  | 8 | 2000 | NG BLQ BLQ BLQ BLQ BLQ: OBG; NG WDS WDS WDS WDS WDS: NG; N N N N N N: Y; Y N Y Y Y Y: Y |  | W |  | Y | IPP CHP | 3 | B |  | N | [17 empty] | N
19068 | Colorado Golden Energy Corp. | 10180 | Metro Wastewater Reclamation District | CO | Denver | 6 | GT | OP | 3.5 | 2.5 | 3.1 |  | 9 | 2000 | NG BLQ BLQ BLQ BLQ BLQ: OBG; NG WDS WDS WDS WDS WDS: NG; N N N N N N: Y; Y N Y Y Y Y: Y |  | W |  | Y | IPP CHP | 3 | B |  | N | [17 empty] | N
19091 | Suez Energy Generation NA, Inc. | 10633 | Hopewell Cogeneration | VA | Prince George | GT1 | CT | OP | 101 | 84.1 | 101 |  | 1 | 1990 | NG BLQ BLQ BLQ BLQ BLQ: NG; NG WDS WDS WDS WDS WDS: DFO; N N N N N N: Y; Y N Y Y Y Y: Y | Y | S |  | Y | IPP CHP | 3 | T | N | N | [17 empty] | N
19091 | Suez Energy Generation NA, Inc. | 10633 | Hopewell Cogeneration | VA | Prince George | GT2 | CT | OP | 101 | 84.1 | 101 |  | 2 | 1990 | NG BLQ BLQ BLQ BLQ BLQ: NG; NG WDS WDS WDS WDS WDS: DFO; N N N N N N: Y; Y N Y Y Y Y: Y | Y | S |  | Y | IPP CHP | 3 | T | N | N | [17 empty] | N
19091 | Suez Energy Generation NA, Inc. | 10633 | Hopewell Cogeneration | VA | Prince George | GT3 | CT | OP | 101 | 84.1 | 101 |  | 3 | 1990 | NG BLQ BLQ BLQ BLQ BLQ: NG; NG WDS WDS WDS WDS WDS: DFO; N N N N N N: Y; Y N Y Y Y Y: Y | Y | S |  | Y | IPP CHP | 3 | T | N | N | [17 empty] | N
19091 | Suez Energy Generation NA, Inc. | 10633 | Hopewell Cogeneration | VA | Prince George | ST1 | CA | OP | 96 | 96 | 96 |  | 3 | 1990 | NG BLQ BLQ BLQ BLQ BLQ: NG; NG WDS WDS WDS WDS WDS: DFO; N N N N N N: N; Y N Y Y Y Y: Y | Y | S |  | Y | IPP CHP | 3 | T | N | N | [17 empty] | N
19099 | TransAlta Centralia Gen LLC | 3845 | Transalta Centralia Generation | WA | Lewis | 1 | ST | OP | 729.9 | 670 | 670 |  | 12 | 1972 | NG BLQ BLQ BLQ BLQ BLQ: SUB; NG WDS WDS WDS WDS WDS: DFO; N N N N N N: N; Y N Y Y Y Y: Y |  | S |  | N | IPP Non-CHP | 2 |  | N | N | [17 empty] | N | Y
19099 | TransAlta Centralia Gen LLC | 3845 | Transalta Centralia Generation | WA | Lewis | 2 | ST | OP | 729.9 | 670 | 670 |  | 7 | 1973 | NG BLQ BLQ BLQ BLQ BLQ: SUB; NG WDS WDS WDS WDS WDS: DFO; N N N N N N: N; Y N Y Y Y Y: Y |  | S |  | N | IPP Non-CHP | 2 |  | N | N | [17 empty] | N | Y
19099 | TransAlta Centralia Gen LLC | 3845 | Transalta Centralia Generation | WA | Lewis | 30 | CT | OS | 60.5 | 44 | 47 |  | 8 | 2002 | NG BLQ BLQ BLQ BLQ BLQ: NG; N N N N N N: N; Y N Y Y Y Y: Y |  | S |  | N | IPP Non-CHP | 2 |  | N | N | [17 empty] | N
19099 | TransAlta Centralia Gen LLC | 3845 | Transalta Centralia Generation | WA | Lewis | 40 | CT | OS | 60.5 | 44 | 47 |  | 8 | 2002 | NG BLQ BLQ BLQ BLQ BLQ: NG; N N N N N N: N; Y N Y Y Y Y: Y |  | S |  | N | IPP Non-CHP | 2 |  | N | N
19099 | TransAlta Centralia Gen LLC | 3845 | Transalta Centralia Generation | WA | Lewis | 50 | CT | OS | 60.5 | 44 | 47 |  | 8 | 2002 | NG BLQ BLQ BLQ BLQ BLQ: NG; N N N N N N: N; Y N Y Y Y Y: Y |  | S |  | N | IPP Non-CHP | 2 |  | N | N | [17 empty] | N
19099 | TransAlta Centralia Gen LLC | 3845 | Transalta Centralia Generation | WA | Lewis | 60 | CT | OS | 60.5 | 44 | 47 |  | 8 | 2002 | NG BLQ BLQ BLQ BLQ BLQ: NG; N N N N N N: N; Y N Y Y Y Y: Y |  | S |  | N | IPP Non-CHP | 2 |  | N | N | [17 empty] | N
19099 | TransAlta Centralia Gen LLC | 3845 | Transalta Centralia Generation | WA | Lewis | 70 | CA | OS | 80 | 80 | 80 |  | 8 | 2002 | NG BLQ BLQ BLQ BLQ BLQ: NG; N N N N N N: N; Y N Y Y Y Y: Y |  | S |  | N | IPP Non-CHP | 2 |  | Y | N | [17 empty] | N
19099 | TransAlta Centralia Gen LLC | 7259 | Skookumchuck | WA | Thurston | 1 | HY | OP | 1 | 1 | 1 |  | 9 | 1990 | NG BLQ BLQ BLQ BLQ BLQ: WAT; N N N N N N: N; Y N Y Y Y Y: Y |  | W |  | N | IPP Non-CHP | 2 |  | N | N | [17 empty] | N
19102 | Transcontinental Gas PL Corp | 54744 | District 70 Transco Gas Pipe Line | MS | Walt Hall | 001 | ST | SB | 0.8 | 0.7 | 0.8 |  | 6 | 1951 | [8 empty] | N | S |  | N | Commercial Non-CHP | 4 |  | N | N | [12 empty] | N | bar: NG BLQ BLQ BLQ BLQ BLQ; N N N N N N to Y N Y Y Y Y
19102 | Transcontinental Gas PL Corp | 54744 | District 70 Transco Gas Pipe Line | MS | Walt Hall | 002 | ST | SB | 0.8 | 0.7 | 0.8 |  | 6 | 1951 | [8 empty] | N | S |  | N | Commercial Non-CHP | 4 |  | N | N | [12 empty] | N | bar: NG BLQ BLQ BLQ BLQ BLQ; N N N N N N to Y N Y Y Y Y
19121 | Trafalgar Power Inc | 50768 | Forestport | NY | Madison | 1 | HY | OP | 3.4 | 0.6 | 1.3 |  | 12 | 1987 | NG BLQ BLQ BLQ BLQ BLQ: WAT; N N N N N N: N; Y N Y Y Y Y: Y |  | S | 0 | N | IPP Non-CHP | 2 |  | N | N | [17 empty] | N
19121 | Trafalgar Power Inc | 52057 | Herkimer | NY | Herkimer | 01 | HY | OS | 0.4 | 0.1 | 0.1 |  | 12 | 1987 | NG BLQ BLQ BLQ BLQ BLQ: WAT; N N N N N N: N; Y N Y Y Y Y: Y | Y | S | 0 | N | IPP Non-CHP | 2 |  | N | N | [17 empty] | N
19121 | Trafalgar Power Inc | 52057 | Herkimer | NY | Herkimer | 02 | HY | OS | 0.4 | 0.1 | 0.1 |  | 12 | 1987 | NG BLQ BLQ BLQ BLQ BLQ: WAT; N N N N N N: N; Y N Y Y Y Y: Y | Y | S | 0 | N | IPP Non-CHP | 2 |  | N | N | [17 empty] | N
19121 | Trafalgar Power Inc | 52057 | Herkimer | NY | Herkimer | 03 | HY | OS | 0.4 | 0.1 | 0.1 |  | 12 | 1987 | NG BLQ BLQ BLQ BLQ BLQ: WAT; N N N N N N: N; Y N Y Y Y Y: Y | Y | S | 0 | N | IPP Non-CHP | 2 |  | N | N | [17 empty] | N
19121 | Trafalgar Power Inc | 52057 | Herkimer | NY | Herkimer | 04 | HY | OS | 0.4 | 0.1 | 0.1 |  | 12 | 1987 | NG BLQ BLQ BLQ BLQ BLQ: WAT; N N N N N N: N; Y N Y Y Y Y: Y | Y | S | 0 | N | IPP Non-CHP | 2 |  | N | N | [17 empty] | N
19121 | Trafalgar Power Inc | 52058 | Ogdensburg | NY | St Lawrence | 01 | HY | OP | 0.7 | 0.2 | 0.3 |  | 12 | 1987 | NG BLQ BLQ BLQ BLQ BLQ: WAT; N N N N N N: N; Y N Y Y Y Y: Y |  | S | 0 | N | IPP Non-CHP | 2 |  | N | N | [17 empty] | N
19121 | Trafalgar Power Inc | 52058 | Ogdensburg | NY | St Lawrence | 02 | HY | OP | 0.7 | 0.2 | 0.3 |  | 12 | 1987 | NG BLQ BLQ BLQ BLQ BLQ: WAT; N N N N N N: N; Y N Y Y Y Y: Y |  | S | 0 | N | IPP Non-CHP | 2 |  | N | N | [17 empty] | N
19121 | Trafalgar Power Inc | 52058 | Ogdensburg | NY | St Lawrence | 03 | HY | OP | 0.7 | 0.2 | 0.3 |  | 12 | 1987 | NG BLQ BLQ BLQ BLQ BLQ: WAT; N N N N N N: N; Y N Y Y Y Y: Y |  | S | 0 | N | IPP Non-CHP | 2 |  | N | N | [17 empty] | N
19121 | Trafalgar Power Inc | 52058 | Ogdensburg | NY | St Lawrence | 04 | HY | OP | 0.7 | 0.2 | 0.3 |  | 12 | 1987 | NG BLQ BLQ BLQ BLQ BLQ: WAT; N N N N N N: N; Y N Y Y Y Y: Y |  | S | 0 | N | IPP Non-CHP | 2 |  | N | N | [17 empty] | N
19121 | Trafalgar Power Inc | 52058 | Ogdensburg | NY | St Lawrence | 05 | HY | OP | 0.7 | 0.2 | 0.3 |  | 12 | 1987 | NG BLQ BLQ BLQ BLQ BLQ: WAT; N N N N N N: N; Y N Y Y Y Y: Y |  | S | 0 | N | IPP Non-CHP | 2 |  | N | N | [17 empty] | N
19145 | DTE Tuscola, LLC | 55245 | Tuscola Station | IL | Douglas | TG1 | ST | OP | 6 | 3.8 | 3.5 |  | 6 | 1953 | NG BLQ BLQ BLQ BLQ BLQ: BIT; NG WDS WDS WDS WDS WDS: NG; N N N N N N: Y; Y N Y Y Y Y: Y | Y | S |  | Y | Industrial CHP | 7 | T | N | N | [17 empty] | N | Y | [5 empty] | NG
19145 | DTE Tuscola, LLC | 55245 | Tuscola Station | IL | Douglas | TG2 | ST | OP | 6 | 4.9 | 4.6 |  | 6 | 1953 | NG BLQ BLQ BLQ BLQ BLQ: BIT; NG WDS WDS WDS WDS WDS: NG; N N N N N N: Y; Y N Y Y Y Y: Y |  | S |  | Y | Industrial CHP | 7 | T | N | N | [17 empty] | N | Y | [5 empty] | NG
19145 | DTE Tuscola, LLC | 55245 | Tuscola Station | IL | Douglas | TG3 | ST | OP | 6 | 4.8 | 5 |  | 1 | 2001 | NG BLQ BLQ BLQ BLQ BLQ: BIT; NG WDS WDS WDS WDS WDS: NG; N N N N N N: Y; Y N Y Y Y Y: Y |  | S |  | Y | Industrial CHP | 7 | T | N | N | [17 empty] | N | Y | [5 empty] | NG
19148 | Veolia Energy Trenton L.P | 50094 | Veolia Energy Trenton L.P. | NJ | Mercer | 7214 | IC | OP | 6 | 0.1 | 3 |  | 12 | 1983 | NG BLQ BLQ BLQ BLQ BLQ: NG; NG WDS WDS WDS WDS WDS: DFO; N N N N N N: Y; Y N Y Y Y Y: Y |  | S |  | Y | Commercial CHP | 5 | T | N | Y | [12 empty] | N |  |  | 12 | 2020 | N
19150 | Trenton Municipal Utilities - (MO) | 698 | Trenton Peaking | MO | Grundy | 1 | IC | OP | 2.7 | 2.7 | 2.7 |  | 6 | 1974 | NG BLQ BLQ BLQ BLQ BLQ: DFO; N N N N N N: N; Y N Y Y Y Y: Y |  | S |  | N | Electric Utility | 1 |  | N | N | [17 empty] | N
19150 | Trenton Municipal Utilities - (MO) | 698 | Trenton Peaking | MO | Grundy | 2 | IC | OP | 2.7 | 2.7 | 2.7 |  | 6 | 1974 | NG BLQ BLQ BLQ BLQ BLQ: DFO; N N N N N N: N; Y N Y Y Y Y: Y |  | S |  | N | Electric Utility | 1 |  | N | N | [17 empty] | N
19150 | Trenton Municipal Utilities - (MO) | 698 | Trenton Peaking | MO | Grundy | 3 | IC | OP | 2.7 | 2.7 | 2.7 |  | 6 | 1974 | NG BLQ BLQ BLQ BLQ BLQ: DFO; N N N N N N: N; Y N Y Y Y Y: Y |  | S |  | N | Electric Utility | 1 |  | N | N | [17 empty] | N
19150 | Trenton Municipal Utilities - (MO) | 698 | Trenton Peaking | MO | Grundy | 4 | IC | OP | 2.7 | 2.7 | 2.7 |  | 6 | 1974 | NG BLQ BLQ BLQ BLQ BLQ: DFO; N N N N N N: N; Y N Y Y Y Y: Y |  | S |  | N | Electric Utility | 1 |  | N | N | [17 empty] | N
19150 | Trenton Municipal Utilities - (MO) | 698 | Trenton Peaking | MO | Grundy | 5 | IC | OP | 2.7 | 2.7 | 2.7 |  | 6 | 1975 | NG BLQ BLQ BLQ BLQ BLQ: DFO; N N N N N N: N; Y N Y Y Y Y: Y |  | S |  | N | Electric Utility | 1 |  | N | N | [17 empty] | N
19150 | Trenton Municipal Utilities - (MO) | 2163 | Trenton Diesel | MO | Grundy | 1 | IC | OP | 0.4 | 0.3 | 0.4 |  | 12 | 1937 | NG BLQ BLQ BLQ BLQ BLQ: DFO; N N N N N N: N; Y N Y Y Y Y: Y |  | S |  | N | Electric Utility | 1 |  | N | N | [17 empty] | N
19150 | Trenton Municipal Utilities - (MO) | 2163 | Trenton Diesel | MO | Grundy | 2 | IC | OP | 0.4 | 0.3 | 0.4 |  | 1 | 1937 | NG BLQ BLQ BLQ BLQ BLQ: DFO; N N N N N N: N; Y N Y Y Y Y: Y |  | S |  | N | Electric Utility | 1 |  | N | N | [17 empty] | N
19150 | Trenton Municipal Utilities - (MO) | 7935 | Trenton South | MO | GRUNDY | 1 | IC | OP | 2 | 1.8 | 1.8 |  | 7 | 2000 | NG BLQ BLQ BLQ BLQ BLQ: DFO; N N N N N N: N; Y N Y Y Y Y: Y |  | S |  | N | Electric Utility | 1 |  | N | N | [17 empty] | N
19150 | Trenton Municipal Utilities - (MO) | 7935 | Trenton South | MO | GRUNDY | 2 | IC | OP | 2 | 1.8 | 1.8 |  | 7 | 2000 | NG BLQ BLQ BLQ BLQ BLQ: DFO; N N N N N N: N; Y N Y Y Y Y: Y |  | S |  | N | Electric Utility | 1 |  | N | N | [17 empty] | N
19150 | Trenton Municipal Utilities - (MO) | 7935 | Trenton South | MO | GRUNDY | 3 | IC | OP | 2 | 1.8 | 1.8 |  | 7 | 2000 | NG BLQ BLQ BLQ BLQ BLQ: DFO; N N N N N N: N; Y N Y Y Y Y: Y |  | S |  | N | Electric Utility | 1 |  | N | N | [17 empty] | N
19150 | Trenton Municipal Utilities - (MO) | 7935 | Trenton South | MO | GRUNDY | 4 | IC | OP | 2 | 1.8 | 1.8 |  | 7 | 2000 | NG BLQ BLQ BLQ BLQ BLQ: DFO; N N N N N N: N; Y N Y Y Y Y: Y |  | S |  | N | Electric Utility | 1 |  | N | N | [17 empty] | N
19150 | Trenton Municipal Utilities - (MO) | 7935 | Trenton South | MO | GRUNDY | 5 | IC | OP | 2 | 2 | 2 |  | 4 | 2004 | NG BLQ BLQ BLQ BLQ BLQ: DFO; N N N N N N: N; Y N Y Y Y Y: Y |  | S |  | N | Electric Utility | 1 |  | N | N | [17 empty] | N
19150 | Trenton Municipal Utilities - (MO) | 7935 | Trenton South | MO | GRUNDY | 6 | IC | OP | 2 | 2 | 2 |  | 4 | 2004 | NG BLQ BLQ BLQ BLQ BLQ: DFO; N N N N N N: N; Y N Y Y Y Y: Y |  | S |  | N | Electric Utility | 1 |  | N | N | [17 empty] | N
19150 | Trenton Municipal Utilities - (MO) | 7935 | Trenton South | MO | GRUNDY | 7 | IC | OP | 2 | 2 | 2 |  | 4 | 2004 | NG BLQ BLQ BLQ BLQ BLQ: DFO; N N N N N N: N; Y N Y Y Y Y: Y |  | S |  | N | Electric Utility | 1 |  | N | N | [17 empty] | N
19153 | Nassau Energy Corp | 52056 | Nassau Energy Corp | NY | NASSAU | GT1 | CT | OP | 43 | 43 | 45 |  | 3 | 1991 | NG BLQ BLQ BLQ BLQ BLQ: NG; NG WDS WDS WDS WDS WDS: DFO; N N N N N N: Y; Y N Y Y Y Y: Y |  | W |  | Y | IPP CHP | 3 | T | N | N | [17 empty] | N
19153 | Nassau Energy Corp | 52056 | Nassau Energy Corp | NY | NASSAU | ST1 | CA | OP | 12 | 12 | 12 |  | 3 | 1991 | NG BLQ BLQ BLQ BLQ BLQ: NG; NG WDS WDS WDS WDS WDS: DFO; N N N N N N: Y; Y N Y Y Y Y: Y |  | W |  | Y | IPP CHP | 3 | T | Y | N | [17 empty] | N
19165 | Trigen-Cinergy Solutions College Park | 56038 | UMCP CHP Plant | MD | Prince Georges | 1 | GT | OP | 11 | 9.4 | 10.8 |  | 6 | 2003 | NG BLQ BLQ BLQ BLQ BLQ: NG; NG WDS WDS WDS WDS WDS: DFO; N N N N N N: Y; Y N Y Y Y Y: Y |  | W |  | Y | IPP CHP | 3 | T | N | N | [17 empty] | N
19165 | Trigen-Cinergy Solutions College Park | 56038 | UMCP CHP Plant | MD | Prince Georges | 2 | GT | OP | 11 | 9.4 | 10.8 |  | 6 | 2003 | NG BLQ BLQ BLQ BLQ BLQ: NG; NG WDS WDS WDS WDS WDS: DFO; N N N N N N: Y; Y N Y Y Y Y: Y |  | W |  | Y | IPP CHP | 3 | T | N | N | [17 empty] | N
19165 | Trigen-Cinergy Solutions College Park | 56038 | UMCP CHP Plant | MD | Prince Georges | 3 | ST | OP | 5.4 | 2 | 5.1 |  | 7 | 2003 | NG BLQ BLQ BLQ BLQ BLQ: NG; NG WDS WDS WDS WDS WDS: DFO; N N N N N N: Y; Y N Y Y Y Y: Y |  | W |  | Y | IPP CHP | 3 | T | N | N | [17 empty] | N
19171 | Trent Wind Farm LP | 55968 | Trent Wind Farm LP | TX | Nolan | WTG1 | WT | OP | 150 | 150 | 150 |  | 7 | 2001 | NG BLQ BLQ BLQ BLQ BLQ: WND; N N N N N N: N; Y N Y Y Y Y: Y |  | S | 100 | N | IPP Non-CHP | 2 |  | N | N | [17 empty] | N
19173 | Colorado Energy Nations Company LLLP | 10003 | Colorado Energy Nations Company | CO | Jefferson | GEN1 | ST | OP | 7.5 | 10 | 10 |  | 9 | 1976 | BIT | NG | WO | DFO |  |  | Y | Y |  | S |  | Y | IPP CHP | 3 | B | N | N | [17 empty] | N | Y |  | Y |  |  |  | NG
19173 | Colorado Energy Nations Company LLLP | 10003 | Colorado Energy Nations Company | CO | Jefferson | GEN2 | ST | OP | 7.5 | 10 | 10 |  | 5 | 1977 | BIT | NG | WO | DFO |  |  | Y | Y |  | S |  | Y | IPP CHP | 3 | B | N | N | [17 empty] | N | Y |  | Y |  |  |  | NG
19173 | Colorado Energy Nations Company LLLP | 10003 | Colorado Energy Nations Company | CO | Jefferson | GEN3 | ST | OP | 20 | 20 | 20 |  | 6 | 1983 | BIT | NG | WO | DFO |  |  | Y | Y |  | S |  | Y | IPP CHP | 3 | B | N | N | [17 empty] | N | Y |  | Y |  |  |  | NG
19194 | Syracuse Energy Corp | 50651 | Syracuse Energy | NY | Onondaga | GEN1 | ST | OP | 90.6 | 62.8 | 61.9 |  | 8 | 1991 | BIT | OBG | NG |  |  |  | N | Y |  | S |  | Y | IPP CHP | 3 | B |  | N | [17 empty] | N | Y | [5 empty] | DFO
19194 | Syracuse Energy Corp | 50651 | Syracuse Energy | NY | Onondaga | GEN2 | ST | OP | 10.5 | 11 | 11 |  | 7 | 2002 | BIT | OBG | NG |  |  |  | N | Y |  | S |  | Y | IPP CHP | 3 | B |  | N | [17 empty] | N | Y | [5 empty] | DFO
19198 | Trigen Inner Harbor East, LLC | 56050 | Inner Harbor East Heating | MD | BALTIMORE CITY | 1 | IC | SB | 2.1 | 2.1 | 2.1 |  | 9 | 2004 | [8 empty] | Y | S |  | Y | Commercial CHP | 5 | T | N | N | [17 empty] | N | bar: NG BLQ BLQ BLQ BLQ BLQ; N N N N N N to Y N Y Y Y Y
19204 | City of Trinidad - (CO) | 511 | Trinidad | CO | LAS ANIMAS | 1 | ST | OS | 3.7 | 3.8 | 3.8 |  | 5 | 1950 | NG BLQ BLQ BLQ BLQ BLQ: BIT; N N N N N N: N; Y N Y Y Y Y: N | N | S |  | N | Electric Utility | 1 |  | N | N | [12 empty] | N |  |  |  |  | N |  |  | Y
19204 | City of Trinidad - (CO) | 511 | Trinidad | CO | LAS ANIMAS | 3 | IC | SB | 1.9 | 1.9 | 1.9 |  | 5 | 1966 | NG BLQ BLQ BLQ BLQ BLQ: NG; NG WDS WDS WDS WDS WDS: DFO; N N N N N N: N; Y N Y Y Y Y: Y | Y | S |  | N | Electric Utility | 1 |  | N | N | [17 empty] | N
19204 | City of Trinidad - (CO) | 511 | Trinidad | CO | LAS ANIMAS | 4 | IC | SB | 1.9 | 1.9 | 1.9 |  | 5 | 1966 | NG BLQ BLQ BLQ BLQ BLQ: NG; NG WDS WDS WDS WDS WDS: DFO; N N N N N N: N; Y N Y Y Y Y: Y | Y | S |  | N | Electric Utility | 1 |  | N | N | [17 empty] | N
19204 | City of Trinidad - (CO) | 511 | Trinidad | CO | LAS ANIMAS | 5 | IC | OP | 1.8 | 1.8 | 1.8 |  | 1 | 1999 | NG BLQ BLQ BLQ BLQ BLQ: DFO; N N N N N N: N; Y N Y Y Y Y: Y | Y | W |  | N | Electric Utility | 1 |  | N | N | [17 empty] | N | N
19204 | City of Trinidad - (CO) | 511 | Trinidad | CO | LAS ANIMAS | 6 | IC | OP | 1.8 | 1.8 | 1.8 |  | 1 | 1999 | NG BLQ BLQ BLQ BLQ BLQ: DFO; N N N N N N: N; Y N Y Y Y Y: Y | Y | W |  | N | Electric Utility | 1 |  | N | N | [17 empty] | N
19204 | City of Trinidad - (CO) | 511 | Trinidad | CO | LAS ANIMAS | 7 | IC | OP | 1.8 | 1.8 | 1.8 |  | 1 | 1999 | NG BLQ BLQ BLQ BLQ BLQ: DFO; N N N N N N: N; Y N Y Y Y Y: Y | Y | W |  | N | Electric Utility | 1 |  | N | N | [17 empty] | N
19216 | Tropicana Products Inc | 50971 | Tropicana Products Bradent | FL | Manatee | GEN1 | GT | OP | 46.8 | 31 | 35 |  | 2 | 1990 | NG BLQ BLQ BLQ BLQ BLQ: NG; N N N N N N: N; Y N Y Y Y Y: Y |  | S |  | Y | Industrial CHP | 7 | T | N | N | [17 empty] | N
19237 | Truman Public Utilities Comm | 2015 | Truman | MN | Martin | 1 | IC | SB | 0.2 | 0.2 | 0.2 |  | 9 | 1938 | NG BLQ BLQ BLQ BLQ BLQ: DFO; NG WDS WDS WDS WDS WDS: NG; N N N N N N: N; Y N Y Y Y Y: Y | Y | S |  | N | Electric Utility | 1 |  | N | N
19237 | Truman Public Utilities Comm | 2015 | Truman | MN | Martin | 2 | IC | SB | 0.2 | 0.2 | 0.2 |  | 9 | 1938 | NG BLQ BLQ BLQ BLQ BLQ: DFO; NG WDS WDS WDS WDS WDS: NG; N N N N N N: N; Y N Y Y Y Y: Y | Y | S |  | N | Electric Utility | 1 |  | N | N
19237 | Truman Public Utilities Comm | 2015 | Truman | MN | Martin | 3 | IC | SB | 2.2 | 2 | 2 |  | 8 | 1975 | NG BLQ BLQ BLQ BLQ BLQ: DFO; NG WDS WDS WDS WDS WDS: NG; N N N N N N: Y; Y N Y Y Y Y: Y | Y | S |  | N | Electric Utility | 1 |  | N | Y | [12 empty] | Y | 5 | 2013
19237 | Truman Public Utilities Comm | 2015 | Truman | MN | Martin | 4 | IC | SB | 0.7 | 0.7 | 0.7 |  | 6 | 1954 | NG BLQ BLQ BLQ BLQ BLQ: DFO; NG WDS WDS WDS WDS WDS: NG; N N N N N N: N; Y N Y Y Y Y: Y | Y | S |  | N | Electric Utility | 1 |  | N | N
19237 | Truman Public Utilities Comm | 2015 | Truman | MN | Martin | 5 | IC | SB | 0.8 | 0.8 | 0.8 |  | 6 | 1961 | NG BLQ BLQ BLQ BLQ BLQ: DFO; NG WDS WDS WDS WDS WDS: NG; N N N N N N: N; Y N Y Y Y Y: Y | Y | S |  | N | Electric Utility | 1 |  | N | N
19237 | Truman Public Utilities Comm | 2015 | Truman | MN | Martin | 6 | IC | SB | 1.8 | 1.8 | 1.8 |  | 7 | 1997 | NG BLQ BLQ BLQ BLQ BLQ: DFO; N N N N N N: N; Y N Y Y Y Y: Y | Y | S |  | N | Electric Utility | 1 |  | N | N | [12 empty] | Y | 5 | 2013
19237 | Truman Public Utilities Comm | 2015 | Truman | MN | Martin | 7 | IC | SB | 2.2 | 2.2 | 2.2 |  | 1 | 2005 | NG BLQ BLQ BLQ BLQ BLQ: DFO; N N N N N N: N; Y N Y Y Y Y: Y | Y | S |  | N | Electric Utility | 1 |  | N | N | [12 empty] | Y | 5 | 2013
19272 | Doyon Utilities - Fort Greely | 54834 | Fort Greely Power Plant | AK | SOUTHEAST FAIRBANKS | EN-4 | IC | SB | 1.2 | 1.2 | 1.2 |  | 1 | 1959 | NG BLQ BLQ BLQ BLQ BLQ: DFO; N N N N N N: N; Y N Y Y Y Y: Y | Y | S |  | N | Commercial Non-CHP | 4 |  | N | N | [17 empty] | N
19272 | Doyon Utilities - Fort Greely | 54834 | Fort Greely Power Plant | AK | SOUTHEAST FAIRBANKS | EN-5 | IC | SB | 1.2 | 1.2 | 1.2 |  | 1 | 1959 | NG BLQ BLQ BLQ BLQ BLQ: DFO; N N N N N N: N; Y N Y Y Y Y: Y | Y | S |  | N | Commercial Non-CHP | 4 |  | N | N | [17 empty] | N
19272 | Doyon Utilities - Fort Greely | 54834 | Fort Greely Power Plant | AK | SOUTHEAST FAIRBANKS | EN-6 | IC | SB | 2.5 | 2.5 | 2.5 |  | 1 | 2010 | NG BLQ BLQ BLQ BLQ BLQ: DFO; N N N N N N: N; Y N Y Y Y Y: Y | Y | S |  | N | Commercial Non-CHP | 4 |  |  | N | [17 empty] | N
19272 | Doyon Utilities - Fort Greely | 54834 | Fort Greely Power Plant | AK | SOUTHEAST FAIRBANKS | EN-7 | IC | SB | 2.5 | 2.5 | 2.5 |  | 1 | 2010 | NG BLQ BLQ BLQ BLQ BLQ: DFO; N N N N N N: N; Y N Y Y Y Y: Y | Y | S |  | N | Commercial Non-CHP | 4 |  |  | N | [17 empty] | N
19281 | Turlock Irrigation District | 161 | Turlock Lake | CA | Stanislaus | 1 | HY | OP | 1.1 | 1.1 | 1.1 |  | 7 | 1980 | NG BLQ BLQ BLQ BLQ BLQ: WAT; N N N N N N: N; Y N Y Y Y Y: Y |  | S |  | N | Electric Utility | 1 |  | N | N | [17 empty] | N
19281 | Turlock Irrigation District | 161 | Turlock Lake | CA | Stanislaus | 2 | HY | OP | 1.1 | 1.1 | 1.1 |  | 7 | 1980 | NG BLQ BLQ BLQ BLQ BLQ: WAT; N N N N N N: N; Y N Y Y Y Y: Y |  | S |  | N | Electric Utility | 1 |  | N | N | [17 empty] | N
19281 | Turlock Irrigation District | 161 | Turlock Lake | CA | Stanislaus | 3 | HY | OP | 1.1 | 1.1 | 1.1 |  | 7 | 1980 | NG BLQ BLQ BLQ BLQ BLQ: WAT; N N N N N N: N; Y N Y Y Y Y: Y |  | S |  | N | Electric Utility | 1 |  | N | N | [17 empty] | N
19281 | Turlock Irrigation District | 162 | Hickman | CA | Stanislaus | 1 | HY | OP | 0.5 | 0.5 | 0.5 |  | 9 | 1979 | NG BLQ BLQ BLQ BLQ BLQ: WAT; N N N N N N: N; Y N Y Y Y Y: Y |  | S |  | N | Electric Utility | 1 |  | N | N | [17 empty] | N
19281 | Turlock Irrigation District | 162 | Hickman | CA | Stanislaus | 2 | HY | OP | 0.5 | 0.5 | 0.5 |  | 9 | 1979 | NG BLQ BLQ BLQ BLQ BLQ: WAT; N N N N N N: N; Y N Y Y Y Y: Y |  | S |  | N | Electric Utility | 1 |  | N | N | [17 empty] | N
19281 | Turlock Irrigation District | 439 | Don Pedro | CA | Tuolumne | 1 | HY | OP | 45.5 | 55 | 55 |  | 5 | 1971 | NG BLQ BLQ BLQ BLQ BLQ: WAT; N N N N N N: N; Y N Y Y Y Y: Y |  | J |  | N | Electric Utility | 1 |  | N | N | [17 empty] | N
19281 | Turlock Irrigation District | 439 | Don Pedro | CA | Tuolumne | 2 | HY | OP | 45.5 | 55 | 55 |  | 5 | 1971 | NG BLQ BLQ BLQ BLQ BLQ: WAT; N N N N N N: N; Y N Y Y Y Y: Y |  | J |  | N | Electric Utility | 1 |  | N | N | [17 empty] | N
19281 | Turlock Irrigation District | 439 | Don Pedro | CA | Tuolumne | 3 | HY | OP | 45.5 | 55 | 55 |  | 5 | 1971 | NG BLQ BLQ BLQ BLQ BLQ: WAT; N N N N N N: N; Y N Y Y Y Y: Y |  | J |  | N | Electric Utility | 1 |  | N | N | [17 empty] | N
19281 | Turlock Irrigation District | 439 | Don Pedro | CA | Tuolumne | 4 | HY | OP | 34.3 | 38.2 | 38.2 |  | 4 | 1989 | NG BLQ BLQ BLQ BLQ BLQ: WAT; N N N N N N: N; Y N Y Y Y Y: Y |  | J |  | N | Electric Utility | 1 |  | N | N | [17 empty] | N
19281 | Turlock Irrigation District | 440 | La Grange | CA | Stanislaus | 1 | HY | OP | 1.2 | 1 | 1 |  | 12 | 1924 | NG BLQ BLQ BLQ BLQ BLQ: WAT; N N N N N N: N; Y N Y Y Y Y: Y |  | S |  | N | Electric Utility | 1 |  | N | N | [17 empty] | N
19281 | Turlock Irrigation District | 440 | La Grange | CA | Stanislaus | 2 | HY | OP | 3.3 | 3.3 | 3.3 |  | 12 | 1924 | NG BLQ BLQ BLQ BLQ BLQ: WAT; N N N N N N: N; Y N Y Y Y Y: Y |  | S |  | N | Electric Utility | 1 |  | N | N | [17 empty] | N
19281 | Turlock Irrigation District | 489 | Upper Dawson | CA | Tuolumne | 1 | HY | OP | 4.4 | 5.5 | 5.5 |  | 11 | 1983 | NG BLQ BLQ BLQ BLQ BLQ: WAT; N N N N N N: N; Y N Y Y Y Y: Y |  | S |  | N | Electric Utility | 1 |  | N | N | [17 empty] | N
19281 | Turlock Irrigation District | 4256 | Walnut | CA | Stanislaus | 1 | GT | OP | 24.9 | 23.5 | 24.9 |  | 4 | 1986 | NG BLQ BLQ BLQ BLQ BLQ: NG; NG WDS WDS WDS WDS WDS: DFO; N N N N N N: Y; Y N Y Y Y Y: Y |  | S |  | N | Electric Utility | 1 |  |  | N | [17 empty] | N
19281 | Turlock Irrigation District | 4256 | Walnut | CA | Stanislaus | 2 | GT | OP | 24.9 | 23.5 | 24.9 |  | 4 | 1986 | NG BLQ BLQ BLQ BLQ BLQ: NG; NG WDS WDS WDS WDS WDS: DFO; N N N N N N: Y; Y N Y Y Y Y: Y |  | S |  | N | Electric Utility | 1 |  |  | N | [17 empty] | N
19281 | Turlock Irrigation District | 7315 | Almond Power Plant | CA | STANISLAUS | 1 | GT | OP | 49.5 | 49.5 | 49.5 |  | 4 | 1996 | NG BLQ BLQ BLQ BLQ BLQ: NG; N N N N N N: N; Y N Y Y Y Y: Y |  | S |  | N | Electric Utility | 1 |  |  | N | [17 empty] | N
19281 | Turlock Irrigation District | 7315 | Almond Power Plant | CA | STANISLAUS | 2 | GT | OP | 58 | 50 | 58 |  | 7 | 2012 | NG BLQ BLQ BLQ BLQ BLQ: NG; N N N N N N: N; Y N Y Y Y Y: Y |  | S |  | N | Electric Utility | 1 | [20 empty] | N
19281 | Turlock Irrigation District | 7315 | Almond Power Plant | CA | STANISLAUS | 3 | GT | OP | 58 | 50 | 58 |  | 7 | 2012 | NG BLQ BLQ BLQ BLQ BLQ: NG; N N N N N N: N; Y N Y Y Y Y: Y |  | S |  | N | Electric Utility | 1 | [20 empty] | N
19281 | Turlock Irrigation District | 7315 | Almond Power Plant | CA | STANISLAUS | 4 | GT | OP | 58 | 50 | 58 |  | 7 | 2012 | NG BLQ BLQ BLQ BLQ BLQ: NG; N N N N N N: N; Y N Y Y Y Y: Y |  | S |  | N | Electric Utility | 1 | [20 empty] | N
19281 | Turlock Irrigation District | 50218 | Woodward Power Plant | CA | San Joaquin | U1 | HY | SB | 2.8 | 2.7 | 2.6 |  | 4 | 1982 | NG BLQ BLQ BLQ BLQ BLQ: WAT; N N N N N N: N; Y N Y Y Y Y: Y | Y | W |  | N | IPP Non-CHP | 2 |  | N | N | [17 empty] | N
19281 | Turlock Irrigation District | 50219 | Frankenheimer Power Plant | CA | San Joaquin | U1 | HY | OP | 5.3 | 4 | 4.3 |  | 3 | 1983 | NG BLQ BLQ BLQ BLQ BLQ: WAT; N N N N N N: N; Y N Y Y Y Y: Y |  | W |  | N | IPP Non-CHP | 2 |  | N | N | [17 empty] | N
19281 | Turlock Irrigation District | 56078 | Walnut Energy Center | CA | Stanislaus | 1 | CT | OP | 94.9 | 84 | 84 |  | 2 | 2006 | NG BLQ BLQ BLQ BLQ BLQ: NG; N N N N N N: N; Y N Y Y Y Y: Y |  | S |  | N | Electric Utility | 1 |  |  | N | [17 empty] | N
19281 | Turlock Irrigation District | 56078 | Walnut Energy Center | CA | Stanislaus | 2 | CT | OP | 94.9 | 84 | 84 |  | 2 | 2006 | NG BLQ BLQ BLQ BLQ BLQ: NG; N N N N N N: N; Y N Y Y Y Y: Y |  | S |  | N | Electric Utility | 1 |  |  | N | [17 empty] | N
19281 | Turlock Irrigation District | 56078 | Walnut Energy Center | CA | Stanislaus | 3 | CA | OP | 110.8 | 101 | 101 |  | 2 | 2006 | NG BLQ BLQ BLQ BLQ BLQ: NG; N N N N N N: N; Y N Y Y Y Y: Y |  | S |  | N | Electric Utility | 1 |  | N | N | [17 empty] | N
19281 | Turlock Irrigation District | 56631 | Turlock Irrigation District Fuel Cell | CA | Stansilaus | TFC | FC | OP | 1.2 | 1.1 | 1.1 |  | 1 | 2009 | NG BLQ BLQ BLQ BLQ BLQ: OBG; NG WDS WDS WDS WDS WDS: NG; N N N N N N: Y; Y N Y Y Y Y: N | N | S |  | Y | Electric Utility | 1 | T |  | N | [17 empty] | N
19281 | Turlock Irrigation District | 56702 | Tuolumne Wind Project | WA | Klickitat | WPT1 | WT | OP | 136.3 | 136.3 | 136.3 |  | 5 | 2009 | NG BLQ BLQ BLQ BLQ BLQ: WND; N N N N N N: N; Y N Y Y Y Y: Y |  | S | 62 | N | Electric Utility | 1 |  | N | N | [17 empty] | N
19314 | Twin Falls Hydro Associates LP | 50827 | Twin Falls Hydro | WA | King | UNI1 | HY | OP | 12 | 11.4 | 11 |  | 12 | 1989 | NG BLQ BLQ BLQ BLQ BLQ: WAT; N N N N N N: N; Y N Y Y Y Y: Y | Y | J |  | N | IPP Non-CHP | 2 |  | N | N
19314 | Twin Falls Hydro Associates LP | 50827 | Twin Falls Hydro | WA | King | UNI2 | HY | OP | 12 | 11.4 | 11 |  | 12 | 1989 | NG BLQ BLQ BLQ BLQ BLQ: WAT; N N N N N N: N; Y N Y Y Y Y: Y | Y | J |  | N | IPP Non-CHP | 2 |  | N | N
19351 | U S Gypsum Co | 50203 | US Gypsum Oakfield | NY | Genesee | GEN1 | GT | OP | 5.8 | 4.9 | 5.7 |  | 4 | 1986 | NG BLQ BLQ BLQ BLQ BLQ: NG; N N N N N N: N; Y N Y Y Y Y: Y |  | S |  | Y | Industrial CHP | 7 | T | N | N | [17 empty] | N
19363 | University of M&D-New Jersey | 50411 | University of Medicine Dentistry NJ | NJ | Essex | GEN1 | GT | OP | 3.5 | 3.4 | 3.7 |  | 7 | 1989 | NG BLQ BLQ BLQ BLQ BLQ: NG; NG WDS WDS WDS WDS WDS: DFO; N N N N N N: Y; Y N Y Y Y Y: Y |  | S |  | Y | Commercial CHP | 5 | T | N | N | [17 empty] | N
19363 | University of M&D-New Jersey | 50411 | University of Medicine Dentistry NJ | NJ | Essex | GEN2 | GT | OP | 3.5 | 3.4 | 3.7 |  | 7 | 1989 | NG BLQ BLQ BLQ BLQ BLQ: NG; NG WDS WDS WDS WDS WDS: DFO; N N N N N N: Y; Y N Y Y Y Y: Y |  | S |  | Y | Commercial CHP | 5 | T | N | N | [17 empty] | N
19363 | University of M&D-New Jersey | 50411 | University of Medicine Dentistry NJ | NJ | Essex | GEN3 | GT | OP | 3.5 | 3.4 | 3.7 |  | 7 | 1989 | NG BLQ BLQ BLQ BLQ BLQ: NG; NG WDS WDS WDS WDS WDS: DFO; N N N N N N: Y; Y N Y Y Y Y: Y |  | S |  | Y | Commercial CHP | 5 | T | N | N | [17 empty] | N
19365 | United States Sugar Corp | 50482 | Clewiston Sugar House | FL | Hendry | TG5 | ST | OS | 21.6 | 11 | 11 |  | 11 | 1997 | NG BLQ BLQ BLQ BLQ BLQ: AB; NG WDS WDS WDS WDS WDS: DFO; N N N N N N: Y; Y N Y Y Y Y: Y |  | S |  | Y | Industrial CHP | 7 | B | N | N | [17 empty] | N | [6 empty] | DFO
19365 | United States Sugar Corp | 50482 | Clewiston Sugar House | FL | Hendry | TG6 | ST | OP | 15 | 14 | 14.1 |  | 3 | 2004 | NG BLQ BLQ BLQ BLQ BLQ: AB; NG WDS WDS WDS WDS WDS: DFO; N N N N N N: Y; Y N Y Y Y Y: Y |  | S |  | Y | Industrial CHP | 7 | B | N | N | [17 empty] | N | [6 empty] | DFO
19365 | United States Sugar Corp | 50482 | Clewiston Sugar House | FL | Hendry | TG7 | ST | OP | 20 | 18.6 | 18.6 |  | 10 | 2006 | NG BLQ BLQ BLQ BLQ BLQ: AB; NG WDS WDS WDS WDS WDS: DFO; N N N N N N: Y; Y N Y Y Y Y: Y |  | S |  | Y | Industrial CHP | 7 | B | N | N | [17 empty] | N | [6 empty] | DFO
19365 | United States Sugar Corp | 50482 | Clewiston Sugar House | FL | Hendry | TG8 | ST | OP | 14 | 12 | 12 |  | 12 | 2007 | NG BLQ BLQ BLQ BLQ BLQ: AB; NG WDS WDS WDS WDS WDS: DFO; N N N N N N: Y; Y N Y Y Y Y: Y |  | S |  | Y | Industrial CHP | 7 | B | N | N | [17 empty] | N | [6 empty] | DFO
19370 | United States Steel Corporation | 50730 | Fairfield Works | AL | Jefferson | GEN1 | ST | OP | 20 | 20 | 12 |  | 1 | 1928 | NG BLQ BLQ BLQ BLQ BLQ: BFG; NG WDS WDS WDS WDS WDS: NG; N N N N N N: N; Y N Y Y Y Y: N |  | S |  | N | Industrial Non-CHP | 6 |  |  | N | [17 empty] | N | [6 empty] | NG
19370 | United States Steel Corporation | 50730 | Fairfield Works | AL | Jefferson | GEN2 | ST | OP | 20 | 20 | 12 |  | 1 | 1928 | NG BLQ BLQ BLQ BLQ BLQ: BFG; NG WDS WDS WDS WDS WDS: NG; N N N N N N: N; Y N Y Y Y Y: N |  | S |  | N | Industrial Non-CHP | 6 |  |  | N | [17 empty] | N | [6 empty] | NG
19370 | United States Steel Corporation | 50730 | Fairfield Works | AL | Jefferson | GEN3 | ST | OP | 20 | 20 | 12 |  | 1 | 1941 | NG BLQ BLQ BLQ BLQ BLQ: BFG; NG WDS WDS WDS WDS WDS: NG; N N N N N N: N; Y N Y Y Y Y: N |  | S |  | N | Industrial Non-CHP | 6 |  |  | N | [17 empty] | N | [6 empty] | NG
19370 | United States Steel Corporation | 50730 | Fairfield Works | AL | Jefferson | GEN4 | ST | OP | 22 | 20 | 12 |  | 6 | 1995 | NG BLQ BLQ BLQ BLQ BLQ: BFG; NG WDS WDS WDS WDS WDS: NG; N N N N N N: N; Y N Y Y Y Y: N |  | S |  | N | Industrial Non-CHP | 6 |  |  | N | [17 empty] | N | [6 empty] | NG
19375 | USCE-Savannah District | 754 | Hartwell Lake | GA | Hart | 1 | HY | OP | 85 | 85 | 85 |  | 4 | 1962 | NG BLQ BLQ BLQ BLQ BLQ: WAT; N N N N N N: N; Y N Y Y Y Y: Y |  | S | 0 | N | Electric Utility | 1 |  | N | N | [17 empty] | N
19375 | USCE-Savannah District | 754 | Hartwell Lake | GA | Hart | 2 | HY | OP | 85 | 85 | 85 |  | 4 | 1962 | NG BLQ BLQ BLQ BLQ BLQ: WAT; N N N N N N: N; Y N Y Y Y Y: Y |  | S | 0 | N | Electric Utility | 1 |  | N | N | [17 empty] | N
19375 | USCE-Savannah District | 754 | Hartwell Lake | GA | Hart | 3 | HY | OP | 85 | 85 | 85 |  | 4 | 1962 | NG BLQ BLQ BLQ BLQ BLQ: WAT; N N N N N N: N; Y N Y Y Y Y: Y |  | S | 0 | N | Electric Utility | 1 |  | N | N | [17 empty] | N
19375 | USCE-Savannah District | 754 | Hartwell Lake | GA | Hart | 4 | HY | OP | 85 | 85 | 85 |  | 4 | 1962 | NG BLQ BLQ BLQ BLQ BLQ: WAT; N N N N N N: N; Y N Y Y Y Y: Y |  | S | 0 | N | Electric Utility | 1 |  | N | N | [17 empty] | N
19375 | USCE-Savannah District | 754 | Hartwell Lake | GA | Hart | 5 | HY | OP | 80 | 90 | 90 |  | 11 | 1983 | NG BLQ BLQ BLQ BLQ BLQ: WAT; N N N N N N: N; Y N Y Y Y Y: Y |  | S |  | N | Electric Utility | 1 |  | N | N | [17 empty] | N
19375 | USCE-Savannah District | 3323 | J Strom Thurmond | SC | McCormick | 1 | HY | OP | 51.7 | 48 | 48 |  | 1 | 1953 | NG BLQ BLQ BLQ BLQ BLQ: WAT; N N N N N N: N; Y N Y Y Y Y: Y |  | S | 0 | N | Electric Utility | 1 |  | N | N | [17 empty] | N
19375 | USCE-Savannah District | 3323 | J Strom Thurmond | SC | McCormick | 2 | HY | OP | 51.7 | 48 | 48 |  | 1 | 1953 | NG BLQ BLQ BLQ BLQ BLQ: WAT; N N N N N N: N; Y N Y Y Y Y: Y |  | S | 0 | N | Electric Utility | 1 |  | N | N | [17 empty] | N
19375 | USCE-Savannah District | 3323 | J Strom Thurmond | SC | McCormick | 3 | HY | OP | 51.7 | 48 | 48 |  | 1 | 1953 | NG BLQ BLQ BLQ BLQ BLQ: WAT; N N N N N N: N; Y N Y Y Y Y: Y |  | S | 0 | N | Electric Utility | 1 |  | N | N | [17 empty] | N
19375 | USCE-Savannah District | 3323 | J Strom Thurmond | SC | McCormick | 4 | HY | OP | 51.7 | 48 | 48 |  | 1 | 1953 | NG BLQ BLQ BLQ BLQ BLQ: WAT; N N N N N N: N; Y N Y Y Y Y: Y |  | S | 0 | N | Electric Utility | 1 |  | N | N | [17 empty] | N
19375 | USCE-Savannah District | 3323 | J Strom Thurmond | SC | McCormick | 5 | HY | OP | 51.7 | 48 | 48 |  | 1 | 1954 | NG BLQ BLQ BLQ BLQ BLQ: WAT; N N N N N N: N; Y N Y Y Y Y: Y |  | S | 0 | N | Electric Utility | 1 |  | N | N | [17 empty] | N
19375 | USCE-Savannah District | 3323 | J Strom Thurmond | SC | McCormick | 6 | HY | OP | 51.7 | 48 | 48 |  | 1 | 1954 | NG BLQ BLQ BLQ BLQ BLQ: WAT; N N N N N N: N; Y N Y Y Y Y: Y |  | S | 0 | N | Electric Utility | 1 |  | N | N | [17 empty] | N
19375 | USCE-Savannah District | 3323 | J Strom Thurmond | SC | McCormick | 7 | HY | OP | 51.7 | 48 | 48 |  | 1 | 1954 | NG BLQ BLQ BLQ BLQ BLQ: WAT; N N N N N N: N; Y N Y Y Y Y: Y |  | S |  | N | Electric Utility | 1 |  | N | N
19375 | USCE-Savannah District | 6132 | Richard B Russell | GA | Elbert | 1 | HY | OP | 75 | 84 | 84 |  | 1 | 1985 | NG BLQ BLQ BLQ BLQ BLQ: WAT; N N N N N N: N; Y N Y Y Y Y: Y |  | S | 0 | N | Electric Utility | 1 |  | N | Y | [12 empty] | Y | 10 | 2013 |  |  | N
19375 | USCE-Savannah District | 6132 | Richard B Russell | GA | Elbert | 2 | HY | OP | 75 | 84 | 84 |  | 2 | 1985 | NG BLQ BLQ BLQ BLQ BLQ: WAT; N N N N N N: N; Y N Y Y Y Y: Y |  | S | 0 | N | Electric Utility | 1 |  | N | Y | [12 empty] | Y | 10 | 2013 |  |  | N
19375 | USCE-Savannah District | 6132 | Richard B Russell | GA | Elbert | 3 | HY | OP | 75 | 84 | 84 |  | 7 | 1985 | NG BLQ BLQ BLQ BLQ BLQ: WAT; N N N N N N: N; Y N Y Y Y Y: Y |  | S | 0 | N | Electric Utility | 1 |  | N | Y | [12 empty] | Y | 8 | 2013 |  |  | N
19375 | USCE-Savannah District | 6132 | Richard B Russell | GA | Elbert | 4 | HY | OP | 75 | 84 | 84 |  | 1 | 1986 | NG BLQ BLQ BLQ BLQ BLQ: WAT; N N N N N N: N; Y N Y Y Y Y: Y |  | S | 0 | N | Electric Utility | 1 |  | N | Y | [12 empty] | Y | 8 | 2013 |  |  | N
19375 | USCE-Savannah District | 6132 | Richard B Russell | GA | Elbert | 5 | PS | OP | 82 | 82 | 82 |  | 9 | 2002 | NG BLQ BLQ BLQ BLQ BLQ: WAT; N N N N N N: N; Y N Y Y Y Y: Y |  | S | 0 | N | Electric Utility | 1 |  | N | Y | [12 empty] | Y | 6 | 2013 |  |  | N
19375 | USCE-Savannah District | 6132 | Richard B Russell | GA | Elbert | 6 | PS | OP | 82 | 82 | 82 |  | 9 | 2002 | NG BLQ BLQ BLQ BLQ BLQ: WAT; N N N N N N: N; Y N Y Y Y Y: Y |  | S | 0 | N | Electric Utility | 1 |  | N | Y | [12 empty] | Y | 6 | 2013 |  |  | N
19375 | USCE-Savannah District | 6132 | Richard B Russell | GA | Elbert | 7 | PS | OA | 82 | 82 | 82 |  | 9 | 2002 | NG BLQ BLQ BLQ BLQ BLQ: WAT; N N N N N N: N; Y N Y Y Y Y: Y |  | S | 0 | N | Electric Utility | 1 |  | N | Y | [12 empty] | Y | 3 | 2013 |  |  | N
19375 | USCE-Savannah District | 6132 | Richard B Russell | GA | Elbert | 8 | PS | OA | 82 | 82 | 82 |  | 9 | 2002 | NG BLQ BLQ BLQ BLQ BLQ: WAT; N N N N N N: N; Y N Y Y Y Y: Y |  | S |  | N | Electric Utility | 1 |  | N | Y | [12 empty] | Y | 3 | 2013 |  |  | N
19391 | UGI Development Co | 3176 | Hunlock Power Station | PA | Luzerne | 3 | CA | OP | 49.9 | 28 | 29.7 |  | 9 | 1959 | NG BLQ BLQ BLQ BLQ BLQ: NG; NG WDS WDS WDS WDS WDS: DFO; N N N N N N: N; Y N Y Y Y Y: Y |  | S |  | N | IPP Non-CHP | 2 |  | Y | N | [17 empty] | N | N
19391 | UGI Development Co | 3176 | Hunlock Power Station | PA | Luzerne | 5 | CT | OP | 48 | 49.2 | 48.4 |  | 7 | 2011 | NG BLQ BLQ BLQ BLQ BLQ: NG; N N N N N N: N; Y N Y Y Y Y: Y |  | S |  | N | IPP Non-CHP | 2 | [20 empty] | N
19391 | UGI Development Co | 3176 | Hunlock Power Station | PA | Luzerne | 6 | CT | OP | 48 | 49.2 | 48.4 |  | 7 | 2011 | NG BLQ BLQ BLQ BLQ BLQ: NG; N N N N N N: N; Y N Y Y Y Y: Y |  | S |  | N | IPP Non-CHP | 2 | [20 empty] | N
19391 | UGI Development Co | 56911 | Broad Mountain | PA | Schuylkill | GEN1 | GT | OP | 5.5 | 4.3 | 5.5 |  | 1 | 2009 | NG BLQ BLQ BLQ BLQ BLQ: LFG; N N N N N N: N; Y N Y Y Y Y: Y |  | S |  | N | IPP Non-CHP | 2 |  | N | N | [17 empty] | N
19391 | UGI Development Co | 56911 | Broad Mountain | PA | Schuylkill | GEN2 | GT | OP | 5.5 | 4.4 | 5.5 |  | 1 | 2009 | NG BLQ BLQ BLQ BLQ BLQ: LFG; N N N N N N: N; Y N Y Y Y Y: Y |  | S |  | N | IPP Non-CHP | 2 |  | N | N | [17 empty] | N
19391 | UGI Development Co | 57216 | Crayola Solar Project | PA | Northampton | 1 | PV | OP | 1 | 1 | 1 |  | 5 | 2010 | NG BLQ BLQ BLQ BLQ BLQ: SUN; N N N N N N: N; Y N Y Y Y Y: Y |  | S |  | N | IPP Non-CHP | 2 |  |  | N | [17 empty] | N
19391 | UGI Development Co | 57216 | Crayola Solar Project | PA | Northampton | 2 | PV | OP | 1 | 1 | 1 |  | 4 | 2011 | NG BLQ BLQ BLQ BLQ BLQ: SUN; N N N N N N: N; Y N Y Y Y Y: Y |  | S |  | N | IPP Non-CHP | 2 | [20 empty] | N
19391 | UGI Development Co | 57216 | Crayola Solar Project | PA | Northampton | 3 | PV | OP | 0.8 | 0.8 | 0.8 |  | 1 | 2012 | NG BLQ BLQ BLQ BLQ BLQ: SUN; N N N N N N: N; Y N Y Y Y Y: Y |  | S |  | N | IPP Non-CHP | 2 | [20 empty] | N
19397 | City of Ukiah - (CA) | 7489 | Lake Mendocino | CA | MENDOCINO | G1 | HY | OP | 1 | 1 | 1 |  | 5 | 1987 | NG BLQ BLQ BLQ BLQ BLQ: WAT; N N N N N N: N; Y N Y Y Y Y: Y |  | S |  | N | Electric Utility | 1 |  | N | N | [17 empty] | N
19397 | City of Ukiah - (CA) | 7489 | Lake Mendocino | CA | MENDOCINO | G2 | HY | OP | 2.5 | 2.5 | 2.5 |  | 5 | 1987 | NG BLQ BLQ BLQ BLQ BLQ: WAT; N N N N N N: N; Y N Y Y Y Y: Y |  | S |  | N | Electric Utility | 1 |  | N | N | [17 empty] | N
19400 | USACE Northwestern Division | 840 | Dworshak | ID | Clearwater | 1 | HY | OP | 90 | 90 | 90 |  | 6 | 1975 | NG BLQ BLQ BLQ BLQ BLQ: WAT; N N N N N N: N; Y N Y Y Y Y: Y |  | S |  | N | Electric Utility | 1 |  | N | N
19400 | USACE Northwestern Division | 840 | Dworshak | ID | Clearwater | 2 | HY | OP | 90 | 90 | 90 |  | 9 | 1975 | NG BLQ BLQ BLQ BLQ BLQ: WAT; N N N N N N: N; Y N Y Y Y Y: Y |  | S |  | N | Electric Utility | 1 |  | N | N
19400 | USACE Northwestern Division | 840 | Dworshak | ID | Clearwater | 3 | HY | OP | 220 | 220 | 220 |  | 9 | 1974 | NG BLQ BLQ BLQ BLQ BLQ: WAT; N N N N N N: N; Y N Y Y Y Y: Y |  | S |  | N | Electric Utility | 1 |  | N | N
19400 | USACE Northwestern Division | 851 | Albeni Falls | ID | Bonner | 1 | HY | OP | 14 | 14 | 14 |  | 5 | 1955 | NG BLQ BLQ BLQ BLQ BLQ: WAT; N N N N N N: N; Y N Y Y Y Y: Y | Y | S |  | N | Electric Utility | 1 |  | N | N | [17 empty] | N
19400 | USACE Northwestern Division | 851 | Albeni Falls | ID | Bonner | 2 | HY | OP | 14 | 14 | 14 |  | 6 | 1955 | NG BLQ BLQ BLQ BLQ BLQ: WAT; N N N N N N: N; Y N Y Y Y Y: Y | Y | S |  | N | Electric Utility | 1 |  | N | N | [17 empty] | N
19400 | USACE Northwestern Division | 851 | Albeni Falls | ID | Bonner | 3 | HY | OP | 14 | 14 | 14 |  | 9 | 1955 | NG BLQ BLQ BLQ BLQ BLQ: WAT; N N N N N N: N; Y N Y Y Y Y: Y | Y | S |  | N | Electric Utility | 1 |  | N | N | [17 empty] | N
19400 | USACE Northwestern Division | 3074 | Big Cliff | OR | Marion | 1 | HY | OP | 18 | 21 | 21 |  | 12 | 1954 | NG BLQ BLQ BLQ BLQ BLQ: WAT; N N N N N N: N; Y N Y Y Y Y: Y |  | S |  | N | Electric Utility | 1 |  | N | N
19400 | USACE Northwestern Division | 3075 | Bonneville | OR | Multnomah | 1 | HY | OP | 43.2 | 43.2 | 43.2 |  | 7 | 1938 | NG BLQ BLQ BLQ BLQ BLQ: WAT; N N N N N N: N; Y N Y Y Y Y: Y | Y | S |  | N | Electric Utility | 1 |  | N | N | [17 empty] | N
19400 | USACE Northwestern Division | 3075 | Bonneville | OR | Multnomah | 10 | HY | OP | 54 | 54 | 54 |  | 1 | 1944 | NG BLQ BLQ BLQ BLQ BLQ: WAT; N N N N N N: N; Y N Y Y Y Y: Y | Y | S |  | N | Electric Utility | 1 |  | N | N | [17 empty] | N
19400 | USACE Northwestern Division | 3075 | Bonneville | OR | Multnomah | 11 | HY | OP | 66.5 | 66.5 | 66.5 |  | 10 | 1982 | NG BLQ BLQ BLQ BLQ BLQ: WAT; N N N N N N: N; Y N Y Y Y Y: Y | Y | S |  | N | Electric Utility | 1 |  | N | N | [17 empty] | N
19400 | USACE Northwestern Division | 3075 | Bonneville | OR | Multnomah | 12 | HY | OP | 66.5 | 66.5 | 66.5 |  | 10 | 1982 | NG BLQ BLQ BLQ BLQ BLQ: WAT; N N N N N N: N; Y N Y Y Y Y: Y | Y | S |  | N | Electric Utility | 1 |  | N | N | [17 empty] | N
19400 | USACE Northwestern Division | 3075 | Bonneville | OR | Multnomah | 13 | HY | OP | 66.5 | 66.5 | 66.5 |  | 10 | 1982 | NG BLQ BLQ BLQ BLQ BLQ: WAT; N N N N N N: N; Y N Y Y Y Y: Y | Y | S |  | N | Electric Utility | 1 |  | N | N
19400 | USACE Northwestern Division | 3075 | Bonneville | OR | Multnomah | 14 | HY | OP | 66.5 | 66.5 | 66.5 |  | 6 | 1982 | NG BLQ BLQ BLQ BLQ BLQ: WAT; N N N N N N: N; Y N Y Y Y Y: Y | Y | S |  | N | Electric Utility | 1 |  | N | N
19400 | USACE Northwestern Division | 3075 | Bonneville | OR | Multnomah | 15 | HY | OP | 66.5 | 66.5 | 66.5 |  | 3 | 1982 | NG BLQ BLQ BLQ BLQ BLQ: WAT; N N N N N N: N; Y N Y Y Y Y: Y | Y | S |  | N | Electric Utility | 1 |  | N | N
19400 | USACE Northwestern Division | 3075 | Bonneville | OR | Multnomah | 16 | HY | OP | 66.5 | 66.5 | 66.5 |  | 12 | 1981 | NG BLQ BLQ BLQ BLQ BLQ: WAT; N N N N N N: N; Y N Y Y Y Y: Y | Y | S |  | N | Electric Utility | 1 |  | N | N
19400 | USACE Northwestern Division | 3075 | Bonneville | OR | Multnomah | 17 | HY | OP | 66.5 | 66.5 | 66.5 |  | 9 | 1981 | NG BLQ BLQ BLQ BLQ BLQ: WAT; N N N N N N: N; Y N Y Y Y Y: Y | Y | S |  | N | Electric Utility | 1 |  | N | N
19400 | USACE Northwestern Division | 3075 | Bonneville | OR | Multnomah | 18 | HY | OP | 66.5 | 66.5 | 66.5 |  | 5 | 1981 | NG BLQ BLQ BLQ BLQ BLQ: WAT; N N N N N N: N; Y N Y Y Y Y: Y | Y | S |  | N | Electric Utility | 1 |  | N | N
19400 | USACE Northwestern Division | 3075 | Bonneville | OR | Multnomah | 2 | HY | OP | 59.5 | 59.5 | 59.5 |  | 8 | 1938 | NG BLQ BLQ BLQ BLQ BLQ: WAT; N N N N N N: N; Y N Y Y Y Y: Y | Y | S |  | N | Electric Utility | 1 |  | N | N
19400 | USACE Northwestern Division | 3075 | Bonneville | OR | Multnomah | 3 | HY | OP | 54 | 54 | 54 |  | 1 | 1941 | NG BLQ BLQ BLQ BLQ BLQ: WAT; N N N N N N: N; Y N Y Y Y Y: Y | Y | S |  | N | Electric Utility | 1 |  | N | N
19400 | USACE Northwestern Division | 3075 | Bonneville | OR | Multnomah | 4 | HY | OP | 54 | 54 | 54 |  | 2 | 1941 | NG BLQ BLQ BLQ BLQ BLQ: WAT; N N N N N N: N; Y N Y Y Y Y: Y | Y | S |  | N | Electric Utility | 1 |  | N | N
19400 | USACE Northwestern Division | 3075 | Bonneville | OR | Multnomah | 5 | HY | OP | 54 | 54 | 54 |  | 10 | 1941 | NG BLQ BLQ BLQ BLQ BLQ: WAT; N N N N N N: N; Y N Y Y Y Y: Y | Y | S |  | N | Electric Utility | 1 |  | N | N
19400 | USACE Northwestern Division | 3075 | Bonneville | OR | Multnomah | 6 | HY | OP | 54 | 54 | 54 |  | 6 | 1942 | NG BLQ BLQ BLQ BLQ BLQ: WAT; N N N N N N: N; Y N Y Y Y Y: Y | Y | S |  | N | Electric Utility | 1 |  | N | N
19400 | USACE Northwestern Division | 3075 | Bonneville | OR | Multnomah | 7 | HY | OP | 54 | 54 | 54 |  | 4 | 1943 | NG BLQ BLQ BLQ BLQ BLQ: WAT; N N N N N N: N; Y N Y Y Y Y: Y | Y | S |  | N | Electric Utility | 1 |  | N | N
19400 | USACE Northwestern Division | 3075 | Bonneville | OR | Multnomah | 8 | HY | OP | 54 | 54 | 54 |  | 7 | 1943 | NG BLQ BLQ BLQ BLQ BLQ: WAT; N N N N N N: N; Y N Y Y Y Y: Y | Y | S |  | N | Electric Utility | 1 |  | N | N
19400 | USACE Northwestern Division | 3075 | Bonneville | OR | Multnomah | 9 | HY | OP | 54 | 54 | 54 |  | 10 | 1943 | NG BLQ BLQ BLQ BLQ BLQ: WAT; N N N N N N: N; Y N Y Y Y Y: Y | Y | S |  | N | Electric Utility | 1 |  | N | N
19400 | USACE Northwestern Division | 3075 | Bonneville | OR | Multnomah | F1 | HY | OP | 13.1 | 13.1 | 13.1 |  | 1 | 1982 | NG BLQ BLQ BLQ BLQ BLQ: WAT; N N N N N N: N; Y N Y Y Y Y: Y | Y | S |  | N | Electric Utility | 1 |  | N | N
19400 | USACE Northwestern Division | 3075 | Bonneville | OR | Multnomah | F2 | HY | OP | 13.1 | 13.1 | 13.1 |  | 11 | 1981 | NG BLQ BLQ BLQ BLQ BLQ: WAT; N N N N N N: N; Y N Y Y Y Y: Y | Y | S |  | N | Electric Utility | 1 |  | N | N
19400 | USACE Northwestern Division | 3076 | Cougar | OR | Lane | 1 | HY | OP | 13 | 13 | 13 |  | 4 | 1964 | NG BLQ BLQ BLQ BLQ BLQ: WAT; N N N N N N: N; Y N Y Y Y Y: Y |  | S |  | N | Electric Utility | 1 |  | N | N
19400 | USACE Northwestern Division | 3076 | Cougar | OR | Lane | 2 | HY | OP | 13 | 13 | 13 |  | 3 | 1964 | NG BLQ BLQ BLQ BLQ BLQ: WAT; N N N N N N: N; Y N Y Y Y Y: Y |  | S |  | N | Electric Utility | 1 |  | N | N
19400 | USACE Northwestern Division | 3077 | Detroit | OR | Marion | 1 | HY | OP | 50 | 50 | 50 |  | 11 | 1953 | NG BLQ BLQ BLQ BLQ BLQ: WAT; N N N N N N: N; Y N Y Y Y Y: Y |  | S |  | N | Electric Utility | 1 |  | N | N
19400 | USACE Northwestern Division | 3077 | Detroit | OR | Marion | 2 | HY | OP | 50 | 50 | 50 |  | 7 | 1953 | NG BLQ BLQ BLQ BLQ BLQ: WAT; N N N N N N: N; Y N Y Y Y Y: Y |  | S |  | N | Electric Utility | 1 |  | N | N
19400 | USACE Northwestern Division | 3078 | Dexter | OR | Lane | 1 | HY | OP | 15 | 17 | 17 |  | 6 | 1955 | NG BLQ BLQ BLQ BLQ BLQ: WAT; N N N N N N: N; Y N Y Y Y Y: Y |  | S |  | N | Electric Utility | 1 |  | N | N
19400 | USACE Northwestern Division | 3080 | Green Peter | OR | Linn | 1 | HY | OP | 40 | 40 | 40 |  | 7 | 1967 | NG BLQ BLQ BLQ BLQ BLQ: WAT; N N N N N N: N; Y N Y Y Y Y: Y |  | S |  | N | Electric Utility | 1 |  | N | N
19400 | USACE Northwestern Division | 3080 | Green Peter | OR | Linn | 2 | HY | OP | 40 | 40 | 40 |  | 7 | 1967 | NG BLQ BLQ BLQ BLQ BLQ: WAT; N N N N N N: N; Y N Y Y Y Y: Y |  | S |  | N | Electric Utility | 1 |  | N | N
19400 | USACE Northwestern Division | 3081 | Hills Creek | OR | Lane | 1 | HY | OP | 15 | 15 | 15 |  | 2 | 1962 | NG BLQ BLQ BLQ BLQ BLQ: WAT; N N N N N N: N; Y N Y Y Y Y: Y |  | S |  | N | Electric Utility | 1 |  | N | N
19400 | USACE Northwestern Division | 3081 | Hills Creek | OR | Lane | 2 | HY | OP | 15 | 15 | 15 |  | 2 | 1962 | NG BLQ BLQ BLQ BLQ BLQ: WAT; N N N N N N: N; Y N Y Y Y Y: Y |  | S |  | N | Electric Utility | 1 |  | N | N
19400 | USACE Northwestern Division | 3082 | John Day | OR | Sherman | 1 | HY | OP | 135 | 135 | 135 |  | 8 | 1968 | NG BLQ BLQ BLQ BLQ BLQ: WAT; N N N N N N: N; Y N Y Y Y Y: Y |  | S |  | N | Electric Utility | 1 |  | N | N
19400 | USACE Northwestern Division | 3082 | John Day | OR | Sherman | 10 | HY | OP | 135 | 135 | 135 |  | 9 | 1969 | NG BLQ BLQ BLQ BLQ BLQ: WAT; N N N N N N: N; Y N Y Y Y Y: Y |  | S |  | N | Electric Utility | 1 |  | N | N
19400 | USACE Northwestern Division | 3082 | John Day | OR | Sherman | 11 | HY | OP | 135 | 135 | 135 |  | 3 | 1970 | NG BLQ BLQ BLQ BLQ BLQ: WAT; N N N N N N: N; Y N Y Y Y Y: Y |  | S |  | N | Electric Utility | 1 |  | N | N
19400 | USACE Northwestern Division | 3082 | John Day | OR | Sherman | 12 | HY | OP | 135 | 135 | 135 |  | 5 | 1970 | NG BLQ BLQ BLQ BLQ BLQ: WAT; N N N N N N: N; Y N Y Y Y Y: Y |  | S |  | N | Electric Utility | 1 |  | N | N
19400 | USACE Northwestern Division | 3082 | John Day | OR | Sherman | 13 | HY | OP | 135 | 135 | 135 |  | 12 | 1970 | NG BLQ BLQ BLQ BLQ BLQ: WAT; N N N N N N: N; Y N Y Y Y Y: Y |  | S |  | N | Electric Utility | 1 |  | N | N
19400 | USACE Northwestern Division | 3082 | John Day | OR | Sherman | 14 | HY | OP | 135 | 135 | 135 |  | 1 | 1971 | NG BLQ BLQ BLQ BLQ BLQ: WAT; N N N N N N: N; Y N Y Y Y Y: Y |  | S |  | N | Electric Utility | 1 |  | N | N
19400 | USACE Northwestern Division | 3082 | John Day | OR | Sherman | 15 | HY | OP | 135 | 135 | 135 |  | 10 | 1971 | NG BLQ BLQ BLQ BLQ BLQ: WAT; N N N N N N: N; Y N Y Y Y Y: Y |  | S |  | N | Electric Utility | 1 |  | N | N
19400 | USACE Northwestern Division | 3082 | John Day | OR | Sherman | 16 | HY | OP | 135 | 135 | 135 |  | 12 | 1971 | NG BLQ BLQ BLQ BLQ BLQ: WAT; N N N N N N: N; Y N Y Y Y Y: Y |  | S |  | N | Electric Utility | 1 |  | N | N
19400 | USACE Northwestern Division | 3082 | John Day | OR | Sherman | 2 | HY | OP | 135 | 135 | 135 |  | 9 | 1968 | NG BLQ BLQ BLQ BLQ BLQ: WAT; N N N N N N: N; Y N Y Y Y Y: Y |  | S |  | N | Electric Utility | 1 |  | N | N
19400 | USACE Northwestern Division | 3082 | John Day | OR | Sherman | 3 | HY | OP | 135 | 135 | 135 |  | 11 | 1968 | NG BLQ BLQ BLQ BLQ BLQ: WAT; N N N N N N: N; Y N Y Y Y Y: Y |  | S |  | N | Electric Utility | 1 |  | N | N
19400 | USACE Northwestern Division | 3082 | John Day | OR | Sherman | 4 | HY | OP | 135 | 135 | 135 |  | 12 | 1968 | NG BLQ BLQ BLQ BLQ BLQ: WAT; N N N N N N: N; Y N Y Y Y Y: Y |  | S |  | N | Electric Utility | 1 |  | N | N
19400 | USACE Northwestern Division | 3082 | John Day | OR | Sherman | 5 | HY | OP | 135 | 135 | 135 |  | 2 | 1969 | NG BLQ BLQ BLQ BLQ BLQ: WAT; N N N N N N: N; Y N Y Y Y Y: Y |  | S |  | N | Electric Utility | 1 |  | N | N
19400 | USACE Northwestern Division | 3082 | John Day | OR | Sherman | 6 | HY | OP | 135 | 135 | 135 |  | 3 | 1969 | NG BLQ BLQ BLQ BLQ BLQ: WAT; N N N N N N: N; Y N Y Y Y Y: Y |  | S |  | N | Electric Utility | 1 |  | N | N
19400 | USACE Northwestern Division | 3082 | John Day | OR | Sherman | 7 | HY | OP | 135 | 135 | 135 |  | 4 | 1969 | NG BLQ BLQ BLQ BLQ BLQ: WAT; N N N N N N: N; Y N Y Y Y Y: Y |  | S |  | N | Electric Utility | 1 |  | N | N
19400 | USACE Northwestern Division | 3082 | John Day | OR | Sherman | 8 | HY | OP | 135 | 135 | 135 |  | 6 | 1969 | NG BLQ BLQ BLQ BLQ BLQ: WAT; N N N N N N: N; Y N Y Y Y Y: Y |  | S |  | N | Electric Utility | 1 |  | N | N
19400 | USACE Northwestern Division | 3082 | John Day | OR | Sherman | 9 | HY | OP | 135 | 135 | 135 |  | 8 | 1969 | NG BLQ BLQ BLQ BLQ BLQ: WAT; N N N N N N: N; Y N Y Y Y Y: Y |  | S |  | N | Electric Utility | 1 |  | N | N
19400 | USACE Northwestern Division | 3083 | Lookout Point | OR | Lane | 1 | HY | OP | 40 | 40 | 40 |  | 5 | 1955 | NG BLQ BLQ BLQ BLQ BLQ: WAT; N N N N N N: N; Y N Y Y Y Y: Y |  | S |  | N | Electric Utility | 1 |  | N | N
19400 | USACE Northwestern Division | 3083 | Lookout Point | OR | Lane | 2 | HY | OP | 40 | 40 | 40 |  | 3 | 1955 | NG BLQ BLQ BLQ BLQ BLQ: WAT; N N N N N N: N; Y N Y Y Y Y: Y |  | S |  | N | Electric Utility | 1 |  | N | N
19400 | USACE Northwestern Division | 3083 | Lookout Point | OR | Lane | 3 | HY | OP | 40 | 40 | 40 |  | 1 | 1955 | NG BLQ BLQ BLQ BLQ BLQ: WAT; N N N N N N: N; Y N Y Y Y Y: Y |  | S |  | N | Electric Utility | 1 |  | N | N
19400 | USACE Northwestern Division | 3084 | McNary | OR | Umatilla | 1 | HY | OP | 70 | 70 | 70 |  | 12 | 1953 | NG BLQ BLQ BLQ BLQ BLQ: WAT; N N N N N N: N; Y N Y Y Y Y: Y |  | S |  | N | Electric Utility | 1 |  | N | N
19400 | USACE Northwestern Division | 3084 | McNary | OR | Umatilla | 10 | HY | OP | 70 | 70 | 70 |  | 11 | 1955 | NG BLQ BLQ BLQ BLQ BLQ: WAT; N N N N N N: N; Y N Y Y Y Y: Y |  | S |  | N | Electric Utility | 1 |  | N | N
19400 | USACE Northwestern Division | 3084 | McNary | OR | Umatilla | 11 | HY | OP | 70 | 70 | 70 |  | 5 | 1956 | NG BLQ BLQ BLQ BLQ BLQ: WAT; N N N N N N: N; Y N Y Y Y Y: Y |  | S |  | N | Electric Utility | 1 |  | N | N
19400 | USACE Northwestern Division | 3084 | McNary | OR | Umatilla | 12 | HY | OP | 70 | 70 | 70 |  | 5 | 1956 | NG BLQ BLQ BLQ BLQ BLQ: WAT; N N N N N N: N; Y N Y Y Y Y: Y |  | S |  | N | Electric Utility | 1 |  | N | N
19400 | USACE Northwestern Division | 3084 | McNary | OR | Umatilla | 13 | HY | OP | 70 | 70 | 70 |  | 3 | 1957 | NG BLQ BLQ BLQ BLQ BLQ: WAT; N N N N N N: N; Y N Y Y Y Y: Y |  | S |  | N | Electric Utility | 1 |  | N | N
19400 | USACE Northwestern Division | 3084 | McNary | OR | Umatilla | 14 | HY | OP | 80.5 | 80.5 | 80.5 |  | 3 | 1957 | NG BLQ BLQ BLQ BLQ BLQ: WAT; N N N N N N: N; Y N Y Y Y Y: Y |  | S |  | N | Electric Utility | 1 |  | N | N
19400 | USACE Northwestern Division | 3084 | McNary | OR | Umatilla | 2 | HY | OP | 70 | 70 | 70 |  | 1 | 1954 | NG BLQ BLQ BLQ BLQ BLQ: WAT; N N N N N N: N; Y N Y Y Y Y: Y |  | S |  | N | Electric Utility | 1 |  | N | N
19400 | USACE Northwestern Division | 3084 | McNary | OR | Umatilla | 3 | HY | OP | 70 | 70 | 70 |  | 5 | 1954 | NG BLQ BLQ BLQ BLQ BLQ: WAT; N N N N N N: N; Y N Y Y Y Y: Y |  | S |  | N | Electric Utility | 1 |  | N | N
19400 | USACE Northwestern Division | 3084 | McNary | OR | Umatilla | 4 | HY | OP | 70 | 70 | 70 |  | 7 | 1954 | NG BLQ BLQ BLQ BLQ BLQ: WAT; N N N N N N: N; Y N Y Y Y Y: Y |  | S |  | N | Electric Utility | 1 |  | N | N
19400 | USACE Northwestern Division | 3084 | McNary | OR | Umatilla | 5 | HY | OP | 70 | 70 | 70 |  | 10 | 1954 | NG BLQ BLQ BLQ BLQ BLQ: WAT; N N N N N N: N; Y N Y Y Y Y: Y |  | S |  | N | Electric Utility | 1 |  | N | N
19400 | USACE Northwestern Division | 3084 | McNary | OR | Umatilla | 6 | HY | OP | 70 | 70 | 70 |  | 1 | 1955 | NG BLQ BLQ BLQ BLQ BLQ: WAT; N N N N N N: N; Y N Y Y Y Y: Y |  | S |  | N | Electric Utility | 1 |  | N | N
19400 | USACE Northwestern Division | 3084 | McNary | OR | Umatilla | 7 | HY | OP | 70 | 70 | 70 |  | 3 | 1955 | NG BLQ BLQ BLQ BLQ BLQ: WAT; N N N N N N: N; Y N Y Y Y Y: Y |  | S |  | N | Electric Utility | 1 |  | N | N
19400 | USACE Northwestern Division | 3084 | McNary | OR | Umatilla | 8 | HY | OP | 70 | 70 | 70 |  | 6 | 1955 | NG BLQ BLQ BLQ BLQ BLQ: WAT; N N N N N N: N; Y N Y Y Y Y: Y |  | S |  | N | Electric Utility | 1 |  | N | N
19400 | USACE Northwestern Division | 3084 | McNary | OR | Umatilla | 9 | HY | OP | 70 | 70 | 70 |  | 9 | 1956 | NG BLQ BLQ BLQ BLQ BLQ: WAT; N N N N N N: N; Y N Y Y Y Y: Y |  | S |  | N | Electric Utility | 1 |  | N | N
19400 | USACE Northwestern Division | 3895 | The Dalles | OR | Wasco | 1 | HY | OP | 78 | 78 | 78 |  | 10 | 1957 | NG BLQ BLQ BLQ BLQ BLQ: WAT; N N N N N N: N; Y N Y Y Y Y: Y |  | S |  | N | Electric Utility | 1 |  | N | N
19400 | USACE Northwestern Division | 3895 | The Dalles | OR | Wasco | 10 | HY | OP | 78 | 78 | 78 |  | 11 | 1959 | NG BLQ BLQ BLQ BLQ BLQ: WAT; N N N N N N: N; Y N Y Y Y Y: Y |  | S |  | N | Electric Utility | 1 |  | N | N
19400 | USACE Northwestern Division | 3895 | The Dalles | OR | Wasco | 11 | HY | OP | 78 | 78 | 78 |  | 2 | 1960 | NG BLQ BLQ BLQ BLQ BLQ: WAT; N N N N N N: N; Y N Y Y Y Y: Y |  | S |  | N | Electric Utility | 1 |  | N | N
19400 | USACE Northwestern Division | 3895 | The Dalles | OR | Wasco | 12 | HY | OP | 78 | 78 | 78 |  | 5 | 1960 | NG BLQ BLQ BLQ BLQ BLQ: WAT; N N N N N N: N; Y N Y Y Y Y: Y |  | S |  | N | Electric Utility | 1 |  | N | N
19400 | USACE Northwestern Division | 3895 | The Dalles | OR | Wasco | 13 | HY | OP | 78 | 78 | 78 |  | 8 | 1960 | NG BLQ BLQ BLQ BLQ BLQ: WAT; N N N N N N: N; Y N Y Y Y Y: Y |  | S |  | N | Electric Utility | 1 |  | N | N
19400 | USACE Northwestern Division | 3895 | The Dalles | OR | Wasco | 14 | HY | OP | 78 | 78 | 78 |  | 11 | 1960 | NG BLQ BLQ BLQ BLQ BLQ: WAT; N N N N N N: N; Y N Y Y Y Y: Y |  | S |  | N | Electric Utility | 1 |  | N | N
19400 | USACE Northwestern Division | 3895 | The Dalles | OR | Wasco | 15 | HY | OP | 86 | 86 | 86 |  | 2 | 1973 | NG BLQ BLQ BLQ BLQ BLQ: WAT; N N N N N N: N; Y N Y Y Y Y: Y |  | S |  | N | Electric Utility | 1 |  | N | N
19400 | USACE Northwestern Division | 3895 | The Dalles | OR | Wasco | 16 | HY | OP | 86 | 86 | 86 |  | 2 | 1973 | NG BLQ BLQ BLQ BLQ BLQ: WAT; N N N N N N: N; Y N Y Y Y Y: Y |  | S |  | N | Electric Utility | 1 |  | N | N
19400 | USACE Northwestern Division | 3895 | The Dalles | OR | Wasco | 17 | HY | OP | 86 | 86 | 86 |  | 3 | 1973 | NG BLQ BLQ BLQ BLQ BLQ: WAT; N N N N N N: N; Y N Y Y Y Y: Y |  | S |  | N | Electric Utility | 1 |  | N | N
19400 | USACE Northwestern Division | 3895 | The Dalles | OR | Wasco | 18 | HY | OP | 86 | 86 | 86 |  | 3 | 1973 | NG BLQ BLQ BLQ BLQ BLQ: WAT; N N N N N N: N; Y N Y Y Y Y: Y |  | S |  | N | Electric Utility | 1 |  | N | N
19400 | USACE Northwestern Division | 3895 | The Dalles | OR | Wasco | 19 | HY | OP | 86 | 86 | 86 |  | 5 | 1973 | NG BLQ BLQ BLQ BLQ BLQ: WAT; N N N N N N: N; Y N Y Y Y Y: Y |  | S |  | N | Electric Utility | 1 |  | N | N
19400 | USACE Northwestern Division | 3895 | The Dalles | OR | Wasco | 2 | HY | OP | 78 | 78 | 78 |  | 11 | 1957 | NG BLQ BLQ BLQ BLQ BLQ: WAT; N N N N N N: N; Y N Y Y Y Y: Y |  | S |  | N | Electric Utility | 1 |  | N | N
19400 | USACE Northwestern Division | 3895 | The Dalles | OR | Wasco | 20 | HY | OP | 86 | 86 | 86 |  | 6 | 1973 | NG BLQ BLQ BLQ BLQ BLQ: WAT; N N N N N N: N; Y N Y Y Y Y: Y |  | S |  | N | Electric Utility | 1 |  | N | N
19400 | USACE Northwestern Division | 3895 | The Dalles | OR | Wasco | 21 | HY | OP | 86 | 86 | 86 |  | 11 | 1973 | NG BLQ BLQ BLQ BLQ BLQ: WAT; N N N N N N: N; Y N Y Y Y Y: Y |  | S |  | N | Electric Utility | 1 |  | N | N
19400 | USACE Northwestern Division | 3895 | The Dalles | OR | Wasco | 22 | HY | OP | 86 | 86 | 86 |  | 12 | 1973 | NG BLQ BLQ BLQ BLQ BLQ: WAT; N N N N N N: N; Y N Y Y Y Y: Y |  | S |  | N | Electric Utility | 1 |  | N | N
19400 | USACE Northwestern Division | 3895 | The Dalles | OR | Wasco | 3 | HY | OP | 78 | 78 | 78 |  | 2 | 1958 | NG BLQ BLQ BLQ BLQ BLQ: WAT; N N N N N N: N; Y N Y Y Y Y: Y |  | S |  | N | Electric Utility | 1 |  | N | N
19400 | USACE Northwestern Division | 3895 | The Dalles | OR | Wasco | 4 | HY | OP | 78 | 78 | 78 |  | 5 | 1958 | NG BLQ BLQ BLQ BLQ BLQ: WAT; N N N N N N: N; Y N Y Y Y Y: Y |  | S |  | N | Electric Utility | 1 |  | N | N
19400 | USACE Northwestern Division | 3895 | The Dalles | OR | Wasco | 5 | HY | OP | 89.7 | 92.7 | 92 |  | 10 | 1958 | NG BLQ BLQ BLQ BLQ BLQ: WAT; N N N N N N: N; Y N Y Y Y Y: Y |  | S |  | N | Electric Utility | 1 |  | N | N
19400 | USACE Northwestern Division | 3895 | The Dalles | OR | Wasco | 6 | HY | OP | 78 | 78 | 78 |  | 11 | 1958 | NG BLQ BLQ BLQ BLQ BLQ: WAT; N N N N N N: N; Y N Y Y Y Y: Y |  | S |  | N | Electric Utility | 1 |  | N | N
19400 | USACE Northwestern Division | 3895 | The Dalles | OR | Wasco | 7 | HY | OP | 78 | 78 | 78 |  | 2 | 1959 | NG BLQ BLQ BLQ BLQ BLQ: WAT; N N N N N N: N; Y N Y Y Y Y: Y |  | S |  | N | Electric Utility | 1 |  | N | N
19400 | USACE Northwestern Division | 3895 | The Dalles | OR | Wasco | 8 | HY | OP | 78 | 78 | 78 |  | 5 | 1959 | NG BLQ BLQ BLQ BLQ BLQ: WAT; N N N N N N: N; Y N Y Y Y Y: Y |  | S |  | N | Electric Utility | 1 |  | N | N
19400 | USACE Northwestern Division | 3895 | The Dalles | OR | Wasco | 9 | HY | OP | 78 | 78 | 78 |  | 11 | 1959 | NG BLQ BLQ BLQ BLQ BLQ: WAT; N N N N N N: N; Y N Y Y Y Y: Y |  | S |  | N | Electric Utility | 1 |  | N | N
19400 | USACE Northwestern Division | 3895 | The Dalles | OR | Wasco | F1 | HY | OP | 14 | 14 | 14 |  | 6 | 1957 | NG BLQ BLQ BLQ BLQ BLQ: WAT; N N N N N N: N; Y N Y Y Y Y: Y |  | S |  | N | Electric Utility | 1 |  | N | N
19400 | USACE Northwestern Division | 3895 | The Dalles | OR | Wasco | F2 | HY | OP | 14 | 14 | 14 |  | 7 | 1957 | NG BLQ BLQ BLQ BLQ BLQ: WAT; N N N N N N: N; Y N Y Y Y Y: Y |  | S |  | N | Electric Utility | 1 |  | N | N
19400 | USACE Northwestern Division | 3921 | Chief Joseph | WA | Douglas | 1 | HY | OP | 88.2 | 88.2 | 88.2 |  | 10 | 1958 | NG BLQ BLQ BLQ BLQ BLQ: WAT; N N N N N N: N; Y N Y Y Y Y: Y |  | S |  | N | Electric Utility | 1 |  | N | N
19400 | USACE Northwestern Division | 3921 | Chief Joseph | WA | Douglas | 10 | HY | OP | 88.2 | 88.2 | 88.2 |  | 9 | 1955 | NG BLQ BLQ BLQ BLQ BLQ: WAT; N N N N N N: N; Y N Y Y Y Y: Y |  | S |  | N | Electric Utility | 1 |  | N | N
19400 | USACE Northwestern Division | 3921 | Chief Joseph | WA | Douglas | 11 | HY | OP | 88.2 | 88.2 | 88.2 |  | 9 | 1955 | NG BLQ BLQ BLQ BLQ BLQ: WAT; N N N N N N: N; Y N Y Y Y Y: Y |  | S |  | N | Electric Utility | 1 |  | N | N
19400 | USACE Northwestern Division | 3921 | Chief Joseph | WA | Douglas | 12 | HY | OP | 88.2 | 88.2 | 88.2 |  | 9 | 1955 | NG BLQ BLQ BLQ BLQ BLQ: WAT; N N N N N N: N; Y N Y Y Y Y: Y |  | S |  | N | Electric Utility | 1 |  | N | N
19400 | USACE Northwestern Division | 3921 | Chief Joseph | WA | Douglas | 13 | HY | OP | 88.2 | 88.2 | 88.2 |  | 2 | 1957 | NG BLQ BLQ BLQ BLQ BLQ: WAT; N N N N N N: N; Y N Y Y Y Y: Y |  | S |  | N | Electric Utility | 1 |  | N | N
19400 | USACE Northwestern Division | 3921 | Chief Joseph | WA | Douglas | 14 | HY | OP | 88.2 | 88.2 | 88.2 |  | 7 | 1957 | NG BLQ BLQ BLQ BLQ BLQ: WAT; N N N N N N: N; Y N Y Y Y Y: Y |  | S |  | N | Electric Utility | 1 |  | N | N
19400 | USACE Northwestern Division | 3921 | Chief Joseph | WA | Douglas | 15 | HY | OP | 88.2 | 88.2 | 88.2 |  | 9 | 1957 | NG BLQ BLQ BLQ BLQ BLQ: WAT; N N N N N N: N; Y N Y Y Y Y: Y |  | S |  | N | Electric Utility | 1 |  | N | N
19400 | USACE Northwestern Division | 3921 | Chief Joseph | WA | Douglas | 16 | HY | OP | 88.2 | 88.2 | 88.2 |  | 11 | 1957 | NG BLQ BLQ BLQ BLQ BLQ: WAT; N N N N N N: N; Y N Y Y Y Y: Y |  | S |  | N | Electric Utility | 1 |  | N | N
19400 | USACE Northwestern Division | 3921 | Chief Joseph | WA | Douglas | 17 | HY | OP | 95 | 95 | 95 |  | 7 | 1977 | NG BLQ BLQ BLQ BLQ BLQ: WAT; N N N N N N: N; Y N Y Y Y Y: Y |  | S |  | N | Electric Utility | 1 |  | N | N
19400 | USACE Northwestern Division | 3921 | Chief Joseph | WA | Douglas | 18 | HY | OP | 95 | 95 | 95 |  | 8 | 1977 | NG BLQ BLQ BLQ BLQ BLQ: WAT; N N N N N N: N; Y N Y Y Y Y: Y |  | S |  | N | Electric Utility | 1 |  | N | N
19400 | USACE Northwestern Division | 3921 | Chief Joseph | WA | Douglas | 19 | HY | OP | 95 | 95 | 95 |  | 11 | 1977 | NG BLQ BLQ BLQ BLQ BLQ: WAT; N N N N N N: N; Y N Y Y Y Y: Y |  | S |  | N | Electric Utility | 1 |  | N | N
19400 | USACE Northwestern Division | 3921 | Chief Joseph | WA | Douglas | 2 | HY | OP | 88.2 | 88.2 | 88.2 |  | 7 | 1958 | NG BLQ BLQ BLQ BLQ BLQ: WAT; N N N N N N: N; Y N Y Y Y Y: Y |  | S |  | N | Electric Utility | 1 |  | N | N
19400 | USACE Northwestern Division | 3921 | Chief Joseph | WA | Douglas | 20 | HY | OP | 95 | 95 | 95 |  | 6 | 1978 | NG BLQ BLQ BLQ BLQ BLQ: WAT; N N N N N N: N; Y N Y Y Y Y: Y |  | S |  | N | Electric Utility | 1 |  | N | N
19400 | USACE Northwestern Division | 3921 | Chief Joseph | WA | Douglas | 21 | HY | OP | 95 | 95 | 95 |  | 6 | 1978 | NG BLQ BLQ BLQ BLQ BLQ: WAT; N N N N N N: N; Y N Y Y Y Y: Y |  | S |  | N | Electric Utility | 1 |  | N | N
19400 | USACE Northwestern Division | 3921 | Chief Joseph | WA | Douglas | 22 | HY | OP | 95 | 95 | 95 |  | 6 | 1978 | NG BLQ BLQ BLQ BLQ BLQ: WAT; N N N N N N: N; Y N Y Y Y Y: Y |  | S |  | N | Electric Utility | 1 |  | N | N
19400 | USACE Northwestern Division | 3921 | Chief Joseph | WA | Douglas | 23 | HY | OP | 95 | 95 | 95 |  | 9 | 1978 | NG BLQ BLQ BLQ BLQ BLQ: WAT; N N N N N N: N; Y N Y Y Y Y: Y |  | S |  | N | Electric Utility | 1 |  | N | N
19400 | USACE Northwestern Division | 3921 | Chief Joseph | WA | Douglas | 24 | HY | OP | 95 | 95 | 95 |  | 1 | 1979 | NG BLQ BLQ BLQ BLQ BLQ: WAT; N N N N N N: N; Y N Y Y Y Y: Y |  | S |  | N | Electric Utility | 1 |  | N | N
19400 | USACE Northwestern Division | 3921 | Chief Joseph | WA | Douglas | 25 | HY | OP | 95 | 95 | 95 |  | 1 | 1979 | NG BLQ BLQ BLQ BLQ BLQ: WAT; N N N N N N: N; Y N Y Y Y Y: Y |  | S |  | N | Electric Utility | 1 |  | N | N
19400 | USACE Northwestern Division | 3921 | Chief Joseph | WA | Douglas | 26 | HY | OP | 95 | 95 | 95 |  | 2 | 1979 | NG BLQ BLQ BLQ BLQ BLQ: WAT; N N N N N N: N; Y N Y Y Y Y: Y |  | S |  | N | Electric Utility | 1 |  | N | N
19400 | USACE Northwestern Division | 3921 | Chief Joseph | WA | Douglas | 27 | HY | OP | 95 | 95 | 95 |  | 5 | 1979 | NG BLQ BLQ BLQ BLQ BLQ: WAT; N N N N N N: N; Y N Y Y Y Y: Y |  | S |  | N | Electric Utility | 1 |  | N | N
19400 | USACE Northwestern Division | 3921 | Chief Joseph | WA | Douglas | 3 | HY | OP | 88.2 | 88.2 | 88.2 |  | 5 | 1958 | NG BLQ BLQ BLQ BLQ BLQ: WAT; N N N N N N: N; Y N Y Y Y Y: Y |  | S |  | N | Electric Utility | 1 |  | N | N
19400 | USACE Northwestern Division | 3921 | Chief Joseph | WA | Douglas | 4 | HY | OP | 88.2 | 88.2 | 88.2 |  | 2 | 1958 | NG BLQ BLQ BLQ BLQ BLQ: WAT; N N N N N N: N; Y N Y Y Y Y: Y |  | S |  | N | Electric Utility | 1 |  | N | N
19400 | USACE Northwestern Division | 3921 | Chief Joseph | WA | Douglas | 5 | HY | OP | 88.2 | 88.2 | 88.2 |  | 2 | 1957 | NG BLQ BLQ BLQ BLQ BLQ: WAT; N N N N N N: N; Y N Y Y Y Y: Y |  | S |  | N | Electric Utility | 1 |  | N | N
19400 | USACE Northwestern Division | 3921 | Chief Joseph | WA | Douglas | 6 | HY | OP | 88.2 | 88.2 | 88.2 |  | 12 | 1956 | NG BLQ BLQ BLQ BLQ BLQ: WAT; N N N N N N: N; Y N Y Y Y Y: Y |  | S |  | N | Electric Utility | 1 |  | N | N
19400 | USACE Northwestern Division | 3921 | Chief Joseph | WA | Douglas | 7 | HY | OP | 88.2 | 88.2 | 88.2 |  | 11 | 1956 | NG BLQ BLQ BLQ BLQ BLQ: WAT; N N N N N N: N; Y N Y Y Y Y: Y |  | S |  | N | Electric Utility | 1 |  | N | N
19400 | USACE Northwestern Division | 3921 | Chief Joseph | WA | Douglas | 8 | HY | OP | 88.2 | 88.2 | 88.2 |  | 9 | 1956 | NG BLQ BLQ BLQ BLQ BLQ: WAT; N N N N N N: N; Y N Y Y Y Y: Y |  | S |  | N | Electric Utility | 1 |  | N | N
19400 | USACE Northwestern Division | 3921 | Chief Joseph | WA | Douglas | 9 | HY | OP | 88.2 | 88.2 | 88.2 |  | 12 | 1955 | NG BLQ BLQ BLQ BLQ BLQ: WAT; N N N N N N: N; Y N Y Y Y Y: Y |  | S |  | N | Electric Utility | 1 |  | N | N
19400 | USACE Northwestern Division | 3925 | Ice Harbor | WA | Walla Walla | 1 | HY | OP | 90 | 90 | 90 |  | 1 | 1962 | NG BLQ BLQ BLQ BLQ BLQ: WAT; N N N N N N: N; Y N Y Y Y Y: Y |  | S |  | N | Electric Utility | 1 |  | N | N
19400 | USACE Northwestern Division | 3925 | Ice Harbor | WA | Walla Walla | 2 | HY | OP | 90 | 90 | 90 |  | 3 | 1962 | NG BLQ BLQ BLQ BLQ BLQ: WAT; N N N N N N: N; Y N Y Y Y Y: Y |  | S |  | N | Electric Utility | 1 |  | N | N
19400 | USACE Northwestern Division | 3925 | Ice Harbor | WA | Walla Walla | 3 | HY | OP | 90 | 90 | 90 |  | 3 | 1962 | NG BLQ BLQ BLQ BLQ BLQ: WAT; N N N N N N: N; Y N Y Y Y Y: Y |  | S |  | N | Electric Utility | 1 |  | N | N
19400 | USACE Northwestern Division | 3925 | Ice Harbor | WA | Walla Walla | 4 | HY | OP | 111 | 111 | 111 |  | 12 | 1975 | NG BLQ BLQ BLQ BLQ BLQ: WAT; N N N N N N: N; Y N Y Y Y Y: Y |  | S |  | N | Electric Utility | 1 |  | N | N
19400 | USACE Northwestern Division | 3925 | Ice Harbor | WA | Walla Walla | 5 | HY | OP | 111 | 111 | 111 |  | 12 | 1975 | NG BLQ BLQ BLQ BLQ BLQ: WAT; N N N N N N: N; Y N Y Y Y Y: Y |  | S |  | N | Electric Utility | 1 |  | N | N
19400 | USACE Northwestern Division | 3925 | Ice Harbor | WA | Walla Walla | 6 | HY | OP | 111 | 111 | 111 |  | 2 | 1976 | NG BLQ BLQ BLQ BLQ BLQ: WAT; N N N N N N: N; Y N Y Y Y Y: Y |  | S |  | N | Electric Utility | 1 |  | N | N
19400 | USACE Northwestern Division | 3926 | Little Goose | WA | Columbia | 1 | HY | OP | 135 | 135 | 135 |  | 4 | 1970 | NG BLQ BLQ BLQ BLQ BLQ: WAT; N N N N N N: N; Y N Y Y Y Y: Y |  | S |  | N | Electric Utility | 1 |  | N | N
19400 | USACE Northwestern Division | 3926 | Little Goose | WA | Columbia | 2 | HY | OP | 135 | 135 | 135 |  | 4 | 1970 | NG BLQ BLQ BLQ BLQ BLQ: WAT; N N N N N N: N; Y N Y Y Y Y: Y |  | S |  | N | Electric Utility | 1 |  | N | N
19400 | USACE Northwestern Division | 3926 | Little Goose | WA | Columbia | 3 | HY | OP | 135 | 135 | 135 |  | 1 | 1971 | NG BLQ BLQ BLQ BLQ BLQ: WAT; N N N N N N: N; Y N Y Y Y Y: Y |  | S |  | N | Electric Utility | 1 |  | N | N
19400 | USACE Northwestern Division | 3926 | Little Goose | WA | Columbia | 4 | HY | OP | 135 | 135 | 135 |  | 2 | 1978 | NG BLQ BLQ BLQ BLQ BLQ: WAT; N N N N N N: N; Y N Y Y Y Y: Y |  | S |  | N | Electric Utility | 1 |  | N | N
19400 | USACE Northwestern Division | 3926 | Little Goose | WA | Columbia | 5 | HY | OP | 135 | 135 | 135 |  | 6 | 1978 | NG BLQ BLQ BLQ BLQ BLQ: WAT; N N N N N N: N; Y N Y Y Y Y: Y |  | S |  | N | Electric Utility | 1 |  | N | N
19400 | USACE Northwestern Division | 3926 | Little Goose | WA | Columbia | 6 | HY | OP | 135 | 135 | 135 |  | 6 | 1978 | NG BLQ BLQ BLQ BLQ BLQ: WAT; N N N N N N: N; Y N Y Y Y Y: Y |  | S |  | N | Electric Utility | 1 |  | N | N
19400 | USACE Northwestern Division | 3927 | Lower Monumental | WA | Walla Walla | 1 | HY | OP | 135 | 135 | 135 |  | 6 | 1969 | NG BLQ BLQ BLQ BLQ BLQ: WAT; N N N N N N: N; Y N Y Y Y Y: Y |  | S |  | N | Electric Utility | 1 |  | N | N
19400 | USACE Northwestern Division | 3927 | Lower Monumental | WA | Walla Walla | 2 | HY | OP | 135 | 135 | 135 |  | 10 | 1969 | NG BLQ BLQ BLQ BLQ BLQ: WAT; N N N N N N: N; Y N Y Y Y Y: Y |  | S |  | N | Electric Utility | 1 |  | N | N
19400 | USACE Northwestern Division | 3927 | Lower Monumental | WA | Walla Walla | 3 | HY | OP | 135 | 135 | 135 |  | 2 | 1970 | NG BLQ BLQ BLQ BLQ BLQ: WAT; N N N N N N: N; Y N Y Y Y Y: Y |  | S |  | N | Electric Utility | 1 |  | N | N
19400 | USACE Northwestern Division | 3927 | Lower Monumental | WA | Walla Walla | 4 | HY | OP | 135 | 135 | 135 |  | 3 | 1979 | NG BLQ BLQ BLQ BLQ BLQ: WAT; N N N N N N: N; Y N Y Y Y Y: Y |  | S |  | N | Electric Utility | 1 |  | N | N
19400 | USACE Northwestern Division | 3927 | Lower Monumental | WA | Walla Walla | 5 | HY | OP | 135 | 135 | 135 |  | 4 | 1979 | NG BLQ BLQ BLQ BLQ BLQ: WAT; N N N N N N: N; Y N Y Y Y Y: Y |  | S |  | N | Electric Utility | 1 |  | N | N
19400 | USACE Northwestern Division | 3927 | Lower Monumental | WA | Walla Walla | 6 | HY | OP | 135 | 135 | 135 |  | 7 | 1979 | NG BLQ BLQ BLQ BLQ BLQ: WAT; N N N N N N: N; Y N Y Y Y Y: Y |  | S |  | N | Electric Utility | 1 |  | N | N
19400 | USACE Northwestern Division | 6172 | Libby | MT | Lincoln | 1 | HY | OP | 105 | 105 | 105 |  | 8 | 1975 | NG BLQ BLQ BLQ BLQ BLQ: WAT; N N N N N N: N; Y N Y Y Y Y: Y |  | S |  | N | Electric Utility | 1 |  | N | N
19400 | USACE Northwestern Division | 6172 | Libby | MT | Lincoln | 2 | HY | OP | 105 | 105 | 105 |  | 10 | 1975 | NG BLQ BLQ BLQ BLQ BLQ: WAT; N N N N N N: N; Y N Y Y Y Y: Y |  | S |  | N | Electric Utility | 1 |  | N | N
19400 | USACE Northwestern Division | 6172 | Libby | MT | Lincoln | 3 | HY | OP | 105 | 105 | 105 |  | 1 | 1976 | NG BLQ BLQ BLQ BLQ BLQ: WAT; N N N N N N: N; Y N Y Y Y Y: Y |  | S |  | N | Electric Utility | 1 |  | N | N
19400 | USACE Northwestern Division | 6172 | Libby | MT | Lincoln | 4 | HY | OP | 105 | 105 | 105 |  | 4 | 1976 | NG BLQ BLQ BLQ BLQ BLQ: WAT; N N N N N N: N; Y N Y Y Y Y: Y |  | S |  | N | Electric Utility | 1 |  | N | N
19400 | USACE Northwestern Division | 6172 | Libby | MT | Lincoln | 5 | HY | OP | 105 | 105 | 105 |  | 9 | 1984 | NG BLQ BLQ BLQ BLQ BLQ: WAT; N N N N N N: N; Y N Y Y Y Y: Y |  | S |  | N | Electric Utility | 1 |  | N | N
19400 | USACE Northwestern Division | 6174 | Lost Creek | OR | Jackson | 1 | HY | OP | 24.5 | 24.5 | 24.5 |  | 9 | 1977 | NG BLQ BLQ BLQ BLQ BLQ: WAT; N N N N N N: N; Y N Y Y Y Y: Y |  | S |  | N | Electric Utility | 1 |  | N | N
19400 | USACE Northwestern Division | 6174 | Lost Creek | OR | Jackson | 2 | HY | OP | 24.5 | 24.5 | 24.5 |  | 12 | 1977 | NG BLQ BLQ BLQ BLQ BLQ: WAT; N N N N N N: N; Y N Y Y Y Y: Y |  | S |  | N | Electric Utility | 1 |  | N | N
19400 | USACE Northwestern Division | 6175 | Lower Granite | WA | Whitman | 1 | HY | OP | 135 | 135 | 135 |  | 4 | 1975 | NG BLQ BLQ BLQ BLQ BLQ: WAT; N N N N N N: N; Y N Y Y Y Y: Y |  | S |  | N | Electric Utility | 1 |  | N | N
19400 | USACE Northwestern Division | 6175 | Lower Granite | WA | Whitman | 2 | HY | OP | 135 | 135 | 135 |  | 5 | 1975 | NG BLQ BLQ BLQ BLQ BLQ: WAT; N N N N N N: N; Y N Y Y Y Y: Y |  | S |  | N | Electric Utility | 1 |  | N | N
19400 | USACE Northwestern Division | 6175 | Lower Granite | WA | Whitman | 3 | HY | OP | 135 | 135 | 135 |  | 6 | 1975 | NG BLQ BLQ BLQ BLQ BLQ: WAT; N N N N N N: N; Y N Y Y Y Y: Y |  | S |  | N | Electric Utility | 1 |  | N | N
19400 | USACE Northwestern Division | 6175 | Lower Granite | WA | Whitman | 4 | HY | OP | 135 | 135 | 135 |  | 2 | 1978 | NG BLQ BLQ BLQ BLQ BLQ: WAT; N N N N N N: N; Y N Y Y Y Y: Y |  | S |  | N | Electric Utility | 1 |  | N | N
19400 | USACE Northwestern Division | 6175 | Lower Granite | WA | Whitman | 5 | HY | OP | 135 | 135 | 135 |  | 4 | 1978 | NG BLQ BLQ BLQ BLQ BLQ: WAT; N N N N N N: N; Y N Y Y Y Y: Y |  | S |  | N | Electric Utility | 1 |  | N | N
19400 | USACE Northwestern Division | 6175 | Lower Granite | WA | Whitman | 6 | HY | OP | 135 | 135 | 135 |  | 4 | 1978 | NG BLQ BLQ BLQ BLQ BLQ: WAT; N N N N N N: N; Y N Y Y Y Y: Y |  | S |  | N | Electric Utility | 1 |  | N | N
19400 | USACE Northwestern Division | 6552 | Foster | OR | Linn | 1 | HY | OP | 10 | 10 | 10 |  | 9 | 1968 | NG BLQ BLQ BLQ BLQ BLQ: WAT; N N N N N N: N; Y N Y Y Y Y: Y |  | S |  | N | Electric Utility | 1 |  | N | N
19400 | USACE Northwestern Division | 6552 | Foster | OR | Linn | 2 | HY | OP | 10 | 10 | 10 |  | 10 | 1968 | NG BLQ BLQ BLQ BLQ BLQ: WAT; N N N N N N: N; Y N Y Y Y Y: Y |  | S |  | N | Electric Utility | 1 |  | N | N
19406 | USCE -Vickburg District | 187 | Degray | AR | Clark | 1 | HY | OP | 40 | 40 | 40 |  | 2 | 1972 | NG BLQ BLQ BLQ BLQ BLQ: WAT; N N N N N N: N; Y N Y Y Y Y: Y |  | S |  | N | Electric Utility | 1 |  | N | N
19406 | USCE -Vickburg District | 187 | Degray | AR | Clark | 2 | PS | OP | 28 | 28 | 28 |  | 2 | 1972 | NG BLQ BLQ BLQ BLQ BLQ: WAT; N N N N N N: N; Y N Y Y Y Y: Y |  | S |  | N | Electric Utility | 1 |  | N | N
19406 | USCE -Vickburg District | 195 | Narrows | AR | Pike | 1 | HY | OP | 8.5 | 9.7 | 9.7 |  | 5 | 1950 | NG BLQ BLQ BLQ BLQ BLQ: WAT; N N N N N N: N; Y N Y Y Y Y: Y |  | S |  | N | Electric Utility | 1 |  | N | N
19406 | USCE -Vickburg District | 195 | Narrows | AR | Pike | 2 | HY | OS | 8.5 | 9.7 | 9.7 |  | 5 | 1950 | NG BLQ BLQ BLQ BLQ BLQ: WAT; N N N N N N: N; Y N Y Y Y Y: Y |  | S |  | N | Electric Utility | 1 |  | N | N
19406 | USCE -Vickburg District | 195 | Narrows | AR | Pike | 3 | HY | OP | 8.5 | 9.7 | 9.7 |  | 9 | 1969 | NG BLQ BLQ BLQ BLQ BLQ: WAT; N N N N N N: N; Y N Y Y Y Y: Y |  | S |  | N | Electric Utility | 1 |  | N | N
19406 | USCE -Vickburg District | 197 | Blakely Mountain | AR | Garland | 1 | HY | OP | 37.5 | 37.5 | 37.5 |  | 9 | 1955 | NG BLQ BLQ BLQ BLQ BLQ: WAT; N N N N N N: N; Y N Y Y Y Y: Y |  | S |  | N | Electric Utility | 1 |  | N | N
19406 | USCE -Vickburg District | 197 | Blakely Mountain | AR | Garland | 2 | HY | OP | 37.5 | 37.5 | 37.5 |  | 10 | 1955 | NG BLQ BLQ BLQ BLQ BLQ: WAT; N N N N N N: N; Y N Y Y Y Y: Y |  | S |  | N | Electric Utility | 1 |  | N | N
19433 | Union Carbide C&P-Charleston | 50151 | Union Carbide South Charleston | WV | Kanawha | GEN8 | ST | OP | 6 | 5.6 | 5.6 |  | 11 | 1953 | NG | BIT | OBL |  |  |  | Y | N |  | S |  | Y | Industrial CHP | 7 | T | N | N | [17 empty] | N | N |  | N |  |  |  | NG
19436 | Union Electric Co - (MO) | 913 | Venice | IL | Madison | GT2 | GT | OP | 61 | 49 | 58 |  | 6 | 2002 | NG BLQ BLQ BLQ BLQ BLQ: NG; NG WDS WDS WDS WDS WDS: DFO; N N N N N N: Y; Y N Y Y Y Y: Y |  | S |  | N | Electric Utility | 1 |  | N | N | [17 empty] | N
19436 | Union Electric Co - (MO) | 913 | Venice | IL | Madison | GT3 | GT | OP | 200 | 169 | 192 |  | 6 | 2005 | NG BLQ BLQ BLQ BLQ BLQ: NG; N N N N N N: N; Y N Y Y Y Y: Y |  | S |  | N | Electric Utility | 1 |  | N | N | [17 empty] | N
19436 | Union Electric Co - (MO) | 913 | Venice | IL | Madison | GT4 | GT | OP | 200 | 169 | 192 |  | 6 | 2005 | NG BLQ BLQ BLQ BLQ BLQ: NG; N N N N N N: N; Y N Y Y Y Y: Y |  | S |  | N | Electric Utility | 1 |  | N | N | [17 empty] | N
19436 | Union Electric Co - (MO) | 913 | Venice | IL | Madison | GT5 | GT | OP | 125 | 104 | 125 |  | 10 | 2005 | NG BLQ BLQ BLQ BLQ BLQ: NG; N N N N N N: N; Y N Y Y Y Y: Y |  | S |  | N | Electric Utility | 1 |  |  | N | [17 empty] | N
19436 | Union Electric Co - (MO) | 1109 | Keokuk | IA | Lee | 1 | HY | OP | 7.6 | 9.9 | 9.5 |  | 8 | 1913 | NG BLQ BLQ BLQ BLQ BLQ: WAT; N N N N N N: N; Y N Y Y Y Y: Y |  | S | 0 | N | Electric Utility | 1 |  | N | N | [17 empty] | N
19436 | Union Electric Co - (MO) | 1109 | Keokuk | IA | Lee | 10 | HY | OP | 8.8 | 9.9 | 9.5 |  | 8 | 1913 | NG BLQ BLQ BLQ BLQ BLQ: WAT; N N N N N N: N; Y N Y Y Y Y: Y |  | S | 0 | N | Electric Utility | 1 |  | N | N | [17 empty] | N
19436 | Union Electric Co - (MO) | 1109 | Keokuk | IA | Lee | 11 | HY | OP | 8.8 | 9.9 | 9.5 |  | 8 | 1913 | NG BLQ BLQ BLQ BLQ BLQ: WAT; N N N N N N: N; Y N Y Y Y Y: Y |  | S | 0 | N | Electric Utility | 1 |  | N | N | [17 empty] | N
19436 | Union Electric Co - (MO) | 1109 | Keokuk | IA | Lee | 12 | HY | OP | 8.8 | 9.9 | 9.5 |  | 8 | 1913 | NG BLQ BLQ BLQ BLQ BLQ: WAT; N N N N N N: N; Y N Y Y Y Y: Y |  | S | 0 | N | Electric Utility | 1 |  | N | N | [17 empty] | N
19436 | Union Electric Co - (MO) | 1109 | Keokuk | IA | Lee | 13 | HY | OP | 8.8 | 9.9 | 9.5 |  | 8 | 1913 | NG BLQ BLQ BLQ BLQ BLQ: WAT; N N N N N N: N; Y N Y Y Y Y: Y |  | S | 0 | N | Electric Utility | 1 |  | N | N | [17 empty] | N
19436 | Union Electric Co - (MO) | 1109 | Keokuk | IA | Lee | 14 | HY | OP | 8.8 | 8.1 | 7.8 |  | 8 | 1913 | NG BLQ BLQ BLQ BLQ BLQ: WAT; N N N N N N: N; Y N Y Y Y Y: Y |  | S | 0 | N | Electric Utility | 1 |  | N | N | [17 empty] | N
19436 | Union Electric Co - (MO) | 1109 | Keokuk | IA | Lee | 15 | HY | OP | 8.8 | 8.1 | 7.8 |  | 8 | 1913 | NG BLQ BLQ BLQ BLQ BLQ: WAT; N N N N N N: N; Y N Y Y Y Y: Y |  | S | 0 | N | Electric Utility | 1 |  | N | N | [17 empty] | N
19436 | Union Electric Co - (MO) | 1109 | Keokuk | IA | Lee | 2 | HY | OP | 7.6 | 9.9 | 7.8 |  | 8 | 1913 | NG BLQ BLQ BLQ BLQ BLQ: WAT; N N N N N N: N; Y N Y Y Y Y: Y |  | S | 0 | N | Electric Utility | 1 |  | N | N | [17 empty] | N
19436 | Union Electric Co - (MO) | 1109 | Keokuk | IA | Lee | 3 | HY | OP | 7.6 | 9.9 | 9.5 |  | 8 | 1913 | NG BLQ BLQ BLQ BLQ BLQ: WAT; N N N N N N: N; Y N Y Y Y Y: Y |  | S | 0 | N | Electric Utility | 1 |  | N | N | [17 empty] | N
19436 | Union Electric Co - (MO) | 1109 | Keokuk | IA | Lee | 4 | HY | OP | 7.6 | 9.9 | 7.8 |  | 8 | 1913 | NG BLQ BLQ BLQ BLQ BLQ: WAT; N N N N N N: N; Y N Y Y Y Y: Y |  | S | 0 | N | Electric Utility | 1 |  | N | N | [17 empty] | N
19436 | Union Electric Co - (MO) | 1109 | Keokuk | IA | Lee | 5 | HY | OP | 7.6 | 8.1 | 7.8 |  | 8 | 1913 | NG BLQ BLQ BLQ BLQ BLQ: WAT; N N N N N N: N; Y N Y Y Y Y: Y |  | S | 0 | N | Electric Utility | 1 |  | N | N | [17 empty] | N
19436 | Union Electric Co - (MO) | 1109 | Keokuk | IA | Lee | 6 | HY | OP | 7.6 | 8.1 | 7.8 |  | 8 | 1913 | NG BLQ BLQ BLQ BLQ BLQ: WAT; N N N N N N: N; Y N Y Y Y Y: Y |  | S | 0 | N | Electric Utility | 1 |  | N | N | [17 empty] | N
19436 | Union Electric Co - (MO) | 1109 | Keokuk | IA | Lee | 7 | HY | OP | 8.8 | 9.9 | 9.5 |  | 8 | 1913 | NG BLQ BLQ BLQ BLQ BLQ: WAT; N N N N N N: N; Y N Y Y Y Y: Y |  | S | 0 | N | Electric Utility | 1 |  | N | N | [17 empty] | N
19436 | Union Electric Co - (MO) | 1109 | Keokuk | IA | Lee | 8 | HY | OP | 8.8 | 9.9 | 9.5 |  | 8 | 1913 | NG BLQ BLQ BLQ BLQ BLQ: WAT; N N N N N N: N; Y N Y Y Y Y: Y |  | S | 0 | N | Electric Utility | 1 |  | N | N | [17 empty] | N
19436 | Union Electric Co - (MO) | 1109 | Keokuk | IA | Lee | 9 | HY | OP | 8.8 | 9.9 | 9.5 |  | 8 | 1913 | NG BLQ BLQ BLQ BLQ BLQ: WAT; N N N N N N: N; Y N Y Y Y Y: Y |  | S | 0 | N | Electric Utility | 1 |  | N | N | [17 empty] | N
19436 | Union Electric Co - (MO) | 2082 | Fairgrounds | MO | Cole | 1 | GT | OP | 68.3 | 55 | 68 |  | 8 | 1974 | NG BLQ BLQ BLQ BLQ BLQ: DFO; N N N N N N: N; Y N Y Y Y Y: Y |  | S |  | N | Electric Utility | 1 |  | N | N | [17 empty] | N
19436 | Union Electric Co - (MO) | 2083 | Kirksville | MO | Adair | 1 | GT | OP | 15 | 13 | 16 |  | 12 | 1967 | NG BLQ BLQ BLQ BLQ BLQ: NG; N N N N N N: N; Y N Y Y Y Y: Y |  | S |  | N | Electric Utility | 1 |  | N | N | [17 empty] | N
19436 | Union Electric Co - (MO) | 2102 | Howard Bend | MO | St Louis | 1 | GT | OP | 47.4 | 39 | 48 |  | 7 | 1973 | NG BLQ BLQ BLQ BLQ BLQ: DFO; N N N N N N: N; Y N Y Y Y Y: Y |  | S |  | N | Electric Utility | 1 |  | N | N | [17 empty] | N
19436 | Union Electric Co - (MO) | 2103 | Labadie | MO | Franklin | 1 | ST | OP | 573.7 | 604 | 616 |  | 6 | 1970 | NG BLQ BLQ BLQ BLQ BLQ: SUB; NG WDS WDS WDS WDS WDS: DFO; N N N N N N: N; Y N Y Y Y Y: Y |  | S |  | N | Electric Utility | 1 |  | N | N | [17 empty] | N | Y |  | Y
19436 | Union Electric Co - (MO) | 2103 | Labadie | MO | Franklin | 2 | ST | OP | 573.7 | 604 | 598 |  | 6 | 1971 | NG BLQ BLQ BLQ BLQ BLQ: SUB; NG WDS WDS WDS WDS WDS: DFO; N N N N N N: N; Y N Y Y Y Y: Y |  | S |  | N | Electric Utility | 1 |  | N | N | [17 empty] | N | Y |  | Y
19436 | Union Electric Co - (MO) | 2103 | Labadie | MO | Franklin | 3 | ST | OP | 621 | 601 | 616 |  | 8 | 1972 | NG BLQ BLQ BLQ BLQ BLQ: SUB; NG WDS WDS WDS WDS WDS: DFO; N N N N N N: N; Y N Y Y Y Y: Y |  | S |  | N | Electric Utility | 1 |  | N | N | [17 empty] | N | Y |  | Y
19436 | Union Electric Co - (MO) | 2103 | Labadie | MO | Franklin | 4 | ST | OP | 621 | 603 | 617 |  | 8 | 1973 | NG BLQ BLQ BLQ BLQ BLQ: SUB; NG WDS WDS WDS WDS WDS: DFO; N N N N N N: N; Y N Y Y Y Y: Y |  | S |  | N | Electric Utility | 1 |  | N | N | [17 empty] | N | Y |  | Y
19436 | Union Electric Co - (MO) | 2104 | Meramec | MO | St Louis | 1 | ST | OP | 137.5 | 119 | 125 |  | 5 | 1953 | SUB | NG | OTH |  |  |  | N | Y |  | S |  | N | Electric Utility | 1 |  | N | N | [17 empty] | N | Y |  | Y |  |  |  | NG
19436 | Union Electric Co - (MO) | 2104 | Meramec | MO | St Louis | 2 | ST | OP | 137.5 | 121 | 127 |  | 7 | 1954 | SUB | NG | OTH |  |  |  | N | Y |  | S |  | N | Electric Utility | 1 |  | N | N | [17 empty] | N | Y |  | Y |  |  |  | NG
19436 | Union Electric Co - (MO) | 2104 | Meramec | MO | St Louis | 3 | ST | OP | 289 | 261 | 266 |  | 1 | 1959 | NG BLQ BLQ BLQ BLQ BLQ: SUB; N N N N N N: N; Y N Y Y Y Y: Y |  | S |  | N | Electric Utility | 1 |  | N | N | [17 empty] | N | Y |  | Y
19436 | Union Electric Co - (MO) | 2104 | Meramec | MO | St Louis | 4 | ST | OP | 359 | 335 | 355 |  | 7 | 1961 | NG BLQ BLQ BLQ BLQ BLQ: SUB; N N N N N N: N; Y N Y Y Y Y: Y |  | S |  | N | Electric Utility | 1 |  | N | N | [17 empty] | N | Y |  | Y |  |  |  | NG
19436 | Union Electric Co - (MO) | 2104 | Meramec | MO | St Louis | GT1 | GT | OP | 62 | 59 | 69 |  | 6 | 1974 | NG BLQ BLQ BLQ BLQ BLQ: DFO; N N N N N N: N; Y N Y Y Y Y: Y |  | S |  | N | Electric Utility | 1 |  | N | N | [17 empty] | N
19436 | Union Electric Co - (MO) | 2104 | Meramec | MO | St Louis | GT2 | GT | OP | 56 | 53 | 64 |  | 6 | 2000 | NG BLQ BLQ BLQ BLQ BLQ: NG; NG WDS WDS WDS WDS WDS: DFO; N N N N N N: Y; Y N Y Y Y Y: Y |  | S |  | N | Electric Utility | 1 |  | N | N | [17 empty] | N
19436 | Union Electric Co - (MO) | 2106 | Osage | MO | Miller | 1 | HY | OP | 27.5 | 32.6 | 31.9 |  | 10 | 1931 | NG BLQ BLQ BLQ BLQ BLQ: WAT; N N N N N N: N; Y N Y Y Y Y: Y |  | S | 0 | N | Electric Utility | 1 |  | N | N | [17 empty] | N
19436 | Union Electric Co - (MO) | 2106 | Osage | MO | Miller | 2 | HY | OP | 27.5 | 25.7 | 25.1 |  | 10 | 1931 | NG BLQ BLQ BLQ BLQ BLQ: WAT; N N N N N N: N; Y N Y Y Y Y: Y |  | S | 0 | N | Electric Utility | 1 |  | N | N | [17 empty] | N
19436 | Union Electric Co - (MO) | 2106 | Osage | MO | Miller | 3 | HY | OP | 27.5 | 32.6 | 31.9 |  | 10 | 1931 | NG BLQ BLQ BLQ BLQ BLQ: WAT; N N N N N N: N; Y N Y Y Y Y: Y |  | S | 0 | N | Electric Utility | 1 |  | N | N | [17 empty] | N
19436 | Union Electric Co - (MO) | 2106 | Osage | MO | Miller | 4 | HY | OP | 27.5 | 25.7 | 25.1 |  | 10 | 1931 | NG BLQ BLQ BLQ BLQ BLQ: WAT; N N N N N N: N; Y N Y Y Y Y: Y |  | S | 0 | N | Electric Utility | 1 |  | N | N | [17 empty] | N
19436 | Union Electric Co - (MO) | 2106 | Osage | MO | Miller | 5 | HY | OP | 27.5 | 32.6 | 31.9 |  | 10 | 1931 | NG BLQ BLQ BLQ BLQ BLQ: WAT; N N N N N N: N; Y N Y Y Y Y: Y |  | S | 0 | N | Electric Utility | 1 |  | N | N | [17 empty] | N
19436 | Union Electric Co - (MO) | 2106 | Osage | MO | Miller | 6 | HY | OP | 27.5 | 25.7 | 25.1 |  | 10 | 1931 | NG BLQ BLQ BLQ BLQ BLQ: WAT; N N N N N N: N; Y N Y Y Y Y: Y |  | S | 0 | N | Electric Utility | 1 |  | N | N | [17 empty] | N
19436 | Union Electric Co - (MO) | 2106 | Osage | MO | Miller | 7 | HY | OP | 21.5 | 32.6 | 31.9 |  | 10 | 1953 | NG BLQ BLQ BLQ BLQ BLQ: WAT; N N N N N N: N; Y N Y Y Y Y: Y |  | S | 0 | N | Electric Utility | 1 |  | N | N | [17 empty] | N
19436 | Union Electric Co - (MO) | 2106 | Osage | MO | Miller | 8 | HY | OP | 21.5 | 32.6 | 31.9 |  | 10 | 1953 | NG BLQ BLQ BLQ BLQ BLQ: WAT; N N N N N N: N; Y N Y Y Y Y: Y |  | S | 0 | N | Electric Utility | 1 |  | N | N | [17 empty] | N
19436 | Union Electric Co - (MO) | 2107 | Sioux | MO | St Charles | 1 | ST | OP | 549.7 | 483 | 492 |  | 5 | 1967 | SUB | BIT | DFO |  |  |  | N | Y |  | S |  | N | Electric Utility | 1 |  | N | N | [17 empty] | N |  |  |  | Y |  |  | DFO
19436 | Union Electric Co - (MO) | 2107 | Sioux | MO | St Charles | 2 | ST | OP | 549.7 | 483 | 492 |  | 5 | 1968 | SUB | BIT | DFO |  |  |  | N | Y |  | S |  | N | Electric Utility | 1 |  | N | N | [17 empty] | N |  |  |  | Y |  |  | DFO
19436 | Union Electric Co - (MO) | 2108 | Taum Sauk | MO | Reynolds | 1 | PS | OP | 204 | 220 | 220 |  | 12 | 1963 | NG BLQ BLQ BLQ BLQ BLQ: WAT; N N N N N N: N; Y N Y Y Y Y: Y |  | S | 0 | N | Electric Utility | 1 |  | N | N | [17 empty] | N
19436 | Union Electric Co - (MO) | 2108 | Taum Sauk | MO | Reynolds | 2 | PS | OP | 204 | 220 | 220 |  | 12 | 1963 | NG BLQ BLQ BLQ BLQ BLQ: WAT; N N N N N N: N; Y N Y Y Y Y: Y |  | S | 0 | N | Electric Utility | 1 |  | N | N | [17 empty] | N
19436 | Union Electric Co - (MO) | 6153 | Callaway | MO | Callaway | 1 | ST | OP | 1235.8 | 1190 | 1240 |  | 12 | 1984 | NG BLQ BLQ BLQ BLQ BLQ: NUC; N N N N N N: N; Y N Y Y Y Y: Y |  | S |  | N | Electric Utility | 1 |  |  | N | [17 empty] | N
19436 | Union Electric Co - (MO) | 6155 | Rush Island | MO | Jefferson | 1 | ST | OP | 621 | 606 | 613 |  | 3 | 1976 | NG BLQ BLQ BLQ BLQ BLQ: SUB; NG WDS WDS WDS WDS WDS: DFO; N N N N N N: N; Y N Y Y Y Y: Y |  | S |  | N | Electric Utility | 1 |  | N | N | [17 empty] | N | Y |  | Y | N
19436 | Union Electric Co - (MO) | 6155 | Rush Island | MO | Jefferson | 2 | ST | OP | 621 | 606 | 613 |  | 3 | 1977 | NG BLQ BLQ BLQ BLQ BLQ: SUB; NG WDS WDS WDS WDS WDS: DFO; N N N N N N: N; Y N Y Y Y Y: Y |  | S |  | N | Electric Utility | 1 |  | N | N | [17 empty] | N | Y |  | Y
19436 | Union Electric Co - (MO) | 6650 | Mexico | MO | Audrain | 1 | GT | OP | 60.7 | 54 | 69 |  | 9 | 1978 | NG BLQ BLQ BLQ BLQ BLQ: DFO; N N N N N N: N; Y N Y Y Y Y: Y |  | S |  | N | Electric Utility | 1 |  | N | N | [17 empty] | N
19436 | Union Electric Co - (MO) | 6651 | Moberly | MO | Randolph | 1 | GT | OP | 60.6 | 54 | 69 |  | 8 | 1978 | NG BLQ BLQ BLQ BLQ BLQ: DFO; N N N N N N: N; Y N Y Y Y Y: Y |  | S |  | N | Electric Utility | 1 |  | N | N | [17 empty] | N
19436 | Union Electric Co - (MO) | 6652 | Moreau | MO | Cole | 1 | GT | OP | 60.8 | 54 | 69 |  | 8 | 1978 | NG BLQ BLQ BLQ BLQ BLQ: DFO; N N N N N N: N; Y N Y Y Y Y: Y |  | S |  | N | Electric Utility | 1 |  | N | N | [17 empty] | N
19436 | Union Electric Co - (MO) | 7964 | Peno Creek | MO | Pike | GT1 | GT | OP | 60 | 47 | 57 |  | 5 | 2002 | NG BLQ BLQ BLQ BLQ BLQ: NG; NG WDS WDS WDS WDS WDS: DFO; N N N N N N: Y; Y N Y Y Y Y: Y |  | S |  | N | Electric Utility | 1 |  | N | N | [17 empty] | N
19436 | Union Electric Co - (MO) | 7964 | Peno Creek | MO | Pike | GT2 | GT | OP | 60 | 47 | 57 |  | 5 | 2002 | NG BLQ BLQ BLQ BLQ BLQ: NG; NG WDS WDS WDS WDS WDS: DFO; N N N N N N: Y; Y N Y Y Y Y: Y |  | S |  | N | Electric Utility | 1 |  | N | N | [17 empty] | N
19436 | Union Electric Co - (MO) | 7964 | Peno Creek | MO | Pike | GT3 | GT | OP | 60 | 47 | 57 |  | 5 | 2002 | NG BLQ BLQ BLQ BLQ BLQ: NG; NG WDS WDS WDS WDS WDS: DFO; N N N N N N: Y; Y N Y Y Y Y: Y |  | S |  | N | Electric Utility | 1 |  | N | N | [17 empty] | N
19436 | Union Electric Co - (MO) | 7964 | Peno Creek | MO | Pike | GT4 | GT | OP | 60 | 47 | 57 |  | 5 | 2002 | NG BLQ BLQ BLQ BLQ BLQ: NG; NG WDS WDS WDS WDS WDS: DFO; N N N N N N: Y; Y N Y Y Y Y: Y |  | S |  | N | Electric Utility | 1 |  | N | N | [17 empty] | N
19436 | Union Electric Co - (MO) | 55202 | Pinckneyville | IL | Perry | 1 | GT | OP | 45 | 44 | 46 |  | 6 | 2000 | NG BLQ BLQ BLQ BLQ BLQ: NG; N N N N N N: N; Y N Y Y Y Y: Y |  | S |  | N | Electric Utility | 1 |  | N | N
19436 | Union Electric Co - (MO) | 55202 | Pinckneyville | IL | Perry | 2 | GT | OP | 45 | 44 | 46 |  | 6 | 2000 | NG BLQ BLQ BLQ BLQ BLQ: NG; N N N N N N: N; Y N Y Y Y Y: Y |  | S |  | N | Electric Utility | 1 |  | N | N
19436 | Union Electric Co - (MO) | 55202 | Pinckneyville | IL | Perry | 3 | GT | OP | 45 | 44 | 46 |  | 6 | 2000 | NG BLQ BLQ BLQ BLQ BLQ: NG; N N N N N N: N; Y N Y Y Y Y: Y |  | S |  | N | Electric Utility | 1 |  | N | N
19436 | Union Electric Co - (MO) | 55202 | Pinckneyville | IL | Perry | 4 | GT | OP | 45 | 44 | 46 |  | 6 | 2000 | NG BLQ BLQ BLQ BLQ BLQ: NG; N N N N N N: N; Y N Y Y Y Y: Y |  | S |  | N | Electric Utility | 1 |  | N | N
19436 | Union Electric Co - (MO) | 55202 | Pinckneyville | IL | Perry | 5 | GT | OP | 50 | 35 | 44 |  | 6 | 2001 | NG BLQ BLQ BLQ BLQ BLQ: NG; N N N N N N: N; Y N Y Y Y Y: Y |  | S |  | N | Electric Utility | 1 |  | N | N
19436 | Union Electric Co - (MO) | 55202 | Pinckneyville | IL | Perry | 6 | GT | OP | 50 | 35 | 44 |  | 6 | 2001 | NG BLQ BLQ BLQ BLQ BLQ: NG; N N N N N N: N; Y N Y Y Y Y: Y |  | S |  | N | Electric Utility | 1 |  | N | N
19436 | Union Electric Co - (MO) | 55202 | Pinckneyville | IL | Perry | 7 | GT | OP | 50 | 35 | 44 |  | 6 | 2001 | NG BLQ BLQ BLQ BLQ BLQ: NG; N N N N N N: N; Y N Y Y Y Y: Y |  | S |  | N | Electric Utility | 1 |  | N | N
19436 | Union Electric Co - (MO) | 55202 | Pinckneyville | IL | Perry | 8 | GT | OP | 50 | 35 | 44 |  | 7 | 2001 | NG BLQ BLQ BLQ BLQ BLQ: NG; N N N N N N: N; Y N Y Y Y Y: Y |  | S |  | N | Electric Utility | 1 |  | N | N
19436 | Union Electric Co - (MO) | 55204 | Kinmundy | IL | Marion | 1 | GT | OP | 135 | 104 | 125 |  | 4 | 2001 | NG BLQ BLQ BLQ BLQ BLQ: NG; NG WDS WDS WDS WDS WDS: DFO; N N N N N N: Y; Y N Y Y Y Y: Y |  | S |  | N | Electric Utility | 1 |  | N | N
19436 | Union Electric Co - (MO) | 55204 | Kinmundy | IL | Marion | 2 | GT | OP | 135 | 104 | 125 |  | 5 | 2001 | NG BLQ BLQ BLQ BLQ BLQ: NG; NG WDS WDS WDS WDS WDS: DFO; N N N N N N: Y; Y N Y Y Y Y: Y |  | S |  | N | Electric Utility | 1 |  | N | N
19436 | Union Electric Co - (MO) | 55234 | Audrain Generating Station | MO | Audrain | GT1 | GT | OP | 101.8 | 75 | 92 |  | 2 | 2001 | NG BLQ BLQ BLQ BLQ BLQ: NG; N N N N N N: N; Y N Y Y Y Y: Y |  | S |  | N | Electric Utility | 1 |  | N | N | [17 empty] | N
19436 | Union Electric Co - (MO) | 55234 | Audrain Generating Station | MO | Audrain | GT2 | GT | OP | 101.8 | 75 | 92 |  | 2 | 2001 | NG BLQ BLQ BLQ BLQ BLQ: NG; N N N N N N: N; Y N Y Y Y Y: Y |  | S |  | N | Electric Utility | 1 |  | N | N | [17 empty] | N
19436 | Union Electric Co - (MO) | 55234 | Audrain Generating Station | MO | Audrain | GT3 | GT | OP | 101.8 | 75 | 92 |  | 2 | 2001 | NG BLQ BLQ BLQ BLQ BLQ: NG; N N N N N N: N; Y N Y Y Y Y: Y |  | S |  | N | Electric Utility | 1 |  | N | N | [17 empty] | N
19436 | Union Electric Co - (MO) | 55234 | Audrain Generating Station | MO | Audrain | GT4 | GT | OP | 101.8 | 75 | 92 |  | 2 | 2001 | NG BLQ BLQ BLQ BLQ BLQ: NG; N N N N N N: N; Y N Y Y Y Y: Y |  | S |  | N | Electric Utility | 1 |  | N | N | [17 empty] | N
19436 | Union Electric Co - (MO) | 55234 | Audrain Generating Station | MO | Audrain | GT5 | GT | OP | 101.8 | 75 | 92 |  | 3 | 2001 | NG BLQ BLQ BLQ BLQ BLQ: NG; N N N N N N: N; Y N Y Y Y Y: Y |  | S |  | N | Electric Utility | 1 |  | N | N | [17 empty] | N
19436 | Union Electric Co - (MO) | 55234 | Audrain Generating Station | MO | Audrain | GT6 | GT | OP | 101.8 | 75 | 92 |  | 4 | 2001 | NG BLQ BLQ BLQ BLQ BLQ: NG; N N N N N N: N; Y N Y Y Y Y: Y |  | S |  | N | Electric Utility | 1 |  | N | N | [17 empty] | N
19436 | Union Electric Co - (MO) | 55234 | Audrain Generating Station | MO | Audrain | GT7 | GT | OP | 101.8 | 75 | 92 |  | 4 | 2001 | NG BLQ BLQ BLQ BLQ BLQ: NG; N N N N N N: N; Y N Y Y Y Y: Y |  | S |  | N | Electric Utility | 1 |  | N | N | [17 empty] | N
19436 | Union Electric Co - (MO) | 55234 | Audrain Generating Station | MO | Audrain | GT8 | GT | OP | 101.8 | 75 | 92 |  | 4 | 2001 | NG BLQ BLQ BLQ BLQ BLQ: NG; N N N N N N: N; Y N Y Y Y Y: Y |  | S |  | N | Electric Utility | 1 |  | N | N | [17 empty] | N
19436 | Union Electric Co - (MO) | 55417 | Raccoon Creek Energy Center | IL | Clay | CT01 | GT | OP | 114 | 75 | 92 |  | 6 | 2002 | NG BLQ BLQ BLQ BLQ BLQ: NG; N N N N N N: N; Y N Y Y Y Y: Y |  | S |  | N | Electric Utility | 1 |  | N | N | [17 empty] | N
19436 | Union Electric Co - (MO) | 55417 | Raccoon Creek Energy Center | IL | Clay | CT02 | GT | OP | 114 | 75 | 92 |  | 6 | 2002 | NG BLQ BLQ BLQ BLQ BLQ: NG; N N N N N N: N; Y N Y Y Y Y: Y |  | S |  | N | Electric Utility | 1 |  | N | N | [17 empty] | N
19436 | Union Electric Co - (MO) | 55417 | Raccoon Creek Energy Center | IL | Clay | CT03 | GT | OP | 114 | 75 | 92 |  | 6 | 2002 | NG BLQ BLQ BLQ BLQ BLQ: NG; N N N N N N: N; Y N Y Y Y Y: Y |  | S |  | N | Electric Utility | 1 |  | N | N | [17 empty] | N
19436 | Union Electric Co - (MO) | 55417 | Raccoon Creek Energy Center | IL | Clay | CT04 | GT | OP | 114 | 75 | 92 |  | 6 | 2002 | NG BLQ BLQ BLQ BLQ BLQ: NG; N N N N N N: N; Y N Y Y Y Y: Y |  | S |  | N | Electric Utility | 1 |  | N | N | [17 empty] | N
19436 | Union Electric Co - (MO) | 55496 | Goose Creek Energy Center | IL | Piatt | CT01 | GT | OP | 114 | 72 | 92 |  | 5 | 2003 | NG BLQ BLQ BLQ BLQ BLQ: NG; N N N N N N: N; Y N Y Y Y Y: Y |  | S |  | N | Electric Utility | 1 |  | N | N | [17 empty] | N
19436 | Union Electric Co - (MO) | 55496 | Goose Creek Energy Center | IL | Piatt | CT02 | GT | OP | 114 | 72 | 92 |  | 5 | 2003 | NG BLQ BLQ BLQ BLQ BLQ: NG; N N N N N N: N; Y N Y Y Y Y: Y |  | S |  | N | Electric Utility | 1 |  | N | N | [17 empty] | N
19436 | Union Electric Co - (MO) | 55496 | Goose Creek Energy Center | IL | Piatt | CT03 | GT | OP | 114 | 72 | 92 |  | 5 | 2003 | NG BLQ BLQ BLQ BLQ BLQ: NG; N N N N N N: N; Y N Y Y Y Y: Y |  | S |  | N | Electric Utility | 1 |  | N | N | [17 empty] | N
19436 | Union Electric Co - (MO) | 55496 | Goose Creek Energy Center | IL | Piatt | CT04 | GT | OP | 114 | 72 | 92 |  | 5 | 2003 | NG BLQ BLQ BLQ BLQ BLQ: NG; N N N N N N: N; Y N Y Y Y Y: Y |  | S |  | N | Electric Utility | 1 |  | N | N | [17 empty] | N
19436 | Union Electric Co - (MO) | 55496 | Goose Creek Energy Center | IL | Piatt | CT05 | GT | OP | 114 | 72 | 92 |  | 5 | 2003 | NG BLQ BLQ BLQ BLQ BLQ: NG; N N N N N N: N; Y N Y Y Y Y: Y |  | S |  | N | Electric Utility | 1 |  | N | N | [17 empty] | N
19436 | Union Electric Co - (MO) | 55496 | Goose Creek Energy Center | IL | Piatt | CT06 | GT | OP | 114 | 72 | 92 |  | 5 | 2003 | NG BLQ BLQ BLQ BLQ BLQ: NG; N N N N N N: N; Y N Y Y Y Y: Y |  | S |  | N | Electric Utility | 1 |  | N | N | [17 empty] | N
19449 | USCE-Fort Worth District | 6413 | Sam Rayburn | TX | Jasper | 1 | HY | OP | 26 | 26 | 26 |  | 9 | 1965 | NG BLQ BLQ BLQ BLQ BLQ: WAT; N N N N N N: N; Y N Y Y Y Y: Y |  | S |  | N | Electric Utility | 1 |  | N | N
19449 | USCE-Fort Worth District | 6413 | Sam Rayburn | TX | Jasper | 2 | HY | OP | 26 | 26 | 26 |  | 9 | 1965 | NG BLQ BLQ BLQ BLQ BLQ: WAT; N N N N N N: N; Y N Y Y Y Y: Y |  | S |  | N | Electric Utility | 1 |  | N | N
19449 | USCE-Fort Worth District | 6414 | Whitney | TX | Bosque | 1 | HY | OP | 15 | 15 | 15 |  | 6 | 1953 | NG BLQ BLQ BLQ BLQ BLQ: WAT; N N N N N N: N; Y N Y Y Y Y: Y |  | S |  | N | Electric Utility | 1 |  | N | Y | 6 | 6 | 3 | 2013 | [8 empty] | N |  |  |  |  | N
19449 | USCE-Fort Worth District | 6414 | Whitney | TX | Bosque | 2 | HY | OP | 15 | 15 | 15 |  | 6 | 1953 | NG BLQ BLQ BLQ BLQ BLQ: WAT; N N N N N N: N; Y N Y Y Y Y: Y |  | S |  | N | Electric Utility | 1 |  | N | Y | 6 | 6 | 3 | 2013 | [8 empty] | N |  |  |  |  | N
19449 | USCE-Fort Worth District | 7200 | Robert D Willis | TX | Jasper | 1 | HY | OP | 4 | 4 | 4 |  | 12 | 1989 | NG BLQ BLQ BLQ BLQ BLQ: WAT; N N N N N N: N; Y N Y Y Y Y: Y |  | S |  | N | Electric Utility | 1 |  | N | N | [17 empty] | N
19449 | USCE-Fort Worth District | 7200 | Robert D Willis | TX | Jasper | 2 | HY | OP | 4 | 4 | 4 |  | 12 | 1989 | NG BLQ BLQ BLQ BLQ BLQ: WAT; N N N N N N: N; Y N Y Y Y Y: Y |  | S |  | N | Electric Utility | 1 |  | N | N | [17 empty] | N
19450 | Union Carbide Corp-Seadrift | 50150 | Union Carbide Seadrift Cogen | TX | Calhoun | GE10 | CA | OP | 15 | 15 | 15 | G621 | 1 | 1964 | NG BLQ BLQ BLQ BLQ BLQ: NG; NG WDS WDS WDS WDS WDS: OG; N N N N N N: N; Y N Y Y Y Y: Y |  | S |  | Y | Industrial CHP | 7 | B | Y | N | [17 empty] | N
19450 | Union Carbide Corp-Seadrift | 50150 | Union Carbide Seadrift Cogen | TX | Calhoun | GE11 | CT | OP | 35 | 35 | 43 | G621 | 11 | 2000 | NG BLQ BLQ BLQ BLQ BLQ: NG; N N N N N N: N; Y N Y Y Y Y: Y |  | S |  | Y | Industrial CHP | 7 | B | N | N | [17 empty] | N
19450 | Union Carbide Corp-Seadrift | 50150 | Union Carbide Seadrift Cogen | TX | Calhoun | GEN5 | CA | OP | 15 | 15 | 15 | G621 | 11 | 1987 | NG BLQ BLQ BLQ BLQ BLQ: NG; NG WDS WDS WDS WDS WDS: OG; N N N N N N: N; Y N Y Y Y Y: Y |  | S |  | Y | Industrial CHP | 7 | B | Y | N | [17 empty] | N
19450 | Union Carbide Corp-Seadrift | 50150 | Union Carbide Seadrift Cogen | TX | Calhoun | GEN6 | CT | OP | 35 | 35 | 43 | G621 | 11 | 1987 | NG BLQ BLQ BLQ BLQ BLQ: NG; N N N N N N: N; Y N Y Y Y Y: Y |  | S |  | Y | Industrial CHP | 7 | B | N | N | [17 empty] | N
19450 | Union Carbide Corp-Seadrift | 50150 | Union Carbide Seadrift Cogen | TX | Calhoun | GEN7 | CA | OP | 6 | 6 | 6 | G621 | 11 | 1987 | NG BLQ BLQ BLQ BLQ BLQ: NG; NG WDS WDS WDS WDS WDS: OG; N N N N N N: N; Y N Y Y Y Y: N |  | S |  | Y | Industrial CHP | 7 | B | Y | N | [17 empty] | N
19450 | Union Carbide Corp-Seadrift | 50150 | Union Carbide Seadrift Cogen | TX | Calhoun | GEN8 | CT | OP | 35 | 35 | 43 | G621 | 11 | 1987 | NG BLQ BLQ BLQ BLQ BLQ: NG; N N N N N N: N; Y N Y Y Y Y: Y |  | S |  | Y | Industrial CHP | 7 | B | N | N | [17 empty] | N
19450 | Union Carbide Corp-Seadrift | 50150 | Union Carbide Seadrift Cogen | TX | Calhoun | GEN9 | CA | OP | 15 | 15 | 15 | G621 | 11 | 1987 | NG BLQ BLQ BLQ BLQ BLQ: NG; NG WDS WDS WDS WDS WDS: OG; N N N N N N: N; Y N Y Y Y Y: Y |  | S |  | Y | Industrial CHP | 7 | B | Y | N | [17 empty] | N
19450 | Union Carbide Corp-Seadrift | 50150 | Union Carbide Seadrift Cogen | TX | Calhoun | IGT | CT | OS | 12 | 12 | 12 | G621 | 1 | 1969 | NG BLQ BLQ BLQ BLQ BLQ: NG; N N N N N N: N; Y N Y Y Y Y: Y |  | S |  | N | Industrial CHP | 7 |  | N | N | [17 empty] | N
19454 | City of Unalaska - (AK) | 7502 | Dutch Harbor | AK | Aleutian Islands | 10 | IC | OP | 5.2 | 4.4 | 4.4 |  | 11 | 2010 | NG BLQ BLQ BLQ BLQ BLQ: DFO; N N N N N N: N; Y N Y Y Y Y: Y |  | S |  | N | Electric Utility | 1 |  | N | N
19454 | City of Unalaska - (AK) | 7502 | Dutch Harbor | AK | Aleutian Islands | 11 | IC | OP | 5.2 | 4.4 | 4.4 |  | 11 | 2010 | NG BLQ BLQ BLQ BLQ BLQ: DFO; N N N N N N: N; Y N Y Y Y Y: Y |  | S |  | N | Electric Utility | 1 |  | N | N
19454 | City of Unalaska - (AK) | 7502 | Dutch Harbor | AK | Aleutian Islands | 13 | IC | OP | 4.4 | 3.7 | 3.7 |  | 12 | 2011 | NG BLQ BLQ BLQ BLQ BLQ: DFO; N N N N N N: N; Y N Y Y Y Y: Y |  | S |  | N | Electric Utility | 1 |  | N
19454 | City of Unalaska - (AK) | 7502 | Dutch Harbor | AK | Aleutian Islands | 15 | IC | SB | 0.3 | 0.2 | 0.2 |  | 11 | 2010 | NG BLQ BLQ BLQ BLQ BLQ: DFO; N N N N N N: N; Y N Y Y Y Y: Y | Y | S |  | N | Electric Utility | 1 |  | N | N
19454 | City of Unalaska - (AK) | 7502 | Dutch Harbor | AK | Aleutian Islands | 8 | IC | OP | 1.2 | 1 | 1 |  | 11 | 1989 | NG BLQ BLQ BLQ BLQ BLQ: DFO; N N N N N N: N; Y N Y Y Y Y: Y |  | S |  | N | Electric Utility | 1 |  | N | N | [17 empty] | N
19454 | City of Unalaska - (AK) | 7502 | Dutch Harbor | AK | Aleutian Islands | 9 | IC | OP | 1.2 | 1 | 1 |  | 5 | 1994 | NG BLQ BLQ BLQ BLQ BLQ: DFO; N N N N N N: N; Y N Y Y Y Y: Y |  | S |  | N | Electric Utility | 1 |  | N | N | [17 empty] | N
19454 | City of Unalaska - (AK) | 7503 | Unalaska Power Module | AK | Aleutian Islands | 7 | IC | OP | 1.1 | 0.8 | 0.8 |  | 11 | 1993 | NG BLQ BLQ BLQ BLQ BLQ: DFO; N N N N N N: N; Y N Y Y Y Y: Y |  | S |  | N | Electric Utility | 1 |  | N | Y | [12 empty] | N |  |  | 8 | 2014 | N
19462 | USCE-Nashville District | 1371 | Barkley | KY | Lyon | 1 | HY | OP | 32.5 | 37 | 37 |  | 1 | 1966 | NG BLQ BLQ BLQ BLQ BLQ: WAT; N N N N N N: N; Y N Y Y Y Y: Y |  | S | 0 | N | Electric Utility | 1 |  | N | N
19462 | USCE-Nashville District | 1371 | Barkley | KY | Lyon | 2 | HY | OP | 32.5 | 37 | 37 |  | 2 | 1966 | NG BLQ BLQ BLQ BLQ BLQ: WAT; N N N N N N: N; Y N Y Y Y Y: Y |  | S | 0 | N | Electric Utility | 1 |  | N | N
19462 | USCE-Nashville District | 1371 | Barkley | KY | Lyon | 3 | HY | OP | 32.5 | 37 | 37 |  | 3 | 1966 | NG BLQ BLQ BLQ BLQ BLQ: WAT; N N N N N N: N; Y N Y Y Y Y: Y |  | S | 0 | N | Electric Utility | 1 |  | N | N
19462 | USCE-Nashville District | 1371 | Barkley | KY | Lyon | 4 | HY | OP | 32.5 | 37 | 37 |  | 3 | 1966 | NG BLQ BLQ BLQ BLQ BLQ: WAT; N N N N N N: N; Y N Y Y Y Y: Y |  | S | 0 | N | Electric Utility | 1 |  | N | N
19462 | USCE-Nashville District | 1380 | Wolf Creek | KY | Russell | 1 | HY | OP | 45 | 52 | 52 |  | 8 | 1952 | NG BLQ BLQ BLQ BLQ BLQ: WAT; N N N N N N: N; Y N Y Y Y Y: Y |  | S | 0 | N | Electric Utility | 1 |  | N | N
19462 | USCE-Nashville District | 1380 | Wolf Creek | KY | Russell | 2 | HY | OP | 45 | 52 | 52 |  | 7 | 1952 | NG BLQ BLQ BLQ BLQ BLQ: WAT; N N N N N N: N; Y N Y Y Y Y: Y |  | S | 0 | N | Electric Utility | 1 |  | N | N
19462 | USCE-Nashville District | 1380 | Wolf Creek | KY | Russell | 3 | HY | OP | 45 | 52 | 52 |  | 3 | 1952 | NG BLQ BLQ BLQ BLQ BLQ: WAT; N N N N N N: N; Y N Y Y Y Y: Y |  | S | 0 | N | Electric Utility | 1 |  | N | N
19462 | USCE-Nashville District | 1380 | Wolf Creek | KY | Russell | 4 | HY | OP | 45 | 52 | 52 |  | 12 | 1951 | NG BLQ BLQ BLQ BLQ BLQ: WAT; N N N N N N: N; Y N Y Y Y Y: Y |  | S | 0 | N | Electric Utility | 1 |  | N | N
19462 | USCE-Nashville District | 1380 | Wolf Creek | KY | Russell | 5 | HY | OP | 45 | 52 | 52 |  | 10 | 1951 | NG BLQ BLQ BLQ BLQ BLQ: WAT; N N N N N N: N; Y N Y Y Y Y: Y |  | S | 0 | N | Electric Utility | 1 |  | N | N
19462 | USCE-Nashville District | 1380 | Wolf Creek | KY | Russell | 6 | HY | OP | 45 | 52 | 52 |  | 10 | 1951 | NG BLQ BLQ BLQ BLQ BLQ: WAT; N N N N N N: N; Y N Y Y Y Y: Y |  | S | 0 | N | Electric Utility | 1 |  | N | N
19462 | USCE-Nashville District | 3423 | Cordell Hull | TN | Smith | 1 | HY | OP | 33.3 | 38 | 38 |  | 8 | 1973 | NG BLQ BLQ BLQ BLQ BLQ: WAT; N N N N N N: N; Y N Y Y Y Y: Y |  | S | 0 | N | Electric Utility | 1 |  | N | N
19462 | USCE-Nashville District | 3423 | Cordell Hull | TN | Smith | 2 | HY | OP | 33.3 | 38 | 38 |  | 10 | 1973 | NG BLQ BLQ BLQ BLQ BLQ: WAT; N N N N N N: N; Y N Y Y Y Y: Y |  | S | 0 | N | Electric Utility | 1 |  | N | N
19462 | USCE-Nashville District | 3423 | Cordell Hull | TN | Smith | 3 | HY | OP | 33.3 | 38 | 38 |  | 2 | 1974 | NG BLQ BLQ BLQ BLQ BLQ: WAT; N N N N N N: N; Y N Y Y Y Y: Y |  | S | 0 | N | Electric Utility | 1 |  | N | N
19462 | USCE-Nashville District | 3424 | Dale Hollow | TN | Clay | 1 | HY | OP | 18 | 20.7 | 20.7 |  | 12 | 1948 | NG BLQ BLQ BLQ BLQ BLQ: WAT; N N N N N N: N; Y N Y Y Y Y: Y |  | S | 0 | N | Electric Utility | 1 |  | N | N
19462 | USCE-Nashville District | 3424 | Dale Hollow | TN | Clay | 2 | HY | OP | 18 | 20.7 | 20.7 |  | 1 | 1949 | NG BLQ BLQ BLQ BLQ BLQ: WAT; N N N N N N: N; Y N Y Y Y Y: Y |  | S | 0 | N | Electric Utility | 1 |  | N | N
19462 | USCE-Nashville District | 3424 | Dale Hollow | TN | Clay | 3 | HY | OP | 18 | 20.7 | 20.7 |  | 11 | 1953 | NG BLQ BLQ BLQ BLQ BLQ: WAT; N N N N N N: N; Y N Y Y Y Y: Y |  | S | 0 | N | Electric Utility | 1 |  | N | N
19462 | USCE-Nashville District | 3426 | Old Hickory | TN | Sumner | 1 | HY | OP | 28.7 | 28.7 | 28.7 |  | 4 | 1957 | NG BLQ BLQ BLQ BLQ BLQ: WAT; N N N N N N: N; Y N Y Y Y Y: Y |  | S | 0 | N | Electric Utility | 1 |  | N | N
19462 | USCE-Nashville District | 3426 | Old Hickory | TN | Sumner | 2 | HY | OP | 25 | 29 | 29 |  | 7 | 1957 | NG BLQ BLQ BLQ BLQ BLQ: WAT; N N N N N N: N; Y N Y Y Y Y: Y |  | S | 0 | N | Electric Utility | 1 |  | N | N
19462 | USCE-Nashville District | 3426 | Old Hickory | TN | Sumner | 3 | HY | OP | 25 | 29 | 29 |  | 9 | 1957 | NG BLQ BLQ BLQ BLQ BLQ: WAT; N N N N N N: N; Y N Y Y Y Y: Y |  | S | 0 | N | Electric Utility | 1 |  | N | N
19462 | USCE-Nashville District | 3426 | Old Hickory | TN | Sumner | 4 | HY | OP | 25 | 29 | 29 |  | 12 | 1957 | NG BLQ BLQ BLQ BLQ BLQ: WAT; N N N N N N: N; Y N Y Y Y Y: Y |  | S | 0 | N | Electric Utility | 1 |  | N | N
19462 | USCE-Nashville District | 3428 | J P Priest | TN | DAVIDSON | 1 | HY | OP | 28 | 30 | 30 |  | 2 | 1970 | NG BLQ BLQ BLQ BLQ BLQ: WAT; N N N N N N: N; Y N Y Y Y Y: Y |  | S | 0 | N | Electric Utility | 1 |  | N | N
19462 | USCE-Nashville District | 6171 | Laurel | KY | Laurel | 1 | HY | OP | 70 | 61 | 61 |  | 11 | 1977 | NG BLQ BLQ BLQ BLQ BLQ: WAT; N N N N N N: N; Y N Y Y Y Y: Y |  | S | 0 | N | Electric Utility | 1 |  | N | N
19462 | USCE-Nashville District | 6417 | Center Hill | TN | De Kalb | 1 | HY | OP | 45 | 52 | 52 |  | 11 | 1950 | NG BLQ BLQ BLQ BLQ BLQ: WAT; N N N N N N: N; Y N Y Y Y Y: Y |  | S | 0 | N | Electric Utility | 1 |  | N | N
19462 | USCE-Nashville District | 6417 | Center Hill | TN | De Kalb | 2 | HY | OP | 45 | 52 | 52 |  | 1 | 1951 | NG BLQ BLQ BLQ BLQ BLQ: WAT; N N N N N N: N; Y N Y Y Y Y: Y |  | S | 0 | N | Electric Utility | 1 |  | N | N
19462 | USCE-Nashville District | 6417 | Center Hill | TN | De Kalb | 3 | HY | OP | 45 | 52 | 52 |  | 4 | 1951 | NG BLQ BLQ BLQ BLQ BLQ: WAT; N N N N N N: N; Y N Y Y Y Y: Y |  | S | 0 | N | Electric Utility | 1 |  | N | N
19462 | USCE-Nashville District | 6418 | Cheatham | TN | Dickson | 1 | HY | OP | 12 | 13.8 | 13.8 |  | 5 | 1958 | NG BLQ BLQ BLQ BLQ BLQ: WAT; N N N N N N: N; Y N Y Y Y Y: Y |  | S | 0 | N | Electric Utility | 1 |  | N | N
19462 | USCE-Nashville District | 6418 | Cheatham | TN | Dickson | 2 | HY | OP | 12 | 13.8 | 13.8 |  | 9 | 1958 | NG BLQ BLQ BLQ BLQ BLQ: WAT; N N N N N N: N; Y N Y Y Y Y: Y |  | S | 0 | N | Electric Utility | 1 |  | N | N
19462 | USCE-Nashville District | 6418 | Cheatham | TN | Dickson | 3 | HY | OP | 12 | 13.8 | 13.8 |  | 11 | 1958 | NG BLQ BLQ BLQ BLQ BLQ: WAT; N N N N N N: N; Y N Y Y Y Y: Y |  | S |  | N | Electric Utility | 1 |  | N | N
19474 | City of Unionville | 2164 | Unionville City of | MO | PUTNAM | 1 | IC | OP | 0.8 | 0.6 | 0.6 |  | 12 | 1970 | NG BLQ BLQ BLQ BLQ BLQ: DFO; N N N N N N: N; Y N Y Y Y Y: Y | Y | S |  | N | Electric Utility | 1 |  | N | N | [12 empty] | N |  |  |  |  | N
19474 | City of Unionville | 2164 | Unionville City of | MO | PUTNAM | 2 | IC | OP | 1.7 | 1.7 | 1.7 |  | 10 | 1975 | NG BLQ BLQ BLQ BLQ BLQ: DFO; NG WDS WDS WDS WDS WDS: NG; N N N N N N: Y; Y N Y Y Y Y: Y | Y | S |  | N | Electric Utility | 1 |  | N | N | [12 empty] | N |  |  |  |  | N
19474 | City of Unionville | 2164 | Unionville City of | MO | PUTNAM | 3 | IC | OP | 0.2 | 0.2 | 0.2 |  | 1 | 1935 | NG BLQ BLQ BLQ BLQ BLQ: DFO; N N N N N N: N; Y N Y Y Y Y: Y | Y | S |  | N | Electric Utility | 1 |  | N | N | [12 empty] | N |  |  |  |  | N
19474 | City of Unionville | 2164 | Unionville City of | MO | PUTNAM | 4 | IC | OP | 1 | 0.9 | 0.9 |  | 7 | 1970 | NG BLQ BLQ BLQ BLQ BLQ: DFO; N N N N N N: N; Y N Y Y Y Y: Y | Y | S |  | N | Electric Utility | 1 |  | N | N | [12 empty] | N
19474 | City of Unionville | 2164 | Unionville City of | MO | PUTNAM | 5 | IC | OP | 0.3 | 0.3 | 0.3 |  | 1 | 1955 | NG BLQ BLQ BLQ BLQ BLQ: DFO; N N N N N N: N; Y N Y Y Y Y: Y | Y | S |  | N | Electric Utility | 1 |  | N | N | [12 empty] | N
19474 | City of Unionville | 2164 | Unionville City of | MO | PUTNAM | 6 | IC | OP | 0.3 | 0.3 | 0.3 |  | 1 | 1955 | NG BLQ BLQ BLQ BLQ BLQ: DFO; N N N N N N: N; Y N Y Y Y Y: Y | Y | S |  | N | Electric Utility | 1 |  | N | N | [12 empty] | N
19474 | City of Unionville | 2164 | Unionville City of | MO | PUTNAM | 7 | IC | OP | 1.1 | 0.9 | 0.9 |  | 1 | 1962 | NG BLQ BLQ BLQ BLQ BLQ: DFO; N N N N N N: N; Y N Y Y Y Y: Y | Y | S |  | N | Electric Utility | 1 |  | N | N | [12 empty] | N |  |  |  |  | N
19474 | City of Unionville | 2164 | Unionville City of | MO | PUTNAM | 8 | IC | OP | 1.3 | 1.1 | 1.1 |  | 1 | 1967 | NG BLQ BLQ BLQ BLQ BLQ: DFO; NG WDS WDS WDS WDS WDS: NG; N N N N N N: Y; Y N Y Y Y Y: Y | Y | S |  | N | Electric Utility | 1 |  | N | N | [12 empty] | N |  |  |  |  | N
19474 | City of Unionville | 2164 | Unionville City of | MO | PUTNAM | 9 | IC | OP | 2 | 2 | 2 |  | 12 | 1994 | NG BLQ BLQ BLQ BLQ BLQ: DFO; N N N N N N: N; Y N Y Y Y Y: Y | Y | S |  | N | Electric Utility | 1 |  | N | N | [12 empty] | N |  |  |  |  | N
19511 | University of Alaska | 50711 | University of Alaska Fairbanks | AK | Fairbanks North Star | GEN1 | ST | OP | 1.5 | 0.5 | 1.4 |  | 1 | 1964 | NG BLQ BLQ BLQ BLQ BLQ: SUB; NG WDS WDS WDS WDS WDS: DFO; N N N N N N: Y; Y N Y Y Y Y: Y | Y | S |  | Y | Commercial CHP | 5 | T | N | N | [12 empty] | N |  |  |  |  | N |  |  | Y |  |  |  | WDS
19511 | University of Alaska | 50711 | University of Alaska Fairbanks | AK | Fairbanks North Star | GEN2 | ST | OP | 1.5 | 0.5 | 1.4 |  | 1 | 1964 | NG BLQ BLQ BLQ BLQ BLQ: SUB; NG WDS WDS WDS WDS WDS: DFO; N N N N N N: Y; Y N Y Y Y Y: Y | Y | S |  | Y | Commercial CHP | 5 | T | N | N | [12 empty] | N |  |  |  |  | N |  |  | Y |  |  |  | WDS
19511 | University of Alaska | 50711 | University of Alaska Fairbanks | AK | Fairbanks North Star | GEN3 | ST | OP | 10 | 8.1 | 10 |  | 4 | 1981 | SUB | DFO | NG |  |  |  | Y | Y | Y | S |  | Y | Commercial CHP | 5 | T | N | N | [12 empty] | N |  |  |  |  | N |  |  | Y |  |  |  | WDS
19511 | University of Alaska | 50711 | University of Alaska Fairbanks | AK | Fairbanks North Star | GEN4 | IC | OP | 9.6 | 9.6 | 9.6 |  | 8 | 2000 | NG BLQ BLQ BLQ BLQ BLQ: DFO; N N N N N N: N; Y N Y Y Y Y: Y | Y | S |  | Y | Commercial CHP | 5 | T | N | N | [12 empty] | N |  |  |  |  | N
19517 | United States Steel- Clairton | 50729 | Clairton Works | PA | Allegheny | GEN1 | ST | OP | 21 | 16 | 18 |  | 1 | 1955 | NG BLQ BLQ BLQ BLQ BLQ: OG; NG WDS WDS WDS WDS WDS: NG; N N N N N N: N; Y N Y Y Y Y: N |  | S |  | Y | Industrial CHP | 7 | T | N | N | [17 empty] | N
19517 | United States Steel- Clairton | 50729 | Clairton Works | PA | Allegheny | GEN3 | ST | OP | 10 | 6 | 9.4 |  | 1 | 1955 | NG BLQ BLQ BLQ BLQ BLQ: OG; NG WDS WDS WDS WDS WDS: NG; N N N N N N: N; Y N Y Y Y Y: N |  | S |  | N | Industrial CHP | 7 |  | N | N | [17 empty] | N
19519 | United States Steel-Mon Valley | 50732 | Mon Valley Works | PA | Allegheny | GEN1 | ST | OP | 25 | 28 | 30 |  | 6 | 1943 | BFG | OG | NG |  |  |  | Y | N |  | S |  | N | Industrial CHP | 7 |  | N | N | [17 empty] | N
19519 | United States Steel-Mon Valley | 50732 | Mon Valley Works | PA | Allegheny | GEN2 | ST | OP | 25 | 28 | 30 |  | 6 | 1943 | BFG | OG | NG |  |  |  | Y | N |  | S |  | N | Industrial CHP | 7 |  | N | N | [17 empty] | N
19519 | United States Steel-Mon Valley | 50732 | Mon Valley Works | PA | Allegheny | GEN3 | ST | OP | 2.5 | 1.9 | 1.9 |  | 2 | 2002 | BFG | OG | NG |  |  |  | Y | N |  | S |  | Y | Industrial CHP | 7 | T | N | N | [17 empty] | N
19524 | University of California-LA | 52073 | UCLA So Campus Cogen Project | CA | LOS ANGELES | GEN1 | CT | OP | 14.5 | 12.5 | 13.5 |  | 10 | 1993 | NG | LFG | DFO |  |  |  | Y | Y |  | S |  | Y | Commercial CHP | 5 | T | N | N
19524 | University of California-LA | 52073 | UCLA So Campus Cogen Project | CA | LOS ANGELES | GEN2 | CT | OP | 14.5 | 12.5 | 13.5 |  | 10 | 1993 | NG | LFG | DFO |  |  |  | Y | Y |  | S |  | Y | Commercial CHP | 5 | T | N | N
19524 | University of California-LA | 52073 | UCLA So Campus Cogen Project | CA | LOS ANGELES | GEN3 | CA | OP | 14 | 11 | 12 |  | 10 | 1993 | NG BLQ BLQ BLQ BLQ BLQ: NG; NG WDS WDS WDS WDS WDS: LFG; N N N N N N: N; Y N Y Y Y Y: Y |  | S |  | Y | Commercial CHP | 5 | T | Y | N
19526 | United States Steel-Gary | 50733 | Gary Works | IN | Lake | STG1 | ST | OP | 161 | 161 | 140 |  | 4 | 1997 | BFG | OG | NG | RFO |  |  | Y | Y |  | S |  | Y | Industrial CHP | 7 | B | N | N | [17 empty] | N
19528 | University of Illinois | 54044 | University of Illinois Cogen Facility | IL | Cook | CT1 | GT | OP | 7.8 | 6.4 | 7.8 |  | 1 | 2002 | NG BLQ BLQ BLQ BLQ BLQ: NG; N N N N N N: N; Y N Y Y Y Y: Y |  | S |  | Y | Commercial CHP | 5 | T | N | N | [17 empty] | N
19528 | University of Illinois | 54044 | University of Illinois Cogen Facility | IL | Cook | CT2 | GT | OP | 7.8 | 6.4 | 7.8 |  | 1 | 2002 | NG BLQ BLQ BLQ BLQ BLQ: NG; N N N N N N: N; Y N Y Y Y Y: Y |  | S |  | Y | Commercial CHP | 5 | T | N | N | [17 empty] | N
19528 | University of Illinois | 54044 | University of Illinois Cogen Facility | IL | Cook | CT3 | GT | OP | 7.8 | 6.4 | 7.8 |  | 1 | 2002 | NG BLQ BLQ BLQ BLQ BLQ: NG; N N N N N N: N; Y N Y Y Y Y: Y |  | S |  | Y | Commercial CHP | 5 | T | N | N | [17 empty] | N
19528 | University of Illinois | 54044 | University of Illinois Cogen Facility | IL | Cook | GEN1 | IC | OP | 6.3 | 6.3 | 6.3 |  | 4 | 1993 | NG BLQ BLQ BLQ BLQ BLQ: NG; NG WDS WDS WDS WDS WDS: DFO; N N N N N N: Y; Y N Y Y Y Y: Y |  | S |  | Y | Commercial CHP | 5 | T | N | N | [17 empty] | N | [6 empty] | DFO
19528 | University of Illinois | 54044 | University of Illinois Cogen Facility | IL | Cook | GEN2 | IC | OP | 6.3 | 6.3 | 6.3 |  | 5 | 1993 | NG BLQ BLQ BLQ BLQ BLQ: NG; NG WDS WDS WDS WDS WDS: DFO; N N N N N N: Y; Y N Y Y Y Y: Y |  | S |  | Y | Commercial CHP | 5 | T | N | N | [17 empty] | N | [6 empty] | DFO
19528 | University of Illinois | 54044 | University of Illinois Cogen Facility | IL | Cook | GEN3 | IC | OP | 3.7 | 3.7 | 3.7 |  | 7 | 2000 | NG BLQ BLQ BLQ BLQ BLQ: NG; N N N N N N: N; Y N Y Y Y Y: Y |  | S |  | Y | Commercial CHP | 5 | T | N | N | [17 empty] | N
19528 | University of Illinois | 54044 | University of Illinois Cogen Facility | IL | Cook | GEN4 | IC | OP | 3.7 | 3.7 | 3.7 |  | 7 | 2000 | NG BLQ BLQ BLQ BLQ BLQ: NG; N N N N N N: N; Y N Y Y Y Y: Y |  | S |  | Y | Commercial CHP | 5 | T | N | N | [17 empty] | N
19528 | University of Illinois | 54044 | University of Illinois Cogen Facility | IL | Cook | RE1 | IC | OP | 5.5 | 5.5 | 5.5 |  | 1 | 2002 | NG BLQ BLQ BLQ BLQ BLQ: NG; N N N N N N: N; Y N Y Y Y Y: Y |  | S |  | Y | Commercial CHP | 5 | T | N | N | [17 empty] | N
19528 | University of Illinois | 54044 | University of Illinois Cogen Facility | IL | Cook | RE2 | IC | OP | 5.5 | 5.5 | 5.5 |  | 1 | 2002 | NG BLQ BLQ BLQ BLQ BLQ: NG; N N N N N N: N; Y N Y Y Y Y: Y |  | S |  | Y | Commercial CHP | 5 | T | N | N | [17 empty] | N
19528 | University of Illinois | 54044 | University of Illinois Cogen Facility | IL | Cook | RE3 | IC | OP | 5.5 | 5.5 | 5.5 |  | 1 | 2002 | NG BLQ BLQ BLQ BLQ BLQ: NG; N N N N N N: N; Y N Y Y Y Y: Y |  | S |  | Y | Commercial CHP | 5 | T | N | N | [17 empty] | N
19528 | University of Illinois | 54780 | University of Illinois Abbott Power Plt | IL | Champaign | T1 | ST | OP | 3 | 3 | 3 |  | 11 | 1940 | NG BLQ BLQ BLQ BLQ BLQ: NG; NG WDS WDS WDS WDS WDS: DFO; N N N N N N: Y; Y N Y Y Y Y: Y |  | S |  | Y | Commercial CHP | 5 | T | N | N | [17 empty] | N
19528 | University of Illinois | 54780 | University of Illinois Abbott Power Plt | IL | Champaign | T10 | ST | OP | 12.5 | 12.5 | 12.5 |  | 8 | 2004 | BIT | NG | DFO |  |  |  | Y | Y |  | S |  | Y | Commercial CHP | 5 | T | N | N | [17 empty] | N |  |  | Y
19528 | University of Illinois | 54780 | University of Illinois Abbott Power Plt | IL | Champaign | T11 | ST | OP | 12.5 | 12.5 | 12.5 |  | 6 | 2004 | BIT | NG | DFO |  |  |  | Y | Y |  | S |  | Y | Commercial CHP | 5 | T | N | N | [17 empty] | N |  |  | Y
19528 | University of Illinois | 54780 | University of Illinois Abbott Power Plt | IL | Champaign | T12 | ST | OP | 7 | 7 | 7 |  | 4 | 2004 | BIT | NG | DFO |  |  |  | Y | Y |  | S |  | Y | Commercial CHP | 5 | T | N | N | [17 empty] | N |  |  | Y
19528 | University of Illinois | 54780 | University of Illinois Abbott Power Plt | IL | Champaign | T2 | ST | OP | 3 | 3 | 3 |  | 11 | 1940 | NG BLQ BLQ BLQ BLQ BLQ: NG; NG WDS WDS WDS WDS WDS: DFO; N N N N N N: Y; Y N Y Y Y Y: Y |  | S |  | Y | Commercial CHP | 5 | T | N | N | [17 empty] | N
19528 | University of Illinois | 54780 | University of Illinois Abbott Power Plt | IL | Champaign | T3 | ST | OP | 3 | 3 | 3 |  | 11 | 1948 | NG BLQ BLQ BLQ BLQ BLQ: NG; NG WDS WDS WDS WDS WDS: DFO; N N N N N N: Y; Y N Y Y Y Y: Y |  | S |  | Y | Commercial CHP | 5 | T | N | N | [17 empty] | N
19528 | University of Illinois | 54780 | University of Illinois Abbott Power Plt | IL | Champaign | T4 | ST | OP | 3 | 3 | 3 |  | 2 | 1951 | NG BLQ BLQ BLQ BLQ BLQ: NG; NG WDS WDS WDS WDS WDS: DFO; N N N N N N: Y; Y N Y Y Y Y: Y |  | S |  | Y | Commercial CHP | 5 | T | N | N | [17 empty] | N
19528 | University of Illinois | 54780 | University of Illinois Abbott Power Plt | IL | Champaign | T6 | ST | OP | 7.5 | 7.5 | 7.5 |  | 6 | 1959 | BIT | NG | DFO |  |  |  | Y | Y |  | S |  | Y | Commercial CHP | 5 | T | N | N | [17 empty] | N |  |  | Y
19528 | University of Illinois | 54780 | University of Illinois Abbott Power Plt | IL | Champaign | T7 | ST | OP | 7.5 | 7.5 | 7.5 |  | 8 | 1962 | BIT | NG | DFO |  |  |  | Y | Y |  | S |  | Y | Commercial CHP | 5 | T | N | N | [17 empty] | N |  |  | Y
19528 | University of Illinois | 54780 | University of Illinois Abbott Power Plt | IL | Champaign | T8 | GT | OP | 13 | 13 | 13 |  | 9 | 2003 | NG BLQ BLQ BLQ BLQ BLQ: NG; NG WDS WDS WDS WDS WDS: DFO; N N N N N N: Y; Y N Y Y Y Y: Y |  | S |  | Y | Commercial CHP | 5 | T | N | N | [17 empty] | N
19528 | University of Illinois | 54780 | University of Illinois Abbott Power Plt | IL | Champaign | T9 | GT | OP | 13 | 13 | 13 |  | 11 | 2003 | NG BLQ BLQ BLQ BLQ BLQ: NG; NG WDS WDS WDS WDS WDS: DFO; N N N N N N: Y; Y N Y Y Y Y: Y |  | S |  | Y | Commercial CHP | 5 | T | N | N | [17 empty] | N
19532 | United Water Conservation Dist | 50076 | Santa Felicia Dam | CA | Ventura | UNT1 | HY | OS | 0.2 | 0.2 | 0.2 |  | 6 | 1987 | NG BLQ BLQ BLQ BLQ BLQ: WAT; N N N N N N: N; Y N Y Y Y Y: N |  | S | 0 | N | IPP Non-CHP | 2 |  | N | N
19532 | United Water Conservation Dist | 50076 | Santa Felicia Dam | CA | Ventura | UNT2 | HY | OS | 1.1 | 1.1 | 1 |  | 6 | 1987 | NG BLQ BLQ BLQ BLQ BLQ: WAT; N N N N N N: N; Y N Y Y Y Y: N |  | S | 0 | N | IPP Non-CHP | 2 |  | N | N
19533 | University of Oklahoma | 50307 | University of Oklahoma | OK | Cleveland | GEN1 | ST | OP | 7.5 | 7.5 | 7.5 |  | 9 | 1964 | [9 empty] | S |  | Y | Commercial CHP | 5 | B | N | N | [17 empty] | N | bar: NG BLQ BLQ BLQ BLQ BLQ; N N N N N N to Y N Y Y Y Y
19533 | University of Oklahoma | 50307 | University of Oklahoma | OK | Cleveland | GEN2 | ST | OP | 2.5 | 2.5 | 2.5 |  | 1 | 2001 | [9 empty] | S |  | Y | Commercial CHP | 5 | B | N | N | [17 empty] | N | bar: NG BLQ BLQ BLQ BLQ BLQ; N N N N N N to Y N Y Y Y Y
19533 | University of Oklahoma | 50307 | University of Oklahoma | OK | Cleveland | GEN3 | ST | OP | 2.5 | 2.5 | 2.5 |  | 8 | 1949 | [9 empty] | S |  | Y | Commercial CHP | 5 | B | N | N | [17 empty] | N | bar: NG BLQ BLQ BLQ BLQ BLQ; N N N N N N to Y N Y Y Y Y
19533 | University of Oklahoma | 50307 | University of Oklahoma | OK | Cleveland | GEN4 | ST | OP | 4.3 | 4.3 | 4.3 |  | 1 | 1985 | [9 empty] | S |  | Y | Commercial CHP | 5 | B | N | N | [17 empty] | N | bar: NG BLQ BLQ BLQ BLQ BLQ; N N N N N N to Y N Y Y Y Y
19533 | University of Oklahoma | 50307 | University of Oklahoma | OK | Cleveland | GEN5 | IC | OP | 1.8 | 1.8 | 1.8 |  | 1 | 2001 | NG BLQ BLQ BLQ BLQ BLQ: DFO; N N N N N N: N; Y N Y Y Y Y: N |  | S |  | Y | Commercial CHP | 5 | B | N | N | [17 empty] | N
19537 | University of Texas at Austin | 50118 | Hal C Weaver Power Plant | TX | Travis | GEN10 | CT | OP | 34.4 | 33 | 32.5 |  | 3 | 2010 | NG BLQ BLQ BLQ BLQ BLQ: NG; N N N N N N: N; Y N Y Y Y Y: Y |  | S |  | Y | Commercial CHP | 5 | T |  | N | [17 empty] | N
19537 | University of Texas at Austin | 50118 | Hal C Weaver Power Plant | TX | Travis | GEN4 | CA | OP | 7.6 | 7.6 | 7.6 |  | 10 | 1951 | NG BLQ BLQ BLQ BLQ BLQ: NG; NG WDS WDS WDS WDS WDS: DFO; N N N N N N: Y; Y N Y Y Y Y: Y |  | S |  | Y | Commercial CHP | 5 | T | Y | N | [17 empty] | N
19537 | University of Texas at Austin | 50118 | Hal C Weaver Power Plant | TX | Travis | GEN5 | CA | OP | 6 | 6 | 6 |  | 9 | 1959 | NG BLQ BLQ BLQ BLQ BLQ: NG; NG WDS WDS WDS WDS WDS: DFO; N N N N N N: Y; Y N Y Y Y Y: Y |  | S |  | Y | Commercial CHP | 5 | T | Y | N | [17 empty] | N
19537 | University of Texas at Austin | 50118 | Hal C Weaver Power Plant | TX | Travis | GEN7 | CA | OP | 28.8 | 27.6 | 27.2 |  | 1 | 1979 | NG BLQ BLQ BLQ BLQ BLQ: NG; NG WDS WDS WDS WDS WDS: DFO; N N N N N N: Y; Y N Y Y Y Y: Y |  | S |  | Y | Commercial CHP | 5 | T | Y | N
19537 | University of Texas at Austin | 50118 | Hal C Weaver Power Plant | TX | Travis | GEN8 | CT | OP | 48.5 | 46.5 | 45.8 |  | 11 | 1987 | NG BLQ BLQ BLQ BLQ BLQ: NG; N N N N N N: N; Y N Y Y Y Y: Y |  | S |  | Y | Commercial CHP | 5 | T |  | N | [17 empty] | N
19537 | University of Texas at Austin | 50118 | Hal C Weaver Power Plant | TX | Travis | GEN9 | CA | OP | 27.2 | 26.1 | 25.7 |  | 11 | 2004 | NG BLQ BLQ BLQ BLQ BLQ: NG; NG WDS WDS WDS WDS WDS: DFO; N N N N N N: Y; Y N Y Y Y Y: Y |  | S |  | Y | Commercial CHP | 5 | T | Y | N | [17 empty] | N
19539 | University of Iowa | 54775 | University of Iowa Main Power Plant | IA | Johnson | DG7 | IC | SB | 1.7 | 1.7 | 1.7 |  | 6 | 1998 | NG BLQ BLQ BLQ BLQ BLQ: DFO; N N N N N N: N; Y N Y Y Y Y: Y | Y | S |  | N | Commercial CHP | 5 |  |  | N | [17 empty] | N
19539 | University of Iowa | 54775 | University of Iowa Main Power Plant | IA | Johnson | GEN1 | ST | OP | 3 | 3 | 3 |  | 1 | 1947 | BIT | OBS | NG |  |  |  | Y | Y |  | S |  | Y | Commercial CHP | 5 | T | N | N | [17 empty] | N |  | Y | Y |  |  |  | NG
19539 | University of Iowa | 54775 | University of Iowa Main Power Plant | IA | Johnson | GEN2 | ST | OP | 3 | 3 | 3 |  | 1 | 1956 | BIT | OBS | NG |  |  |  | Y | Y |  | S |  | Y | Commercial CHP | 5 | T | N | N | [17 empty] | N |  | Y | Y |  |  |  | NG
19539 | University of Iowa | 54775 | University of Iowa Main Power Plant | IA | Johnson | GEN6 | ST | OP | 15 | 15 | 15 |  | 1 | 1974 | BIT | OBS | NG |  |  |  | Y | Y |  | S |  | Y | Commercial CHP | 5 | T | N | N | [17 empty] | N |  | Y | Y |  |  |  | NG
19539 | University of Iowa | 57672 | Oakdale Renewable Energy Plant | IA | Johnson | GE1 | IC | OP | 1.4 | 1.4 | 1.4 |  | 6 | 2010 | NG BLQ BLQ BLQ BLQ BLQ: NG; N N N N N N: N; Y N Y Y Y Y: Y |  | S |  | N | Commercial Non-CHP | 4 |  |  | Y | [12 empty] | N
19539 | University of Iowa | 57672 | Oakdale Renewable Energy Plant | IA | Johnson | GE2 | IC | OP | 1.4 | 1.4 | 1.4 |  | 6 | 2010 | NG BLQ BLQ BLQ BLQ BLQ: NG; N N N N N N: N; Y N Y Y Y Y: Y |  | S |  | N | Commercial Non-CHP | 4 |  |  | Y | [12 empty] | N
19541 | University of North Carolina | 54276 | Univ of NC Chapel Hill Cogen Facility | NC | Orange | ES001 | IC | SB | 2 | 1.8 | 2 |  | 10 | 2007 | NG BLQ BLQ BLQ BLQ BLQ: DFO; N N N N N N: N; Y N Y Y Y Y: Y | Y | S |  | N | Commercial CHP | 5 |  | N
19541 | University of North Carolina | 54276 | Univ of NC Chapel Hill Cogen Facility | NC | Orange | ES002 | IC | SB | 2 | 1.8 | 2 |  | 10 | 2007 | NG BLQ BLQ BLQ BLQ BLQ: DFO; N N N N N N: N; Y N Y Y Y Y: Y | Y | S |  | N | Commercial CHP | 5 |  | N
19541 | University of North Carolina | 54276 | Univ of NC Chapel Hill Cogen Facility | NC | Orange | TG3 | ST | OP | 28 | 28.7 | 28.7 |  | 7 | 1991 | BIT | NG | DFO |  |  |  | N | Y | Y | S |  | Y | Commercial CHP | 5 | T | N | N | [17 empty] | N |  | Y |  |  |  |  | NG | DFO
19545 | Black Hills Power Inc | 3325 | Ben French | SD | Pennington | 1 | IC | SB | 2 | 2 | 2 |  | 7 | 1965 | NG BLQ BLQ BLQ BLQ BLQ: DFO; N N N N N N: N; Y N Y Y Y Y: Y | Y | S |  | N | Electric Utility | 1 |  | N | N | [17 empty] | N
19545 | Black Hills Power Inc | 3325 | Ben French | SD | Pennington | 2 | IC | SB | 2 | 2 | 2 |  | 7 | 1965 | NG BLQ BLQ BLQ BLQ BLQ: DFO; N N N N N N: N; Y N Y Y Y Y: Y | Y | S |  | N | Electric Utility | 1 |  | N | N | [17 empty] | N
19545 | Black Hills Power Inc | 3325 | Ben French | SD | Pennington | 3 | IC | SB | 2 | 2 | 2 |  | 7 | 1965 | NG BLQ BLQ BLQ BLQ BLQ: DFO; N N N N N N: N; Y N Y Y Y Y: Y | Y | S |  | N | Electric Utility | 1 |  | N | N | [17 empty] | N
19545 | Black Hills Power Inc | 3325 | Ben French | SD | Pennington | 4 | IC | SB | 2 | 2 | 2 |  | 7 | 1965 | NG BLQ BLQ BLQ BLQ BLQ: DFO; N N N N N N: N; Y N Y Y Y Y: Y | Y | S |  | N | Electric Utility | 1 |  | N | N | [17 empty] | N
19545 | Black Hills Power Inc | 3325 | Ben French | SD | Pennington | 5 | IC | SB | 2 | 2 | 2 |  | 7 | 1965 | NG BLQ BLQ BLQ BLQ BLQ: DFO; N N N N N N: N; Y N Y Y Y Y: Y | Y | S |  | N | Electric Utility | 1 |  | N | N | [17 empty] | N
19545 | Black Hills Power Inc | 3325 | Ben French | SD | Pennington | GT1 | GT | OP | 25 | 17 | 25 |  | 7 | 1977 | NG BLQ BLQ BLQ BLQ BLQ: NG; NG WDS WDS WDS WDS WDS: DFO; N N N N N N: Y; Y N Y Y Y Y: Y |  | S |  | N | Electric Utility | 1 |  | N | N | [17 empty] | N
19545 | Black Hills Power Inc | 3325 | Ben French | SD | Pennington | GT2 | GT | OP | 25 | 17 | 25 |  | 8 | 1977 | NG BLQ BLQ BLQ BLQ BLQ: NG; NG WDS WDS WDS WDS WDS: DFO; N N N N N N: Y; Y N Y Y Y Y: Y |  | S |  | N | Electric Utility | 1 |  | N | N | [17 empty] | N
19545 | Black Hills Power Inc | 3325 | Ben French | SD | Pennington | GT3 | GT | OP | 25 | 17 | 25 |  | 6 | 1978 | NG BLQ BLQ BLQ BLQ BLQ: NG; NG WDS WDS WDS WDS WDS: DFO; N N N N N N: Y; Y N Y Y Y Y: Y |  | S |  | N | Electric Utility | 1 |  | N | N | [17 empty] | N |  |  | N
19545 | Black Hills Power Inc | 3325 | Ben French | SD | Pennington | GT4 | GT | OP | 25 | 17 | 25 |  | 6 | 1979 | NG BLQ BLQ BLQ BLQ BLQ: NG; NG WDS WDS WDS WDS WDS: DFO; N N N N N N: Y; Y N Y Y Y Y: Y |  | S |  | N | Electric Utility | 1 |  | N | N | [17 empty] | N
19545 | Black Hills Power Inc | 3325 | Ben French | SD | Pennington | ST1 | ST | OP | 25 | 21.6 | 21.6 |  | 4 | 1960 | SUB | DFO | NG |  |  |  | Y | Y |  | S |  | N | Electric Utility | 1 |  | N | Y | [15 empty] | 3 | 2014 | N |  |  | Y |  |  |  | NG
19545 | Black Hills Power Inc | 4150 | Neil Simpson | WY | Campbell | 5 | ST | OP | 21.7 | 14.6 | 18.6 |  | 5 | 1959 | NG BLQ BLQ BLQ BLQ BLQ: SUB; NG WDS WDS WDS WDS WDS: DFO; N N N N N N: N; Y N Y Y Y Y: Y |  | S |  | N | Electric Utility | 1 |  | N | Y | [15 empty] | 3 | 2014 | N | Y |  | N |  |  |  | DFO
19545 | Black Hills Power Inc | 4151 | Osage | WY | Weston | 1 | ST | SB | 11.5 | 10.1 | 10.1 |  | 1 | 1948 | NG BLQ BLQ BLQ BLQ BLQ: SUB; N N N N N N: N; Y N Y Y Y Y: Y | Y | S |  | N | Electric Utility | 1 |  | N | Y | [15 empty] | 3 | 2014 | N | N | N | Y |  |  |  | SUB
19545 | Black Hills Power Inc | 4151 | Osage | WY | Weston | 2 | ST | SB | 11.5 | 10.1 | 10.1 |  | 1 | 1950 | NG BLQ BLQ BLQ BLQ BLQ: SUB; N N N N N N: N; Y N Y Y Y Y: Y | Y | S |  | N | Electric Utility | 1 |  | N | Y | [15 empty] | 3 | 2014 | N | N | N | Y |  |  |  | SUB
19545 | Black Hills Power Inc | 4151 | Osage | WY | Weston | 3 | ST | SB | 11.5 | 10.1 | 10.1 |  | 1 | 1952 | NG BLQ BLQ BLQ BLQ BLQ: SUB; N N N N N N: N; Y N Y Y Y Y: Y | Y | S |  | N | Electric Utility | 1 |  | N | Y | [15 empty] | 3 | 2014 | N | N | N | Y |  |  |  | SUB
19545 | Black Hills Power Inc | 7504 | Neil Simpson II | WY | Campbell | 2 | ST | OP | 80 | 80 | 80 |  | 9 | 1995 | NG BLQ BLQ BLQ BLQ BLQ: SUB; NG WDS WDS WDS WDS WDS: DFO; N N N N N N: N; Y N Y Y Y Y: Y |  | S |  | N | Electric Utility | 1 |  | N | N | [17 empty] | N | Y | [5 empty] | DFO
19545 | Black Hills Power Inc | 7504 | Neil Simpson II | WY | Campbell | GT1 | GT | OP | 40 | 34 | 39.2 |  | 6 | 2000 | NG BLQ BLQ BLQ BLQ BLQ: NG; N N N N N N: N; Y N Y Y Y Y: Y |  | S |  | N | Electric Utility | 1 |  | N | N | [17 empty] | N
19545 | Black Hills Power Inc | 55477 | Neil Simpson Gas Turbine #2 | WY | Campbell | GT2 | GT | OP | 40 | 34 | 39.2 |  | 4 | 2001 | NG BLQ BLQ BLQ BLQ BLQ: NG; N N N N N N: N; Y N Y Y Y Y: Y |  | W |  | N | IPP Non-CHP | 2 |  | N | N | [17 empty] | N
19545 | Black Hills Power Inc | 55478 | Lange Gas Turbines | SD | Pennington | 0001 | GT | OP | 40 | 34 | 39.2 |  | 3 | 2002 | NG BLQ BLQ BLQ BLQ BLQ: NG; N N N N N N: N; Y N Y Y Y Y: Y |  | S |  | N | Electric Utility | 1 |  | N | N | [17 empty] | N
19545 | Black Hills Power Inc | 55479 | Wygen 1 | WY | CAMPBELL | 0001 | ST | OP | 88 | 70 | 90 |  | 1 | 2003 | NG BLQ BLQ BLQ BLQ BLQ: SUB; NG WDS WDS WDS WDS WDS: NG; N N N N N N: N; Y N Y Y Y Y: Y |  | J |  | N | IPP Non-CHP | 2 |  | N | N | [17 empty] | N | Y |  | N |  |  |  | NG
19545 | Black Hills Power Inc | 56319 | Wygen 2 | WY | Campbell | 0001 | ST | OP | 95 | 85 | 95 |  | 1 | 2008 | NG BLQ BLQ BLQ BLQ BLQ: SUB; NG WDS WDS WDS WDS WDS: NG; N N N N N N: N; Y N Y Y Y Y: N |  | W |  | N | Electric Utility | 1 |  | N | N | [17 empty] | N | Y | [5 empty] | NG
19545 | Black Hills Power Inc | 56596 | Wygen III | WY | CAMPBELL | 5 | ST | OP | 116.2 | 100 | 100 |  | 4 | 2010 | NG BLQ BLQ BLQ BLQ BLQ: SUB; NG WDS WDS WDS WDS WDS: NG; N N N N N N: N; Y N Y Y Y Y: Y |  | J |  | N | Electric Utility | 1 |  | N | N | [18 empty] | Y |  | N
19547 | Hawaiian Electric Co Inc | 764 | Honolulu | HI | Honolulu | H8 | ST | OP | 50 | 48.6 | 48.6 |  | 12 | 1954 | NG BLQ BLQ BLQ BLQ BLQ: RFO; N N N N N N: N; Y N Y Y Y Y: Y |  | S |  | N | Electric Utility | 1 |  | N | N | [15 empty] | 1 | 2014 | N | [6 empty] | PG
19547 | Hawaiian Electric Co Inc | 764 | Honolulu | HI | Honolulu | H9 | ST | OP | 54.4 | 51.7 | 51.7 |  | 11 | 1957 | NG BLQ BLQ BLQ BLQ BLQ: RFO; N N N N N N: N; Y N Y Y Y Y: Y |  | S |  | N | Electric Utility | 1 |  | N | N | [15 empty] | 1 | 2014 | N | [6 empty] | PG
19547 | Hawaiian Electric Co Inc | 765 | Kahe | HI | Honolulu | K1 | ST | OP | 81.6 | 77.9 | 77.9 |  | 3 | 1963 | NG BLQ BLQ BLQ BLQ BLQ: RFO; N N N N N N: N; Y N Y Y Y Y: Y |  | S |  | N | Electric Utility | 1 |  | N | N | [24 empty] | PG
19547 | Hawaiian Electric Co Inc | 765 | Kahe | HI | Honolulu | K2 | ST | OP | 81.6 | 78.1 | 78.1 |  | 9 | 1964 | NG BLQ BLQ BLQ BLQ BLQ: RFO; N N N N N N: N; Y N Y Y Y Y: Y |  | S |  | N | Electric Utility | 1 |  | N | N | [24 empty] | PG
19547 | Hawaiian Electric Co Inc | 765 | Kahe | HI | Honolulu | K3 | ST | OP | 85.8 | 82.1 | 82.1 |  | 8 | 1970 | NG BLQ BLQ BLQ BLQ BLQ: RFO; N N N N N N: N; Y N Y Y Y Y: Y |  | S |  | N | Electric Utility | 1 |  | N | N | [24 empty] | DFO
19547 | Hawaiian Electric Co Inc | 765 | Kahe | HI | Honolulu | K4 | ST | OP | 90.9 | 87.2 | 87.2 |  | 6 | 1972 | NG BLQ BLQ BLQ BLQ BLQ: RFO; N N N N N N: N; Y N Y Y Y Y: Y |  | S |  | N | Electric Utility | 1 |  | N | N | [24 empty] | DFO
19547 | Hawaiian Electric Co Inc | 765 | Kahe | HI | Honolulu | K5 | ST | OP | 134.9 | 128.1 | 128.1 |  | 12 | 1974 | NG BLQ BLQ BLQ BLQ BLQ: RFO; N N N N N N: N; Y N Y Y Y Y: Y |  | S |  | N | Electric Utility | 1 |  | N | N | [24 empty] | DFO
19547 | Hawaiian Electric Co Inc | 765 | Kahe | HI | Honolulu | K6 | ST | OP | 134.9 | 128.7 | 128.7 |  | 3 | 1981 | NG BLQ BLQ BLQ BLQ BLQ: RFO; N N N N N N: N; Y N Y Y Y Y: Y |  | S |  | N | Electric Utility | 1 |  | N | N | [24 empty] | DFO
19547 | Hawaiian Electric Co Inc | 766 | Waiau | HI | Honolulu | W10 | GT | OP | 51.3 | 51.2 | 51.2 |  | 12 | 1973 | NG BLQ BLQ BLQ BLQ BLQ: DFO; N N N N N N: N; Y N Y Y Y Y: Y |  | S |  | N | Electric Utility | 1 |  | N | N
19547 | Hawaiian Electric Co Inc | 766 | Waiau | HI | Honolulu | W3 | ST | OP | 50 | 47.2 | 47.2 |  | 12 | 1947 | NG BLQ BLQ BLQ BLQ BLQ: RFO; N N N N N N: N; Y N Y Y Y Y: Y |  | S |  | N | Electric Utility | 1 |  | N | N | [24 empty] | PG
19547 | Hawaiian Electric Co Inc | 766 | Waiau | HI | Honolulu | W4 | ST | OP | 50 | 47.7 | 47.7 |  | 10 | 1950 | NG BLQ BLQ BLQ BLQ BLQ: RFO; N N N N N N: N; Y N Y Y Y Y: Y |  | S |  | N | Electric Utility | 1 |  | N | N | [24 empty] | PG
19547 | Hawaiian Electric Co Inc | 766 | Waiau | HI | Honolulu | W5 | ST | OP | 54.4 | 51.9 | 51.9 |  | 9 | 1959 | NG BLQ BLQ BLQ BLQ BLQ: RFO; N N N N N N: N; Y N Y Y Y Y: Y |  | S |  | N | Electric Utility | 1 |  | N | N | [24 empty] | DFO
19547 | Hawaiian Electric Co Inc | 766 | Waiau | HI | Honolulu | W6 | ST | OP | 54.4 | 51.8 | 51.8 |  | 6 | 1961 | NG BLQ BLQ BLQ BLQ BLQ: RFO; N N N N N N: N; Y N Y Y Y Y: Y |  | S |  | N | Electric Utility | 1 |  | N | N | [24 empty] | DFO
19547 | Hawaiian Electric Co Inc | 766 | Waiau | HI | Honolulu | W7 | ST | OP | 81.6 | 77.8 | 77.8 |  | 10 | 1966 | NG BLQ BLQ BLQ BLQ BLQ: RFO; N N N N N N: N; Y N Y Y Y Y: Y |  | S |  | N | Electric Utility | 1 |  | N | N | [24 empty] | DFO
19547 | Hawaiian Electric Co Inc | 766 | Waiau | HI | Honolulu | W8 | ST | OP | 81.6 | 77.8 | 77.8 |  | 11 | 1968 | NG BLQ BLQ BLQ BLQ BLQ: RFO; N N N N N N: N; Y N Y Y Y Y: Y |  | S |  | N | Electric Utility | 1 |  | N | N | [24 empty] | DFO
19547 | Hawaiian Electric Co Inc | 766 | Waiau | HI | Honolulu | W9 | GT | OP | 51.3 | 51.2 | 51.2 |  | 6 | 1973 | NG BLQ BLQ BLQ BLQ BLQ: DFO; N N N N N N: N; Y N Y Y Y Y: Y |  | S |  | N | Electric Utility | 1 |  | N | N
19547 | Hawaiian Electric Co Inc | 56329 | Campbell Industrial Park | HI | Honolulu | CIP1 | GT | OP | 113 | 113 | 113 |  | 7 | 2009 | NG BLQ BLQ BLQ BLQ BLQ: OBL; NG WDS WDS WDS WDS WDS: DFO; N N N N N N: Y; Y N Y Y Y Y: Y |  | S |  | N | Electric Utility | 1 |  |  | N | [17 empty] | N |  |  |  | N
19553 | Unisea Inc | 54422 | Unisea G 2 | AK | Aleutian Islands | CAT4 | IC | OP | 1 | 1 | 1 |  | 5 | 2012 | NG BLQ BLQ BLQ BLQ BLQ: DFO; N N N N N N: N; Y N Y Y Y Y: Y |  | S |  | N | Industrial Non-CHP | 6 | [20 empty] | N
19553 | Unisea Inc | 54422 | Unisea G 2 | AK | Aleutian Islands | CAT5 | IC | OP | 1 | 1 | 1 |  | 5 | 2012 | NG BLQ BLQ BLQ BLQ BLQ: DFO; N N N N N N: N; Y N Y Y Y Y: Y |  | S |  | N | Industrial Non-CHP | 6 | [20 empty] | N
19553 | Unisea Inc | 54422 | Unisea G 2 | AK | Aleutian Islands | GEN1 | IC | OP | 2.5 | 2.2 | 2.2 |  | 8 | 1990 | NG BLQ BLQ BLQ BLQ BLQ: DFO; NG WDS WDS WDS WDS WDS: OBL; N N N N N N: N; Y N Y Y Y Y: N |  | S |  | N | Industrial Non-CHP | 6 |  | N | N | [17 empty] | N
19553 | Unisea Inc | 54422 | Unisea G 2 | AK | Aleutian Islands | GEN2 | IC | OP | 2.6 | 2.3 | 2.3 |  | 8 | 1990 | NG BLQ BLQ BLQ BLQ BLQ: DFO; NG WDS WDS WDS WDS WDS: OBL; N N N N N N: N; Y N Y Y Y Y: N |  | S |  | N | Industrial Non-CHP | 6 |  | N | N | [17 empty] | N
19553 | Unisea Inc | 54422 | Unisea G 2 | AK | Aleutian Islands | GEN3 | IC | OP | 2.7 | 2.3 | 2.3 |  | 8 | 1990 | NG BLQ BLQ BLQ BLQ BLQ: DFO; NG WDS WDS WDS WDS WDS: OBL; N N N N N N: N; Y N Y Y Y Y: N |  | S |  | N | Industrial Non-CHP | 6 |  | N | N | [17 empty] | N
19553 | Unisea Inc | 54422 | Unisea G 2 | AK | Aleutian Islands | GEN4 | IC | OP | 2.5 | 2.2 | 2.2 |  | 8 | 1990 | NG BLQ BLQ BLQ BLQ BLQ: DFO; NG WDS WDS WDS WDS WDS: OBL; N N N N N N: N; Y N Y Y Y Y: Y |  | S |  | N | Industrial Non-CHP | 6 |  | N | N | [17 empty] | N
19553 | Unisea Inc | 54422 | Unisea G 2 | AK | Aleutian Islands | GEN5 | IC | OP | 2.7 | 2.3 | 2.3 |  | 8 | 1990 | NG BLQ BLQ BLQ BLQ BLQ: DFO; NG WDS WDS WDS WDS WDS: OBL; N N N N N N: N; Y N Y Y Y Y: Y |  | S |  | N | Industrial Non-CHP | 6 |  | N | N | [17 empty] | N
19553 | Unisea Inc | 54422 | Unisea G 2 | AK | Aleutian Islands | GEN6 | IC | OP | 2.5 | 2.2 | 2.2 |  | 8 | 1990 | NG BLQ BLQ BLQ BLQ BLQ: DFO; NG WDS WDS WDS WDS WDS: OBL; N N N N N N: N; Y N Y Y Y Y: Y |  | S |  | N | Industrial Non-CHP | 6 |  | N | N | [17 empty] | N
19558 | Homer Electric Assn Inc | 6283 | Seldovia | AK | Kenai Peninsula | 5 | IC | SB | 1.2 | 1.2 | 1.2 |  | 12 | 2004 | NG BLQ BLQ BLQ BLQ BLQ: DFO; N N N N N N: N; Y N Y Y Y Y: Y | Y | S |  | N | Electric Utility | 1 |  | N | N | [17 empty] | N
19558 | Homer Electric Assn Inc | 6283 | Seldovia | AK | Kenai Peninsula | 6 | IC | SB | 1.2 | 1.2 | 1.2 |  | 12 | 2004 | NG BLQ BLQ BLQ BLQ BLQ: DFO; N N N N N N: N; Y N Y Y Y Y: Y | Y | S |  | N | Electric Utility | 1 |  | N | N | [17 empty] | N
19558 | Homer Electric Assn Inc | 6292 | Bernice Lake | AK | Kenai Peninsula | 2 | GT | SB | 20.7 | 17 | 19 |  | 11 | 1971 | NG BLQ BLQ BLQ BLQ BLQ: NG; N N N N N N: N; Y N Y Y Y Y: Y | Y | S |  | N | Electric Utility | 1 |  |  | N | [12 empty] | N |  |  |  |  | N
19558 | Homer Electric Assn Inc | 6292 | Bernice Lake | AK | Kenai Peninsula | 3 | GT | OP | 28.8 | 22.9 | 26 |  | 12 | 1978 | NG BLQ BLQ BLQ BLQ BLQ: NG; N N N N N N: N; Y N Y Y Y Y: Y |  | S |  | N | Electric Utility | 1 |  |  | N | [12 empty] | N |  |  |  |  | N
19558 | Homer Electric Assn Inc | 6292 | Bernice Lake | AK | Kenai Peninsula | 4 | GT | OP | 27.2 | 22.5 | 22.5 |  | 11 | 1981 | NG BLQ BLQ BLQ BLQ BLQ: NG; N N N N N N: N; Y N Y Y Y Y: Y |  | S |  | N | Electric Utility | 1 |  |  | N | [12 empty] | N |  |  |  |  | N
19558 | Homer Electric Assn Inc | 7367 | Bradley Lake | AK | Kenai Peninsula | 1 | HY | OP | 63 | 63 | 63 |  | 6 | 1991 | NG BLQ BLQ BLQ BLQ BLQ: WAT; N N N N N N: N; Y N Y Y Y Y: Y |  | W |  | N | Electric Utility | 1 |  | N | N | [17 empty] | N
19558 | Homer Electric Assn Inc | 7367 | Bradley Lake | AK | Kenai Peninsula | 2 | HY | OP | 63 | 63 | 63 |  | 6 | 1991 | NG BLQ BLQ BLQ BLQ BLQ: WAT; N N N N N N: N; Y N Y Y Y Y: Y |  | W |  | N | Electric Utility | 1 |  | N | N | [17 empty] | N
19558 | Homer Electric Assn Inc | 55966 | Nikiski Co-Generation | AK | Kenai Peninsula | GT1 | GT | OP | 37.9 | 37.9 | 42 |  | 9 | 1986 | NG BLQ BLQ BLQ BLQ BLQ: NG; N N N N N N: N; Y N Y Y Y Y: Y |  | S |  | N | Electric Utility | 1 |  | N | Y | [8 empty] | CT |  | 3 | 2013 | N
19560 | Tri-Dam Power Authority | 50400 | Sand Bar Power Plant | CA | Tuolumne | GEN1 | HY | OP | 16.2 | 15 | 14 |  | 5 | 1986 | NG BLQ BLQ BLQ BLQ BLQ: WAT; N N N N N N: N; Y N Y Y Y Y: Y |  | S |  | N | IPP Non-CHP | 2 |  | N | N
19564 | University of Notre Dame | 50366 | University of Notre Dame | IN | ST JOSEPH | GEN1 | ST | OP | 3 | 3 | 3 |  | 6 | 1962 | BIT | NG | DFO | RFO |  |  | Y | N |  | S |  | Y | Commercial CHP | 5 | T | N | N | [17 empty] | N |  |  | Y |  |  |  | NG | DFO | RFO
19564 | University of Notre Dame | 50366 | University of Notre Dame | IN | ST JOSEPH | GEN2 | ST | OP | 1.7 | 1.7 | 1.7 |  | 7 | 1952 | BIT | NG | RFO | DFO |  |  | Y | N |  | S |  | Y | Commercial CHP | 5 | T | N | N | [17 empty] | N |  |  | Y |  |  |  | NG | DFO | RFO
19564 | University of Notre Dame | 50366 | University of Notre Dame | IN | ST JOSEPH | GEN3 | IC | SB | 1 | 1 | 1 |  | 7 | 1952 | NG BLQ BLQ BLQ BLQ BLQ: DFO; N N N N N N: N; Y N Y Y Y Y: N | Y | S |  | N | Commercial CHP | 5 |  | N | N | [17 empty] | N
19564 | University of Notre Dame | 50366 | University of Notre Dame | IN | ST JOSEPH | GEN4 | IC | SB | 1 | 1 | 1 |  | 7 | 1952 | NG BLQ BLQ BLQ BLQ BLQ: DFO; N N N N N N: N; Y N Y Y Y Y: N | Y | S |  | N | Commercial CHP | 5 |  | N | N | [17 empty] | N
19564 | University of Notre Dame | 50366 | University of Notre Dame | IN | ST JOSEPH | GEN5 | ST | OP | 2 | 2 | 2 |  | 9 | 1956 | BIT | NG | DFO | RFO |  |  | Y | N |  | S |  | Y | Commercial CHP | 5 | T | N | N | [17 empty] | N |  |  | Y |  |  |  | NG | DFO | RFO
19564 | University of Notre Dame | 50366 | University of Notre Dame | IN | ST JOSEPH | GEN6 | ST | OP | 5 | 5 | 5 |  | 2 | 1967 | BIT | NG | DFO | RFO |  |  | Y | N |  | S |  | Y | Commercial CHP | 5 | T | N | N | [17 empty] | N |  |  | Y |  |  |  | NG | DFO | RFO
19564 | University of Notre Dame | 50366 | University of Notre Dame | IN | ST JOSEPH | GEN7 | ST | OP | 9.4 | 9.4 | 9.4 |  | 3 | 2000 | BIT | NG | DFO | RFO |  |  | Y | N |  | S |  | Y | Commercial CHP | 5 | T | N | N | [17 empty] | N |  |  | Y |  |  |  | NG | DFO | RFO
19564 | University of Notre Dame | 50366 | University of Notre Dame | IN | ST JOSEPH | GEN8 | IC | OP | 1.9 | 1.7 | 1.8 |  | 10 | 2006 | NG BLQ BLQ BLQ BLQ BLQ: DFO; N N N N N N: N; Y N Y Y Y Y: N |  | S |  | N | Commercial CHP | 5 |  | N | N | [17 empty] | N
19564 | University of Notre Dame | 50366 | University of Notre Dame | IN | ST JOSEPH | GEN9 | IC | OP | 1.9 | 1.7 | 1.8 |  | 10 | 2006 | NG BLQ BLQ BLQ BLQ BLQ: DFO; N N N N N N: N; Y N Y Y Y Y: N |  | S |  | N | Commercial CHP | 5 |  | N | N | [17 empty] | N
19564 | University of Notre Dame | 50366 | University of Notre Dame | IN | ST JOSEPH | GN10 | IC | OP | 1.9 | 1.7 | 1.8 |  | 10 | 2006 | NG BLQ BLQ BLQ BLQ BLQ: DFO; N N N N N N: N; Y N Y Y Y Y: N |  | S |  | N | Commercial CHP | 5 |  | N | N | [17 empty] | N
19578 | Upper Peninsula Power Co | 1773 | Prickett | MI | Baraga | 1 | HY | OP | 1.1 | 0.4 | 0.4 |  | 11 | 1931 | NG BLQ BLQ BLQ BLQ BLQ: WAT; N N N N N N: N; Y N Y Y Y Y: Y |  | S | 0 | N | Electric Utility | 1 |  | N | N | [17 empty] | N
19578 | Upper Peninsula Power Co | 1773 | Prickett | MI | Baraga | 2 | HY | OP | 1.1 | 0.4 | 0.4 |  | 11 | 1931 | NG BLQ BLQ BLQ BLQ BLQ: WAT; N N N N N N: N; Y N Y Y Y Y: Y |  | S |  | N | Electric Utility | 1 |  | N | N | [17 empty] | N
19578 | Upper Peninsula Power Co | 1774 | Victoria | MI | Ontonagon | 1 | HY | OP | 6 | 5.1 | 5.1 |  | 1 | 1931 | NG BLQ BLQ BLQ BLQ BLQ: WAT; N N N N N N: N; Y N Y Y Y Y: Y |  | S | 0 | N | Electric Utility | 1 |  | N | N | [17 empty] | N
19578 | Upper Peninsula Power Co | 1774 | Victoria | MI | Ontonagon | 2 | HY | OP | 6 | 5.1 | 5.1 |  | 1 | 1931 | NG BLQ BLQ BLQ BLQ BLQ: WAT; N N N N N N: N; Y N Y Y Y Y: Y |  | S | 0 | N | Electric Utility | 1 |  | N | N | [17 empty] | N
19578 | Upper Peninsula Power Co | 7115 | Hoist | MI | Marquette | 2 | HY | OP | 1.4 | 0.8 | 0.6 |  | 2 | 1988 | NG BLQ BLQ BLQ BLQ BLQ: WAT; N N N N N N: N; Y N Y Y Y Y: Y |  | S | 0 | N | Electric Utility | 1 |  | N | N | [17 empty] | N
19578 | Upper Peninsula Power Co | 7115 | Hoist | MI | Marquette | 3 | HY | OP | 2 | 1.2 | 0.8 |  | 2 | 1988 | NG BLQ BLQ BLQ BLQ BLQ: WAT; N N N N N N: N; Y N Y Y Y Y: Y |  | S | 0 | N | Electric Utility | 1 |  | N | N | [17 empty] | N
19578 | Upper Peninsula Power Co | 7116 | McClure | MI | Marquette | 1 | HY | OP | 4 | 3 | 2.6 |  | 2 | 1988 | NG BLQ BLQ BLQ BLQ BLQ: WAT; N N N N N N: N; Y N Y Y Y Y: Y |  | S | 0 | N | Electric Utility | 1 |  | N | N | [17 empty] | N
19578 | Upper Peninsula Power Co | 7116 | McClure | MI | Marquette | 2 | HY | OP | 4 | 3 | 2.6 |  | 2 | 1988 | NG BLQ BLQ BLQ BLQ BLQ: WAT; N N N N N N: N; Y N Y Y Y Y: Y |  | S | 0 | N | Electric Utility | 1 |  | N | N | [17 empty] | N
19578 | Upper Peninsula Power Co | 7119 | Gladstone | MI | Delta | 1 | GT | OP | 22.6 | 16 | 21.2 |  | 11 | 1975 | NG BLQ BLQ BLQ BLQ BLQ: DFO; N N N N N N: N; Y N Y Y Y Y: Y |  | S |  | N | Electric Utility | 1 |  |  | N | [17 empty] | N
19578 | Upper Peninsula Power Co | 8019 | Portage | MI | Houghton | 1 | GT | OS | 22.6 | 17.5 | 23.1 |  | 11 | 1973 | NG BLQ BLQ BLQ BLQ BLQ: DFO; N N N N N N: N; Y N Y Y Y Y: Y |  | S |  | N | Electric Utility | 1 |  |  | N | [17 empty] | N
19586 | Utica Power Authority | 215 | Angels | CA | Calaveras | 1 | HY | OP | 1.4 | 1 | 1 |  | 1 | 1940 | NG BLQ BLQ BLQ BLQ BLQ: WAT; N N N N N N: N; Y N Y Y Y Y: Y |  | S |  | N | IPP Non-CHP | 2 |  | N | N | [17 empty] | N
19586 | Utica Power Authority | 261 | Murphys | CA | Calaveras | 1 | HY | OP | 4.5 | 3 | 3.8 |  | 3 | 1954 | NG BLQ BLQ BLQ BLQ BLQ: WAT; N N N N N N: N; Y N Y Y Y Y: Y |  | S |  | N | IPP Non-CHP | 2 |  | N | N | [17 empty] | N
19588 | University of Michigan | 50431 | University of Michigan | MI | Washtenaw | TG1 | CA | OP | 12.5 | 11.5 | 11.5 |  | 1 | 1986 | NG BLQ BLQ BLQ BLQ BLQ: NG; NG WDS WDS WDS WDS WDS: DFO; N N N N N N: Y; Y N Y Y Y Y: Y |  | S |  | Y | Commercial CHP | 5 | T | Y | N | [17 empty] | N
19588 | University of Michigan | 50431 | University of Michigan | MI | Washtenaw | TG10 | CT | OP | 3.5 | 3 | 3.6 |  | 6 | 1992 | NG BLQ BLQ BLQ BLQ BLQ: NG; NG WDS WDS WDS WDS WDS: DFO; N N N N N N: Y; Y N Y Y Y Y: Y |  | S |  | Y | Commercial CHP | 5 | T |  | N | [17 empty] | N
19588 | University of Michigan | 50431 | University of Michigan | MI | Washtenaw | TG7 | CA | OP | 12.5 | 11.5 | 11.5 |  | 1 | 1975 | NG BLQ BLQ BLQ BLQ BLQ: NG; NG WDS WDS WDS WDS WDS: DFO; N N N N N N: Y; Y N Y Y Y Y: Y |  | S |  | Y | Commercial CHP | 5 | T | Y | N | [17 empty] | N
19588 | University of Michigan | 50431 | University of Michigan | MI | Washtenaw | TG8 | CA | OP | 12.5 | 11.5 | 11.5 |  | 1 | 1975 | NG BLQ BLQ BLQ BLQ BLQ: NG; NG WDS WDS WDS WDS WDS: DFO; N N N N N N: Y; Y N Y Y Y Y: Y |  | S |  | Y | Commercial CHP | 5 | T | Y | N | [17 empty] | N
19588 | University of Michigan | 50431 | University of Michigan | MI | Washtenaw | TG9 | CT | OP | 3.5 | 3 | 3.6 |  | 8 | 1990 | NG BLQ BLQ BLQ BLQ BLQ: NG; NG WDS WDS WDS WDS WDS: DFO; N N N N N N: Y; Y N Y Y Y Y: Y |  | S |  | Y | Commercial CHP | 5 | T |  | N | [17 empty] | N
19635 | USCE-Missouri River District | 2815 | Garrison | ND | Mercer | 1 | HY | OP | 128 | 102 | 102 |  | 1 | 1956 | NG BLQ BLQ BLQ BLQ BLQ: WAT; N N N N N N: N; Y N Y Y Y Y: Y |  | S |  | N | Electric Utility | 1 |  | N | N | [17 empty] | N
19635 | USCE-Missouri River District | 2815 | Garrison | ND | Mercer | 2 | HY | OP | 128 | 102 | 102 |  | 3 | 1956 | NG BLQ BLQ BLQ BLQ BLQ: WAT; N N N N N N: N; Y N Y Y Y Y: Y |  | S |  | N | Electric Utility | 1 |  | N | N | [17 empty] | N
19635 | USCE-Missouri River District | 2815 | Garrison | ND | Mercer | 3 | HY | OP | 128 | 102 | 102 |  | 8 | 1956 | NG BLQ BLQ BLQ BLQ BLQ: WAT; N N N N N N: N; Y N Y Y Y Y: Y |  | S |  | N | Electric Utility | 1 |  | N | N | [17 empty] | N
19635 | USCE-Missouri River District | 2815 | Garrison | ND | Mercer | 4 | HY | OP | 115 | 102 | 102 |  | 3 | 1960 | NG BLQ BLQ BLQ BLQ BLQ: WAT; N N N N N N: N; Y N Y Y Y Y: Y |  | S |  | N | Electric Utility | 1 |  | N | N | [17 empty] | N
19635 | USCE-Missouri River District | 2815 | Garrison | ND | Mercer | 5 | HY | OP | 115 | 100 | 100 |  | 5 | 1960 | NG BLQ BLQ BLQ BLQ BLQ: WAT; N N N N N N: N; Y N Y Y Y Y: Y |  | S |  | N | Electric Utility | 1 |  | N | N | [17 empty] | N
19635 | USCE-Missouri River District | 3356 | Oahe | SD | Hughes | 1 | HY | OP | 112 | 102 | 102 |  | 4 | 1962 | NG BLQ BLQ BLQ BLQ BLQ: WAT; N N N N N N: N; Y N Y Y Y Y: Y |  | S |  | N | Electric Utility | 1 |  | N | N
19635 | USCE-Missouri River District | 3356 | Oahe | SD | Hughes | 2 | HY | OP | 112 | 102 | 102 |  | 12 | 1962 | NG BLQ BLQ BLQ BLQ BLQ: WAT; N N N N N N: N; Y N Y Y Y Y: Y |  | S |  | N | Electric Utility | 1 |  | N | N
19635 | USCE-Missouri River District | 3356 | Oahe | SD | Hughes | 3 | HY | OP | 112 | 102 | 102 |  | 7 | 1962 | NG BLQ BLQ BLQ BLQ BLQ: WAT; N N N N N N: N; Y N Y Y Y Y: Y |  | S |  | N | Electric Utility | 1 |  | N | N
19635 | USCE-Missouri River District | 3356 | Oahe | SD | Hughes | 4 | HY | OP | 112 | 102 | 102 |  | 10 | 1962 | NG BLQ BLQ BLQ BLQ BLQ: WAT; N N N N N N: N; Y N Y Y Y Y: Y |  | S |  | N | Electric Utility | 1 |  | N | N
19635 | USCE-Missouri River District | 3356 | Oahe | SD | Hughes | 5 | HY | OP | 112 | 102 | 102 |  | 3 | 1963 | NG BLQ BLQ BLQ BLQ BLQ: WAT; N N N N N N: N; Y N Y Y Y Y: Y |  | S |  | N | Electric Utility | 1 |  | N | N
19635 | USCE-Missouri River District | 3356 | Oahe | SD | Hughes | 6 | HY | OP | 112 | 102 | 102 |  | 5 | 1963 | NG BLQ BLQ BLQ BLQ BLQ: WAT; N N N N N N: N; Y N Y Y Y Y: Y |  | S |  | N | Electric Utility | 1 |  | N | N
19635 | USCE-Missouri River District | 3356 | Oahe | SD | Hughes | 7 | HY | OP | 112 | 102 | 102 |  | 6 | 1963 | NG BLQ BLQ BLQ BLQ BLQ: WAT; N N N N N N: N; Y N Y Y Y Y: Y |  | S |  | N | Electric Utility | 1 |  | N | N
19635 | USCE-Missouri River District | 3373 | Fort Randall | SD | Charles Mix | 1 | HY | OP | 40 | 45 | 45 |  | 3 | 1954 | NG BLQ BLQ BLQ BLQ BLQ: WAT; N N N N N N: N; Y N Y Y Y Y: Y |  | S |  | N | Electric Utility | 1 |  | N | N
19635 | USCE-Missouri River District | 3373 | Fort Randall | SD | Charles Mix | 2 | HY | OP | 40 | 45 | 45 |  | 5 | 1954 | NG BLQ BLQ BLQ BLQ BLQ: WAT; N N N N N N: N; Y N Y Y Y Y: Y |  | S |  | N | Electric Utility | 1 |  | N | N
19635 | USCE-Missouri River District | 3373 | Fort Randall | SD | Charles Mix | 3 | HY | OP | 40 | 45 | 45 |  | 10 | 1954 | NG BLQ BLQ BLQ BLQ BLQ: WAT; N N N N N N: N; Y N Y Y Y Y: Y |  | S |  | N | Electric Utility | 1 |  | N | N
19635 | USCE-Missouri River District | 3373 | Fort Randall | SD | Charles Mix | 4 | HY | OP | 40 | 45 | 45 |  | 10 | 1954 | NG BLQ BLQ BLQ BLQ BLQ: WAT; N N N N N N: N; Y N Y Y Y Y: Y |  | S |  | N | Electric Utility | 1 |  | N | N
19635 | USCE-Missouri River District | 3373 | Fort Randall | SD | Charles Mix | 5 | HY | OP | 40 | 45 | 45 |  | 2 | 1955 | NG BLQ BLQ BLQ BLQ BLQ: WAT; N N N N N N: N; Y N Y Y Y Y: Y |  | S |  | N | Electric Utility | 1 |  | N | N
19635 | USCE-Missouri River District | 3373 | Fort Randall | SD | Charles Mix | 6 | HY | OP | 40 | 45 | 45 |  | 6 | 1955 | NG BLQ BLQ BLQ BLQ BLQ: WAT; N N N N N N: N; Y N Y Y Y Y: Y |  | S |  | N | Electric Utility | 1 |  | N | N
19635 | USCE-Missouri River District | 3373 | Fort Randall | SD | Charles Mix | 7 | HY | OP | 40 | 45 | 45 |  | 10 | 1955 | NG BLQ BLQ BLQ BLQ BLQ: WAT; N N N N N N: N; Y N Y Y Y Y: Y |  | S |  | N | Electric Utility | 1 |  | N | N
19635 | USCE-Missouri River District | 3373 | Fort Randall | SD | Charles Mix | 8 | HY | OP | 40 | 45 | 45 |  | 1 | 1956 | NG BLQ BLQ BLQ BLQ BLQ: WAT; N N N N N N: N; Y N Y Y Y Y: Y |  | S |  | N | Electric Utility | 1 |  | N | N
19635 | USCE-Missouri River District | 3375 | Big Bend | SD | Buffalo | 1 | HY | OP | 67.2 | 65 | 65 |  | 9 | 1964 | NG BLQ BLQ BLQ BLQ BLQ: WAT; N N N N N N: N; Y N Y Y Y Y: Y |  | S |  | N | Electric Utility | 1 |  | N | N
19635 | USCE-Missouri River District | 3375 | Big Bend | SD | Buffalo | 2 | HY | OP | 67.2 | 65 | 65 |  | 11 | 1964 | NG BLQ BLQ BLQ BLQ BLQ: WAT; N N N N N N: N; Y N Y Y Y Y: Y |  | S |  | N | Electric Utility | 1 |  | N | N
19635 | USCE-Missouri River District | 3375 | Big Bend | SD | Buffalo | 3 | HY | OP | 67.2 | 65 | 65 |  | 2 | 1965 | NG BLQ BLQ BLQ BLQ BLQ: WAT; N N N N N N: N; Y N Y Y Y Y: Y |  | S |  | N | Electric Utility | 1 |  | N | N
19635 | USCE-Missouri River District | 3375 | Big Bend | SD | Buffalo | 4 | HY | OP | 58.5 | 65 | 65 |  | 5 | 1965 | NG BLQ BLQ BLQ BLQ BLQ: WAT; N N N N N N: N; Y N Y Y Y Y: Y |  | S |  | N | Electric Utility | 1 |  | N | N
19635 | USCE-Missouri River District | 3375 | Big Bend | SD | Buffalo | 5 | HY | OP | 58.5 | 65 | 65 |  | 9 | 1965 | NG BLQ BLQ BLQ BLQ BLQ: WAT; N N N N N N: N; Y N Y Y Y Y: Y |  | S |  | N | Electric Utility | 1 |  | N | N
19635 | USCE-Missouri River District | 3375 | Big Bend | SD | Buffalo | 6 | HY | OP | 58.5 | 65 | 65 |  | 12 | 1965 | NG BLQ BLQ BLQ BLQ BLQ: WAT; N N N N N N: N; Y N Y Y Y Y: Y |  | S |  | N | Electric Utility | 1 |  | N | N
19635 | USCE-Missouri River District | 3375 | Big Bend | SD | Buffalo | 7 | HY | OP | 58.5 | 65 | 65 |  | 5 | 1966 | NG BLQ BLQ BLQ BLQ BLQ: WAT; N N N N N N: N; Y N Y Y Y Y: Y |  | S |  | N | Electric Utility | 1 |  | N | N
19635 | USCE-Missouri River District | 3375 | Big Bend | SD | Buffalo | 8 | HY | OP | 58.5 | 65 | 65 |  | 7 | 1966 | NG BLQ BLQ BLQ BLQ BLQ: WAT; N N N N N N: N; Y N Y Y Y Y: Y |  | S |  | N | Electric Utility | 1 |  | N | N
19635 | USCE-Missouri River District | 6623 | Fort Peck | MT | McCone | 1 | HY | OP | 43.5 | 45 | 45 |  | 7 | 1943 | NG BLQ BLQ BLQ BLQ BLQ: WAT; N N N N N N: N; Y N Y Y Y Y: Y |  | S |  | N | Electric Utility | 1 |  | N | N
19635 | USCE-Missouri River District | 6623 | Fort Peck | MT | McCone | 2 | HY | OS | 18.3 | 18 | 18 |  | 2 | 1948 | NG BLQ BLQ BLQ BLQ BLQ: WAT; N N N N N N: N; Y N Y Y Y Y: Y |  | S |  | N | Electric Utility | 1 |  | N | N
19635 | USCE-Missouri River District | 6623 | Fort Peck | MT | McCone | 3 | HY | OP | 43.5 | 45 | 45 |  | 12 | 1951 | NG BLQ BLQ BLQ BLQ BLQ: WAT; N N N N N N: N; Y N Y Y Y Y: Y |  | S |  | N | Electric Utility | 1 |  | N | N
19635 | USCE-Missouri River District | 6623 | Fort Peck | MT | McCone | 4 | HY | OP | 40 | 46 | 46 |  | 6 | 1961 | NG BLQ BLQ BLQ BLQ BLQ: WAT; N N N N N N: N; Y N Y Y Y Y: Y |  | S |  | N | Electric Utility | 1 |  | N | N
19635 | USCE-Missouri River District | 6623 | Fort Peck | MT | McCone | 5 | HY | OP | 40 | 46 | 46 |  | 6 | 1961 | NG BLQ BLQ BLQ BLQ BLQ: WAT; N N N N N N: N; Y N Y Y Y Y: Y |  | S |  | N | Electric Utility | 1 |  | N | N
19635 | USCE-Missouri River District | 6624 | Gavins Point | NE | Yankton | 1 | HY | OP | 44.1 | 34 | 34 |  | 9 | 1956 | NG BLQ BLQ BLQ BLQ BLQ: WAT; N N N N N N: N; Y N Y Y Y Y: Y |  | S |  | N | Electric Utility | 1 |  | N | N
19635 | USCE-Missouri River District | 6624 | Gavins Point | NE | Yankton | 2 | HY | OP | 44.1 | 34 | 34 |  | 10 | 1956 | NG BLQ BLQ BLQ BLQ BLQ: WAT; N N N N N N: N; Y N Y Y Y Y: Y |  | S |  | N | Electric Utility | 1 |  | N | N
19635 | USCE-Missouri River District | 6624 | Gavins Point | NE | Yankton | 3 | HY | OP | 44.1 | 34 | 34 |  | 1 | 1957 | NG BLQ BLQ BLQ BLQ BLQ: WAT; N N N N N N: N; Y N Y Y Y Y: Y |  | S |  | N | Electric Utility | 1 |  | N | N
19647 | USCE-Little Rock District | 182 | Beaver | AR | Carroll | 1 | HY | OP | 56 | 64.4 | 64.4 |  | 5 | 1965 | NG BLQ BLQ BLQ BLQ BLQ: WAT; N N N N N N: N; Y N Y Y Y Y: Y |  | S |  | N | Electric Utility | 1 |  | N | N
19647 | USCE-Little Rock District | 182 | Beaver | AR | Carroll | 2 | HY | OP | 56 | 64.4 | 64.4 |  | 5 | 1965 | NG BLQ BLQ BLQ BLQ BLQ: WAT; N N N N N N: N; Y N Y Y Y Y: Y |  | S |  | N | Electric Utility | 1 |  | N | N
19647 | USCE-Little Rock District | 188 | Greers Ferry Lake | AR | Cleburne | 1 | HY | OP | 48 | 55.2 | 55.2 |  | 3 | 1964 | NG BLQ BLQ BLQ BLQ BLQ: WAT; N N N N N N: N; Y N Y Y Y Y: Y |  | S |  | N | Electric Utility | 1 |  | N | N
19647 | USCE-Little Rock District | 188 | Greers Ferry Lake | AR | Cleburne | 2 | HY | OP | 48 | 55.2 | 55.2 |  | 5 | 1964 | NG BLQ BLQ BLQ BLQ BLQ: WAT; N N N N N N: N; Y N Y Y Y Y: Y |  | S |  | N | Electric Utility | 1 |  | N | N
19647 | USCE-Little Rock District | 196 | Norfork | AR | Baxter | 1 | HY | OP | 40.2 | 46 | 46 |  | 2 | 1950 | NG BLQ BLQ BLQ BLQ BLQ: WAT; N N N N N N: N; Y N Y Y Y Y: Y |  | S |  | N | Electric Utility | 1 |  | N | N
19647 | USCE-Little Rock District | 196 | Norfork | AR | Baxter | 2 | HY | OP | 40.2 | 46 | 46 |  | 6 | 1944 | NG BLQ BLQ BLQ BLQ BLQ: WAT; N N N N N N: N; Y N Y Y Y Y: Y |  | S |  | N | Electric Utility | 1 |  | N | N
19647 | USCE-Little Rock District | 198 | Bull Shoals | AR | Marion | 1 | HY | OP | 40 | 46 | 46 |  | 9 | 1952 | NG BLQ BLQ BLQ BLQ BLQ: WAT; N N N N N N: N; Y N Y Y Y Y: Y |  | S |  | N | Electric Utility | 1 |  | N | N
19647 | USCE-Little Rock District | 198 | Bull Shoals | AR | Marion | 2 | HY | OP | 40 | 46 | 46 |  | 9 | 1952 | NG BLQ BLQ BLQ BLQ BLQ: WAT; N N N N N N: N; Y N Y Y Y Y: Y |  | S |  | N | Electric Utility | 1 |  | N | N
19647 | USCE-Little Rock District | 198 | Bull Shoals | AR | Marion | 3 | HY | OP | 40 | 46 | 46 |  | 12 | 1952 | NG BLQ BLQ BLQ BLQ BLQ: WAT; N N N N N N: N; Y N Y Y Y Y: Y |  | S |  | N | Electric Utility | 1 |  | N | N
19647 | USCE-Little Rock District | 198 | Bull Shoals | AR | Marion | 4 | HY | OP | 40 | 46 | 46 |  | 6 | 1953 | NG BLQ BLQ BLQ BLQ BLQ: WAT; N N N N N N: N; Y N Y Y Y Y: Y |  | S |  | N | Electric Utility | 1 |  | N | N
19647 | USCE-Little Rock District | 198 | Bull Shoals | AR | Marion | 5 | HY | OP | 45 | 51.7 | 51.7 |  | 1 | 1962 | NG BLQ BLQ BLQ BLQ BLQ: WAT; N N N N N N: N; Y N Y Y Y Y: Y |  | S |  | N | Electric Utility | 1 |  | N | N
19647 | USCE-Little Rock District | 198 | Bull Shoals | AR | Marion | 6 | HY | OP | 45 | 51.7 | 51.7 |  | 2 | 1962 | NG BLQ BLQ BLQ BLQ BLQ: WAT; N N N N N N: N; Y N Y Y Y Y: Y |  | S |  | N | Electric Utility | 1 |  | N | N
19647 | USCE-Little Rock District | 198 | Bull Shoals | AR | Marion | 7 | HY | OP | 45 | 51.7 | 51.7 |  | 8 | 1963 | NG BLQ BLQ BLQ BLQ BLQ: WAT; N N N N N N: N; Y N Y Y Y Y: Y |  | S |  | N | Electric Utility | 1 |  | N | N
19647 | USCE-Little Rock District | 198 | Bull Shoals | AR | Marion | 8 | HY | OP | 45 | 51.7 | 51.7 |  | 9 | 1963 | NG BLQ BLQ BLQ BLQ BLQ: WAT; N N N N N N: N; Y N Y Y Y Y: Y |  | S |  | N | Electric Utility | 1 |  | N | N
19647 | USCE-Little Rock District | 199 | Dardanelle | AR | Pope | 1 | HY | OP | 40.2 | 40.2 | 40.2 |  | 4 | 1965 | NG BLQ BLQ BLQ BLQ BLQ: WAT; N N N N N N: N; Y N Y Y Y Y: Y |  | S |  | N | Electric Utility | 1 |  | N | N
19647 | USCE-Little Rock District | 199 | Dardanelle | AR | Pope | 2 | HY | OP | 40.2 | 40.2 | 40.2 |  | 5 | 1965 | NG BLQ BLQ BLQ BLQ BLQ: WAT; N N N N N N: N; Y N Y Y Y Y: Y |  | S |  | N | Electric Utility | 1 |  | N | N
19647 | USCE-Little Rock District | 199 | Dardanelle | AR | Pope | 3 | HY | OP | 40.2 | 40.2 | 40.2 |  | 9 | 1965 | NG BLQ BLQ BLQ BLQ BLQ: WAT; N N N N N N: N; Y N Y Y Y Y: Y |  | S |  | N | Electric Utility | 1 |  | N | N
19647 | USCE-Little Rock District | 199 | Dardanelle | AR | Pope | 4 | HY | OP | 40.2 | 40.2 | 40.2 |  | 1 | 1966 | NG BLQ BLQ BLQ BLQ BLQ: WAT; N N N N N N: N; Y N Y Y Y Y: Y | Y | S |  | N | Electric Utility | 1 |  | N | N
19647 | USCE-Little Rock District | 2166 | Table Rock | MO | Taney | 1 | HY | OP | 50 | 57.5 | 57.5 |  | 5 | 1959 | NG BLQ BLQ BLQ BLQ BLQ: WAT; N N N N N N: N; Y N Y Y Y Y: Y |  | S |  | N | Electric Utility | 1 |  | N | N
19647 | USCE-Little Rock District | 2166 | Table Rock | MO | Taney | 2 | HY | OP | 50 | 57.5 | 57.5 |  | 5 | 1959 | NG BLQ BLQ BLQ BLQ BLQ: WAT; N N N N N N: N; Y N Y Y Y Y: Y |  | S |  | N | Electric Utility | 1 |  | N | N
19647 | USCE-Little Rock District | 2166 | Table Rock | MO | Taney | 3 | HY | OP | 50 | 57.5 | 57.5 |  | 5 | 1961 | NG BLQ BLQ BLQ BLQ BLQ: WAT; N N N N N N: N; Y N Y Y Y Y: Y |  | S |  | N | Electric Utility | 1 |  | N | N
19647 | USCE-Little Rock District | 2166 | Table Rock | MO | Taney | 4 | HY | OP | 50 | 57.5 | 57.5 |  | 6 | 1961 | NG BLQ BLQ BLQ BLQ BLQ: WAT; N N N N N N: N; Y N Y Y Y Y: Y |  | S |  | N | Electric Utility | 1 |  | N | N
19647 | USCE-Little Rock District | 6142 | Ozark | AR | Franklin | 1 | HY | OP | 20 | 23 | 23 |  | 11 | 1972 | NG BLQ BLQ BLQ BLQ BLQ: WAT; N N N N N N: N; Y N Y Y Y Y: Y |  | S |  | N | Electric Utility | 1 |  | N | N
19647 | USCE-Little Rock District | 6142 | Ozark | AR | Franklin | 2 | HY | OP | 20 | 23 | 23 |  | 8 | 1973 | NG BLQ BLQ BLQ BLQ BLQ: WAT; N N N N N N: N; Y N Y Y Y Y: Y |  | S |  | N | Electric Utility | 1 |  | N | N
19647 | USCE-Little Rock District | 6142 | Ozark | AR | Franklin | 3 | HY | OP | 20 | 23 | 23 |  | 10 | 1973 | NG BLQ BLQ BLQ BLQ BLQ: WAT; N N N N N N: N; Y N Y Y Y Y: Y |  | S |  | N | Electric Utility | 1 |  | N | N
19647 | USCE-Little Rock District | 6142 | Ozark | AR | Franklin | 4 | HY | OP | 20 | 23 | 23 |  | 12 | 1973 | NG BLQ BLQ BLQ BLQ BLQ: WAT; N N N N N N: N; Y N Y Y Y Y: Y |  | S |  | N | Electric Utility | 1 |  | N | N
19647 | USCE-Little Rock District | 6142 | Ozark | AR | Franklin | 5 | HY | OP | 20 | 23 | 23 |  | 5 | 1974 | NG BLQ BLQ BLQ BLQ BLQ: WAT; N N N N N N: N; Y N Y Y Y Y: Y |  | S |  | N | Electric Utility | 1 |  | N | N
19663 | Utah State University | 58139 | Central Energy Plant USU | UT | Cache | TURBI | GT | OP | 5 | 4.4 | 4.6 |  | 8 | 2004 | NG BLQ BLQ BLQ BLQ BLQ: NG; NG WDS WDS WDS WDS WDS: DFO; N N N N N N: Y; Y N Y Y Y Y: Y |  | S |  | N | Commercial Non-CHP | 4 |  |  | N | [17 empty] | N
19664 | University of Washington | 54809 | University of Washington Power Plant | WA | King | DG3 | IC | SB | 2 | 2 | 2 |  | 6 | 1993 | NG BLQ BLQ BLQ BLQ BLQ: DFO; N N N N N N: N; Y N Y Y Y Y: Y | Y | S |  | N | Commercial CHP | 5 |  |  | N | [17 empty] | N
19664 | University of Washington | 54809 | University of Washington Power Plant | WA | King | DG4 | IC | SB | 2 | 2 | 2 |  | 6 | 1993 | NG BLQ BLQ BLQ BLQ BLQ: DFO; N N N N N N: N; Y N Y Y Y Y: Y | Y | S |  | N | Commercial CHP | 5 |  |  | N | [17 empty] | N
19664 | University of Washington | 54809 | University of Washington Power Plant | WA | King | DG5 | IC | SB | 2 | 2 | 2 |  | 6 | 1994 | NG BLQ BLQ BLQ BLQ BLQ: DFO; N N N N N N: N; Y N Y Y Y Y: Y | Y | S |  | N | Commercial CHP | 5 |  |  | N | [17 empty] | N
19664 | University of Washington | 54809 | University of Washington Power Plant | WA | King | DG6 | IC | SB | 2 | 2 | 2 |  | 8 | 2003 | NG BLQ BLQ BLQ BLQ BLQ: DFO; N N N N N N: N; Y N Y Y Y Y: Y | Y | S |  | N | Commercial CHP | 5 |  |  | N | [17 empty] | N
19664 | University of Washington | 54809 | University of Washington Power Plant | WA | King | DG7 | IC | SB | 2 | 2 | 2 |  | 8 | 2003 | NG BLQ BLQ BLQ BLQ BLQ: DFO; N N N N N N: N; Y N Y Y Y Y: Y | Y | S |  | N | Commercial CHP | 5 |  |  | N | [17 empty] | N
19664 | University of Washington | 54809 | University of Washington Power Plant | WA | King | TG2 | ST | OP | 5 | 1 | 5 |  | 1 | 1969 | NG BLQ BLQ BLQ BLQ BLQ: NG; NG WDS WDS WDS WDS WDS: DFO; N N N N N N: Y; Y N Y Y Y Y: Y |  | S |  | Y | Commercial CHP | 5 | B | N | N | [17 empty] | N | [6 empty] | NG | PG
19676 | Valero Refining Co California | 55851 | Valero Refinery Cogeneration Unit 1 | CA | Solano | GT 1 | GT | OP | 51 | 45.4 | 46.8 |  | 10 | 2002 | NG BLQ BLQ BLQ BLQ BLQ: NG; NG WDS WDS WDS WDS WDS: OG; N N N N N N: Y; Y N Y Y Y Y: Y |  | S |  | Y | Industrial CHP | 7 | T | N | N | [17 empty] | N
19685 | Valero Refining Co | 50121 | Valero Refinery Corpus Christi West | TX | Nueces | PRU | ST | OP | 12 | 12 | 12 | TG | 9 | 1983 | NG BLQ BLQ BLQ BLQ BLQ: WH; NG WDS WDS WDS WDS WDS: PC; N N N N N N: N; Y N Y Y Y Y: Y |  | S |  | N | Industrial CHP | 7 |  |  | N | [17 empty] | N |  | N
19685 | Valero Refining Co | 50121 | Valero Refinery Corpus Christi West | TX | Nueces | TG1 | ST | OP | 28.6 | 26.6 | 26.9 | TG | 11 | 1983 | OG | PC | NG |  |  |  | N | Y |  | S |  | N | Industrial CHP | 7 |  | N | N | [17 empty] | N
19685 | Valero Refining Co | 50121 | Valero Refinery Corpus Christi West | TX | Nueces | TG2 | ST | OP | 28.6 | 26.6 | 26.9 | TG | 11 | 1983 | OG | PC | NG |  |  |  | N | Y |  | S |  | N | Industrial CHP | 7 |  | N | N | [17 empty] | N
19691 | Paulsboro Refining Company - LLC | 50628 | Paulsboro Refinery | NJ | Gloucester | GEN1 | CT | OP | 27 | 20.2 | 22.1 |  | 9 | 1991 | NG BLQ BLQ BLQ BLQ BLQ: NG; NG WDS WDS WDS WDS WDS: OG; N N N N N N: N; Y N Y Y Y Y: Y |  | S |  | Y | Industrial CHP | 7 | T | N | N | [17 empty] | N
19691 | Paulsboro Refining Company - LLC | 50628 | Paulsboro Refinery | NJ | Gloucester | GEN2 | CA | OP | 15 | 11.7 | 12.7 |  | 8 | 1982 | NG | OG | DFO |  |  |  | Y | Y |  | S |  | Y | Industrial CHP | 7 | T | Y | N | [17 empty] | N
19691 | Paulsboro Refining Company - LLC | 50628 | Paulsboro Refinery | NJ | Gloucester | GEN3 | CA | OP | 15 | 11.7 | 12.7 |  | 9 | 1991 | NG | OG | DFO |  |  |  | Y | Y |  | S |  | Y | Industrial CHP | 7 | T | Y | N | [17 empty] | N
19691 | Paulsboro Refining Company - LLC | 50628 | Paulsboro Refinery | NJ | Gloucester | GEN4 | OT | OP | 18 | 11.6 | 11.6 |  | 11 | 2006 | NG BLQ BLQ BLQ BLQ BLQ: PC; N N N N N N: N; Y N Y Y Y Y: Y |  | S |  | N | Industrial CHP | 7 |  |  | N | [19 empty] | Y
19722 | City of Vandalia - (MO) | 2165 | Vandalia | MO | Audrain | 1 | IC | OS | 1.2 | 1 | 1 |  | 8 | 1967 | NG BLQ BLQ BLQ BLQ BLQ: DFO; N N N N N N: N; Y N Y Y Y Y: N |  | S |  | N | Electric Utility | 1 |  | N | N
19722 | City of Vandalia - (MO) | 2165 | Vandalia | MO | Audrain | 10 | IC | OP | 1.3 | 1.1 | 1.1 |  | 4 | 1984 | NG BLQ BLQ BLQ BLQ BLQ: DFO; N N N N N N: N; Y N Y Y Y Y: Y |  | S |  | N | Electric Utility | 1 |  | N | N
19722 | City of Vandalia - (MO) | 2165 | Vandalia | MO | Audrain | 11 | IC | OP | 1 | 1 | 1 |  | 7 | 1993 | NG BLQ BLQ BLQ BLQ BLQ: DFO; N N N N N N: N; Y N Y Y Y Y: Y |  | S |  | N | Electric Utility | 1 |  | N | N
19722 | City of Vandalia - (MO) | 2165 | Vandalia | MO | Audrain | 12 | IC | OP | 1 | 1 | 1 |  | 7 | 1993 | NG BLQ BLQ BLQ BLQ BLQ: DFO; N N N N N N: N; Y N Y Y Y Y: Y |  | S |  | N | Electric Utility | 1 |  | N | N
19722 | City of Vandalia - (MO) | 2165 | Vandalia | MO | Audrain | 4A | IC | OP | 1.2 | 1 | 1 |  | 8 | 1996 | NG BLQ BLQ BLQ BLQ BLQ: DFO; N N N N N N: N; Y N Y Y Y Y: Y |  | S |  | N | Electric Utility | 1 |  | N | N
19722 | City of Vandalia - (MO) | 2165 | Vandalia | MO | Audrain | 5A | IC | OP | 1.2 | 1 | 1 |  | 8 | 1996 | NG BLQ BLQ BLQ BLQ BLQ: DFO; N N N N N N: N; Y N Y Y Y Y: Y |  | S |  | N | Electric Utility | 1 |  | N | N
19722 | City of Vandalia - (MO) | 2165 | Vandalia | MO | Audrain | 8 | IC | OS | 1 | 0.8 | 0.8 |  | 8 | 1957 | NG BLQ BLQ BLQ BLQ BLQ: DFO; N N N N N N: N; Y N Y Y Y Y: N |  | S |  | N | Electric Utility | 1 |  | N | N
19722 | City of Vandalia - (MO) | 2165 | Vandalia | MO | Audrain | 9 | IC | OP | 1.4 | 1.1 | 1.1 |  | 6 | 1977 | NG BLQ BLQ BLQ BLQ BLQ: DFO; N N N N N N: N; Y N Y Y Y Y: Y |  | S |  | N | Electric Utility | 1 |  | N | N
19724 | Vanderbilt University | 52048 | Vanderbilt University Power Plant | TN | Davidson | GEN1 | ST | OP | 6.5 | 6.5 | 6.5 |  | 11 | 1988 | NG BLQ BLQ BLQ BLQ BLQ: BIT; N N N N N N: N; Y N Y Y Y Y: N |  | S |  | Y | Commercial CHP | 5 | T | N | N | [20 empty] | Y
19724 | Vanderbilt University | 52048 | Vanderbilt University Power Plant | TN | Davidson | GEN2 | ST | OP | 4.5 | 4.5 | 4.5 |  | 6 | 1989 | NG BLQ BLQ BLQ BLQ BLQ: BIT; N N N N N N: N; Y N Y Y Y Y: N |  | S |  | N | Commercial CHP | 5 |  | N | N | [20 empty] | Y
19724 | Vanderbilt University | 52048 | Vanderbilt University Power Plant | TN | Davidson | GT1 | GT | OP | 5.2 | 4 | 5 |  | 5 | 2002 | [9 empty] | S |  | Y | Commercial CHP | 5 | T | N | N | bar: NG BLQ BLQ BLQ BLQ BLQ; N N N N N N to Y N Y Y Y Y
19724 | Vanderbilt University | 52048 | Vanderbilt University Power Plant | TN | Davidson | GT2 | GT | OP | 5.2 | 4 | 5 |  | 7 | 2002 | [9 empty] | S |  | Y | Commercial CHP | 5 | T | N | N | bar: NG BLQ BLQ BLQ BLQ BLQ; N N N N N N to Y N Y Y Y Y
19726 | Valdosta City of | 54839 | Valdosta Water Treatment Plant | GA | Lowndes | GEN1 | IC | SB | 1.7 | 1.7 | 1.7 |  | 1 | 1993 | NG BLQ BLQ BLQ BLQ BLQ: DFO; N N N N N N: N; Y N Y Y Y Y: N | N | S |  | N | Commercial Non-CHP | 4 |  | N | N
19726 | Valdosta City of | 54839 | Valdosta Water Treatment Plant | GA | Lowndes | GEN2 | IC | SB | 1.7 | 1.7 | 1.7 |  | 11 | 2008 | NG BLQ BLQ BLQ BLQ BLQ: DFO; N N N N N N: N; Y N Y Y Y Y: N | N | S |  | N | Commercial Non-CHP | 4 |  | N | N
19728 | UNS Electric, Inc | 6515 | Valencia | AZ | Santa Cruz | GT1 | GT | SB | 16.8 | 14.7 | 14.7 |  | 8 | 1989 | NG BLQ BLQ BLQ BLQ BLQ: NG; NG WDS WDS WDS WDS WDS: DFO; N N N N N N: Y; Y N Y Y Y Y: Y | Y | S |  | N | Electric Utility | 1 |  | N | N
19728 | UNS Electric, Inc | 6515 | Valencia | AZ | Santa Cruz | GT2 | GT | SB | 16.8 | 14.7 | 14.7 |  | 8 | 1989 | NG BLQ BLQ BLQ BLQ BLQ: NG; NG WDS WDS WDS WDS WDS: DFO; N N N N N N: Y; Y N Y Y Y Y: Y | Y | S |  | N | Electric Utility | 1 |  | N | N
19728 | UNS Electric, Inc | 6515 | Valencia | AZ | Santa Cruz | GT3 | GT | SB | 16.8 | 14.7 | 14.7 |  | 8 | 1989 | NG BLQ BLQ BLQ BLQ BLQ: NG; NG WDS WDS WDS WDS WDS: DFO; N N N N N N: Y; Y N Y Y Y Y: Y | Y | S |  | N | Electric Utility | 1 |  | N | N
19728 | UNS Electric, Inc | 6515 | Valencia | AZ | Santa Cruz | GT4 | GT | OP | 54 | 17 | 19.6 |  | 6 | 2006 | NG BLQ BLQ BLQ BLQ BLQ: NG; NG WDS WDS WDS WDS WDS: DFO; N N N N N N: Y; Y N Y Y Y Y: Y |  | S |  | N | Electric Utility | 1 |  | N | N
19728 | UNS Electric, Inc | 56482 | Black Mountain Generating Station | AZ | MOHAVE | 1 | GT | OP | 60.5 | 45 | 45 |  | 5 | 2008 | NG BLQ BLQ BLQ BLQ BLQ: NG; N N N N N N: N; Y N Y Y Y Y: Y |  | S |  | N | Electric Utility | 1 |  |  | N | [17 empty] | N
19728 | UNS Electric, Inc | 56482 | Black Mountain Generating Station | AZ | MOHAVE | 2 | GT | OP | 60.5 | 45 | 45 |  | 5 | 2008 | NG BLQ BLQ BLQ BLQ BLQ: NG; N N N N N N: N; Y N Y Y Y Y: Y |  | S |  | N | Electric Utility | 1 |  |  | N | [17 empty] | N
19728 | UNS Electric, Inc | 57556 | La Senita | AZ | Mohave | 1 | PV | OP | 1 | 1 | 1 |  | 11 | 2011 | NG BLQ BLQ BLQ BLQ BLQ: SUN; N N N N N N: N; Y N Y Y Y Y: Y |  | S |  | N | Electric Utility | 1 | [20 empty] | N
19740 | AES Wind Generation Inc | 50001 | Altamont Midway Ltd | CA | San Joaquin | WTGS | WT | OP | 10.9 | 10.9 | 10.9 |  | 12 | 1984 | NG BLQ BLQ BLQ BLQ BLQ: WND; N N N N N N: N; Y N Y Y Y Y: Y |  | W | 207 | N | IPP Non-CHP | 2 |  | N | N
19740 | AES Wind Generation Inc | 50485 | Altech III | CA | Riverside | GEN1 | WT | OP | 21.7 | 21.7 | 21.7 |  | 12 | 1985 | NG BLQ BLQ BLQ BLQ BLQ: WND; N N N N N N: N; Y N Y Y Y Y: Y |  | S | 201 | N | IPP Non-CHP | 2 |  | N | N | [17 empty] | N
19740 | AES Wind Generation Inc | 50485 | Altech III | CA | Riverside | GEN2 | WT | OP | 3.4 | 3.4 | 3.4 |  | 12 | 1984 | NG BLQ BLQ BLQ BLQ BLQ: WND; N N N N N N: N; Y N Y Y Y Y: Y |  | S | 53 | N | IPP Non-CHP | 2 |  | N | N | [17 empty] | N
19740 | AES Wind Generation Inc | 50534 | Santa Clara (85C) | CA | Alameda | WGNS | WT | OP | 18 | 18 | 18 |  | 1 | 1986 | NG BLQ BLQ BLQ BLQ BLQ: WND; N N N N N N: N; Y N Y Y Y Y: Y |  | S | 200 | N | IPP Non-CHP | 2 |  | N | N
19740 | AES Wind Generation Inc | 50818 | Altech | CA | San Joaqin | GEN1 | WT | OP | 10.5 | 10.5 | 10.5 |  | 12 | 1983 | NG BLQ BLQ BLQ BLQ BLQ: WND; N N N N N N: N; Y N Y Y Y Y: Y |  | W | 206 | N | IPP Non-CHP | 2 |  | N | N | [17 empty] | N
19740 | AES Wind Generation Inc | 50820 | East Winds Project | CA | Riverside | GEN1 | WT | OP | 4.2 | 4.2 | 4.2 |  | 12 | 1983 | NG BLQ BLQ BLQ BLQ BLQ: WND; N N N N N N: N; Y N Y Y Y Y: Y |  | W | 7 | N | IPP Non-CHP | 2 |  | N | N | [17 empty] | N
19740 | AES Wind Generation Inc | 52162 | 85 A | CA | Kern | WGNS | WT | OP | 14.1 | 14.1 | 14.1 |  | 1 | 1985 | NG BLQ BLQ BLQ BLQ BLQ: WND; N N N N N N: N; Y N Y Y Y Y: Y |  | S | 157 | N | IPP Non-CHP | 2 |  | N | N
19740 | AES Wind Generation Inc | 52163 | 85 B | CA | Kern | WTGN | WT | OP | 21.2 | 21.2 | 21.2 |  | 1 | 1985 | NG BLQ BLQ BLQ BLQ BLQ: WND; N N N N N N: N; Y N Y Y Y Y: Y |  | S | 235 | N | IPP Non-CHP | 2 |  | N | N
19740 | AES Wind Generation Inc | 52165 | Helzel & Schwarzhoff 88 Wind Farm | CA | KERN | WGNS | WT | OP | 1.8 | 1.8 | 1.8 |  | 12 | 1986 | NG BLQ BLQ BLQ BLQ BLQ: WND; N N N N N N: N; Y N Y Y Y Y: Y |  | W | 20 | N | IPP Non-CHP | 2 |  | N | N
19740 | AES Wind Generation Inc | 55208 | Lake Benton I | MN | Lincoln | EXIS | WT | OP | 107.2 | 107.2 | 107.2 |  | 2 | 1998 | NG BLQ BLQ BLQ BLQ BLQ: WND; N N N N N N: N; Y N Y Y Y Y: Y |  | J | 143 | N | IPP Non-CHP | 2 |  | N | N | [17 empty] | N
19740 | AES Wind Generation Inc | 55287 | Storm Lake II | IA | Buena Vista | EXIS | WT | OP | 80.2 | 80.2 | 80.2 |  | 4 | 1999 | NG BLQ BLQ BLQ BLQ BLQ: WND; N N N N N N: N; Y N Y Y Y Y: Y |  | S | 107 | N | IPP Non-CHP | 2 |  | N | N | [17 empty] | N
19740 | AES Wind Generation Inc | 55607 | Foote Creek I | WY | Carbon | GEN1 | WT | OP | 41.4 | 41.4 | 41.4 |  | 4 | 1999 | NG BLQ BLQ BLQ BLQ BLQ: WND; N N N N N N: N; Y N Y Y Y Y: Y |  | J | 69 | N | IPP Non-CHP | 2 |  | N | N | [17 empty] | N
19740 | AES Wind Generation Inc | 55610 | Foote Creek IV | WY | Carbon | GEN1 | WT | OP | 16.8 | 16.8 | 16.8 |  | 8 | 2000 | NG BLQ BLQ BLQ BLQ BLQ: WND; N N N N N N: N; Y N Y Y Y Y: Y |  | W | 28 | N | IPP Non-CHP | 2 |  | N | N | [17 empty] | N
19740 | AES Wind Generation Inc | 55719 | Mountain View I&2 | CA | Riverside | GEN2 | WT | OP | 22.2 | 22.2 | 22.2 |  | 7 | 2001 | NG BLQ BLQ BLQ BLQ BLQ: WND; N N N N N N: N; Y N Y Y Y Y: Y |  | W | 37 | N | IPP Non-CHP | 2 |  |  | N
19740 | AES Wind Generation Inc | 55719 | Mountain View I&2 | CA | Riverside | GENI | WT | OP | 44.4 | 44.4 | 44.4 |  | 6 | 2001 | NG BLQ BLQ BLQ BLQ BLQ: WND; N N N N N N: N; Y N Y Y Y Y: Y |  | W | 74 | N | IPP Non-CHP | 2 |  | N | N | [17 empty] | N
19740 | AES Wind Generation Inc | 55739 | Condon Windpower LLC | OR | Gilliam | GEN1 | WT | OP | 24.6 | 24.6 | 24.6 |  | 12 | 2001 | NG BLQ BLQ BLQ BLQ BLQ: WND; N N N N N N: N; Y N Y Y Y Y: Y |  | S | 41 | N | IPP Non-CHP | 2 |  | N | N | [17 empty] | N
19740 | AES Wind Generation Inc | 55739 | Condon Windpower LLC | OR | Gilliam | GEN2 | WT | OP | 25.2 | 25.2 | 25.2 |  | 5 | 2002 | NG BLQ BLQ BLQ BLQ BLQ: WND; N N N N N N: N; Y N Y Y Y Y: Y |  | S | 42 | N | IPP Non-CHP | 2 |  | N | N | [17 empty] | N
19740 | AES Wind Generation Inc | 55740 | Rock River I LLC | WY | Carbon | GEN1 | WT | OP | 50 | 50 | 50 |  | 10 | 2001 | NG BLQ BLQ BLQ BLQ BLQ: WND; N N N N N N: N; Y N Y Y Y Y: Y |  | W | 50 | N | IPP Non-CHP | 2 |  | N | N | [17 empty] | N
19740 | AES Wind Generation Inc | 56240 | Buffalo Gap Wind Farm | TX | Taylor | 1 | WT | OP | 120.6 | 120.6 | 120.6 |  | 4 | 2006 | NG BLQ BLQ BLQ BLQ BLQ: WND; N N N N N N: N; Y N Y Y Y Y: Y |  | S | 67 | N | IPP Non-CHP | 2 |  |  | N
19740 | AES Wind Generation Inc | 56275 | Helzel & Schwarzhoff 86 | CA | Kern | WGNS | WT | OP | 2.4 | 2.4 | 2.4 |  | 12 | 1986 | NG BLQ BLQ BLQ BLQ BLQ: WND; N N N N N N: N; Y N Y Y Y Y: Y |  | W | 27 | N | IPP Non-CHP | 2 |  | N | N
19740 | AES Wind Generation Inc | 56276 | ZCO | CA | Kern | WGNS | WT | OP | 1.6 | 1.6 | 1.6 |  | 12 | 1985 | NG BLQ BLQ BLQ BLQ BLQ: WND; N N N N N N: N; Y N Y Y Y Y: Y |  | S | 20 | N | IPP Non-CHP | 2 |  | N | N
19740 | AES Wind Generation Inc | 56484 | Buffalo Gap 2 Wind Farm | TX | Nolan | 1 | WT | OP | 232.5 | 232.5 | 232.5 |  | 7 | 2007 | NG BLQ BLQ BLQ BLQ BLQ: WND; N N N N N N: N; Y N Y Y Y Y: Y |  | S | 155 | N | IPP Non-CHP | 2 |  |  | N
19740 | AES Wind Generation Inc | 56638 | Buffalo Gap 3 Wind Farm | TX | Nolan | GEN1 | WT | OP | 170.2 | 170.2 | 170.2 |  | 8 | 2008 | NG BLQ BLQ BLQ BLQ BLQ: WND; N N N N N N: N; Y N Y Y Y Y: Y |  | S | 74 | N | IPP Non-CHP | 2 |  | N | N
19740 | AES Wind Generation Inc | 57447 | Laurel Mountain | WV | Buchanan | 1 | WT | OP | 97.6 | 97.6 | 97.6 |  | 8 | 2011 | NG BLQ BLQ BLQ BLQ BLQ: WND; N N N N N N: N; Y N Y Y Y Y: Y |  | S | 61 | N | IPP Non-CHP | 2
19740 | AES Wind Generation Inc | 57447 | Laurel Mountain | WV | Buchanan | 2 | BA | OP | 32 | 32 | 32 |  | 10 | 2011 | NG BLQ BLQ BLQ BLQ BLQ: MWH; N N N N N N: N; Y N Y Y Y Y: Y |  | S |  | N | IPP Non-CHP | 2
19740 | AES Wind Generation Inc | 57459 | Mountain View IV | CA | Riverside | 1 | WT | OP | 49 | 49 | 49 |  | 2 | 2012 | NG BLQ BLQ BLQ BLQ BLQ: WND; N N N N N N: N; Y N Y Y Y Y: Y |  | S | 49 | N | IPP Non-CHP | 2
19774 | Valley Falls Associates | 50034 | Valley Falls Hydroelectric Facility | NY | Rensselaer | GEN1 | HY | OP | 2.5 | 2.5 | 2.5 |  | 1 | 1992 | NG BLQ BLQ BLQ BLQ BLQ: WAT; N N N N N N: N; Y N Y Y Y Y: Y |  | S | 0 | N | IPP Non-CHP | 2 |  | N | N
19781 | Viking Energy Corp | 50770 | Viking Energy of McBain | MI | Missaukee | GEN1 | ST | OP | 18 | 16.3 | 16.3 |  | 12 | 1988 | WDS | TDF | NG |  |  |  | Y | Y |  | S |  | N | IPP Non-CHP | 2 |  | N | N | [17 empty] | N | [6 empty] | NG
19781 | Viking Energy Corp | 50772 | Viking Energy of Lincoln | MI | Alcona | GEN1 | ST | OP | 18 | 16.3 | 16.3 |  | 1 | 1989 | WDS | TDF | NG |  |  |  | Y | Y |  | S |  | N | IPP Non-CHP | 2 |  | N | N | [17 empty] | N | [6 empty] | NG
19794 | Omya Inc | 7337 | Florence | VT | Rutland | 1 | GT | OP | 4.6 | 3 | 4 |  | 9 | 1992 | NG BLQ BLQ BLQ BLQ BLQ: DFO; N N N N N N: N; Y N Y Y Y Y: Y |  | S |  | N | Electric Utility | 1 |  | N | N | [12 empty] | N
19794 | Omya Inc | 7337 | Florence | VT | Rutland | 2 | GT | OP | 4.6 | 2.9 | 3.9 |  | 9 | 1992 | NG BLQ BLQ BLQ BLQ BLQ: DFO; N N N N N N: N; Y N Y Y Y Y: Y |  | S |  | N | Electric Utility | 1 |  | N | N | [12 empty] | N
19798 | City of Vernon | 7436 | Vernon | CA | Los Angeles | JH1 | IC | OS | 6 | 3.6 | 4 |  | 9 | 1933 | NG BLQ BLQ BLQ BLQ BLQ: DFO; N N N N N N: N; Y N Y Y Y Y: Y |  | S |  | N | Electric Utility | 1 |  | N | N
19798 | City of Vernon | 7436 | Vernon | CA | Los Angeles | JH2 | IC | OS | 6 | 3.6 | 4 |  | 9 | 1933 | NG BLQ BLQ BLQ BLQ BLQ: DFO; N N N N N N: N; Y N Y Y Y Y: Y |  | S |  | N | Electric Utility | 1 |  | N | N
19798 | City of Vernon | 7436 | Vernon | CA | Los Angeles | JH3 | IC | OS | 6 | 3.6 | 4.6 |  | 9 | 1933 | NG BLQ BLQ BLQ BLQ BLQ: DFO; N N N N N N: N; Y N Y Y Y Y: Y |  | S |  | N | Electric Utility | 1 |  | N | N
19798 | City of Vernon | 7436 | Vernon | CA | Los Angeles | JH4 | IC | OS | 6 | 3.6 | 4 |  | 9 | 1933 | NG BLQ BLQ BLQ BLQ BLQ: DFO; N N N N N N: N; Y N Y Y Y Y: Y |  | S |  | N | Electric Utility | 1 |  | N | N
19798 | City of Vernon | 7436 | Vernon | CA | Los Angeles | JH5 | IC | OS | 6 | 3.6 | 4 |  | 9 | 1933 | NG BLQ BLQ BLQ BLQ BLQ: DFO; N N N N N N: N; Y N Y Y Y Y: Y |  | S |  | N | Electric Utility | 1 |  | N | N
19798 | City of Vernon | 56039 | H. Gonzales | CA | Los Angeles | G1 | GT | OP | 5.9 | 5.4 | 5.9 |  | 1 | 1987 | NG BLQ BLQ BLQ BLQ BLQ: NG; N N N N N N: N; Y N Y Y Y Y: Y |  | S |  | N | Electric Utility | 1 |  | N | N
19798 | City of Vernon | 56039 | H. Gonzales | CA | Los Angeles | G2 | GT | OP | 5.9 | 5.4 | 5.9 |  | 1 | 1987 | NG BLQ BLQ BLQ BLQ BLQ: NG; N N N N N N: N; Y N Y Y Y Y: Y |  | S |  | N | Electric Utility | 1 |  | N | N
19804 | City of Vero Beach | 693 | Vero Beach Municipal Power Plant | FL | Indian River | 1 | ST | OP | 12.5 | 13 | 13 |  | 11 | 1961 | NG BLQ BLQ BLQ BLQ BLQ: NG; N N N N N N: N; Y N Y Y Y Y: Y |  | S |  | N | Electric Utility | 1 |  | N | N | [17 empty] | N
19804 | City of Vero Beach | 693 | Vero Beach Municipal Power Plant | FL | Indian River | 2 | CA | OP | 16.5 | 13 | 13 | G561 | 8 | 1964 | NG BLQ BLQ BLQ BLQ BLQ: NG; N N N N N N: N; Y N Y Y Y Y: Y |  | S |  | N | Electric Utility | 1 |  | N | N | [17 empty] | N
19804 | City of Vero Beach | 693 | Vero Beach Municipal Power Plant | FL | Indian River | 3 | ST | OP | 33 | 33 | 33 |  | 9 | 1971 | NG BLQ BLQ BLQ BLQ BLQ: NG; NG WDS WDS WDS WDS WDS: RFO; N N N N N N: Y; Y N Y Y Y Y: Y |  | S |  | N | Electric Utility | 1 |  | N | N | [17 empty] | N
19804 | City of Vero Beach | 693 | Vero Beach Municipal Power Plant | FL | Indian River | 4 | ST | OP | 55 | 56 | 56 |  | 8 | 1976 | NG BLQ BLQ BLQ BLQ BLQ: NG; NG WDS WDS WDS WDS WDS: RFO; N N N N N N: Y; Y N Y Y Y Y: Y |  | S |  | N | Electric Utility | 1 |  | N | N | [17 empty] | N
19804 | City of Vero Beach | 693 | Vero Beach Municipal Power Plant | FL | Indian River | 5 | CT | OP | 41.4 | 35 | 40 | G561 | 12 | 1992 | NG BLQ BLQ BLQ BLQ BLQ: NG; NG WDS WDS WDS WDS WDS: DFO; N N N N N N: Y; Y N Y Y Y Y: Y |  | S |  | N | Electric Utility | 1 |  | N | N | [17 empty] | N
19827 | Victory Garden Phase IV LLC | 52160 | Victory Garden Phase IV LLC | CA | Kern | WGNS | WT | OP | 22 | 22 | 22 |  | 5 | 1990 | NG BLQ BLQ BLQ BLQ BLQ: WND; N N N N N N: N; Y N Y Y Y Y: Y |  | S | 96 | N | IPP Non-CHP | 2 |  | N | N | [17 empty] | N
19830 | NRG Vienna Operations Inc | 1564 | Vienna Operations | MD | Dorchester | 10 | GT | OP | 18.6 | 15.9 | 19.9 |  | 1 | 1968 | NG BLQ BLQ BLQ BLQ BLQ: DFO; N N N N N N: N; Y N Y Y Y Y: Y |  | W |  | N | IPP Non-CHP | 2 |  | N | N | [12 empty] | N |  |  |  |  | N
19830 | NRG Vienna Operations Inc | 1564 | Vienna Operations | MD | Dorchester | 8 | ST | OP | 162 | 153 | 153 |  | 1 | 1972 | NG BLQ BLQ BLQ BLQ BLQ: RFO; NG WDS WDS WDS WDS WDS: DFO; N N N N N N: N; Y N Y Y Y Y: Y |  | W |  | N | IPP Non-CHP | 2 |  | N | N | [12 empty] | N |  |  |  |  | N | [6 empty] | DFO
19843 | City of Villisca - (IA) | 1193 | Villisca Municipal Power Plant | IA | Montgomery | 5 | IC | SB | 2 | 2 | 2 |  | 6 | 2003 | NG BLQ BLQ BLQ BLQ BLQ: DFO; N N N N N N: N; Y N Y Y Y Y: Y | Y | S |  | N | Electric Utility | 1 |  | N | N | [17 empty] | N
19843 | City of Villisca - (IA) | 1193 | Villisca Municipal Power Plant | IA | Montgomery | 6 | IC | SB | 2 | 2 | 2 |  | 6 | 2003 | NG BLQ BLQ BLQ BLQ BLQ: DFO; N N N N N N: N; Y N Y Y Y Y: Y | Y | S |  | N | Electric Utility | 1 |  | N | N | [17 empty] | N
19856 | City of Vineland - (NJ) | 2434 | Howard Down | NJ | Cumberland | 11 | GT | OP | 68.2 | 56.2 | 64 |  | 6 | 2012 | NG BLQ BLQ BLQ BLQ BLQ: NG; NG WDS WDS WDS WDS WDS: DFO; N N N N N N: Y; Y N Y Y Y Y: Y |  | S |  | N | Electric Utility | 1 |  | N | [18 empty] | N
19856 | City of Vineland - (NJ) | 6776 | West Station | NJ | Cumberland | 1 | GT | OP | 27 | 26 | 32 |  | 6 | 1972 | NG BLQ BLQ BLQ BLQ BLQ: DFO; N N N N N N: N; Y N Y Y Y Y: Y |  | S |  | N | Electric Utility | 1 |  | N | N | [17 empty] | N | N |  | N
19865 | City of Vinton - (IA) | 1194 | Vinton | IA | Benton | 1 | IC | OP | 1.3 | 1.2 | 1.2 |  | 6 | 1955 | NG BLQ BLQ BLQ BLQ BLQ: DFO; NG WDS WDS WDS WDS WDS: NG; N N N N N N: Y; Y N Y Y Y Y: N |  | S |  | N | Electric Utility | 1 |  | N | N | [17 empty] | N
19865 | City of Vinton - (IA) | 1194 | Vinton | IA | Benton | 10 | IC | OP | 0.8 | 0.6 | 0.6 |  | 6 | 2009 | NG BLQ BLQ BLQ BLQ BLQ: DFO; N N N N N N: N; Y N Y Y Y Y: N |  | S |  | N | Electric Utility | 1 |  |  | N | [17 empty] | N
19865 | City of Vinton - (IA) | 1194 | Vinton | IA | Benton | 5 | IC | OS | 0.6 | 0.5 | 0.5 |  | 6 | 1946 | NG BLQ BLQ BLQ BLQ BLQ: DFO; N N N N N N: N; Y N Y Y Y Y: N |  | S |  | N | Electric Utility | 1 |  | N | N
19865 | City of Vinton - (IA) | 1194 | Vinton | IA | Benton | 6 | IC | OP | 2.5 | 2.5 | 2.5 |  | 6 | 1961 | NG BLQ BLQ BLQ BLQ BLQ: DFO; NG WDS WDS WDS WDS WDS: NG; N N N N N N: Y; Y N Y Y Y Y: N |  | S |  | N | Electric Utility | 1 |  | N | N
19865 | City of Vinton - (IA) | 1194 | Vinton | IA | Benton | 7 | IC | OP | 3.7 | 3.7 | 3.7 |  | 6 | 1967 | NG BLQ BLQ BLQ BLQ BLQ: DFO; NG WDS WDS WDS WDS WDS: NG; N N N N N N: Y; Y N Y Y Y Y: N |  | S |  | N | Electric Utility | 1 |  | N | N | [17 empty] | N
19865 | City of Vinton - (IA) | 1194 | Vinton | IA | Benton | 8 | IC | OP | 5.6 | 5.6 | 5.6 |  | 88 | 1973 | NG BLQ BLQ BLQ BLQ BLQ: DFO; NG WDS WDS WDS WDS WDS: NG; N N N N N N: Y; Y N Y Y Y Y: N |  | S |  | N | Electric Utility | 1 |  | N | N | [17 empty] | N
19865 | City of Vinton - (IA) | 1194 | Vinton | IA | Benton | 9 | IC | OP | 3 | 3 | 3 |  | 9 | 1992 | NG BLQ BLQ BLQ BLQ BLQ: DFO; NG WDS WDS WDS WDS WDS: NG; N N N N N N: Y; Y N Y Y Y Y: N |  | S |  | N | Electric Utility | 1 |  | N | N | [17 empty] | N
19867 | Village of Viola | 4139 | Viola | WI | Richland | 3 | IC | OP | 1.8 | 1.8 | 1.8 |  | 1 | 2002 | NG BLQ BLQ BLQ BLQ BLQ: DFO; N N N N N N: N; Y N Y Y Y Y: Y | Y | S |  | N | Electric Utility | 1 |  | N | N | [17 empty] | N
19876 | Virginia Electric & Power Co | 2756 | Gaston | NC | Halifax | 1 | HY | OP | 44.4 | 55 | 55 |  | 3 | 1963 | NG BLQ BLQ BLQ BLQ BLQ: WAT; N N N N N N: N; Y N Y Y Y Y: Y |  | S |  | N | Electric Utility | 1 |  | N | N
19876 | Virginia Electric & Power Co | 2756 | Gaston | NC | Halifax | 2 | HY | OP | 44.4 | 55 | 55 |  | 2 | 1963 | NG BLQ BLQ BLQ BLQ BLQ: WAT; N N N N N N: N; Y N Y Y Y Y: Y |  | S |  | N | Electric Utility | 1 |  | N | N
19876 | Virginia Electric & Power Co | 2756 | Gaston | NC | Halifax | 3 | HY | OP | 44.4 | 55 | 55 |  | 2 | 1963 | NG BLQ BLQ BLQ BLQ BLQ: WAT; N N N N N N: N; Y N Y Y Y Y: Y |  | S | 0 | N | Electric Utility | 1 |  | N | N
19876 | Virginia Electric & Power Co | 2756 | Gaston | NC | Halifax | 4 | HY | OP | 44.4 | 55 | 55 |  | 2 | 1963 | NG BLQ BLQ BLQ BLQ BLQ: WAT; N N N N N N: N; Y N Y Y Y Y: Y |  | S | 0 | N | Electric Utility | 1 |  | N | N
19876 | Virginia Electric & Power Co | 2758 | Roanoke Rapids | NC | Halifax | 1 | HY | OP | 25 | 24 | 24 |  | 12 | 1955 | NG BLQ BLQ BLQ BLQ BLQ: WAT; N N N N N N: N; Y N Y Y Y Y: Y |  | S | 0 | N | Electric Utility | 1 |  | N | N
19876 | Virginia Electric & Power Co | 2758 | Roanoke Rapids | NC | Halifax | 2 | HY | OP | 25 | 24 | 24 |  | 10 | 1955 | NG BLQ BLQ BLQ BLQ BLQ: WAT; N N N N N N: N; Y N Y Y Y Y: Y |  | S |  | N | Electric Utility | 1 |  | N | N
19876 | Virginia Electric & Power Co | 2758 | Roanoke Rapids | NC | Halifax | 3 | HY | OP | 25 | 24 | 24 |  | 9 | 1955 | NG BLQ BLQ BLQ BLQ BLQ: WAT; N N N N N N: N; Y N Y Y Y Y: Y |  | S | 0 | N | Electric Utility | 1 |  | N | N
19876 | Virginia Electric & Power Co | 2758 | Roanoke Rapids | NC | Halifax | 4 | HY | OP | 25 | 23 | 23 |  | 9 | 1955 | NG BLQ BLQ BLQ BLQ BLQ: WAT; N N N N N N: N; Y N Y Y Y Y: Y |  | S |  | N | Electric Utility | 1 |  | N | N
19876 | Virginia Electric & Power Co | 3796 | Bremo Bluff | VA | Fluvanna | 3 | ST | OP | 69 | 71 | 74 |  | 6 | 1950 | NG BLQ BLQ BLQ BLQ BLQ: BIT; N N N N N N: N; Y N Y Y Y Y: Y |  | S |  | N | Electric Utility | 1 |  | N | Y | [12 empty] | Y | 4 | 2014 |  |  |  | Y |  | Y |  |  |  | DFO
19876 | Virginia Electric & Power Co | 3796 | Bremo Bluff | VA | Fluvanna | 4 | ST | OP | 185.2 | 156 | 161 |  | 8 | 1958 | NG BLQ BLQ BLQ BLQ BLQ: BIT; N N N N N N: N; Y N Y Y Y Y: Y |  | S |  | N | Electric Utility | 1 |  | N | Y | [12 empty] | Y | 4 | 2014 |  |  |  | Y |  | Y |  |  |  | DFO
19876 | Virginia Electric & Power Co | 3797 | Chesterfield | VA | Chesterfield | 3 | ST | OP | 112.5 | 97.5 | 101.5 |  | 12 | 1952 | NG BLQ BLQ BLQ BLQ BLQ: BIT; N N N N N N: N; Y N Y Y Y Y: Y |  | S |  | N | Electric Utility | 1 |  | N | N | [12 empty] | N |  |  |  |  | N | Y |  | Y |  |  |  | DFO
19876 | Virginia Electric & Power Co | 3797 | Chesterfield | VA | Chesterfield | 4 | ST | OP | 187.5 | 162.5 | 167.5 |  | 6 | 1960 | NG BLQ BLQ BLQ BLQ BLQ: BIT; N N N N N N: N; Y N Y Y Y Y: Y |  | S |  | N | Electric Utility | 1 |  | N | N | [12 empty] | N |  |  |  |  | N | Y |  | Y |  |  |  | DFO
19876 | Virginia Electric & Power Co | 3797 | Chesterfield | VA | Chesterfield | 5 | ST | OP | 359 | 336 | 342 |  | 8 | 1964 | NG BLQ BLQ BLQ BLQ BLQ: BIT; N N N N N N: N; Y N Y Y Y Y: Y |  | S |  | N | Electric Utility | 1 |  | N | [13 empty] | N |  |  |  |  | N | Y |  | Y |  |  |  | DFO
19876 | Virginia Electric & Power Co | 3797 | Chesterfield | VA | Chesterfield | 6 | ST | OP | 693.9 | 657 | 690 |  | 12 | 1969 | NG BLQ BLQ BLQ BLQ BLQ: BIT; N N N N N N: N; Y N Y Y Y Y: Y |  | S |  | N | Electric Utility | 1 |  | N | [13 empty] | N |  |  |  |  | N | Y |  | Y |  |  |  | DFO
19876 | Virginia Electric & Power Co | 3797 | Chesterfield | VA | Chesterfield | CT7 | CT | OP | 145 | 142 | 166 | CH7 | 6 | 1990 | NG BLQ BLQ BLQ BLQ BLQ: NG; NG WDS WDS WDS WDS WDS: DFO; N N N N N N: Y; Y N Y Y Y Y: Y |  | S |  | N | Electric Utility | 1 |  | N | N | [17 empty] | N
19876 | Virginia Electric & Power Co | 3797 | Chesterfield | VA | Chesterfield | CT8 | CT | OP | 148 | 140 | 175 | CH8 | 5 | 1992 | NG BLQ BLQ BLQ BLQ BLQ: NG; NG WDS WDS WDS WDS WDS: DFO; N N N N N N: Y; Y N Y Y Y Y: Y |  | S |  | N | Electric Utility | 1 |  | N | N | [17 empty] | N
19876 | Virginia Electric & Power Co | 3797 | Chesterfield | VA | Chesterfield | CW7 | CA | OP | 74.4 | 55 | 60 | CH7 | 6 | 1990 | NG BLQ BLQ BLQ BLQ BLQ: NG; NG WDS WDS WDS WDS WDS: DFO; N N N N N N: N; Y N Y Y Y Y: Y |  | S |  | N | Electric Utility | 1 |  | N | N | [17 empty] | N
19876 | Virginia Electric & Power Co | 3797 | Chesterfield | VA | Chesterfield | CW8 | CA | OP | 79.2 | 60 | 61 | CH8 | 5 | 1992 | NG BLQ BLQ BLQ BLQ BLQ: NG; NG WDS WDS WDS WDS WDS: DFO; N N N N N N: N; Y N Y Y Y Y: Y |  | S |  | N | Electric Utility | 1 |  | N | N | [17 empty] | N
19876 | Virginia Electric & Power Co | 3798 | Cushaw | VA | Amherst | 1 | HY | OP | 1.5 | 0.4 | 0.4 |  | 1 | 1930 | NG BLQ BLQ BLQ BLQ BLQ: WAT; N N N N N N: N; Y N Y Y Y Y: Y |  | S | 0 | N | Electric Utility | 1 |  | N | N
19876 | Virginia Electric & Power Co | 3798 | Cushaw | VA | Amherst | 2 | HY | OP | 1.5 | 0.4 | 0.4 |  | 1 | 1930 | NG BLQ BLQ BLQ BLQ BLQ: WAT; N N N N N N: N; Y N Y Y Y Y: Y |  | S | 0 | N | Electric Utility | 1 |  | N | N
19876 | Virginia Electric & Power Co | 3798 | Cushaw | VA | Amherst | 3 | HY | OP | 1.5 | 0.4 | 0.4 |  | 1 | 1930 | NG BLQ BLQ BLQ BLQ BLQ: WAT; N N N N N N: N; Y N Y Y Y Y: Y |  | S |  | N | Electric Utility | 1 |  | N | N
19876 | Virginia Electric & Power Co | 3798 | Cushaw | VA | Amherst | 4 | HY | OP | 1.5 | 0.4 | 0.4 |  | 1 | 1930 | NG BLQ BLQ BLQ BLQ BLQ: WAT; N N N N N N: N; Y N Y Y Y Y: Y |  | S | 0 | N | Electric Utility | 1 |  | N | N
19876 | Virginia Electric & Power Co | 3798 | Cushaw | VA | Amherst | 5 | HY | OP | 1.5 | 0.4 | 0.4 |  | 1 | 1930 | NG BLQ BLQ BLQ BLQ BLQ: WAT; N N N N N N: N; Y N Y Y Y Y: Y |  | S |  | N | Electric Utility | 1 |  | N | N
19876 | Virginia Electric & Power Co | 3799 | Low Moor | VA | Alleghany | GT1 | GT | OP | 20.7 | 12 | 17 |  | 7 | 1971 | NG BLQ BLQ BLQ BLQ BLQ: DFO; N N N N N N: N; Y N Y Y Y Y: Y |  | S |  | N | Electric Utility | 1 |  | N | N
19876 | Virginia Electric & Power Co | 3799 | Low Moor | VA | Alleghany | GT2 | GT | OP | 20.7 | 12 | 16 |  | 7 | 1971 | NG BLQ BLQ BLQ BLQ BLQ: DFO; N N N N N N: N; Y N Y Y Y Y: Y |  | S |  | N | Electric Utility | 1 |  | N | N
19876 | Virginia Electric & Power Co | 3799 | Low Moor | VA | Alleghany | GT3 | GT | OP | 20.7 | 12 | 15 |  | 8 | 1971 | NG BLQ BLQ BLQ BLQ BLQ: DFO; N N N N N N: N; Y N Y Y Y Y: Y |  | S |  | N | Electric Utility | 1 |  | N | N
19876 | Virginia Electric & Power Co | 3799 | Low Moor | VA | Alleghany | GT4 | GT | OP | 20.7 | 12 | 17 |  | 8 | 1971 | NG BLQ BLQ BLQ BLQ BLQ: DFO; N N N N N N: N; Y N Y Y Y Y: Y |  | S |  | N | Electric Utility | 1 |  | N | N
19876 | Virginia Electric & Power Co | 3800 | Northern Neck | VA | Richmond | GT1 | GT | OP | 20.7 | 12 | 18 |  | 7 | 1971 | NG BLQ BLQ BLQ BLQ BLQ: DFO; N N N N N N: N; Y N Y Y Y Y: Y |  | S |  | N | Electric Utility | 1 |  | N | N
19876 | Virginia Electric & Power Co | 3800 | Northern Neck | VA | Richmond | GT2 | GT | OP | 20.7 | 11 | 17 |  | 8 | 1971 | NG BLQ BLQ BLQ BLQ BLQ: DFO; N N N N N N: N; Y N Y Y Y Y: Y |  | S |  | N | Electric Utility | 1 |  | N | N
19876 | Virginia Electric & Power Co | 3800 | Northern Neck | VA | Richmond | GT3 | GT | OP | 20.7 | 12 | 17 |  | 7 | 1971 | NG BLQ BLQ BLQ BLQ BLQ: DFO; N N N N N N: N; Y N Y Y Y Y: Y |  | S |  | N | Electric Utility | 1 |  | N | N
19876 | Virginia Electric & Power Co | 3800 | Northern Neck | VA | Richmond | GT4 | GT | OP | 20.7 | 12 | 18 |  | 8 | 1971 | NG BLQ BLQ BLQ BLQ BLQ: DFO; N N N N N N: N; Y N Y Y Y Y: Y |  | S |  | N | Electric Utility | 1 |  | N | N
19876 | Virginia Electric & Power Co | 3803 | Chesapeake | VA | Chesapeake | 3 | ST | OP | 185.2 | 156 | 162 |  | 6 | 1959 | NG BLQ BLQ BLQ BLQ BLQ: BIT; N N N N N N: N; Y N Y Y Y Y: Y |  | S |  | N | Electric Utility | 1 |  | N | Y | [15 empty] | 1 | 2015 | N | Y |  | Y |  |  |  | DFO
19876 | Virginia Electric & Power Co | 3803 | Chesapeake | VA | Chesapeake | 6 | GT | OP | 16.3 | 12 | 16 |  | 7 | 1969 | NG BLQ BLQ BLQ BLQ BLQ: DFO; N N N N N N: N; Y N Y Y Y Y: Y |  | S |  | N | Electric Utility | 1 |  | N | N | [17 empty] | N
19876 | Virginia Electric & Power Co | 3803 | Chesapeake | VA | Chesapeake | GT1 | GT | OP | 18.5 | 15 | 20 |  | 12 | 1967 | NG BLQ BLQ BLQ BLQ BLQ: DFO; N N N N N N: N; Y N Y Y Y Y: Y |  | S |  | N | Electric Utility | 1 |  | N | N | [17 empty] | N
19876 | Virginia Electric & Power Co | 3803 | Chesapeake | VA | Chesapeake | GT2 | GT | OP | 16.3 | 12 | 17 |  | 3 | 1969 | NG BLQ BLQ BLQ BLQ BLQ: DFO; N N N N N N: N; Y N Y Y Y Y: Y |  | S |  | N | Electric Utility | 1 |  | N | N | [17 empty] | N
19876 | Virginia Electric & Power Co | 3803 | Chesapeake | VA | Chesapeake | GT4 | GT | OP | 16.3 | 12 | 16 |  | 5 | 1969 | NG BLQ BLQ BLQ BLQ BLQ: DFO; N N N N N N: N; Y N Y Y Y Y: Y |  | S |  | N | Electric Utility | 1 |  | N | N | [17 empty] | N
19876 | Virginia Electric & Power Co | 3803 | Chesapeake | VA | Chesapeake | ST1 | ST | OP | 112.5 | 111 | 111 |  | 6 | 1953 | NG BLQ BLQ BLQ BLQ BLQ: BIT; N N N N N N: N; Y N Y Y Y Y: Y |  | S |  | N | Electric Utility | 1 |  | N | Y | [15 empty] | 1 | 2015 | N | Y |  | Y |  |  |  | DFO
19876 | Virginia Electric & Power Co | 3803 | Chesapeake | VA | Chesapeake | ST2 | ST | OP | 112.5 | 111 | 111 |  | 12 | 1954 | NG BLQ BLQ BLQ BLQ BLQ: BIT; N N N N N N: N; Y N Y Y Y Y: Y |  | S |  | N | Electric Utility | 1 |  | N | Y | [15 empty] | 1 | 2015 | N | Y |  | Y |  |  |  | DFO
19876 | Virginia Electric & Power Co | 3803 | Chesapeake | VA | Chesapeake | ST4 | ST | OP | 239.3 | 217 | 221 |  | 5 | 1962 | NG BLQ BLQ BLQ BLQ BLQ: BIT; N N N N N N: N; Y N Y Y Y Y: Y |  | S |  | N | Electric Utility | 1 |  | N | Y | [15 empty] | 1 | 2015 | N | Y |  | Y |  |  |  | DFO
19876 | Virginia Electric & Power Co | 3804 | Possum Point | VA | Prince William | 3 | ST | OP | 113.6 | 96 | 100 |  | 6 | 1955 | NG BLQ BLQ BLQ BLQ BLQ: NG; N N N N N N: N; Y N Y Y Y Y: Y |  | S |  | N | Electric Utility | 1 |  | N | N
19876 | Virginia Electric & Power Co | 3804 | Possum Point | VA | Prince William | 4 | ST | OP | 239.3 | 220 | 225 |  | 4 | 1962 | NG BLQ BLQ BLQ BLQ BLQ: NG; N N N N N N: N; Y N Y Y Y Y: Y |  | S |  | N | Electric Utility | 1 |  | N | N
19876 | Virginia Electric & Power Co | 3804 | Possum Point | VA | Prince William | 5 | ST | OP | 882 | 786 | 805 |  | 6 | 1975 | NG BLQ BLQ BLQ BLQ BLQ: RFO; N N N N N N: N; Y N Y Y Y Y: Y |  | S |  | N | Electric Utility | 1 |  | N | N | [24 empty] | DFO
19876 | Virginia Electric & Power Co | 3804 | Possum Point | VA | Prince William | 6A | CT | OP | 174 | 148.5 | 176.5 | G784 | 7 | 2003 | NG BLQ BLQ BLQ BLQ BLQ: NG; NG WDS WDS WDS WDS WDS: DFO; N N N N N N: Y; Y N Y Y Y Y: Y |  | S |  | N | Electric Utility | 1 |  | N | N | [17 empty] | N
19876 | Virginia Electric & Power Co | 3804 | Possum Point | VA | Prince William | 6B | CT | OP | 174 | 148.5 | 176.5 | G784 | 7 | 2003 | NG BLQ BLQ BLQ BLQ BLQ: NG; NG WDS WDS WDS WDS WDS: DFO; N N N N N N: Y; Y N Y Y Y Y: Y |  | S |  | N | Electric Utility | 1 |  | N | N | [17 empty] | N
19876 | Virginia Electric & Power Co | 3804 | Possum Point | VA | Prince William | 6ST | CA | OP | 265 | 262 | 262 | G784 | 7 | 2003 | NG BLQ BLQ BLQ BLQ BLQ: NG; NG WDS WDS WDS WDS WDS: DFO; N N N N N N: N; Y N Y Y Y Y: Y |  | S |  | N | Electric Utility | 1 |  | Y | N | [17 empty] | N
19876 | Virginia Electric & Power Co | 3804 | Possum Point | VA | Prince William | GT1 | GT | OP | 16 | 12 | 19 |  | 5 | 1968 | NG BLQ BLQ BLQ BLQ BLQ: DFO; N N N N N N: N; Y N Y Y Y Y: Y |  | S |  | N | Electric Utility | 1 |  | N | N
19876 | Virginia Electric & Power Co | 3804 | Possum Point | VA | Prince William | GT2 | GT | OP | 16 | 12 | 17 |  | 5 | 1968 | NG BLQ BLQ BLQ BLQ BLQ: DFO; N N N N N N: N; Y N Y Y Y Y: Y |  | S |  | N | Electric Utility | 1 |  | N | N
19876 | Virginia Electric & Power Co | 3804 | Possum Point | VA | Prince William | GT3 | GT | OP | 16 | 12 | 16 |  | 5 | 1968 | NG BLQ BLQ BLQ BLQ BLQ: DFO; N N N N N N: N; Y N Y Y Y Y: Y |  | S |  | N | Electric Utility | 1 |  | N | N
19876 | Virginia Electric & Power Co | 3804 | Possum Point | VA | Prince William | GT4 | GT | OP | 16 | 12 | 18 |  | 5 | 1968 | NG BLQ BLQ BLQ BLQ BLQ: DFO; N N N N N N: N; Y N Y Y Y Y: Y |  | S |  | N | Electric Utility | 1 |  | N | N
19876 | Virginia Electric & Power Co | 3804 | Possum Point | VA | Prince William | GT5 | GT | OP | 16 | 12 | 17 |  | 5 | 1968 | NG BLQ BLQ BLQ BLQ BLQ: DFO; N N N N N N: N; Y N Y Y Y Y: Y |  | S |  | N | Electric Utility | 1 |  | N | N
19876 | Virginia Electric & Power Co | 3804 | Possum Point | VA | Prince William | GT6 | GT | OP | 16 | 12 | 19 |  | 5 | 1968 | NG BLQ BLQ BLQ BLQ BLQ: DFO; N N N N N N: N; Y N Y Y Y Y: Y |  | S |  | N | Electric Utility | 1 |  | N | N
19876 | Virginia Electric & Power Co | 3806 | Surry | VA | Surry | 1 | ST | OP | 847.5 | 838 | 875 |  | 12 | 1972 | NG BLQ BLQ BLQ BLQ BLQ: NUC; N N N N N N: N; Y N Y Y Y Y: Y |  | S |  | N | Electric Utility | 1 |  | N | N | [12 empty] | N |  |  |  |  | N
19876 | Virginia Electric & Power Co | 3806 | Surry | VA | Surry | 2 | ST | OP | 847.5 | 838 | 875 |  | 5 | 1973 | NG BLQ BLQ BLQ BLQ BLQ: NUC; N N N N N N: N; Y N Y Y Y Y: Y |  | S |  | N | Electric Utility | 1 |  | N | N | [12 empty] | N |  |  |  |  | N
19876 | Virginia Electric & Power Co | 3809 | Yorktown | VA | York | 1 | ST | OP | 187.5 | 159 | 162 |  | 7 | 1957 | NG BLQ BLQ BLQ BLQ BLQ: BIT; N N N N N N: N; Y N Y Y Y Y: Y |  | S |  | N | Electric Utility | 1 |  | N | Y | [15 empty] | 1 | 2015 |  | Y |  | Y |  |  |  | NG | DFO | DFO
19876 | Virginia Electric & Power Co | 3809 | Yorktown | VA | York | 2 | ST | OP | 187.5 | 164 | 165 |  | 1 | 1959 | NG BLQ BLQ BLQ BLQ BLQ: BIT; N N N N N N: N; Y N Y Y Y Y: Y |  | S |  | N | Electric Utility | 1 |  | N | Y | [15 empty] | 1 | 2015 |  | Y |  | Y |  |  |  | DFO
19876 | Virginia Electric & Power Co | 3809 | Yorktown | VA | York | 3 | ST | OP | 882 | 818 | 820 |  | 12 | 1974 | NG BLQ BLQ BLQ BLQ BLQ: RFO; N N N N N N: N; Y N Y Y Y Y: Y |  | S |  | N | Electric Utility | 1 |  | N | N | [24 empty] | NG
19876 | Virginia Electric & Power Co | 3954 | Mt Storm | WV | Grant | 1 | ST | OP | 570.2 | 524 | 539 |  | 9 | 1965 | NG BLQ BLQ BLQ BLQ BLQ: BIT; N N N N N N: N; Y N Y Y Y Y: Y |  | S |  | N | Electric Utility | 1 |  | N | Y | 30 | 30 | 6 | 2013 | [8 empty] | N | [5 empty] | Y |  | Y |  |  |  | DFO
19876 | Virginia Electric & Power Co | 3954 | Mt Storm | WV | Grant | 2 | ST | OP | 570.2 | 555 | 570 |  | 7 | 1966 | NG BLQ BLQ BLQ BLQ BLQ: BIT; N N N N N N: N; Y N Y Y Y Y: Y |  | S |  | N | Electric Utility | 1 |  | N | [13 empty] | N | [5 empty] | Y |  | Y |  |  |  | DFO
19876 | Virginia Electric & Power Co | 3954 | Mt Storm | WV | Grant | 3 | ST | OP | 522 | 520 | 537 |  | 12 | 1973 | NG BLQ BLQ BLQ BLQ BLQ: BIT; NG WDS WDS WDS WDS WDS: WO; N N N N N N: N; Y N Y Y Y Y: Y |  | S |  | N | Electric Utility | 1 |  | N | N | [12 empty] | N | [5 empty] | Y |  | Y |  |  |  | DFO
19876 | Virginia Electric & Power Co | 3954 | Mt Storm | WV | Grant | JF1 | GT | OP | 18.5 | 11 | 15 |  | 10 | 1967 | NG BLQ BLQ BLQ BLQ BLQ: JF; N N N N N N: N; Y N Y Y Y Y: Y |  | S |  | N | Electric Utility | 1 |  | N | N
19876 | Virginia Electric & Power Co | 6167 | Bath County | VA | Bath | 1 | PS | OP | 477 | 500 | 500 |  | 12 | 1985 | NG BLQ BLQ BLQ BLQ BLQ: WAT; N N N N N N: N; Y N Y Y Y Y: Y |  | J | 0 | N | Electric Utility | 1 |  | N | N
19876 | Virginia Electric & Power Co | 6167 | Bath County | VA | Bath | 2 | PS | OP | 477 | 500 | 500 |  | 12 | 1985 | NG BLQ BLQ BLQ BLQ BLQ: WAT; N N N N N N: N; Y N Y Y Y Y: Y |  | J | 0 | N | Electric Utility | 1 |  | N | N
19876 | Virginia Electric & Power Co | 6167 | Bath County | VA | Bath | 3 | PS | OP | 477 | 502 | 502 |  | 12 | 1985 | NG BLQ BLQ BLQ BLQ BLQ: WAT; N N N N N N: N; Y N Y Y Y Y: Y |  | J | 0 | N | Electric Utility | 1 |  | N | N
19876 | Virginia Electric & Power Co | 6167 | Bath County | VA | Bath | 4 | PS | OP | 477 | 500 | 500 |  | 12 | 1985 | NG BLQ BLQ BLQ BLQ BLQ: WAT; N N N N N N: N; Y N Y Y Y Y: Y |  | J | 0 | N | Electric Utility | 1 |  | N | N
19876 | Virginia Electric & Power Co | 6167 | Bath County | VA | Bath | 5 | PS | OP | 477 | 501 | 501 |  | 12 | 1985 | NG BLQ BLQ BLQ BLQ BLQ: WAT; N N N N N N: N; Y N Y Y Y Y: Y |  | J | 0 | N | Electric Utility | 1 |  | N | N
19876 | Virginia Electric & Power Co | 6167 | Bath County | VA | Bath | 6 | PS | OP | 477 | 500 | 500 |  | 12 | 1985 | NG BLQ BLQ BLQ BLQ BLQ: WAT; N N N N N N: N; Y N Y Y Y Y: Y |  | J | 0 | N | Electric Utility | 1 |  | N | N
19876 | Virginia Electric & Power Co | 6168 | North Anna | VA | Louisa | 1 | ST | OP | 979.7 | 943 | 975 |  | 6 | 1978 | NG BLQ BLQ BLQ BLQ BLQ: NUC; N N N N N N: N; Y N Y Y Y Y: Y |  | J |  | N | Electric Utility | 1 |  | N | N | [12 empty] | N
19876 | Virginia Electric & Power Co | 6168 | North Anna | VA | Louisa | 2 | ST | OP | 979.7 | 943 | 975 |  | 12 | 1980 | NG BLQ BLQ BLQ BLQ BLQ: NUC; N N N N N N: N; Y N Y Y Y Y: Y |  | J |  | N | Electric Utility | 1 |  | N | N | [12 empty] | N
19876 | Virginia Electric & Power Co | 6168 | North Anna | VA | Louisa | HC1 | HY | OP | 1 | 1 | 1 |  | 12 | 1987 | NG BLQ BLQ BLQ BLQ BLQ: WAT; N N N N N N: N; Y N Y Y Y Y: Y |  | S | 0 | N | Electric Utility | 1 |  | N | N
19876 | Virginia Electric & Power Co | 7032 | Gravel Neck | VA | Surry | 1 | GT | OP | 16.3 | 12 | 15 |  | 8 | 1970 | NG BLQ BLQ BLQ BLQ BLQ: DFO; N N N N N N: N; Y N Y Y Y Y: Y |  | S |  | N | Electric Utility | 1 |  | N | N | [17 empty] | N
19876 | Virginia Electric & Power Co | 7032 | Gravel Neck | VA | Surry | 2 | GT | OP | 23.8 | 16 | 23 |  | 12 | 1970 | NG BLQ BLQ BLQ BLQ BLQ: DFO; N N N N N N: N; Y N Y Y Y Y: Y |  | S |  | N | Electric Utility | 1 |  | N | N | [17 empty] | N
19876 | Virginia Electric & Power Co | 7032 | Gravel Neck | VA | Surry | 3 | GT | OP | 91.9 | 85 | 98 |  | 10 | 1989 | NG BLQ BLQ BLQ BLQ BLQ: NG; NG WDS WDS WDS WDS WDS: DFO; N N N N N N: Y; Y N Y Y Y Y: Y |  | S |  | N | Electric Utility | 1 |  | N | N | [17 empty] | N
19876 | Virginia Electric & Power Co | 7032 | Gravel Neck | VA | Surry | 4 | GT | OP | 91.9 | 85 | 97 |  | 7 | 1989 | NG BLQ BLQ BLQ BLQ BLQ: NG; NG WDS WDS WDS WDS WDS: DFO; N N N N N N: Y; Y N Y Y Y Y: Y |  | S |  | N | Electric Utility | 1 |  | N | N | [17 empty] | N
19876 | Virginia Electric & Power Co | 7032 | Gravel Neck | VA | Surry | 5 | GT | OP | 91.9 | 85 | 98 |  | 7 | 1989 | NG BLQ BLQ BLQ BLQ BLQ: NG; NG WDS WDS WDS WDS WDS: DFO; N N N N N N: Y; Y N Y Y Y Y: Y |  | S |  | N | Electric Utility | 1 |  | N | N | [17 empty] | N
19876 | Virginia Electric & Power Co | 7032 | Gravel Neck | VA | Surry | 6 | GT | OP | 91.9 | 85 | 97 |  | 11 | 1989 | NG BLQ BLQ BLQ BLQ BLQ: NG; NG WDS WDS WDS WDS WDS: DFO; N N N N N N: Y; Y N Y Y Y Y: Y |  | S |  | N | Electric Utility | 1 |  | N | N | [17 empty] | N
19876 | Virginia Electric & Power Co | 7212 | Darbytown | VA | Henrico | 1 | GT | OP | 92.1 | 84 | 98 |  | 5 | 1990 | NG BLQ BLQ BLQ BLQ BLQ: NG; NG WDS WDS WDS WDS WDS: DFO; N N N N N N: Y; Y N Y Y Y Y: Y |  | S |  | N | Electric Utility | 1 |  | N | N | [17 empty] | N
19876 | Virginia Electric & Power Co | 7212 | Darbytown | VA | Henrico | 2 | GT | OP | 92.1 | 84 | 97 |  | 5 | 1990 | NG BLQ BLQ BLQ BLQ BLQ: NG; NG WDS WDS WDS WDS WDS: DFO; N N N N N N: Y; Y N Y Y Y Y: Y |  | S |  | N | Electric Utility | 1 |  | N | N | [17 empty] | N
19876 | Virginia Electric & Power Co | 7212 | Darbytown | VA | Henrico | 3 | GT | OP | 92.1 | 84 | 95 |  | 4 | 1990 | NG BLQ BLQ BLQ BLQ BLQ: NG; NG WDS WDS WDS WDS WDS: DFO; N N N N N N: Y; Y N Y Y Y Y: Y |  | S |  | N | Electric Utility | 1 |  | N | N | [17 empty] | N
19876 | Virginia Electric & Power Co | 7212 | Darbytown | VA | Henrico | 4 | GT | OP | 92.1 | 84 | 97 |  | 4 | 1990 | NG BLQ BLQ BLQ BLQ BLQ: NG; NG WDS WDS WDS WDS WDS: DFO; N N N N N N: Y; Y N Y Y Y Y: Y |  | S |  | N | Electric Utility | 1 |  | N | N
19876 | Virginia Electric & Power Co | 7213 | Clover | VA | Halifax | 1 | ST | OP | 424 | 431 | 435 |  | 10 | 1995 | NG BLQ BLQ BLQ BLQ BLQ: BIT; N N N N N N: N; Y N Y Y Y Y: Y |  | J |  | N | Electric Utility | 1 |  | N | N | [18 empty] | Y |  | Y |  |  |  | DFO
19876 | Virginia Electric & Power Co | 7213 | Clover | VA | Halifax | 2 | ST | OP | 424 | 434 | 438 |  | 3 | 1996 | NG BLQ BLQ BLQ BLQ BLQ: BIT; N N N N N N: N; Y N Y Y Y Y: Y |  | J |  | N | Electric Utility | 1 |  | N | N | [18 empty] | Y |  | Y |  |  |  | DFO
19876 | Virginia Electric & Power Co | 7838 | Remington | VA | Fauquier | 1 | GT | OP | 178.5 | 153 | 187 |  | 6 | 2000 | NG BLQ BLQ BLQ BLQ BLQ: NG; NG WDS WDS WDS WDS WDS: DFO; N N N N N N: Y; Y N Y Y Y Y: Y |  | S |  | N | Electric Utility | 1 |  | N | N
19876 | Virginia Electric & Power Co | 7838 | Remington | VA | Fauquier | 2 | GT | OP | 170 | 151 | 187 |  | 6 | 2000 | NG BLQ BLQ BLQ BLQ BLQ: NG; NG WDS WDS WDS WDS WDS: DFO; N N N N N N: Y; Y N Y Y Y Y: Y |  | S |  | N | Electric Utility | 1 |  | N | N
19876 | Virginia Electric & Power Co | 7838 | Remington | VA | Fauquier | 3 | GT | OP | 178.5 | 152 | 187 |  | 7 | 2000 | NG BLQ BLQ BLQ BLQ BLQ: NG; NG WDS WDS WDS WDS WDS: DFO; N N N N N N: Y; Y N Y Y Y Y: Y |  | S |  | N | Electric Utility | 1 |  | N | N
19876 | Virginia Electric & Power Co | 7838 | Remington | VA | Fauquier | 4 | GT | OP | 178.5 | 152 | 187 |  | 7 | 2000 | NG BLQ BLQ BLQ BLQ BLQ: NG; NG WDS WDS WDS WDS WDS: DFO; N N N N N N: Y; Y N Y Y Y Y: Y |  | S |  | N | Electric Utility | 1 |  | N | N
19876 | Virginia Electric & Power Co | 7839 | Ladysmith | VA | Caroline | 1 | GT | OP | 178.5 | 151 | 183 |  | 5 | 2001 | NG BLQ BLQ BLQ BLQ BLQ: NG; NG WDS WDS WDS WDS WDS: DFO; N N N N N N: Y; Y N Y Y Y Y: Y |  | S |  | N | Electric Utility | 1 |  | N | N
19876 | Virginia Electric & Power Co | 7839 | Ladysmith | VA | Caroline | 2 | GT | OP | 178.5 | 151 | 183 |  | 5 | 2001 | NG BLQ BLQ BLQ BLQ BLQ: NG; NG WDS WDS WDS WDS WDS: DFO; N N N N N N: Y; Y N Y Y Y Y: Y |  | S |  | N | Electric Utility | 1 |  | N | N
19876 | Virginia Electric & Power Co | 7839 | Ladysmith | VA | Caroline | 3 | GT | OP | 178.5 | 161 | 183 |  | 6 | 2008 | NG BLQ BLQ BLQ BLQ BLQ: NG; NG WDS WDS WDS WDS WDS: DFO; N N N N N N: Y; Y N Y Y Y Y: Y |  | S |  | N | Electric Utility | 1 |  | N | N
19876 | Virginia Electric & Power Co | 7839 | Ladysmith | VA | Caroline | 4 | GT | OP | 178.5 | 160 | 183 |  | 6 | 2008 | NG BLQ BLQ BLQ BLQ BLQ: NG; NG WDS WDS WDS WDS WDS: DFO; N N N N N N: Y; Y N Y Y Y Y: Y |  | S |  | N | Electric Utility | 1 |  | N | N
19876 | Virginia Electric & Power Co | 7839 | Ladysmith | VA | Caroline | 5 | GT | OP | 178.5 | 160 | 183 |  | 4 | 2009 | NG BLQ BLQ BLQ BLQ BLQ: NG; NG WDS WDS WDS WDS WDS: DFO; N N N N N N: Y; Y N Y Y Y Y: Y |  | S |  | N | Electric Utility | 1 |  | N | N | [17 empty] | N
19876 | Virginia Electric & Power Co | 10771 | Hopewell Power Station | VA | Hopewell City | 1 | ST | OP | 71.1 | 63 | 63 |  | 7 | 1992 | NG BLQ BLQ BLQ BLQ BLQ: BIT; N N N N N N: N; Y N Y Y Y Y: Y |  | S |  | N | Electric Utility | 1 |  | N | Y | [9 empty] | WDS | 8 | 2013 | N |  |  |  |  | N |  |  | Y |  |  |  | NG
19876 | Virginia Electric & Power Co | 10773 | Altavista Power Station | VA | Campbell | 1 | ST | OP | 71.1 | 63 | 63 |  | 2 | 1992 | NG BLQ BLQ BLQ BLQ BLQ: BIT; NG WDS WDS WDS WDS WDS: BIT; N N N N N N: N; Y N Y Y Y Y: Y |  | S |  | N | Electric Utility | 1 |  | N | Y | [9 empty] | WDS | 5 | 2013 | N | [7 empty] | Y |  |  |  | NG
19876 | Virginia Electric & Power Co | 10774 | Southampton Power Station | VA | Southampton | 1 | ST | OP | 71.1 | 63 | 63 |  | 3 | 1992 | NG BLQ BLQ BLQ BLQ BLQ: BIT; N N N N N N: N; Y N Y Y Y Y: Y |  | S |  | Y | Electric Utility | 1 | T | N | Y | [9 empty] | WDS | 10 | 2013 | Y | 10 | 2013 | [5 empty] | Y |  |  |  | DFO
19876 | Virginia Electric & Power Co | 50555 | Rosemary Power Station | NC | Halifax | GEN1 | CT | OP | 86 | 75 | 88 | G785 | 11 | 1990 | NG BLQ BLQ BLQ BLQ BLQ: NG; NG WDS WDS WDS WDS WDS: DFO; N N N N N N: Y; Y N Y Y Y Y: Y |  | S |  | N | Electric Utility | 1 |  | N | N | [17 empty] | N
19876 | Virginia Electric & Power Co | 50555 | Rosemary Power Station | NC | Halifax | GEN2 | CT | OP | 40 | 36 | 44 | G785 | 11 | 1990 | NG BLQ BLQ BLQ BLQ BLQ: NG; NG WDS WDS WDS WDS WDS: DFO; N N N N N N: Y; Y N Y Y Y Y: Y |  | S |  | N | Electric Utility | 1 |  | N | N | [17 empty] | N
19876 | Virginia Electric & Power Co | 50555 | Rosemary Power Station | NC | Halifax | GEN3 | CA | OP | 54 | 54 | 54 | G785 | 11 | 1990 | NG BLQ BLQ BLQ BLQ BLQ: NG; NG WDS WDS WDS WDS WDS: DFO; N N N N N N: N; Y N Y Y Y Y: Y |  | S |  | N | Electric Utility | 1 |  | N | N | [17 empty] | N
19876 | Virginia Electric & Power Co | 50966 | Bellmeade Power Station | VA | Richmond | 1 | CT | OP | 110 | 95 | 95 | G781 | 2 | 1997 | NG BLQ BLQ BLQ BLQ BLQ: NG; NG WDS WDS WDS WDS WDS: DFO; N N N N N N: Y; Y N Y Y Y Y: Y |  | S |  | N | Electric Utility | 1 |  | N | N | [12 empty] | N |  |  |  |  | N
19876 | Virginia Electric & Power Co | 50966 | Bellmeade Power Station | VA | Richmond | 2 | CT | OP | 110 | 95 | 95 | G781 | 2 | 1997 | NG BLQ BLQ BLQ BLQ BLQ: NG; NG WDS WDS WDS WDS WDS: DFO; N N N N N N: Y; Y N Y Y Y Y: Y |  | S |  | N | Electric Utility | 1 |  | N | N | [12 empty] | N |  |  |  |  | N
19876 | Virginia Electric & Power Co | 50966 | Bellmeade Power Station | VA | Richmond | 3 | CA | OP | 110 | 77 | 77 | G781 | 2 | 1997 | NG BLQ BLQ BLQ BLQ BLQ: NG; NG WDS WDS WDS WDS WDS: DFO; N N N N N N: N; Y N Y Y Y Y: Y |  | S |  | N | Electric Utility | 1 |  | Y | N | [12 empty] | N |  |  |  |  | N
19876 | Virginia Electric & Power Co | 52007 | Mecklenburg Power Station | VA | Mecklenburg | GEN1 | ST | OP | 69.9 | 69 | 69 |  | 11 | 1992 | NG BLQ BLQ BLQ BLQ BLQ: BIT; N N N N N N: N; Y N Y Y Y Y: Y |  | S |  | N | Electric Utility | 1 |  | N | N | [18 empty] | Y |  | Y |  |  |  | DFO
19876 | Virginia Electric & Power Co | 52007 | Mecklenburg Power Station | VA | Mecklenburg | GEN2 | ST | OP | 69.9 | 69 | 69 |  | 11 | 1992 | NG BLQ BLQ BLQ BLQ BLQ: BIT; N N N N N N: N; Y N Y Y Y Y: Y |  | S |  | N | Electric Utility | 1 |  | N | N | [18 empty] | Y |  | Y |  |  |  | DFO
19876 | Virginia Electric & Power Co | 52087 | Elizabeth River Power Station | VA | Chesapeake | GEN1 | GT | SB | 129.6 | 116 | 121 |  | 6 | 1992 | NG BLQ BLQ BLQ BLQ BLQ: NG; NG WDS WDS WDS WDS WDS: DFO; N N N N N N: Y; Y N Y Y Y Y: Y | Y | S |  | N | Electric Utility | 1 |  | N | N | [17 empty] | N
19876 | Virginia Electric & Power Co | 52087 | Elizabeth River Power Station | VA | Chesapeake | GEN2 | GT | SB | 129.6 | 116 | 120 |  | 6 | 1992 | NG BLQ BLQ BLQ BLQ BLQ: NG; NG WDS WDS WDS WDS WDS: DFO; N N N N N N: Y; Y N Y Y Y Y: Y | Y | S |  | N | Electric Utility | 1 |  | N | N | [17 empty] | N
19876 | Virginia Electric & Power Co | 52087 | Elizabeth River Power Station | VA | Chesapeake | GEN3 | GT | SB | 129.6 | 116 | 124 |  | 6 | 1992 | NG BLQ BLQ BLQ BLQ BLQ: NG; NG WDS WDS WDS WDS WDS: DFO; N N N N N N: Y; Y N Y Y Y Y: Y | Y | S |  | N | Electric Utility | 1 |  | N | N | [17 empty] | N
19876 | Virginia Electric & Power Co | 52118 | Multitrade of Pittsylvania LP | VA | Pittsylvania | GEN1 | ST | OP | 45 | 41.5 | 41.5 |  | 6 | 1994 | NG BLQ BLQ BLQ BLQ BLQ: WDS; N N N N N N: N; Y N Y Y Y Y: Y |  | S |  | N | Electric Utility | 1 |  | N | N
19876 | Virginia Electric & Power Co | 52118 | Multitrade of Pittsylvania LP | VA | Pittsylvania | GEN2 | ST | OP | 45 | 41.5 | 41.5 |  | 6 | 1994 | NG BLQ BLQ BLQ BLQ BLQ: WDS; N N N N N N: N; Y N Y Y Y Y: Y |  | S |  | N | Electric Utility | 1 |  | N | N
19876 | Virginia Electric & Power Co | 54844 | Gordonsville Energy LP | VA | Louisa | GOR1 | CT | OP | 97.2 | 68.4 | 84.3 | G782 | 3 | 1994 | NG BLQ BLQ BLQ BLQ BLQ: NG; NG WDS WDS WDS WDS WDS: DFO; N N N N N N: Y; Y N Y Y Y Y: Y |  | S |  | N | Electric Utility | 1 |  | N | N | [12 empty] | N |  |  |  |  | N
19876 | Virginia Electric & Power Co | 54844 | Gordonsville Energy LP | VA | Louisa | GOR2 | CT | OP | 97.2 | 68.4 | 82.3 | G783 | 3 | 1994 | NG BLQ BLQ BLQ BLQ BLQ: NG; NG WDS WDS WDS WDS WDS: DFO; N N N N N N: Y; Y N Y Y Y Y: Y |  | S |  | N | Electric Utility | 1 |  | N | N | [12 empty] | N |  |  |  |  | N
19876 | Virginia Electric & Power Co | 54844 | Gordonsville Energy LP | VA | Louisa | GOR3 | CA | OP | 53 | 40.6 | 50.7 | G782 | 3 | 1994 | NG BLQ BLQ BLQ BLQ BLQ: NG; NG WDS WDS WDS WDS WDS: DFO; N N N N N N: N; Y N Y Y Y Y: Y |  | S |  | N | Electric Utility | 1 |  | Y | N | [17 empty] | N
19876 | Virginia Electric & Power Co | 54844 | Gordonsville Energy LP | VA | Louisa | GOR4 | CA | OP | 53 | 40.6 | 50.7 | G783 | 3 | 1994 | NG BLQ BLQ BLQ BLQ BLQ: NG; NG WDS WDS WDS WDS WDS: DFO; N N N N N N: N; Y N Y Y Y Y: Y |  | S |  | N | Electric Utility | 1 |  | Y | N | [17 empty] | N
19876 | Virginia Electric & Power Co | 56807 | Bear Garden | VA | Buckingham | 1A | CT | OP | 145 | 165 | 165 |  | 5 | 2011 | NG BLQ BLQ BLQ BLQ BLQ: NG; NG WDS WDS WDS WDS WDS: DFO; N N N N N N: Y; Y N Y Y Y Y: Y |  | S |  | N | Electric Utility | 1 |  | N | [18 empty] | N
19876 | Virginia Electric & Power Co | 56807 | Bear Garden | VA | Buckingham | 1B | CT | OP | 152 | 170 | 170 |  | 5 | 2011 | NG BLQ BLQ BLQ BLQ BLQ: NG; NG WDS WDS WDS WDS WDS: DFO; N N N N N N: Y; Y N Y Y Y Y: Y |  | S |  | N | Electric Utility | 1 |  | N | [18 empty] | N
19876 | Virginia Electric & Power Co | 56807 | Bear Garden | VA | Buckingham | 1C | CA | OP | 262 | 254 | 254 |  | 5 | 2011 | NG BLQ BLQ BLQ BLQ BLQ: NG; NG WDS WDS WDS WDS WDS: DFO; N N N N N N: N; Y N Y Y Y Y: Y |  | S |  | N | Electric Utility | 1 |  | Y | [18 empty] | N
19876 | Virginia Electric & Power Co | 56808 | Virginia City Hybrid Energy Center | VA | Wise | 1 | ST | OP | 668 | 600 | 614 |  | 7 | 2012 | BIT | WC | WDS | DFO |  |  | Y | Y |  | S |  | N | Electric Utility | 1 |  |  | N | [17 empty] | N |  | Y | Y
19883 | City of Virginia | 2018 | Virginia | MN | St Louis | 1A | ST | OS | 4 | 4 | 4 |  | 8 | 1992 | SUB | WDS | NG |  |  |  | N | Y |  | S |  | Y | Electric Utility | 1 | T | N | N | [17 empty] | N |  |  | Y
19883 | City of Virginia | 2018 | Virginia | MN | St Louis | 5 | ST | OP | 7.5 | 8 | 8 |  | 8 | 1954 | SUB | WDS | NG |  |  |  | N | Y |  | S |  | Y | Electric Utility | 1 | T | N | N | [17 empty] | N |  |  | Y
19883 | City of Virginia | 2018 | Virginia | MN | St Louis | 6 | ST | OP | 18.7 | 17 | 18.7 |  | 8 | 1971 | SUB | WDS | NG |  |  |  | N | Y |  | S |  | Y | Electric Utility | 1 | T | N | N | [17 empty] | N |  |  | Y
19900 | Viking Energy Corp | 50771 | Viking Energy of Northumberland | PA | Northumberland | GEN1 | ST | OS | 18 | 16.2 | 16.2 |  | 11 | 1988 | NG BLQ BLQ BLQ BLQ BLQ: WDS; N N N N N N: N; Y N Y Y Y Y: Y |  | S |  | Y | IPP CHP | 3 | T | N | N | [17 empty] | N | [6 empty] | NG
19946 | Wadham Energy Ltd Partners | 50293 | Wadham Energy LP | CA | Colusa | GEN1 | ST | OP | 28.6 | 25.5 | 25.5 |  | 3 | 1989 | NG BLQ BLQ BLQ BLQ BLQ: AB; NG WDS WDS WDS WDS WDS: NG; N N N N N N: N; Y N Y Y Y Y: Y |  | S |  | N | IPP Non-CHP | 2 |  | N | N | [24 empty] | NG
19968 | City of Wahoo - (NE) | 2310 | Wahoo | NE | Saunders | 1 | IC | OP | 2.5 | 2.1 | 2.1 |  | 9 | 1960 | NG BLQ BLQ BLQ BLQ BLQ: NG; NG WDS WDS WDS WDS WDS: DFO; N N N N N N: N; Y N Y Y Y Y: Y |  | S |  | N | Electric Utility | 1 |  | N | N | [17 empty] | N
19968 | City of Wahoo - (NE) | 2310 | Wahoo | NE | Saunders | 2 | IC | OP | 0.5 | 0.4 | 0.4 |  | 8 | 1936 | NG BLQ BLQ BLQ BLQ BLQ: DFO; N N N N N N: N; Y N Y Y Y Y: Y |  | S |  | N | Electric Utility | 1 |  | N | N | [17 empty] | N
19968 | City of Wahoo - (NE) | 2310 | Wahoo | NE | Saunders | 3 | IC | OP | 4.4 | 4.4 | 4.4 |  | 8 | 1973 | NG BLQ BLQ BLQ BLQ BLQ: NG; NG WDS WDS WDS WDS WDS: DFO; N N N N N N: N; Y N Y Y Y Y: Y |  | S |  | N | Electric Utility | 1 |  | N | N | [17 empty] | N
19968 | City of Wahoo - (NE) | 2310 | Wahoo | NE | Saunders | 4 | IC | OP | 1.2 | 1.1 | 1.1 |  | 6 | 1947 | NG BLQ BLQ BLQ BLQ BLQ: NG; NG WDS WDS WDS WDS WDS: DFO; N N N N N N: N; Y N Y Y Y Y: Y |  | S |  | N | Electric Utility | 1 |  | N | N | [17 empty] | N
19968 | City of Wahoo - (NE) | 2310 | Wahoo | NE | Saunders | 5 | IC | OP | 2.1 | 2.2 | 2.2 |  | 9 | 1952 | NG BLQ BLQ BLQ BLQ BLQ: NG; NG WDS WDS WDS WDS WDS: DFO; N N N N N N: N; Y N Y Y Y Y: Y |  | S |  | N | Electric Utility | 1 |  | N | N | [17 empty] | N
19968 | City of Wahoo - (NE) | 2310 | Wahoo | NE | Saunders | 6 | IC | OP | 3.5 | 3.4 | 3.4 |  | 7 | 1969 | NG BLQ BLQ BLQ BLQ BLQ: NG; NG WDS WDS WDS WDS WDS: DFO; N N N N N N: N; Y N Y Y Y Y: Y |  | S |  | N | Electric Utility | 1 |  | N | N | [17 empty] | N
19980 | City of Wakefield - (NE) | 2311 | Wakefield | NE | Dixon | 2 | IC | OP | 0.6 | 0.5 | 0.5 |  | 1 | 1915 | NG BLQ BLQ BLQ BLQ BLQ: NG; NG WDS WDS WDS WDS WDS: DFO; N N N N N N: Y; Y N Y Y Y Y: Y | Y | S |  | N | Electric Utility | 1 |  | N | N | [12 empty] | N |  |  |  |  | N
19980 | City of Wakefield - (NE) | 2311 | Wakefield | NE | Dixon | 5 | IC | OP | 1.3 | 1 | 1 |  | 1 | 1966 | NG BLQ BLQ BLQ BLQ BLQ: NG; NG WDS WDS WDS WDS WDS: DFO; N N N N N N: Y; Y N Y Y Y Y: Y | Y | S |  | N | Electric Utility | 1 |  | N | N | [12 empty] | N |  |  |  |  | N
19980 | City of Wakefield - (NE) | 2311 | Wakefield | NE | Dixon | 6 | IC | OP | 1.3 | 1.1 | 1.1 |  | 1 | 1971 | NG BLQ BLQ BLQ BLQ BLQ: NG; NG WDS WDS WDS WDS WDS: DFO; N N N N N N: Y; Y N Y Y Y Y: Y | Y | S |  | N | Electric Utility | 1 |  | N | N | [12 empty] | N |  |  |  |  | N
19980 | City of Wakefield - (NE) | 2311 | Wakefield | NE | Dixon | IC4 | IC | OP | 0.9 | 0.6 | 0.6 |  | 1 | 1961 | NG BLQ BLQ BLQ BLQ BLQ: NG; NG WDS WDS WDS WDS WDS: DFO; N N N N N N: Y; Y N Y Y Y Y: Y | Y | S |  | N | Electric Utility | 1 |  | N | N | [12 empty] | N |  |  |  |  | N
19984 | Warm Springs Forest Prod Indst | 50426 | Warm Springs Forest Products | OR | Jefferson | GEN1 | ST | SB | 3 | 2.6 | 2.5 |  | 1 | 1977 | NG BLQ BLQ BLQ BLQ BLQ: WDS; N N N N N N: N; Y N Y Y Y Y: Y | Y | S |  | Y | Industrial CHP | 7 | T | N | N
19984 | Warm Springs Forest Prod Indst | 50426 | Warm Springs Forest Products | OR | Jefferson | GEN2 | ST | OP | 3 | 2.6 | 2.5 |  | 1 | 1977 | NG BLQ BLQ BLQ BLQ BLQ: WDS; N N N N N N: N; Y N Y Y Y Y: Y | Y | S |  | Y | Industrial CHP | 7 | T | N | N
19984 | Warm Springs Forest Prod Indst | 50426 | Warm Springs Forest Products | OR | Jefferson | GEN3 | ST | OP | 3 | 2.6 | 2.5 |  | 1 | 1977 | NG BLQ BLQ BLQ BLQ BLQ: WDS; N N N N N N: N; Y N Y Y Y Y: Y | Y | S |  | Y | Industrial CHP | 7 | T | N | N
20032 | Walla Walla City of | 50382 | Twin Reservoirs | WA | WALLA WALLA | GEN1 | HY | OP | 2.2 | 1.8 | 1.5 |  | 4 | 1988 | NG BLQ BLQ BLQ BLQ BLQ: WAT; N N N N N N: N; Y N Y Y Y Y: Y |  | S |  | N | IPP Non-CHP | 2 |  | N | N | [12 empty] | N |  |  |  |  | N
20069 | City of Wamego - (KS) | 1328 | Wamego | KS | POTTAWATOMIE | 1 | IC | OP | 1.3 | 1.3 | 1.3 |  | 9 | 1963 | NG BLQ BLQ BLQ BLQ BLQ: NG; NG WDS WDS WDS WDS WDS: DFO; N N N N N N: Y; Y N Y Y Y Y: N |  | S |  | N | Electric Utility | 1 |  | N | N | [17 empty] | N
20069 | City of Wamego - (KS) | 1328 | Wamego | KS | POTTAWATOMIE | 3 | IC | OP | 1.3 | 1.3 | 1.3 |  | 6 | 1972 | NG BLQ BLQ BLQ BLQ BLQ: NG; NG WDS WDS WDS WDS WDS: DFO; N N N N N N: Y; Y N Y Y Y Y: N |  | S |  | N | Electric Utility | 1 |  | N | N | [17 empty] | N
20069 | City of Wamego - (KS) | 1328 | Wamego | KS | POTTAWATOMIE | 4 | IC | OP | 1.1 | 1.1 | 1.1 |  | 8 | 1956 | NG BLQ BLQ BLQ BLQ BLQ: NG; NG WDS WDS WDS WDS WDS: DFO; N N N N N N: Y; Y N Y Y Y Y: N |  | S |  | N | Electric Utility | 1 |  | N | N | [17 empty] | N
20069 | City of Wamego - (KS) | 1328 | Wamego | KS | POTTAWATOMIE | 5 | IC | OP | 2 | 1.8 | 2 |  | 1 | 1967 | NG BLQ BLQ BLQ BLQ BLQ: NG; NG WDS WDS WDS WDS WDS: DFO; N N N N N N: Y; Y N Y Y Y Y: N |  | S |  | N | Electric Utility | 1 |  | N | N | [17 empty] | N
20069 | City of Wamego - (KS) | 1328 | Wamego | KS | POTTAWATOMIE | 6 | IC | OP | 2.4 | 2.2 | 2.4 |  | 8 | 1979 | NG BLQ BLQ BLQ BLQ BLQ: NG; NG WDS WDS WDS WDS WDS: DFO; N N N N N N: Y; Y N Y Y Y Y: N |  | S |  | N | Electric Utility | 1 |  | N | N | [17 empty] | N
20069 | City of Wamego - (KS) | 1328 | Wamego | KS | POTTAWATOMIE | 7 | IC | OP | 1.3 | 1.3 | 1.3 |  | 6 | 1996 | NG BLQ BLQ BLQ BLQ BLQ: NG; NG WDS WDS WDS WDS WDS: DFO; N N N N N N: Y; Y N Y Y Y Y: N |  | S |  | N | Electric Utility | 1 |  | N | N | [17 empty] | N
20069 | City of Wamego - (KS) | 1328 | Wamego | KS | POTTAWATOMIE | 8 | IC | OP | 1.3 | 1.3 | 1.3 |  | 6 | 1996 | NG BLQ BLQ BLQ BLQ BLQ: NG; NG WDS WDS WDS WDS WDS: DFO; N N N N N N: Y; Y N Y Y Y Y: N |  | S |  | N | Electric Utility | 1 |  | N | N | [17 empty] | N
20069 | City of Wamego - (KS) | 1328 | Wamego | KS | POTTAWATOMIE | 9 | IC | OP | 1.3 | 1.3 | 1.3 |  | 6 | 1996 | NG BLQ BLQ BLQ BLQ BLQ: NG; NG WDS WDS WDS WDS WDS: DFO; N N N N N N: Y; Y N Y Y Y Y: N |  | S |  | N | Electric Utility | 1 |  | N | N | [17 empty] | N
20100 | Warm Springs Power Enterprises | 54721 | Warm Springs Power Enterprises | OR | Jefferson | 0001 | HY | OP | 19.6 | 18.5 | 18.5 |  | 6 | 1982 | NG BLQ BLQ BLQ BLQ BLQ: WAT; N N N N N N: N; Y N Y Y Y Y: Y |  | W |  | N | IPP Non-CHP | 2 |  | N | N | [12 empty] | N |  |  |  |  | N
20141 | City of Washington - (KS) | 1329 | Washington | KS | WASHINGTON | 1 | IC | OP | 1.2 | 1 | 1 |  | 8 | 1963 | NG BLQ BLQ BLQ BLQ BLQ: DFO; NG WDS WDS WDS WDS WDS: NG; N N N N N N: N; Y N Y Y Y Y: Y |  | S |  | N | Electric Utility | 1 |  | N | N | [17 empty] | N
20141 | City of Washington - (KS) | 1329 | Washington | KS | WASHINGTON | 2 | IC | OP | 1 | 0.8 | 0.8 |  | 4 | 1958 | NG BLQ BLQ BLQ BLQ BLQ: DFO; NG WDS WDS WDS WDS WDS: NG; N N N N N N: N; Y N Y Y Y Y: Y |  | S |  | N | Electric Utility | 1 |  | N | N | [17 empty] | N
20141 | City of Washington - (KS) | 1329 | Washington | KS | WASHINGTON | 3 | IC | OP | 0.9 | 0.7 | 0.8 |  | 6 | 1978 | NG BLQ BLQ BLQ BLQ BLQ: DFO; NG WDS WDS WDS WDS WDS: NG; N N N N N N: N; Y N Y Y Y Y: Y |  | S |  | N | Electric Utility | 1 |  | N | N | [17 empty] | N
20141 | City of Washington - (KS) | 1329 | Washington | KS | WASHINGTON | 5 | IC | OP | 0.6 | 0.4 | 0.5 |  | 11 | 1953 | NG BLQ BLQ BLQ BLQ BLQ: DFO; NG WDS WDS WDS WDS WDS: NG; N N N N N N: N; Y N Y Y Y Y: Y |  | S |  | N | Electric Utility | 1 |  | N | N | [17 empty] | N
20141 | City of Washington - (KS) | 1329 | Washington | KS | WASHINGTON | 6 | IC | OP | 1.5 | 1.3 | 1.4 |  | 4 | 1967 | NG BLQ BLQ BLQ BLQ BLQ: DFO; NG WDS WDS WDS WDS WDS: NG; N N N N N N: N; Y N Y Y Y Y: Y |  | S |  | N | Electric Utility | 1 |  | N | N | [17 empty] | N
20141 | City of Washington - (KS) | 1329 | Washington | KS | WASHINGTON | 7 | IC | OP | 1.1 | 0.9 | 1 |  | 1 | 1976 | NG BLQ BLQ BLQ BLQ BLQ: DFO; N N N N N N: N; Y N Y Y Y Y: Y |  | S |  | N | Electric Utility | 1 |  | N | N | [17 empty] | N
20141 | City of Washington - (KS) | 1329 | Washington | KS | WASHINGTON | IC4 | IC | OP | 2.6 | 2.3 | 2.4 |  | 12 | 1986 | NG BLQ BLQ BLQ BLQ BLQ: DFO; NG WDS WDS WDS WDS WDS: NG; N N N N N N: N; Y N Y Y Y Y: Y |  | S |  | N | Electric Utility | 1 |  | N | N | [17 empty] | N
20148 | Watervliet City of | 50123 | Normanskill Hydro Project | NY | Albany | GEN1 | HY | OP | 1.2 | 1.2 | 1.2 |  | 4 | 1983 | NG BLQ BLQ BLQ BLQ BLQ: WAT; N N N N N N: N; Y N Y Y Y Y: Y |  | S | 0 | N | IPP Non-CHP | 2 |  | N | N | [12 empty] | N
20151 | Washington Electric Coop - (VT) | 7051 | Wrightsville Hydro Plant | VT | Washington | 1 | HY | OP | 0.1 | 0.1 | 0.1 |  | 9 | 1985 | NG BLQ BLQ BLQ BLQ BLQ: WAT; N N N N N N: N; Y N Y Y Y Y: Y | Y | S | 0 | N | Electric Utility | 1 |  | N | N | [12 empty] | N |  |  |  |  | N
20151 | Washington Electric Coop - (VT) | 7051 | Wrightsville Hydro Plant | VT | Washington | 2 | HY | OP | 0.3 | 0.2 | 0.2 |  | 9 | 1985 | NG BLQ BLQ BLQ BLQ BLQ: WAT; N N N N N N: N; Y N Y Y Y Y: Y | Y | S | 0 | N | Electric Utility | 1 |  | N | N | [12 empty] | N |  |  |  |  | N
20151 | Washington Electric Coop - (VT) | 7051 | Wrightsville Hydro Plant | VT | Washington | 3 | HY | OP | 0.6 | 0.4 | 0.4 |  | 9 | 1985 | NG BLQ BLQ BLQ BLQ BLQ: WAT; N N N N N N: N; Y N Y Y Y Y: Y | Y | S | 0 | N | Electric Utility | 1 |  | N | N | [12 empty] | N |  |  |  |  | N
20153 | Washington Island El Coop, Inc | 4148 | Washington Island | WI | Door | 2 | IC | OP | 0.1 | 0.1 | 0.1 |  | 8 | 1952 | NG BLQ BLQ BLQ BLQ BLQ: DFO; N N N N N N: N; Y N Y Y Y Y: N |  | S |  | N | Electric Utility | 1 |  | N | N
20153 | Washington Island El Coop, Inc | 4148 | Washington Island | WI | Door | 3 | IC | OP | 0.1 | 0.1 | 0.1 |  | 12 | 1945 | NG BLQ BLQ BLQ BLQ BLQ: DFO; N N N N N N: N; Y N Y Y Y Y: N |  | S |  | N | Electric Utility | 1 |  | N | N
20153 | Washington Island El Coop, Inc | 4148 | Washington Island | WI | Door | 4 | IC | OP | 0.2 | 0.2 | 0.2 |  | 4 | 1951 | NG BLQ BLQ BLQ BLQ BLQ: DFO; N N N N N N: N; Y N Y Y Y Y: N |  | S |  | N | Electric Utility | 1 |  | N | N
20153 | Washington Island El Coop, Inc | 4148 | Washington Island | WI | Door | 5 | IC | OP | 0.5 | 0.5 | 0.5 |  | 6 | 1968 | NG BLQ BLQ BLQ BLQ BLQ: DFO; N N N N N N: N; Y N Y Y Y Y: N |  | S |  | N | Electric Utility | 1 |  | N | N
20153 | Washington Island El Coop, Inc | 4148 | Washington Island | WI | Door | 6 | IC | OP | 0.9 | 0.9 | 0.9 |  | 7 | 1972 | NG BLQ BLQ BLQ BLQ BLQ: DFO; N N N N N N: N; Y N Y Y Y Y: N |  | S |  | N | Electric Utility | 1 |  | N | N
20153 | Washington Island El Coop, Inc | 4148 | Washington Island | WI | Door | 7 | IC | OP | 1.6 | 1.6 | 1.6 |  | 1 | 1997 | NG BLQ BLQ BLQ BLQ BLQ: DFO; N N N N N N: N; Y N Y Y Y Y: N |  | S |  | N | Electric Utility | 1 |  | N | N
20153 | Washington Island El Coop, Inc | 4148 | Washington Island | WI | Door | 8 | IC | OP | 1.6 | 1.6 | 1.6 |  | 1 | 1997 | NG BLQ BLQ BLQ BLQ BLQ: DFO; N N N N N N: N; Y N Y Y Y Y: N |  | S |  | N | Electric Utility | 1 |  | N | N
20160 | Energy Northwest | 371 | Columbia Generating Station | WA | Benton | 2 | ST | OP | 1200 | 1132 | 1144 |  | 12 | 1984 | NG BLQ BLQ BLQ BLQ BLQ: NUC; N N N N N N: N; Y N Y Y Y Y: Y |  | S |  | N | Electric Utility | 1 |  | N | N | [17 empty] | N
20160 | Energy Northwest | 3929 | Packwood | WA | Lewis | 1 | HY | OP | 27.5 | 26 | 26 |  | 4 | 1964 | NG BLQ BLQ BLQ BLQ BLQ: WAT; N N N N N N: N; Y N Y Y Y Y: Y | N | S | 1 | N | Electric Utility | 1 |  | N | N | [17 empty] | N
20160 | Energy Northwest | 7936 | Nine Canyon | WA | Benton | 1 | WT | OP | 95.9 | 95 | 95 |  | 9 | 2002 | NG BLQ BLQ BLQ BLQ BLQ: WND; N N N N N N: N; Y N Y Y Y Y: Y | N | S | 63 | N | Electric Utility | 1 |  | N | N | [17 empty] | N
20169 | Avista Corp | 550 | Kettle Falls Generating Station | WA | Stevens | 1 | ST | OP | 50.7 | 50 | 50.7 |  | 12 | 1983 | NG BLQ BLQ BLQ BLQ BLQ: WDS; NG WDS WDS WDS WDS WDS: NG; N N N N N N: N; Y N Y Y Y Y: Y |  | S |  | N | Electric Utility | 1 |  | N | N | [12 empty] | N |  |  |  |  | N | [6 empty] | NG
20169 | Avista Corp | 550 | Kettle Falls Generating Station | WA | Stevens | 2 | GT | SB | 7.2 | 6.2 | 8 |  | 5 | 2002 | NG BLQ BLQ BLQ BLQ BLQ: NG; N N N N N N: N; Y N Y Y Y Y: Y | Y | S |  | N | Electric Utility | 1 |  | N | N | [12 empty] | N |  |  |  |  | N
20169 | Avista Corp | 833 | Cabinet Gorge | ID | Bonner | 1 | HY | OP | 59.4 | 44.3 | 66.5 |  | 8 | 1953 | NG BLQ BLQ BLQ BLQ BLQ: WAT; N N N N N N: N; Y N Y Y Y Y: Y |  | S |  | N | Electric Utility | 1 |  | N | N | [12 empty] | N |  |  |  |  | N
20169 | Avista Corp | 833 | Cabinet Gorge | ID | Bonner | 2 | HY | OP | 73.2 | 73.9 | 79.8 |  | 2 | 1953 | NG BLQ BLQ BLQ BLQ BLQ: WAT; N N N N N N: N; Y N Y Y Y Y: Y |  | S |  | N | Electric Utility | 1 |  | N | N | [12 empty] | N |  |  |  |  | N
20169 | Avista Corp | 833 | Cabinet Gorge | ID | Bonner | 3 | HY | OP | 73.2 | 73.4 | 80.2 |  | 11 | 1952 | NG BLQ BLQ BLQ BLQ BLQ: WAT; N N N N N N: N; Y N Y Y Y Y: Y |  | S |  | N | Electric Utility | 1 |  | N | N | [12 empty] | N |  |  |  |  | N
20169 | Avista Corp | 833 | Cabinet Gorge | ID | Bonner | 4 | HY | OP | 59.4 | 63 | 68.3 |  | 9 | 1952 | NG BLQ BLQ BLQ BLQ BLQ: WAT; N N N N N N: N; Y N Y Y Y Y: Y |  | S |  | N | Electric Utility | 1 |  | N | N | [12 empty] | N
20169 | Avista Corp | 835 | Post Falls | ID | Kootenai | 1 | HY | OP | 2.2 | 2.8 | 2.9 |  | 12 | 1907 | NG BLQ BLQ BLQ BLQ BLQ: WAT; N N N N N N: N; Y N Y Y Y Y: Y |  | S |  | N | Electric Utility | 1 |  | N | N | [12 empty] | N |  |  |  |  | N
20169 | Avista Corp | 835 | Post Falls | ID | Kootenai | 2 | HY | OP | 2.2 | 2.8 | 2.9 |  | 7 | 1906 | NG BLQ BLQ BLQ BLQ BLQ: WAT; N N N N N N: N; Y N Y Y Y Y: Y |  | S |  | N | Electric Utility | 1 |  | N | N | [12 empty] | N |  |  |  |  | N
20169 | Avista Corp | 835 | Post Falls | ID | Kootenai | 3 | HY | OP | 2.2 | 2.8 | 2.9 |  | 8 | 1906 | NG BLQ BLQ BLQ BLQ BLQ: WAT; N N N N N N: N; Y N Y Y Y Y: Y |  | S |  | N | Electric Utility | 1 |  | N | N | [12 empty] | N |  |  |  |  | N
20169 | Avista Corp | 835 | Post Falls | ID | Kootenai | 4 | HY | OP | 2.2 | 2.8 | 2.9 |  | 11 | 1906 | NG BLQ BLQ BLQ BLQ BLQ: WAT; N N N N N N: N; Y N Y Y Y Y: Y |  | S |  | N | Electric Utility | 1 |  | N | N | [12 empty] | N |  |  |  |  | N
20169 | Avista Corp | 835 | Post Falls | ID | Kootenai | 5 | HY | OP | 2.2 | 2.8 | 2.9 |  | 8 | 1908 | NG BLQ BLQ BLQ BLQ BLQ: WAT; N N N N N N: N; Y N Y Y Y Y: Y |  | S |  | N | Electric Utility | 1 |  | N | N | [12 empty] | N |  |  |  |  | N
20169 | Avista Corp | 835 | Post Falls | ID | Kootenai | 6 | HY | OP | 3.5 | 3.5 | 3.5 |  | 12 | 1980 | NG BLQ BLQ BLQ BLQ BLQ: WAT; N N N N N N: N; Y N Y Y Y Y: Y |  | S |  | N | Electric Utility | 1 |  | N | N | [12 empty] | N |  |  |  |  | N
20169 | Avista Corp | 2199 | Noxon Rapids | MT | Sanders | 1 | HY | OP | 113.9 | 113.9 | 120.3 |  | 9 | 1959 | NG BLQ BLQ BLQ BLQ BLQ: WAT; N N N N N N: N; Y N Y Y Y Y: Y |  | S |  | N | Electric Utility | 1 |  | N | N | [12 empty] | N |  |  |  |  | N
20169 | Avista Corp | 2199 | Noxon Rapids | MT | Sanders | 2 | HY | OP | 76.8 | 113 | 120 |  | 10 | 1959 | NG BLQ BLQ BLQ BLQ BLQ: WAT; N N N N N N: N; Y N Y Y Y Y: Y |  | S |  | N | Electric Utility | 1 |  | N | N | [12 empty] | N |  |  |  |  | N
20169 | Avista Corp | 2199 | Noxon Rapids | MT | Sanders | 3 | HY | OP | 113.9 | 113 | 120 |  | 12 | 1959 | NG BLQ BLQ BLQ BLQ BLQ: WAT; N N N N N N: N; Y N Y Y Y Y: Y |  | S |  | N | Electric Utility | 1 |  | N | N | [12 empty] | N |  |  |  |  | N
20169 | Avista Corp | 2199 | Noxon Rapids | MT | Sanders | 4 | HY | OP | 113.8 | 113 | 120 |  | 4 | 1960 | NG BLQ BLQ BLQ BLQ BLQ: WAT; N N N N N N: N; Y N Y Y Y Y: Y |  | S |  | N | Electric Utility | 1 |  | N | N | [12 empty] | N |  |  |  |  | N
20169 | Avista Corp | 2199 | Noxon Rapids | MT | Sanders | 5 | HY | OP | 114 | 127.6 | 142.2 |  | 12 | 1977 | NG BLQ BLQ BLQ BLQ BLQ: WAT; N N N N N N: N; Y N Y Y Y Y: Y |  | S |  | N | Electric Utility | 1 |  | N | N | [12 empty] | N |  |  |  |  | N
20169 | Avista Corp | 3866 | Little Falls | WA | Lincoln | 1 | HY | OP | 8 | 9 | 9 |  | 7 | 1910 | NG BLQ BLQ BLQ BLQ BLQ: WAT; N N N N N N: N; Y N Y Y Y Y: Y |  | S |  | N | Electric Utility | 1 |  | N | Y | 0.5 | 0.5 | 12 | 2014 | [8 empty] | N |  |  |  |  | N
20169 | Avista Corp | 3866 | Little Falls | WA | Lincoln | 2 | HY | OP | 8 | 9 | 9 |  | 9 | 1910 | NG BLQ BLQ BLQ BLQ BLQ: WAT; N N N N N N: N; Y N Y Y Y Y: Y |  | S |  | N | Electric Utility | 1 |  | N | Y | 0.5 | 0.5 | 12 | 2015 | [8 empty] | N |  |  |  |  | N
20169 | Avista Corp | 3866 | Little Falls | WA | Lincoln | 3 | HY | OP | 8 | 9 | 9 |  | 12 | 1910 | NG BLQ BLQ BLQ BLQ BLQ: WAT; N N N N N N: N; Y N Y Y Y Y: Y |  | S |  | N | Electric Utility | 1 |  | N | Y | 0.5 | 0.5 | 12 | 2016 | [8 empty] | N |  |  |  |  | N
20169 | Avista Corp | 3866 | Little Falls | WA | Lincoln | 4 | HY | OP | 8 | 9 | 9 |  | 11 | 1911 | NG BLQ BLQ BLQ BLQ BLQ: WAT; N N N N N N: N; Y N Y Y Y Y: Y |  | S |  | N | Electric Utility | 1 |  | N | Y | 0.5 | 0.5 | 12 | 2017 | [8 empty] | N |  |  |  |  | N
20169 | Avista Corp | 3867 | Long Lake | WA | Lincoln | 1 | HY | OP | 17.5 | 22.4 | 22.4 |  | 10 | 1915 | NG BLQ BLQ BLQ BLQ BLQ: WAT; N N N N N N: N; Y N Y Y Y Y: Y |  | S |  | N | Electric Utility | 1 |  | N | N | [12 empty] | N |  |  |  |  | N
20169 | Avista Corp | 3867 | Long Lake | WA | Lincoln | 2 | HY | OP | 17.5 | 22.5 | 22.5 |  | 10 | 1915 | NG BLQ BLQ BLQ BLQ BLQ: WAT; N N N N N N: N; Y N Y Y Y Y: Y |  | S |  | N | Electric Utility | 1 |  | N | N | [12 empty] | N |  |  |  |  | N
20169 | Avista Corp | 3867 | Long Lake | WA | Lincoln | 3 | HY | OP | 17.5 | 22.5 | 22.5 |  | 12 | 1919 | NG BLQ BLQ BLQ BLQ BLQ: WAT; N N N N N N: N; Y N Y Y Y Y: Y |  | S |  | N | Electric Utility | 1 |  | N | N | [12 empty] | N |  |  |  |  | N
20169 | Avista Corp | 3867 | Long Lake | WA | Lincoln | 4 | HY | OP | 17.5 | 22.1 | 22.1 |  | 2 | 1924 | NG BLQ BLQ BLQ BLQ BLQ: WAT; N N N N N N: N; Y N Y Y Y Y: Y |  | S |  | N | Electric Utility | 1 |  | N | N | [12 empty] | N |  |  |  |  | N
20169 | Avista Corp | 3869 | Nine Mile | WA | Spokane | 1 | HY | OS | 3.3 | 2 | 2 |  | 7 | 1910 | NG BLQ BLQ BLQ BLQ BLQ: WAT; N N N N N N: N; Y N Y Y Y Y: Y |  | S |  | N | Electric Utility | 1 |  | N | Y | 4.7 | 4.7 | 12 | 2014 | [8 empty] | N |  |  |  |  | N
20169 | Avista Corp | 3869 | Nine Mile | WA | Spokane | 2 | HY | OS | 3.1 | 2 | 2 |  | 7 | 1908 | NG BLQ BLQ BLQ BLQ BLQ: WAT; N N N N N N: N; Y N Y Y Y Y: Y |  | S |  | N | Electric Utility | 1 |  | N | Y | 4.9 | 4.9 | 12 | 2015 | [8 empty] | N |  |  |  |  | N
20169 | Avista Corp | 3869 | Nine Mile | WA | Spokane | 3N | HY | OP | 10 | 8 | 8 |  | 6 | 1994 | NG BLQ BLQ BLQ BLQ BLQ: WAT; N N N N N N: N; Y N Y Y Y Y: Y |  | S |  | N | Electric Utility | 1 |  | N | N | [12 empty] | N |  |  |  |  | N
20169 | Avista Corp | 3869 | Nine Mile | WA | Spokane | 4N | HY | OP | 10 | 8 | 8 |  | 6 | 1994 | NG BLQ BLQ BLQ BLQ BLQ: WAT; N N N N N N: N; Y N Y Y Y Y: Y |  | S |  | N | Electric Utility | 1 |  | N | N | [12 empty] | N
20169 | Avista Corp | 6210 | Northeast | WA | Spokane | 1 | GT | SB | 61.8 | 45 | 66 |  | 12 | 1978 | NG BLQ BLQ BLQ BLQ BLQ: NG; N N N N N N: N; Y N Y Y Y Y: Y | Y | S |  | N | Electric Utility | 1 |  | N | N | [12 empty] | N |  |  |  |  | N
20169 | Avista Corp | 7456 | Rathdrum | ID | Kootenai | 1 | GT | SB | 83.2 | 66 | 87.5 |  | 1 | 1995 | NG BLQ BLQ BLQ BLQ BLQ: NG; N N N N N N: N; Y N Y Y Y Y: Y | Y | S |  | N | Electric Utility | 1 |  | N | N | [12 empty] | N |  |  |  |  | N
20169 | Avista Corp | 7456 | Rathdrum | ID | Kootenai | 2 | GT | SB | 83.2 | 66 | 87.5 |  | 1 | 1995 | NG BLQ BLQ BLQ BLQ BLQ: NG; N N N N N N: N; Y N Y Y Y Y: Y | Y | S |  | N | Electric Utility | 1 |  | N | N | [12 empty] | N |  |  |  |  | N
20169 | Avista Corp | 7931 | Coyote Springs II | OR | Morrow | 1 | CT | OP | 170 | 149 | 185 |  | 7 | 2003 | NG BLQ BLQ BLQ BLQ BLQ: NG; N N N N N N: N; Y N Y Y Y Y: Y |  | S |  | N | Electric Utility | 1 |  | N | N | [12 empty] | N |  |  |  |  | N
20169 | Avista Corp | 7931 | Coyote Springs II | OR | Morrow | 2 | CA | OP | 117 | 93.7 | 120 |  | 7 | 2003 | NG BLQ BLQ BLQ BLQ BLQ: NG; N N N N N N: N; Y N Y Y Y Y: Y |  | S |  | N | Electric Utility | 1 |  | Y | N | [12 empty] | N |  |  |  |  | N
20169 | Avista Corp | 8022 | Boulder Park | WA | Spokane | 1 | IC | SB | 4.1 | 4.1 | 4.1 |  | 5 | 2002 | NG BLQ BLQ BLQ BLQ BLQ: NG; N N N N N N: N; Y N Y Y Y Y: Y | Y | S |  | N | Electric Utility | 1 |  | N | N | [12 empty] | N
20169 | Avista Corp | 8022 | Boulder Park | WA | Spokane | 2 | IC | SB | 4.1 | 4.1 | 4.1 |  | 5 | 2002 | NG BLQ BLQ BLQ BLQ BLQ: NG; N N N N N N: N; Y N Y Y Y Y: Y | Y | S |  | N | Electric Utility | 1 |  | N | N | [12 empty] | N
20169 | Avista Corp | 8022 | Boulder Park | WA | Spokane | 3 | IC | SB | 4.1 | 4.1 | 4.1 |  | 5 | 2002 | NG BLQ BLQ BLQ BLQ BLQ: NG; N N N N N N: N; Y N Y Y Y Y: Y | Y | S |  | N | Electric Utility | 1 |  | N | N | [12 empty] | N
20169 | Avista Corp | 8022 | Boulder Park | WA | Spokane | 4 | IC | SB | 4.1 | 4.1 | 4.1 |  | 5 | 2002 | NG BLQ BLQ BLQ BLQ BLQ: NG; N N N N N N: N; Y N Y Y Y Y: Y | Y | S |  | N | Electric Utility | 1 |  | N | N | [12 empty] | N |  |  |  |  | N
20169 | Avista Corp | 8022 | Boulder Park | WA | Spokane | 5 | IC | SB | 4.1 | 4.1 | 4.1 |  | 5 | 2002 | NG BLQ BLQ BLQ BLQ BLQ: NG; N N N N N N: N; Y N Y Y Y Y: Y | Y | S |  | N | Electric Utility | 1 |  | N | N | [12 empty] | N |  |  |  |  | N
20169 | Avista Corp | 8022 | Boulder Park | WA | Spokane | 6 | IC | SB | 4.1 | 4.1 | 4.1 |  | 5 | 2002 | NG BLQ BLQ BLQ BLQ BLQ: NG; N N N N N N: N; Y N Y Y Y Y: Y | Y | S |  | N | Electric Utility | 1 |  | N | N | [12 empty] | N |  |  |  |  | N
20169 | Avista Corp | 9095 | Monroe Street | WA | Spokane | 6 | HY | OP | 14.8 | 15 | 15 |  | 12 | 1992 | NG BLQ BLQ BLQ BLQ BLQ: WAT; N N N N N N: N; Y N Y Y Y Y: Y |  | S |  | N | Electric Utility | 1 |  | N | N | [12 empty] | N |  |  |  |  | N
20169 | Avista Corp | 9096 | Upper Falls | WA | Spokane | 1 | HY | OP | 10 | 10.2 | 10.2 |  | 4 | 1922 | NG BLQ BLQ BLQ BLQ BLQ: WAT; N N N N N N: N; Y N Y Y Y Y: Y |  | S |  | N | Electric Utility | 1 |  | N | N | [12 empty] | N |  |  |  |  | N
20180 | City of Waterloo - (IL) | 971 | Waterloo | IL | Monroe | 1 | IC | SB | 3.1 | 2.7 | 2.7 |  | 5 | 1970 | NG BLQ BLQ BLQ BLQ BLQ: DFO; NG WDS WDS WDS WDS WDS: NG; N N N N N N: Y; Y N Y Y Y Y: N | Y | S |  | N | Electric Utility | 1 |  | N | N | [17 empty] | N
20180 | City of Waterloo - (IL) | 971 | Waterloo | IL | Monroe | 12 | GT | SB | 6.6 | 6.6 | 7 |  | 5 | 2002 | NG BLQ BLQ BLQ BLQ BLQ: NG; NG WDS WDS WDS WDS WDS: DFO; N N N N N N: Y; Y N Y Y Y Y: N | Y | S |  | N | Electric Utility | 1 |  | N | N | [17 empty] | N
20180 | City of Waterloo - (IL) | 971 | Waterloo | IL | Monroe | 13 | GT | OP | 7 | 6.6 | 7 |  | 5 | 2012 | NG BLQ BLQ BLQ BLQ BLQ: NG; NG WDS WDS WDS WDS WDS: DFO; N N N N N N: Y; Y N Y Y Y Y: N |  | S |  | N | Electric Utility | 1 |  | N | N | [17 empty] | N
20180 | City of Waterloo - (IL) | 971 | Waterloo | IL | Monroe | 2 | IC | SB | 0.2 | 0.2 | 0.2 |  | 6 | 1954 | NG BLQ BLQ BLQ BLQ BLQ: DFO; N N N N N N: N; Y N Y Y Y Y: N | Y | S |  | N | Electric Utility | 1 |  | N | N | [17 empty] | N
20180 | City of Waterloo - (IL) | 971 | Waterloo | IL | Monroe | 3 | IC | SB | 0.2 | 0.2 | 0.2 |  | 6 | 1946 | NG BLQ BLQ BLQ BLQ BLQ: DFO; N N N N N N: N; Y N Y Y Y Y: N | Y | S |  | N | Electric Utility | 1 |  | N | N | [17 empty] | N
20180 | City of Waterloo - (IL) | 971 | Waterloo | IL | Monroe | 4 | IC | SB | 2 | 1.8 | 1.8 |  | 5 | 1963 | NG BLQ BLQ BLQ BLQ BLQ: DFO; NG WDS WDS WDS WDS WDS: NG; N N N N N N: Y; Y N Y Y Y Y: N | Y | S |  | N | Electric Utility | 1 |  | N | N | [17 empty] | N
20180 | City of Waterloo - (IL) | 971 | Waterloo | IL | Monroe | 5 | IC | SB | 0.5 | 0.4 | 0.4 |  | 6 | 1950 | NG BLQ BLQ BLQ BLQ BLQ: DFO; N N N N N N: N; Y N Y Y Y Y: N | Y | S |  | N | Electric Utility | 1 |  | N | N | [17 empty] | N
20180 | City of Waterloo - (IL) | 971 | Waterloo | IL | Monroe | 6 | IC | SB | 0.5 | 0.5 | 0.5 |  | 6 | 1950 | NG BLQ BLQ BLQ BLQ BLQ: DFO; N N N N N N: N; Y N Y Y Y Y: N | Y | S |  | N | Electric Utility | 1 |  | N | N | [17 empty] | N
20180 | City of Waterloo - (IL) | 971 | Waterloo | IL | Monroe | 7 | IC | SB | 1.7 | 1.5 | 1.5 |  | 6 | 1959 | NG BLQ BLQ BLQ BLQ BLQ: DFO; NG WDS WDS WDS WDS WDS: NG; N N N N N N: Y; Y N Y Y Y Y: N | Y | S |  | N | Electric Utility | 1 |  | N | N | [17 empty] | N
20180 | City of Waterloo - (IL) | 971 | Waterloo | IL | Monroe | 8 | IC | SB | 3 | 2.4 | 2.4 |  | 4 | 1973 | NG BLQ BLQ BLQ BLQ BLQ: DFO; N N N N N N: N; Y N Y Y Y Y: N | Y | S |  | N | Electric Utility | 1 |  | N | N | [17 empty] | N
20180 | City of Waterloo - (IL) | 56115 | IMEA Waterloo | IL | Monroe | 10 | IC | OP | 1.8 | 1.8 | 1.8 |  | 6 | 1996 | NG BLQ BLQ BLQ BLQ BLQ: DFO; N N N N N N: N; Y N Y Y Y Y: N |  | S |  | N | Electric Utility | 1 |  | N | N | [17 empty] | N
20180 | City of Waterloo - (IL) | 56115 | IMEA Waterloo | IL | Monroe | 11 | IC | OP | 1.8 | 1.8 | 1.8 |  | 6 | 1996 | NG BLQ BLQ BLQ BLQ BLQ: DFO; N N N N N N: N; Y N Y Y Y Y: N |  | S |  | N | Electric Utility | 1 |  | N | N | [17 empty] | N
20180 | City of Waterloo - (IL) | 56115 | IMEA Waterloo | IL | Monroe | 9 | IC | OP | 1.8 | 1.8 | 1.8 |  | 6 | 1996 | NG BLQ BLQ BLQ BLQ BLQ: DFO; N N N N N N: N; Y N Y Y Y Y: N |  | S |  | N | Electric Utility | 1 |  | N | N | [17 empty] | N
20183 | Waste Management Inc | 55765 | Green Knight Energy Center | PA | Northampton | TG1 | GT | OP | 3.3 | 2.4 | 2.9 |  | 2 | 2001 | NG BLQ BLQ BLQ BLQ BLQ: LFG; N N N N N N: N; Y N Y Y Y Y: Y |  | W |  | N | IPP Non-CHP | 2 |  | N | N | [17 empty] | N
20183 | Waste Management Inc | 55765 | Green Knight Energy Center | PA | Northampton | TG2 | GT | OP | 3.3 | 2.4 | 2.9 |  | 2 | 2001 | NG BLQ BLQ BLQ BLQ BLQ: LFG; N N N N N N: N; Y N Y Y Y Y: Y |  | W |  | N | IPP Non-CHP | 2 |  | N | N | [17 empty] | N
20183 | Waste Management Inc | 55765 | Green Knight Energy Center | PA | Northampton | TG3 | GT | OP | 3.3 | 2.4 | 2.9 |  | 2 | 2001 | NG BLQ BLQ BLQ BLQ BLQ: LFG; N N N N N N: N; Y N Y Y Y Y: Y |  | W |  | N | IPP Non-CHP | 2 |  | N | N | [17 empty] | N
20188 | City of Watertown - (NY) | 2700 | Watertown | NY | Jefferson | 1 | HY | OP | 2.7 | 2.1 | 2.1 |  | 8 | 1924 | NG BLQ BLQ BLQ BLQ BLQ: WAT; N N N N N N: N; Y N Y Y Y Y: Y |  | S |  | N | Electric Utility | 1 |  | N | N | [17 empty] | N
20188 | City of Watertown - (NY) | 2700 | Watertown | NY | Jefferson | 2 | HY | OP | 2.7 | 2.1 | 2.1 |  | 8 | 1924 | NG BLQ BLQ BLQ BLQ BLQ: WAT; N N N N N N: N; Y N Y Y Y Y: Y |  | S |  | N | Electric Utility | 1 |  | N | N | [17 empty] | N
20188 | City of Watertown - (NY) | 2700 | Watertown | NY | Jefferson | 3 | HY | OP | 2.7 | 2.1 | 2.1 |  | 8 | 1924 | NG BLQ BLQ BLQ BLQ BLQ: WAT; N N N N N N: N; Y N Y Y Y Y: Y |  | S |  | N | Electric Utility | 1 |  | N | N | [17 empty] | N
20208 | Waymart Wind LP | 56001 | Waymart Wind | PA | Wayne | GE15 | WT | OP | 64.5 | 64.5 | 64.5 |  | 10 | 2003 | NG BLQ BLQ BLQ BLQ BLQ: WND; N N N N N N: N; Y N Y Y Y Y: Y |  | S | 43 | N | IPP Non-CHP | 2 |  | N | N
20214 | Waverly Municipal Elec Utility | 6554 | Waverly Municipal Electric North Plant | IA | Bremer | 10 | IC | OP | 7 | 7 | 7 |  | 4 | 1993 | NG BLQ BLQ BLQ BLQ BLQ: DFO; N N N N N N: N; Y N Y Y Y Y: N |  | S |  | N | Electric Utility | 1 |  | N | N | [17 empty] | N
20214 | Waverly Municipal Elec Utility | 6554 | Waverly Municipal Electric North Plant | IA | Bremer | 5 | IC | OP | 1.2 | 1.2 | 1.2 |  | 8 | 1948 | NG BLQ BLQ BLQ BLQ BLQ: NG; NG WDS WDS WDS WDS WDS: DFO; N N N N N N: Y; Y N Y Y Y Y: N |  | S |  | N | Electric Utility | 1 |  | N | N | [17 empty] | N
20214 | Waverly Municipal Elec Utility | 6554 | Waverly Municipal Electric North Plant | IA | Bremer | 6 | IC | OP | 1.3 | 1.3 | 1.3 |  | 8 | 1952 | NG BLQ BLQ BLQ BLQ BLQ: NG; NG WDS WDS WDS WDS WDS: DFO; N N N N N N: Y; Y N Y Y Y Y: N |  | S |  | N | Electric Utility | 1 |  | N | N | [17 empty] | N
20214 | Waverly Municipal Elec Utility | 6554 | Waverly Municipal Electric North Plant | IA | Bremer | 7 | IC | OP | 3.5 | 3.5 | 3.5 |  | 8 | 1958 | NG BLQ BLQ BLQ BLQ BLQ: NG; NG WDS WDS WDS WDS WDS: DFO; N N N N N N: Y; Y N Y Y Y Y: N |  | S |  | N | Electric Utility | 1 |  | N | N | [17 empty] | N
20214 | Waverly Municipal Elec Utility | 6554 | Waverly Municipal Electric North Plant | IA | Bremer | 8 | IC | OP | 3.7 | 3.7 | 3.7 |  | 8 | 1967 | NG BLQ BLQ BLQ BLQ BLQ: NG; NG WDS WDS WDS WDS WDS: DFO; N N N N N N: Y; Y N Y Y Y Y: N |  | S |  | N | Electric Utility | 1 |  | N | N | [17 empty] | N
20214 | Waverly Municipal Elec Utility | 6554 | Waverly Municipal Electric North Plant | IA | Bremer | 9 | IC | OP | 3.7 | 3.7 | 3.7 |  | 8 | 1967 | NG BLQ BLQ BLQ BLQ BLQ: NG; NG WDS WDS WDS WDS WDS: DFO; N N N N N N: Y; Y N Y Y Y Y: N |  | S |  | N | Electric Utility | 1 |  | N | N | [17 empty] | N
20214 | Waverly Municipal Elec Utility | 7758 | South Plant | IA | Bremer | 1 | IC | OP | 2 | 1.9 | 1.9 |  | 5 | 2000 | NG BLQ BLQ BLQ BLQ BLQ: DFO; N N N N N N: N; Y N Y Y Y Y: N |  | S |  | N | Electric Utility | 1 |  | N | N | [17 empty] | N
20214 | Waverly Municipal Elec Utility | 7758 | South Plant | IA | Bremer | 2 | IC | OP | 2 | 1.9 | 1.9 |  | 5 | 2000 | NG BLQ BLQ BLQ BLQ BLQ: DFO; N N N N N N: N; Y N Y Y Y Y: N |  | S |  | N | Electric Utility | 1 |  | N | N | [17 empty] | N
20214 | Waverly Municipal Elec Utility | 7758 | South Plant | IA | Bremer | 3 | IC | OP | 2 | 1.9 | 1.9 |  | 5 | 2000 | NG BLQ BLQ BLQ BLQ BLQ: DFO; N N N N N N: N; Y N Y Y Y Y: N |  | S |  | N | Electric Utility | 1 |  | N | N | [17 empty] | N
20214 | Waverly Municipal Elec Utility | 7758 | South Plant | IA | Bremer | 4 | IC | OP | 2 | 1.9 | 1.9 |  | 5 | 2000 | NG BLQ BLQ BLQ BLQ BLQ: DFO; N N N N N N: N; Y N Y Y Y Y: N |  | S |  | N | Electric Utility | 1 |  | N | N | [17 empty] | N
20214 | Waverly Municipal Elec Utility | 7758 | South Plant | IA | Bremer | 5 | IC | OP | 2 | 1.9 | 1.9 |  | 5 | 2000 | NG BLQ BLQ BLQ BLQ BLQ: DFO; N N N N N N: N; Y N Y Y Y Y: N |  | S |  | N | Electric Utility | 1 |  | N | N | [17 empty] | N
20214 | Waverly Municipal Elec Utility | 7758 | South Plant | IA | Bremer | 6 | IC | OP | 2 | 1.9 | 1.9 |  | 5 | 2000 | NG BLQ BLQ BLQ BLQ BLQ: DFO; N N N N N N: N; Y N Y Y Y Y: N |  | S |  | N | Electric Utility | 1 |  | N | N | [17 empty] | N
20214 | Waverly Municipal Elec Utility | 57214 | Waverly Community Wind Project | IA | Bremer | CAN1 | WT | OP | 0.9 | 0.9 | 0.9 |  | 3 | 2009 | NG BLQ BLQ BLQ BLQ BLQ: WND; N N N N N N: N; Y N Y Y Y Y: Y |  | S | 1 | N | Electric Utility | 1 |  |  | N
20214 | Waverly Municipal Elec Utility | 57214 | Waverly Community Wind Project | IA | Bremer | CAN2 | WT | OP | 0.9 | 0.9 | 0.9 |  | 9 | 2012 | NG BLQ BLQ BLQ BLQ BLQ: WND; N N N N N N: N; Y N Y Y Y Y: Y |  | S | 1 | N | Electric Utility | 1 |  |  | N
20214 | Waverly Municipal Elec Utility | 57214 | Waverly Community Wind Project | IA | Bremer | SK4 | WT | OP | 0.9 | 0.9 | 0.9 |  | 12 | 2001 | NG BLQ BLQ BLQ BLQ BLQ: WND; N N N N N N: N; Y N Y Y Y Y: Y |  | S | 1 | N | Electric Utility | 1 |  |  | N
20219 | City of Wayne | 2312 | Wayne | NE | Wayne | 1 | IC | OP | 1.3 | 0.8 | 0.8 |  | 1 | 1951 | NG BLQ BLQ BLQ BLQ BLQ: DFO; N N N N N N: N; Y N Y Y Y Y: Y |  | S |  | N | Electric Utility | 1 |  | N | N | [17 empty] | N
20219 | City of Wayne | 2312 | Wayne | NE | Wayne | 2 | IC | SB | 1 | 0.9 | 0.9 |  | 1 | 1947 | NG BLQ BLQ BLQ BLQ BLQ: DFO; N N N N N N: N; Y N Y Y Y Y: Y | Y | S |  | N | Electric Utility | 1 |  | N | N | [17 empty] | N
20219 | City of Wayne | 2312 | Wayne | NE | Wayne | 3 | IC | OP | 1.9 | 1.8 | 1.8 |  | 1 | 1956 | NG BLQ BLQ BLQ BLQ BLQ: DFO; N N N N N N: N; Y N Y Y Y Y: Y |  | S |  | N | Electric Utility | 1 |  | N | N | [17 empty] | N
20219 | City of Wayne | 2312 | Wayne | NE | Wayne | 4 | IC | OP | 2 | 1.9 | 1.9 |  | 1 | 1960 | NG BLQ BLQ BLQ BLQ BLQ: DFO; N N N N N N: N; Y N Y Y Y Y: Y |  | S |  | N | Electric Utility | 1 |  | N | N | [17 empty] | N
20219 | City of Wayne | 2312 | Wayne | NE | Wayne | 5 | IC | OP | 3.5 | 3.3 | 3.3 |  | 1 | 1966 | NG BLQ BLQ BLQ BLQ BLQ: DFO; N N N N N N: N; Y N Y Y Y Y: Y |  | S |  | N | Electric Utility | 1 |  | N | N | [17 empty] | N
20219 | City of Wayne | 2312 | Wayne | NE | Wayne | 6 | IC | OP | 5.1 | 4.9 | 4.9 |  | 1 | 1968 | NG BLQ BLQ BLQ BLQ BLQ: DFO; N N N N N N: N; Y N Y Y Y Y: Y |  | S |  | N | Electric Utility | 1 |  | N | N | [17 empty] | N
20219 | City of Wayne | 2312 | Wayne | NE | Wayne | 7 | IC | OP | 3.5 | 3.3 | 3.3 |  | 2 | 1998 | NG BLQ BLQ BLQ BLQ BLQ: DFO; N N N N N N: N; Y N Y Y Y Y: Y |  | S |  | N | Electric Utility | 1 |  | N | N | [17 empty] | N
20219 | City of Wayne | 2312 | Wayne | NE | Wayne | 8 | IC | OP | 3.5 | 3.3 | 3.3 |  | 2 | 1998 | NG BLQ BLQ BLQ BLQ BLQ: DFO; N N N N N N: N; Y N Y Y Y Y: Y |  | S |  | N | Electric Utility | 1 |  | N | N | [17 empty] | N
20230 | Weatherford Mun Utility System | 3624 | Weatherford | TX | Parker | 1 | IC | SB | 0.3 | 0.1 | 0.2 |  | 6 | 1940 | NG BLQ BLQ BLQ BLQ BLQ: DFO; N N N N N N: N; Y N Y Y Y Y: N | N | S |  | N | Electric Utility | 1 |  | N | N
20230 | Weatherford Mun Utility System | 3624 | Weatherford | TX | Parker | 2 | IC | SB | 0.3 | 0.1 | 0.2 |  | 6 | 1940 | NG BLQ BLQ BLQ BLQ BLQ: DFO; N N N N N N: N; Y N Y Y Y Y: N | N | S |  | N | Electric Utility | 1 |  | N | N
20230 | Weatherford Mun Utility System | 3624 | Weatherford | TX | Parker | 3 | IC | SB | 0.3 | 0.1 | 0.2 |  | 6 | 1940 | NG BLQ BLQ BLQ BLQ BLQ: DFO; N N N N N N: N; Y N Y Y Y Y: N | N | S |  | N | Electric Utility | 1 |  | N | N
20230 | Weatherford Mun Utility System | 3624 | Weatherford | TX | Parker | 4 | IC | SB | 0.8 | 0.6 | 0.7 |  | 9 | 1945 | NG BLQ BLQ BLQ BLQ BLQ: DFO; N N N N N N: N; Y N Y Y Y Y: N | N | S |  | N | Electric Utility | 1 |  | N | N
20230 | Weatherford Mun Utility System | 3624 | Weatherford | TX | Parker | 6 | IC | SB | 1.4 | 1.2 | 1.3 |  | 12 | 1948 | NG BLQ BLQ BLQ BLQ BLQ: DFO; NG WDS WDS WDS WDS WDS: NG; N N N N N N: N; Y N Y Y Y Y: N | N | S |  | N | Electric Utility | 1 |  | N | N
20230 | Weatherford Mun Utility System | 3624 | Weatherford | TX | Parker | 7 | IC | SB | 1.3 | 1.1 | 1.2 |  | 2 | 1953 | NG BLQ BLQ BLQ BLQ BLQ: NG; NG WDS WDS WDS WDS WDS: DFO; N N N N N N: N; Y N Y Y Y Y: N | N | S |  | N | Electric Utility | 1 |  | N | N
20230 | Weatherford Mun Utility System | 3624 | Weatherford | TX | Parker | 8 | IC | SB | 1.3 | 1.1 | 1.2 |  | 2 | 1953 | NG BLQ BLQ BLQ BLQ BLQ: NG; NG WDS WDS WDS WDS WDS: DFO; N N N N N N: N; Y N Y Y Y Y: N | N | S |  | N | Electric Utility | 1 |  | N | N
20238 | Watchtower Bible & Tract Soc-NY | 55619 | Watchtower Educational Center | NY | PUTNAM | GEN1 | IC | SB | 0.7 | 0.7 | 0.7 |  | 2 | 1996 | [8 empty] | Y | S |  | N | Commercial Non-CHP | 4 |  | N | N | [17 empty] | N | bar: NG BLQ BLQ BLQ BLQ BLQ; N N N N N N to Y N Y Y Y Y
20238 | Watchtower Bible & Tract Soc-NY | 55619 | Watchtower Educational Center | NY | PUTNAM | GEN2 | IC | SB | 0.7 | 0.7 | 0.7 |  | 6 | 1993 | NG BLQ BLQ BLQ BLQ BLQ: DFO; NG WDS WDS WDS WDS WDS: NG; N N N N N N: N; Y N Y Y Y Y: N | Y | S |  | N | Commercial Non-CHP | 4 |  | N | N | [17 empty] | N
20238 | Watchtower Bible & Tract Soc-NY | 55619 | Watchtower Educational Center | NY | PUTNAM | GEN3 | IC | SB | 0.7 | 0.7 | 0.7 |  | 2 | 2000 | [8 empty] | Y | S |  | N | Commercial Non-CHP | 4 |  | N | N | [17 empty] | N | bar: NG BLQ BLQ BLQ BLQ BLQ; N N N N N N to Y N Y Y Y Y
20255 | Weber Basin Water Conserv Dist | 3697 | Gateway | UT | Morgan | 1 | HY | OP | 2 | 2 | 2 |  | 8 | 1958 | NG BLQ BLQ BLQ BLQ BLQ: WAT; N N N N N N: N; Y N Y Y Y Y: Y |  | W |  | N | Electric Utility | 1 |  | N | N
20255 | Weber Basin Water Conserv Dist | 3697 | Gateway | UT | Morgan | 2 | HY | OP | 2 | 2 | 2 |  | 8 | 1958 | NG BLQ BLQ BLQ BLQ BLQ: WAT; N N N N N N: N; Y N Y Y Y Y: Y |  | W |  | N | Electric Utility | 1 |  | N | N
20255 | Weber Basin Water Conserv Dist | 3698 | Wanship | UT | Summit | 1 | HY | OP | 1.9 | 1.9 | 1.9 |  | 8 | 1958 | NG BLQ BLQ BLQ BLQ BLQ: WAT; N N N N N N: N; Y N Y Y Y Y: Y |  | W |  | N | Electric Utility | 1 |  | N | N
20255 | Weber Basin Water Conserv Dist | 7548 | Causey | UT | Weber | 1 | HY | OP | 1.5 | 1.5 | 1.5 |  | 1 | 1998 | NG BLQ BLQ BLQ BLQ BLQ: WAT; N N N N N N: N; Y N Y Y Y Y: Y |  | W |  | N | Electric Utility | 1 |  | N | N
20255 | Weber Basin Water Conserv Dist | 7548 | Causey | UT | Weber | 2 | HY | OP | 0.6 | 0.6 | 0.6 |  | 1 | 1998 | NG BLQ BLQ BLQ BLQ BLQ: WAT; N N N N N N: N; Y N Y Y Y Y: Y |  | W |  | N | Electric Utility | 1 |  | N | N
20259 | City of Webster City | 1198 | Webster City | IA | Hamilton | 6 | GT | SB | 21.3 | 20.7 | 25 |  | 4 | 1972 | NG BLQ BLQ BLQ BLQ BLQ: DFO; N N N N N N: N; Y N Y Y Y Y: Y | Y | S |  | N | Electric Utility | 1 |  | N | N | [17 empty] | N
20315 | City of Wellington - (KS) | 1330 | Wellington 1 | KS | Sumner | 4 | ST | OP | 20 | 19.5 | 19.5 |  | 8 | 1972 | NG BLQ BLQ BLQ BLQ BLQ: NG; N N N N N N: N; Y N Y Y Y Y: Y |  | S |  | N | Electric Utility | 1 |  | N | N | [17 empty] | N
20315 | City of Wellington - (KS) | 1330 | Wellington 1 | KS | Sumner | 7 | IC | OP | 2 | 2 | 2 |  | 2 | 2004 | NG BLQ BLQ BLQ BLQ BLQ: DFO; N N N N N N: N; Y N Y Y Y Y: Y |  | S |  | N | Electric Utility | 1 |  | N | N | [17 empty] | N
20315 | City of Wellington - (KS) | 1330 | Wellington 1 | KS | Sumner | 8 | IC | OP | 2 | 2 | 2 |  | 2 | 2004 | NG BLQ BLQ BLQ BLQ BLQ: DFO; N N N N N N: N; Y N Y Y Y Y: Y |  | S |  | N | Electric Utility | 1 |  | N | N | [17 empty] | N
20315 | City of Wellington - (KS) | 7339 | Wellington 2 | KS | SUMNER | 6 | GT | OP | 20 | 21 | 21 |  | 1 | 1989 | NG BLQ BLQ BLQ BLQ BLQ: NG; NG WDS WDS WDS WDS WDS: DFO; N N N N N N: Y; Y N Y Y Y Y: Y |  | S |  | N | Electric Utility | 1 |  | N | N | [17 empty] | N
20323 | Wellhead Services Inc | 10156 | Fresno Cogen Partners | CA | Fresno | GEN2 | CA | OP | 10 | 6 | 6.5 |  | 1 | 1990 | NG BLQ BLQ BLQ BLQ BLQ: NG; N N N N N N: N; Y N Y Y Y Y: Y | Y | J |  | Y | IPP CHP | 3 | T | N | N | [17 empty] | N
20323 | Wellhead Services Inc | 10156 | Fresno Cogen Partners | CA | Fresno | GEN3 | CT | OP | 22.3 | 21.9 | 22.3 |  | 8 | 2001 | NG BLQ BLQ BLQ BLQ BLQ: NG; N N N N N N: N; Y N Y Y Y Y: Y | Y | J |  | N | IPP CHP | 3 |  |  | N | [17 empty] | N
20323 | Wellhead Services Inc | 10156 | Fresno Cogen Partners | CA | Fresno | GEN4 | CT | OP | 50.3 | 45 | 50.3 |  | 1 | 2004 | NG BLQ BLQ BLQ BLQ BLQ: NG; N N N N N N: N; Y N Y Y Y Y: Y | Y | J |  | Y | IPP CHP | 3 | T |  | N | [17 empty] | N
20323 | Wellhead Services Inc | 10733 | Santa Maria Cogen Plant | CA | Santa Barbara | GEN1 | GT | OP | 9 | 7 | 7 |  | 6 | 1989 | NG BLQ BLQ BLQ BLQ BLQ: NG; N N N N N N: N; Y N Y Y Y Y: Y |  | S |  | Y | IPP CHP | 3 | T | N | N | [17 empty] | N
20323 | Wellhead Services Inc | 52186 | Yuba City Cogen Partners | CA | Sutter | GEN1 | GT | OP | 49 | 48.7 | 46.5 |  | 12 | 1990 | NG BLQ BLQ BLQ BLQ BLQ: NG; N N N N N N: N; Y N Y Y Y Y: Y |  | S |  | Y | IPP CHP | 3 | T | N | N | [12 empty] | N |  |  |  |  | N
20323 | Wellhead Services Inc | 55538 | Escondido Power Plant | CA | San Diego | GEN1 | GT | OP | 44 | 33.6 | 34.6 |  | 8 | 2001 | NG BLQ BLQ BLQ BLQ BLQ: NG; N N N N N N: N; Y N Y Y Y Y: Y |  | W |  | N | IPP Non-CHP | 2 |  | N | Y | [8 empty] | GT | NG | 1 | 2014
20323 | Wellhead Services Inc | 55540 | Chula Vista I | CA | San Diego | GEN1 | GT | OP | 44 | 33.6 | 34.6 |  | 5 | 2001 | NG BLQ BLQ BLQ BLQ BLQ: NG; N N N N N N: N; Y N Y Y Y Y: Y |  | W |  | N | IPP Non-CHP | 2 |  | N
20323 | Wellhead Services Inc | 55874 | Panoche Peaker | CA | Fresno | 8 | GT | OP | 49.9 | 40 | 50.3 |  | 8 | 1973 | NG BLQ BLQ BLQ BLQ BLQ: NG; N N N N N N: N; Y N Y Y Y Y: Y |  | W |  | N | IPP Non-CHP | 2 |  | N | N | [17 empty] | N
20323 | Wellhead Services Inc | 55875 | Gates Peaker | CA | Fresno | GEN1 | GT | OS | 46.5 | 33.3 | 46.5 |  | 12 | 2001 | NG BLQ BLQ BLQ BLQ BLQ: NG; N N N N N N: N; Y N Y Y Y Y: Y |  | W |  | N | IPP Non-CHP | 2 |  | N | N | [17 empty] | N
20328 | Wells Manufacturing Co | 54540 | Wells Manufacturing Dura Bar Division | IL | McHenry | 1A | IC | OP | 1 | 0.9 | 1 |  | 4 | 1992 | NG BLQ BLQ BLQ BLQ BLQ: NG; N N N N N N: N; Y N Y Y Y Y: Y | Y | S |  | N | Industrial Non-CHP | 6 |  | N | N | [17 empty] | N
20328 | Wells Manufacturing Co | 54540 | Wells Manufacturing Dura Bar Division | IL | McHenry | 1B | IC | OP | 1 | 0.9 | 1 |  | 4 | 1992 | NG BLQ BLQ BLQ BLQ BLQ: NG; N N N N N N: N; Y N Y Y Y Y: Y | Y | S |  | N | Industrial Non-CHP | 6 |  | N | N | [17 empty] | N
20328 | Wells Manufacturing Co | 54540 | Wells Manufacturing Dura Bar Division | IL | McHenry | 2A | IC | OP | 1 | 0.9 | 1 |  | 4 | 1992 | NG BLQ BLQ BLQ BLQ BLQ: NG; N N N N N N: N; Y N Y Y Y Y: Y | Y | S |  | N | Industrial Non-CHP | 6 |  | N | N | [17 empty] | N
20328 | Wells Manufacturing Co | 54540 | Wells Manufacturing Dura Bar Division | IL | McHenry | 2B | IC | OP | 1 | 0.9 | 1 |  | 4 | 1992 | NG BLQ BLQ BLQ BLQ BLQ: NG; N N N N N N: N; Y N Y Y Y Y: Y | Y | S |  | N | Industrial Non-CHP | 6 |  | N | N | [17 empty] | N
20328 | Wells Manufacturing Co | 54540 | Wells Manufacturing Dura Bar Division | IL | McHenry | 3A | IC | OP | 1 | 0.9 | 1 |  | 4 | 1992 | NG BLQ BLQ BLQ BLQ BLQ: NG; N N N N N N: N; Y N Y Y Y Y: Y | Y | S |  | N | Industrial Non-CHP | 6 |  | N | N | [17 empty] | N
20328 | Wells Manufacturing Co | 54540 | Wells Manufacturing Dura Bar Division | IL | McHenry | 3B | IC | OP | 1 | 0.9 | 1 |  | 4 | 1992 | NG BLQ BLQ BLQ BLQ BLQ: NG; N N N N N N: N; Y N Y Y Y Y: Y | Y | S |  | N | Industrial Non-CHP | 6 |  | N | N | [17 empty] | N
20347 | Wellesley College | 54937 | Wellesley College Central Utility Plant | MA | Norfolk | 1118 | IC | OP | 1.3 | 1.2 | 1.3 |  | 7 | 1994 | NG BLQ BLQ BLQ BLQ BLQ: NG; N N N N N N: N; Y N Y Y Y Y: Y |  | S |  | Y | Commercial CHP | 5 | T | N | N
20347 | Wellesley College | 54937 | Wellesley College Central Utility Plant | MA | Norfolk | 1119 | IC | OP | 1.3 | 1.2 | 1.3 |  | 7 | 1994 | NG BLQ BLQ BLQ BLQ BLQ: NG; N N N N N N: N; Y N Y Y Y Y: Y |  | S |  | Y | Commercial CHP | 5 | T | N | N
20347 | Wellesley College | 54937 | Wellesley College Central Utility Plant | MA | Norfolk | 1120 | IC | OP | 1.3 | 1.2 | 1.3 |  | 7 | 1994 | NG BLQ BLQ BLQ BLQ BLQ: NG; N N N N N N: N; Y N Y Y Y Y: Y |  | S |  | Y | Commercial CHP | 5 | T | N | N
20347 | Wellesley College | 54937 | Wellesley College Central Utility Plant | MA | Norfolk | 1121 | IC | OP | 1.3 | 1.3 | 1.3 |  | 7 | 1994 | NG BLQ BLQ BLQ BLQ BLQ: NG; N N N N N N: N; Y N Y Y Y Y: Y |  | S |  | Y | Commercial CHP | 5 | T | N | N
20347 | Wellesley College | 54937 | Wellesley College Central Utility Plant | MA | Norfolk | 8187 | IC | OP | 1.9 | 1.9 | 1.9 |  | 7 | 1999 | NG BLQ BLQ BLQ BLQ BLQ: NG; N N N N N N: N; Y N Y Y Y Y: Y |  | S |  | Y | Commercial CHP | 5 | T | N | N
20364 | City of West Bend | 1199 | West Bend | IA | Palo Alto | 1 | IC | SB | 1.1 | 1 | 1 |  | 8 | 1959 | NG BLQ BLQ BLQ BLQ BLQ: DFO; NG WDS WDS WDS WDS WDS: NG; N N N N N N: Y; Y N Y Y Y Y: Y | Y | S |  | N | Electric Utility | 1 |  | N | N | [17 empty] | N
20364 | City of West Bend | 1199 | West Bend | IA | Palo Alto | 3 | IC | SB | 0.9 | 0.9 | 0.9 |  | 12 | 1954 | NG BLQ BLQ BLQ BLQ BLQ: DFO; NG WDS WDS WDS WDS WDS: NG; N N N N N N: Y; Y N Y Y Y Y: Y | Y | S |  | N | Electric Utility | 1 |  | N | N | [17 empty] | N
20364 | City of West Bend | 1199 | West Bend | IA | Palo Alto | 4 | IC | SB | 2.2 | 2 | 2 |  | 11 | 1973 | NG BLQ BLQ BLQ BLQ BLQ: DFO; NG WDS WDS WDS WDS WDS: NG; N N N N N N: Y; Y N Y Y Y Y: Y | Y | S |  | N | Electric Utility | 1 |  | N | N | [17 empty] | N
20380 | City of West Liberty - (IA) | 1200 | West Liberty | IA | Muscatine | 2 | IC | SB | 2.5 | 2.1 | 2.1 |  | 10 | 1974 | NG BLQ BLQ BLQ BLQ BLQ: DFO; NG WDS WDS WDS WDS WDS: NG; N N N N N N: Y; Y N Y Y Y Y: Y | Y | S |  | N | Electric Utility | 1 |  | N | N | [17 empty] | N
20380 | City of West Liberty - (IA) | 1200 | West Liberty | IA | Muscatine | 3 | IC | SB | 3 | 2.7 | 2.7 |  | 2 | 1982 | NG BLQ BLQ BLQ BLQ BLQ: DFO; NG WDS WDS WDS WDS WDS: NG; N N N N N N: Y; Y N Y Y Y Y: Y | Y | S |  | N | Electric Utility | 1 |  | N | N | [17 empty] | N
20380 | City of West Liberty - (IA) | 1200 | West Liberty | IA | Muscatine | 5 | GT | SB | 5.5 | 5 | 5.5 |  | 5 | 2004 | NG BLQ BLQ BLQ BLQ BLQ: DFO; N N N N N N: N; Y N Y Y Y Y: Y | Y | S |  | N | Electric Utility | 1 |  | N | N | [17 empty] | N
20380 | City of West Liberty - (IA) | 1200 | West Liberty | IA | Muscatine | 6 | GT | SB | 5.5 | 5 | 5.5 |  | 5 | 2004 | NG BLQ BLQ BLQ BLQ BLQ: DFO; N N N N N N: N; Y N Y Y Y Y: Y | Y | S |  | N | Electric Utility | 1 |  | N | N | [17 empty] | N
20397 | City of West Point - (NE) | 2313 | West Point Municipal | NE | Cuming | 2 | IC | OP | 0.9 | 0.9 | 0.9 |  | 5 | 1947 | NG BLQ BLQ BLQ BLQ BLQ: NG; NG WDS WDS WDS WDS WDS: DFO; N N N N N N: Y; Y N Y Y Y Y: Y |  | S |  | N | Electric Utility | 1 |  | N | N | [17 empty] | N
20397 | City of West Point - (NE) | 2313 | West Point Municipal | NE | Cuming | 3 | IC | OP | 1.2 | 1.2 | 1.2 |  | 7 | 1959 | NG BLQ BLQ BLQ BLQ BLQ: NG; NG WDS WDS WDS WDS WDS: DFO; N N N N N N: Y; Y N Y Y Y Y: Y |  | S |  | N | Electric Utility | 1 |  | N | N | [17 empty] | N
20397 | City of West Point - (NE) | 2313 | West Point Municipal | NE | Cuming | 4 | IC | OP | 2.3 | 2.3 | 2.3 |  | 8 | 1965 | NG BLQ BLQ BLQ BLQ BLQ: NG; NG WDS WDS WDS WDS WDS: DFO; N N N N N N: Y; Y N Y Y Y Y: Y |  | S |  | N | Electric Utility | 1 |  | N | N | [17 empty] | N
20397 | City of West Point - (NE) | 2313 | West Point Municipal | NE | Cuming | 5 | IC | OS | 4.1 | 4.1 | 4.1 |  | 6 | 1971 | NG BLQ BLQ BLQ BLQ BLQ: NG; NG WDS WDS WDS WDS WDS: DFO; N N N N N N: Y; Y N Y Y Y Y: Y |  | S |  | N | Electric Utility | 1 |  | N | N | [17 empty] | N
20421 | Western Minnesota Mun Pwr Agny | 56013 | Exira | IA | Audubon | U1 | GT | OP | 60.5 | 46.7 | 46.7 |  | 4 | 2004 | NG BLQ BLQ BLQ BLQ BLQ: NG; NG WDS WDS WDS WDS WDS: DFO; N N N N N N: Y; Y N Y Y Y Y: Y |  | S |  | N | Electric Utility | 1 |  | N | N | [17 empty] | N
20421 | Western Minnesota Mun Pwr Agny | 56013 | Exira | IA | Audubon | U2 | GT | OP | 60.5 | 46.7 | 46.7 |  | 5 | 2004 | NG BLQ BLQ BLQ BLQ BLQ: NG; NG WDS WDS WDS WDS WDS: DFO; N N N N N N: Y; Y N Y Y Y Y: Y |  | S |  | N | Electric Utility | 1 |  | N | N | [17 empty] | N
20421 | Western Minnesota Mun Pwr Agny | 56013 | Exira | IA | Audubon | U3 | GT | OP | 60.5 | 46.7 | 46.7 |  | 4 | 2007 | NG BLQ BLQ BLQ BLQ BLQ: NG; NG WDS WDS WDS WDS WDS: DFO; N N N N N N: Y; Y N Y Y Y Y: Y |  | S |  | N | Electric Utility | 1 |  | N | N | [17 empty] | N
20424 | West Texas Wind Energy Partners LLC | 55367 | West Texas Wind Energy LLC | TX | Upton | 01 | WT | OP | 75 | 75 | 75 |  | 6 | 1999 | NG BLQ BLQ BLQ BLQ BLQ: WND; N N N N N N: N; Y N Y Y Y Y: Y |  | S | 107 | N | IPP Non-CHP | 2 |  | N | N
20430 | City of Westbrook | 2021 | Westbrook | MN | Cottonwood | 5 | IC | OP | 2.3 | 2.1 | 2.1 |  | 10 | 2003 | NG BLQ BLQ BLQ BLQ BLQ: DFO; N N N N N N: N; Y N Y Y Y Y: Y |  | S |  | N | Electric Utility | 1 |  | N | N | [12 empty] | N |  |  |  |  | N
20447 | Western Farmers Elec Coop, Inc | 3006 | Anadarko Plant | OK | Caddo | 1 | ST | SB | 17.3 | 12 | 12 |  | 8 | 1953 | NG BLQ BLQ BLQ BLQ BLQ: NG; N N N N N N: N; Y N Y Y Y Y: Y | Y | S |  | N | Electric Utility | 1 |  | N | N | [17 empty] | N
20447 | Western Farmers Elec Coop, Inc | 3006 | Anadarko Plant | OK | Caddo | 10 | GT | OP | 45 | 45 | 45 |  | 6 | 2009 | NG BLQ BLQ BLQ BLQ BLQ: NG; N N N N N N: N; Y N Y Y Y Y: Y |  | S |  | N | Electric Utility | 1 |  |  | N | [17 empty] | N
20447 | Western Farmers Elec Coop, Inc | 3006 | Anadarko Plant | OK | Caddo | 11 | GT | OP | 45 | 45 | 45 |  | 6 | 2009 | NG BLQ BLQ BLQ BLQ BLQ: NG; N N N N N N: N; Y N Y Y Y Y: Y |  | S |  | N | Electric Utility | 1 |  |  | N | [17 empty] | N
20447 | Western Farmers Elec Coop, Inc | 3006 | Anadarko Plant | OK | Caddo | 2 | ST | SB | 17.3 | 12 | 12 |  | 8 | 1953 | NG BLQ BLQ BLQ BLQ BLQ: NG; N N N N N N: N; Y N Y Y Y Y: Y | Y | S |  | N | Electric Utility | 1 |  | N | N | [17 empty] | N | [6 empty] | NG
20447 | Western Farmers Elec Coop, Inc | 3006 | Anadarko Plant | OK | Caddo | 3 | ST | SB | 50 | 44 | 44 |  | 8 | 1959 | NG BLQ BLQ BLQ BLQ BLQ: NG; N N N N N N: N; Y N Y Y Y Y: Y | Y | S |  | N | Electric Utility | 1 |  | N | N | [17 empty] | N | [6 empty] | NG
20447 | Western Farmers Elec Coop, Inc | 3006 | Anadarko Plant | OK | Caddo | 4 | CS | OP | 105.1 | 94 | 94 |  | 12 | 1977 | NG BLQ BLQ BLQ BLQ BLQ: NG; NG WDS WDS WDS WDS WDS: DFO; N N N N N N: Y; Y N Y Y Y Y: Y |  | S |  | N | Electric Utility | 1 |  | N | N | [17 empty] | N
20447 | Western Farmers Elec Coop, Inc | 3006 | Anadarko Plant | OK | Caddo | 5 | CS | OP | 105.1 | 94 | 94 |  | 11 | 1977 | NG BLQ BLQ BLQ BLQ BLQ: NG; NG WDS WDS WDS WDS WDS: DFO; N N N N N N: Y; Y N Y Y Y Y: Y |  | S |  | N | Electric Utility | 1 |  | N | N | [17 empty] | N
20447 | Western Farmers Elec Coop, Inc | 3006 | Anadarko Plant | OK | Caddo | 6 | CS | OP | 105.1 | 94 | 94 |  | 12 | 1977 | NG BLQ BLQ BLQ BLQ BLQ: NG; NG WDS WDS WDS WDS WDS: DFO; N N N N N N: Y; Y N Y Y Y Y: Y |  | S |  | N | Electric Utility | 1 |  | N | N | [17 empty] | N
20447 | Western Farmers Elec Coop, Inc | 3006 | Anadarko Plant | OK | Caddo | 9 | GT | OP | 45 | 45 | 45 |  | 6 | 2009 | NG BLQ BLQ BLQ BLQ BLQ: NG; N N N N N N: N; Y N Y Y Y Y: Y |  | S |  | N | Electric Utility | 1 |  |  | N | [17 empty] | N
20447 | Western Farmers Elec Coop, Inc | 3008 | Mooreland | OK | Woodward | 1 | ST | OP | 45 | 50 | 50 |  | 3 | 1964 | NG BLQ BLQ BLQ BLQ BLQ: NG; N N N N N N: N; Y N Y Y Y Y: Y |  | S |  | N | Electric Utility | 1 |  | N | N
20447 | Western Farmers Elec Coop, Inc | 3008 | Mooreland | OK | Woodward | 2 | ST | OP | 125 | 132 | 132 |  | 7 | 1968 | NG BLQ BLQ BLQ BLQ BLQ: NG; N N N N N N: N; Y N Y Y Y Y: Y |  | S |  | N | Electric Utility | 1 |  | N | N
20447 | Western Farmers Elec Coop, Inc | 3008 | Mooreland | OK | Woodward | 3 | ST | OP | 135 | 140 | 140 |  | 7 | 1975 | NG BLQ BLQ BLQ BLQ BLQ: NG; N N N N N N: N; Y N Y Y Y Y: Y |  | S |  | N | Electric Utility | 1 |  | N | N
20447 | Western Farmers Elec Coop, Inc | 6772 | Hugo | OK | Choctaw | 1 | ST | OP | 446 | 440 | 440 |  | 4 | 1982 | NG BLQ BLQ BLQ BLQ BLQ: SUB; N N N N N N: N; Y N Y Y Y Y: Y |  | S |  | N | Electric Utility | 1 |  | N | N | [17 empty] | N | Y |  | Y |  |  |  | DFO
20447 | Western Farmers Elec Coop, Inc | 55655 | WFEC GenCo LLC | OK | Caddo | GEN1 | GT | OP | 45 | 45 | 45 |  | 5 | 2001 | NG BLQ BLQ BLQ BLQ BLQ: NG; N N N N N N: N; Y N Y Y Y Y: Y |  | S |  | N | Electric Utility | 1 |  | N | N
20447 | Western Farmers Elec Coop, Inc | 55655 | WFEC GenCo LLC | OK | Caddo | GEN2 | GT | OP | 45 | 45 | 45 |  | 5 | 2001 | NG BLQ BLQ BLQ BLQ BLQ: NG; N N N N N N: N; Y N Y Y Y Y: Y |  | S |  | N | Electric Utility | 1 |  | N | N
20492 | Weyerhaeuser Co | 50184 | Weyerhaeuser Columbus MS | MS | Lowndes | TG1 | ST | OP | 64 | 64 | 64 |  | 4 | 1990 | BLQ | WDS | NG | DFO | BIT |  | Y | Y |  | S |  | Y | Industrial CHP | 7 | T | N | N | [17 empty] | N
20492 | Weyerhaeuser Co | 50184 | Weyerhaeuser Columbus MS | MS | Lowndes | TG2 | ST | OP | 46 | 46 | 46 |  | 6 | 1982 | BLQ | WDS | NG | DFO | BIT |  | Y | Y |  | S |  | Y | Industrial CHP | 7 | T | N | N | [17 empty] | N
20492 | Weyerhaeuser Co | 50184 | Weyerhaeuser Columbus MS | MS | Lowndes | TG3 | ST | OP | 14.6 | 14.6 | 14.6 |  | 6 | 1982 | BLQ | WDS | NG | DFO | BIT |  | Y | Y |  | S |  | Y | Industrial CHP | 7 | T | N | N | [17 empty] | N
20492 | Weyerhaeuser Co | 50184 | Weyerhaeuser Columbus MS | MS | Lowndes | TG4 | ST | SB | 4 | 4 | 4 |  | 8 | 1987 | BLQ | WDS | NG | DFO | BIT |  | Y | Y | Y | S |  | Y | Industrial CHP | 7 | T | N | N | [17 empty] | N
20505 | Weyerhaeuser NR Port Wentworth | 50804 | Port Wentworth Mill | GA | Chatham | GEN4 | ST | OP | 47.3 | 17 | 20 |  | 8 | 1991 | BLQ | WDS | NG | DFO | OBG | SLW | Y | Y |  | S |  | Y | Industrial CHP | 7 | B | N | N | [17 empty] | N | [6 empty] | NG
20505 | Weyerhaeuser NR Port Wentworth | 50804 | Port Wentworth Mill | GA | Chatham | GEN5 | ST | OP | 25 | 22 | 22 |  | 1 | 2004 | BLQ | WDS | NG | DFO | OBG | SLW | Y | Y |  | S |  | N | Industrial CHP | 7 |  | N | N | [17 empty] | N | [6 empty] | NG
20508 | MeadWestvaco Corp | 50900 | Covington Facility | VA | Covington | GEN1 | ST | OP | 10.5 | 10.5 | 10.5 |  | 1 | 1939 | BIT | BIT | NG | WDS | RFO | DFO | Y | Y |  | S |  | Y | Industrial CHP | 7 | T | N | Y | [17 empty] | N | Y |  | Y |  |  |  | NG | RFO
20508 | MeadWestvaco Corp | 50900 | Covington Facility | VA | Covington | GEN2 | ST | OP | 10.5 | 10.5 | 10.5 |  | 1 | 1946 | BIT | BIT | NG | WDS | RFO | DFO | Y | Y |  | S |  | Y | Industrial CHP | 7 | T | N | N | [17 empty] | N | Y |  | Y |  |  |  | NG | RFO
20508 | MeadWestvaco Corp | 50900 | Covington Facility | VA | Covington | GEN3 | ST | OP | 10.5 | 10.5 | 10.5 |  | 1 | 1951 | BIT | BIT | NG | WDS | RFO | DFO | Y | Y |  | S |  | Y | Industrial CHP | 7 | T | N | N | [17 empty] | N | Y |  | Y |  |  |  | NG | RFO
20508 | MeadWestvaco Corp | 50900 | Covington Facility | VA | Covington | GEN4 | ST | OP | 34 | 32.5 | 32.5 |  | 9 | 1980 | BLQ | BIT | WDS | RFO | NG | DFO | Y | Y |  | S |  | Y | Industrial CHP | 7 | T | N | N | [17 empty] | N | N |  | N |  |  |  | RFO | NG
20508 | MeadWestvaco Corp | 50900 | Covington Facility | VA | Covington | GEN5 | ST | OP | 34 | 32.5 | 32.5 |  | 9 | 1989 | BIT | WDS | BIT | RFO | NG | DFO | Y | Y |  | S |  | Y | Industrial CHP | 7 | T | N | N | [17 empty] | N | Y | [5 empty] | DFO | NG
20511 | Weyerhaeuser Co- New Bern | 50188 | Weyerhaeuser New Bern NC | NC | Craven | TG1 | ST | OP | 29.7 | 29.7 | 29.7 |  | 12 | 1969 | BLQ | NG | RFO |  |  |  | Y | N |  | S |  | Y | Industrial CHP | 7 | T | N | N | [17 empty] | N | [6 empty] | RFO | PG
20523 | Westward Seafoods Inc | 54305 | Westward Seafoods | AK | Aleutian Islands | 2 | IC | OP | 2.2 | 2.2 | 2.2 |  | 3 | 1991 | BLQ BLQ BIT BIT BIT BLQ BIT: DFO; Y Y Y Y Y Y Y: N; Y Y Y Y Y Y Y: N |  | S |  | Y | Industrial CHP | 7 | T | N | N | [17 empty] | N
20523 | Westward Seafoods Inc | 54305 | Westward Seafoods | AK | Aleutian Islands | 3 | IC | OP | 2.2 | 2.2 | 2.2 |  | 3 | 1991 | BLQ BLQ BIT BIT BIT BLQ BIT: DFO; Y Y Y Y Y Y Y: N; Y Y Y Y Y Y Y: N |  | S |  | Y | Industrial CHP | 7 | T | N | N | [17 empty] | N
20523 | Westward Seafoods Inc | 54305 | Westward Seafoods | AK | Aleutian Islands | 4 | IC | OP | 2.2 | 2.2 | 2.2 |  | 3 | 1991 | BLQ BLQ BIT BIT BIT BLQ BIT: DFO; Y Y Y Y Y Y Y: N; Y Y Y Y Y Y Y: N |  | S |  | Y | Industrial CHP | 7 | T | N | N | [17 empty] | N
20541 | Wheelabrator Environmental Systems | 10503 | Wheelabrator Hudson Falls | NY | Washington | GEN1 | ST | OP | 14.4 | 11.5 | 11.5 |  | 11 | 1991 | BLQ BLQ BIT BIT BIT BLQ BIT: MSW; Y Y Y Y Y Y Y: N; Y Y Y Y Y Y Y: Y |  | S |  | N | IPP Non-CHP | 2 |  | N | N | [17 empty] | N
20541 | Wheelabrator Environmental Systems | 10629 | Wheelabrator Baltimore Refuse | MD | Baltimore City | GEN1 | ST | OP | 60.2 | 57 | 57 |  | 11 | 1984 | BLQ BLQ BIT BIT BIT BLQ BIT: MSW; Y Y Y Y Y Y Y: N; Y Y Y Y Y Y Y: Y |  | S |  | N | IPP CHP | 3 |  | N | N | [17 empty] | N
20541 | Wheelabrator Environmental Systems | 10629 | Wheelabrator Baltimore Refuse | MD | Baltimore City | GEN2 | ST | OP | 4.3 | 4.3 | 4.3 |  | 1 | 2001 | BLQ BLQ BIT BIT BIT BLQ BIT: MSW; Y Y Y Y Y Y Y: N; Y Y Y Y Y Y Y: Y |  | S |  | Y | IPP CHP | 3 | T | N | N | [17 empty] | N
20541 | Wheelabrator Environmental Systems | 50298 | Wheelabrator Lassen | CA | Shasta | GEN1 | GT | OP | 38.8 | 42.7 | 42.7 |  | 5 | 1983 | BLQ BLQ BIT BIT BIT BLQ BIT: NG; Y Y Y Y Y Y Y: N; Y Y Y Y Y Y Y: Y |  | S |  | Y | IPP CHP | 3 | T | N | N | [17 empty] | N
20541 | Wheelabrator Environmental Systems | 50872 | Wheelabrator Claremont Facility | NH | Sullivan | GEN1 | ST | OP | 4.5 | 4.5 | 4.5 |  | 3 | 1987 | BLQ BLQ BIT BIT BIT BLQ BIT: MSW; Y Y Y Y Y Y Y: N; Y Y Y Y Y Y Y: Y |  | S |  | N | IPP Non-CHP | 2 |  | N | N
20541 | Wheelabrator Environmental Systems | 50873 | Wheelabrator Concord Facility | NH | Merrimack | GEN1 | ST | OP | 14 | 12 | 12 |  | 4 | 1989 | BLQ BLQ BIT BIT BIT BLQ BIT: MSW; Y Y Y Y Y Y Y: N; Y Y Y Y Y Y Y: Y |  | S |  | N | IPP Non-CHP | 2 |  | N | N | [17 empty] | N
20541 | Wheelabrator Environmental Systems | 50875 | McKay Bay Facility | FL | Hillsborough | GEN1 | ST | OP | 22.1 | 18 | 18 |  | 6 | 1985 | BLQ BLQ BIT BIT BIT BLQ BIT: MSW; Y Y Y Y Y Y Y: N; Y Y Y Y Y Y Y: Y |  | W |  | N | IPP Non-CHP | 2 |  | N | N | [17 empty] | N
20541 | Wheelabrator Environmental Systems | 50876 | Wheelabrator Norwalk Energy | CA | Los Angeles | GEN1 | CT | OP | 23 | 23.6 | 23.6 |  | 2 | 1988 | BLQ BLQ BIT BIT BIT BLQ BIT: NG; Y Y Y Y Y Y Y: N; Y Y Y Y Y Y Y: Y |  | S |  | Y | IPP CHP | 3 | T | N | N | [17 empty] | N
20541 | Wheelabrator Environmental Systems | 50876 | Wheelabrator Norwalk Energy | CA | Los Angeles | GEN2 | CA | OP | 7.7 | 3.7 | 3.7 |  | 2 | 1988 | BLQ BLQ BIT BIT BIT BLQ BIT: NG; Y Y Y Y Y Y Y: N; Y Y Y Y Y Y Y: Y |  | S |  | Y | IPP CHP | 3 | B | N | N
20541 | Wheelabrator Environmental Systems | 50877 | Wheelabrator North Andover | MA | Essex | GEN1 | ST | OP | 40.3 | 30 | 30 |  | 5 | 1985 | BLQ BLQ BIT BIT BIT BLQ BIT: MSW; Y Y Y Y Y Y Y: N; Y Y Y Y Y Y Y: Y |  | S |  | N | IPP Non-CHP | 2 |  | N | N | [17 empty] | N | [6 empty] | NG
20541 | Wheelabrator Environmental Systems | 50878 | Wheelabrator Millbury Facility | MA | Worcester | GEN1 | ST | OP | 47.6 | 40 | 40 |  | 9 | 1987 | BLQ BLQ BIT BIT BIT BLQ BIT: MSW; Y Y Y Y Y Y Y: N; Y Y Y Y Y Y Y: Y |  | W | 1 | N | IPP Non-CHP | 2 |  | N | N | [17 empty] | N
20541 | Wheelabrator Environmental Systems | 50879 | Wheelabrator Frackville Energy | PA | Schuylkill | GEN1 | ST | OP | 48 | 42.5 | 42.5 |  | 9 | 1988 | BLQ BLQ BIT BIT BIT BLQ BIT: WC; Y Y Y Y Y Y Y: N; Y Y Y Y Y Y Y: Y |  | S |  | Y | IPP CHP | 3 | T | N | N | [17 empty] | N |  | Y | N |  |  |  | DFO
20541 | Wheelabrator Environmental Systems | 50880 | Wheelabrator Saugus | MA | Essex | GEN1 | ST | OP | 53.7 | 32 | 32 |  | 8 | 1985 | BLQ BLQ BIT BIT BIT BLQ BIT: MSW; Y Y Y Y Y Y Y: N; Y Y Y Y Y Y Y: Y |  | S |  | N | IPP Non-CHP | 2 |  | N | N | [17 empty] | N
20541 | Wheelabrator Environmental Systems | 50881 | Wheelabrator Shasta | CA | Shasta | GEN1 | ST | OP | 18.3 | 18.8 | 18.8 |  | 10 | 1987 | WDS | AB | NG |  |  |  | Y | Y |  | S |  | N | IPP Non-CHP | 2 |  | N | N
20541 | Wheelabrator Environmental Systems | 50881 | Wheelabrator Shasta | CA | Shasta | GEN2 | ST | OP | 18.3 | 18.8 | 18.8 |  | 11 | 1987 | WDS | AB | NG |  |  |  | Y | Y |  | S |  | N | IPP Non-CHP | 2 |  | N | N
20541 | Wheelabrator Environmental Systems | 50881 | Wheelabrator Shasta | CA | Shasta | GEN3 | ST | OP | 18.3 | 18.8 | 18.8 |  | 11 | 1987 | WDS | AB | NG |  |  |  | Y | Y |  | S |  | N | IPP Non-CHP | 2 |  | N | N
20541 | Wheelabrator Environmental Systems | 50881 | Wheelabrator Shasta | CA | Shasta | GEN4 | ST | OP | 7.8 | 3.5 | 3.5 |  | 8 | 2000 | WDS | AB | NG |  |  |  | Y | Y |  | S |  | N | IPP Non-CHP | 2 |  | N | N
20541 | Wheelabrator Environmental Systems | 50882 | Wheelabrator Westchester | NY | Westchester | GEN1 | ST | OP | 59.7 | 51 | 53 |  | 10 | 1984 | BLQ BLQ BIT BIT BIT BLQ BIT: MSW; Y Y Y Y Y Y Y: N; Y Y Y Y Y Y Y: Y |  | S |  | N | IPP Non-CHP | 2 |  | N | N | [17 empty] | N
20541 | Wheelabrator Environmental Systems | 50883 | Wheelabrator Bridgeport | CT | Fairfield | GEN1 | ST | OP | 67 | 58 | 58 |  | 7 | 1988 | BLQ BLQ BIT BIT BIT BLQ BIT: MSW; Y Y Y Y Y Y Y: N; Y Y Y Y Y Y Y: Y | Y | W |  | N | IPP Non-CHP | 2 |  | N | N | [17 empty] | N
20541 | Wheelabrator Environmental Systems | 50885 | Wheelabrator Gloucester LP | NJ | Gloucester | GEN1 | ST | OP | 14 | 12 | 12 |  | 1 | 1990 | BLQ BLQ BIT BIT BIT BLQ BIT: MSW; Y Y Y Y Y Y Y: N; Y Y Y Y Y Y Y: Y |  | S |  | N | IPP Non-CHP | 2 |  | N | N | [17 empty] | N
20541 | Wheelabrator Environmental Systems | 50886 | Wheelabrator Spokane | WA | Spokane | GEN1 | ST | OP | 26 | 22.7 | 22.7 |  | 9 | 1991 | BLQ BLQ BIT BIT BIT BLQ BIT: MSW; Y Y Y Y Y Y Y: N; Y Y Y Y Y Y Y: Y |  | W |  | N | IPP Non-CHP | 2 |  | N | N | [17 empty] | N
20541 | Wheelabrator Environmental Systems | 50887 | Wheelabrator South Broward | FL | Broward | GEN1 | ST | OP | 66 | 54 | 54 |  | 4 | 1991 | BLQ BLQ BIT BIT BIT BLQ BIT: MSW; Y Y Y Y Y Y Y: N; Y Y Y Y Y Y Y: Y |  | S |  | N | IPP Non-CHP | 2 |  |  | N | [17 empty] | N
20541 | Wheelabrator Environmental Systems | 54033 | Wheelabrator North Broward | FL | Broward | GEN1 | ST | OP | 67.6 | 56 | 56 |  | 7 | 1991 | BLQ BLQ BIT BIT BIT BLQ BIT: MSW; Y Y Y Y Y Y Y: N; Y Y Y Y Y Y Y: Y |  | S |  | N | IPP Non-CHP | 2 |  | N | N | [17 empty] | N
20541 | Wheelabrator Environmental Systems | 54529 | Wheelabrator Ridge Energy | FL | Polk | 0001 | ST | OP | 45.5 | 47.1 | 47.1 |  | 3 | 1994 | WDS | TDF | LFG |  |  |  | Y | N |  | S |  | N | IPP Non-CHP | 2 |  | N | N | [17 empty] | N
20541 | Wheelabrator Environmental Systems | 54746 | Wheelabrator Falls | PA | Bucks | WFI1 | ST | OP | 53.3 | 48.1 | 48.1 |  | 5 | 1994 | BLQ BLQ BIT BIT BIT BLQ BIT: MSW; Y Y Y Y Y Y Y: N; Y Y Y Y Y Y Y: Y |  | W | 1 | N | IPP Non-CHP | 2 |  | N | N | [17 empty] | N | [6 empty] | NG
20541 | Wheelabrator Environmental Systems | 54758 | Wheelabrator Lisbon | CT | New London | GEN1 | ST | OP | 14.6 | 13 | 13 |  | 10 | 1995 | BLQ BLQ BIT BIT BIT BLQ BIT: MSW; WDS WDS BIT BIT BIT BIT WDS: WDS; Y Y Y Y Y Y Y: Y; Y Y Y Y Y Y Y: Y |  | W |  | N | IPP Non-CHP | 2 |  | N | N
20541 | Wheelabrator Environmental Systems | 54998 | Wheelabrator Portsmouth | VA | Portsmouth City | 1410 | ST | OP | 20 | 15.5 | 15.3 |  | 10 | 1987 | BLQ BLQ BIT BIT BIT BLQ BIT: MSW; WDS WDS BIT BIT BIT BIT WDS: DFO; Y Y Y Y Y Y Y: Y; Y Y Y Y Y Y Y: Y |  | S |  | Y | Commercial CHP | 5 | B | N | N | [24 empty] | DFO
20541 | Wheelabrator Environmental Systems | 54998 | Wheelabrator Portsmouth | VA | Portsmouth City | 1420 | ST | OP | 20 | 15.5 | 15.3 |  | 3 | 1987 | BLQ BLQ BIT BIT BIT BLQ BIT: MSW; WDS WDS BIT BIT BIT BIT WDS: DFO; Y Y Y Y Y Y Y: Y; Y Y Y Y Y Y Y: Y |  | S |  | Y | Commercial CHP | 5 | B | N | N | [24 empty] | DFO
20541 | Wheelabrator Environmental Systems | 54998 | Wheelabrator Portsmouth | VA | Portsmouth City | 1430 | ST | OP | 20 | 15.5 | 15.3 |  | 2 | 1987 | BLQ BLQ BIT BIT BIT BLQ BIT: MSW; WDS WDS BIT BIT BIT BIT WDS: DFO; Y Y Y Y Y Y Y: Y; Y Y Y Y Y Y Y: Y |  | S |  | Y | Commercial CHP | 5 | B | N | N | [24 empty] | DFO
20542 | Weyerhaeuser Co | 50465 | Flint River Operations | GA | Macon | GEN1 | ST | OP | 42 | 42 | 42 |  | 12 | 1980 | BLQ | WDS | NG | RFO | DFO |  | N | Y |  | S |  | Y | Industrial CHP | 7 | T | N | N | [17 empty] | N | [6 empty] | RFO
20547 | Cosmo Specialty Fibers | 50185 | Cosmo Specialty Fibers Plant | WA | Grays Harbor | TG1 | ST | OP | 7.5 | 8.5 | 9 |  | 1 | 1957 | WDL | WDS | RFO |  |  |  | Y | N |  | S |  | Y | Industrial CHP | 7 | B | N | N | [17 empty] | N | [6 empty] | WO
20547 | Cosmo Specialty Fibers | 50185 | Cosmo Specialty Fibers Plant | WA | Grays Harbor | TG2 | ST | OP | 7.5 | 8.5 | 9 |  | 1 | 1957 | WDL | WDS | RFO |  |  |  | Y | N |  | S |  | Y | Industrial CHP | 7 | B | N | N | [17 empty] | N | [6 empty] | WO
20548 | Weyerhaeuser Co | 50187 | Weyerhaeuser Longview WA | WA | Cowlitz | TG1 | ST | OP | 5 | 4.7 | 4.7 |  | 1 | 1948 | BLQ | NG | RFO |  |  |  | Y | Y |  | S |  | Y | Industrial CHP | 7 | T | N | N | [24 empty] | RFO
20548 | Weyerhaeuser Co | 50187 | Weyerhaeuser Longview WA | WA | Cowlitz | TG2 | ST | OP | 5 | 4.7 | 4.7 |  | 1 | 1948 | BLQ | NG | RFO |  |  |  | Y | Y |  | S |  | Y | Industrial CHP | 7 | T | N | N | [24 empty] | RFO
20548 | Weyerhaeuser Co | 50187 | Weyerhaeuser Longview WA | WA | Cowlitz | TG4 | ST | OP | 18 | 18 | 18 |  | 1 | 1954 | BLQ | NG | RFO |  |  |  | Y | Y |  | S |  | Y | Industrial CHP | 7 | T | N | N | [24 empty] | RFO
20548 | Weyerhaeuser Co | 50187 | Weyerhaeuser Longview WA | WA | Cowlitz | TG5 | ST | OP | 31.4 | 29.2 | 29.5 |  | 1 | 1976 | WDS | SUB | SLW |  |  |  | Y | Y |  | S |  | Y | Industrial CHP | 7 | T | N | N | [24 empty] | RFO | SUB
20558 | White Springs Agrici Chem Inc | 50473 | Suwannee River Chemical Complex | FL | Hamilton | SRC | ST | OP | 27.3 | 27.3 | 27.3 |  | 7 | 1986 | OTH | RFO | NG |  |  |  | N | Y |  | S |  | Y | Industrial CHP | 7 | B | N | N | [17 empty] | N
20558 | White Springs Agrici Chem Inc | 50474 | Swift Creek Chemical Complex | FL | Hamilton | SCC | ST | OP | 21 | 15.9 | 15.9 |  | 1 | 1980 | BLQ BLQ BIT BIT BIT BLQ BIT: OTH; WDS WDS BIT BIT BIT BIT WDS: RFO; Y Y Y Y Y Y Y: N; Y Y Y Y Y Y Y: Y |  | S |  | Y | Industrial CHP | 7 | B | N | N | [12 empty] | N |  |  |  |  | N
20604 | City of Whittemore | 1201 | Whittemore | IA | Kossuth | 1 | IC | OP | 0.1 | 0.1 | 0.1 |  | 8 | 1946 | BLQ BLQ BIT BIT BIT BLQ BIT: DFO; WDS WDS BIT BIT BIT BIT WDS: NG; Y Y Y Y Y Y Y: N; Y Y Y Y Y Y Y: Y |  | S |  | N | Electric Utility | 1 |  | N | N
20604 | City of Whittemore | 1201 | Whittemore | IA | Kossuth | 2 | IC | OP | 0.5 | 0.5 | 0.5 |  | 8 | 1956 | BLQ BLQ BIT BIT BIT BLQ BIT: DFO; WDS WDS BIT BIT BIT BIT WDS: NG; Y Y Y Y Y Y Y: N; Y Y Y Y Y Y Y: Y |  | S |  | N | Electric Utility | 1 |  | N | N
20604 | City of Whittemore | 1201 | Whittemore | IA | Kossuth | 3 | IC | OP | 0.2 | 0.2 | 0.2 |  | 8 | 1950 | BLQ BLQ BIT BIT BIT BLQ BIT: DFO; WDS WDS BIT BIT BIT BIT WDS: NG; Y Y Y Y Y Y Y: N; Y Y Y Y Y Y Y: Y |  | S |  | N | Electric Utility | 1 |  | N | N
20604 | City of Whittemore | 1201 | Whittemore | IA | Kossuth | 4 | IC | OP | 1.1 | 1.1 | 1.1 |  | 8 | 1964 | BLQ BLQ BIT BIT BIT BLQ BIT: DFO; WDS WDS BIT BIT BIT BIT WDS: NG; Y Y Y Y Y Y Y: N; Y Y Y Y Y Y Y: Y |  | S |  | N | Electric Utility | 1 |  | N | N
20632 | City of Wilber | 2315 | Wilber | NE | Saline | 4 | IC | OP | 1.1 | 0.9 | 0.9 |  | 1 | 1960 | BLQ BLQ BIT BIT BIT BLQ BIT: DFO; Y Y Y Y Y Y Y: N; Y Y Y Y Y Y Y: N | Y | S |  | N | Electric Utility | 1 |  | N | N | [17 empty] | N
20632 | City of Wilber | 2315 | Wilber | NE | Saline | 5 | IC | OP | 0.9 | 0.6 | 0.6 |  | 1 | 1960 | BLQ BLQ BIT BIT BIT BLQ BIT: DFO; Y Y Y Y Y Y Y: N; Y Y Y Y Y Y Y: N | Y | S |  | N | Electric Utility | 1 |  | N | N | [17 empty] | N
20632 | City of Wilber | 2315 | Wilber | NE | Saline | 6 | IC | OP | 1.6 | 1.6 | 1.6 |  | 1 | 1997 | BLQ BLQ BIT BIT BIT BLQ BIT: DFO; Y Y Y Y Y Y Y: N; Y Y Y Y Y Y Y: N | Y | S |  | N | Electric Utility | 1 |  | N | N | [17 empty] | N
20680 | William Beaumont Hospital | 50937 | William Beaumont Hospital | MI | Oakland | GENA | IC | SB | 1.9 | 1.9 | 1.9 |  | 10 | 1992 | BLQ BLQ BIT BIT BIT BLQ BIT: DFO; WDS WDS BIT BIT BIT BIT WDS: NG; Y Y Y Y Y Y Y: Y; Y Y Y Y Y Y Y: N | Y | S |  | N | Commercial Non-CHP | 4 |  | N | N | [12 empty] | N |  |  |  |  | N
20680 | William Beaumont Hospital | 50937 | William Beaumont Hospital | MI | Oakland | GENB | IC | SB | 1.9 | 1.9 | 1.9 |  | 10 | 1992 | BLQ BLQ BIT BIT BIT BLQ BIT: DFO; WDS WDS BIT BIT BIT BIT WDS: NG; Y Y Y Y Y Y Y: Y; Y Y Y Y Y Y Y: N | Y | S |  | N | Commercial Non-CHP | 4 |  | N | N | [12 empty] | N |  |  |  |  | N
20707 | Wintec Energy Ltd | 50276 | Wintec Energy Ltd | CA | Riverside | EXIS | WT | OP | 7.5 | 5.9 | 5.9 |  | 12 | 1986 | BLQ BLQ BIT BIT BIT BLQ BIT: WND; Y Y Y Y Y Y Y: N; Y Y Y Y Y Y Y: Y |  | S | 94 | N | IPP Non-CHP | 2 |  | N | N | [17 empty] | N
20712 | Snowbird Corporation | 10215 | Snowbird Power Plant | UT | Salt Lake | 1367 | IC | OP | 0.6 | 0.6 | 0.6 |  | 12 | 1986 | BLQ BLQ BIT BIT BIT BLQ BIT: NG; WDS WDS BIT BIT BIT BIT WDS: PG; Y Y Y Y Y Y Y: N; Y Y Y Y Y Y Y: N |  | S |  | Y | Commercial CHP | 5 | T | N | N | [17 empty] | N
20712 | Snowbird Corporation | 10215 | Snowbird Power Plant | UT | Salt Lake | 1391 | IC | OP | 0.6 | 0.6 | 0.6 |  | 12 | 1986 | BLQ BLQ BIT BIT BIT BLQ BIT: NG; WDS WDS BIT BIT BIT BIT WDS: PG; Y Y Y Y Y Y Y: N; Y Y Y Y Y Y Y: N |  | S |  | Y | Commercial CHP | 5 | T | N | N | [17 empty] | N
20712 | Snowbird Corporation | 10215 | Snowbird Power Plant | UT | Salt Lake | 1392 | IC | OP | 0.6 | 0.6 | 0.6 |  | 12 | 1986 | BLQ BLQ BIT BIT BIT BLQ BIT: NG; WDS WDS BIT BIT BIT BIT WDS: PG; Y Y Y Y Y Y Y: N; Y Y Y Y Y Y Y: N |  | S |  | Y | Commercial CHP | 5 | T | N | N | [17 empty] | N
20737 | Willmar Municipal Utilities | 2022 | Willmar | MN | Kandiyohi | 3 | ST | OP | 18 | 15.9 | 15.9 |  | 11 | 1970 | SUB | NG | AB |  |  |  | Y | Y |  | S |  | Y | Electric Utility | 1 | B | N | Y | 0 | 7.4 | 12 | 2016 | [13 empty] | N |  |  | Y |  |  |  | NG
20737 | Willmar Municipal Utilities | 2022 | Willmar | MN | Kandiyohi | ST2 | ST | SB | 8 | 6.5 | 6.5 |  | 9 | 1956 | BLQ BLQ BIT BIT BIT BLQ BIT: NG; Y Y Y Y Y Y Y: N; Y Y Y Y Y Y Y: Y | Y | S |  | Y | Electric Utility | 1 | B | N | N | [17 empty] | N |  |  | N
20737 | Willmar Municipal Utilities | 2022 | Willmar | MN | Kandiyohi | WTG3 | WT | OP | 2 | 2 | 2 |  | 8 | 2009 | BLQ BLQ BIT BIT BIT BLQ BIT: WND; Y Y Y Y Y Y Y: N; Y Y Y Y Y Y Y: Y |  | S | 1 | N | Electric Utility | 1 |  |  | N | [17 empty] | N
20737 | Willmar Municipal Utilities | 2022 | Willmar | MN | Kandiyohi | WTG4 | WT | OP | 2 | 2 | 2 |  | 8 | 2009 | BLQ BLQ BIT BIT BIT BLQ BIT: WND; Y Y Y Y Y Y Y: N; Y Y Y Y Y Y Y: N |  | S | 1 | N | Electric Utility | 1 |  |  | N | [17 empty] | N
20737 | Willmar Municipal Utilities | 57034 | Willmar Municipal East Substation | MN | KANDIYOHI | E04 | IC | OP | 2 | 2 | 2 |  | 6 | 2000 | BLQ BLQ BIT BIT BIT BLQ BIT: DFO; Y Y Y Y Y Y Y: N; Y Y Y Y Y Y Y: Y |  | S |  | N | Electric Utility | 1 |  |  | N | [12 empty] | N
20737 | Willmar Municipal Utilities | 57034 | Willmar Municipal East Substation | MN | KANDIYOHI | E05 | IC | OP | 2 | 2 | 2 |  | 6 | 2000 | BLQ BLQ BIT BIT BIT BLQ BIT: DFO; Y Y Y Y Y Y Y: N; Y Y Y Y Y Y Y: Y |  | S |  | N | Electric Utility | 1 |  |  | N | [12 empty] | N
20737 | Willmar Municipal Utilities | 57034 | Willmar Municipal East Substation | MN | KANDIYOHI | E06 | IC | OP | 2 | 2 | 2 |  | 6 | 2000 | BLQ BLQ BIT BIT BIT BLQ BIT: DFO; Y Y Y Y Y Y Y: N; Y Y Y Y Y Y Y: Y |  | S |  | N | Electric Utility | 1 |  |  | N | [12 empty] | N
20737 | Willmar Municipal Utilities | 57035 | Willmar Municipal SW Substation | MN | KANDIYOHI | SW01 | IC | OP | 2 | 2 | 2 |  | 6 | 2000 | BLQ BLQ BIT BIT BIT BLQ BIT: DFO; Y Y Y Y Y Y Y: N; Y Y Y Y Y Y Y: Y |  | S |  | N | Electric Utility | 1 |  |  | N | [12 empty] | N
20737 | Willmar Municipal Utilities | 57035 | Willmar Municipal SW Substation | MN | KANDIYOHI | SW02 | IC | OP | 2 | 2 | 2 |  | 6 | 2000 | BLQ BLQ BIT BIT BIT BLQ BIT: DFO; Y Y Y Y Y Y Y: N; Y Y Y Y Y Y Y: Y |  | S |  | N | Electric Utility | 1 |  |  | N | [12 empty] | N
20737 | Willmar Municipal Utilities | 57035 | Willmar Municipal SW Substation | MN | KANDIYOHI | SW03 | IC | OP | 2 | 2 | 2 |  | 6 | 2000 | BLQ BLQ BIT BIT BIT BLQ BIT: DFO; Y Y Y Y Y Y Y: N; Y Y Y Y Y Y Y: Y |  | S |  | N | Electric Utility | 1 |  |  | N | [12 empty] | N
20789 | City of Wilton | 1202 | Wilton | IA | Muscatine | 5 | IC | OP | 1.6 | 1.6 | 1.6 |  | 1 | 1992 | BLQ BLQ BIT BIT BIT BLQ BIT: DFO; Y Y Y Y Y Y Y: N; Y Y Y Y Y Y Y: N |  | S |  | N | Electric Utility | 1 |  | N | N | [17 empty] | N
20789 | City of Wilton | 1202 | Wilton | IA | Muscatine | 6 | IC | OP | 1.6 | 1.6 | 1.6 |  | 1 | 1992 | BLQ BLQ BIT BIT BIT BLQ BIT: DFO; Y Y Y Y Y Y Y: N; Y Y Y Y Y Y Y: N |  | S |  | N | Electric Utility | 1 |  | N | N | [17 empty] | N
20789 | City of Wilton | 1202 | Wilton | IA | Muscatine | 7 | IC | OP | 1.6 | 1.6 | 1.6 |  | 1 | 1992 | BLQ BLQ BIT BIT BIT BLQ BIT: DFO; Y Y Y Y Y Y Y: N; Y Y Y Y Y Y Y: N |  | S |  | N | Electric Utility | 1 |  | N | N | [17 empty] | N
20789 | City of Wilton | 1202 | Wilton | IA | Muscatine | 8 | IC | OP | 2.2 | 2.2 | 2.2 |  | 5 | 2002 | BLQ BLQ BIT BIT BIT BLQ BIT: DFO; Y Y Y Y Y Y Y: N; Y Y Y Y Y Y Y: N |  | S |  | N | Electric Utility | 1 |  | N | N | [17 empty] | N
20789 | City of Wilton | 1202 | Wilton | IA | Muscatine | 9 | IC | OP | 2.2 | 2.1 | 2.2 |  | 5 | 2002 | BLQ BLQ BIT BIT BIT BLQ BIT: DFO; Y Y Y Y Y Y Y: N; Y Y Y Y Y Y Y: N |  | S |  | N | Electric Utility | 1 |  | N | N | [17 empty] | N
20791 | Windland Inc | 50386 | Windland | CA | Kern | WING | WT | OP | 16 | 16 | 16 |  | 12 | 1982 | BLQ BLQ BIT BIT BIT BLQ BIT: WND; Y Y Y Y Y Y Y: N; Y Y Y Y Y Y Y: Y |  | S | 60 | N | IPP Non-CHP | 2 |  | N | N | [17 empty] | N
20806 | City of Windom | 2023 | Windom | MN | Cottonwood | CAT2 | IC | OP | 1.8 | 1.7 | 1.8 |  | 4 | 2001 | BLQ BLQ BIT BIT BIT BLQ BIT: DFO; Y Y Y Y Y Y Y: N; Y Y Y Y Y Y Y: Y |  | S |  | N | Electric Utility | 1 |  | N | N | [12 empty] | N
20806 | City of Windom | 2023 | Windom | MN | Cottonwood | CAT3 | IC | OP | 1.8 | 1.7 | 1.8 |  | 4 | 2001 | BLQ BLQ BIT BIT BIT BLQ BIT: DFO; Y Y Y Y Y Y Y: N; Y Y Y Y Y Y Y: Y |  | S |  | N | Electric Utility | 1 |  | N | N | [12 empty] | N |  |  |  |  | N
20806 | City of Windom | 2023 | Windom | MN | Cottonwood | CAT4 | IC | OP | 1.8 | 1.7 | 1.8 |  | 4 | 2001 | BLQ BLQ BIT BIT BIT BLQ BIT: DFO; Y Y Y Y Y Y Y: N; Y Y Y Y Y Y Y: Y |  | S |  | N | Electric Utility | 1 |  | N | N | [12 empty] | N |  |  |  |  | N
20806 | City of Windom | 2023 | Windom | MN | Cottonwood | GT1 | GT | OP | 3 | 2.5 | 3 |  | 6 | 1980 | BLQ BLQ BIT BIT BIT BLQ BIT: DFO; Y Y Y Y Y Y Y: N; Y Y Y Y Y Y Y: Y |  | S |  | N | Electric Utility | 1 |  | N | N | [12 empty] | N |  |  |  |  | N
20813 | City of Winfield - (KS) | 1332 | West 14th Street | KS | Cowley | GT1 | GT | OP | 11 | 11.1 | 11.2 |  | 8 | 1962 | BLQ BLQ BIT BIT BIT BLQ BIT: NG; Y Y Y Y Y Y Y: N; Y Y Y Y Y Y Y: Y | Y | S |  | N | Electric Utility | 1 |  | N | N | [17 empty] | N
20813 | City of Winfield - (KS) | 7013 | East 12th Street | KS | Cowley | 4 | ST | OP | 26.5 | 25.8 | 28.6 |  | 6 | 1970 | BLQ BLQ BIT BIT BIT BLQ BIT: NG; Y Y Y Y Y Y Y: N; Y Y Y Y Y Y Y: Y |  | S |  | N | Electric Utility | 1 |  | N | N | [17 empty] | N | [6 empty] | NG
20813 | City of Winfield - (KS) | 7013 | East 12th Street | KS | Cowley | 5 | IC | SB | 1.6 | 1.6 | 1.6 |  | 6 | 2002 | BLQ BLQ BIT BIT BIT BLQ BIT: DFO; Y Y Y Y Y Y Y: N; Y Y Y Y Y Y Y: Y | Y | S |  | N | Electric Utility | 1 |  | N | N | [17 empty] | N
20813 | City of Winfield - (KS) | 56022 | Waste Water Plant Generator | KS | Cowley | 1 | IC | OS | 1.6 | 1.6 | 1.6 |  | 7 | 2003 | BLQ BLQ BIT BIT BIT BLQ BIT: DFO; Y Y Y Y Y Y Y: N; Y Y Y Y Y Y Y: Y | N | S |  | N | Electric Utility | 1 |  | N | N | [17 empty] | N
20824 | Village of Winnetka - (IL) | 972 | Winnetka | IL | Cook | 4 | ST | OP | 9.4 | 9.4 | 9.4 |  | 1 | 1953 | BLQ BLQ BIT BIT BIT BLQ BIT: NG; Y Y Y Y Y Y Y: N; Y Y Y Y Y Y Y: Y |  | S |  | N | Electric Utility | 1 |  | N | N | [17 empty] | N | [6 empty] | NG
20824 | Village of Winnetka - (IL) | 972 | Winnetka | IL | Cook | 6 | ST | OP | 6.3 | 6.3 | 6.3 |  | 1 | 1948 | BLQ BLQ BIT BIT BIT BLQ BIT: NG; Y Y Y Y Y Y Y: N; Y Y Y Y Y Y Y: Y |  | S |  | N | Electric Utility | 1 |  | N | N | [17 empty] | N | [6 empty] | NG
20824 | Village of Winnetka - (IL) | 972 | Winnetka | IL | Cook | 7 | ST | OP | 12.5 | 12.5 | 12.5 |  | 1 | 1960 | BLQ BLQ BIT BIT BIT BLQ BIT: NG; Y Y Y Y Y Y Y: N; Y Y Y Y Y Y Y: Y |  | S |  | N | Electric Utility | 1 |  | N | N | [17 empty] | N | [6 empty] | NG
20824 | Village of Winnetka - (IL) | 972 | Winnetka | IL | Cook | 8 | IC | OP | 2.6 | 2.6 | 2.6 |  | 1 | 1979 | BLQ BLQ BIT BIT BIT BLQ BIT: DFO; Y Y Y Y Y Y Y: N; Y Y Y Y Y Y Y: Y |  | S |  | N | Electric Utility | 1 |  | N | N | [17 empty] | N
20824 | Village of Winnetka - (IL) | 972 | Winnetka | IL | Cook | 9 | IC | OP | 2.6 | 2.6 | 2.6 |  | 1 | 1979 | BLQ BLQ BIT BIT BIT BLQ BIT: DFO; Y Y Y Y Y Y Y: N; Y Y Y Y Y Y Y: Y |  | S |  | N | Electric Utility | 1 |  | N | N | [17 empty] | N
20835 | City of Winterset - (IA) | 1203 | Winterset | IA | Madison | 2 | IC | OP | 1.5 | 1.3 | 1.3 |  | 7 | 1956 | BLQ BLQ BIT BIT BIT BLQ BIT: DFO; WDS WDS BIT BIT BIT BIT WDS: NG; Y Y Y Y Y Y Y: N; Y Y Y Y Y Y Y: Y | Y | S |  | N | Electric Utility | 1 |  | N | N | [17 empty] | N
20835 | City of Winterset - (IA) | 1203 | Winterset | IA | Madison | 3 | IC | OP | 1.7 | 1.7 | 1.7 |  | 6 | 1966 | BLQ BLQ BIT BIT BIT BLQ BIT: DFO; WDS WDS BIT BIT BIT BIT WDS: NG; Y Y Y Y Y Y Y: N; Y Y Y Y Y Y Y: Y | Y | S |  | N | Electric Utility | 1 |  | N | N | [17 empty] | N
20835 | City of Winterset - (IA) | 1203 | Winterset | IA | Madison | 4 | IC | OP | 4.4 | 4.4 | 4.4 |  | 5 | 1972 | BLQ BLQ BIT BIT BIT BLQ BIT: DFO; WDS WDS BIT BIT BIT BIT WDS: NG; Y Y Y Y Y Y Y: N; Y Y Y Y Y Y Y: Y | Y | S |  | N | Electric Utility | 1 |  | N | N | [17 empty] | N
20835 | City of Winterset - (IA) | 1203 | Winterset | IA | Madison | 5 | IC | OP | 2 | 2 | 2 |  | 4 | 2002 | BLQ BLQ BIT BIT BIT BLQ BIT: DFO; Y Y Y Y Y Y Y: N; Y Y Y Y Y Y Y: Y | Y | S |  | N | Electric Utility | 1 |  | N | N | [17 empty] | N
20835 | City of Winterset - (IA) | 1203 | Winterset | IA | Madison | 6 | IC | OP | 2 | 2 | 2 |  | 4 | 2002 | BLQ BLQ BIT BIT BIT BLQ BIT: DFO; Y Y Y Y Y Y Y: N; Y Y Y Y Y Y Y: Y | Y | S |  | N | Electric Utility | 1 |  | N | N | [17 empty] | N
20835 | City of Winterset - (IA) | 1203 | Winterset | IA | Madison | 7 | IC | OP | 2 | 2 | 2 |  | 4 | 2002 | BLQ BLQ BIT BIT BIT BLQ BIT: DFO; Y Y Y Y Y Y Y: N; Y Y Y Y Y Y Y: Y | Y | S |  | N | Electric Utility | 1 |  | N | N | [17 empty] | N
20838 | Wim-Sam Inc | 54606 | University of Texas at San Antonio | TX | Bexar | GEN1 | IC | OP | 3.4 | 3.3 | 3.4 |  | 1 | 1980 | BLQ BLQ BIT BIT BIT BLQ BIT: NG; WDS WDS BIT BIT BIT BIT WDS: DFO; Y Y Y Y Y Y Y: Y; Y Y Y Y Y Y Y: N |  | W |  | Y | Commercial CHP | 5 | B | N | N | [17 empty] | N
20847 | Wisconsin Electric Power Co | 1769 | Presque Isle | MI | Marquette | 5 | ST | OP | 90 | 55 | 55 |  | 12 | 1974 | BLQ BLQ BIT BIT BIT BLQ BIT: BIT; Y Y Y Y Y Y Y: N; Y Y Y Y Y Y Y: Y |  | S |  | N | Electric Utility | 1 |  |  | Y | [15 empty] | 1 | 2017 | N | Y |  | Y |  |  |  | DFO
20847 | Wisconsin Electric Power Co | 1769 | Presque Isle | MI | Marquette | 6 | ST | OP | 90 | 55 | 55 |  | 4 | 1975 | BLQ BLQ BIT BIT BIT BLQ BIT: BIT; Y Y Y Y Y Y Y: N; Y Y Y Y Y Y Y: Y |  | S |  | N | Electric Utility | 1 |  |  | Y | [15 empty] | 1 | 2017 | N | Y |  | Y |  |  |  | DFO
20847 | Wisconsin Electric Power Co | 1769 | Presque Isle | MI | Marquette | 7 | ST | OP | 90 | 78 | 78 |  | 6 | 1978 | BLQ BLQ BIT BIT BIT BLQ BIT: SUB; Y Y Y Y Y Y Y: N; Y Y Y Y Y Y Y: Y |  | S |  | N | Electric Utility | 1 |  |  | Y | [15 empty] | 1 | 2017 | N | Y |  | Y |  |  |  | DFO
20847 | Wisconsin Electric Power Co | 1769 | Presque Isle | MI | Marquette | 8 | ST | OP | 90 | 78 | 78 |  | 11 | 1978 | BLQ BLQ BIT BIT BIT BLQ BIT: SUB; Y Y Y Y Y Y Y: N; Y Y Y Y Y Y Y: Y |  | S |  | N | Electric Utility | 1 |  |  | Y | [15 empty] | 1 | 2017 | N | Y |  | Y |  |  |  | DFO
20847 | Wisconsin Electric Power Co | 1769 | Presque Isle | MI | Marquette | 9 | ST | OP | 90 | 78 | 78 |  | 8 | 1979 | BLQ BLQ BIT BIT BIT BLQ BIT: SUB; Y Y Y Y Y Y Y: N; Y Y Y Y Y Y Y: Y |  | S |  | N | Electric Utility | 1 |  |  | Y | [15 empty] | 1 | 2017 | N | Y |  | Y |  |  |  | DFO
20847 | Wisconsin Electric Power Co | 1775 | Brule | WI | Florence | 1 | HY | OP | 1.3 | 0.6 | 0.6 |  | 8 | 1919 | BLQ BLQ BIT BIT BIT BLQ BIT: WAT; Y Y Y Y Y Y Y: N; Y Y Y Y Y Y Y: Y |  | S | 0 | N | Electric Utility | 1 |  | N | N | [17 empty] | N
20847 | Wisconsin Electric Power Co | 1775 | Brule | WI | Florence | 2 | HY | OP | 2 | 0.3 | 0.3 |  | 1 | 1919 | BLQ BLQ BIT BIT BIT BLQ BIT: WAT; Y Y Y Y Y Y Y: N; Y Y Y Y Y Y Y: Y |  | S | 0 | N | Electric Utility | 1 |  | N | N | [17 empty] | N
20847 | Wisconsin Electric Power Co | 1775 | Brule | WI | Florence | 3 | HY | OP | 2 | 0.7 | 0.7 |  | 4 | 1921 | BLQ BLQ BIT BIT BIT BLQ BIT: WAT; Y Y Y Y Y Y Y: N; Y Y Y Y Y Y Y: Y |  | S | 0 | N | Electric Utility | 1 |  | N | N | [17 empty] | N
20847 | Wisconsin Electric Power Co | 1776 | Chalk Hill | MI | Menominee | 1 | HY | OP | 2.6 | 0.1 | 0.1 |  | 5 | 1927 | BLQ BLQ BIT BIT BIT BLQ BIT: WAT; Y Y Y Y Y Y Y: N; Y Y Y Y Y Y Y: Y |  | S | 0 | N | Electric Utility | 1 |  | N | N | [17 empty] | N
20847 | Wisconsin Electric Power Co | 1776 | Chalk Hill | MI | Menominee | 2 | HY | OP | 2.6 | 1.9 | 1.9 |  | 5 | 1927 | BLQ BLQ BIT BIT BIT BLQ BIT: WAT; Y Y Y Y Y Y Y: N; Y Y Y Y Y Y Y: Y |  | S | 0 | N | Electric Utility | 1 |  | N | N | [17 empty] | N
20847 | Wisconsin Electric Power Co | 1776 | Chalk Hill | MI | Menominee | 3 | HY | OP | 2.6 | 0.8 | 0.8 |  | 5 | 1927 | BLQ BLQ BIT BIT BIT BLQ BIT: WAT; Y Y Y Y Y Y Y: N; Y Y Y Y Y Y Y: Y |  | S | 0 | N | Electric Utility | 1 |  | N | N | [17 empty] | N
20847 | Wisconsin Electric Power Co | 1777 | Hemlock Falls | MI | Iron | 1 | HY | OP | 2.8 | 0.6 | 0.6 |  | 8 | 1953 | BLQ BLQ BIT BIT BIT BLQ BIT: WAT; Y Y Y Y Y Y Y: N; Y Y Y Y Y Y Y: N |  | S | 0 | N | Electric Utility | 1 |  | N | N | [17 empty] | N
20847 | Wisconsin Electric Power Co | 1778 | Kingsford | MI | Dickinson | 1 | HY | OP | 2.4 | 0.6 | 0.6 |  | 5 | 1924 | BLQ BLQ BIT BIT BIT BLQ BIT: WAT; Y Y Y Y Y Y Y: N; Y Y Y Y Y Y Y: N |  | S | 0 | N | Electric Utility | 1 |  | N | N | [17 empty] | N
20847 | Wisconsin Electric Power Co | 1778 | Kingsford | MI | Dickinson | 2 | HY | OP | 2.4 | 1.1 | 1.1 |  | 5 | 1924 | BLQ BLQ BIT BIT BIT BLQ BIT: WAT; Y Y Y Y Y Y Y: N; Y Y Y Y Y Y Y: N |  | S | 0 | N | Electric Utility | 1 |  | N | N | [17 empty] | N
20847 | Wisconsin Electric Power Co | 1778 | Kingsford | MI | Dickinson | 3 | HY | OP | 2.4 | 1.1 | 1.1 |  | 5 | 1924 | BLQ BLQ BIT BIT BIT BLQ BIT: WAT; Y Y Y Y Y Y Y: N; Y Y Y Y Y Y Y: N |  | S | 0 | N | Electric Utility | 1 |  | N | N | [17 empty] | N
20847 | Wisconsin Electric Power Co | 1780 | Michigamme Falls | MI | Iron | 1 | HY | OP | 4.8 | 0.6 | 0.6 |  | 6 | 1953 | BLQ BLQ BIT BIT BIT BLQ BIT: WAT; Y Y Y Y Y Y Y: N; Y Y Y Y Y Y Y: Y |  | S | 0 | N | Electric Utility | 1 |  | N | N | [17 empty] | N
20847 | Wisconsin Electric Power Co | 1780 | Michigamme Falls | MI | Iron | 2 | HY | OP | 4.8 | 2 | 2 |  | 7 | 1953 | BLQ BLQ BIT BIT BIT BLQ BIT: WAT; Y Y Y Y Y Y Y: N; Y Y Y Y Y Y Y: Y |  | S | 0 | N | Electric Utility | 1 |  | N | N | [17 empty] | N
20847 | Wisconsin Electric Power Co | 1781 | Peavy Falls | MI | Iron | 1 | HY | OP | 6 | 4.7 | 4.7 |  | 1 | 1943 | BLQ BLQ BIT BIT BIT BLQ BIT: WAT; Y Y Y Y Y Y Y: N; Y Y Y Y Y Y Y: Y |  | S | 0 | N | Electric Utility | 1 |  | N | N | [17 empty] | N
20847 | Wisconsin Electric Power Co | 1781 | Peavy Falls | MI | Iron | 2 | HY | OP | 6 | 5.5 | 5.5 |  | 2 | 1943 | BLQ BLQ BIT BIT BIT BLQ BIT: WAT; Y Y Y Y Y Y Y: N; Y Y Y Y Y Y Y: Y |  | S | 0 | N | Electric Utility | 1 |  | N | N | [17 empty] | N
20847 | Wisconsin Electric Power Co | 1784 | Twin Falls | MI | Dickinson | 1 | HY | OP | 1.3 | 0.4 | 0.4 |  | 1 | 1912 | BLQ BLQ BIT BIT BIT BLQ BIT: WAT; Y Y Y Y Y Y Y: N; Y Y Y Y Y Y Y: Y |  | S | 0 | N | Electric Utility | 1 |  | N | N | [17 empty] | N
20847 | Wisconsin Electric Power Co | 1784 | Twin Falls | MI | Dickinson | 2 | HY | OP | 1.3 | 0.4 | 0.4 |  | 1 | 1912 | BLQ BLQ BIT BIT BIT BLQ BIT: WAT; Y Y Y Y Y Y Y: N; Y Y Y Y Y Y Y: Y |  | S | 0 | N | Electric Utility | 1 |  | N | N | [17 empty] | N
20847 | Wisconsin Electric Power Co | 1784 | Twin Falls | MI | Dickinson | 3 | HY | OP | 1.3 | 0.9 | 0.9 |  | 1 | 1912 | BLQ BLQ BIT BIT BIT BLQ BIT: WAT; Y Y Y Y Y Y Y: N; Y Y Y Y Y Y Y: Y |  | S | 0 | N | Electric Utility | 1 |  | N | N | [17 empty] | N
20847 | Wisconsin Electric Power Co | 1784 | Twin Falls | MI | Dickinson | 4 | HY | OP | 1.2 | 1 | 1 |  | 4 | 1916 | BLQ BLQ BIT BIT BIT BLQ BIT: WAT; Y Y Y Y Y Y Y: N; Y Y Y Y Y Y Y: Y |  | S | 0 | N | Electric Utility | 1 |  | N | N | [17 empty] | N
20847 | Wisconsin Electric Power Co | 1784 | Twin Falls | MI | Dickinson | 5 | HY | OP | 1.2 | 0.7 | 0.7 |  | 6 | 1916 | BLQ BLQ BIT BIT BIT BLQ BIT: WAT; Y Y Y Y Y Y Y: N; Y Y Y Y Y Y Y: Y |  | S | 0 | N | Electric Utility | 1 |  | N | N | [17 empty] | N
20847 | Wisconsin Electric Power Co | 1785 | Way Dam | MI | Iron | 1 | HY | OP | 1.8 | 0.1 | 0.1 |  | 12 | 1949 | BLQ BLQ BIT BIT BIT BLQ BIT: WAT; Y Y Y Y Y Y Y: N; Y Y Y Y Y Y Y: N |  | S | 0 | N | Electric Utility | 1 |  | N | N | [17 empty] | N
20847 | Wisconsin Electric Power Co | 1786 | White Rapids | MI | Menominee | 1 | HY | OP | 2.6 | 1.3 | 1.3 |  | 10 | 1927 | BLQ BLQ BIT BIT BIT BLQ BIT: WAT; Y Y Y Y Y Y Y: N; Y Y Y Y Y Y Y: Y |  | S | 0 | N | Electric Utility | 1 |  | N | N | [17 empty] | N
20847 | Wisconsin Electric Power Co | 1786 | White Rapids | MI | Menominee | 2 | HY | OP | 2 | 0.7 | 0.7 |  | 10 | 1927 | BLQ BLQ BIT BIT BIT BLQ BIT: WAT; Y Y Y Y Y Y Y: N; Y Y Y Y Y Y Y: Y |  | S | 0 | N | Electric Utility | 1 |  | N | N | [17 empty] | N
20847 | Wisconsin Electric Power Co | 1786 | White Rapids | MI | Menominee | 3 | HY | OP | 2.6 | 0.6 | 0.6 |  | 10 | 1927 | BLQ BLQ BIT BIT BIT BLQ BIT: WAT; Y Y Y Y Y Y Y: N; Y Y Y Y Y Y Y: Y |  | S | 0 | N | Electric Utility | 1 |  | N | N | [17 empty] | N
20847 | Wisconsin Electric Power Co | 4040 | Port Washington Generating Station | WI | Ozaukee | 1CT1 | CT | OP | 167.9 | 165 | 165 |  | 5 | 2008 | BLQ BLQ BIT BIT BIT BLQ BIT: NG; Y Y Y Y Y Y Y: N; Y Y Y Y Y Y Y: Y |  | W |  | N | Electric Utility | 1 |  |  | N | [17 empty] | N
20847 | Wisconsin Electric Power Co | 4040 | Port Washington Generating Station | WI | Ozaukee | 1CT2 | CT | OP | 167.9 | 165 | 165 |  | 5 | 2008 | BLQ BLQ BIT BIT BIT BLQ BIT: NG; Y Y Y Y Y Y Y: N; Y Y Y Y Y Y Y: Y |  | W |  | N | Electric Utility | 1 |  |  | N | [17 empty] | N
20847 | Wisconsin Electric Power Co | 4040 | Port Washington Generating Station | WI | Ozaukee | 2CT1 | CT | OP | 167.9 | 165 | 165 |  | 7 | 2005 | BLQ BLQ BIT BIT BIT BLQ BIT: NG; Y Y Y Y Y Y Y: N; Y Y Y Y Y Y Y: Y |  | W |  | N | Electric Utility | 1 |  |  | N | [17 empty] | N
20847 | Wisconsin Electric Power Co | 4040 | Port Washington Generating Station | WI | Ozaukee | 2CT2 | CT | OP | 167.9 | 165 | 165 |  | 7 | 2005 | BLQ BLQ BIT BIT BIT BLQ BIT: NG; Y Y Y Y Y Y Y: N; Y Y Y Y Y Y Y: Y |  | W |  | N | Electric Utility | 1 |  |  | N | [17 empty] | N
20847 | Wisconsin Electric Power Co | 4040 | Port Washington Generating Station | WI | Ozaukee | ST1 | CA | OP | 268.6 | 215 | 245 |  | 5 | 2008 | BLQ BLQ BIT BIT BIT BLQ BIT: NG; Y Y Y Y Y Y Y: N; Y Y Y Y Y Y Y: Y |  | W |  | N | Electric Utility | 1 |  | Y | N | [17 empty] | N
20847 | Wisconsin Electric Power Co | 4040 | Port Washington Generating Station | WI | Ozaukee | ST2 | CA | OP | 268.6 | 215 | 245 |  | 7 | 2005 | BLQ BLQ BIT BIT BIT BLQ BIT: NG; Y Y Y Y Y Y Y: N; Y Y Y Y Y Y Y: Y |  | W |  | N | Electric Utility | 1 |  | Y | N | [17 empty] | N
20847 | Wisconsin Electric Power Co | 4041 | South Oak Creek | WI | Milwaukee | 5 | ST | OP | 299.2 | 214 | 214 |  | 12 | 1959 | BLQ BLQ BIT BIT BIT BLQ BIT: SUB; Y Y Y Y Y Y Y: N; Y Y Y Y Y Y Y: Y |  | S |  | N | Electric Utility | 1 |  |  | N | [12 empty] | N |  |  |  |  | N | Y |  | Y |  |  |  | NG | PG
20847 | Wisconsin Electric Power Co | 4041 | South Oak Creek | WI | Milwaukee | 6 | ST | OP | 299.2 | 224 | 224 |  | 12 | 1961 | BLQ BLQ BIT BIT BIT BLQ BIT: SUB; Y Y Y Y Y Y Y: N; Y Y Y Y Y Y Y: Y |  | S |  | N | Electric Utility | 1 |  |  | N | [12 empty] | N |  |  |  |  | N | Y |  | Y |  |  |  | NG | PG
20847 | Wisconsin Electric Power Co | 4041 | South Oak Creek | WI | Milwaukee | 7 | ST | OP | 317.6 | 269 | 269 |  | 3 | 1965 | BLQ BLQ BIT BIT BIT BLQ BIT: SUB; Y Y Y Y Y Y Y: N; Y Y Y Y Y Y Y: Y |  | S |  | N | Electric Utility | 1 |  |  | N | [12 empty] | N |  |  |  |  | N | Y |  | Y | N |  |  | NG | PG
20847 | Wisconsin Electric Power Co | 4041 | South Oak Creek | WI | Milwaukee | 8 | ST | OP | 324 | 269 | 269 |  | 10 | 1967 | BLQ BLQ BIT BIT BIT BLQ BIT: SUB; Y Y Y Y Y Y Y: N; Y Y Y Y Y Y Y: Y |  | S |  | N | Electric Utility | 1 |  |  | N | [12 empty] | N |  |  |  |  | N | Y |  | Y | N |  |  | NG | PG
20847 | Wisconsin Electric Power Co | 4042 | Valley | WI | Milwaukee | 1 | ST | OP | 136 | 128 | 113.5 |  | 6 | 1968 | BLQ BLQ BIT BIT BIT BLQ BIT: BIT; Y Y Y Y Y Y Y: N; Y Y Y Y Y Y Y: Y |  | S |  | Y | Electric Utility | 1 | T |  | N | [17 empty] | N | Y |  | Y | N |  |  | NG | DFO | PG
20847 | Wisconsin Electric Power Co | 4042 | Valley | WI | Milwaukee | 2 | ST | OP | 136 | 128 | 113.5 |  | 3 | 1969 | BLQ BLQ BIT BIT BIT BLQ BIT: BIT; Y Y Y Y Y Y Y: N; Y Y Y Y Y Y Y: Y |  | S |  | Y | Electric Utility | 1 | T |  | N | [17 empty] | N | Y |  | Y | N |  |  | NG | DFO | PG
20847 | Wisconsin Electric Power Co | 4042 | Valley | WI | Milwaukee | 3 | IC | OP | 2.7 | 3 | 3 |  | 3 | 1969 | BLQ BLQ BIT BIT BIT BLQ BIT: DFO; Y Y Y Y Y Y Y: N; Y Y Y Y Y Y Y: Y |  | S |  | N | Electric Utility | 1 |  |  | N | [17 empty] | N
20847 | Wisconsin Electric Power Co | 4043 | Appleton | WI | Outagamie | 4 | HY | OP | 1.5 | 0.3 | 0.3 |  | 7 | 1980 | BLQ BLQ BIT BIT BIT BLQ BIT: WAT; Y Y Y Y Y Y Y: N; Y Y Y Y Y Y Y: N |  | S | 0 | N | Electric Utility | 1 |  | N | N | [17 empty] | N
20847 | Wisconsin Electric Power Co | 4043 | Appleton | WI | Outagamie | 5 | HY | OP | 0.7 | 0.4 | 0.4 |  | 8 | 1916 | BLQ BLQ BIT BIT BIT BLQ BIT: WAT; Y Y Y Y Y Y Y: N; Y Y Y Y Y Y Y: N |  | S | 0 | N | Electric Utility | 1 |  | N | N | [17 empty] | N
20847 | Wisconsin Electric Power Co | 4043 | Appleton | WI | Outagamie | 6 | HY | OP | 0.7 | 0.3 | 0.3 |  | 8 | 1916 | BLQ BLQ BIT BIT BIT BLQ BIT: WAT; Y Y Y Y Y Y Y: N; Y Y Y Y Y Y Y: N |  | S | 0 | N | Electric Utility | 1 |  | N | N | [17 empty] | N
20847 | Wisconsin Electric Power Co | 4045 | Pine | WI | Florence | 1 | HY | OP | 1.8 | 0.6 | 0.6 |  | 7 | 1922 | BLQ BLQ BIT BIT BIT BLQ BIT: WAT; Y Y Y Y Y Y Y: N; Y Y Y Y Y Y Y: Y |  | S | 0 | N | Electric Utility | 1 |  | N | N | [17 empty] | N
20847 | Wisconsin Electric Power Co | 4045 | Pine | WI | Florence | 2 | HY | OP | 1.8 | 0.5 | 0.5 |  | 6 | 1922 | BLQ BLQ BIT BIT BIT BLQ BIT: WAT; Y Y Y Y Y Y Y: N; Y Y Y Y Y Y Y: Y |  | S | 0 | N | Electric Utility | 1 |  | N | N
20847 | Wisconsin Electric Power Co | 6170 | Pleasant Prairie | WI | Kenosha | 1 | ST | OP | 616.6 | 594 | 594 |  | 6 | 1980 | BLQ BLQ BIT BIT BIT BLQ BIT: SUB; Y Y Y Y Y Y Y: N; Y Y Y Y Y Y Y: Y |  | S |  | N | Electric Utility | 1 |  |  | N | [17 empty] | N | Y |  | Y | N |  |  | NG
20847 | Wisconsin Electric Power Co | 6170 | Pleasant Prairie | WI | Kenosha | 2 | ST | OP | 616.6 | 594 | 594 |  | 7 | 1985 | BLQ BLQ BIT BIT BIT BLQ BIT: SUB; Y Y Y Y Y Y Y: N; Y Y Y Y Y Y Y: Y |  | S |  | N | Electric Utility | 1 |  |  | N | [17 empty] | N | Y |  | Y |  |  |  | NG
20847 | Wisconsin Electric Power Co | 6170 | Pleasant Prairie | WI | Kenosha | 3 | IC | OP | 2 | 2 | 2 |  | 7 | 1985 | BLQ BLQ BIT BIT BIT BLQ BIT: DFO; Y Y Y Y Y Y Y: N; Y Y Y Y Y Y Y: N |  | S |  | N | Electric Utility | 1 |  |  | N | [17 empty] | N
20847 | Wisconsin Electric Power Co | 6253 | Germantown | WI | Washington | 1 | GT | OP | 61.2 | 45 | 53 |  | 7 | 1978 | BLQ BLQ BIT BIT BIT BLQ BIT: DFO; Y Y Y Y Y Y Y: N; Y Y Y Y Y Y Y: Y |  | S |  | N | Electric Utility | 1 |  |  | N | [17 empty] | N
20847 | Wisconsin Electric Power Co | 6253 | Germantown | WI | Washington | 2 | GT | OP | 61.2 | 45 | 53 |  | 7 | 1978 | BLQ BLQ BIT BIT BIT BLQ BIT: DFO; Y Y Y Y Y Y Y: N; Y Y Y Y Y Y Y: Y |  | S |  | N | Electric Utility | 1 |  |  | N | [17 empty] | N
20847 | Wisconsin Electric Power Co | 6253 | Germantown | WI | Washington | 3 | GT | OP | 61.2 | 45 | 53 |  | 7 | 1978 | BLQ BLQ BIT BIT BIT BLQ BIT: DFO; Y Y Y Y Y Y Y: N; Y Y Y Y Y Y Y: Y |  | S |  | N | Electric Utility | 1 |  |  | N | [17 empty] | N
20847 | Wisconsin Electric Power Co | 6253 | Germantown | WI | Washington | 4 | GT | OP | 61.2 | 45 | 53 |  | 7 | 1978 | BLQ BLQ BIT BIT BIT BLQ BIT: DFO; Y Y Y Y Y Y Y: N; Y Y Y Y Y Y Y: Y |  | S |  | N | Electric Utility | 1 |  |  | N | [17 empty] | N
20847 | Wisconsin Electric Power Co | 6253 | Germantown | WI | Washington | 5 | GT | OP | 90.9 | 78 | 84 |  | 5 | 2000 | BLQ BLQ BIT BIT BIT BLQ BIT: NG; WDS WDS BIT BIT BIT BIT WDS: DFO; Y Y Y Y Y Y Y: Y; Y Y Y Y Y Y Y: Y |  | S |  | N | Electric Utility | 1 |  |  | N | [17 empty] | N
20847 | Wisconsin Electric Power Co | 7159 | Concord | WI | Jefferson | 1 | GT | OP | 95.4 | 88 | 100 |  | 7 | 1993 | BLQ BLQ BIT BIT BIT BLQ BIT: NG; WDS WDS BIT BIT BIT BIT WDS: DFO; Y Y Y Y Y Y Y: Y; Y Y Y Y Y Y Y: Y |  | S |  | N | Electric Utility | 1 |  |  | N | [17 empty] | N
20847 | Wisconsin Electric Power Co | 7159 | Concord | WI | Jefferson | 2 | GT | OP | 95.4 | 88 | 100 |  | 7 | 1993 | BLQ BLQ BIT BIT BIT BLQ BIT: NG; WDS WDS BIT BIT BIT BIT WDS: DFO; Y Y Y Y Y Y Y: Y; Y Y Y Y Y Y Y: Y |  | S |  | N | Electric Utility | 1 |  |  | N | [17 empty] | N
20847 | Wisconsin Electric Power Co | 7159 | Concord | WI | Jefferson | 3 | GT | OP | 95.4 | 88 | 100 |  | 5 | 1994 | BLQ BLQ BIT BIT BIT BLQ BIT: NG; WDS WDS BIT BIT BIT BIT WDS: DFO; Y Y Y Y Y Y Y: Y; Y Y Y Y Y Y Y: Y |  | S |  | N | Electric Utility | 1 |  |  | N | [17 empty] | N
20847 | Wisconsin Electric Power Co | 7159 | Concord | WI | Jefferson | 4 | GT | OP | 95.4 | 88 | 100 |  | 5 | 1994 | BLQ BLQ BIT BIT BIT BLQ BIT: NG; WDS WDS BIT BIT BIT BIT WDS: DFO; Y Y Y Y Y Y Y: Y; Y Y Y Y Y Y Y: Y |  | S |  | N | Electric Utility | 1 |  |  | N | [17 empty] | N
20847 | Wisconsin Electric Power Co | 7270 | Paris | WI | Kenosha | 1 | GT | OP | 95.4 | 88 | 100 |  | 3 | 1995 | BLQ BLQ BIT BIT BIT BLQ BIT: NG; WDS WDS BIT BIT BIT BIT WDS: DFO; Y Y Y Y Y Y Y: Y; Y Y Y Y Y Y Y: Y |  | S |  | N | Electric Utility | 1 |  |  | N | [17 empty] | N
20847 | Wisconsin Electric Power Co | 7270 | Paris | WI | Kenosha | 2 | GT | OP | 95.4 | 88 | 100 |  | 3 | 1995 | BLQ BLQ BIT BIT BIT BLQ BIT: NG; WDS WDS BIT BIT BIT BIT WDS: DFO; Y Y Y Y Y Y Y: Y; Y Y Y Y Y Y Y: Y |  | S |  | N | Electric Utility | 1 |  |  | N | [17 empty] | N
20847 | Wisconsin Electric Power Co | 7270 | Paris | WI | Kenosha | 3 | GT | OP | 95.4 | 88 | 100 |  | 6 | 1995 | BLQ BLQ BIT BIT BIT BLQ BIT: NG; WDS WDS BIT BIT BIT BIT WDS: DFO; Y Y Y Y Y Y Y: Y; Y Y Y Y Y Y Y: Y |  | S |  | N | Electric Utility | 1 |  |  | N | [17 empty] | N
20847 | Wisconsin Electric Power Co | 7270 | Paris | WI | Kenosha | 4 | GT | OP | 95.4 | 88 | 100 |  | 6 | 1995 | BLQ BLQ BIT BIT BIT BLQ BIT: NG; WDS WDS BIT BIT BIT BIT WDS: DFO; Y Y Y Y Y Y Y: Y; Y Y Y Y Y Y Y: Y |  | S |  | N | Electric Utility | 1 |  |  | N | [17 empty] | N
20847 | Wisconsin Electric Power Co | 7549 | Milwaukee County | WI | Milwaukee | 1 | ST | OP | 11 | 7 | 7 |  | 3 | 1996 | BLQ BLQ BIT BIT BIT BLQ BIT: BIT; Y Y Y Y Y Y Y: N; Y Y Y Y Y Y Y: N |  | S |  | N | Electric Utility | 1 |  |  | N | [17 empty] | N | Y |  | Y |  |  |  | NG
20847 | Wisconsin Electric Power Co | 7820 | Big Quinnesec 92 | MI | Dickinson | 1 | HY | OP | 8 | 5.2 | 5.2 |  | 11 | 1949 | BLQ BLQ BIT BIT BIT BLQ BIT: WAT; Y Y Y Y Y Y Y: N; Y Y Y Y Y Y Y: Y |  | S | 0 | N | Electric Utility | 1 |  | N | N | [17 empty] | N
20847 | Wisconsin Electric Power Co | 7820 | Big Quinnesec 92 | MI | Dickinson | 2 | HY | OP | 8 | 5.2 | 5.2 |  | 12 | 1949 | BLQ BLQ BIT BIT BIT BLQ BIT: WAT; Y Y Y Y Y Y Y: N; Y Y Y Y Y Y Y: Y |  | S | 0 | N | Electric Utility | 1 |  | N | N | [17 empty] | N
20847 | Wisconsin Electric Power Co | 7821 | Big Quinnesec 61 | MI | Dickinson | 4 | HY | OP | 2.2 | 0.1 | 0.1 |  | 5 | 1914 | BLQ BLQ BIT BIT BIT BLQ BIT: WAT; Y Y Y Y Y Y Y: N; Y Y Y Y Y Y Y: N |  | S | 0 | N | Electric Utility | 1 |  | N | N | [17 empty] | N
20847 | Wisconsin Electric Power Co | 7821 | Big Quinnesec 61 | MI | Dickinson | 5 | HY | OP | 2.2 | 0.1 | 0.1 |  | 5 | 1914 | BLQ BLQ BIT BIT BIT BLQ BIT: WAT; Y Y Y Y Y Y Y: N; Y Y Y Y Y Y Y: N |  | S | 0 | N | Electric Utility | 1 |  | N | N | [17 empty] | N
20847 | Wisconsin Electric Power Co | 7901 | Byron | WI | Fond Du Lac | 1 | WT | OP | 0.7 | 0.1 | 0.1 |  | 6 | 1999 | BLQ BLQ BIT BIT BIT BLQ BIT: WND; Y Y Y Y Y Y Y: N; Y Y Y Y Y Y Y: N |  | S | 1 | N | Electric Utility | 1 |  | N | N | [17 empty] | N
20847 | Wisconsin Electric Power Co | 7901 | Byron | WI | Fond Du Lac | 2 | WT | OP | 0.7 | 0.1 | 0.1 |  | 6 | 1999 | BLQ BLQ BIT BIT BIT BLQ BIT: WND; Y Y Y Y Y Y Y: N; Y Y Y Y Y Y Y: N |  | S | 1 | N | Electric Utility | 1 |  | N | N | [17 empty] | N
20847 | Wisconsin Electric Power Co | 55742 | Montfort Wind Energy Center | WI | Iowa | ER15 | WT | OP | 30 | 30 | 30 |  | 6 | 2002 | BLQ BLQ BIT BIT BIT BLQ BIT: WND; Y Y Y Y Y Y Y: N; Y Y Y Y Y Y Y: Y |  | S | 20 | N | Electric Utility | 1 |  | N | N
20847 | Wisconsin Electric Power Co | 56068 | Elm Road Generating Station | WI | Milwaukee | 1 | ST | OP | 701.3 | 634 | 634 |  | 2 | 2010 | BIT | NG | PG |  |  |  | N | Y |  | W |  | N | Electric Utility | 1 |  |  | N | [17 empty] | N | Y |  |  | Y
20847 | Wisconsin Electric Power Co | 56068 | Elm Road Generating Station | WI | Milwaukee | 2 | ST | OP | 701.3 | 634 | 634 |  | 1 | 2011 | BIT | NG | PG |  |  |  | N | Y |  | W |  | N | Electric Utility | 1 |  |  | N | [17 empty] | N | Y |  |  | Y
20847 | Wisconsin Electric Power Co | 56391 | Blue Sky Green Field Wind Project | WI | Fond Du Lac | 1 | WT | OP | 145.2 | 29 | 29 |  | 5 | 2008 | BLQ BLQ BIT BIT BIT BLQ BIT: WND; Y Y Y Y Y Y Y: N; Y Y Y Y Y Y Y: Y |  | S | 88 | N | Electric Utility | 1 |  |  | N | [17 empty] | N
20847 | Wisconsin Electric Power Co | 57199 | Glacier Hills | WI | Columbia | 1 | WT | OP | 162 | 32.4 | 32.4 |  | 12 | 2011 | BLQ BLQ BIT BIT BIT BLQ BIT: WND; Y Y Y Y Y Y Y: N; Y Y Y Y Y Y Y: Y |  | S | 90 | N | Electric Utility | 1 | [20 empty] | N
20848 | City of Blue Hill | 7481 | City Light & Water | NE | Webster | 1 | IC | OP | 0.9 | 0.8 | 0.8 |  | 1 | 1987 | BLQ BLQ BIT BIT BIT BLQ BIT: DFO; Y Y Y Y Y Y Y: N; Y Y Y Y Y Y Y: Y |  | S |  | N | Electric Utility | 1 |  | N | N
20848 | City of Blue Hill | 7481 | City Light & Water | NE | Webster | 2 | IC | OP | 0.4 | 0.4 | 0.4 |  | 1 | 1987 | BLQ BLQ BIT BIT BIT BLQ BIT: DFO; Y Y Y Y Y Y Y: N; Y Y Y Y Y Y Y: Y |  | S |  | N | Electric Utility | 1 |  | N | N
20854 | Winnebago County | 50936 | Winnebago County Landfill Gas | WI | Winnebago | EG1 | IC | OP | 0.9 | 0.9 | 0.9 |  | 2 | 2000 | BLQ BLQ BIT BIT BIT BLQ BIT: LFG; WDS WDS BIT BIT BIT BIT WDS: NG; Y Y Y Y Y Y Y: N; Y Y Y Y Y Y Y: Y |  | S |  | N | IPP CHP | 3 |  | N | N | [17 empty] | N
20854 | Winnebago County | 50936 | Winnebago County Landfill Gas | WI | Winnebago | EG2 | IC | OP | 0.9 | 0.9 | 0.9 |  | 2 | 2000 | BLQ BLQ BIT BIT BIT BLQ BIT: LFG; WDS WDS BIT BIT BIT BIT WDS: NG; Y Y Y Y Y Y Y: N; Y Y Y Y Y Y Y: Y |  | S |  | N | IPP CHP | 3 |  | N | N | [17 empty] | N
20854 | Winnebago County | 50936 | Winnebago County Landfill Gas | WI | Winnebago | EG3 | IC | OP | 0.9 | 0.9 | 0.9 |  | 2 | 2000 | BLQ BLQ BIT BIT BIT BLQ BIT: LFG; WDS WDS BIT BIT BIT BIT WDS: NG; Y Y Y Y Y Y Y: N; Y Y Y Y Y Y Y: Y |  | S |  | N | IPP CHP | 3 |  | N | N | [17 empty] | N
20854 | Winnebago County | 50936 | Winnebago County Landfill Gas | WI | Winnebago | EG4 | IC | OP | 1 | 1 | 1 |  | 4 | 2007 | BLQ BLQ BIT BIT BIT BLQ BIT: LFG; Y Y Y Y Y Y Y: N; Y Y Y Y Y Y Y: Y |  | S |  | Y | IPP CHP | 3 | T | N | N | [17 empty] | N
20854 | Winnebago County | 50936 | Winnebago County Landfill Gas | WI | Winnebago | EG5 | IC | OP | 1.4 | 1.4 | 1.4 |  | 5 | 2010 | BLQ BLQ BIT BIT BIT BLQ BIT: LFG; Y Y Y Y Y Y Y: N; Y Y Y Y Y Y Y: Y |  | S |  | Y | IPP CHP | 3 | T | N | N | [17 empty] | N
20856 | Wisconsin Power & Light Co | 4050 | Edgewater | WI | Sheboygan | 3 | ST | SB | 60 | 69.9 | 71 |  | 7 | 1951 | BLQ BLQ BIT BIT BIT BLQ BIT: SUB; WDS WDS BIT BIT BIT BIT WDS: TDF; Y Y Y Y Y Y Y: Y; Y Y Y Y Y Y Y: Y | Y | S |  | N | Electric Utility | 1 |  | N | Y | [15 empty] | 12 | 2015 | N |  |  | Y |  |  |  | DFO
20856 | Wisconsin Power & Light Co | 4050 | Edgewater | WI | Sheboygan | 4 | ST | OP | 330 | 317.3 | 317.4 |  | 12 | 1969 | BLQ BLQ BIT BIT BIT BLQ BIT: SUB; WDS WDS BIT BIT BIT BIT WDS: TDF; Y Y Y Y Y Y Y: Y; Y Y Y Y Y Y Y: Y |  | J |  | N | Electric Utility | 1 |  | N | Y | [12 empty] | Y | 12 | 2018 |  |  | N |  |  | Y |  |  |  | DFO
20856 | Wisconsin Power & Light Co | 4050 | Edgewater | WI | Sheboygan | 5 | ST | OP | 380 | 409.8 | 411.9 |  | 3 | 1985 | BLQ BLQ BIT BIT BIT BLQ BIT: SUB; Y Y Y Y Y Y Y: N; Y Y Y Y Y Y Y: Y |  | S |  | N | Electric Utility | 1 |  | N | N | [17 empty] | N | Y |  | Y |  |  |  | DFO
20856 | Wisconsin Power & Light Co | 4053 | Kilbourn | WI | Columbia | 2 | HY | OP | 2.5 | 9.5 | 9.5 | B059 | 7 | 1939 | BLQ BLQ BIT BIT BIT BLQ BIT: WAT; Y Y Y Y Y Y Y: N; Y Y Y Y Y Y Y: Y |  | S | 0 | N | Electric Utility | 1 |  | N | N | [17 empty] | N
20856 | Wisconsin Power & Light Co | 4053 | Kilbourn | WI | Columbia | HC1 | HY | OP | 2.2 |  |  | B059 | 7 | 1926 | BLQ BLQ BIT BIT BIT BLQ BIT: WAT; Y Y Y Y Y Y Y: N; Y Y Y Y Y Y Y: Y |  | S | 0 | N | Electric Utility | 1 |  | N | N | [17 empty] | N
20856 | Wisconsin Power & Light Co | 4053 | Kilbourn | WI | Columbia | HC5 | HY | OP | 2.5 |  |  | B059 | 7 | 1935 | BLQ BLQ BIT BIT BIT BLQ BIT: WAT; Y Y Y Y Y Y Y: N; Y Y Y Y Y Y Y: Y |  | S | 0 | N | Electric Utility | 1 |  | N | N | [17 empty] | N
20856 | Wisconsin Power & Light Co | 4053 | Kilbourn | WI | Columbia | HC6 | HY | OP | 2.5 |  |  | B059 | 7 | 1937 | BLQ BLQ BIT BIT BIT BLQ BIT: WAT; Y Y Y Y Y Y Y: N; Y Y Y Y Y Y Y: Y |  | S | 0 | N | Electric Utility | 1 |  | N | N
20856 | Wisconsin Power & Light Co | 4054 | Nelson Dewey Coal Refining Facility | WI | Grant | 1 | ST | OP | 100 | 107.4 | 107.9 |  | 12 | 1959 | SUB | PC | TDF |  |  |  | Y | Y |  | S |  | N | Electric Utility | 1 |  | N | Y | [15 empty] | 12 | 2015 | N |  |  | Y |  |  |  | DFO
20856 | Wisconsin Power & Light Co | 4054 | Nelson Dewey Coal Refining Facility | WI | Grant | 2 | ST | OP | 100 | 105 | 107.1 |  | 12 | 1962 | SUB | PC | TDF |  |  |  | Y | Y |  | S |  | N | Electric Utility | 1 |  | N | Y | [15 empty] | 12 | 2015 | N |  |  | Y |  |  |  | DFO
20856 | Wisconsin Power & Light Co | 4056 | Prairie Du Sac | WI | Sauk | 1 | HY | OP | 3.5 | 29 | 29 | B061 | 10 | 1915 | BLQ BLQ BIT BIT BIT BLQ BIT: WAT; Y Y Y Y Y Y Y: N; Y Y Y Y Y Y Y: Y |  | S | 0 | N | Electric Utility | 1 |  | N | N | [17 empty] | N
20856 | Wisconsin Power & Light Co | 4056 | Prairie Du Sac | WI | Sauk | 2 | HY | OP | 4.3 |  |  | B061 | 12 | 1915 | BLQ BLQ BIT BIT BIT BLQ BIT: WAT; Y Y Y Y Y Y Y: N; Y Y Y Y Y Y Y: Y |  | S | 0 | N | Electric Utility | 1 |  | N | N | [17 empty] | N
20856 | Wisconsin Power & Light Co | 4056 | Prairie Du Sac | WI | Sauk | 3 | HY | OP | 4.8 |  |  | B061 | 3 | 1920 | BLQ BLQ BIT BIT BIT BLQ BIT: WAT; Y Y Y Y Y Y Y: N; Y Y Y Y Y Y Y: Y |  | S | 0 | N | Electric Utility | 1 |  | N | N
20856 | Wisconsin Power & Light Co | 4056 | Prairie Du Sac | WI | Sauk | 4 | HY | OP | 4.8 |  |  | B061 | 2 | 1922 | BLQ BLQ BIT BIT BIT BLQ BIT: WAT; Y Y Y Y Y Y Y: N; Y Y Y Y Y Y Y: Y |  | S | 0 | N | Electric Utility | 1 |  | N | N
20856 | Wisconsin Power & Light Co | 4056 | Prairie Du Sac | WI | Sauk | 5 | HY | OP | 3.5 |  |  | B061 | 3 | 1938 | BLQ BLQ BIT BIT BIT BLQ BIT: WAT; Y Y Y Y Y Y Y: N; Y Y Y Y Y Y Y: Y |  | S | 0 | N | Electric Utility | 1 |  | N | N
20856 | Wisconsin Power & Light Co | 4056 | Prairie Du Sac | WI | Sauk | 6 | HY | OP | 3.5 |  |  | B061 | 3 | 1938 | BLQ BLQ BIT BIT BIT BLQ BIT: WAT; Y Y Y Y Y Y Y: N; Y Y Y Y Y Y Y: Y |  | S | 0 | N | Electric Utility | 1 |  | N | N
20856 | Wisconsin Power & Light Co | 4056 | Prairie Du Sac | WI | Sauk | 7 | HY | OP | 3.5 |  |  | B061 | 11 | 1940 | BLQ BLQ BIT BIT BIT BLQ BIT: WAT; Y Y Y Y Y Y Y: N; Y Y Y Y Y Y Y: Y |  | S | 0 | N | Electric Utility | 1 |  | N | N
20856 | Wisconsin Power & Light Co | 4056 | Prairie Du Sac | WI | Sauk | 8 | HY | OP | 3.5 |  |  | B061 | 10 | 1940 | BLQ BLQ BIT BIT BIT BLQ BIT: WAT; Y Y Y Y Y Y Y: N; Y Y Y Y Y Y Y: Y |  | S |  | N | Electric Utility | 1 |  | N | N
20856 | Wisconsin Power & Light Co | 4057 | Rock River | WI | Rock | 3 | GT | OP | 37.5 | 24.2 | 30.8 |  | 8 | 1967 | BLQ BLQ BIT BIT BIT BLQ BIT: NG; WDS WDS BIT BIT BIT BIT WDS: DFO; Y Y Y Y Y Y Y: Y; Y Y Y Y Y Y Y: Y |  | S |  | N | Electric Utility | 1 |  | N | N | [17 empty] | N
20856 | Wisconsin Power & Light Co | 4057 | Rock River | WI | Rock | 4 | GT | OP | 18 | 14.7 | 16.6 |  | 12 | 1968 | BLQ BLQ BIT BIT BIT BLQ BIT: NG; Y Y Y Y Y Y Y: N; Y Y Y Y Y Y Y: Y |  | S |  | N | Electric Utility | 1 |  | N | N | [17 empty] | N
20856 | Wisconsin Power & Light Co | 4057 | Rock River | WI | Rock | 5 | GT | OP | 56.7 | 50.4 | 59.9 |  | 6 | 1972 | BLQ BLQ BIT BIT BIT BLQ BIT: NG; WDS WDS BIT BIT BIT BIT WDS: DFO; Y Y Y Y Y Y Y: Y; Y Y Y Y Y Y Y: Y |  | S |  | N | Electric Utility | 1 |  | N | N | [17 empty] | N
20856 | Wisconsin Power & Light Co | 4057 | Rock River | WI | Rock | 6 | GT | OA | 56.7 | 51.9 | 61.6 |  | 6 | 1972 | BLQ BLQ BIT BIT BIT BLQ BIT: NG; WDS WDS BIT BIT BIT BIT WDS: DFO; Y Y Y Y Y Y Y: Y; Y Y Y Y Y Y Y: Y |  | S |  | N | Electric Utility | 1 |  | N | N | [17 empty] | N
20856 | Wisconsin Power & Light Co | 4059 | Sheepskin | WI | Rock | 1 | GT | OP | 41.7 | 36.5 | 41.8 |  | 6 | 1971 | BLQ BLQ BIT BIT BIT BLQ BIT: NG; Y Y Y Y Y Y Y: N; Y Y Y Y Y Y Y: Y |  | S |  | N | Electric Utility | 1 |  | N | N | [17 empty] | N
20856 | Wisconsin Power & Light Co | 7203 | South Fond Du Lac | WI | Fond Du Lac | CT1 | GT | OP | 95.4 | 75.9 | 87 |  | 5 | 1993 | BLQ BLQ BIT BIT BIT BLQ BIT: NG; WDS WDS BIT BIT BIT BIT WDS: DFO; Y Y Y Y Y Y Y: Y; Y Y Y Y Y Y Y: Y |  | W |  | N | Electric Utility | 1 |  | N | N | [17 empty] | N
20856 | Wisconsin Power & Light Co | 7203 | South Fond Du Lac | WI | Fond Du Lac | CT2 | GT | OP | 95.4 | 74.9 | 85.8 |  | 8 | 1994 | BLQ BLQ BIT BIT BIT BLQ BIT: NG; WDS WDS BIT BIT BIT BIT WDS: DFO; Y Y Y Y Y Y Y: Y; Y Y Y Y Y Y Y: Y |  | S |  | N | Electric Utility | 1 |  | N | N | [17 empty] | N
20856 | Wisconsin Power & Light Co | 7203 | South Fond Du Lac | WI | Fond Du Lac | CT3 | GT | OP | 95.4 | 77 | 88.2 |  | 8 | 1994 | BLQ BLQ BIT BIT BIT BLQ BIT: NG; WDS WDS BIT BIT BIT BIT WDS: DFO; Y Y Y Y Y Y Y: Y; Y Y Y Y Y Y Y: Y |  | S |  | N | Electric Utility | 1 |  | N | N | [17 empty] | N
20856 | Wisconsin Power & Light Co | 7203 | South Fond Du Lac | WI | Fond Du Lac | CT4 | GT | OP | 95.4 | 76.3 | 87.4 |  | 6 | 1996 | BLQ BLQ BIT BIT BIT BLQ BIT: NG; WDS WDS BIT BIT BIT BIT WDS: DFO; Y Y Y Y Y Y Y: Y; Y Y Y Y Y Y Y: Y |  | W |  | N | Electric Utility | 1 |  | N | N | [17 empty] | N
20856 | Wisconsin Power & Light Co | 8023 | Columbia | WI | Columbia | 1 | ST | OP | 512 | 565 | 572 |  | 5 | 1975 | BLQ BLQ BIT BIT BIT BLQ BIT: SUB; Y Y Y Y Y Y Y: N; Y Y Y Y Y Y Y: Y |  | J |  | N | Electric Utility | 1 |  | N | N | [17 empty] | N | Y |  | Y |  |  |  | DFO
20856 | Wisconsin Power & Light Co | 8023 | Columbia | WI | Columbia | 2 | ST | OP | 511 | 557 | 571 |  | 5 | 1978 | BLQ BLQ BIT BIT BIT BLQ BIT: SUB; Y Y Y Y Y Y Y: N; Y Y Y Y Y Y Y: Y |  | J |  | N | Electric Utility | 1 |  | N | N | [17 empty] | N | Y |  | Y |  |  |  | DFO
20856 | Wisconsin Power & Light Co | 55135 | Alliant Energy Neenah | WI | Winnebago | CT01 | GT | OP | 185.5 | 150 | 170.8 |  | 5 | 2000 | BLQ BLQ BIT BIT BIT BLQ BIT: NG; WDS WDS BIT BIT BIT BIT WDS: DFO; Y Y Y Y Y Y Y: Y; Y Y Y Y Y Y Y: Y |  | S |  | N | Electric Utility | 1 |  | N | N | [17 empty] | N
20856 | Wisconsin Power & Light Co | 55135 | Alliant Energy Neenah | WI | Winnebago | CT02 | GT | OP | 185.5 | 149.5 | 170.3 |  | 5 | 2000 | BLQ BLQ BIT BIT BIT BLQ BIT: NG; WDS WDS BIT BIT BIT BIT WDS: DFO; Y Y Y Y Y Y Y: Y; Y Y Y Y Y Y Y: Y |  | S |  | N | Electric Utility | 1 |  | N | N | [17 empty] | N
20856 | Wisconsin Power & Light Co | 56166 | Sheboygan Falls | WI | Sheboygan | 1 | GT | OP | 173.4 | 145.7 | 169.4 |  | 6 | 2005 | BLQ BLQ BIT BIT BIT BLQ BIT: NG; Y Y Y Y Y Y Y: N; Y Y Y Y Y Y Y: Y |  | W |  | N | Electric Utility | 1 |  | N | N | [17 empty] | N
20856 | Wisconsin Power & Light Co | 56166 | Sheboygan Falls | WI | Sheboygan | 2 | GT | OP | 173.4 | 144.9 | 168.5 |  | 6 | 2005 | BLQ BLQ BIT BIT BIT BLQ BIT: NG; Y Y Y Y Y Y Y: N; Y Y Y Y Y Y Y: Y |  | W |  | N | Electric Utility | 1 |  | N | N | [17 empty] | N
20856 | Wisconsin Power & Light Co | 56347 | Cedar Ridge | WI | Fond Du Lac | 1 | WT | OP | 67.7 | 67.6 | 67.6 |  | 12 | 2008 | BLQ BLQ BIT BIT BIT BLQ BIT: WND; Y Y Y Y Y Y Y: N; Y Y Y Y Y Y Y: Y |  | S | 41 | N | Electric Utility | 1 |  | N | N
20856 | Wisconsin Power & Light Co | 57198 | Bent Tree Wind Farm Phase 1 | MN | Freeborn | 1 | WT | OP | 201.3 | 200 | 200 |  | 2 | 2011 | BLQ BLQ BIT BIT BIT BLQ BIT: WND; Y Y Y Y Y Y Y: N; Y Y Y Y Y Y Y: Y |  | S | 122 | N | Electric Utility | 1 | [20 empty] | N
20857 | Winooski One Partnership | 54355 | Chace Mill Winooski One | VT | Chittenden | GEN1 | HY | OP | 2.5 | 2.5 | 2.5 |  | 4 | 1993 | BLQ BLQ BIT BIT BIT BLQ BIT: WAT; Y Y Y Y Y Y Y: N; Y Y Y Y Y Y Y: N | N | S | 0 | N | IPP Non-CHP | 2 |  | N | N
20857 | Winooski One Partnership | 54355 | Chace Mill Winooski One | VT | Chittenden | GEN2 | HY | OP | 2.5 | 2.5 | 2.5 |  | 4 | 1993 | BLQ BLQ BIT BIT BIT BLQ BIT: WAT; Y Y Y Y Y Y Y: N; Y Y Y Y Y Y Y: N | N | S | 0 | N | IPP Non-CHP | 2 |  | N | N
20857 | Winooski One Partnership | 54355 | Chace Mill Winooski One | VT | Chittenden | GEN3 | HY | OP | 2.5 | 2.5 | 2.5 |  | 4 | 1993 | BLQ BLQ BIT BIT BIT BLQ BIT: WAT; Y Y Y Y Y Y Y: N; Y Y Y Y Y Y Y: N | N | S |  | N | IPP Non-CHP | 2 |  | N | N
20858 | WPPI Energy | 55836 | Island Street Peaking Plant | WI | Outagamie | FT81 | GT | OP | 60.5 | 55.8 | 60.1 |  | 6 | 2004 | BLQ BLQ BIT BIT BIT BLQ BIT: NG; WDS WDS BIT BIT BIT BIT WDS: DFO; Y Y Y Y Y Y Y: Y; Y Y Y Y Y Y Y: Y |  | S |  | N | Electric Utility | 1 |  | N | N | [17 empty] | N
20858 | WPPI Energy | 56266 | WPPI Hartford DG | WI | Washington | 1 | IC | OP | 1.1 | 1.1 | 1.1 |  | 4 | 2005 | BLQ BLQ BIT BIT BIT BLQ BIT: DFO; Y Y Y Y Y Y Y: N; Y Y Y Y Y Y Y: N |  | S |  | N | Electric Utility | 1 |  | N | N | [17 empty] | N
20860 | Wisconsin Public Service Corp | 1787 | Grand Rapids | MI | Menominee | 1 | HY | OP | 1.1 | 0.7 | 0.6 |  | 7 | 1940 | BLQ BLQ BIT BIT BIT BLQ BIT: WAT; Y Y Y Y Y Y Y: N; Y Y Y Y Y Y Y: Y |  | S | 0 | N | Electric Utility | 1 |  | N | N | [17 empty] | N
20860 | Wisconsin Public Service Corp | 1787 | Grand Rapids | MI | Menominee | 2 | HY | OP | 1.1 | 0.7 | 0.6 |  | 7 | 1941 | BLQ BLQ BIT BIT BIT BLQ BIT: WAT; Y Y Y Y Y Y Y: N; Y Y Y Y Y Y Y: Y |  | S | 0 | N | Electric Utility | 1 |  | N | N | [17 empty] | N
20860 | Wisconsin Public Service Corp | 1787 | Grand Rapids | MI | Menominee | 3 | HY | OP | 1.5 | 1 | 0.8 |  | 6 | 1945 | BLQ BLQ BIT BIT BIT BLQ BIT: WAT; Y Y Y Y Y Y Y: N; Y Y Y Y Y Y Y: Y |  | S |  | N | Electric Utility | 1 |  | N | N | [17 empty] | N
20860 | Wisconsin Public Service Corp | 1787 | Grand Rapids | MI | Menominee | 4 | HY | OP | 1.9 | 1.3 | 1 |  | 6 | 1918 | BLQ BLQ BIT BIT BIT BLQ BIT: WAT; Y Y Y Y Y Y Y: N; Y Y Y Y Y Y Y: Y |  | S | 0 | N | Electric Utility | 1 |  | N | N | [17 empty] | N
20860 | Wisconsin Public Service Corp | 1787 | Grand Rapids | MI | Menominee | 5 | HY | OP | 1.9 | 1.3 | 1 |  | 6 | 1923 | BLQ BLQ BIT BIT BIT BLQ BIT: WAT; Y Y Y Y Y Y Y: N; Y Y Y Y Y Y Y: Y |  | S |  | N | Electric Utility | 1 |  | N | N | [17 empty] | N
20860 | Wisconsin Public Service Corp | 4060 | Alexander | WI | Lincoln | 1 | HY | OP | 1.4 | 0.9 | 0.8 |  | 1 | 1925 | BLQ BLQ BIT BIT BIT BLQ BIT: WAT; Y Y Y Y Y Y Y: N; Y Y Y Y Y Y Y: Y |  | S | 0 | N | Electric Utility | 1 |  | N | N | [17 empty] | N
20860 | Wisconsin Public Service Corp | 4060 | Alexander | WI | Lincoln | 2 | HY | OP | 1.4 | 0.9 | 0.8 |  | 1 | 1925 | BLQ BLQ BIT BIT BIT BLQ BIT: WAT; Y Y Y Y Y Y Y: N; Y Y Y Y Y Y Y: Y |  | S | 0 | N | Electric Utility | 1 |  | N | N | [17 empty] | N
20860 | Wisconsin Public Service Corp | 4060 | Alexander | WI | Lincoln | 3 | HY | OP | 1.4 | 0.9 | 0.8 |  | 1 | 1925 | BLQ BLQ BIT BIT BIT BLQ BIT: WAT; Y Y Y Y Y Y Y: N; Y Y Y Y Y Y Y: Y |  | S |  | N | Electric Utility | 1 |  | N | N | [17 empty] | N
20860 | Wisconsin Public Service Corp | 4061 | Caldron Falls | WI | Marinette | 1 | HY | OP | 3.2 | 3.4 | 3.4 |  | 11 | 1924 | BLQ BLQ BIT BIT BIT BLQ BIT: WAT; Y Y Y Y Y Y Y: N; Y Y Y Y Y Y Y: Y |  | S | 0 | N | Electric Utility | 1 |  | N | N | [17 empty] | N
20860 | Wisconsin Public Service Corp | 4061 | Caldron Falls | WI | Marinette | 2 | HY | OP | 3.2 | 3.4 | 3.4 |  | 11 | 1924 | BLQ BLQ BIT BIT BIT BLQ BIT: WAT; Y Y Y Y Y Y Y: N; Y Y Y Y Y Y Y: Y |  | S |  | N | Electric Utility | 1 |  | N | N | [17 empty] | N
20860 | Wisconsin Public Service Corp | 4063 | Grandfather Falls | WI | Lincoln | 1 | HY | OP | 11 | 10.9 | 10.9 |  | 12 | 1938 | BLQ BLQ BIT BIT BIT BLQ BIT: WAT; Y Y Y Y Y Y Y: N; Y Y Y Y Y Y Y: Y |  | S | 0 | N | Electric Utility | 1 |  | N | N | [17 empty] | N
20860 | Wisconsin Public Service Corp | 4063 | Grandfather Falls | WI | Lincoln | 2 | HY | OP | 6.2 | 6.1 | 6.1 |  | 12 | 1938 | BLQ BLQ BIT BIT BIT BLQ BIT: WAT; Y Y Y Y Y Y Y: N; Y Y Y Y Y Y Y: Y |  | S |  | N | Electric Utility | 1 |  | N | N | [17 empty] | N
20860 | Wisconsin Public Service Corp | 4064 | Hat Rapids | WI | Oneida | 1 | HY | OP | 0.8 | 0.4 | 0.5 |  | 6 | 1923 | BLQ BLQ BIT BIT BIT BLQ BIT: WAT; Y Y Y Y Y Y Y: N; Y Y Y Y Y Y Y: Y |  | S | 0 | N | Electric Utility | 1 |  | N | N | [17 empty] | N
20860 | Wisconsin Public Service Corp | 4064 | Hat Rapids | WI | Oneida | 2A | HY | OP | 0.5 | 0.3 | 0.3 |  | 10 | 1984 | BLQ BLQ BIT BIT BIT BLQ BIT: WAT; Y Y Y Y Y Y Y: N; Y Y Y Y Y Y Y: Y |  | S |  | N | Electric Utility | 1 |  | N | N | [17 empty] | N
20860 | Wisconsin Public Service Corp | 4064 | Hat Rapids | WI | Oneida | 3A | HY | OP | 0.4 | 0.2 | 0.2 |  | 9 | 1984 | BLQ BLQ BIT BIT BIT BLQ BIT: WAT; Y Y Y Y Y Y Y: N; Y Y Y Y Y Y Y: Y |  | S |  | N | Electric Utility | 1 |  | N | N | [17 empty] | N
20860 | Wisconsin Public Service Corp | 4065 | High Falls | WI | Marinette | 1 | HY | OP | 1.4 | 0.5 | 0.3 |  | 8 | 1910 | BLQ BLQ BIT BIT BIT BLQ BIT: WAT; Y Y Y Y Y Y Y: N; Y Y Y Y Y Y Y: Y |  | S | 0 | N | Electric Utility | 1 |  | N | N | [17 empty] | N
20860 | Wisconsin Public Service Corp | 4065 | High Falls | WI | Marinette | 2 | HY | OP | 1.4 | 0.5 | 0.3 |  | 8 | 1910 | BLQ BLQ BIT BIT BIT BLQ BIT: WAT; Y Y Y Y Y Y Y: N; Y Y Y Y Y Y Y: Y |  | S | 0 | N | Electric Utility | 1 |  | N | N | [17 empty] | N
20860 | Wisconsin Public Service Corp | 4065 | High Falls | WI | Marinette | 3 | HY | OP | 1.4 | 0.5 | 0.3 |  | 8 | 1910 | BLQ BLQ BIT BIT BIT BLQ BIT: WAT; Y Y Y Y Y Y Y: N; Y Y Y Y Y Y Y: Y |  | S | 0 | N | Electric Utility | 1 |  | N | N | [17 empty] | N
20860 | Wisconsin Public Service Corp | 4065 | High Falls | WI | Marinette | 4 | HY | OP | 1.4 | 0.5 | 0.3 |  | 8 | 1910 | BLQ BLQ BIT BIT BIT BLQ BIT: WAT; Y Y Y Y Y Y Y: N; Y Y Y Y Y Y Y: Y |  | S |  | N | Electric Utility | 1 |  | N | N | [17 empty] | N
20860 | Wisconsin Public Service Corp | 4065 | High Falls | WI | Marinette | 5 | HY | OP | 1.4 | 0.5 | 0.3 |  | 8 | 1910 | BLQ BLQ BIT BIT BIT BLQ BIT: WAT; Y Y Y Y Y Y Y: N; Y Y Y Y Y Y Y: Y |  | S | 0 | N | Electric Utility | 1 |  | N | N | [17 empty] | N
20860 | Wisconsin Public Service Corp | 4067 | Johnson Falls | WI | Marinette | 1 | HY | OP | 1.7 | 0.8 | 0.4 |  | 7 | 1923 | BLQ BLQ BIT BIT BIT BLQ BIT: WAT; Y Y Y Y Y Y Y: N; Y Y Y Y Y Y Y: Y |  | S | 0 | N | Electric Utility | 1 |  | N | N | [17 empty] | N
20860 | Wisconsin Public Service Corp | 4067 | Johnson Falls | WI | Marinette | 2 | HY | OP | 1.7 | 0.8 | 0.4 |  | 7 | 1923 | BLQ BLQ BIT BIT BIT BLQ BIT: WAT; Y Y Y Y Y Y Y: N; Y Y Y Y Y Y Y: Y |  | S |  | N | Electric Utility | 1 |  | N | N | [17 empty] | N
20860 | Wisconsin Public Service Corp | 4068 | Merrill | WI | Lincoln | 1 | HY | OP | 0.4 | 0.3 | 0.3 |  | 3 | 1917 | BLQ BLQ BIT BIT BIT BLQ BIT: WAT; Y Y Y Y Y Y Y: N; Y Y Y Y Y Y Y: Y |  | S | 0 | N | Electric Utility | 1 |  | N | N | [17 empty] | N
20860 | Wisconsin Public Service Corp | 4068 | Merrill | WI | Lincoln | 2 | HY | OP | 0.4 | 0.3 | 0.3 |  | 3 | 1917 | BLQ BLQ BIT BIT BIT BLQ BIT: WAT; Y Y Y Y Y Y Y: N; Y Y Y Y Y Y Y: Y |  | S | 0 | N | Electric Utility | 1 |  | N | N | [17 empty] | N
20860 | Wisconsin Public Service Corp | 4068 | Merrill | WI | Lincoln | 3 | HY | OP | 1.5 | 1.3 | 1.3 |  | 6 | 1984 | BLQ BLQ BIT BIT BIT BLQ BIT: WAT; Y Y Y Y Y Y Y: N; Y Y Y Y Y Y Y: Y |  | S |  | N | Electric Utility | 1 |  | N | N | [17 empty] | N
20860 | Wisconsin Public Service Corp | 4071 | Potato Rapids | WI | Marinette | 1 | HY | OP | 0.5 | 0.2 | 0.2 |  | 6 | 1926 | BLQ BLQ BIT BIT BIT BLQ BIT: WAT; Y Y Y Y Y Y Y: N; Y Y Y Y Y Y Y: Y |  | S | 0 | N | Electric Utility | 1 |  | N | N | [17 empty] | N
20860 | Wisconsin Public Service Corp | 4071 | Potato Rapids | WI | Marinette | 2 | HY | OP | 0.4 | 0.2 | 0.1 |  | 5 | 1921 | BLQ BLQ BIT BIT BIT BLQ BIT: WAT; Y Y Y Y Y Y Y: N; Y Y Y Y Y Y Y: Y |  | S | 0 | N | Electric Utility | 1 |  | N | N | [17 empty] | N
20860 | Wisconsin Public Service Corp | 4071 | Potato Rapids | WI | Marinette | 3 | HY | OP | 0.4 | 0.2 | 0.1 |  | 5 | 1921 | BLQ BLQ BIT BIT BIT BLQ BIT: WAT; Y Y Y Y Y Y Y: N; Y Y Y Y Y Y Y: Y |  | S |  | N | Electric Utility | 1 |  | N | N | [17 empty] | N
20860 | Wisconsin Public Service Corp | 4072 | Pulliam | WI | Brown | 31 | GT | OP | 91 | 86.3 | 107 |  | 5 | 2003 | BLQ BLQ BIT BIT BIT BLQ BIT: NG; WDS WDS BIT BIT BIT BIT WDS: DFO; Y Y Y Y Y Y Y: Y; Y Y Y Y Y Y Y: Y |  | S |  | N | Electric Utility | 1 |  | N | N | [17 empty] | N
20860 | Wisconsin Public Service Corp | 4072 | Pulliam | WI | Brown | 5 | ST | OP | 50 | 51.3 | 51.8 |  | 9 | 1949 | BLQ BLQ BIT BIT BIT BLQ BIT: SUB; WDS WDS BIT BIT BIT BIT WDS: NG; Y Y Y Y Y Y Y: Y; Y Y Y Y Y Y Y: Y |  | S |  | N | Electric Utility | 1 |  | N | Y | [12 empty] | Y | 6 | 2015 |  |  | N | Y |  | Y |  |  |  | NG
20860 | Wisconsin Public Service Corp | 4072 | Pulliam | WI | Brown | 6 | ST | OP | 69 | 66 | 67 |  | 11 | 1951 | BLQ BLQ BIT BIT BIT BLQ BIT: SUB; WDS WDS BIT BIT BIT BIT WDS: NG; Y Y Y Y Y Y Y: Y; Y Y Y Y Y Y Y: Y |  | S |  | N | Electric Utility | 1 |  | N | Y | [12 empty] | Y | 6 | 2015 |  |  | N | Y |  | Y |  |  |  | NG
20860 | Wisconsin Public Service Corp | 4072 | Pulliam | WI | Brown | 7 | ST | OP | 81.6 | 81.6 | 83.1 |  | 11 | 1958 | BLQ BLQ BIT BIT BIT BLQ BIT: SUB; WDS WDS BIT BIT BIT BIT WDS: NG; Y Y Y Y Y Y Y: Y; Y Y Y Y Y Y Y: Y |  | S |  | N | Electric Utility | 1 |  | N | N | [17 empty] | N | Y |  | Y |  |  |  | NG
20860 | Wisconsin Public Service Corp | 4072 | Pulliam | WI | Brown | 8 | ST | OP | 149.6 | 131.7 | 132.4 |  | 12 | 1964 | BLQ BLQ BIT BIT BIT BLQ BIT: SUB; WDS WDS BIT BIT BIT BIT WDS: NG; Y Y Y Y Y Y Y: Y; Y Y Y Y Y Y Y: Y |  | S |  | N | Electric Utility | 1 |  | N | N | [17 empty] | N | Y |  | Y |  |  |  | NG
20860 | Wisconsin Public Service Corp | 4074 | Sandstone Rapids | WI | Marinette | 1 | HY | OP | 1.9 | 0.8 | 0.5 |  | 1 | 1925 | BLQ BLQ BIT BIT BIT BLQ BIT: WAT; Y Y Y Y Y Y Y: N; Y Y Y Y Y Y Y: Y |  | S | 0 | N | Electric Utility | 1 |  | N | N | [17 empty] | N
20860 | Wisconsin Public Service Corp | 4074 | Sandstone Rapids | WI | Marinette | 2 | HY | OP | 1.9 | 0.8 | 0.5 |  | 1 | 1925 | BLQ BLQ BIT BIT BIT BLQ BIT: WAT; Y Y Y Y Y Y Y: N; Y Y Y Y Y Y Y: Y |  | S |  | N | Electric Utility | 1 |  | N | N | [17 empty] | N
20860 | Wisconsin Public Service Corp | 4075 | Tomahawk | WI | Lincoln | 1 | HY | OP | 1.3 | 1.2 | 1.2 |  | 1 | 1938 | BLQ BLQ BIT BIT BIT BLQ BIT: WAT; Y Y Y Y Y Y Y: N; Y Y Y Y Y Y Y: Y |  | S | 0 | N | Electric Utility | 1 |  | N | N | [17 empty] | N
20860 | Wisconsin Public Service Corp | 4075 | Tomahawk | WI | Lincoln | 2 | HY | OP | 1.3 | 1.2 | 1.2 |  | 1 | 1938 | BLQ BLQ BIT BIT BIT BLQ BIT: WAT; Y Y Y Y Y Y Y: N; Y Y Y Y Y Y Y: Y |  | S |  | N | Electric Utility | 1 |  | N | N | [17 empty] | N
20860 | Wisconsin Public Service Corp | 4076 | West Marinette | WI | Marinette | 31 | GT | OP | 41.8 | 39.2 | 46.5 |  | 6 | 1971 | BLQ BLQ BIT BIT BIT BLQ BIT: NG; WDS WDS BIT BIT BIT BIT WDS: DFO; Y Y Y Y Y Y Y: Y; Y Y Y Y Y Y Y: Y |  | S |  | N | Electric Utility | 1 |  | N | N | [17 empty] | N
20860 | Wisconsin Public Service Corp | 4076 | West Marinette | WI | Marinette | 32 | GT | OP | 41.8 | 39.2 | 46.5 |  | 4 | 1973 | BLQ BLQ BIT BIT BIT BLQ BIT: NG; WDS WDS BIT BIT BIT BIT WDS: DFO; Y Y Y Y Y Y Y: Y; Y Y Y Y Y Y Y: Y |  | S |  | N | Electric Utility | 1 |  | N | N | [17 empty] | N
20860 | Wisconsin Public Service Corp | 4076 | West Marinette | WI | Marinette | 33 | GT | OP | 83.5 | 78 | 98.1 |  | 5 | 1993 | BLQ BLQ BIT BIT BIT BLQ BIT: NG; WDS WDS BIT BIT BIT BIT WDS: DFO; Y Y Y Y Y Y Y: Y; Y Y Y Y Y Y Y: Y |  | S |  | N | Electric Utility | 1 |  | N | N | [17 empty] | N
20860 | Wisconsin Public Service Corp | 4077 | Wausau | WI | Marathon | 1 | HY | OP | 1.8 | 1.2 | 1.1 |  | 3 | 1921 | BLQ BLQ BIT BIT BIT BLQ BIT: WAT; Y Y Y Y Y Y Y: N; Y Y Y Y Y Y Y: Y |  | S | 0 | N | Electric Utility | 1 |  | N | N | [17 empty] | N
20860 | Wisconsin Public Service Corp | 4077 | Wausau | WI | Marathon | 2 | HY | OP | 1.8 | 1.2 | 1.1 |  | 5 | 1921 | BLQ BLQ BIT BIT BIT BLQ BIT: WAT; Y Y Y Y Y Y Y: N; Y Y Y Y Y Y Y: Y |  | S | 0 | N | Electric Utility | 1 |  | N | N | [17 empty] | N
20860 | Wisconsin Public Service Corp | 4077 | Wausau | WI | Marathon | 3 | HY | OP | 1.8 | 1.2 | 1.1 |  | 3 | 1924 | BLQ BLQ BIT BIT BIT BLQ BIT: WAT; Y Y Y Y Y Y Y: N; Y Y Y Y Y Y Y: Y |  | S |  | N | Electric Utility | 1 |  | N | N | [17 empty] | N
20860 | Wisconsin Public Service Corp | 4078 | Weston | WI | Marathon | 1 | ST | OP | 60 | 56.4 | 57.1 |  | 12 | 1954 | BLQ BLQ BIT BIT BIT BLQ BIT: SUB; WDS WDS BIT BIT BIT BIT WDS: NG; Y Y Y Y Y Y Y: Y; Y Y Y Y Y Y Y: Y |  | S |  | N | Electric Utility | 1 |  |  | N | [17 empty] | N | Y |  | Y |  |  |  | NG | DFO
20860 | Wisconsin Public Service Corp | 4078 | Weston | WI | Marathon | 2 | ST | OP | 81.6 | 82.9 | 84.6 |  | 9 | 1960 | BLQ BLQ BIT BIT BIT BLQ BIT: SUB; WDS WDS BIT BIT BIT BIT WDS: NG; Y Y Y Y Y Y Y: Y; Y Y Y Y Y Y Y: Y |  | S |  | N | Electric Utility | 1 |  | N | N | [17 empty] | N | Y |  | Y |  |  |  | NG | DFO
20860 | Wisconsin Public Service Corp | 4078 | Weston | WI | Marathon | 3 | ST | OP | 350.5 | 322.7 | 325 |  | 12 | 1981 | BLQ BLQ BIT BIT BIT BLQ BIT: SUB; WDS WDS BIT BIT BIT BIT WDS: NG; Y Y Y Y Y Y Y: Y; Y Y Y Y Y Y Y: Y |  | S |  | N | Electric Utility | 1 |  | N | N | [17 empty] | N | Y |  | Y |  |  |  | NG | DFO
20860 | Wisconsin Public Service Corp | 4078 | Weston | WI | Marathon | 31 | GT | OP | 19.6 | 15.7 | 22.1 |  | 3 | 1969 | BLQ BLQ BIT BIT BIT BLQ BIT: NG; WDS WDS BIT BIT BIT BIT WDS: DFO; Y Y Y Y Y Y Y: Y; Y Y Y Y Y Y Y: Y |  | S |  | N | Electric Utility | 1 |  | N | N | [17 empty] | N
20860 | Wisconsin Public Service Corp | 4078 | Weston | WI | Marathon | 32 | GT | OP | 56.7 | 47.3 | 62.4 |  | 6 | 1973 | BLQ BLQ BIT BIT BIT BLQ BIT: NG; WDS WDS BIT BIT BIT BIT WDS: DFO; Y Y Y Y Y Y Y: Y; Y Y Y Y Y Y Y: Y |  | S |  | N | Electric Utility | 1 |  | N | N | [17 empty] | N
20860 | Wisconsin Public Service Corp | 4078 | Weston | WI | Marathon | 4 | ST | OP | 595 | 542.3 | 546.4 |  | 7 | 2008 | BLQ BLQ BIT BIT BIT BLQ BIT: SUB; WDS WDS BIT BIT BIT BIT WDS: NG; Y Y Y Y Y Y Y: Y; Y Y Y Y Y Y Y: Y |  | J |  | N | Electric Utility | 1 |  | N | N | [17 empty] | N | Y |  |  | Y |  |  | NG
20860 | Wisconsin Public Service Corp | 7366 | Lincoln Turbines | WI | Kewaunee | 1 | WT | OP | 9.2 | 1.4 | 2.3 |  | 6 | 1999 | BLQ BLQ BIT BIT BIT BLQ BIT: WND; Y Y Y Y Y Y Y: N; Y Y Y Y Y Y Y: Y |  | S | 14 | N | Electric Utility | 1 |  | N | N | [17 empty] | N
20860 | Wisconsin Public Service Corp | 7882 | Glenmore Turbines | WI | Brown | 1 | WT | OP | 1.2 | 0.1 | 0.1 |  | 2 | 1998 | BLQ BLQ BIT BIT BIT BLQ BIT: WND; Y Y Y Y Y Y Y: N; Y Y Y Y Y Y Y: Y |  | S | 2 | N | Electric Utility | 1 |  | N | N | [17 empty] | N
20860 | Wisconsin Public Service Corp | 55029 | De Pere Energy Center | WI | Brown | CT01 | GT | OP | 187.2 | 168.1 | 195.3 |  | 6 | 1999 | BLQ BLQ BIT BIT BIT BLQ BIT: NG; WDS WDS BIT BIT BIT BIT WDS: DFO; Y Y Y Y Y Y Y: Y; Y Y Y Y Y Y Y: Y |  | S |  | N | Electric Utility | 1 |  | N | N | [17 empty] | N
20860 | Wisconsin Public Service Corp | 56831 | Crane Creek Wind Energy Center | IA | Howard | 1 | WT | OP | 99 | 30 | 38.2 |  | 12 | 2009 | BLQ BLQ BIT BIT BIT BLQ BIT: WND; Y Y Y Y Y Y Y: N; Y Y Y Y Y Y Y: Y |  | S | 66 | N | Electric Utility | 1 |  |  | N | [17 empty] | N
20863 | Wisconsin River Power Company | 4079 | Castle Rock | WI | Adams | 1 | HY | OP | 3 | 3.5 | 3.5 |  | 8 | 1951 | BLQ BLQ BIT BIT BIT BLQ BIT: WAT; Y Y Y Y Y Y Y: N; Y Y Y Y Y Y Y: Y |  | S | 0 | N | Electric Utility | 1 |  | N | N | [17 empty] | N
20863 | Wisconsin River Power Company | 4079 | Castle Rock | WI | Adams | 2 | HY | OP | 3 | 3.5 | 3.5 |  | 11 | 1950 | BLQ BLQ BIT BIT BIT BLQ BIT: WAT; Y Y Y Y Y Y Y: N; Y Y Y Y Y Y Y: Y |  | S | 0 | N | Electric Utility | 1 |  | N | N | [17 empty] | N
20863 | Wisconsin River Power Company | 4079 | Castle Rock | WI | Adams | 3 | HY | OP | 3 | 3.5 | 3.5 |  | 10 | 1950 | BLQ BLQ BIT BIT BIT BLQ BIT: WAT; Y Y Y Y Y Y Y: N; Y Y Y Y Y Y Y: Y |  | S | 0 | N | Electric Utility | 1 |  | N | N | [17 empty] | N
20863 | Wisconsin River Power Company | 4079 | Castle Rock | WI | Adams | 4 | HY | OP | 3 | 3.5 | 3.5 |  | 8 | 1950 | BLQ BLQ BIT BIT BIT BLQ BIT: WAT; Y Y Y Y Y Y Y: N; Y Y Y Y Y Y Y: Y |  | S | 0 | N | Electric Utility | 1 |  | N | N | [17 empty] | N
20863 | Wisconsin River Power Company | 4079 | Castle Rock | WI | Adams | 5 | HY | OP | 3 | 3.5 | 3.5 |  | 8 | 1950 | BLQ BLQ BIT BIT BIT BLQ BIT: WAT; Y Y Y Y Y Y Y: N; Y Y Y Y Y Y Y: Y |  | S | 0 | N | Electric Utility | 1 |  | N | N | [17 empty] | N
20863 | Wisconsin River Power Company | 4080 | Petenwell | WI | Juneau | 1 | HY | OP | 5 | 5.1 | 5.1 |  | 8 | 1949 | BLQ BLQ BIT BIT BIT BLQ BIT: WAT; Y Y Y Y Y Y Y: N; Y Y Y Y Y Y Y: Y |  | S | 0 | N | Electric Utility | 1 |  | N | N | [17 empty] | N
20863 | Wisconsin River Power Company | 4080 | Petenwell | WI | Juneau | 2 | HY | OP | 5 | 5.1 | 5.1 |  | 10 | 1949 | BLQ BLQ BIT BIT BIT BLQ BIT: WAT; Y Y Y Y Y Y Y: N; Y Y Y Y Y Y Y: Y |  | S | 0 | N | Electric Utility | 1 |  | N | N | [17 empty] | N
20863 | Wisconsin River Power Company | 4080 | Petenwell | WI | Juneau | 3 | HY | OP | 5 | 5.1 | 5.1 |  | 11 | 1949 | BLQ BLQ BIT BIT BIT BLQ BIT: WAT; Y Y Y Y Y Y Y: N; Y Y Y Y Y Y Y: Y |  | S | 0 | N | Electric Utility | 1 |  | N | N | [17 empty] | N
20863 | Wisconsin River Power Company | 4080 | Petenwell | WI | Juneau | 4 | HY | OP | 5 | 5.1 | 5.1 |  | 1 | 1950 | BLQ BLQ BIT BIT BIT BLQ BIT: WAT; Y Y Y Y Y Y Y: N; Y Y Y Y Y Y Y: Y |  | S | 0 | N | Electric Utility | 1 |  | N | N | [17 empty] | N
20863 | Wisconsin River Power Company | 8050 | Juneau | WI | Juneau | 31 | GT | OP | 16 | 12.3 | 15.7 |  | 7 | 2003 | BLQ BLQ BIT BIT BIT BLQ BIT: DFO; Y Y Y Y Y Y Y: N; Y Y Y Y Y Y Y: Y |  | S |  | N | Electric Utility | 1 |  | N | N | [17 empty] | N
20880 | City of Wisner | 2316 | Wisner | NE | Cuming | 3 | IC | OP | 0.8 | 0.8 | 0.8 |  | 5 | 1969 | BLQ BLQ BIT BIT BIT BLQ BIT: DFO; Y Y Y Y Y Y Y: N; Y Y Y Y Y Y Y: Y |  | S |  | N | Electric Utility | 1 |  | N | N | [17 empty] | N
20880 | City of Wisner | 2316 | Wisner | NE | Cuming | 4 | IC | OP | 1.5 | 1.5 | 1.5 |  | 3 | 2010 | BLQ BLQ BIT BIT BIT BLQ BIT: DFO; Y Y Y Y Y Y Y: N; Y Y Y Y Y Y Y: Y |  | S |  | N | Electric Utility | 1 |  | N | N
20880 | City of Wisner | 2316 | Wisner | NE | Cuming | 5 | IC | OP | 1.5 | 1.5 | 1.5 |  | 3 | 2010 | BLQ BLQ BIT BIT BIT BLQ BIT: DFO; Y Y Y Y Y Y Y: N; Y Y Y Y Y Y Y: Y |  | S |  | N | Electric Utility | 1 |  | N | N
20893 | Wolf Creek Nuclear Optg Corp | 210 | Wolf Creek Generating Station | KS | Coffey | 1 | ST | OP | 1267.7 | 1175 | 1205 |  | 9 | 1985 | BLQ BLQ BIT BIT BIT BLQ BIT: NUC; Y Y Y Y Y Y Y: N; Y Y Y Y Y Y Y: Y |  | J |  | N | Electric Utility | 1 |  | N | N
20910 | Wolverine Power Supply Coop | 1873 | Tower | MI | Cheboygan | GT4 | GT | OP | 21.3 | 19.3 | 24.7 |  | 3 | 1971 | BLQ BLQ BIT BIT BIT BLQ BIT: DFO; Y Y Y Y Y Y Y: N; Y Y Y Y Y Y Y: Y |  | S |  | N | Electric Utility | 1 |  | N | N | [17 empty] | N
20910 | Wolverine Power Supply Coop | 1877 | George Johnson | MI | Osceola | 10 | GT | OP | 25 | 24.3 | 30.4 |  | 6 | 2000 | BLQ BLQ BIT BIT BIT BLQ BIT: NG; Y Y Y Y Y Y Y: N; Y Y Y Y Y Y Y: Y |  | S |  | N | Electric Utility | 1 |  | N | N | [17 empty] | N
20910 | Wolverine Power Supply Coop | 1877 | George Johnson | MI | Osceola | 11 | IC | SB | 1 | 1 | 1 |  | 9 | 1993 | BLQ BLQ BIT BIT BIT BLQ BIT: DFO; Y Y Y Y Y Y Y: N; Y Y Y Y Y Y Y: Y | Y | S |  | N | Electric Utility | 1 |  | N | N | [17 empty] | N
20910 | Wolverine Power Supply Coop | 1877 | George Johnson | MI | Osceola | 9 | GT | OP | 25 | 24.4 | 29.7 |  | 6 | 2000 | BLQ BLQ BIT BIT BIT BLQ BIT: NG; Y Y Y Y Y Y Y: N; Y Y Y Y Y Y Y: Y |  | S |  | N | Electric Utility | 1 |  | N | N | [17 empty] | N
20910 | Wolverine Power Supply Coop | 1880 | Claude Vandyke | MI | Allegan | 6 | CS | OP | 23 | 19.3 | 23.9 |  | 1 | 1967 | BLQ BLQ BIT BIT BIT BLQ BIT: NG; Y Y Y Y Y Y Y: N; Y Y Y Y Y Y Y: Y |  | S |  | N | Electric Utility | 1 |  | N | N | [17 empty] | N
20910 | Wolverine Power Supply Coop | 1880 | Claude Vandyke | MI | Allegan | 8 | GT | OP | 24.8 | 20.2 | 27.3 |  | 9 | 2001 | BLQ BLQ BIT BIT BIT BLQ BIT: NG; Y Y Y Y Y Y Y: N; Y Y Y Y Y Y Y: Y |  | S |  | N | Electric Utility | 1 |  | N | N | [17 empty] | N
20910 | Wolverine Power Supply Coop | 1881 | Vestaburg | MI | Montcalm | 6 | IC | OP | 3 | 3 | 3 |  | 1 | 1959 | BLQ BLQ BIT BIT BIT BLQ BIT: DFO; Y Y Y Y Y Y Y: N; Y Y Y Y Y Y Y: Y |  | S |  | N | Electric Utility | 1 |  | N | N | [17 empty] | N
20910 | Wolverine Power Supply Coop | 1881 | Vestaburg | MI | Montcalm | 7 | IC | OP | 3 | 3 | 3 |  | 1 | 1960 | BLQ BLQ BIT BIT BIT BLQ BIT: DFO; Y Y Y Y Y Y Y: N; Y Y Y Y Y Y Y: Y |  | S |  | N | Electric Utility | 1 |  | N | N | [17 empty] | N
20910 | Wolverine Power Supply Coop | 1881 | Vestaburg | MI | Montcalm | 8 | GT | OP | 23.7 | 18.5 | 25.5 |  | 7 | 1972 | BLQ BLQ BIT BIT BIT BLQ BIT: NG; WDS WDS BIT BIT BIT BIT WDS: DFO; Y Y Y Y Y Y Y: Y; Y Y Y Y Y Y Y: Y |  | S |  | N | Electric Utility | 1 |  | N | N | [17 empty] | N
20910 | Wolverine Power Supply Coop | 7932 | Gaylord | MI | Otsego | 1 | GT | OP | 23.4 | 20.2 | 27.1 |  | 6 | 2001 | BLQ BLQ BIT BIT BIT BLQ BIT: NG; Y Y Y Y Y Y Y: N; Y Y Y Y Y Y Y: Y |  | S |  | N | Electric Utility | 1 |  | N | N | [17 empty] | N
20910 | Wolverine Power Supply Coop | 7932 | Gaylord | MI | Otsego | 2 | GT | OP | 23.4 | 20.2 | 27.1 |  | 6 | 2001 | BLQ BLQ BIT BIT BIT BLQ BIT: NG; Y Y Y Y Y Y Y: N; Y Y Y Y Y Y Y: Y |  | S |  | N | Electric Utility | 1 |  | N | N | [17 empty] | N
20910 | Wolverine Power Supply Coop | 7932 | Gaylord | MI | Otsego | 3 | GT | OP | 23.4 | 20.2 | 27.1 |  | 6 | 2001 | BLQ BLQ BIT BIT BIT BLQ BIT: NG; Y Y Y Y Y Y Y: N; Y Y Y Y Y Y Y: Y |  | S |  | N | Electric Utility | 1 |  | N | N | [17 empty] | N
20910 | Wolverine Power Supply Coop | 7972 | Sumpter | MI | Wayne | 1 | GT | OP | 85 | 77 | 93.9 |  | 7 | 2002 | BLQ BLQ BIT BIT BIT BLQ BIT: NG; Y Y Y Y Y Y Y: N; Y Y Y Y Y Y Y: Y |  | S |  | N | Electric Utility | 1 |  | N | N | [17 empty] | N
20910 | Wolverine Power Supply Coop | 7972 | Sumpter | MI | Wayne | 2 | GT | OP | 85 | 77.5 | 94.2 |  | 7 | 2002 | BLQ BLQ BIT BIT BIT BLQ BIT: NG; Y Y Y Y Y Y Y: N; Y Y Y Y Y Y Y: Y |  | S |  | N | Electric Utility | 1 |  | N | N | [17 empty] | N
20910 | Wolverine Power Supply Coop | 7972 | Sumpter | MI | Wayne | 3 | GT | OP | 85 | 76.6 | 93.1 |  | 7 | 2002 | BLQ BLQ BIT BIT BIT BLQ BIT: NG; Y Y Y Y Y Y Y: N; Y Y Y Y Y Y Y: Y |  | S |  | N | Electric Utility | 1 |  | N | N | [17 empty] | N
20910 | Wolverine Power Supply Coop | 7972 | Sumpter | MI | Wayne | 4 | GT | OP | 85 | 77.3 | 93.8 |  | 7 | 2002 | BLQ BLQ BIT BIT BIT BLQ BIT: NG; Y Y Y Y Y Y Y: N; Y Y Y Y Y Y Y: Y |  | S |  | N | Electric Utility | 1 |  | N | N | [17 empty] | N
20919 | Boyce Hydro Power LLC | 50157 | Sanford | MI | Midland | 1 | HY | OP | 1.2 | 1.2 | 1.2 |  | 1 | 1923 | BLQ BLQ BIT BIT BIT BLQ BIT: WAT; Y Y Y Y Y Y Y: N; Y Y Y Y Y Y Y: N |  | S | 0 | N | IPP Non-CHP | 2 |  | N | N | [17 empty] | N
20919 | Boyce Hydro Power LLC | 50157 | Sanford | MI | Midland | 2 | HY | SB | 1.2 | 1.2 | 1.2 |  | 1 | 1923 | BLQ BLQ BIT BIT BIT BLQ BIT: WAT; Y Y Y Y Y Y Y: N; Y Y Y Y Y Y Y: N | N | S | 0 | N | IPP Non-CHP | 2 |  | N | N | [17 empty] | N
20919 | Boyce Hydro Power LLC | 50157 | Sanford | MI | Midland | 3 | HY | SB | 1.2 | 1.2 | 1.2 |  | 1 | 1923 | BLQ BLQ BIT BIT BIT BLQ BIT: WAT; Y Y Y Y Y Y Y: N; Y Y Y Y Y Y Y: N | N | S | 0 | N | IPP Non-CHP | 2 |  | N | N | [17 empty] | N
20919 | Boyce Hydro Power LLC | 50158 | Edenville | MI | Gladwin | 1 | HY | OP | 2.4 | 2.4 | 2.4 |  | 1 | 1923 | BLQ BLQ BIT BIT BIT BLQ BIT: WAT; Y Y Y Y Y Y Y: N; Y Y Y Y Y Y Y: N |  | S | 0 | N | IPP Non-CHP | 2 |  | N | N | [17 empty] | N
20919 | Boyce Hydro Power LLC | 50158 | Edenville | MI | Gladwin | 2 | HY | SB | 2.4 | 2.4 | 2.4 |  | 1 | 1923 | BLQ BLQ BIT BIT BIT BLQ BIT: WAT; Y Y Y Y Y Y Y: N; Y Y Y Y Y Y Y: N | N | S | 0 | N | IPP Non-CHP | 2 |  | N | N | [17 empty] | N
20919 | Boyce Hydro Power LLC | 50159 | Secord | MI | Gladwin | 1 | HY | OP | 1.2 | 1.2 | 1.2 |  | 1 | 1923 | BLQ BLQ BIT BIT BIT BLQ BIT: WAT; Y Y Y Y Y Y Y: N; Y Y Y Y Y Y Y: N | N | S | 0 | N | IPP Non-CHP | 2 |  | N | N | [17 empty] | N
20919 | Boyce Hydro Power LLC | 50160 | Smallwood | MI | Gladwin | 1 | HY | OP | 1.2 | 1.2 | 1.2 |  | 1 | 1923 | BLQ BLQ BIT BIT BIT BLQ BIT: WAT; Y Y Y Y Y Y Y: N; Y Y Y Y Y Y Y: N |  | S | 0 | N | IPP Non-CHP | 2 |  | N | N | [17 empty] | N
20977 | City of Woodsfield - (OH) | 2945 | Anadarko | OH | Monroe | 10 | IC | SB | 1.2 | 1.2 | 1.2 |  | 1 | 1983 | BLQ BLQ BIT BIT BIT BLQ BIT: DFO; WDS WDS BIT BIT BIT BIT WDS: NG; Y Y Y Y Y Y Y: N; Y Y Y Y Y Y Y: N | N | S |  | N | Electric Utility | 1 |  | N | N | [17 empty] | N
20977 | City of Woodsfield - (OH) | 2945 | Anadarko | OH | Monroe | 11 | IC | SB | 1.2 | 1.2 | 1.2 |  | 1 | 1983 | BLQ BLQ BIT BIT BIT BLQ BIT: DFO; WDS WDS BIT BIT BIT BIT WDS: NG; Y Y Y Y Y Y Y: N; Y Y Y Y Y Y Y: N | N | S |  | N | Electric Utility | 1 |  | N | N | [17 empty] | N
20977 | City of Woodsfield - (OH) | 2945 | Anadarko | OH | Monroe | 6 | IC | SB | 0.6 | 0.6 | 0.6 |  | 1 | 1949 | BLQ BLQ BIT BIT BIT BLQ BIT: DFO; WDS WDS BIT BIT BIT BIT WDS: NG; Y Y Y Y Y Y Y: N; Y Y Y Y Y Y Y: N | N | S |  | N | Electric Utility | 1 |  | N | N | [17 empty] | N
20977 | City of Woodsfield - (OH) | 2945 | Anadarko | OH | Monroe | 7 | IC | SB | 1.2 | 1.2 | 1.2 |  | 1 | 1957 | BLQ BLQ BIT BIT BIT BLQ BIT: DFO; WDS WDS BIT BIT BIT BIT WDS: NG; Y Y Y Y Y Y Y: N; Y Y Y Y Y Y Y: N | N | S |  | N | Electric Utility | 1 |  | N | N
20977 | City of Woodsfield - (OH) | 2945 | Anadarko | OH | Monroe | 8 | IC | SB | 1.5 | 1.5 | 1.5 |  | 1 | 1965 | BLQ BLQ BIT BIT BIT BLQ BIT: DFO; WDS WDS BIT BIT BIT BIT WDS: NG; Y Y Y Y Y Y Y: N; Y Y Y Y Y Y Y: N | N | S |  | N | Electric Utility | 1 |  | N | N
20977 | City of Woodsfield - (OH) | 2945 | Anadarko | OH | Monroe | 9 | IC | SB | 2.1 | 2.1 | 2.1 |  | 1 | 1971 | BLQ BLQ BIT BIT BIT BLQ BIT: DFO; WDS WDS BIT BIT BIT BIT WDS: NG; Y Y Y Y Y Y Y: N; Y Y Y Y Y Y Y: N | N | S |  | N | Electric Utility | 1 |  | N | N
21013 | City of Worthington | 2024 | Worthington | MN | Nobles | 1 | IC | OP | 2 | 2 | 2 |  | 8 | 2002 | BLQ BLQ BIT BIT BIT BLQ BIT: DFO; Y Y Y Y Y Y Y: N; Y Y Y Y Y Y Y: Y |  | S |  | N | Electric Utility | 1 |  | N | N | [12 empty] | N |  |  |  |  | N
21013 | City of Worthington | 2024 | Worthington | MN | Nobles | 10 | WT | OP | 0.9 | 0.9 | 0.9 |  | 7 | 2002 | BLQ BLQ BIT BIT BIT BLQ BIT: WND; Y Y Y Y Y Y Y: N; Y Y Y Y Y Y Y: Y |  | W | 1 | N | Electric Utility | 1 |  |  | N | [12 empty] | N |  |  |  |  | N
21013 | City of Worthington | 2024 | Worthington | MN | Nobles | 11 | WT | OP | 0.9 | 0.9 | 0.9 |  | 7 | 2002 | BLQ BLQ BIT BIT BIT BLQ BIT: WND; Y Y Y Y Y Y Y: N; Y Y Y Y Y Y Y: Y |  | W | 1 | N | Electric Utility | 1 |  |  | N | [12 empty] | N |  |  |  |  | N
21013 | City of Worthington | 2024 | Worthington | MN | Nobles | 12 | WT | OP | 1 | 1 | 1 |  | 12 | 2003 | BLQ BLQ BIT BIT BIT BLQ BIT: WND; Y Y Y Y Y Y Y: N; Y Y Y Y Y Y Y: Y |  | S | 1 | N | Electric Utility | 1 |  |  | N | [12 empty] | N |  |  |  |  | N
21013 | City of Worthington | 2024 | Worthington | MN | Nobles | 13 | WT | OP | 1 | 1 | 1 |  | 12 | 2003 | BLQ BLQ BIT BIT BIT BLQ BIT: WND; Y Y Y Y Y Y Y: N; Y Y Y Y Y Y Y: Y |  | S | 1 | N | Electric Utility | 1 |  |  | N | [12 empty] | N |  |  |  |  | N
21013 | City of Worthington | 2024 | Worthington | MN | Nobles | 2 | IC | OP | 2 | 2 | 2 |  | 8 | 2002 | BLQ BLQ BIT BIT BIT BLQ BIT: DFO; Y Y Y Y Y Y Y: N; Y Y Y Y Y Y Y: Y |  | S |  | N | Electric Utility | 1 |  | N | N | [12 empty] | N |  |  |  |  | N
21013 | City of Worthington | 2024 | Worthington | MN | Nobles | 3 | IC | OP | 2 | 2 | 2 |  | 8 | 2002 | BLQ BLQ BIT BIT BIT BLQ BIT: DFO; Y Y Y Y Y Y Y: N; Y Y Y Y Y Y Y: Y |  | S |  | N | Electric Utility | 1 |  | N | N | [12 empty] | N |  |  |  |  | N
21013 | City of Worthington | 2024 | Worthington | MN | Nobles | 4 | IC | OP | 2 | 2 | 2 |  | 8 | 2002 | BLQ BLQ BIT BIT BIT BLQ BIT: DFO; Y Y Y Y Y Y Y: N; Y Y Y Y Y Y Y: Y |  | S |  | N | Electric Utility | 1 |  | N | N | [12 empty] | N |  |  |  |  | N
21013 | City of Worthington | 2024 | Worthington | MN | Nobles | 5 | IC | OP | 2 | 2 | 2 |  | 8 | 2002 | BLQ BLQ BIT BIT BIT BLQ BIT: DFO; Y Y Y Y Y Y Y: N; Y Y Y Y Y Y Y: Y |  | S |  | N | Electric Utility | 1 |  | N | N | [12 empty] | N |  |  |  |  | N
21013 | City of Worthington | 2024 | Worthington | MN | Nobles | 6 | IC | OP | 2 | 2 | 2 |  | 8 | 2002 | BLQ BLQ BIT BIT BIT BLQ BIT: DFO; Y Y Y Y Y Y Y: N; Y Y Y Y Y Y Y: Y |  | S |  | N | Electric Utility | 1 |  | N | N | [12 empty] | N |  |  |  |  | N
21013 | City of Worthington | 2024 | Worthington | MN | Nobles | 7 | IC | OP | 2 | 2 | 2 |  | 2 | 2002 | BLQ BLQ BIT BIT BIT BLQ BIT: DFO; Y Y Y Y Y Y Y: N; Y Y Y Y Y Y Y: Y |  | S |  | N | Electric Utility | 1 |  | N | N | [12 empty] | N |  |  |  |  | N
21013 | City of Worthington | 2024 | Worthington | MN | Nobles | 8 | WT | OP | 0.9 | 0.9 | 0.9 |  | 7 | 2002 | BLQ BLQ BIT BIT BIT BLQ BIT: WND; Y Y Y Y Y Y Y: N; Y Y Y Y Y Y Y: Y |  | S | 1 | N | Electric Utility | 1 |  |  | N | [12 empty] | N |  |  |  |  | N
21013 | City of Worthington | 2024 | Worthington | MN | Nobles | 9 | WT | OP | 0.9 | 0.9 | 0.9 |  | 7 | 2002 | BLQ BLQ BIT BIT BIT BLQ BIT: WND; Y Y Y Y Y Y Y: N; Y Y Y Y Y Y Y: Y |  | S | 1 | N | Electric Utility | 1 |  |  | N | [12 empty] | N |  |  |  |  | N
21015 | City of Wrangell - (AK) | 95 | Wrangell | AK | WRANGELL PETERSBURG | 11 | IC | OP | 2 | 2 | 2 |  | 9 | 2000 | BLQ BLQ BIT BIT BIT BLQ BIT: DFO; Y Y Y Y Y Y Y: N; Y Y Y Y Y Y Y: N |  | S |  | N | Electric Utility | 1 |  | N | N | [12 empty] | N |  |  |  |  | N
21015 | City of Wrangell - (AK) | 95 | Wrangell | AK | WRANGELL PETERSBURG | 12 | IC | OP | 2 | 2 | 2 |  | 9 | 2000 | BLQ BLQ BIT BIT BIT BLQ BIT: DFO; Y Y Y Y Y Y Y: N; Y Y Y Y Y Y Y: N |  | S |  | N | Electric Utility | 1 |  | N | N | [12 empty] | N
21015 | City of Wrangell - (AK) | 95 | Wrangell | AK | WRANGELL PETERSBURG | 13 | IC | OP | 2 | 2 | 2 |  | 6 | 2002 | BLQ BLQ BIT BIT BIT BLQ BIT: DFO; Y Y Y Y Y Y Y: N; Y Y Y Y Y Y Y: N |  | S |  | N | Electric Utility | 1 |  | N | N | [12 empty] | N
21015 | City of Wrangell - (AK) | 95 | Wrangell | AK | WRANGELL PETERSBURG | 9 | IC | OP | 2.5 | 2.5 | 2.5 |  | 6 | 1987 | BLQ BLQ BIT BIT BIT BLQ BIT: DFO; Y Y Y Y Y Y Y: N; Y Y Y Y Y Y Y: N |  | S |  | N | Electric Utility | 1 |  | N | N | [12 empty] | N
21020 | Wythe Park Power Inc | 54045 | Wythe Park Power Petersburg Plant | VA | Petersburg | 1 | IC | OP | 3 | 3 | 3 |  | 11 | 1989 | WO | DFO | NG |  |  |  | Y | Y |  | S |  | Y | IPP CHP | 3 | B | N | N
21025 | WPS Power Developement | 55558 | Combined Locks Energy Center | WI | Outagamie | GEN1 | CT | OP | 48 | 46.6 | 47 |  | 5 | 2002 | BLQ BLQ BIT BIT BIT BLQ BIT: NG; Y Y Y Y Y Y Y: N; Y Y Y Y Y Y Y: Y |  | S |  | Y | Industrial CHP | 7 | B | N | N | [17 empty] | N
21025 | WPS Power Developement | 55558 | Combined Locks Energy Center | WI | Outagamie | GEN2 | CA | OP | 5 | 4.3 | 4.7 |  | 5 | 2002 | BLQ BLQ BIT BIT BIT BLQ BIT: NG; Y Y Y Y Y Y Y: N; Y Y Y Y Y Y Y: Y |  | W |  | N | Industrial CHP | 7 |  | Y | N | [17 empty] | N
21048 | Wyandotte Municipal Serv Comm | 1866 | Wyandotte | MI | Wayne | 4 | ST | OP | 11.5 | 10.5 | 11.5 |  | 1 | 1948 | BIT | SUB | NG | TDF |  |  | Y | Y |  | S |  | N | Electric Utility | 1 |  | N | N | [17 empty] | N | Y | [5 empty] | NG
21048 | Wyandotte Municipal Serv Comm | 1866 | Wyandotte | MI | Wayne | 5 | ST | OP | 22 | 22 | 24 |  | 1 | 1958 | NG | SUB | TDF |  |  |  | Y | Y |  | S |  | N | Electric Utility | 1 |  | N | N | [17 empty] | N |  | Y |  |  |  |  | NG
21048 | Wyandotte Municipal Serv Comm | 1866 | Wyandotte | MI | Wayne | 6 | ST | OP | 7.5 | 7.5 | 7.5 |  | 1 | 1969 | NG | SUB | TDF |  |  |  | Y | Y |  | S |  | N | Electric Utility | 1 |  | N | N | [17 empty] | N |  | Y |  |  |  |  | NG
21048 | Wyandotte Municipal Serv Comm | 1866 | Wyandotte | MI | Wayne | 7 | ST | OP | 32 | 32 | 35 |  | 7 | 1986 | BIT | SUB | TDF |  |  |  | Y | Y |  | S |  | N | Electric Utility | 1 |  | N | N | [17 empty] | N | Y | [5 empty] | NG
21048 | Wyandotte Municipal Serv Comm | 1866 | Wyandotte | MI | Wayne | DG1 | IC | OP | 1.8 | 1.8 | 1.8 |  | 1 | 2007 | BLQ BLQ BIT BIT BIT BLQ BIT: DFO; Y Y Y Y Y Y Y: N; Y Y Y Y Y Y Y: Y |  | S |  | N | Electric Utility | 1 |  |  | N
21048 | Wyandotte Municipal Serv Comm | 1866 | Wyandotte | MI | Wayne | DG2 | IC | OP | 1.8 | 1.8 | 1.8 |  | 1 | 2007 | BLQ BLQ BIT BIT BIT BLQ BIT: DFO; Y Y Y Y Y Y Y: N; Y Y Y Y Y Y Y: Y |  | S |  | N | Electric Utility | 1 |  |  | N
21048 | Wyandotte Municipal Serv Comm | 1866 | Wyandotte | MI | Wayne | DG3 | IC | OP | 1.8 | 1.8 | 1.8 |  | 1 | 2007 | BLQ BLQ BIT BIT BIT BLQ BIT: DFO; Y Y Y Y Y Y Y: N; Y Y Y Y Y Y Y: Y |  | S |  | N | Electric Utility | 1 |  |  | N
21086 | Yakima-Tieton Irrigation Dist | 50421 | Orchard Avenue 1 | WA | YAKIMA | 201 | HY | OP | 0.8 | 0.8 | 0.7 |  | 3 | 1987 | BLQ BLQ BIT BIT BIT BLQ BIT: WAT; Y Y Y Y Y Y Y: N; Y Y Y Y Y Y Y: Y |  | S | 0 | N | IPP Non-CHP | 2 |  | N | N | [12 empty] | N
21086 | Yakima-Tieton Irrigation Dist | 50421 | Orchard Avenue 1 | WA | YAKIMA | 301 | HY | OP | 0.8 | 0.8 | 0.7 |  | 3 | 1987 | BLQ BLQ BIT BIT BIT BLQ BIT: WAT; Y Y Y Y Y Y Y: N; Y Y Y Y Y Y Y: Y |  | S | 0 | N | IPP Non-CHP | 2 |  | N | N | [12 empty] | N
21086 | Yakima-Tieton Irrigation Dist | 50423 | Cowiche | WA | Yakima | 983 | HY | OP | 1.7 | 1.6 | 1.6 |  | 3 | 1987 | BLQ BLQ BIT BIT BIT BLQ BIT: WAT; Y Y Y Y Y Y Y: N; Y Y Y Y Y Y Y: Y |  | S | 0 | N | IPP Non-CHP | 2 |  | N | N
21095 | Public Serv Comm of Yazoo City | 2067 | Yazoo | MS | Yazoo | 2 | CA | SB | 5 | 5.6 | 5.6 |  | 6 | 1945 | BLQ BLQ BIT BIT BIT BLQ BIT: NG; Y Y Y Y Y Y Y: N; Y Y Y Y Y Y Y: Y | Y | S |  | N | Electric Utility | 1 |  | N | N | [17 empty] | N
21095 | Public Serv Comm of Yazoo City | 2067 | Yazoo | MS | Yazoo | 3 | CA | SB | 12.6 | 13 | 13 |  | 7 | 1954 | BLQ BLQ BIT BIT BIT BLQ BIT: NG; Y Y Y Y Y Y Y: N; Y Y Y Y Y Y Y: Y | Y | S |  | N | Electric Utility | 1 |  | N | N | [17 empty] | N
21095 | Public Serv Comm of Yazoo City | 2067 | Yazoo | MS | Yazoo | GT1 | CT | OP | 16.5 | 14.7 | 16.7 |  | 4 | 1968 | BLQ BLQ BIT BIT BIT BLQ BIT: NG; WDS WDS BIT BIT BIT BIT WDS: DFO; Y Y Y Y Y Y Y: Y; Y Y Y Y Y Y Y: Y | Y | S |  | N | Electric Utility | 1 |  |  | N | [17 empty] | N
21116 | YKK USA Inc | 54566 | YKK USA Chestney | GA | BIBB | BWP1 | IC | SB | 0.5 | 0.5 | 0.5 |  | 10 | 1996 | BLQ BLQ BIT BIT BIT BLQ BIT: DFO; Y Y Y Y Y Y Y: N; Y Y Y Y Y Y Y: N | N | S |  | N | Industrial Non-CHP | 6 |  | N | N | [17 empty] | N
21116 | YKK USA Inc | 54566 | YKK USA Chestney | GA | BIBB | SLD1 | IC | SB | 0.5 | 0.5 | 0.5 |  | 12 | 1992 | BLQ BLQ BIT BIT BIT BLQ BIT: DFO; Y Y Y Y Y Y Y: N; Y Y Y Y Y Y Y: N | N | S |  | N | Industrial Non-CHP | 6 |  | N | N
21128 | York County Solid W & R Auth | 50215 | York County Resource Recovery | PA | York | GEN1 | ST | OP | 36.5 | 28.9 | 29.5 |  | 11 | 1989 | BLQ BLQ BIT BIT BIT BLQ BIT: MSW; WDS WDS BIT BIT BIT BIT WDS: DFO; Y Y Y Y Y Y Y: N; Y Y Y Y Y Y Y: Y |  | S |  | N | IPP Non-CHP | 2 |  | N | N | [17 empty] | N | [6 empty] | DFO
21140 | Yuba County Water Agency | 454 | Colgate | CA | Yuba | 1 | HY | OP | 157.5 | 157.5 | 157.5 |  | 10 | 1969 | BLQ BLQ BIT BIT BIT BLQ BIT: WAT; Y Y Y Y Y Y Y: N; Y Y Y Y Y Y Y: Y | Y | S |  | N | Electric Utility | 1 |  | N | N | [17 empty] | N
21140 | Yuba County Water Agency | 454 | Colgate | CA | Yuba | 2 | HY | OP | 157.5 | 157.5 | 157.5 |  | 10 | 1969 | BLQ BLQ BIT BIT BIT BLQ BIT: WAT; Y Y Y Y Y Y Y: N; Y Y Y Y Y Y Y: Y | Y | S |  | N | Electric Utility | 1 |  | N | N | [17 empty] | N
21140 | Yuba County Water Agency | 455 | Narrows 2 | CA | Yuba | 1 | HY | OP | 46.7 | 46.7 | 46.7 |  | 12 | 1969 | BLQ BLQ BIT BIT BIT BLQ BIT: WAT; Y Y Y Y Y Y Y: N; Y Y Y Y Y Y Y: Y | Y | S |  | N | Electric Utility | 1 |  | N | N | [17 empty] | N
21140 | Yuba County Water Agency | 7507 | Deadwood Creek | CA | Yuba | 1 | HY | OP | 2 | 1.9 | 2 |  | 12 | 1993 | BLQ BLQ BIT BIT BIT BLQ BIT: WAT; Y Y Y Y Y Y Y: N; Y Y Y Y Y Y Y: Y |  | S |  | N | Electric Utility | 1 |  | N | N | [17 empty] | N
21143 | City of Yuma | 524 | Yuma | CO | Yuma | 1 | IC | OP | 0.1 | 0.1 | 0.1 |  | 88 | 1937 | BLQ BLQ BIT BIT BIT BLQ BIT: DFO; Y Y Y Y Y Y Y: N; Y Y Y Y Y Y Y: Y | Y | S |  | N | Electric Utility | 1 |  | N | N | [17 empty] | N
21143 | City of Yuma | 524 | Yuma | CO | Yuma | 2 | IC | OP | 0.1 | 0.1 | 0.1 |  | 88 | 1937 | BLQ BLQ BIT BIT BIT BLQ BIT: DFO; Y Y Y Y Y Y Y: N; Y Y Y Y Y Y Y: Y | Y | S |  | N | Electric Utility | 1 |  | N | N | [17 empty] | N
21143 | City of Yuma | 524 | Yuma | CO | Yuma | 3 | IC | OS | 0.3 | 0.2 | 0.2 |  | 88 | 1938 | BLQ BLQ BIT BIT BIT BLQ BIT: DFO; Y Y Y Y Y Y Y: N; Y Y Y Y Y Y Y: Y | Y | S |  | N | Electric Utility | 1 |  | N | N | [17 empty] | N
21143 | City of Yuma | 524 | Yuma | CO | Yuma | 4 | IC | OP | 0.5 | 0.5 | 0.5 |  | 88 | 1948 | BLQ BLQ BIT BIT BIT BLQ BIT: DFO; Y Y Y Y Y Y Y: N; Y Y Y Y Y Y Y: Y | Y | S |  | N | Electric Utility | 1 |  | N | N | [17 empty] | N
21144 | Ziegler Power Systems | 55824 | MNDOT Standby Generation | MN | Ramsey | UNT1 | IC | SB | 2 | 1.9 | 1.9 |  | 7 | 1995 | BLQ BLQ BIT BIT BIT BLQ BIT: DFO; Y Y Y Y Y Y Y: N; Y Y Y Y Y Y Y: N | Y | S |  | N | Commercial Non-CHP | 4 |  | N | N | [17 empty] | N
21148 | Zapco Energy Tactics Corp | 50348 | Oceanside Energy | NY | Nassau | OS3 | IC | OP | 0.7 | 0.6 | 0.6 |  | 12 | 1990 | BLQ BLQ BIT BIT BIT BLQ BIT: LFG; Y Y Y Y Y Y Y: N; Y Y Y Y Y Y Y: Y | Y | S |  | N | IPP Non-CHP | 2 |  | N | N
21148 | Zapco Energy Tactics Corp | 54781 | Suffolk Energy Partners LP | VA | Burke | SU1 | IC | OP | 0.8 | 0.7 | 0.7 |  | 11 | 1994 | BLQ BLQ BIT BIT BIT BLQ BIT: LFG; Y Y Y Y Y Y Y: N; Y Y Y Y Y Y Y: Y | Y | W |  | N | IPP Non-CHP | 2 |  | N | N
21148 | Zapco Energy Tactics Corp | 54781 | Suffolk Energy Partners LP | VA | Burke | SU2 | IC | OP | 0.8 | 0.7 | 0.7 |  | 11 | 1994 | BLQ BLQ BIT BIT BIT BLQ BIT: LFG; Y Y Y Y Y Y Y: N; Y Y Y Y Y Y Y: Y | Y | W |  | N | IPP Non-CHP | 2 |  | N | N
21148 | Zapco Energy Tactics Corp | 54781 | Suffolk Energy Partners LP | VA | Burke | SU3 | IC | OP | 0.8 | 0.7 | 0.7 |  | 11 | 1994 | BLQ BLQ BIT BIT BIT BLQ BIT: LFG; Y Y Y Y Y Y Y: N; Y Y Y Y Y Y Y: Y | Y | W |  | N | IPP Non-CHP | 2 |  | N | N
21148 | Zapco Energy Tactics Corp | 54781 | Suffolk Energy Partners LP | VA | Burke | SU4 | IC | OP | 0.8 | 0.7 | 0.7 |  | 11 | 1994 | BLQ BLQ BIT BIT BIT BLQ BIT: LFG; Y Y Y Y Y Y Y: N; Y Y Y Y Y Y Y: Y | Y | W |  | N | IPP Non-CHP | 2 |  | N | N
21148 | Zapco Energy Tactics Corp | 55776 | Barre | MA | Worcester | BA1 | IC | OP | 0.5 | 0.4 | 0.4 |  | 1 | 1996 | BLQ BLQ BIT BIT BIT BLQ BIT: LFG; Y Y Y Y Y Y Y: N; Y Y Y Y Y Y Y: Y | Y | W |  | N | IPP Non-CHP | 2 |  | N | N
21148 | Zapco Energy Tactics Corp | 55776 | Barre | MA | Worcester | BA2 | IC | OP | 0.5 | 0.4 | 0.4 |  | 1 | 1996 | BLQ BLQ BIT BIT BIT BLQ BIT: LFG; Y Y Y Y Y Y Y: N; Y Y Y Y Y Y Y: Y | Y | W |  | N | IPP Non-CHP | 2 |  | N | N
21158 | City of Zeeland - (MI) | 1867 | Zeeland | MI | Ottawa | 1 | IC | OP | 1.4 | 1.5 | 1.5 |  | 11 | 1966 | BLQ BLQ BIT BIT BIT BLQ BIT: NG; WDS WDS BIT BIT BIT BIT WDS: DFO; Y Y Y Y Y Y Y: Y; Y Y Y Y Y Y Y: Y | Y | S |  | N | Electric Utility | 1 |  | N | N | [17 empty] | N
21158 | City of Zeeland - (MI) | 1867 | Zeeland | MI | Ottawa | 10 | IC | OP | 5.6 | 6.2 | 6.2 |  | 12 | 1974 | BLQ BLQ BIT BIT BIT BLQ BIT: NG; WDS WDS BIT BIT BIT BIT WDS: DFO; Y Y Y Y Y Y Y: Y; Y Y Y Y Y Y Y: Y | Y | S |  | N | Electric Utility | 1 |  | N | N | [17 empty] | N
21158 | City of Zeeland - (MI) | 1867 | Zeeland | MI | Ottawa | 11 | IC | OP | 6 | 6.6 | 6.6 |  | 7 | 1980 | BLQ BLQ BIT BIT BIT BLQ BIT: NG; WDS WDS BIT BIT BIT BIT WDS: DFO; Y Y Y Y Y Y Y: Y; Y Y Y Y Y Y Y: Y | Y | S |  | N | Electric Utility | 1 |  | N | N | [17 empty] | N
21158 | City of Zeeland - (MI) | 1867 | Zeeland | MI | Ottawa | 2 | IC | OP | 1.1 | 1.2 | 1.2 |  | 3 | 1967 | BLQ BLQ BIT BIT BIT BLQ BIT: NG; WDS WDS BIT BIT BIT BIT WDS: DFO; Y Y Y Y Y Y Y: Y; Y Y Y Y Y Y Y: Y | Y | S |  | N | Electric Utility | 1 |  | N | N | [17 empty] | N
21158 | City of Zeeland - (MI) | 1867 | Zeeland | MI | Ottawa | 7 | IC | OA | 2 | 2 | 2 |  | 1 | 1957 | BLQ BLQ BIT BIT BIT BLQ BIT: NG; WDS WDS BIT BIT BIT BIT WDS: DFO; Y Y Y Y Y Y Y: Y; Y Y Y Y Y Y Y: Y | Y | S |  | N | Electric Utility | 1 |  | N | N | [17 empty] | N
21158 | City of Zeeland - (MI) | 1867 | Zeeland | MI | Ottawa | 8 | IC | OP | 1.7 | 1.5 | 1.5 |  | 1 | 1963 | BLQ BLQ BIT BIT BIT BLQ BIT: NG; WDS WDS BIT BIT BIT BIT WDS: DFO; Y Y Y Y Y Y Y: Y; Y Y Y Y Y Y Y: Y | Y | S |  | N | Electric Utility | 1 |  | N | N | [17 empty] | N
21158 | City of Zeeland - (MI) | 1867 | Zeeland | MI | Ottawa | 9 | IC | OP | 4.5 | 5 | 5 |  | 1 | 1971 | BLQ BLQ BIT BIT BIT BLQ BIT: NG; WDS WDS BIT BIT BIT BIT WDS: DFO; Y Y Y Y Y Y Y: Y; Y Y Y Y Y Y Y: Y | Y | S |  | N | Electric Utility | 1 |  | N | N | [17 empty] | N
21158 | City of Zeeland - (MI) | 56503 | Riley Generating Station | MI | OTTAWA | 1 | IC | OP | 2 | 2 | 2.1 |  | 7 | 2006 | [8 empty] | Y | S |  | N | Electric Utility | 1 |  |  | N | [17 empty] | N | bar: BLQ BLQ BIT BIT BIT BLQ BIT; Y Y Y Y Y Y Y to Y Y Y Y Y Y Y
21158 | City of Zeeland - (MI) | 56503 | Riley Generating Station | MI | OTTAWA | 2 | IC | OP | 2 | 2 | 2.1 |  | 7 | 2006 | [8 empty] | Y | S |  | N | Electric Utility | 1 |  |  | N | [17 empty] | N | bar: BLQ BLQ BIT BIT BIT BLQ BIT; Y Y Y Y Y Y Y to Y Y Y Y Y Y Y
21158 | City of Zeeland - (MI) | 56503 | Riley Generating Station | MI | OTTAWA | 3 | IC | OP | 2 | 2 | 2.1 |  | 7 | 2006 | [8 empty] | Y | S |  | N | Electric Utility | 1 |  |  | N | [17 empty] | N | bar: BLQ BLQ BIT BIT BIT BLQ BIT; Y Y Y Y Y Y Y to Y Y Y Y Y Y Y
21158 | City of Zeeland - (MI) | 56503 | Riley Generating Station | MI | OTTAWA | 4 | IC | OP | 2 | 2 | 2.1 |  | 7 | 2006 | [8 empty] | Y | S |  | N | Electric Utility | 1 |  |  | N | [17 empty] | N | bar: BLQ BLQ BIT BIT BIT BLQ BIT; Y Y Y Y Y Y Y to Y Y Y Y Y Y Y
21158 | City of Zeeland - (MI) | 56503 | Riley Generating Station | MI | OTTAWA | 5 | IC | OP | 2 | 2 | 2.1 |  | 7 | 2006 | [8 empty] | Y | S |  | N | Electric Utility | 1 |  |  | N | [17 empty] | N | bar: BLQ BLQ BIT BIT BIT BLQ BIT; Y Y Y Y Y Y Y to Y Y Y Y Y Y Y
21158 | City of Zeeland - (MI) | 56504 | Municipal Power Plant | MI | OTTAWA | 1 | IC | SB | 1 | 1 | 1 |  | 6 | 2002 | [8 empty] | Y | S |  | N | Electric Utility | 1 |  |  | N | [17 empty] | N | bar: BLQ BLQ BIT BIT BIT BLQ BIT; Y Y Y Y Y Y Y to Y Y Y Y Y Y Y
21158 | City of Zeeland - (MI) | 56504 | Municipal Power Plant | MI | OTTAWA | 2 | IC | SB | 1 | 1 | 1 |  | 6 | 2002 | [8 empty] | Y | S |  | N | Electric Utility | 1 |  |  | N | [17 empty] | N | bar: BLQ BLQ BIT BIT BIT BLQ BIT; Y Y Y Y Y Y Y to Y Y Y Y Y Y Y
21191 | Zion Energy LLC | 55392 | Zion Energy Center | IL | Lake | CTG1 | GT | OP | 198.9 | 152 | 181 |  | 6 | 2002 | BLQ BLQ BIT BIT BIT BLQ BIT: NG; WDS WDS BIT BIT BIT BIT WDS: DFO; Y Y Y Y Y Y Y: Y; Y Y Y Y Y Y Y: Y |  | S |  | N | IPP Non-CHP | 2 |  | N | N | [17 empty] | N
21191 | Zion Energy LLC | 55392 | Zion Energy Center | IL | Lake | CTG2 | GT | OP | 198.9 | 152 | 181 |  | 6 | 2002 | BLQ BLQ BIT BIT BIT BLQ BIT: NG; WDS WDS BIT BIT BIT BIT WDS: DFO; Y Y Y Y Y Y Y: Y; Y Y Y Y Y Y Y: Y |  | S |  | N | IPP Non-CHP | 2 |  | N | N | [17 empty] | N
21191 | Zion Energy LLC | 55392 | Zion Energy Center | IL | Lake | CTG3 | GT | OP | 198.9 | 152 | 181 |  | 6 | 2003 | BLQ BLQ BIT BIT BIT BLQ BIT: NG; WDS WDS BIT BIT BIT BIT WDS: DFO; Y Y Y Y Y Y Y: Y; Y Y Y Y Y Y Y: Y |  | S |  | N | IPP Non-CHP | 2 |  | N | N | [17 empty] | N
21223 | University of Northern Iowa | 50088 | University of Northern Iowa | IA | Black Hawk | GEN1 | ST | OP | 7.5 | 7.5 | 7.5 |  | 11 | 1982 | BIT | PC | DFO |  |  |  | Y | Y |  | S |  | Y | Commercial CHP | 5 | B | N | N | [17 empty] | N | Y | Y |  |  |  |  | DFO | NG
21260 | 191 Peachtree Associates | 54818 | 191 Peachtree Tower | GA | Fulton | GEN1 | IC | SB | 1.2 | 1.2 | 1.2 |  | 5 | 1991 | BLQ BLQ BIT BIT BIT BLQ BIT: DFO; Y Y Y Y Y Y Y: N; Y Y Y Y Y Y Y: N | N | S |  | N | Commercial Non-CHP | 4 |  | N | N
21260 | 191 Peachtree Associates | 54818 | 191 Peachtree Tower | GA | Fulton | GEN2 | IC | SB | 1.2 | 1.2 | 1.2 |  | 5 | 1991 | BLQ BLQ BIT BIT BIT BLQ BIT: DFO; Y Y Y Y Y Y Y: N; Y Y Y Y Y Y Y: N | N | S |  | N | Commercial Non-CHP | 4 |  | N | N
21264 | USACE-Detroit District | 1865 | Saint Marys Falls | MI | Chippewa | 1 | HY | OP | 6.2 | 5 | 5 |  | 10 | 1951 | BLQ BLQ BIT BIT BIT BLQ BIT: WAT; Y Y Y Y Y Y Y: N; Y Y Y Y Y Y Y: Y | Y | S |  | N | Electric Utility | 1 |  | N | N | [17 empty] | N
21264 | USACE-Detroit District | 1865 | Saint Marys Falls | MI | Chippewa | 10 | HY | OP | 2.6 | 2.8 | 2.8 |  | 7 | 1932 | BLQ BLQ BIT BIT BIT BLQ BIT: WAT; Y Y Y Y Y Y Y: N; Y Y Y Y Y Y Y: Y | Y | S |  | N | Electric Utility | 1 |  | N | N | [17 empty] | N
21264 | USACE-Detroit District | 1865 | Saint Marys Falls | MI | Chippewa | 2 | HY | OP | 6.2 | 5 | 5 |  | 11 | 1951 | BLQ BLQ BIT BIT BIT BLQ BIT: WAT; Y Y Y Y Y Y Y: N; Y Y Y Y Y Y Y: Y | Y | S |  | N | Electric Utility | 1 |  | N | N | [17 empty] | N
21264 | USACE-Detroit District | 1865 | Saint Marys Falls | MI | Chippewa | 3 | HY | OP | 6.2 | 5 | 5 |  | 1 | 1952 | BLQ BLQ BIT BIT BIT BLQ BIT: WAT; Y Y Y Y Y Y Y: N; Y Y Y Y Y Y Y: Y | Y | S |  | N | Electric Utility | 1 |  | N | N
21264 | USACE-Detroit District | 1865 | Saint Marys Falls | MI | Chippewa | 3A | HY | OP | 2.5 | 2.5 | 2.5 |  | 2 | 1954 | BLQ BLQ BIT BIT BIT BLQ BIT: WAT; Y Y Y Y Y Y Y: N; Y Y Y Y Y Y Y: Y | Y | S |  | N | Electric Utility | 1 |  | N | N
21352 | Municipal Energy Agency of NE | 56106 | MEAN Wind Project | NE | Kimball | 1 | WT | OP | 10.5 | 10.5 | 10.5 |  | 10 | 2002 | BLQ BLQ BIT BIT BIT BLQ BIT: WND; Y Y Y Y Y Y Y: N; Y Y Y Y Y Y Y: Y |  | S | 7 | N | Electric Utility | 1 |  | N | N | [17 empty] | N
21454 | Renaissance Power LLC | 55402 | Renaissance Power LLC | MI | Montcalm | CT1 | GT | OP | 170 | 165 | 194 |  | 3 | 2002 | BLQ BLQ BIT BIT BIT BLQ BIT: NG; Y Y Y Y Y Y Y: N; Y Y Y Y Y Y Y: Y |  | S |  | N | IPP Non-CHP | 2 |  | N | N | [17 empty] | N
21454 | Renaissance Power LLC | 55402 | Renaissance Power LLC | MI | Montcalm | CT2 | GT | OP | 170 | 165 | 194 |  | 3 | 2002 | BLQ BLQ BIT BIT BIT BLQ BIT: NG; Y Y Y Y Y Y Y: N; Y Y Y Y Y Y Y: Y |  | S |  | N | IPP Non-CHP | 2 |  | N | N | [17 empty] | N
21454 | Renaissance Power LLC | 55402 | Renaissance Power LLC | MI | Montcalm | CT3 | GT | OP | 170 | 165 | 194 |  | 3 | 2002 | BLQ BLQ BIT BIT BIT BLQ BIT: NG; Y Y Y Y Y Y Y: N; Y Y Y Y Y Y Y: Y |  | S |  | N | IPP Non-CHP | 2 |  | N | N | [17 empty] | N
21454 | Renaissance Power LLC | 55402 | Renaissance Power LLC | MI | Montcalm | CT4 | GT | OP | 170 | 165 | 194 |  | 3 | 2002 | BLQ BLQ BIT BIT BIT BLQ BIT: NG; Y Y Y Y Y Y Y: N; Y Y Y Y Y Y Y: Y |  | S |  | N | IPP Non-CHP | 2 |  | N | N | [17 empty] | N
21461 | NRG Canal LLC | 1597 | Oak Bluffs Diesel Generating Facility | MA | Dukes | UN1 | IC | OP | 2.7 | 2.8 | 2.8 |  | 1 | 1969 | BLQ BLQ BIT BIT BIT BLQ BIT: DFO; Y Y Y Y Y Y Y: N; Y Y Y Y Y Y Y: Y | Y | S |  | N | IPP Non-CHP | 2 |  | N | N
21461 | NRG Canal LLC | 1597 | Oak Bluffs Diesel Generating Facility | MA | Dukes | UN2 | IC | OP | 2.7 | 2.8 | 2.8 |  | 1 | 1969 | BLQ BLQ BIT BIT BIT BLQ BIT: DFO; Y Y Y Y Y Y Y: N; Y Y Y Y Y Y Y: Y | Y | S |  | N | IPP Non-CHP | 2 |  | N | N
21461 | NRG Canal LLC | 1597 | Oak Bluffs Diesel Generating Facility | MA | Dukes | UN3 | IC | OP | 2.7 | 2.8 | 2.8 |  | 1 | 1972 | BLQ BLQ BIT BIT BIT BLQ BIT: DFO; Y Y Y Y Y Y Y: N; Y Y Y Y Y Y Y: Y | Y | S |  | N | IPP Non-CHP | 2 |  | N | N
21461 | NRG Canal LLC | 1599 | Canal | MA | Barnstable | 1 | ST | OP | 585 | 560 | 567 |  | 6 | 1968 | BLQ BLQ BIT BIT BIT BLQ BIT: RFO; Y Y Y Y Y Y Y: N; Y Y Y Y Y Y Y: Y |  | S |  | N | IPP Non-CHP | 2 |  | N | N | [17 empty] | N
21461 | NRG Canal LLC | 1599 | Canal | MA | Barnstable | 2 | ST | OP | 580 | 553 | 562 |  | 1 | 1976 | BLQ BLQ BIT BIT BIT BLQ BIT: RFO; WDS WDS BIT BIT BIT BIT WDS: NG; Y Y Y Y Y Y Y: Y; Y Y Y Y Y Y Y: Y |  | S |  | N | IPP Non-CHP | 2 |  | N | N | [17 empty] | N
21461 | NRG Canal LLC | 6049 | West Tisbury Generating Facility | MA | Dukes | UN1 | IC | OP | 2.7 | 2.8 | 2.8 |  | 1 | 1975 | BLQ BLQ BIT BIT BIT BLQ BIT: DFO; Y Y Y Y Y Y Y: N; Y Y Y Y Y Y Y: Y | Y | S |  | N | IPP Non-CHP | 2 |  | N | N | [17 empty] | N
21461 | NRG Canal LLC | 6049 | West Tisbury Generating Facility | MA | Dukes | UN2 | IC | OP | 2.7 | 2.8 | 2.8 |  | 1 | 1975 | BLQ BLQ BIT BIT BIT BLQ BIT: DFO; Y Y Y Y Y Y Y: N; Y Y Y Y Y Y Y: Y | Y | S |  | N | IPP Non-CHP | 2 |  | N | N | [17 empty] | N
21463 | NRG Kendall LLC | 1595 | Kendall Square Station | MA | Middlesex | 1 | CA | OP | 17.2 | 16 | 16.1 |  | 6 | 1949 | BLQ BLQ BIT BIT BIT BLQ BIT: NG; Y Y Y Y Y Y Y: N; Y Y Y Y Y Y Y: Y |  | S |  | Y | IPP CHP | 3 | T | Y | N
21463 | NRG Kendall LLC | 1595 | Kendall Square Station | MA | Middlesex | 2 | CA | OP | 23 | 21.2 | 21.6 |  | 1 | 1951 | BLQ BLQ BIT BIT BIT BLQ BIT: NG; Y Y Y Y Y Y Y: N; Y Y Y Y Y Y Y: Y |  | S |  | Y | IPP CHP | 3 | T | Y | N
21463 | NRG Kendall LLC | 1595 | Kendall Square Station | MA | Middlesex | 3 | CA | OP | 27.2 | 25.3 | 25.6 |  | 8 | 1958 | BLQ BLQ BIT BIT BIT BLQ BIT: NG; Y Y Y Y Y Y Y: N; Y Y Y Y Y Y Y: Y |  | S |  | N | IPP CHP | 3 |  | Y | N
21463 | NRG Kendall LLC | 1595 | Kendall Square Station | MA | Middlesex | GEN4 | CT | OP | 186.2 | 146 | 163 |  | 12 | 2002 | BLQ BLQ BIT BIT BIT BLQ BIT: NG; WDS WDS BIT BIT BIT BIT WDS: DFO; Y Y Y Y Y Y Y: Y; Y Y Y Y Y Y Y: Y |  | S |  | Y | IPP CHP | 3 | T | N | N
21463 | NRG Kendall LLC | 1595 | Kendall Square Station | MA | Middlesex | JET1 | GT | SB | 20 | 17.2 | 20.7 |  | 9 | 1970 | BLQ BLQ BIT BIT BIT BLQ BIT: JF; Y Y Y Y Y Y Y: N; Y Y Y Y Y Y Y: Y | Y | S |  | N | IPP CHP | 3 |  | N | N
21466 | University of Tennessee | 55036 | University of Tennessee Steam Plant | TN | Knox | GEN1 | GT | OP | 5 | 3.7 | 4.2 |  | 6 | 1996 | BLQ BLQ BIT BIT BIT BLQ BIT: NG; Y Y Y Y Y Y Y: N; Y Y Y Y Y Y Y: Y | Y | S |  | Y | Commercial CHP | 5 | T | N | N | [17 empty] | N
21508 | Cornell University | 50368 | Cornell University Central Heat | NY | Tompkins | CT1 | CT | OP | 15 | 12.3 | 14.5 |  | 12 | 2009 | BLQ BLQ BIT BIT BIT BLQ BIT: NG; WDS WDS BIT BIT BIT BIT WDS: DFO; Y Y Y Y Y Y Y: Y; Y Y Y Y Y Y Y: Y |  | S |  | Y | Commercial CHP | 5 | T |  | N | [17 empty] | N
21508 | Cornell University | 50368 | Cornell University Central Heat | NY | Tompkins | CT2 | CT | OP | 15 | 12.3 | 14.5 |  | 12 | 2009 | BLQ BLQ BIT BIT BIT BLQ BIT: NG; WDS WDS BIT BIT BIT BIT WDS: DFO; Y Y Y Y Y Y Y: Y; Y Y Y Y Y Y Y: Y |  | S |  | Y | Commercial CHP | 5 | T |  | N | [17 empty] | N
21508 | Cornell University | 50368 | Cornell University Central Heat | NY | Tompkins | TG1 | CA | OP | 1.8 | 1 | 1.8 |  | 7 | 1988 | NG | DFO | DFO |  |  |  | Y | Y | Y | S |  | Y | Commercial CHP | 5 | B | Y | N | [17 empty] | N |  |  | N
21508 | Cornell University | 50368 | Cornell University Central Heat | NY | Tompkins | TG2 | CA | OP | 5.7 | 5.3 | 5.7 |  | 10 | 1988 | NG | DFO | DFO |  |  |  | Y | Y | Y | S |  | Y | Commercial CHP | 5 | B | Y | N | [17 empty] | N |  |  | N
21533 | City of Minneapolis | 1307 | Minneapolis City of | KS | OTTAWA | 1 | IC | OP | 0.4 | 0.4 | 0.4 |  | 88 | 1936 | BLQ BLQ BIT BIT BIT BLQ BIT: DFO; Y Y Y Y Y Y Y: N; Y Y Y Y Y Y Y: N |  | S |  | N | Electric Utility | 1 |  | N | N | [17 empty] | N
21533 | City of Minneapolis | 1307 | Minneapolis City of | KS | OTTAWA | 2 | IC | OP | 0.7 | 0.5 | 0.5 |  | 88 | 1947 | BLQ BLQ BIT BIT BIT BLQ BIT: NG; WDS WDS BIT BIT BIT BIT WDS: DFO; Y Y Y Y Y Y Y: N; Y Y Y Y Y Y Y: N |  | S |  | N | Electric Utility | 1 |  | N | N
21533 | City of Minneapolis | 1307 | Minneapolis City of | KS | OTTAWA | 3 | IC | OP | 1.3 | 1.2 | 1.2 |  | 12 | 1961 | BLQ BLQ BIT BIT BIT BLQ BIT: NG; WDS WDS BIT BIT BIT BIT WDS: DFO; Y Y Y Y Y Y Y: N; Y Y Y Y Y Y Y: N |  | S |  | N | Electric Utility | 1 |  | N | N
21533 | City of Minneapolis | 1307 | Minneapolis City of | KS | OTTAWA | 4 | IC | OP | 0.7 | 0.5 | 0.5 |  | 4 | 1955 | BLQ BLQ BIT BIT BIT BLQ BIT: NG; WDS WDS BIT BIT BIT BIT WDS: DFO; Y Y Y Y Y Y Y: N; Y Y Y Y Y Y Y: N |  | S |  | N | Electric Utility | 1 |  | N | N
21533 | City of Minneapolis | 1307 | Minneapolis City of | KS | OTTAWA | 5 | IC | OP | 2.1 | 1.8 | 1.8 |  | 9 | 1966 | BLQ BLQ BIT BIT BIT BLQ BIT: NG; WDS WDS BIT BIT BIT BIT WDS: DFO; Y Y Y Y Y Y Y: N; Y Y Y Y Y Y Y: N |  | S |  | N | Electric Utility | 1 |  | N | N
21533 | City of Minneapolis | 1307 | Minneapolis City of | KS | OTTAWA | 6 | IC | OP | 3 | 2.7 | 2.7 |  | 2 | 1972 | BLQ BLQ BIT BIT BIT BLQ BIT: NG; WDS WDS BIT BIT BIT BIT WDS: DFO; Y Y Y Y Y Y Y: N; Y Y Y Y Y Y Y: N |  | S |  | N | Electric Utility | 1 |  | N | N
21533 | City of Minneapolis | 1307 | Minneapolis City of | KS | OTTAWA | 7 | IC | OP | 2 | 1.8 | 1.8 |  | 5 | 1989 | BLQ BLQ BIT BIT BIT BLQ BIT: DFO; Y Y Y Y Y Y Y: N; Y Y Y Y Y Y Y: N |  | S |  | N | Electric Utility | 1 |  | N | N
21535 | STP Nuclear Operating Co | 6251 | South Texas Project | TX | Matagorda | 1 | ST | OP | 1354.3 | 1280 | 1280 |  | 8 | 1988 | BLQ BLQ BIT BIT BIT BLQ BIT: NUC; Y Y Y Y Y Y Y: N; Y Y Y Y Y Y Y: Y |  | J |  | N | IPP Non-CHP | 2 |  | N | N
21535 | STP Nuclear Operating Co | 6251 | South Texas Project | TX | Matagorda | 2 | ST | OP | 1354.3 | 1280 | 1280 |  | 6 | 1989 | BLQ BLQ BIT BIT BIT BLQ BIT: NUC; Y Y Y Y Y Y Y: N; Y Y Y Y Y Y Y: Y |  | J |  | N | IPP Non-CHP | 2 |  | N | N
21554 | Seminole Electric Cooperative Inc | 136 | Seminole | FL | Putnam | 1 | ST | OP | 735.9 | 675 | 685 |  | 2 | 1984 | BLQ BLQ BIT BIT BIT BLQ BIT: BIT; Y Y Y Y Y Y Y: N; Y Y Y Y Y Y Y: Y |  | S |  | N | Electric Utility | 1 |  | N | N | [12 empty] | N |  |  |  |  | N | Y | [5 empty] | DFO
21554 | Seminole Electric Cooperative Inc | 136 | Seminole | FL | Putnam | 2 | ST | OP | 735.9 | 688 | 698 |  | 1 | 1985 | BLQ BLQ BIT BIT BIT BLQ BIT: BIT; Y Y Y Y Y Y Y: N; Y Y Y Y Y Y Y: Y |  | S |  | N | Electric Utility | 1 |  | N | N | [12 empty] | N |  |  |  |  | N | Y | [5 empty] | DFO
21554 | Seminole Electric Cooperative Inc | 7380 | Midulla Generating Station | FL | Hardee | CT1 | CT | OP | 199 | 151 | 178 |  | 1 | 2002 | BLQ BLQ BIT BIT BIT BLQ BIT: NG; WDS WDS BIT BIT BIT BIT WDS: DFO; Y Y Y Y Y Y Y: Y; Y Y Y Y Y Y Y: Y |  | S |  | N | Electric Utility | 1 |  | N | N | [12 empty] | N
21554 | Seminole Electric Cooperative Inc | 7380 | Midulla Generating Station | FL | Hardee | CT2 | CT | OP | 199 | 151 | 178 |  | 1 | 2002 | BLQ BLQ BIT BIT BIT BLQ BIT: NG; WDS WDS BIT BIT BIT BIT WDS: DFO; Y Y Y Y Y Y Y: Y; Y Y Y Y Y Y Y: Y |  | S |  | N | Electric Utility | 1 |  | N | N | [12 empty] | N
21554 | Seminole Electric Cooperative Inc | 7380 | Midulla Generating Station | FL | Hardee | GT4 | GT | OP | 62 | 54 | 62 |  | 12 | 2006 | BLQ BLQ BIT BIT BIT BLQ BIT: NG; WDS WDS BIT BIT BIT BIT WDS: DFO; Y Y Y Y Y Y Y: Y; Y Y Y Y Y Y Y: Y |  | S |  | N | Electric Utility | 1 |  | N | N
21554 | Seminole Electric Cooperative Inc | 7380 | Midulla Generating Station | FL | Hardee | GT5 | GT | OP | 62 | 54 | 62 |  | 12 | 2006 | BLQ BLQ BIT BIT BIT BLQ BIT: NG; WDS WDS BIT BIT BIT BIT WDS: DFO; Y Y Y Y Y Y Y: Y; Y Y Y Y Y Y Y: Y |  | S |  | N | Electric Utility | 1 |  | N | N
21554 | Seminole Electric Cooperative Inc | 7380 | Midulla Generating Station | FL | Hardee | GT6 | GT | OP | 62 | 54 | 62 |  | 12 | 2006 | BLQ BLQ BIT BIT BIT BLQ BIT: NG; WDS WDS BIT BIT BIT BIT WDS: DFO; Y Y Y Y Y Y Y: Y; Y Y Y Y Y Y Y: Y |  | S |  | N | Electric Utility | 1 |  | N | N
21554 | Seminole Electric Cooperative Inc | 7380 | Midulla Generating Station | FL | Hardee | GT7 | GT | OP | 62 | 54 | 62 |  | 12 | 2006 | BLQ BLQ BIT BIT BIT BLQ BIT: NG; WDS WDS BIT BIT BIT BIT WDS: DFO; Y Y Y Y Y Y Y: Y; Y Y Y Y Y Y Y: Y |  | S |  | N | Electric Utility | 1 |  | N | N
21554 | Seminole Electric Cooperative Inc | 7380 | Midulla Generating Station | FL | Hardee | GT8 | GT | OP | 62 | 54 | 62 |  | 12 | 2006 | BLQ BLQ BIT BIT BIT BLQ BIT: NG; WDS WDS BIT BIT BIT BIT WDS: DFO; Y Y Y Y Y Y Y: Y; Y Y Y Y Y Y Y: Y |  | S |  | N | Electric Utility | 1 |  | N | N
21554 | Seminole Electric Cooperative Inc | 7380 | Midulla Generating Station | FL | Hardee | ST3 | CA | OP | 189 | 168 | 168 |  | 1 | 2002 | BLQ BLQ BIT BIT BIT BLQ BIT: NG; WDS WDS BIT BIT BIT BIT WDS: DFO; Y Y Y Y Y Y Y: Y; Y Y Y Y Y Y Y: Y |  | S |  | N | Electric Utility | 1 |  | N | Y | 6 | 8 | 6 | 2013
21579 | New Covert Generating Company LLC | 55297 | New Covert Generating Facility | MI | Van Buren | 1 | CT | OP | 245 | 210.7 | 264 |  | 3 | 2004 | BLQ BLQ BIT BIT BIT BLQ BIT: NG; Y Y Y Y Y Y Y: N; Y Y Y Y Y Y Y: Y |  | S |  | N | IPP Non-CHP | 2 |  | N | N | [17 empty] | N
21579 | New Covert Generating Company LLC | 55297 | New Covert Generating Facility | MI | Van Buren | 1A | CA | OP | 147 | 136 | 147 |  | 3 | 2004 | BLQ BLQ BIT BIT BIT BLQ BIT: NG; Y Y Y Y Y Y Y: N; Y Y Y Y Y Y Y: Y |  | S |  | N | IPP Non-CHP | 2 |  | Y | N | [17 empty] | N
21579 | New Covert Generating Company LLC | 55297 | New Covert Generating Facility | MI | Van Buren | 2 | CT | OP | 245 | 210.7 | 264 |  | 3 | 2004 | BLQ BLQ BIT BIT BIT BLQ BIT: NG; Y Y Y Y Y Y Y: N; Y Y Y Y Y Y Y: Y |  | S |  | N | IPP Non-CHP | 2 |  | N | N | [17 empty] | N
21579 | New Covert Generating Company LLC | 55297 | New Covert Generating Facility | MI | Van Buren | 2A | CA | OP | 147 | 136 | 147 |  | 3 | 2004 | BLQ BLQ BIT BIT BIT BLQ BIT: NG; Y Y Y Y Y Y Y: N; Y Y Y Y Y Y Y: Y |  | S |  | N | IPP Non-CHP | 2 |  | Y | N | [17 empty] | N
21579 | New Covert Generating Company LLC | 55297 | New Covert Generating Facility | MI | Van Buren | 3 | CT | OP | 245 | 210.7 | 264 |  | 3 | 2004 | BLQ BLQ BIT BIT BIT BLQ BIT: NG; Y Y Y Y Y Y Y: N; Y Y Y Y Y Y Y: Y |  | S |  | N | IPP Non-CHP | 2 |  | N | N | [17 empty] | N
21579 | New Covert Generating Company LLC | 55297 | New Covert Generating Facility | MI | Van Buren | 3A | CA | OP | 147 | 136 | 147 |  | 3 | 2004 | BLQ BLQ BIT BIT BIT BLQ BIT: NG; Y Y Y Y Y Y Y: N; Y Y Y Y Y Y Y: Y |  | S |  | N | IPP Non-CHP | 2 |  | Y | N | [17 empty] | N
21581 | Midwest Hydro LLC | 903 | Rockton | IL | Winnebago | 1 | HY | OP | 0.6 | 0.6 | 0.6 |  | 1 | 1929 | BLQ BLQ BIT BIT BIT BLQ BIT: WAT; Y Y Y Y Y Y Y: N; Y Y Y Y Y Y Y: Y |  | S |  | N | IPP Non-CHP | 2 |  | N | N | [17 empty] | N
21581 | Midwest Hydro LLC | 903 | Rockton | IL | Winnebago | 2 | HY | OP | 0.5 | 0.5 | 0.5 |  | 1 | 1929 | BLQ BLQ BIT BIT BIT BLQ BIT: WAT; Y Y Y Y Y Y Y: N; Y Y Y Y Y Y Y: Y |  | S |  | N | IPP Non-CHP | 2 |  | N | N | [17 empty] | N
21581 | Midwest Hydro LLC | 10520 | Dayton Hydro | IL | La Salle | 1 | HY | OP | 1.6 | 1.6 | 1.6 |  | 1 | 1925 | BLQ BLQ BIT BIT BIT BLQ BIT: WAT; Y Y Y Y Y Y Y: N; Y Y Y Y Y Y Y: Y |  | S | 0 | N | IPP Non-CHP | 2 |  | N | N | [17 empty] | N
21581 | Midwest Hydro LLC | 10520 | Dayton Hydro | IL | La Salle | 2 | HY | OP | 1 | 1 | 1 |  | 1 | 1925 | BLQ BLQ BIT BIT BIT BLQ BIT: WAT; Y Y Y Y Y Y Y: N; Y Y Y Y Y Y Y: Y |  | S | 0 | N | IPP Non-CHP | 2 |  | N | N | [17 empty] | N
21581 | Midwest Hydro LLC | 10520 | Dayton Hydro | IL | La Salle | 3 | HY | OP | 1 | 1 | 1 |  | 1 | 1925 | BLQ BLQ BIT BIT BIT BLQ BIT: WAT; Y Y Y Y Y Y Y: N; Y Y Y Y Y Y Y: Y |  | S | 0 | N | IPP Non-CHP | 2 |  | N | N | [17 empty] | N
21621 | United Technologies | 54605 | Pratt & Whitney | CT | Hartford | FT-8 | GT | OP | 25.8 | 27 | 31 |  | 1 | 1992 | BLQ BLQ BIT BIT BIT BLQ BIT: NG; WDS WDS BIT BIT BIT BIT WDS: JF; Y Y Y Y Y Y Y: Y; Y Y Y Y Y Y Y: Y |  | S |  | Y | Industrial CHP | 7 | T | N | N | [17 empty] | N
21622 | The University of Texas at Dallas | 54607 | University of Texas at Dallas | TX | Collin | GEN1 | IC | SB | 3.5 | 3.5 | 3.5 |  | 1 | 1980 | BLQ BLQ BIT BIT BIT BLQ BIT: NG; WDS WDS BIT BIT BIT BIT WDS: DFO; Y Y Y Y Y Y Y: Y; Y Y Y Y Y Y Y: N | Y | S |  | Y | Commercial CHP | 5 | B | N | Y | [12 empty] | N |  |  | 1 | 2020 | N
21668 | Wise County Power Company LLC | 55320 | Wise County Power LLC | TX | Wise | GT1 | CT | OP | 242 | 225 | 242 |  | 7 | 2004 | BLQ BLQ BIT BIT BIT BLQ BIT: NG; Y Y Y Y Y Y Y: N; Y Y Y Y Y Y Y: Y |  | S |  | N | IPP Non-CHP | 2 |  | N | N | [17 empty] | N
21668 | Wise County Power Company LLC | 55320 | Wise County Power LLC | TX | Wise | GT2 | CT | OP | 242 | 225 | 242 |  | 7 | 2004 | BLQ BLQ BIT BIT BIT BLQ BIT: NG; Y Y Y Y Y Y Y: N; Y Y Y Y Y Y Y: Y |  | S |  | N | IPP Non-CHP | 2 |  | N | N | [17 empty] | N
21668 | Wise County Power Company LLC | 55320 | Wise County Power LLC | TX | Wise | ST1 | CA | OP | 262 | 230 | 250 |  | 7 | 2004 | BLQ BLQ BIT BIT BIT BLQ BIT: NG; Y Y Y Y Y Y Y: N; Y Y Y Y Y Y Y: Y |  | S |  | N | IPP Non-CHP | 2 |  | Y | N | [17 empty] | N
21690 | Moose International | 50337 | Mooseheart Power House | IL | Kane | GEN1 | IC | SB | 0.5 | 0.5 | 0.5 |  | 8 | 1986 | BLQ BLQ BIT BIT BIT BLQ BIT: NG; Y Y Y Y Y Y Y: N; Y Y Y Y Y Y Y: Y | Y | S |  | Y | Commercial CHP | 5 | T | N | N
21690 | Moose International | 50337 | Mooseheart Power House | IL | Kane | GEN2 | IC | SB | 0.5 | 0.5 | 0.5 |  | 8 | 1986 | BLQ BLQ BIT BIT BIT BLQ BIT: NG; Y Y Y Y Y Y Y: N; Y Y Y Y Y Y Y: Y | Y | S |  | Y | Commercial CHP | 5 | T | N | N | [17 empty] | N
21690 | Moose International | 50337 | Mooseheart Power House | IL | Kane | GEN3 | IC | SB | 0.3 | 0.3 | 0.3 |  | 8 | 1986 | BLQ BLQ BIT BIT BIT BLQ BIT: NG; Y Y Y Y Y Y Y: N; Y Y Y Y Y Y Y: Y | Y | S |  | Y | Commercial CHP | 5 | T | N | N | [17 empty] | N
21690 | Moose International | 50337 | Mooseheart Power House | IL | Kane | GEN4 | IC | SB | 0.5 | 0.5 | 0.5 |  | 8 | 1986 | BLQ BLQ BIT BIT BIT BLQ BIT: NG; Y Y Y Y Y Y Y: N; Y Y Y Y Y Y Y: Y | Y | S |  | Y | Commercial CHP | 5 | T | N | N | [17 empty] | N
21734 | Sunnyside Cogeneration Assoc | 50951 | Sunnyside Cogen Associates | UT | Carbon | GEN1 | ST | OP | 58.1 | 51 | 51 |  | 2 | 1993 | BLQ BLQ BIT BIT BIT BLQ BIT: WC; Y Y Y Y Y Y Y: N; Y Y Y Y Y Y Y: Y | Y | J |  | N | IPP Non-CHP | 2 |  | N | N | [17 empty] | N |  | Y |  |  |  |  | DFO
21737 | Miller Hydro Group Inc | 50278 | Worumbo Hydro Station | ME | Androscoggin | GEN1 | HY | OP | 9.7 | 4.6 | 9.3 |  | 2 | 1989 | BLQ BLQ BIT BIT BIT BLQ BIT: WAT; Y Y Y Y Y Y Y: N; Y Y Y Y Y Y Y: Y |  | S | 0 | N | IPP Non-CHP | 2 |  | N | N
21737 | Miller Hydro Group Inc | 50278 | Worumbo Hydro Station | ME | Androscoggin | GEN2 | HY | OP | 9.7 | 4.6 | 9.3 |  | 3 | 1989 | BLQ BLQ BIT BIT BIT BLQ BIT: WAT; Y Y Y Y Y Y Y: N; Y Y Y Y Y Y Y: Y |  | S | 0 | N | IPP Non-CHP | 2 |  | N | N
21773 | Yellowstone Energy LP | 50931 | Yellowstone Energy LP | MT | Yellowstone | GEN1 | ST | OP | 68 | 52 | 55 |  | 6 | 1995 | BLQ BLQ BIT BIT BIT BLQ BIT: PC; WDS WDS BIT BIT BIT BIT WDS: OG; Y Y Y Y Y Y Y: N; Y Y Y Y Y Y Y: Y |  | W |  | Y | IPP CHP | 3 | T | N | N | [17 empty] | N |  | Y |  |  |  |  | DFO
21944 | Sonoma County Water Agency | 54261 | Warm Springs Hydro Project | CA | Sonoma | 3385 | HY | OP | 2.7 | 1.2 | 1.2 |  | 12 | 1988 | BLQ BLQ BIT BIT BIT BLQ BIT: WAT; Y Y Y Y Y Y Y: N; Y Y Y Y Y Y Y: Y |  | S | 0 | N | IPP Non-CHP | 2 |  | N | N | [17 empty] | N
21964 | University of New Mexico | 50906 | Ford Utilities Center | NM | BERNALILLO | 3 | GT | OP | 7 | 6 | 6.3 |  | 3 | 2005 | [8 empty] | N | S |  | Y | Commercial CHP | 5 | T | N | N | [17 empty] | N | bar: BLQ BLQ BIT BIT BIT BLQ BIT; Y Y Y Y Y Y Y to Y Y Y Y Y Y Y
21964 | University of New Mexico | 50906 | Ford Utilities Center | NM | BERNALILLO | 4 | ST | OP | 1.1 | 0.7 | 0.7 |  | 10 | 2011 | [8 empty] | N | S |  | N | Commercial CHP | 5 |  |  | N | [17 empty] | N | bar: BLQ BLQ BIT BIT BIT BLQ BIT; Y Y Y Y Y Y Y to Y Y Y Y Y Y Y
21965 | New Mexico State University | 54975 | New Mexico State University | NM | Dona Ana | 01 | GT | OP | 4.7 | 4.5 | 4.5 |  | 12 | 1996 | [9 empty] | S |  | Y | Commercial CHP | 5 | T |  | N | [17 empty] | N | bar: BLQ BLQ BIT BIT BIT BLQ BIT; Y Y Y Y Y Y Y to Y Y Y Y Y Y Y
21970 | Northeast Energy Associates LP | 10307 | Bellingham Cogeneration Facility | MA | Norfolk | CT1 | CT | OP | 128.7 | 102 | 126 |  | 9 | 1991 | BLQ BLQ BIT BIT BIT BLQ BIT: NG; WDS WDS BIT BIT BIT BIT WDS: DFO; Y Y Y Y Y Y Y: Y; Y Y Y Y Y Y Y: Y |  | S |  | Y | IPP CHP | 3 | T | N | N | [12 empty] | N |  |  |  |  | N
21970 | Northeast Energy Associates LP | 10307 | Bellingham Cogeneration Facility | MA | Norfolk | CT2 | CT | OP | 128.7 | 102 | 126 |  | 9 | 1991 | BLQ BLQ BIT BIT BIT BLQ BIT: NG; WDS WDS BIT BIT BIT BIT WDS: DFO; Y Y Y Y Y Y Y: Y; Y Y Y Y Y Y Y: Y |  | S |  | Y | IPP CHP | 3 | T | N | N | [12 empty] | N |  |  |  |  | N
21970 | Northeast Energy Associates LP | 10307 | Bellingham Cogeneration Facility | MA | Norfolk | ST1 | CA | OP | 128.7 | 60 | 84 |  | 9 | 1991 | BLQ BLQ BIT BIT BIT BLQ BIT: NG; Y Y Y Y Y Y Y: N; Y Y Y Y Y Y Y: Y |  | S |  | Y | IPP CHP | 3 | T | N | N | [12 empty] | N |  |  |  |  | N
21995 | Olmsted County Public Works | 50413 | Olmsted Waste Energy | MN | Olmsted | DGCAT | IC | SB | 1.7 | 1.3 | 1.3 |  | 10 | 2009 | BLQ BLQ BIT BIT BIT BLQ BIT: DFO; Y Y Y Y Y Y Y: N; Y Y Y Y Y Y Y: N | N | S |  | N | Commercial CHP | 5 |  | N | N | [17 empty] | N
21995 | Olmsted County Public Works | 50413 | Olmsted Waste Energy | MN | Olmsted | TG2 | ST | OP | 2.2 | 1.3 | 0.8 |  | 4 | 1987 | BLQ BLQ BIT BIT BIT BLQ BIT: MSW; Y Y Y Y Y Y Y: N; Y Y Y Y Y Y Y: Y | Y | S |  | Y | Commercial CHP | 5 | T | N | N | [17 empty] | N | [6 empty] | NG
21995 | Olmsted County Public Works | 50413 | Olmsted Waste Energy | MN | Olmsted | TG3 | ST | OP | 5.5 | 4.5 | 4.5 |  | 5 | 2010 | BLQ BLQ BIT BIT BIT BLQ BIT: MSW; Y Y Y Y Y Y Y: N; Y Y Y Y Y Y Y: Y | Y | S |  | Y | Commercial CHP | 5 | T | N | N | [17 empty] | N | [6 empty] | NG
21995 | Olmsted County Public Works | 50413 | Olmsted Waste Energy | MN | Olmsted | TGI | ST | OP | 1.9 | 1.4 | 1.4 |  | 4 | 1987 | BLQ BLQ BIT BIT BIT BLQ BIT: MSW; Y Y Y Y Y Y Y: N; Y Y Y Y Y Y Y: Y | Y | S |  | Y | Commercial CHP | 5 | T | N | N | [17 empty] | N | [6 empty] | NG
22001 | Sunbury Generation LP | 3152 | Sunbury Generation LP | PA | Snyder | 1 | ST | OP | 89.1 | 80 | 80 |  | 11 | 1949 | BIT | WC | PC |  |  |  | Y | Y |  | S |  | N | IPP Non-CHP | 2 |  |  | N | [17 empty] | N | Y | [5 empty] | DFO
22001 | Sunbury Generation LP | 3152 | Sunbury Generation LP | PA | Snyder | 2 | ST | OP | 89.1 | 80 | 80 |  | 9 | 1949 | BIT | WC | PC |  |  |  | Y | Y |  | S |  | N | IPP Non-CHP | 2 |  |  | N | [17 empty] | N | Y | [5 empty] | DFO
22001 | Sunbury Generation LP | 3152 | Sunbury Generation LP | PA | Snyder | 3 | ST | OP | 103.5 | 94 | 94 |  | 4 | 1951 | BLQ BLQ BIT BIT BIT BLQ BIT: BIT; WDS WDS BIT BIT BIT BIT WDS: WC; Y Y Y Y Y Y Y: N; Y Y Y Y Y Y Y: Y |  | S |  | N | IPP Non-CHP | 2 |  |  | N | [17 empty] | N | Y | [5 empty] | DFO
22001 | Sunbury Generation LP | 3152 | Sunbury Generation LP | PA | Snyder | 4 | ST | OP | 156.2 | 128 | 134 |  | 8 | 1953 | BLQ BLQ BIT BIT BIT BLQ BIT: BIT; Y Y Y Y Y Y Y: N; Y Y Y Y Y Y Y: Y |  | S |  | N | IPP Non-CHP | 2 |  |  | N | [17 empty] | N | Y | [5 empty] | DFO
22001 | Sunbury Generation LP | 3152 | Sunbury Generation LP | PA | Snyder | CTG1 | GT | SB | 23.6 | 18 | 23.6 |  | 11 | 1971 | BLQ BLQ BIT BIT BIT BLQ BIT: DFO; Y Y Y Y Y Y Y: N; Y Y Y Y Y Y Y: Y | Y | S |  | N | IPP Non-CHP | 2 |  |  | N | [12 empty] | N |  |  |  |  | N
22001 | Sunbury Generation LP | 3152 | Sunbury Generation LP | PA | Snyder | CTG2 | GT | SB | 23.6 | 18 | 23.6 |  | 11 | 1971 | BLQ BLQ BIT BIT BIT BLQ BIT: DFO; Y Y Y Y Y Y Y: N; Y Y Y Y Y Y Y: Y | Y | S |  | N | IPP Non-CHP | 2 |  |  | N | [12 empty] | N |  |  |  |  | N
22001 | Sunbury Generation LP | 3152 | Sunbury Generation LP | PA | Snyder | DI2 | IC | SB | 5.5 | 5 | 5 |  | 4 | 1967 | BLQ BLQ BIT BIT BIT BLQ BIT: DFO; Y Y Y Y Y Y Y: N; Y Y Y Y Y Y Y: Y | Y | S |  | N | IPP Non-CHP | 2 |  |  | N | [17 empty] | N
22035 | Southwestern Bell Telephone Co | 54858 | Southwestern Bell Telephone | MO | Cooper | E/G1 | IC | SB | 2 | 2 | 2 |  | 2 | 1992 | BLQ BLQ BIT BIT BIT BLQ BIT: DFO; Y Y Y Y Y Y Y: N; Y Y Y Y Y Y Y: Y | Y | S |  | Y | Commercial CHP | 5 | T | N | N | [17 empty] | N
22035 | Southwestern Bell Telephone Co | 54858 | Southwestern Bell Telephone | MO | Cooper | E/G2 | IC | SB | 2 | 2 | 2 |  | 2 | 1992 | BLQ BLQ BIT BIT BIT BLQ BIT: DFO; Y Y Y Y Y Y Y: N; Y Y Y Y Y Y Y: Y | Y | S |  | Y | Commercial CHP | 5 | T | N | N | [17 empty] | N
22035 | Southwestern Bell Telephone Co | 54858 | Southwestern Bell Telephone | MO | Cooper | E/G3 | IC | SB | 2 | 2 | 2 |  | 2 | 1992 | BLQ BLQ BIT BIT BIT BLQ BIT: DFO; Y Y Y Y Y Y Y: N; Y Y Y Y Y Y Y: Y | Y | S |  | Y | Commercial CHP | 5 | T |  | N | [17 empty] | N
22035 | Southwestern Bell Telephone Co | 54858 | Southwestern Bell Telephone | MO | Cooper | E/G4 | IC | SB | 2.8 | 2.8 | 2.8 |  | 12 | 2005 | BLQ BLQ BIT BIT BIT BLQ BIT: DFO; Y Y Y Y Y Y Y: N; Y Y Y Y Y Y Y: Y | Y | S |  | N | Commercial CHP | 5 |  |  | N
22035 | Southwestern Bell Telephone Co | 54858 | Southwestern Bell Telephone | MO | Cooper | E/G5 | IC | SB | 2.8 | 2.8 | 2.8 |  | 1 | 2008 | BLQ BLQ BIT BIT BIT BLQ BIT: DFO; Y Y Y Y Y Y Y: N; Y Y Y Y Y Y Y: Y | Y | S |  | N | Commercial CHP | 5 |  |  | N | [17 empty] | N
22035 | Southwestern Bell Telephone Co | 54858 | Southwestern Bell Telephone | MO | Cooper | E/G6 | IC | SB | 2.8 | 2.8 | 2.8 |  | 8 | 2011 | BLQ BLQ BIT BIT BIT BLQ BIT: DFO; Y Y Y Y Y Y Y: N; Y Y Y Y Y Y Y: Y | Y | S |  | N | Commercial CHP | 5 |  |  | N
22035 | Southwestern Bell Telephone Co | 54858 | Southwestern Bell Telephone | MO | Cooper | E/G7 | IC | SB | 2.8 | 2.8 | 2.8 |  | 8 | 2011 | BLQ BLQ BIT BIT BIT BLQ BIT: DFO; Y Y Y Y Y Y Y: N; Y Y Y Y Y Y Y: Y | Y | S |  | N | Commercial CHP | 5 |  |  | N
22040 | Washington State University | 56016 | Grimes Way | WA | WHITMAN | 1 | IC | SB | 1.1 | 1 | 1 |  | 1 | 2005 | BLQ BLQ BIT BIT BIT BLQ BIT: NG; Y Y Y Y Y Y Y: N; Y Y Y Y Y Y Y: Y | Y | S |  | N | Commercial Non-CHP | 4 |  |  | N | [17 empty] | N
22040 | Washington State University | 56016 | Grimes Way | WA | WHITMAN | 2 | IC | SB | 1.1 | 1 | 1 |  | 1 | 2005 | BLQ BLQ BIT BIT BIT BLQ BIT: NG; Y Y Y Y Y Y Y: N; Y Y Y Y Y Y Y: Y | Y | S |  | N | Commercial Non-CHP | 4 |  |  | N | [17 empty] | N
22040 | Washington State University | 56016 | Grimes Way | WA | WHITMAN | 3 | IC | SB | 1.8 | 1.7 | 1.7 |  | 1 | 2005 | BLQ BLQ BIT BIT BIT BLQ BIT: DFO; Y Y Y Y Y Y Y: N; Y Y Y Y Y Y Y: Y | Y | S |  | N | Commercial Non-CHP | 4 |  |  | N | [17 empty] | N
22040 | Washington State University | 56932 | Biotech LS 0836 | WA | Whitman | BLS1 | IC | SB | 1 | 1 | 1 |  | 5 | 2009 | BLQ BLQ BIT BIT BIT BLQ BIT: DFO; Y Y Y Y Y Y Y: N; Y Y Y Y Y Y Y: Y | Y | S |  | N | Commercial Non-CHP | 4 |  |  | N | [17 empty] | N
22045 | Oxnard City of | 50224 | Oxnard Wastewater Treatment Plant | CA | Ventura | 7610 | IC | OP | 0.5 | 0.4 | 0.4 |  | 8 | 1981 | OBG | NG | PG |  |  |  | N | Y |  | S |  | Y | Commercial CHP | 5 | B | N | N | [17 empty] | N
22045 | Oxnard City of | 50224 | Oxnard Wastewater Treatment Plant | CA | Ventura | 7710 | IC | OP | 0.5 | 0.4 | 0.4 |  | 8 | 1981 | OBG | NG | PG |  |  |  | N | Y |  | S |  | Y | Commercial CHP | 5 | B | N | N | [17 empty] | N
22045 | Oxnard City of | 50224 | Oxnard Wastewater Treatment Plant | CA | Ventura | 7810 | IC | OP | 0.5 | 0.4 | 0.4 |  | 8 | 1981 | OBG | NG | PG |  |  |  | N | Y |  | S |  | Y | Commercial CHP | 5 | B | N | N | [17 empty] | N
22048 | Pacific Oroville Power Co | 54469 | Pacific Oroville Power Inc | CA | Butte | GEN1 | ST | OS | 9 | 8.3 | 8.3 |  | 12 | 1985 | BLQ BLQ BIT BIT BIT BLQ BIT: WDS; Y Y Y Y Y Y Y: N; Y Y Y Y Y Y Y: Y |  | W |  | N | IPP Non-CHP | 2 |  | N | N | [17 empty] | N
22048 | Pacific Oroville Power Co | 54469 | Pacific Oroville Power Inc | CA | Butte | GEN2 | ST | OS | 9 | 8.3 | 8.3 |  | 12 | 1985 | BLQ BLQ BIT BIT BIT BLQ BIT: WDS; Y Y Y Y Y Y Y: N; Y Y Y Y Y Y Y: Y |  | W |  | N | IPP Non-CHP | 2 |  | N | N | [17 empty] | N
22053 | Kentucky Power Co | 1353 | Big Sandy | KY | Lawrence | 1 | ST | OP | 280.5 | 260 | 260 |  | 1 | 1963 | BLQ BLQ BIT BIT BIT BLQ BIT: BIT; Y Y Y Y Y Y Y: N; Y Y Y Y Y Y Y: Y |  | S |  | N | Electric Utility | 1 |  | N | Y | [15 empty] | 6 | 2015 | N | Y |  | Y |  |  |  | DFO
22053 | Kentucky Power Co | 1353 | Big Sandy | KY | Lawrence | 2 | ST | OP | 816.3 | 800 | 800 |  | 10 | 1969 | BLQ BLQ BIT BIT BIT BLQ BIT: BIT; Y Y Y Y Y Y Y: N; Y Y Y Y Y Y Y: Y |  | S |  | N | Electric Utility | 1 |  | N | N | [15 empty] | 6 | 2015 | N | Y |  |  | Y |  |  | DFO
22079 | Yolo County Flood Control WCD | 50128 | Clear Lake Hydro Project | CA | Lake | 3381 | HY | OS | 2.5 | 2.4 | 2.3 |  | 9 | 1985 | BLQ BLQ BIT BIT BIT BLQ BIT: WAT; Y Y Y Y Y Y Y: N; Y Y Y Y Y Y Y: Y |  | S |  | N | IPP Non-CHP | 2 |  | N | N | [12 empty] | N |  |  |  |  | N
22079 | Yolo County Flood Control WCD | 50129 | Indian Valley Dam Hydro Project | CA | Lake | 1641 | HY | SB | 1.4 | 1.3 | 1.3 |  | 10 | 1983 | BLQ BLQ BIT BIT BIT BLQ BIT: WAT; Y Y Y Y Y Y Y: N; Y Y Y Y Y Y Y: Y | Y | S | 0 | N | IPP Non-CHP | 2 |  | N | N | [17 empty] | N
22079 | Yolo County Flood Control WCD | 50129 | Indian Valley Dam Hydro Project | CA | Lake | 1642 | HY | SB | 1.4 | 1.3 | 1.3 |  | 10 | 1983 | BLQ BLQ BIT BIT BIT BLQ BIT: WAT; Y Y Y Y Y Y Y: N; Y Y Y Y Y Y Y: Y | Y | S | 0 | N | IPP Non-CHP | 2 |  | N | N | [17 empty] | N
22079 | Yolo County Flood Control WCD | 50129 | Indian Valley Dam Hydro Project | CA | Lake | 8332 | HY | OP | 0.1 | 0.1 | 0.1 |  | 10 | 1983 | BLQ BLQ BIT BIT BIT BLQ BIT: WAT; Y Y Y Y Y Y Y: N; Y Y Y Y Y Y Y: Y |  | S | 0 | N | IPP Non-CHP | 2 |  | N | N | [12 empty] | Y |  |  |  |  | N
22091 | New-Indy Ontario LLC | 10427 | New-Indy Ontario Mill | CA | San Bernardino | GEN1 | GT | OP | 34 | 34 | 34 |  | 6 | 1985 | BLQ BLQ BIT BIT BIT BLQ BIT: NG; Y Y Y Y Y Y Y: N; Y Y Y Y Y Y Y: Y |  | S |  | Y | Industrial CHP | 7 | T | N | N
22117 | Riverside Manufacturing Co | 54856 | Riverside Manufacturing | GA | Colquitt | 1753 | GT | SB | 1.1 | 0.9 | 1.1 |  | 5 | 1990 | [8 empty] | Y | S |  | N | Industrial Non-CHP | 6 |  | N | N | [17 empty] | N | bar: BLQ BLQ BIT BIT BIT BLQ BIT; Y Y Y Y Y Y Y to Y Y Y Y Y Y Y
22125 | Cayuga Operating Company, LLC | 2535 | Cayuga Operating Company | NY | Tompkins | 1 | ST | OP | 155.3 | 151.6 | 154.8 |  | 9 | 1955 | BLQ BLQ BIT BIT BIT BLQ BIT: BIT; WDS WDS BIT BIT BIT BIT WDS: DFO; Y Y Y Y Y Y Y: N; Y Y Y Y Y Y Y: Y |  | W |  | N | IPP Non-CHP | 2 |  | N | N | [17 empty] | N | Y | [5 empty] | DFO
22125 | Cayuga Operating Company, LLC | 2535 | Cayuga Operating Company | NY | Tompkins | 2 | ST | OP | 167.2 | 153 | 152.9 |  | 10 | 1958 | BLQ BLQ BIT BIT BIT BLQ BIT: BIT; WDS WDS BIT BIT BIT BIT WDS: DFO; Y Y Y Y Y Y Y: N; Y Y Y Y Y Y Y: Y |  | W |  | N | IPP Non-CHP | 2 |  | N | N | [17 empty] | N | Y | [5 empty] | DFO
22129 | Somerset Operating Co LLC | 6082 | Somerset Operating Co LLC | NY | Niagara | 1 | ST | OP | 655.1 | 679.4 | 686 |  | 8 | 1984 | BLQ BLQ BIT BIT BIT BLQ BIT: BIT; WDS WDS BIT BIT BIT BIT WDS: PC; Y Y Y Y Y Y Y: N; Y Y Y Y Y Y Y: Y |  | S |  | N | IPP Non-CHP | 2 |  | N | N | [17 empty] | N | Y |  | Y |  |  |  | DFO | KER
22131 | Red Oak Power LLC | 55239 | Red Oak Power LLC | NJ | Middlesex | 0001 | CT | OP | 212 | 165.3 | 182.7 |  | 3 | 2002 | BLQ BLQ BIT BIT BIT BLQ BIT: NG; Y Y Y Y Y Y Y: N; Y Y Y Y Y Y Y: Y |  | S |  | N | IPP Non-CHP | 2 |  | N | N | [17 empty] | N
22131 | Red Oak Power LLC | 55239 | Red Oak Power LLC | NJ | Middlesex | 0002 | CT | OP | 212 | 165.3 | 182.7 |  | 3 | 2002 | BLQ BLQ BIT BIT BIT BLQ BIT: NG; Y Y Y Y Y Y Y: N; Y Y Y Y Y Y Y: Y |  | S |  | N | IPP Non-CHP | 2 |  | N | N | [17 empty] | N
22131 | Red Oak Power LLC | 55239 | Red Oak Power LLC | NJ | Middlesex | 0003 | CT | OP | 212 | 165.3 | 182.7 |  | 3 | 2002 | BLQ BLQ BIT BIT BIT BLQ BIT: NG; Y Y Y Y Y Y Y: N; Y Y Y Y Y Y Y: Y |  | S |  | N | IPP Non-CHP | 2 |  | N | N | [17 empty] | N
22131 | Red Oak Power LLC | 55239 | Red Oak Power LLC | NJ | Middlesex | 0004 | CA | OP | 330 | 270 | 275 |  | 4 | 2002 | BLQ BLQ BIT BIT BIT BLQ BIT: NG; Y Y Y Y Y Y Y: N; Y Y Y Y Y Y Y: Y |  | S |  | N | IPP Non-CHP | 2 |  | N | N | [17 empty] | N
22142 | Santa Cruz Cogeneration Assoc | 50064 | Univ of Calif Santa Cruz Cogeneration | CA | Santa Cruz | 001 | IC | OP | 2.6 | 2.6 | 2.6 |  | 8 | 1985 | BLQ BLQ BIT BIT BIT BLQ BIT: NG; WDS WDS BIT BIT BIT BIT WDS: DFO; Y Y Y Y Y Y Y: Y; Y Y Y Y Y Y Y: N |  | S |  | Y | Commercial CHP | 5 | T | N | N | [17 empty] | N
22146 | GMMM Westover LLC | 2526 | GMMM Westover | NY | Broome | 8 | ST | OS | 75 | 84 | 84 |  | 11 | 1951 | BLQ BLQ BIT BIT BIT BLQ BIT: BIT; WDS WDS BIT BIT BIT BIT WDS: DFO; Y Y Y Y Y Y Y: N; Y Y Y Y Y Y Y: Y |  | S |  | Y | IPP CHP | 3 | T | N | N | [12 empty] | N |  |  |  |  | N | Y | [5 empty] | DFO
22148 | AES Alamitos LLC | 315 | AES Alamitos LLC | CA | Los Angeles | 1 | ST | OP | 156 | 175 | 175 |  | 9 | 1956 | BLQ BLQ BIT BIT BIT BLQ BIT: NG; Y Y Y Y Y Y Y: N; Y Y Y Y Y Y Y: Y |  | S |  | N | IPP Non-CHP | 2 |  | N | N | [17 empty] | N
22148 | AES Alamitos LLC | 315 | AES Alamitos LLC | CA | Los Angeles | 2 | ST | OP | 156 | 175 | 175 |  | 2 | 1957 | BLQ BLQ BIT BIT BIT BLQ BIT: NG; Y Y Y Y Y Y Y: N; Y Y Y Y Y Y Y: Y |  | S |  | N | IPP Non-CHP | 2 |  | N | N | [17 empty] | N
22148 | AES Alamitos LLC | 315 | AES Alamitos LLC | CA | Los Angeles | 3 | ST | OP | 310 | 332 | 332 |  | 12 | 1961 | BLQ BLQ BIT BIT BIT BLQ BIT: NG; Y Y Y Y Y Y Y: N; Y Y Y Y Y Y Y: Y |  | S |  | N | IPP Non-CHP | 2 |  | N | N | [17 empty] | N
22148 | AES Alamitos LLC | 315 | AES Alamitos LLC | CA | Los Angeles | 4 | ST | OP | 310 | 335 | 335 |  | 6 | 1962 | BLQ BLQ BIT BIT BIT BLQ BIT: NG; Y Y Y Y Y Y Y: N; Y Y Y Y Y Y Y: Y |  | S |  | N | IPP Non-CHP | 2 |  | N | N | [17 empty] | N
22148 | AES Alamitos LLC | 315 | AES Alamitos LLC | CA | Los Angeles | 5 | ST | OP | 495 | 485 | 485 |  | 3 | 1964 | BLQ BLQ BIT BIT BIT BLQ BIT: NG; Y Y Y Y Y Y Y: N; Y Y Y Y Y Y Y: Y |  | S |  | N | IPP Non-CHP | 2 |  | N | N | [17 empty] | N
22148 | AES Alamitos LLC | 315 | AES Alamitos LLC | CA | Los Angeles | 6 | ST | OP | 495 | 495 | 495 |  | 9 | 1966 | BLQ BLQ BIT BIT BIT BLQ BIT: NG; Y Y Y Y Y Y Y: N; Y Y Y Y Y Y Y: Y |  | S |  | N | IPP Non-CHP | 2 |  | N | N | [17 empty] | N
22155 | Texas State University - San Marcos | 50263 | Southwest Texas State University | TX | Hayes | GEN1 | IC | OS | 6 | 6 | 6 |  | 9 | 1989 | BLQ BLQ BIT BIT BIT BLQ BIT: NG; WDS WDS BIT BIT BIT BIT WDS: DFO; Y Y Y Y Y Y Y: Y; Y Y Y Y Y Y Y: N |  | S |  | Y | Commercial CHP | 5 | B | N | N | [15 empty] | 8 | 2013 | N
22174 | PEI Power Corp | 50279 | Archbald Power Station | PA | Lackawanna | GEN1 | ST | OP | 23.2 | 20 | 20 |  | 9 | 1988 | BLQ BLQ BIT BIT BIT BLQ BIT: LFG; WDS WDS BIT BIT BIT BIT WDS: NG; Y Y Y Y Y Y Y: N; Y Y Y Y Y Y Y: Y |  | S |  | Y | IPP CHP | 3 | B | N | N | [17 empty] | N | [6 empty] | NG
22174 | PEI Power Corp | 50279 | Archbald Power Station | PA | Lackawanna | GEN5 | GT | OP | 4.6 | 4 | 4.6 |  | 2 | 2010 | BLQ BLQ BIT BIT BIT BLQ BIT: LFG; Y Y Y Y Y Y Y: N; Y Y Y Y Y Y Y: Y |  | S |  | N | IPP CHP | 3 |  | N | N | [17 empty] | N
22174 | PEI Power Corp | 50279 | Archbald Power Station | PA | Lackawanna | GEN6 | GT | OP | 4.6 | 4 | 4.6 |  | 2 | 2010 | BLQ BLQ BIT BIT BIT BLQ BIT: LFG; Y Y Y Y Y Y Y: N; Y Y Y Y Y Y Y: Y |  | S |  | N | IPP CHP | 3 |  | N | N | [17 empty] | N
22174 | PEI Power Corp | 50279 | Archbald Power Station | PA | Lackawanna | Gen2 | GT | OP | 60.5 | 43.7 | 50 |  | 5 | 2001 | BLQ BLQ BIT BIT BIT BLQ BIT: NG; Y Y Y Y Y Y Y: N; Y Y Y Y Y Y Y: Y |  | J |  | N | IPP CHP | 3 |  | N | N
22175 | PCS Phosphate | 50509 | PCS Phosphate | NC | Beaufort | GEN1 | ST | OP | 50.4 | 54 | 51.9 |  | 12 | 1984 | BLQ BLQ BIT BIT BIT BLQ BIT: OTH; Y Y Y Y Y Y Y: N; Y Y Y Y Y Y Y: Y |  | S |  | Y | Industrial CHP | 7 | B | N | N | [12 empty] | N
22199 | U S Air Force-Eielson AFB | 50392 | Eielson AFB Central Heat & Power Plant | AK | Fairbanks North Star | DG01 | IC | SB | 1.5 | 1.1 | 1.1 |  | 11 | 1998 | BLQ BLQ BIT BIT BIT BLQ BIT: DFO; Y Y Y Y Y Y Y: N; Y Y Y Y Y Y Y: Y | Y | S |  | N | Commercial CHP | 5 |  | N | N | [17 empty] | N
22199 | U S Air Force-Eielson AFB | 50392 | Eielson AFB Central Heat & Power Plant | AK | Fairbanks North Star | DG02 | IC | SB | 1.5 | 1.1 | 1.1 |  | 11 | 1998 | BLQ BLQ BIT BIT BIT BLQ BIT: DFO; Y Y Y Y Y Y Y: N; Y Y Y Y Y Y Y: Y | Y | S |  | N | Commercial CHP | 5 |  | N | N | [17 empty] | N
22199 | U S Air Force-Eielson AFB | 50392 | Eielson AFB Central Heat & Power Plant | AK | Fairbanks North Star | DG03 | IC | SB | 1.5 | 1.1 | 1.1 |  | 11 | 1998 | BLQ BLQ BIT BIT BIT BLQ BIT: DFO; Y Y Y Y Y Y Y: N; Y Y Y Y Y Y Y: Y | Y | S |  | N | Commercial CHP | 5 |  | N | N | [17 empty] | N
22199 | U S Air Force-Eielson AFB | 50392 | Eielson AFB Central Heat & Power Plant | AK | Fairbanks North Star | DG04 | IC | SB | 1.5 | 1.1 | 1.1 |  | 11 | 1998 | BLQ BLQ BIT BIT BIT BLQ BIT: DFO; Y Y Y Y Y Y Y: N; Y Y Y Y Y Y Y: Y | Y | S |  | N | Commercial CHP | 5 |  | N | N | [17 empty] | N
22199 | U S Air Force-Eielson AFB | 50392 | Eielson AFB Central Heat & Power Plant | AK | Fairbanks North Star | DG1 | IC | SB | 2.5 | 1.8 | 1.8 |  | 6 | 1987 | BLQ BLQ BIT BIT BIT BLQ BIT: DFO; Y Y Y Y Y Y Y: N; Y Y Y Y Y Y Y: Y | Y | S |  | N | Commercial CHP | 5 |  | N | N | [17 empty] | N
22199 | U S Air Force-Eielson AFB | 50392 | Eielson AFB Central Heat & Power Plant | AK | Fairbanks North Star | TG1 | ST | OP | 2.5 | 0.5 | 2.2 |  | 10 | 1952 | BLQ BLQ BIT BIT BIT BLQ BIT: SUB; Y Y Y Y Y Y Y: N; Y Y Y Y Y Y Y: Y |  | S |  | Y | Commercial CHP | 5 | T | N | N | [17 empty] | N |  |  | Y |  |  | Y
22199 | U S Air Force-Eielson AFB | 50392 | Eielson AFB Central Heat & Power Plant | AK | Fairbanks North Star | TG2 | ST | OP | 2.5 | 0.5 | 2.2 |  | 10 | 1952 | BLQ BLQ BIT BIT BIT BLQ BIT: SUB; Y Y Y Y Y Y Y: N; Y Y Y Y Y Y Y: Y |  | S |  | Y | Commercial CHP | 5 | T | N | N | [17 empty] | N |  |  | Y |  |  | Y
22199 | U S Air Force-Eielson AFB | 50392 | Eielson AFB Central Heat & Power Plant | AK | Fairbanks North Star | TG3 | ST | OP | 5 | 5 | 5 |  | 8 | 1955 | BLQ BLQ BIT BIT BIT BLQ BIT: SUB; Y Y Y Y Y Y Y: N; Y Y Y Y Y Y Y: Y |  | S |  | Y | Commercial CHP | 5 | T | N | N | [17 empty] | N | N |  | Y |  |  | Y
22199 | U S Air Force-Eielson AFB | 50392 | Eielson AFB Central Heat & Power Plant | AK | Fairbanks North Star | TG4 | ST | OP | 5 | 5 | 5 |  | 6 | 1969 | BLQ BLQ BIT BIT BIT BLQ BIT: SUB; Y Y Y Y Y Y Y: N; Y Y Y Y Y Y Y: Y |  | S |  | Y | Commercial CHP | 5 | T | N | N | [17 empty] | N | N |  | Y |  |  | Y
22199 | U S Air Force-Eielson AFB | 50392 | Eielson AFB Central Heat & Power Plant | AK | Fairbanks North Star | TG5 | ST | OP | 10 | 9 | 9.5 |  | 10 | 1987 | BLQ BLQ BIT BIT BIT BLQ BIT: SUB; Y Y Y Y Y Y Y: N; Y Y Y Y Y Y Y: Y |  | S |  | Y | Commercial CHP | 5 | T | N | N | [17 empty] | N | N |  | Y |  |  | Y
22208 | University of Colorado | 54372 | University of Colorado | CO | Boulder | GT1 | CT | OP | 16 | 15 | 16 |  | 8 | 1992 | BLQ BLQ BIT BIT BIT BLQ BIT: NG; WDS WDS BIT BIT BIT BIT WDS: DFO; Y Y Y Y Y Y Y: Y; Y Y Y Y Y Y Y: Y | Y | S |  | Y | Commercial CHP | 5 | T | N | N | [12 empty] | N |  |  |  |  | N
22208 | University of Colorado | 54372 | University of Colorado | CO | Boulder | GT2 | CT | OP | 16 | 15 | 16 |  | 8 | 1992 | BLQ BLQ BIT BIT BIT BLQ BIT: NG; WDS WDS BIT BIT BIT BIT WDS: DFO; Y Y Y Y Y Y Y: Y; Y Y Y Y Y Y Y: Y | Y | S |  | Y | Commercial CHP | 5 | T | N | N | [12 empty] | N |  |  |  |  | N
22208 | University of Colorado | 54372 | University of Colorado | CO | Boulder | ST1 | CA | OP | 1 | 1 | 1 |  | 8 | 1992 | [8 empty] | N | S |  | Y | Commercial CHP | 5 | T | Y | N | [12 empty] | N |  |  |  |  | N | bar: BLQ BLQ BIT BIT BIT BLQ BIT; Y Y Y Y Y Y Y to Y Y Y Y Y Y Y
22214 | Sweeny Cogeneration LP | 55015 | Sweeny Cogen Facility | TX | Brazoria | GEN1 | GT | OP | 143 | 109 | 126 |  | 8 | 1997 | BLQ BLQ BIT BIT BIT BLQ BIT: NG; WDS WDS BIT BIT BIT BIT WDS: OG; Y Y Y Y Y Y Y: Y; Y Y Y Y Y Y Y: Y |  | S |  | Y | IPP CHP | 3 | T | N | N | [17 empty] | N
22214 | Sweeny Cogeneration LP | 55015 | Sweeny Cogen Facility | TX | Brazoria | GEN2 | GT | OP | 143 | 109 | 126 |  | 9 | 1997 | BLQ BLQ BIT BIT BIT BLQ BIT: NG; WDS WDS BIT BIT BIT BIT WDS: OG; Y Y Y Y Y Y Y: Y; Y Y Y Y Y Y Y: Y |  | S |  | Y | IPP CHP | 3 | T | N | N | [17 empty] | N
22214 | Sweeny Cogeneration LP | 55015 | Sweeny Cogen Facility | TX | Brazoria | GEN3 | GT | OP | 143 | 109 | 126 |  | 10 | 1997 | BLQ BLQ BIT BIT BIT BLQ BIT: NG; WDS WDS BIT BIT BIT BIT WDS: OG; Y Y Y Y Y Y Y: Y; Y Y Y Y Y Y Y: Y |  | S |  | Y | IPP CHP | 3 | T | N | N | [17 empty] | N
22214 | Sweeny Cogeneration LP | 55015 | Sweeny Cogen Facility | TX | Brazoria | GEN4 | GT | OP | 143 | 109 | 126 |  | 12 | 2000 | BLQ BLQ BIT BIT BIT BLQ BIT: NG; WDS WDS BIT BIT BIT BIT WDS: OG; Y Y Y Y Y Y Y: Y; Y Y Y Y Y Y Y: Y |  | S |  | Y | IPP CHP | 3 | T | N | N | [17 empty] | N
22218 | U S Army-Radford | 52072 | Radford Army Ammunition Plant | VA | Montgomery | GEN1 | ST | OP | 6 | 5.6 | 5.6 |  | 1 | 1990 | BLQ BLQ BIT BIT BIT BLQ BIT: BIT; WDS WDS BIT BIT BIT BIT WDS: DFO; Y Y Y Y Y Y Y: N; Y Y Y Y Y Y Y: N |  | S |  | Y | Industrial CHP | 7 | T | N | N | [17 empty] | N | Y |  | Y |  |  |  | DFO
22218 | U S Army-Radford | 52072 | Radford Army Ammunition Plant | VA | Montgomery | GEN2 | ST | OP | 6 | 5.6 | 5.6 |  | 1 | 1990 | BLQ BLQ BIT BIT BIT BLQ BIT: BIT; WDS WDS BIT BIT BIT BIT WDS: DFO; Y Y Y Y Y Y Y: N; Y Y Y Y Y Y Y: N |  | S |  | Y | Industrial CHP | 7 | T | N | N | [17 empty] | N | Y |  | Y |  |  |  | DFO
22218 | U S Army-Radford | 52072 | Radford Army Ammunition Plant | VA | Montgomery | GEN3 | ST | OP | 6 | 5.6 | 5.6 |  | 1 | 1990 | BLQ BLQ BIT BIT BIT BLQ BIT: BIT; WDS WDS BIT BIT BIT BIT WDS: DFO; Y Y Y Y Y Y Y: N; Y Y Y Y Y Y Y: N |  | S |  | Y | Industrial CHP | 7 | T | N | N | [17 empty] | N | Y |  | Y |  |  |  | DFO
22218 | U S Army-Radford | 52072 | Radford Army Ammunition Plant | VA | Montgomery | GEN4 | ST | OP | 6 | 5.6 | 5.6 |  | 1 | 1990 | BLQ BLQ BIT BIT BIT BLQ BIT: BIT; WDS WDS BIT BIT BIT BIT WDS: DFO; Y Y Y Y Y Y Y: N; Y Y Y Y Y Y Y: N |  | S |  | Y | Industrial CHP | 7 | T | N | N | [17 empty] | N | Y |  | Y |  |  |  | DFO
22219 | Mid-Maine Waste Action Corp | 50035 | MMWAC Resource Recovery Facility | ME | Androscoggin | ST1 | ST | OP | 5 | 2.7 | 2.7 |  | 6 | 1992 | BLQ BLQ BIT BIT BIT BLQ BIT: MSW; Y Y Y Y Y Y Y: N; Y Y Y Y Y Y Y: Y |  | S |  | N | Commercial Non-CHP | 4 |  | N | N | [17 empty] | N | [6 empty] | NG
22269 | Goal Line LP | 54749 | Goal Line LP | CA | San Diego | CTG | CT | OP | 41.2 | 40 | 40 |  | 8 | 1994 | BLQ BLQ BIT BIT BIT BLQ BIT: NG; Y Y Y Y Y Y Y: N; Y Y Y Y Y Y Y: Y |  | J |  | Y | IPP CHP | 3 | T | N | N | [17 empty] | N
22269 | Goal Line LP | 54749 | Goal Line LP | CA | San Diego | STG | CA | OP | 10.2 | 9.4 | 9.4 |  | 8 | 1994 | BLQ BLQ BIT BIT BIT BLQ BIT: NG; Y Y Y Y Y Y Y: N; Y Y Y Y Y Y Y: Y |  | J |  | Y | IPP CHP | 3 | T | N | N | [17 empty] | N
22290 | North Jersey Energy Assoc LP | 10308 | Sayreville Cogeneration Facility | NJ | Middlesex | CT1 | CT | OP | 143.4 | 98 | 115 |  | 8 | 1991 | BLQ BLQ BIT BIT BIT BLQ BIT: NG; Y Y Y Y Y Y Y: N; Y Y Y Y Y Y Y: Y |  | J |  | N | IPP Non-CHP | 2 |  | N | N | [12 empty] | N |  |  |  |  | N
22290 | North Jersey Energy Assoc LP | 10308 | Sayreville Cogeneration Facility | NJ | Middlesex | CT2 | CT | OP | 143.4 | 98 | 115 |  | 8 | 1991 | BLQ BLQ BIT BIT BIT BLQ BIT: NG; Y Y Y Y Y Y Y: N; Y Y Y Y Y Y Y: Y |  | J |  | N | IPP Non-CHP | 2 |  | N | N | [12 empty] | N |  |  |  |  | N
22290 | North Jersey Energy Assoc LP | 10308 | Sayreville Cogeneration Facility | NJ | Middlesex | ST1 | CA | OP | 143.4 | 75 | 85 |  | 8 | 1991 | BLQ BLQ BIT BIT BIT BLQ BIT: NG; Y Y Y Y Y Y Y: N; Y Y Y Y Y Y Y: Y |  | J |  | N | IPP Non-CHP | 2 |  | N | N | [12 empty] | N | [5 empty] | N
22296 | Burney Mountain Power | 54219 | Burney Mountain Power | CA | Shasta | GEN1 | ST | OS | 11.4 | 9.8 | 9.8 |  | 6 | 1985 | WDS | NG | PG |  |  |  | N | Y |  | W |  | N | IPP Non-CHP | 2 |  | N | N | [17 empty] | N
22297 | Mt Lassen Power | 54468 | Mt Lassen Power | CA | Lassen | GEN1 | ST | OS | 11.4 | 10.5 | 10.5 |  | 6 | 1985 | BLQ BLQ BIT BIT BIT BLQ BIT: WDS; WDS WDS BIT BIT BIT BIT WDS: PG; Y Y Y Y Y Y Y: N; Y Y Y Y Y Y Y: Y |  | W |  | N | IPP Non-CHP | 2 |  | N | N | [17 empty] | N
22331 | Salem Energy Systems LLC | 54984 | Salem Energy Systems LLC | NC | Forsyth | UNT1 | GT | OP | 4.5 | 3.3 | 3.6 |  | 7 | 1996 | BLQ BLQ BIT BIT BIT BLQ BIT: LFG; Y Y Y Y Y Y Y: N; Y Y Y Y Y Y Y: Y |  | S |  | N | IPP Non-CHP | 2 |  | N | N | [17 empty] | N
22337 | Alcoa World Alumina LLC | 52069 | Point Comfort Operations | TX | Calhoun | GEN1 | ST | OP | 16 | 14.9 | 15 |  | 1 | 1958 | BLQ BLQ BIT BIT BIT BLQ BIT: NG; Y Y Y Y Y Y Y: N; Y Y Y Y Y Y Y: Y |  | S |  | Y | Industrial CHP | 7 | T | N | N | [17 empty] | N
22337 | Alcoa World Alumina LLC | 52069 | Point Comfort Operations | TX | Calhoun | GEN2 | ST | OP | 16 | 14.9 | 15 |  | 1 | 1958 | BLQ BLQ BIT BIT BIT BLQ BIT: NG; Y Y Y Y Y Y Y: N; Y Y Y Y Y Y Y: Y |  | S |  | Y | Industrial CHP | 7 | T | N | N | [17 empty] | N
22337 | Alcoa World Alumina LLC | 52069 | Point Comfort Operations | TX | Calhoun | GEN3 | ST | OP | 16 | 14.9 | 15 |  | 1 | 1958 | BLQ BLQ BIT BIT BIT BLQ BIT: NG; Y Y Y Y Y Y Y: N; Y Y Y Y Y Y Y: Y |  | S |  | Y | Industrial CHP | 7 | T | N | N | [17 empty] | N
22337 | Alcoa World Alumina LLC | 52069 | Point Comfort Operations | TX | Calhoun | GEN4 | ST | OP | 15.1 | 14 | 14.2 |  | 1 | 1970 | BLQ BLQ BIT BIT BIT BLQ BIT: NG; Y Y Y Y Y Y Y: N; Y Y Y Y Y Y Y: Y |  | S |  | Y | Industrial CHP | 7 | T | N | N | [17 empty] | N
22350 | Devon Power LLC | 544 | Devon Station | CT | New Haven | 10 | GT | OP | 18.6 | 14.4 | 19.2 |  | 1 | 1985 | KER | DFO | JF |  |  |  | N | Y |  | S |  | N | IPP Non-CHP | 2 |  | N | N | [17 empty] | N
22350 | Devon Power LLC | 544 | Devon Station | CT | New Haven | 11 | GT | OP | 51 | 29.3 | 38.8 |  | 7 | 1996 | BLQ BLQ BIT BIT BIT BLQ BIT: KER; WDS WDS BIT BIT BIT BIT WDS: NG; Y Y Y Y Y Y Y: Y; Y Y Y Y Y Y Y: Y |  | S |  | N | IPP Non-CHP | 2 |  | N | N | [17 empty] | N
22350 | Devon Power LLC | 544 | Devon Station | CT | New Haven | 12 | GT | OP | 51 | 29.2 | 38.4 |  | 7 | 1996 | BLQ BLQ BIT BIT BIT BLQ BIT: KER; WDS WDS BIT BIT BIT BIT WDS: NG; Y Y Y Y Y Y Y: Y; Y Y Y Y Y Y Y: Y |  | S |  | N | IPP Non-CHP | 2 |  | N | N | [17 empty] | N
22350 | Devon Power LLC | 544 | Devon Station | CT | New Haven | 13 | GT | OP | 51 | 29.9 | 38.9 |  | 7 | 1996 | BLQ BLQ BIT BIT BIT BLQ BIT: KER; WDS WDS BIT BIT BIT BIT WDS: NG; Y Y Y Y Y Y Y: Y; Y Y Y Y Y Y Y: Y |  | S |  | N | IPP Non-CHP | 2 |  | N | N | [17 empty] | N
22350 | Devon Power LLC | 544 | Devon Station | CT | New Haven | 14 | GT | OP | 51 | 29.7 | 40.3 |  | 7 | 1996 | BLQ BLQ BIT BIT BIT BLQ BIT: KER; WDS WDS BIT BIT BIT BIT WDS: NG; Y Y Y Y Y Y Y: Y; Y Y Y Y Y Y Y: Y |  | S |  | N | IPP Non-CHP | 2 |  | N | N | [17 empty] | N
22354 | VC Porterdale Hydroelectric, LLC | 50242 | VC Porterdale Hydroelectric | GA | Newton | TB-1 | HY | OP | 1.5 | 1.2 | 0.6 |  | 12 | 1982 | BLQ BLQ BIT BIT BIT BLQ BIT: WAT; Y Y Y Y Y Y Y: N; Y Y Y Y Y Y Y: Y |  | S |  | N | IPP Non-CHP | 2 |  | N | N
22354 | VC Porterdale Hydroelectric, LLC | 50242 | VC Porterdale Hydroelectric | GA | Newton | TB-2 | HY | OS | 1.5 | 1.2 | 0.6 |  | 12 | 1982 | BLQ BLQ BIT BIT BIT BLQ BIT: WAT; Y Y Y Y Y Y Y: N; Y Y Y Y Y Y Y: Y |  | S |  | N | IPP Non-CHP | 2 |  | N | N
22379 | Connecticut Jet Power LLC | 540 | Branford | CT | New Haven | UN10 | GT | OP | 21.8 | 17.4 | 22.5 |  | 11 | 1967 | BLQ BLQ BIT BIT BIT BLQ BIT: KER; Y Y Y Y Y Y Y: N; Y Y Y Y Y Y Y: Y |  | W |  | N | IPP Non-CHP | 2 |  | N | N | [17 empty] | N
22379 | Connecticut Jet Power LLC | 542 | Cos Cob | CT | Fairfield | UN10 | GT | OP | 25 | 19.1 | 24 |  | 9 | 1969 | BLQ BLQ BIT BIT BIT BLQ BIT: KER; Y Y Y Y Y Y Y: N; Y Y Y Y Y Y Y: Y |  | W |  | N | IPP Non-CHP | 2 |  | N | N
22379 | Connecticut Jet Power LLC | 542 | Cos Cob | CT | Fairfield | UN11 | GT | OP | 25 | 18.7 | 23.6 |  | 9 | 1969 | BLQ BLQ BIT BIT BIT BLQ BIT: KER; Y Y Y Y Y Y Y: N; Y Y Y Y Y Y Y: Y |  | S |  | N | IPP Non-CHP | 2 |  | N | N
22379 | Connecticut Jet Power LLC | 542 | Cos Cob | CT | Fairfield | UN12 | GT | OP | 25 | 19.1 | 24 |  | 10 | 1969 | BLQ BLQ BIT BIT BIT BLQ BIT: KER; Y Y Y Y Y Y Y: N; Y Y Y Y Y Y Y: Y |  | S |  | N | IPP Non-CHP | 2 |  | N | N
22379 | Connecticut Jet Power LLC | 542 | Cos Cob | CT | Fairfield | UN13 | GT | OP | 20 | 19.1 | 24 |  | 6 | 2008 | BLQ BLQ BIT BIT BIT BLQ BIT: KER; Y Y Y Y Y Y Y: N; Y Y Y Y Y Y Y: N |  | S |  | N | IPP Non-CHP | 2 |  | N | N
22379 | Connecticut Jet Power LLC | 542 | Cos Cob | CT | Fairfield | un14 | GT | OP | 20 | 19.6 | 23.5 |  | 6 | 2008 | BLQ BLQ BIT BIT BIT BLQ BIT: KER; Y Y Y Y Y Y Y: N; Y Y Y Y Y Y Y: N |  | S |  | N | IPP Non-CHP | 2 |  | N | N
22379 | Connecticut Jet Power LLC | 561 | Franklin Drive | CT | Litchfield | UN19 | GT | OP | 21.8 | 16.1 | 21.2 |  | 11 | 1968 | BLQ BLQ BIT BIT BIT BLQ BIT: KER; Y Y Y Y Y Y Y: N; Y Y Y Y Y Y Y: Y |  | W |  | N | IPP Non-CHP | 2 |  | N | N | [17 empty] | N
22379 | Connecticut Jet Power LLC | 565 | Torrington Terminal | CT | Litchfield | UN10 | GT | OP | 21.8 | 17.4 | 22.5 |  | 11 | 1967 | BLQ BLQ BIT BIT BIT BLQ BIT: KER; Y Y Y Y Y Y Y: N; Y Y Y Y Y Y Y: Y |  | W |  | N | IPP Non-CHP | 2 |  | N | N | [17 empty] | N
22380 | NRG Montville Operations Inc | 546 | Montville Station | CT | New London | 10 | IC | SB | 2.7 | 2.7 | 2.7 |  | 1 | 1967 | BLQ BLQ BIT BIT BIT BLQ BIT: DFO; Y Y Y Y Y Y Y: N; Y Y Y Y Y Y Y: Y | Y | S |  | N | IPP Non-CHP | 2 |  | N | N | [17 empty] | N
22380 | NRG Montville Operations Inc | 546 | Montville Station | CT | New London | 11 | IC | SB | 2.7 | 2.7 | 2.7 |  | 1 | 1967 | BLQ BLQ BIT BIT BIT BLQ BIT: DFO; Y Y Y Y Y Y Y: N; Y Y Y Y Y Y Y: Y | Y | S |  | N | IPP Non-CHP | 2 |  | N | N | [17 empty] | N
22380 | NRG Montville Operations Inc | 546 | Montville Station | CT | New London | 5 | ST | OP | 75 | 81 | 83 |  | 1 | 1954 | BLQ BLQ BIT BIT BIT BLQ BIT: RFO; WDS WDS BIT BIT BIT BIT WDS: NG; Y Y Y Y Y Y Y: Y; Y Y Y Y Y Y Y: Y |  | S |  | N | IPP Non-CHP | 2 |  | N | N | [17 empty] | N | [6 empty] | NG
22380 | NRG Montville Operations Inc | 546 | Montville Station | CT | New London | 6 | ST | OP | 414.9 | 410 | 410 |  | 1 | 1971 | BLQ BLQ BIT BIT BIT BLQ BIT: RFO; Y Y Y Y Y Y Y: N; Y Y Y Y Y Y Y: Y |  | S |  | N | IPP Non-CHP | 2 |  | N | N | [17 empty] | N | [6 empty] | DFO
22484 | AES Redondo Beach LLC | 356 | AES Redondo Beach LLC | CA | Los Angeles | 5 | ST | OP | 163.2 | 175 | 178.9 |  | 10 | 1954 | BLQ BLQ BIT BIT BIT BLQ BIT: NG; WDS WDS BIT BIT BIT BIT WDS: OG; Y Y Y Y Y Y Y: N; Y Y Y Y Y Y Y: Y |  | S |  | N | IPP Non-CHP | 2 |  | N | N | [17 empty] | N
22484 | AES Redondo Beach LLC | 356 | AES Redondo Beach LLC | CA | Los Angeles | 6 | ST | OP | 163.2 | 175 | 175 |  | 7 | 1957 | BLQ BLQ BIT BIT BIT BLQ BIT: NG; WDS WDS BIT BIT BIT BIT WDS: OG; Y Y Y Y Y Y Y: N; Y Y Y Y Y Y Y: Y |  | S |  | N | IPP Non-CHP | 2 |  | N | N | [17 empty] | N
22484 | AES Redondo Beach LLC | 356 | AES Redondo Beach LLC | CA | Los Angeles | 7 | ST | OP | 495 | 480 | 493.2 |  | 2 | 1967 | BLQ BLQ BIT BIT BIT BLQ BIT: NG; WDS WDS BIT BIT BIT BIT WDS: OG; Y Y Y Y Y Y Y: N; Y Y Y Y Y Y Y: Y |  | S |  | N | IPP Non-CHP | 2 |  | N | N | [17 empty] | N
22484 | AES Redondo Beach LLC | 356 | AES Redondo Beach LLC | CA | Los Angeles | 8 | ST | OP | 495 | 480 | 486.9 |  | 7 | 1967 | BLQ BLQ BIT BIT BIT BLQ BIT: NG; WDS WDS BIT BIT BIT BIT WDS: OG; Y Y Y Y Y Y Y: N; Y Y Y Y Y Y Y: Y |  | S |  | N | IPP Non-CHP | 2 |  | N | N | [17 empty] | N
22500 | Westar Energy Inc | 1248 | Hutchinson Energy Center | KS | Reno | GT1 | GT | OP | 71 | 55 | 55 |  | 5 | 1974 | BLQ BLQ BIT BIT BIT BLQ BIT: NG; WDS WDS BIT BIT BIT BIT WDS: DFO; Y Y Y Y Y Y Y: Y; Y Y Y Y Y Y Y: Y |  | S |  | N | Electric Utility | 1 |  | N | N | [17 empty] | N
22500 | Westar Energy Inc | 1248 | Hutchinson Energy Center | KS | Reno | GT2 | GT | OP | 71 | 56 | 56 |  | 5 | 1974 | BLQ BLQ BIT BIT BIT BLQ BIT: NG; WDS WDS BIT BIT BIT BIT WDS: DFO; Y Y Y Y Y Y Y: Y; Y Y Y Y Y Y Y: Y |  | S |  | N | Electric Utility | 1 |  | N | N | [17 empty] | N
22500 | Westar Energy Inc | 1248 | Hutchinson Energy Center | KS | Reno | GT3 | GT | OP | 71 | 56 | 56 |  | 5 | 1974 | BLQ BLQ BIT BIT BIT BLQ BIT: NG; WDS WDS BIT BIT BIT BIT WDS: DFO; Y Y Y Y Y Y Y: Y; Y Y Y Y Y Y Y: Y |  | S |  | N | Electric Utility | 1 |  | N | N | [17 empty] | N
22500 | Westar Energy Inc | 1248 | Hutchinson Energy Center | KS | Reno | GT4 | GT | OP | 86 | 62 | 62 |  | 6 | 1975 | BLQ BLQ BIT BIT BIT BLQ BIT: DFO; Y Y Y Y Y Y Y: N; Y Y Y Y Y Y Y: Y |  | S |  | N | Electric Utility | 1 |  | N | N | [17 empty] | N
22500 | Westar Energy Inc | 1248 | Hutchinson Energy Center | KS | Reno | H1DG | IC | SB | 2.7 | 3 | 3 |  | 1 | 1983 | BLQ BLQ BIT BIT BIT BLQ BIT: DFO; Y Y Y Y Y Y Y: N; Y Y Y Y Y Y Y: Y | Y | S |  | N | Electric Utility | 1 |  |  | N | [17 empty] | N
22500 | Westar Energy Inc | 1248 | Hutchinson Energy Center | KS | Reno | ST4 | ST | OP | 172 | 167 | 167 |  | 5 | 1965 | BLQ BLQ BIT BIT BIT BLQ BIT: NG; Y Y Y Y Y Y Y: N; Y Y Y Y Y Y Y: Y |  | S |  | N | Electric Utility | 1 |  | N | N | [17 empty] | N
22500 | Westar Energy Inc | 1250 | Lawrence Energy Center | KS | Douglas | 3 | ST | OP | 49 | 51 | 51 |  | 1 | 1955 | BLQ BLQ BIT BIT BIT BLQ BIT: SUB; WDS WDS BIT BIT BIT BIT WDS: NG; Y Y Y Y Y Y Y: Y; Y Y Y Y Y Y Y: Y |  | S |  | N | Electric Utility | 1 |  | N | N | [17 empty] | N | Y |  | Y
22500 | Westar Energy Inc | 1250 | Lawrence Energy Center | KS | Douglas | 4 | ST | OP | 114 | 109 | 109 |  | 3 | 1960 | BLQ BLQ BIT BIT BIT BLQ BIT: SUB; WDS WDS BIT BIT BIT BIT WDS: NG; Y Y Y Y Y Y Y: Y; Y Y Y Y Y Y Y: Y |  | S |  | N | Electric Utility | 1 |  | N | N | [17 empty] | N | Y |  | Y
22500 | Westar Energy Inc | 1250 | Lawrence Energy Center | KS | Douglas | 5 | ST | OP | 403 | 371 | 371 |  | 5 | 1971 | BLQ BLQ BIT BIT BIT BLQ BIT: SUB; WDS WDS BIT BIT BIT BIT WDS: NG; Y Y Y Y Y Y Y: Y; Y Y Y Y Y Y Y: Y |  | S |  | N | Electric Utility | 1 |  | N | N | [17 empty] | N | Y |  | Y
22500 | Westar Energy Inc | 1252 | Tecumseh Energy Center | KS | Shawnee | 7 | ST | OP | 82 | 73 | 73 |  | 8 | 1957 | BLQ BLQ BIT BIT BIT BLQ BIT: SUB; WDS WDS BIT BIT BIT BIT WDS: NG; Y Y Y Y Y Y Y: Y; Y Y Y Y Y Y Y: Y |  | S |  | N | Electric Utility | 1 |  | N | N | [17 empty] | N | Y |  | Y
22500 | Westar Energy Inc | 1252 | Tecumseh Energy Center | KS | Shawnee | 8 | ST | OP | 150 | 132 | 132 |  | 4 | 1962 | BLQ BLQ BIT BIT BIT BLQ BIT: SUB; WDS WDS BIT BIT BIT BIT WDS: NG; Y Y Y Y Y Y Y: Y; Y Y Y Y Y Y Y: Y |  | S |  | N | Electric Utility | 1 |  | N | N | [17 empty] | N | Y |  | Y
22500 | Westar Energy Inc | 6068 | Jeffrey Energy Center | KS | Pottawatomie | 1 | ST | OP | 720 | 724 | 724 |  | 7 | 1978 | BLQ BLQ BIT BIT BIT BLQ BIT: SUB; Y Y Y Y Y Y Y: N; Y Y Y Y Y Y Y: Y |  | J |  | N | Electric Utility | 1 |  | N | N | [17 empty] | N | Y |  | Y |  |  |  | DFO
22500 | Westar Energy Inc | 6068 | Jeffrey Energy Center | KS | Pottawatomie | 2 | ST | OP | 720 | 725 | 725 |  | 5 | 1980 | BLQ BLQ BIT BIT BIT BLQ BIT: SUB; Y Y Y Y Y Y Y: N; Y Y Y Y Y Y Y: Y |  | J |  | N | Electric Utility | 1 |  | N | N | [17 empty] | N | Y |  | Y |  |  |  | DFO
22500 | Westar Energy Inc | 6068 | Jeffrey Energy Center | KS | Pottawatomie | 3 | ST | OP | 720 | 730 | 730 |  | 5 | 1983 | BLQ BLQ BIT BIT BIT BLQ BIT: SUB; Y Y Y Y Y Y Y: N; Y Y Y Y Y Y Y: Y |  | J |  | N | Electric Utility | 1 |  | N | N | [17 empty] | N | Y |  | Y |  |  |  | DFO
22500 | Westar Energy Inc | 55651 | Spring Creek Energy Center | OK | Logan | CT01 | GT | OP | 84.5 | 72 | 72 |  | 5 | 2001 | BLQ BLQ BIT BIT BIT BLQ BIT: NG; Y Y Y Y Y Y Y: N; Y Y Y Y Y Y Y: Y |  | S |  | N | Electric Utility | 1 |  | N | N | [17 empty] | N
22500 | Westar Energy Inc | 55651 | Spring Creek Energy Center | OK | Logan | CT02 | GT | OP | 84.5 | 70 | 70 |  | 5 | 2001 | BLQ BLQ BIT BIT BIT BLQ BIT: NG; Y Y Y Y Y Y Y: N; Y Y Y Y Y Y Y: Y |  | S |  | N | Electric Utility | 1 |  | N | N | [17 empty] | N
22500 | Westar Energy Inc | 55651 | Spring Creek Energy Center | OK | Logan | CT03 | GT | OP | 84.5 | 68 | 68 |  | 5 | 2001 | BLQ BLQ BIT BIT BIT BLQ BIT: NG; Y Y Y Y Y Y Y: N; Y Y Y Y Y Y Y: Y |  | S |  | N | Electric Utility | 1 |  | N | N | [17 empty] | N
22500 | Westar Energy Inc | 55651 | Spring Creek Energy Center | OK | Logan | CT04 | GT | OP | 84.5 | 69 | 69 |  | 5 | 2001 | BLQ BLQ BIT BIT BIT BLQ BIT: NG; Y Y Y Y Y Y Y: N; Y Y Y Y Y Y Y: Y |  | S |  | N | Electric Utility | 1 |  | N | N | [17 empty] | N
22500 | Westar Energy Inc | 56502 | Emporia Energy Center | KS | Lyon | 1 | GT | OP | 54 | 45 | 45 |  | 6 | 2008 | BLQ BLQ BIT BIT BIT BLQ BIT: NG; Y Y Y Y Y Y Y: N; Y Y Y Y Y Y Y: Y |  | S |  | N | Electric Utility | 1 |  |  | N | [17 empty] | N
22500 | Westar Energy Inc | 56502 | Emporia Energy Center | KS | Lyon | 2 | GT | OP | 54 | 46 | 46 |  | 6 | 2008 | BLQ BLQ BIT BIT BIT BLQ BIT: NG; Y Y Y Y Y Y Y: N; Y Y Y Y Y Y Y: Y |  | S |  | N | Electric Utility | 1 |  |  | N | [17 empty] | N
22500 | Westar Energy Inc | 56502 | Emporia Energy Center | KS | Lyon | 3 | GT | OP | 54 | 45 | 45 |  | 6 | 2008 | BLQ BLQ BIT BIT BIT BLQ BIT: NG; Y Y Y Y Y Y Y: N; Y Y Y Y Y Y Y: Y |  | S |  | N | Electric Utility | 1 |  |  | N | [17 empty] | N
22500 | Westar Energy Inc | 56502 | Emporia Energy Center | KS | Lyon | 4 | GT | OP | 54 | 46 | 46 |  | 6 | 2008 | BLQ BLQ BIT BIT BIT BLQ BIT: NG; Y Y Y Y Y Y Y: N; Y Y Y Y Y Y Y: Y |  | S |  | N | Electric Utility | 1 |  |  | N | [17 empty] | N
22500 | Westar Energy Inc | 56502 | Emporia Energy Center | KS | Lyon | 5 | GT | OP | 171.4 | 159 | 159 |  | 6 | 2008 | BLQ BLQ BIT BIT BIT BLQ BIT: NG; Y Y Y Y Y Y Y: N; Y Y Y Y Y Y Y: Y |  | S |  | N | Electric Utility | 1 |  |  | N | [17 empty] | N
22500 | Westar Energy Inc | 56502 | Emporia Energy Center | KS | Lyon | 6 | GT | OP | 171.4 | 159 | 159 |  | 2 | 2009 | BLQ BLQ BIT BIT BIT BLQ BIT: NG; Y Y Y Y Y Y Y: N; Y Y Y Y Y Y Y: Y |  | S |  | N | Electric Utility | 1 |  |  | N | [17 empty] | N
22500 | Westar Energy Inc | 56502 | Emporia Energy Center | KS | Lyon | 7 | GT | OP | 171.4 | 160 | 160 |  | 2 | 2009 | BLQ BLQ BIT BIT BIT BLQ BIT: NG; Y Y Y Y Y Y Y: N; Y Y Y Y Y Y Y: Y |  | S |  | N | Electric Utility | 1 |  |  | N | [17 empty] | N
22500 | Westar Energy Inc | 56818 | Central Plains Wind Farm | KS | Wichita | 1 | WT | OP | 99 | 99 | 99 |  | 3 | 2009 | BLQ BLQ BIT BIT BIT BLQ BIT: WND; Y Y Y Y Y Y Y: N; Y Y Y Y Y Y Y: Y |  | S | 33 | N | Electric Utility | 1 |  |  | N
22500 | Westar Energy Inc | 56819 | Flat Ridge Wind Farm | KS | Barber | 1 | WT | OP | 50 | 50 | 50 |  | 2 | 2009 | BLQ BLQ BIT BIT BIT BLQ BIT: WND; Y Y Y Y Y Y Y: N; Y Y Y Y Y Y Y: Y |  | S | 20 | N | Electric Utility | 1 |  |  | N
22614 | Rocky Brook Electric Inc | 50228 | Rocky Brook Hydroelectric | WA | Jefferson | GEN1 | HY | SB | 1.6 | 0.1 | 1.2 |  | 12 | 1985 | BLQ BLQ BIT BIT BIT BLQ BIT: WAT; Y Y Y Y Y Y Y: N; Y Y Y Y Y Y Y: Y | Y | S | 0 | N | IPP Non-CHP | 2 |  | N | N | [12 empty] | N |  |  |  |  | N
22635 | San Gabriel Valley Mun Wtr Dt | 50233 | San Dimas Wash Generating Station | CA | Los Angeles | 4011 | HY | SB | 1 | 1 | 1 |  | 3 | 1986 | BLQ BLQ BIT BIT BIT BLQ BIT: WAT; Y Y Y Y Y Y Y: N; Y Y Y Y Y Y Y: Y | Y | S | 0 | N | IPP Non-CHP | 2 |  | N | N | [12 empty] | N |  |  |  |  | N
22650 | Calpine Corp-Sutter | 55112 | Sutter Energy Center | CA | Sutter | CT01 | CT | OP | 212 | 175 | 185 |  | 7 | 2001 | BLQ BLQ BIT BIT BIT BLQ BIT: NG; Y Y Y Y Y Y Y: N; Y Y Y Y Y Y Y: Y |  | S |  | N | IPP Non-CHP | 2 |  | N | N | [17 empty] | N
22650 | Calpine Corp-Sutter | 55112 | Sutter Energy Center | CA | Sutter | CT02 | CT | OP | 212 | 175 | 185 |  | 7 | 2001 | BLQ BLQ BIT BIT BIT BLQ BIT: NG; Y Y Y Y Y Y Y: N; Y Y Y Y Y Y Y: Y |  | S |  | N | IPP Non-CHP | 2 |  | N | N | [17 empty] | N
22650 | Calpine Corp-Sutter | 55112 | Sutter Energy Center | CA | Sutter | ST01 | CA | OP | 212 | 180 | 185 |  | 7 | 2001 | BLQ BLQ BIT BIT BIT BLQ BIT: NG; Y Y Y Y Y Y Y: N; Y Y Y Y Y Y Y: Y |  | S |  | N | IPP Non-CHP | 2 |  | Y | N | [17 empty] | N
22652 | Texas City Cogeneration LLC | 52088 | Texas City Power Plant | TX | Galveston | GEN1 | CA | OP | 141 | 139 | 139 |  | 5 | 1987 | BLQ BLQ BIT BIT BIT BLQ BIT: NG; WDS WDS BIT BIT BIT BIT WDS: OG; Y Y Y Y Y Y Y: N; Y Y Y Y Y Y Y: Y |  | S |  | Y | IPP CHP | 3 | T | Y | N | [17 empty] | N
22652 | Texas City Cogeneration LLC | 52088 | Texas City Power Plant | TX | Galveston | GEN2 | CT | OP | 103 | 104 | 115 |  | 5 | 1987 | BLQ BLQ BIT BIT BIT BLQ BIT: NG; Y Y Y Y Y Y Y: N; Y Y Y Y Y Y Y: Y |  | S |  | Y | IPP CHP | 3 | T | N | N | [17 empty] | N
22652 | Texas City Cogeneration LLC | 52088 | Texas City Power Plant | TX | Galveston | GEN3 | CT | OP | 103 | 104 | 115 |  | 5 | 1987 | BLQ BLQ BIT BIT BIT BLQ BIT: NG; Y Y Y Y Y Y Y: N; Y Y Y Y Y Y Y: Y |  | S |  | Y | IPP CHP | 3 | T | N | N | [17 empty] | N
22652 | Texas City Cogeneration LLC | 52088 | Texas City Power Plant | TX | Galveston | GEN4 | CT | OP | 103 | 104 | 115 |  | 5 | 1987 | BLQ BLQ BIT BIT BIT BLQ BIT: NG; Y Y Y Y Y Y Y: N; Y Y Y Y Y Y Y: Y |  | S |  | Y | IPP CHP | 3 | T | N | N | [17 empty] | N
22669 | U S Borax Inc | 50115 | US Borax | CA | Kern | GEN1 | GT | OP | 48.2 | 39 | 42 |  | 7 | 1984 | BLQ BLQ BIT BIT BIT BLQ BIT: NG; Y Y Y Y Y Y Y: N; Y Y Y Y Y Y Y: Y |  | S |  | Y | Industrial CHP | 7 | T | N | N | [12 empty] | N |  |  |  |  | N
22696 | Notch Butte Hydro Co Inc | 50718 | Notch Butte Hydro | ID | Lincoln | HYD1 | HY | OP | 1 | 1 | 0.9 |  | 9 | 1986 | BLQ BLQ BIT BIT BIT BLQ BIT: WAT; Y Y Y Y Y Y Y: N; Y Y Y Y Y Y Y: Y | Y | S |  | N | IPP Non-CHP | 2 |  | N | N
22776 | Solano Irrigation District | 7646 | Monticello | CA | Solano | 1 | HY | OP | 5 | 5 | 5 | D005 | 6 | 1983 | BLQ BLQ BIT BIT BIT BLQ BIT: WAT; Y Y Y Y Y Y Y: N; Y Y Y Y Y Y Y: Y | Y | S |  | N | Electric Utility | 1 |  | N | N | [17 empty] | N
22776 | Solano Irrigation District | 7646 | Monticello | CA | Solano | 2 | HY | OP | 5 | 5 | 5 | D005 | 6 | 1983 | BLQ BLQ BIT BIT BIT BLQ BIT: WAT; Y Y Y Y Y Y Y: N; Y Y Y Y Y Y Y: Y | Y | S |  | N | Electric Utility | 1 |  | N | N | [17 empty] | N
22776 | Solano Irrigation District | 7646 | Monticello | CA | Solano | 3 | HY | OP | 1.5 | 1.5 | 1.5 | D005 | 6 | 1983 | BLQ BLQ BIT BIT BIT BLQ BIT: WAT; Y Y Y Y Y Y Y: N; Y Y Y Y Y Y Y: Y | Y | S |  | N | Electric Utility | 1 |  | N | N | [17 empty] | N
22803 | SDS Lumber Co | 50231 | SDS Lumber Gorge Energy Division | WA | Klickitat | TG2 | ST | SB | 5 | 5 | 5 |  | 7 | 1985 | BLQ BLQ BIT BIT BIT BLQ BIT: WDS; Y Y Y Y Y Y Y: N; Y Y Y Y Y Y Y: Y | Y | S |  | Y | Industrial CHP | 7 | T | N | N | [17 empty] | N
22803 | SDS Lumber Co | 50231 | SDS Lumber Gorge Energy Division | WA | Klickitat | TG3 | ST | OP | 5 | 4.7 | 4.7 |  | 7 | 2002 | BLQ BLQ BIT BIT BIT BLQ BIT: WDS; Y Y Y Y Y Y Y: N; Y Y Y Y Y Y Y: N | Y | S |  | Y | Industrial CHP | 7 | T | N | N | [17 empty] | N
22979 | Astoria Energy LLC | 55375 | Astoria Energy | NY | Queens | CT1 | CT | OP | 170 | 156 | 170 |  | 5 | 2006 | BLQ BLQ BIT BIT BIT BLQ BIT: NG; WDS WDS BIT BIT BIT BIT WDS: DFO; Y Y Y Y Y Y Y: Y; Y Y Y Y Y Y Y: Y |  | S |  | N | IPP Non-CHP | 2 |  | N | N | [17 empty] | N
22979 | Astoria Energy LLC | 55375 | Astoria Energy | NY | Queens | CT2 | CT | OP | 170 | 156 | 170 |  | 5 | 2006 | BLQ BLQ BIT BIT BIT BLQ BIT: NG; WDS WDS BIT BIT BIT BIT WDS: DFO; Y Y Y Y Y Y Y: Y; Y Y Y Y Y Y Y: Y |  | S |  | N | IPP Non-CHP | 2 |  | N | N | [17 empty] | N
22979 | Astoria Energy LLC | 55375 | Astoria Energy | NY | Queens | ST1 | CA | OP | 180 | 249 | 266 |  | 5 | 2006 | BLQ BLQ BIT BIT BIT BLQ BIT: NG; WDS WDS BIT BIT BIT BIT WDS: DFO; Y Y Y Y Y Y Y: Y; Y Y Y Y Y Y Y: Y |  | S |  | N | IPP Non-CHP | 2 |  | Y | N | [17 empty] | N
23005 | Aera Energy LLC-Coalinga | 50750 | Coalinga Cogeneration Facility | CA | Fresno | GEN1 | GT | OP | 3.4 | 3.2 | 3.3 |  | 6 | 1988 | BLQ BLQ BIT BIT BIT BLQ BIT: NG; Y Y Y Y Y Y Y: N; Y Y Y Y Y Y Y: Y |  | W |  | Y | Industrial CHP | 7 | T | N | N
23005 | Aera Energy LLC-Coalinga | 50750 | Coalinga Cogeneration Facility | CA | Fresno | GEN2 | GT | OP | 3.4 | 3.2 | 3.3 |  | 6 | 1988 | BLQ BLQ BIT BIT BIT BLQ BIT: NG; Y Y Y Y Y Y Y: N; Y Y Y Y Y Y Y: Y |  | W |  | Y | Industrial CHP | 7 | T | N | N
23037 | Errol Hydroelectric Co LLC | 10570 | Errol Hydroelectric Project | NH | COOS | 1 | HY | OP | 3 | 3 | 3 |  | 11 | 1986 | BLQ BLQ BIT BIT BIT BLQ BIT: WAT; Y Y Y Y Y Y Y: N; Y Y Y Y Y Y Y: Y |  | S | 0 | N | IPP Non-CHP | 2 |  | N | N | [17 empty] | N
23102 | Phelps Dodge Corp-Cobre Mines | 55312 | Phelps Dodge Cobre Mining | NM | Grant | 1 | IC | SB | 0.8 | 0.8 | 0.8 |  | 1 | 1982 | BLQ BLQ BIT BIT BIT BLQ BIT: DFO; Y Y Y Y Y Y Y: N; Y Y Y Y Y Y Y: N | N | S |  | N | Industrial Non-CHP | 6 |  | N | N | [17 empty] | N
23102 | Phelps Dodge Corp-Cobre Mines | 55312 | Phelps Dodge Cobre Mining | NM | Grant | 2 | IC | SB | 0.8 | 0.8 | 0.8 |  | 1 | 1982 | BLQ BLQ BIT BIT BIT BLQ BIT: DFO; Y Y Y Y Y Y Y: N; Y Y Y Y Y Y Y: N | N | S |  | N | Industrial Non-CHP | 6 |  | N | N | [17 empty] | N
23102 | Phelps Dodge Corp-Cobre Mines | 55312 | Phelps Dodge Cobre Mining | NM | Grant | 3 | IC | OS | 0.8 | 0.8 | 0.8 |  | 1 | 1982 | BLQ BLQ BIT BIT BIT BLQ BIT: DFO; Y Y Y Y Y Y Y: N; Y Y Y Y Y Y Y: N | N | S |  | N | Industrial Non-CHP | 6 |  | N | N | [17 empty] | N
23279 | Allegheny Energy Supply Co LLC | 3179 | Hatfields Ferry Power Station | PA | Greene | 1 | ST | OP | 576 | 530 | 570 |  | 11 | 1969 | BIT | DFO | SUB |  |  |  | N | Y |  | S |  | N | IPP Non-CHP | 2 |  | N | N | [12 empty] | N |  |  | 10 | 2013 | N | Y |  |  | Y |  |  | DFO
23279 | Allegheny Energy Supply Co LLC | 3179 | Hatfields Ferry Power Station | PA | Greene | 2 | ST | OP | 576 | 530 | 570 |  | 10 | 1970 | BIT | DFO | SUB |  |  |  | N | Y |  | S |  | N | IPP Non-CHP | 2 |  | N | N | [12 empty] | N |  |  | 10 | 2013 | N | Y |  |  | Y |  |  | DFO
23279 | Allegheny Energy Supply Co LLC | 3179 | Hatfields Ferry Power Station | PA | Greene | 3 | ST | OP | 576 | 530 | 570 |  | 12 | 1971 | BIT | DFO | SUB |  |  |  | N | Y |  | S |  | N | IPP Non-CHP | 2 |  | N | N | [12 empty] | N |  |  | 10 | 2013 | N | Y |  |  | Y |  |  | DFO
23279 | Allegheny Energy Supply Co LLC | 3181 | FirstEnergy Mitchell Power Station | PA | Washington | 2 | ST | OP | 74.7 | 82 | 82 |  | 10 | 1949 | BLQ BLQ BIT BIT BIT BLQ BIT: DFO; WDS WDS BIT BIT BIT BIT WDS: NG; Y Y Y Y Y Y Y: N; Y Y Y Y Y Y Y: Y |  | S |  | N | IPP Non-CHP | 2 |  | N | N | [15 empty] | 10 | 2013 | N | N |  | N |  |  |  | NG
23279 | Allegheny Energy Supply Co LLC | 3181 | FirstEnergy Mitchell Power Station | PA | Washington | 3 | ST | OP | 299.2 | 278 | 288 |  | 8 | 1963 | BLQ BLQ BIT BIT BIT BLQ BIT: BIT; WDS WDS BIT BIT BIT BIT WDS: NG; Y Y Y Y Y Y Y: N; Y Y Y Y Y Y Y: Y |  | S |  | N | IPP Non-CHP | 2 |  | N | N | [15 empty] | 10 | 2013 | N | Y |  | Y |  |  |  | NG
23279 | Allegheny Energy Supply Co LLC | 3789 | FirstEnergy Luray | VA | PAGE | 1 | HY | OP | 0.6 | 0.4 | 0.6 |  | 1 | 1927 | BLQ BLQ BIT BIT BIT BLQ BIT: WAT; Y Y Y Y Y Y Y: N; Y Y Y Y Y Y Y: N |  | S | 0 | N | IPP Non-CHP | 2 |  | N | N | [17 empty] | N
23279 | Allegheny Energy Supply Co LLC | 3789 | FirstEnergy Luray | VA | PAGE | 2 | HY | OP | 0.4 | 0.3 | 0.4 |  | 1 | 1927 | BLQ BLQ BIT BIT BIT BLQ BIT: WAT; Y Y Y Y Y Y Y: N; Y Y Y Y Y Y Y: N |  | S | 0 | N | IPP Non-CHP | 2 |  | N | N | [17 empty] | N
23279 | Allegheny Energy Supply Co LLC | 3789 | FirstEnergy Luray | VA | PAGE | 3 | HY | OP | 0.6 | 0.4 | 0.6 |  | 1 | 1927 | BLQ BLQ BIT BIT BIT BLQ BIT: WAT; Y Y Y Y Y Y Y: N; Y Y Y Y Y Y Y: N |  | S | 0 | N | IPP Non-CHP | 2 |  | N | N | [17 empty] | N
23279 | Allegheny Energy Supply Co LLC | 3790 | FirstEnergy Newport | VA | GILES | 1 | HY | OP | 0.4 | 0.3 | 0.4 |  | 1 | 1923 | BLQ BLQ BIT BIT BIT BLQ BIT: WAT; Y Y Y Y Y Y Y: N; Y Y Y Y Y Y Y: N |  | S | 0 | N | IPP Non-CHP | 2 |  | N | N | [17 empty] | N
23279 | Allegheny Energy Supply Co LLC | 3790 | FirstEnergy Newport | VA | GILES | 2 | HY | OP | 0.4 | 0.5 | 0.5 |  | 1 | 1923 | BLQ BLQ BIT BIT BIT BLQ BIT: WAT; Y Y Y Y Y Y Y: N; Y Y Y Y Y Y Y: N |  | S | 0 | N | IPP Non-CHP | 2 |  | N | N | [17 empty] | N
23279 | Allegheny Energy Supply Co LLC | 3790 | FirstEnergy Newport | VA | GILES | 3 | HY | OP | 0.6 | 0.5 | 0.6 |  | 1 | 1923 | BLQ BLQ BIT BIT BIT BLQ BIT: WAT; Y Y Y Y Y Y Y: N; Y Y Y Y Y Y Y: N |  | S | 0 | N | IPP Non-CHP | 2 |  | N | N | [17 empty] | N
23279 | Allegheny Energy Supply Co LLC | 3944 | FirstEnergy Harrison Power Station | WV | Harrison | 1 | ST | OP | 684 | 652 | 662 |  | 12 | 1972 | BIT | DFO | NG |  |  |  | N | Y |  | J |  | N | IPP Non-CHP | 2 |  | N | N | [17 empty] | N | Y |  |  | Y |  |  | NG
23279 | Allegheny Energy Supply Co LLC | 3944 | FirstEnergy Harrison Power Station | WV | Harrison | 2 | ST | OP | 684 | 651 | 661 |  | 12 | 1973 | BIT | DFO | NG |  |  |  | N | Y |  | J |  | N | IPP Non-CHP | 2 |  | N | N | [17 empty] | N | Y |  |  | Y |  |  | NG
23279 | Allegheny Energy Supply Co LLC | 3944 | FirstEnergy Harrison Power Station | WV | Harrison | 3 | ST | OP | 684 | 651 | 661 |  | 12 | 1974 | BIT | DFO | NG |  |  |  | N | Y |  | J |  | N | IPP Non-CHP | 2 |  | N | N | [17 empty] | N | Y |  |  | Y |  |  | NG
23279 | Allegheny Energy Supply Co LLC | 6004 | FirstEnergy Pleasants Power Station | WV | Pleasants | 1 | ST | OP | 684 | 644 | 650 |  | 4 | 1979 | BIT | DFO | NG |  |  |  | N | Y |  | J |  | N | IPP Non-CHP | 2 |  | N | N | [17 empty] | N | Y |  |  | Y |  |  | NG
23279 | Allegheny Energy Supply Co LLC | 6004 | FirstEnergy Pleasants Power Station | WV | Pleasants | 2 | ST | OP | 684 | 644 | 650 |  | 12 | 1980 | BIT | DFO | NG |  |  |  | N | Y |  | J |  | N | IPP Non-CHP | 2 |  | N | N | [17 empty] | N | Y |  |  | Y |  |  | NG
23279 | Allegheny Energy Supply Co LLC | 6543 | FirstEnergy Dam 4 | WV | Jefferson | 1 | HY | OP | 0.5 | 0.5 | 0.5 |  | 1 | 1909 | BLQ BLQ BIT BIT BIT BLQ BIT: WAT; Y Y Y Y Y Y Y: N; Y Y Y Y Y Y Y: N |  | S | 0 | N | IPP Non-CHP | 2 |  | N | N | [17 empty] | N
23279 | Allegheny Energy Supply Co LLC | 6543 | FirstEnergy Dam 4 | WV | Jefferson | 2 | HY | OP | 0.5 | 0.5 | 0.5 |  | 1 | 1909 | BLQ BLQ BIT BIT BIT BLQ BIT: WAT; Y Y Y Y Y Y Y: N; Y Y Y Y Y Y Y: N |  | S | 0 | N | IPP Non-CHP | 2 |  | N | N | [17 empty] | N
23279 | Allegheny Energy Supply Co LLC | 6543 | FirstEnergy Dam 4 | WV | Jefferson | 3 | HY | OP | 0.9 | 0.9 | 0.9 |  | 9 | 1991 | BLQ BLQ BIT BIT BIT BLQ BIT: WAT; Y Y Y Y Y Y Y: N; Y Y Y Y Y Y Y: N |  | S | 0 | N | IPP Non-CHP | 2 |  | N | N | [17 empty] | N
23279 | Allegheny Energy Supply Co LLC | 6544 | FirstEnergy Dam 5 | WV | Berkeley | 1 | HY | OP | 0.5 | 0.5 | 0.5 |  | 1 | 1919 | BLQ BLQ BIT BIT BIT BLQ BIT: WAT; Y Y Y Y Y Y Y: N; Y Y Y Y Y Y Y: N |  | S | 0 | N | IPP Non-CHP | 2 |  | N | N | [17 empty] | N
23279 | Allegheny Energy Supply Co LLC | 6544 | FirstEnergy Dam 5 | WV | Berkeley | 2 | HY | OP | 0.5 | 0.5 | 0.5 |  | 1 | 1919 | BLQ BLQ BIT BIT BIT BLQ BIT: WAT; Y Y Y Y Y Y Y: N; Y Y Y Y Y Y Y: N |  | S | 0 | N | IPP Non-CHP | 2 |  | N | N | [17 empty] | N
23279 | Allegheny Energy Supply Co LLC | 6546 | FirstEnergy Millville | WV | Jefferson | 1 | HY | OP | 0.8 | 0.6 | 0.8 |  | 1 | 1913 | BLQ BLQ BIT BIT BIT BLQ BIT: WAT; Y Y Y Y Y Y Y: N; Y Y Y Y Y Y Y: N |  | S | 0 | N | IPP Non-CHP | 2 |  | N | N | [17 empty] | N
23279 | Allegheny Energy Supply Co LLC | 6546 | FirstEnergy Millville | WV | Jefferson | 2 | HY | OP | 1 | 0.8 | 1 |  | 12 | 1939 | BLQ BLQ BIT BIT BIT BLQ BIT: WAT; Y Y Y Y Y Y Y: N; Y Y Y Y Y Y Y: N |  | S | 0 | N | IPP Non-CHP | 2 |  | N | N | [17 empty] | N
23279 | Allegheny Energy Supply Co LLC | 6546 | FirstEnergy Millville | WV | Jefferson | 3 | HY | OP | 1 | 1 | 1.2 |  | 12 | 1938 | BLQ BLQ BIT BIT BIT BLQ BIT: WAT; Y Y Y Y Y Y Y: N; Y Y Y Y Y Y Y: N |  | S | 0 | N | IPP Non-CHP | 2 |  | N | N
23279 | Allegheny Energy Supply Co LLC | 6636 | FirstEnergy Lake Lynn Power Station | PA | FAYETTE | 1 | HY | OP | 12.8 | 13 | 13 |  | 9 | 1926 | BLQ BLQ BIT BIT BIT BLQ BIT: WAT; Y Y Y Y Y Y Y: N; Y Y Y Y Y Y Y: Y |  | S | 0 | N | IPP Non-CHP | 2 |  | N | N | [12 empty] | N |  |  |  |  | N
23279 | Allegheny Energy Supply Co LLC | 6636 | FirstEnergy Lake Lynn Power Station | PA | FAYETTE | 2 | HY | OP | 12.8 | 13 | 13 |  | 7 | 1929 | BLQ BLQ BIT BIT BIT BLQ BIT: WAT; Y Y Y Y Y Y Y: N; Y Y Y Y Y Y Y: Y |  | S | 0 | N | IPP Non-CHP | 2 |  | N | N | [12 empty] | N |  |  |  |  | N
23279 | Allegheny Energy Supply Co LLC | 6636 | FirstEnergy Lake Lynn Power Station | PA | FAYETTE | 3 | HY | OP | 12.8 | 13 | 13 |  | 6 | 1926 | BLQ BLQ BIT BIT BIT BLQ BIT: WAT; Y Y Y Y Y Y Y: N; Y Y Y Y Y Y Y: Y |  | S | 0 | N | IPP Non-CHP | 2 |  | N | N | [12 empty] | N |  |  |  |  | N
23279 | Allegheny Energy Supply Co LLC | 6636 | FirstEnergy Lake Lynn Power Station | PA | FAYETTE | 4 | HY | OP | 12.8 | 13 | 13 |  | 5 | 1926 | BLQ BLQ BIT BIT BIT BLQ BIT: WAT; Y Y Y Y Y Y Y: N; Y Y Y Y Y Y Y: Y |  | S | 0 | N | IPP Non-CHP | 2 |  | N | N | [12 empty] | N |  |  |  |  | N
23279 | Allegheny Energy Supply Co LLC | 50893 | FirstEnergy Allegheny Hydro Partners Ltd | PA | ARMSTRONG | GEN1 | HY | OP | 4.6 | 3 | 5 |  | 10 | 1988 | BLQ BLQ BIT BIT BIT BLQ BIT: WAT; Y Y Y Y Y Y Y: N; Y Y Y Y Y Y Y: N |  | S | 0 | N | IPP Non-CHP | 2 |  | N | N | [17 empty] | N
23279 | Allegheny Energy Supply Co LLC | 50893 | FirstEnergy Allegheny Hydro Partners Ltd | PA | ARMSTRONG | GEN2 | HY | OP | 4.6 | 3 | 5 |  | 10 | 1988 | BLQ BLQ BIT BIT BIT BLQ BIT: WAT; Y Y Y Y Y Y Y: N; Y Y Y Y Y Y Y: N |  | S |  | N | IPP Non-CHP | 2 |  | N | N | [17 empty] | N
23279 | Allegheny Energy Supply Co LLC | 50894 | Allegheny No 6 Hydro Partners | PA | Armstrong | GEN1 | HY | OP | 4.6 | 4 | 6 |  | 11 | 1988 | BLQ BLQ BIT BIT BIT BLQ BIT: WAT; Y Y Y Y Y Y Y: N; Y Y Y Y Y Y Y: Y |  | S | 0 | N | IPP Non-CHP | 2 |  | N | N | [17 empty] | N
23279 | Allegheny Energy Supply Co LLC | 50894 | Allegheny No 6 Hydro Partners | PA | Armstrong | GEN2 | HY | OP | 4.6 | 4 | 6 |  | 11 | 1988 | BLQ BLQ BIT BIT BIT BLQ BIT: WAT; Y Y Y Y Y Y Y: N; Y Y Y Y Y Y Y: Y |  | S | 0 | N | IPP Non-CHP | 2 |  | N | N | [17 empty] | N
23279 | Allegheny Energy Supply Co LLC | 55196 | FirstEnergy Allegheny Energy Units 1 & 2 | PA | ALLEGHENY | UNT1 | GT | OP | 43.8 | 44 | 44 |  | 12 | 1999 | BLQ BLQ BIT BIT BIT BLQ BIT: NG; WDS WDS BIT BIT BIT BIT WDS: DFO; Y Y Y Y Y Y Y: N; Y Y Y Y Y Y Y: Y |  | S |  | N | IPP Non-CHP | 2 |  | N | N | [17 empty] | N | N |  | N
23279 | Allegheny Energy Supply Co LLC | 55196 | FirstEnergy Allegheny Energy Units 1 & 2 | PA | ALLEGHENY | UNT2 | GT | OP | 43.8 | 44 | 44 |  | 12 | 1999 | BLQ BLQ BIT BIT BIT BLQ BIT: NG; WDS WDS BIT BIT BIT BIT WDS: DFO; Y Y Y Y Y Y Y: N; Y Y Y Y Y Y Y: Y |  | S |  | N | IPP Non-CHP | 2 |  | N | N | [17 empty] | N | N
23279 | Allegheny Energy Supply Co LLC | 55377 | FirstEnergy Allegheny Energy Units 8 & 9 | PA | FAYETTE | UNT8 | GT | OP | 43.8 | 44 | 44 |  | 11 | 2000 | BLQ BLQ BIT BIT BIT BLQ BIT: NG; WDS WDS BIT BIT BIT BIT WDS: DFO; Y Y Y Y Y Y Y: N; Y Y Y Y Y Y Y: Y |  | S |  | N | IPP Non-CHP | 2 |  | N | N
23279 | Allegheny Energy Supply Co LLC | 55377 | FirstEnergy Allegheny Energy Units 8 & 9 | PA | FAYETTE | UNT9 | GT | OP | 43.8 | 44 | 44 |  | 11 | 2000 | BLQ BLQ BIT BIT BIT BLQ BIT: NG; WDS WDS BIT BIT BIT BIT WDS: DFO; Y Y Y Y Y Y Y: N; Y Y Y Y Y Y Y: Y |  | S |  | N | IPP Non-CHP | 2 |  | N | N
23279 | Allegheny Energy Supply Co LLC | 55654 | Allegheny Energy Units 12 & 13 | PA | Franklin | UN12 | GT | OP | 43.8 | 44 | 44 |  | 11 | 2001 | BLQ BLQ BIT BIT BIT BLQ BIT: NG; WDS WDS BIT BIT BIT BIT WDS: DFO; Y Y Y Y Y Y Y: N; Y Y Y Y Y Y Y: Y |  | S |  | N | IPP Non-CHP | 2 |  | N | N | [17 empty] | N
23279 | Allegheny Energy Supply Co LLC | 55654 | Allegheny Energy Units 12 & 13 | PA | Franklin | UN13 | GT | OP | 43.8 | 44 | 44 |  | 11 | 2001 | BLQ BLQ BIT BIT BIT BLQ BIT: NG; WDS WDS BIT BIT BIT BIT WDS: DFO; Y Y Y Y Y Y Y: N; Y Y Y Y Y Y Y: Y |  | S |  | N | IPP Non-CHP | 2 |  | N | N | [17 empty] | N
23279 | Allegheny Energy Supply Co LLC | 55710 | Allegheny Energy Units 3 4 & 5 | PA | Washington | UNT3 | CT | OP | 184 | 167 | 184 |  | 7 | 2003 | BLQ BLQ BIT BIT BIT BLQ BIT: NG; WDS WDS BIT BIT BIT BIT WDS: DFO; Y Y Y Y Y Y Y: N; Y Y Y Y Y Y Y: Y |  | S |  | N | IPP Non-CHP | 2 |  | N | N | [17 empty] | N
23279 | Allegheny Energy Supply Co LLC | 55710 | Allegheny Energy Units 3 4 & 5 | PA | Washington | UNT4 | CT | OP | 184 | 167 | 184 |  | 7 | 2003 | BLQ BLQ BIT BIT BIT BLQ BIT: NG; WDS WDS BIT BIT BIT BIT WDS: DFO; Y Y Y Y Y Y Y: N; Y Y Y Y Y Y Y: Y |  | S |  | N | IPP Non-CHP | 2 |  | N | N | [17 empty] | N
23279 | Allegheny Energy Supply Co LLC | 55710 | Allegheny Energy Units 3 4 & 5 | PA | Washington | UNT5 | CA | OP | 188 | 175 | 182 |  | 7 | 2003 | BLQ BLQ BIT BIT BIT BLQ BIT: NG; WDS WDS BIT BIT BIT BIT WDS: DFO; Y Y Y Y Y Y Y: N; Y Y Y Y Y Y Y: Y |  | S |  | N | IPP Non-CHP | 2 |  | N | N | [17 empty] | N
23279 | Allegheny Energy Supply Co LLC | 55738 | Buchanan Generation LLC | VA | Buchanan | 1 | GT | OP | 44 | 40 | 43 |  | 6 | 2002 | BLQ BLQ BIT BIT BIT BLQ BIT: NG; Y Y Y Y Y Y Y: N; Y Y Y Y Y Y Y: Y |  | J |  | N | IPP Non-CHP | 2 |  | N | N | [17 empty] | N
23279 | Allegheny Energy Supply Co LLC | 55738 | Buchanan Generation LLC | VA | Buchanan | 2 | GT | OP | 44 | 40 | 43 |  | 6 | 2002 | BLQ BLQ BIT BIT BIT BLQ BIT: NG; Y Y Y Y Y Y Y: N; Y Y Y Y Y Y Y: Y |  | J |  | N | IPP Non-CHP | 2 |  | N | N | [17 empty] | N
23279 | Allegheny Energy Supply Co LLC | 56397 | Hunlock Unit 4 | PA | LUZERNE | 4 | GT | OP | 44 | 45 | 45 |  | 12 | 2000 | BLQ BLQ BIT BIT BIT BLQ BIT: NG; Y Y Y Y Y Y Y: N; Y Y Y Y Y Y Y: Y |  | S |  | N | IPP Non-CHP | 2 |  | N | N
23330 | Bay County Board-County Comm | 10250 | Bay Resource Management Center | FL | Bay | GEN1 | ST | OP | 13.6 | 10 | 10.5 |  | 3 | 1987 | BLQ BLQ BIT BIT BIT BLQ BIT: MSW; WDS WDS BIT BIT BIT BIT WDS: NG; Y Y Y Y Y Y Y: N; Y Y Y Y Y Y Y: Y |  | S |  | N | IPP Non-CHP | 2 |  | N | N | [17 empty] | N
23576 | Lawrence Hydroelectric Assoc | 50545 | Lawrence Hydroelectric Associates | MA | Essex | GEN1 | HY | OP | 7.4 | 7 | 6.8 |  | 7 | 1981 | BLQ BLQ BIT BIT BIT BLQ BIT: WAT; Y Y Y Y Y Y Y: N; Y Y Y Y Y Y Y: Y | Y | S | 0 | N | IPP Non-CHP | 2 |  | N | N
23576 | Lawrence Hydroelectric Assoc | 50545 | Lawrence Hydroelectric Associates | MA | Essex | GEN2 | HY | OP | 7.4 | 7 | 6.8 |  | 7 | 1981 | BLQ BLQ BIT BIT BIT BLQ BIT: WAT; Y Y Y Y Y Y Y: N; Y Y Y Y Y Y Y: Y | Y | S | 0 | N | IPP Non-CHP | 2 |  | N | N
23632 | Inland Paperboard & Package Inc | 10426 | Inland Paperboard Packaging Rome | GA | Floyd | GEN2 | ST | OP | 5 | 5 | 5 |  | 10 | 1954 | BLQ | WDS | BIT | OTH |  |  | N | N |  | S |  | Y | Industrial CHP | 7 | T | N | N | [17 empty] | N | Y | Y |  |  |  |  | DFO | RFO | NG
23632 | Inland Paperboard & Package Inc | 10426 | Inland Paperboard Packaging Rome | GA | Floyd | GEN3 | ST | OP | 5 | 5 | 5 |  | 10 | 1954 | BLQ | WDS | WDS | OTH |  |  | N | N |  | S |  | Y | Industrial CHP | 7 | T | N | N | [17 empty] | N | Y | Y |  |  |  |  | DFO | RFO | NG
23632 | Inland Paperboard & Package Inc | 10426 | Inland Paperboard Packaging Rome | GA | Floyd | GEN4 | ST | OP | 22 | 20 | 20 |  | 4 | 1961 | BLQ | WDS | WDS | OTH |  |  | N | N |  | S |  | Y | Industrial CHP | 7 | T | N | N | [17 empty] | N | Y | Y |  |  |  |  | DFO | RFO | NG
23632 | Inland Paperboard & Package Inc | 10426 | Inland Paperboard Packaging Rome | GA | Floyd | GEN5 | ST | OP | 38.4 | 31 | 30 |  | 4 | 1989 | BLQ | WDS | WDS | OTH |  |  | N | N |  | S |  | Y | Industrial CHP | 7 | T | N | N | [17 empty] | N | Y | Y |  |  |  |  | DFO | RFO | NG
23693 | AES Huntington Beach LLC | 335 | AES Huntington Beach LLC | CA | Orange | 1 | ST | OP | 218 | 225.8 | 225.8 |  | 6 | 1958 | BLQ BLQ BIT BIT BIT BLQ BIT: NG; Y Y Y Y Y Y Y: N; Y Y Y Y Y Y Y: Y |  | S |  | N | IPP Non-CHP | 2 |  | N | N | [17 empty] | N | [6 empty] | NG
23693 | AES Huntington Beach LLC | 335 | AES Huntington Beach LLC | CA | Orange | 2 | ST | OP | 218 | 225.8 | 225.8 |  | 12 | 1958 | BLQ BLQ BIT BIT BIT BLQ BIT: NG; Y Y Y Y Y Y Y: N; Y Y Y Y Y Y Y: Y |  | S |  | N | IPP Non-CHP | 2 |  | N | N | [24 empty] | NG
23801 | Bluegrass Generation Co LLC | 55164 | Bluegrass Generation LLC | KY | Oldham | CT1 | GT | OP | 208 | 167 | 189 |  | 6 | 2002 | BLQ BLQ BIT BIT BIT BLQ BIT: NG; Y Y Y Y Y Y Y: N; Y Y Y Y Y Y Y: Y |  | S |  | N | IPP Non-CHP | 2 |  | N | N | [17 empty] | N
23801 | Bluegrass Generation Co LLC | 55164 | Bluegrass Generation LLC | KY | Oldham | CT2 | GT | OP | 208 | 167 | 189 |  | 6 | 2002 | BLQ BLQ BIT BIT BIT BLQ BIT: NG; Y Y Y Y Y Y Y: N; Y Y Y Y Y Y Y: Y |  | S |  | N | IPP Non-CHP | 2 |  | N | N | [17 empty] | N
23801 | Bluegrass Generation Co LLC | 55164 | Bluegrass Generation LLC | KY | Oldham | CT3 | GT | OP | 208 | 167 | 189 |  | 6 | 2002 | BLQ BLQ BIT BIT BIT BLQ BIT: NG; Y Y Y Y Y Y Y: N; Y Y Y Y Y Y Y: Y |  | S |  | N | IPP Non-CHP | 2 |  | N | N | [17 empty] | N
23815 | Blue Ridge Paper Products Inc | 50244 | Canton North Carolina | NC | Haywood | GEN8 | ST | OP | 7.5 | 7.5 | 7.5 |  | 1 | 1937 | BIT | BLQ | RFO | WDS |  |  | N | N |  | S |  | Y | Industrial CHP | 7 | T | N | N | [17 empty] | N | Y | [5 empty] | NG | KER | RFO | DFO
23815 | Blue Ridge Paper Products Inc | 50244 | Canton North Carolina | NC | Haywood | GEN9 | ST | OP | 7.5 | 7.5 | 7.5 |  | 1 | 1941 | BIT | BLQ | RFO | WDS |  |  | N | N |  | S |  | Y | Industrial CHP | 7 | T | N | N | [17 empty] | N | Y | [5 empty] | NG | KER | RFO | DFO
23815 | Blue Ridge Paper Products Inc | 50244 | Canton North Carolina | NC | Haywood | GN10 | ST | OP | 7.5 | 7.5 | 7.5 |  | 1 | 1946 | BIT | BLQ | RFO | WDS |  |  | N | N |  | S |  | Y | Industrial CHP | 7 | T | N | N | [17 empty] | N | Y | [5 empty] | NG | KER | RFO | DFO
23815 | Blue Ridge Paper Products Inc | 50244 | Canton North Carolina | NC | Haywood | GN11 | ST | OP | 7.5 | 7.5 | 7.5 |  | 1 | 1949 | BIT | BLQ | RFO | WDS |  |  | N | N |  | S |  | Y | Industrial CHP | 7 | T | N | N | [17 empty] | N | Y | [5 empty] | NG | KER | RFO | DFO
23815 | Blue Ridge Paper Products Inc | 50244 | Canton North Carolina | NC | Haywood | GN12 | ST | OP | 10 | 10 | 10 |  | 1 | 1952 | BIT | BLQ | RFO | WDS |  |  | N | N |  | S |  | Y | Industrial CHP | 7 | T | N | N | [17 empty] | N | Y | [5 empty] | NG | KER | RFO | DFO
23815 | Blue Ridge Paper Products Inc | 50244 | Canton North Carolina | NC | Haywood | GN13 | ST | OP | 12.5 | 12.5 | 12.5 |  | 6 | 1979 | BIT | BLQ | RFO | WDS |  |  | N | N |  | S |  | Y | Industrial CHP | 7 | T | N | N | [17 empty] | N | Y | [5 empty] | NG | KER | RFO | DFO
23913 | Borger Energy Associates LP | 55064 | Black Hawk Station | TX | Hutchinson | UNT1 | GT | OP | 126.9 | 109.7 | 126.9 |  | 6 | 1999 | BLQ BLQ BIT BIT BIT BLQ BIT: NG; WDS WDS BIT BIT BIT BIT WDS: OG; Y Y Y Y Y Y Y: N; Y Y Y Y Y Y Y: Y |  | S |  | Y | IPP CHP | 3 | B | N | N | [17 empty] | N
23913 | Borger Energy Associates LP | 55064 | Black Hawk Station | TX | Hutchinson | UNT2B | GT | OP | 117 | 109.8 | 117 |  | 11 | 2005 | BLQ BLQ BIT BIT BIT BLQ BIT: NG; WDS WDS BIT BIT BIT BIT WDS: OG; Y Y Y Y Y Y Y: N; Y Y Y Y Y Y Y: Y |  | S |  | Y | IPP CHP | 3 | B | N | N | [17 empty] | N
23931 | Resolute Forest Products | 50956 | Bowater Newsprint Calhoun Operation | TN | McMinn | GEN1 | ST | OP | 19 | 19 | 19 |  | 5 | 1954 | BLQ | WDS | WDS | SLW | TDF | BIT | Y | Y |  | S |  | Y | Industrial CHP | 7 | B | N | N | [17 empty] | N | N | [5 empty] | BLQ
23931 | Resolute Forest Products | 50956 | Bowater Newsprint Calhoun Operation | TN | McMinn | GEN2 | ST | OP | 19.2 | 20 | 20 |  | 7 | 1954 | BLQ | WDS | WDS | SLW | TDF | BIT | Y | Y |  | S |  | Y | Industrial CHP | 7 | B | N | N | [17 empty] | N | N | [5 empty] | BLQ
23931 | Resolute Forest Products | 50956 | Bowater Newsprint Calhoun Operation | TN | McMinn | GEN3 | ST | OP | 25 | 27 | 27 |  | 7 | 1957 | BLQ | WDS | SLW | TDF | NG | BIT | Y | Y |  | S |  | Y | Industrial CHP | 7 | B | N | N | [17 empty] | N | N | [5 empty] | BLQ
23955 | University of Massachusetts Medical | 50087 | Univ of Massachusetts Medical Center | MA | Worcester | GEN1 | ST | OP | 2.5 | 1.5 | 1.5 |  | 4 | 1974 | BLQ BLQ BLQ: NG; WDS WDS WDS: RFO; Y Y Y: Y; Y Y Y: N |  | S |  | Y | Commercial CHP | 5 | B | N | N | [17 empty] | N
23955 | University of Massachusetts Medical | 50087 | Univ of Massachusetts Medical Center | MA | Worcester | GEN2 | ST | OP | 2.5 | 1.5 | 1.5 |  | 4 | 1974 | BLQ BLQ BLQ: NG; WDS WDS WDS: RFO; Y Y Y: Y; Y Y Y: N |  | S |  | Y | Commercial CHP | 5 | B | N | N | [17 empty] | N
23955 | University of Massachusetts Medical | 50087 | Univ of Massachusetts Medical Center | MA | Worcester | GEN3 | ST | OP | 5 | 3 | 3 |  | 6 | 2002 | BLQ BLQ BLQ: NG; WDS WDS WDS: RFO; Y Y Y: Y; Y Y Y: N |  | S |  | Y | Commercial CHP | 5 | B | N | N | [17 empty] | N
24008 | University of Oregon | 54950 | Univ of Oregon Central Power Station | OR | Lane | CTG1 | CT | OP | 7.5 | 7.5 | 7.5 |  | 12 | 2012 | BLQ BLQ BLQ: NG; WDS WDS WDS: DFO; Y Y Y: Y; Y Y Y: Y |  | S |  | Y | Commercial CHP | 5 | B | [19 empty] | N
24008 | University of Oregon | 54950 | Univ of Oregon Central Power Station | OR | Lane | STG1 | CA | OP | 3.5 | 1.5 | 3 |  | 12 | 2012 | BLQ BLQ BLQ: NG; Y Y Y: N; Y Y Y: Y |  | S |  | Y | Commercial CHP | 5 | B | Y | [18 empty] | N
24010 | University of San Francisco | 50089 | Univ of San Francisco Cogen | CA | San Francisco | S-17 | IC | OP | 1.5 | 1.4 | 1.4 |  | 9 | 1987 | BLQ BLQ BLQ: NG; Y Y Y: N; Y Y Y: Y |  | S |  | Y | Commercial CHP | 5 | T | N | N | [12 empty] | N |  |  |  |  | N
24121 | Calpine -RockGen Energy | 55391 | RockGen Energy Center | WI | Dane | 01 | GT | OP | 187 | 157 | 157 |  | 6 | 2001 | BLQ BLQ BLQ: NG; WDS WDS WDS: DFO; Y Y Y: Y; Y Y Y: Y |  | W |  | N | IPP Non-CHP | 2 |  | N | N | [17 empty] | N
24121 | Calpine -RockGen Energy | 55391 | RockGen Energy Center | WI | Dane | 02 | GT | OP | 187 | 157 | 157 |  | 6 | 2001 | BLQ BLQ BLQ: NG; WDS WDS WDS: DFO; Y Y Y: Y; Y Y Y: Y |  | W |  | N | IPP Non-CHP | 2 |  | N | N | [17 empty] | N
24121 | Calpine -RockGen Energy | 55391 | RockGen Energy Center | WI | Dane | 03 | GT | OP | 187 | 157 | 157 |  | 6 | 2001 | BLQ BLQ BLQ: NG; WDS WDS WDS: DFO; Y Y Y: Y; Y Y Y: Y |  | W |  | N | IPP Non-CHP | 2 |  | N | N | [17 empty] | N
24202 | Carr Street Generating Sta LP | 50978 | Carr Street Generating Station | NY | Onondaga | GEN1 | CT | OP | 48.8 | 33 | 40 |  | 7 | 1993 | BLQ BLQ BLQ: NG; WDS WDS WDS: DFO; Y Y Y: Y; Y Y Y: Y |  | W |  | N | IPP Non-CHP | 2 |  | N | N | [17 empty] | N
24202 | Carr Street Generating Sta LP | 50978 | Carr Street Generating Station | NY | Onondaga | GEN2 | CT | OP | 48.8 | 33 | 40 |  | 7 | 1993 | BLQ BLQ BLQ: NG; WDS WDS WDS: DFO; Y Y Y: Y; Y Y Y: Y |  | W |  | N | IPP Non-CHP | 2 |  | N | N | [17 empty] | N
24202 | Carr Street Generating Sta LP | 50978 | Carr Street Generating Station | NY | Onondaga | GEN3 | CA | OP | 25 | 22.5 | 25 |  | 7 | 1993 | BLQ BLQ BLQ: NG; WDS WDS WDS: DFO; Y Y Y: Y; Y Y Y: Y |  | W |  | N | IPP Non-CHP | 2 |  | N | N | [17 empty] | N
24205 | Sinclair Oil Corp | 54374 | Sinclair Oil Refinery | WY | Carbon | 2004 | IC | OP | 1.3 | 1.3 | 1.3 |  | 1 | 2012 | [9 empty] | S |  | N | Industrial CHP | 7 |  | N | N | [17 empty] | N | bar: BLQ BLQ BLQ; Y Y Y to Y Y Y
24205 | Sinclair Oil Corp | 54374 | Sinclair Oil Refinery | WY | Carbon | 2006 | IC | OP | 1.3 | 1.3 | 1.3 |  | 1 | 2012 | [9 empty] | S |  | N | Industrial CHP | 7 |  | N | N | [17 empty] | N | bar: BLQ BLQ BLQ; Y Y Y to Y Y Y
24205 | Sinclair Oil Corp | 54374 | Sinclair Oil Refinery | WY | Carbon | 2008 | IC | OP | 1.3 | 1.3 | 1.3 |  | 1 | 2012 | [9 empty] | S |  | N | Industrial CHP | 7 |  | N | N | [17 empty] | N | bar: BLQ BLQ BLQ; Y Y Y to Y Y Y
24205 | Sinclair Oil Corp | 54374 | Sinclair Oil Refinery | WY | Carbon | NO1 | ST | OS | 0.4 | 0.4 | 0.4 |  | 1 | 1925 | BLQ BLQ BLQ: NG; WDS WDS WDS: OG; Y Y Y: N; Y Y Y: N |  | S |  | Y | Industrial CHP | 7 | T | N | Y | [15 empty] | 1 | 2013 | N
24205 | Sinclair Oil Corp | 54374 | Sinclair Oil Refinery | WY | Carbon | NO2 | ST | OP | 0.4 | 0.4 | 0.4 |  | 1 | 1925 | BLQ BLQ BLQ: NG; WDS WDS WDS: OG; Y Y Y: N; Y Y Y: N |  | S |  | Y | Industrial CHP | 7 | T | N | N | [17 empty] | N
24205 | Sinclair Oil Corp | 54374 | Sinclair Oil Refinery | WY | Carbon | NO3 | ST | OP | 1.3 | 1.3 | 1.3 |  | 1 | 1954 | BLQ BLQ BLQ: NG; WDS WDS WDS: OG; Y Y Y: N; Y Y Y: N |  | S |  | Y | Industrial CHP | 7 | T | N | N | [17 empty] | N
24205 | Sinclair Oil Corp | 54374 | Sinclair Oil Refinery | WY | Carbon | NO5 | IC | SB | 1.1 | 1.1 | 1.1 |  | 1 | 1955 | BLQ BLQ BLQ: DFO; Y Y Y: N; Y Y Y: N | Y | S |  | N | Industrial CHP | 7 |  | N | N | [17 empty] | N
24206 | Amalgamated Sugar Co-Nampa | 54690 | Amalgamated Sugar LLC Nampa | ID | Canyon | 2250 | ST | OP | 2.2 | 2.2 | 2.2 |  | 10 | 1948 | BLQ BLQ BLQ: BIT; WDS WDS WDS: NG; Y Y Y: N; Y Y Y: Y |  | S |  | Y | Industrial CHP | 7 | T | N | N | [17 empty] | N | Y |  | Y
24206 | Amalgamated Sugar Co-Nampa | 54690 | Amalgamated Sugar LLC Nampa | ID | Canyon | 500 | ST | SB | 0.5 | 0.5 | 0.5 |  | 10 | 1950 | BLQ BLQ BLQ: BIT; WDS WDS WDS: NG; Y Y Y: N; Y Y Y: Y | Y | S |  | Y | Industrial CHP | 7 | T | N | N | [18 empty] | Y |  | Y
24206 | Amalgamated Sugar Co-Nampa | 54690 | Amalgamated Sugar LLC Nampa | ID | Canyon | 6500 | ST | OP | 6 | 6 | 6 |  | 10 | 1968 | BLQ BLQ BLQ: BIT; WDS WDS WDS: NG; Y Y Y: N; Y Y Y: Y |  | S |  | Y | Industrial CHP | 7 | T | N | N | [17 empty] | N | Y |  | Y
24210 | Riverbay Corp | 52168 | Riverbay | NY | Bronx | GEN2 | CA | OP | 16 | 13.8 | 15 |  | 3 | 2011 | BLQ BLQ BLQ: NG; WDS WDS WDS: DFO; Y Y Y: Y; Y Y Y: Y |  | S |  | Y | Commercial CHP | 5 | B | Y | N | [12 empty] | N |  |  |  |  | N
24210 | Riverbay Corp | 52168 | Riverbay | NY | Bronx | GEN3 | CT | OP | 12.9 | 11.1 | 12.1 |  | 3 | 2011 | BLQ BLQ BLQ: NG; WDS WDS WDS: DFO; Y Y Y: Y; Y Y Y: Y |  | S |  | Y | Commercial CHP | 5 | T | N | N | [12 empty] | N |  |  |  |  | N
24210 | Riverbay Corp | 52168 | Riverbay | NY | Bronx | GEN4 | CT | OP | 12.9 | 11.1 | 12.1 |  | 3 | 2011 | BLQ BLQ BLQ: NG; WDS WDS WDS: DFO; Y Y Y: Y; Y Y Y: Y |  | S |  | Y | Commercial CHP | 5 | T | N | N | [12 empty] | N |  |  |  |  | N
24210 | Riverbay Corp | 52168 | Riverbay | NY | Bronx | U0007 | IC | SB | 1.7 | 1.5 | 1.5 |  | 6 | 2011 | BLQ BLQ BLQ: DFO; Y Y Y: N; Y Y Y: Y | N | S |  | N | Commercial CHP | 5 | [20 empty] | N
24211 | Tucson Electric Power Co | 124 | Demoss Petrie | AZ | Pima | GT2 | GT | OP | 85 | 72.2 | 83.3 |  | 6 | 2001 | BLQ BLQ BLQ: NG; Y Y Y: N; Y Y Y: Y |  | S |  | N | Electric Utility | 1 |  | N | N | [17 empty] | N
24211 | Tucson Electric Power Co | 126 | H Wilson Sundt Generating Station | AZ | Pima | 4 | ST | OP | 173.3 | 156 | 156 |  | 7 | 1967 | SUB | NG | LFG | BIT |  |  | Y | Y |  | W |  | N | Electric Utility | 1 |  | N | Y | [12 empty] | Y | 7 | 2014 |  |  | N | Y | [5 empty] | NG
24211 | Tucson Electric Power Co | 126 | H Wilson Sundt Generating Station | AZ | Pima | GT1 | GT | OP | 27 | 24 | 24 |  | 12 | 1972 | BLQ BLQ BLQ: NG; WDS WDS WDS: DFO; Y Y Y: Y; Y Y Y: Y |  | S |  | N | Electric Utility | 1 |  | N | N | [17 empty] | N
24211 | Tucson Electric Power Co | 126 | H Wilson Sundt Generating Station | AZ | Pima | GT2 | GT | OP | 27 | 25 | 25 |  | 12 | 1972 | BLQ BLQ BLQ: NG; WDS WDS WDS: DFO; Y Y Y: Y; Y Y Y: Y |  | S |  | N | Electric Utility | 1 |  | N | N | [17 empty] | N
24211 | Tucson Electric Power Co | 126 | H Wilson Sundt Generating Station | AZ | Pima | ST1 | ST | OP | 108.8 | 81 | 81 |  | 12 | 1958 | BLQ BLQ BLQ: NG; WDS WDS WDS: RFO; Y Y Y: Y; Y Y Y: Y |  | S |  | N | Electric Utility | 1 |  | N | N | [17 empty] | N | [6 empty] | NG
24211 | Tucson Electric Power Co | 126 | H Wilson Sundt Generating Station | AZ | Pima | ST2 | ST | OP | 108.8 | 81 | 81 |  | 10 | 1960 | BLQ BLQ BLQ: NG; WDS WDS WDS: RFO; Y Y Y: Y; Y Y Y: Y |  | S |  | N | Electric Utility | 1 |  | N | N | [17 empty] | N | [6 empty] | NG
24211 | Tucson Electric Power Co | 126 | H Wilson Sundt Generating Station | AZ | Pima | ST3 | ST | OP | 113.6 | 105 | 105 |  | 6 | 1962 | BLQ BLQ BLQ: NG; WDS WDS WDS: RFO; Y Y Y: Y; Y Y Y: Y |  | S |  | N | Electric Utility | 1 |  | N | N | [17 empty] | N | [6 empty] | NG
24211 | Tucson Electric Power Co | 6088 | North Loop | AZ | PIMA | 1 | GT | OP | 27 | 25 | 25 |  | 12 | 1972 | BLQ BLQ BLQ: NG; WDS WDS WDS: DFO; Y Y Y: Y; Y Y Y: Y |  | S |  | N | Electric Utility | 1 |  | N | N | [17 empty] | N
24211 | Tucson Electric Power Co | 6088 | North Loop | AZ | PIMA | 2 | GT | OP | 27 | 25 | 25 |  | 12 | 1972 | BLQ BLQ BLQ: NG; WDS WDS WDS: DFO; Y Y Y: Y; Y Y Y: Y |  | S |  | N | Electric Utility | 1 |  | N | N | [17 empty] | N
24211 | Tucson Electric Power Co | 6088 | North Loop | AZ | PIMA | 3 | GT | OP | 27 | 23 | 23 |  | 12 | 1972 | BLQ BLQ BLQ: NG; WDS WDS WDS: DFO; Y Y Y: Y; Y Y Y: Y |  | S |  | N | Electric Utility | 1 |  | N | N | [17 empty] | N
24211 | Tucson Electric Power Co | 6088 | North Loop | AZ | PIMA | 4 | GT | OP | 26.8 | 19 | 21.5 |  | 7 | 2001 | BLQ BLQ BLQ: NG; Y Y Y: N; Y Y Y: Y |  | S |  | N | Electric Utility | 1 |  | N | N | [17 empty] | N
24211 | Tucson Electric Power Co | 8223 | Springerville | AZ | Apache | 1 | ST | OP | 424.8 | 387 | 387 |  | 6 | 1985 | BLQ BLQ BLQ: SUB; Y Y Y: N; Y Y Y: Y |  | J |  | N | Electric Utility | 1 |  | N | N | [17 empty] | N | Y | [5 empty] | DFO
24211 | Tucson Electric Power Co | 8223 | Springerville | AZ | Apache | 2 | ST | OP | 424.8 | 390 | 390 |  | 6 | 1990 | BLQ BLQ BLQ: SUB; Y Y Y: N; Y Y Y: Y |  | S |  | N | Electric Utility | 1 |  | N | N | [17 empty] | N | Y | [5 empty] | DFO
24211 | Tucson Electric Power Co | 8223 | Springerville | AZ | Apache | 3 | ST | OP | 450 | 417 | 417 |  | 7 | 2006 | BLQ BLQ BLQ: SUB; Y Y Y: N; Y Y Y: Y |  | W |  | N | Electric Utility | 1 |  | N | N | [17 empty] | N | Y | [5 empty] | DFO
24211 | Tucson Electric Power Co | 8223 | Springerville | AZ | Apache | 4 | ST | OP | 450 | 415 | 415 |  | 12 | 2009 | BLQ BLQ BLQ: SUB; Y Y Y: N; Y Y Y: Y |  | W |  | N | Electric Utility | 1 |  | N | N | [17 empty] | N | Y | N |  |  |  |  | DFO
24211 | Tucson Electric Power Co | 8223 | Springerville | AZ | Apache | SGSS | PV | OP | 5.1 | 5.1 | 5.1 |  | 5 | 2001 | BLQ BLQ BLQ: SUN; Y Y Y: N; Y Y Y: Y |  | S |  | N | Electric Utility | 1 |  | N | N | [17 empty] | N
24211 | Tucson Electric Power Co | 8223 | Springerville | AZ | Apache | SGSS1 | PV | OP | 4.2 | 3.8 | 4.2 |  | 12 | 2010 | BLQ BLQ BLQ: SUN; Y Y Y: N; Y Y Y: Y |  | S |  | N | Electric Utility | 1 |  |  | N
24211 | Tucson Electric Power Co | 57392 | UASTP I | AZ | Pima | UATP1 | PV | OP | 1.2 | 1.2 | 1 |  | 12 | 2010 | BLQ BLQ BLQ: SUN; Y Y Y: N; Y Y Y: Y |  | S |  | N | Electric Utility | 1 |  |  | N | [17 empty] | N
24211 | Tucson Electric Power Co | 57717 | UASTP II | AZ | Pima | UATP2 | PV | OP | 2.8 | 2.8 | 2.3 |  | 1 | 2012 | BLQ BLQ BLQ: SUN; Y Y Y: N; Y Y Y: Y |  | S |  | N | Electric Utility | 1
24211 | Tucson Electric Power Co | 58171 | Prairie Fire | AZ | Pima | GEN1 | PV | OP | 5 | 5 | 5 |  | 12 | 2012 | BLQ BLQ BLQ: SUN; Y Y Y: N; Y Y Y: Y |  | S | 9 | N | Electric Utility | 1
24263 | Cellu Tissue Holdings Inc | 52017 | Menominee Acquisition | MI | Menominee | ST1 | ST | OS | 1.5 | 1.5 | 1.5 |  | 6 | 1962 | BLQ BLQ BLQ: BIT; Y Y Y: N; Y Y Y: N | N | S |  | Y | Industrial CHP | 7 | T | N | N | [17 empty] | N |  |  | Y |  |  |  | NG
24263 | Cellu Tissue Holdings Inc | 52017 | Menominee Acquisition | MI | Menominee | ST2 | ST | OP | 2.5 | 2.5 | 2.5 |  | 6 | 1950 | BLQ BLQ BLQ: BIT; Y Y Y: N; Y Y Y: Y | Y | S |  | Y | Industrial CHP | 7 | T | N | N | [17 empty] | N |  |  | Y |  |  |  | NG
24457 | Calpine Eastern Corp | 50292 | Bethpage Power Plant | NY | Nassau | GEN1 | CT | OP | 33.7 | 22.2 | 23.8 | G602 | 8 | 1989 | BLQ BLQ BLQ: NG; WDS WDS WDS: DFO; Y Y Y: N; Y Y Y: Y |  | S |  | N | IPP Non-CHP | 2 |  | N | N | [12 empty] | N
24457 | Calpine Eastern Corp | 50292 | Bethpage Power Plant | NY | Nassau | GEN2 | CT | OP | 33.7 | 22.2 | 23.8 | G602 | 8 | 1989 | BLQ BLQ BLQ: NG; WDS WDS WDS: DFO; Y Y Y: N; Y Y Y: Y |  | S |  | N | IPP Non-CHP | 2 |  | N | N | [12 empty] | N
24457 | Calpine Eastern Corp | 50292 | Bethpage Power Plant | NY | Nassau | GEN3 | CA | OP | 16.2 | 10.6 | 11.4 | G602 | 8 | 1989 | BLQ BLQ BLQ: NG; Y Y Y: N; Y Y Y: Y |  | S |  | N | IPP Non-CHP | 2 |  | N | N | [12 empty] | N
24457 | Calpine Eastern Corp | 50292 | Bethpage Power Plant | NY | Nassau | GEN4 | IC | SB | 0.4 | 0.4 | 0.4 |  | 8 | 1989 | BLQ BLQ BLQ: DFO; Y Y Y: N; Y Y Y: Y | Y | S |  | N | IPP Non-CHP | 2 |  | N | N | [12 empty] | N
24457 | Calpine Eastern Corp | 50292 | Bethpage Power Plant | NY | Nassau | GEN5 | GT | OP | 60 | 47 | 49.6 |  | 7 | 2002 | BLQ BLQ BLQ: NG; Y Y Y: N; Y Y Y: Y |  | S |  | N | IPP Non-CHP | 2 |  | N | N | [12 empty] | N |  |  |  |  | N
24457 | Calpine Eastern Corp | 50292 | Bethpage Power Plant | NY | Nassau | GEN6 | CT | OP | 60 | 49 | 50 | G603 | 7 | 2005 | BLQ BLQ BLQ: NG; Y Y Y: N; Y Y Y: Y |  | S |  | N | IPP Non-CHP | 2 |  | N | N | [12 empty] | N |  |  |  |  | N
24457 | Calpine Eastern Corp | 50292 | Bethpage Power Plant | NY | Nassau | GEN7 | CA | OP | 36 | 33 | 34 | G603 | 7 | 2005 | BLQ BLQ BLQ: NG; Y Y Y: N; Y Y Y: Y |  | S |  | N | IPP Non-CHP | 2 |  | Y | N | [12 empty] | N |  |  |  |  | N
24536 | Aera Energy LLC-San Ardo | 55184 | Aera San Ardo Cogen Facility | CA | MONTEREY | UN-A | GT | OP | 3 | 2.8 | 3 |  | 7 | 1989 | [9 empty] | S |  | Y | Industrial CHP | 7 | T | N | N | [17 empty] | N | bar: BLQ BLQ BLQ; Y Y Y to Y Y Y
24536 | Aera Energy LLC-San Ardo | 55184 | Aera San Ardo Cogen Facility | CA | MONTEREY | UN-B | GT | OP | 3.2 | 2.8 | 3 |  | 7 | 1989 | [9 empty] | S |  | Y | Industrial CHP | 7 | T | N | N | [17 empty] | N | bar: BLQ BLQ BLQ; Y Y Y to Y Y Y
24793 | Briar-Hydro Associates | 50351 | Rolfe Canal Hydro | NH | Merrimack | 1 | HY | OP | 4.3 | 4.3 | 4.3 |  | 12 | 1987 | BLQ BLQ BLQ: WAT; Y Y Y: N; Y Y Y: Y |  | S | 1 | N | IPP Non-CHP | 2 |  | N | N | [17 empty] | N
24793 | Briar-Hydro Associates | 50353 | Penacook Lower Falls | NH | Merrimack | 1 | HY | OP | 4.6 | 4.6 | 4.6 |  | 8 | 1983 | BLQ BLQ BLQ: WAT; Y Y Y: N; Y Y Y: Y |  | S | 1 | N | IPP Non-CHP | 2 |  | N | N | [17 empty] | N
24793 | Briar-Hydro Associates | 50414 | Penacook Upper Falls Hydro | NH | Merrimack | 1 | HY | OP | 3.4 | 3.4 | 3.4 |  | 12 | 1986 | BLQ BLQ BLQ: WAT; Y Y Y: N; Y Y Y: Y |  | S | 1 | N | IPP Non-CHP | 2 |  | N | N | [17 empty] | N
24900 | CF Industries Inc | 50371 | CFI Plant City Phosphate Complex | FL | Hillsborough | MI34 | ST | OP | 40.5 | 27.9 | 22.2 |  | 11 | 1988 | BLQ BLQ BLQ: WH; Y Y Y: N; Y Y Y: Y |  | S |  | Y | Industrial CHP | 7 | B | N | N | [17 empty] | N | [6 empty] | OTH
24931 | Palmer Hydroelectric | 54580 | Curtis Palmer Hydroelectric | NY | Saratoga | C1 | HY | OP | 2.6 | 2.5 | 2.5 |  | 3 | 1986 | BLQ BLQ BLQ: WAT; Y Y Y: N; Y Y Y: Y |  | S | 0 | N | IPP Non-CHP | 2 |  | N | N | [17 empty] | N
24931 | Palmer Hydroelectric | 54580 | Curtis Palmer Hydroelectric | NY | Saratoga | C2 | HY | OP | 2.6 | 2.5 | 2.5 |  | 1 | 1986 | BLQ BLQ BLQ: WAT; Y Y Y: N; Y Y Y: Y |  | S | 0 | N | IPP Non-CHP | 2 |  | N | N | [17 empty] | N
24931 | Palmer Hydroelectric | 54580 | Curtis Palmer Hydroelectric | NY | Saratoga | C3 | HY | OP | 2.6 | 2.4 | 2.4 |  | 12 | 1985 | BLQ BLQ BLQ: WAT; Y Y Y: N; Y Y Y: Y |  | S | 0 | N | IPP Non-CHP | 2 |  | N | N | [17 empty] | N
24931 | Palmer Hydroelectric | 54580 | Curtis Palmer Hydroelectric | NY | Saratoga | C4 | HY | OP | 1 | 1.1 | 1.1 |  | 11 | 1985 | BLQ BLQ BLQ: WAT; Y Y Y: N; Y Y Y: Y |  | S | 0 | N | IPP Non-CHP | 2 |  | N | N | [17 empty] | N
24931 | Palmer Hydroelectric | 54580 | Curtis Palmer Hydroelectric | NY | Saratoga | C5 | HY | OP | 1 | 1.1 | 1.1 |  | 10 | 1985 | BLQ BLQ BLQ: WAT; Y Y Y: N; Y Y Y: Y |  | S | 0 | N | IPP Non-CHP | 2 |  | N | N | [17 empty] | N
24931 | Palmer Hydroelectric | 54580 | Curtis Palmer Hydroelectric | NY | Saratoga | P1 | HY | OP | 24.6 | 25 | 25 |  | 11 | 1986 | BLQ BLQ BLQ: WAT; Y Y Y: N; Y Y Y: Y |  | S | 0 | N | IPP Non-CHP | 2 |  | N | N | [17 empty] | N
24931 | Palmer Hydroelectric | 54580 | Curtis Palmer Hydroelectric | NY | Saratoga | P2 | HY | OP | 24.6 | 25 | 25 |  | 10 | 1986 | BLQ BLQ BLQ: WAT; Y Y Y: N; Y Y Y: Y |  | S |  | N | IPP Non-CHP | 2 |  | N | N | [17 empty] | N
24979 | Chasm Hydro Partnership | 50315 | Chasm Hydro Partnership | NY | Franklin | 1100 | HY | OP | 1 | 0.5 | 0.8 |  | 3 | 1982 | BLQ BLQ BLQ: WAT; Y Y Y: N; Y Y Y: Y |  | S | 0 | N | IPP Non-CHP | 2 |  | N | N
24979 | Chasm Hydro Partnership | 50315 | Chasm Hydro Partnership | NY | Franklin | 2600 | HY | OP | 0.6 | 0.5 | 0.6 |  | 10 | 1984 | BLQ BLQ BLQ: WAT; Y Y Y: N; Y Y Y: Y |  | S | 0 | N | IPP Non-CHP | 2 |  | N | N
25049 | Gas Recovery Systems Inc | 10388 | GRS Newby I | CA | Santa Clara | 1 | IC | OP | 0.5 | 0.5 | 0.5 |  | 9 | 1984 | BLQ BLQ BLQ: LFG; Y Y Y: N; Y Y Y: Y |  | S |  | N | IPP Non-CHP | 2 |  | N | N
25049 | Gas Recovery Systems Inc | 10388 | GRS Newby I | CA | Santa Clara | 2 | IC | OS | 0.5 | 0.5 | 0.5 |  | 9 | 1984 | BLQ BLQ BLQ: LFG; Y Y Y: N; Y Y Y: Y |  | S |  | N | IPP Non-CHP | 2 |  | N
25049 | Gas Recovery Systems Inc | 10388 | GRS Newby I | CA | Santa Clara | 3 | IC | OP | 0.5 | 0.5 | 0.5 |  | 9 | 1984 | BLQ BLQ BLQ: LFG; Y Y Y: N; Y Y Y: Y |  | S |  | N | IPP Non-CHP | 2 |  | N | N
25049 | Gas Recovery Systems Inc | 10388 | GRS Newby I | CA | Santa Clara | 4 | IC | OP | 0.5 | 0.5 | 0.5 |  | 9 | 1984 | BLQ BLQ BLQ: LFG; Y Y Y: N; Y Y Y: Y |  | S |  | N | IPP Non-CHP | 2 |  | N | N
25049 | Gas Recovery Systems Inc | 10392 | GRS American Canyon | CA | Napa | 1 | IC | OP | 0.8 | 0.7 | 0.7 |  | 12 | 1985 | BLQ BLQ BLQ: LFG; Y Y Y: N; Y Y Y: Y |  | S |  | N | IPP Non-CHP | 2 |  | N | N
25049 | Gas Recovery Systems Inc | 10392 | GRS American Canyon | CA | Napa | 2 | IC | OP | 0.8 | 0.7 | 0.7 |  | 12 | 1985 | BLQ BLQ BLQ: LFG; Y Y Y: N; Y Y Y: Y |  | S |  | N | IPP Non-CHP | 2 |  | N | N
25049 | Gas Recovery Systems Inc | 55588 | GRS Sunset Farms | TX | Travis | 1 | IC | OP | 1 | 0.9 | 0.9 |  | 12 | 1996 | BLQ BLQ BLQ: LFG; Y Y Y: N; Y Y Y: Y |  | S |  | N | IPP Non-CHP | 2 |  | N | N
25049 | Gas Recovery Systems Inc | 55588 | GRS Sunset Farms | TX | Travis | 2 | IC | OP | 1 | 0.9 | 0.9 |  | 12 | 1996 | BLQ BLQ BLQ: LFG; Y Y Y: N; Y Y Y: Y |  | S |  | N | IPP Non-CHP | 2 |  | N | N
25049 | Gas Recovery Systems Inc | 55588 | GRS Sunset Farms | TX | Travis | 3 | IC | OP | 1 | 0.9 | 0.9 |  | 12 | 1996 | BLQ BLQ BLQ: LFG; Y Y Y: N; Y Y Y: Y |  | S |  | N | IPP Non-CHP | 2 |  | N | N
25049 | Gas Recovery Systems Inc | 55588 | GRS Sunset Farms | TX | Travis | 4 | IC | OP | 1 | 0.9 | 0.9 |  | 1 | 2004 | BLQ BLQ BLQ: LFG; Y Y Y: N; Y Y Y: Y |  | S |  | N | IPP Non-CHP | 2 |  |  | N
25049 | Gas Recovery Systems Inc | 55589 | GRS Fall River | MA | Bristol | 1 | IC | OP | 1 | 0.9 | 0.9 |  | 7 | 2000 | BLQ BLQ BLQ: LFG; Y Y Y: N; Y Y Y: Y |  | S |  | N | IPP Non-CHP | 2 |  | N | N
25049 | Gas Recovery Systems Inc | 55589 | GRS Fall River | MA | Bristol | 2 | IC | OP | 1 | 0.9 | 0.9 |  | 7 | 2000 | BLQ BLQ BLQ: LFG; Y Y Y: N; Y Y Y: Y |  | S |  | N | IPP Non-CHP | 2 |  | N | N
25049 | Gas Recovery Systems Inc | 55589 | GRS Fall River | MA | Bristol | 3 | GT | OP | 5.3 | 4.4 | 4.8 |  | 7 | 2000 | BLQ BLQ BLQ: LFG; Y Y Y: N; Y Y Y: Y |  | S |  | N | IPP Non-CHP | 2 |  | N | N
25049 | Gas Recovery Systems Inc | 55596 | GRS Arbor Hills | MI | Washtenaw | 0001 | CT | OP | 5 | 3.8 | 4.2 |  | 6 | 1996 | BLQ BLQ BLQ: LFG; WDS WDS WDS: DFO; Y Y Y: N; Y Y Y: Y |  | S |  | N | IPP Non-CHP | 2 |  | N | N
25049 | Gas Recovery Systems Inc | 55596 | GRS Arbor Hills | MI | Washtenaw | 0002 | CT | OP | 5 | 3.8 | 4.2 |  | 6 | 1996 | BLQ BLQ BLQ: LFG; WDS WDS WDS: DFO; Y Y Y: N; Y Y Y: Y |  | S |  | N | IPP Non-CHP | 2 |  | N | N
25049 | Gas Recovery Systems Inc | 55596 | GRS Arbor Hills | MI | Washtenaw | 0003 | CT | OP | 5 | 3.8 | 4.2 |  | 6 | 1996 | BLQ BLQ BLQ: LFG; WDS WDS WDS: DFO; Y Y Y: N; Y Y Y: Y |  | S |  | N | IPP Non-CHP | 2 |  | N | N
25049 | Gas Recovery Systems Inc | 55596 | GRS Arbor Hills | MI | Washtenaw | 0004 | CA | OP | 10 | 7.6 | 8.4 |  | 6 | 1996 | BLQ BLQ BLQ: LFG; WDS WDS WDS: DFO; Y Y Y: N; Y Y Y: Y |  | S |  | N | IPP Non-CHP | 2 |  | Y | N
25049 | Gas Recovery Systems Inc | 55596 | GRS Arbor Hills | MI | Washtenaw | 0005 | CT | OP | 5.3 | 4.8 | 5.3 |  | 11 | 2005 | BLQ BLQ BLQ: LFG; WDS WDS WDS: DFO; Y Y Y: N; Y Y Y: Y |  | S |  | N | IPP Non-CHP | 2 |  | N | N
25049 | Gas Recovery Systems Inc | 55597 | GRS C&C | MI | Calhoun | 1 | IC | OS | 1 | 0.9 | 0.9 |  | 2 | 1995 | BLQ BLQ BLQ: LFG; Y Y Y: N; Y Y Y: Y |  | S |  | N | IPP Non-CHP | 2 |  | N | N
25049 | Gas Recovery Systems Inc | 55597 | GRS C&C | MI | Calhoun | 2 | IC | OS | 1 | 0.9 | 0.9 |  | 2 | 1995 | BLQ BLQ BLQ: LFG; Y Y Y: N; Y Y Y: Y |  | S |  | N | IPP Non-CHP | 2 |  | N | N
25049 | Gas Recovery Systems Inc | 55597 | GRS C&C | MI | Calhoun | 3 | IC | OP | 1 | 0.9 | 0.9 |  | 2 | 1995 | BLQ BLQ BLQ: LFG; Y Y Y: N; Y Y Y: Y |  | S |  | N | IPP Non-CHP | 2 |  | N | N
25049 | Gas Recovery Systems Inc | 55597 | GRS C&C | MI | Calhoun | 4 | GT | OP | 2.7 | 2.3 | 2.6 |  | 2 | 2007 | BLQ BLQ BLQ: LFG; Y Y Y: N; Y Y Y: Y |  | S |  | N | IPP Non-CHP | 2 |  |  | N | [17 empty] | N
25049 | Gas Recovery Systems Inc | 55599 | GRS CMS | NC | Cabarrus | 1 | GT | OP | 5.3 | 4.3 | 4.8 |  | 12 | 1999 | BLQ BLQ BLQ: LFG; WDS WDS WDS: DFO; Y Y Y: N; Y Y Y: Y |  | S |  | N | IPP Non-CHP | 2 |  | N | N
25422 | National Power Coop Inc | 7872 | Robert P Mone Plant | OH | Van Wert | 1 | GT | OP | 198 | 151.7 | 184.9 |  | 7 | 2002 | BLQ BLQ BLQ: NG; WDS WDS WDS: DFO; Y Y Y: Y; Y Y Y: Y |  | S |  | N | Electric Utility | 1 |  | N | N | [17 empty] | N
25422 | National Power Coop Inc | 7872 | Robert P Mone Plant | OH | Van Wert | 2 | GT | OP | 198 | 149.5 | 183.1 |  | 7 | 2002 | BLQ BLQ BLQ: NG; WDS WDS WDS: DFO; Y Y Y: Y; Y Y Y: Y |  | S |  | N | Electric Utility | 1 |  | N | N | [17 empty] | N
25422 | National Power Coop Inc | 7872 | Robert P Mone Plant | OH | Van Wert | 3 | GT | OP | 198 | 149.4 | 183.7 |  | 7 | 2002 | BLQ BLQ BLQ: NG; WDS WDS WDS: DFO; Y Y Y: Y; Y Y Y: Y |  | S |  | N | Electric Utility | 1 |  | N | N | [17 empty] | N
25438 | Friant Power Authority | 50393 | Friant Hydro Facility | CA | Fresno | FR1 | HY | OP | 18.4 | 20 | 5 |  | 1 | 1986 | BLQ BLQ BLQ: WAT; Y Y Y: N; Y Y Y: Y |  | S | 0 | N | IPP Non-CHP | 2 |  | N | N | [17 empty] | N
25438 | Friant Power Authority | 50393 | Friant Hydro Facility | CA | Fresno | M1 | HY | OP | 9.8 | 8 | 8 |  | 7 | 1985 | BLQ BLQ BLQ: WAT; Y Y Y: N; Y Y Y: Y |  | S | 0 | N | IPP Non-CHP | 2 |  | N | N | [17 empty] | N
25438 | Friant Power Authority | 50393 | Friant Hydro Facility | CA | Fresno | RO1 | HY | OP | 2.4 | 2.3 | 1 |  | 4 | 1985 | BLQ BLQ BLQ: WAT; Y Y Y: N; Y Y Y: Y |  | S | 0 | N | IPP Non-CHP | 2 |  | N | N | [17 empty] | N
25477 | USCE-Kansas City District | 2124 | Stockton | MO | CEDAR | 1 | HY | OP | 45.2 | 54.2 | 54.2 |  | 3 | 1973 | BLQ BLQ BLQ: WAT; Y Y Y: N; Y Y Y: Y |  | S |  | N | Electric Utility | 1 |  | N | Y | 54.7 | 54.7 | 4 | 2014 |  |  |  |  | HY | WAT | 4 | 2014 | Y | 4 | 2014
25477 | USCE-Kansas City District | 6141 | Harry Truman | MO | Benton | 1 | PS | OP | 26.9 | 31 | 31 |  | 5 | 1982 | BLQ BLQ BLQ: WAT; Y Y Y: N; Y Y Y: Y |  | S |  | N | Electric Utility | 1 |  | N | N
25477 | USCE-Kansas City District | 6141 | Harry Truman | MO | Benton | 2 | PS | OP | 26.9 | 31 | 31 |  | 8 | 1982 | BLQ BLQ BLQ: WAT; Y Y Y: N; Y Y Y: Y |  | S |  | N | Electric Utility | 1 |  | N | N
25477 | USCE-Kansas City District | 6141 | Harry Truman | MO | Benton | 3 | PS | OP | 26.9 | 31 | 31 |  | 7 | 1982 | BLQ BLQ BLQ: WAT; Y Y Y: N; Y Y Y: Y |  | S |  | N | Electric Utility | 1 |  | N | N
25477 | USCE-Kansas City District | 6141 | Harry Truman | MO | Benton | 4 | PS | OP | 26.9 | 31 | 31 |  | 2 | 1982 | BLQ BLQ BLQ: WAT; Y Y Y: N; Y Y Y: Y |  | S |  | N | Electric Utility | 1 |  | N | N
25477 | USCE-Kansas City District | 6141 | Harry Truman | MO | Benton | 5 | PS | OP | 26.9 | 31 | 31 |  | 12 | 1981 | BLQ BLQ BLQ: WAT; Y Y Y: N; Y Y Y: Y |  | S |  | N | Electric Utility | 1 |  | N | N
25477 | USCE-Kansas City District | 6141 | Harry Truman | MO | Benton | 6 | PS | OP | 26.9 | 31 | 31 |  | 12 | 1979 | BLQ BLQ BLQ: WAT; Y Y Y: N; Y Y Y: Y |  | S |  | N | Electric Utility | 1 |  | N | N
25771 | Quinebaug Associates LLC | 55860 | Quinebaug Lower Project | CT | Windham | 5-M | HY | OP | 0.3 | 0.3 | 0.3 |  | 8 | 1990 | BLQ BLQ BLQ: WAT; Y Y Y: N; Y Y Y: Y |  | S |  | N | IPP Non-CHP | 2 |  |  | N | [12 empty] | N |  |  |  |  | N
25771 | Quinebaug Associates LLC | 55860 | Quinebaug Lower Project | CT | Windham | MF | HY | OP | 0.1 | 0.1 | 0.1 |  | 4 | 1990 | BLQ BLQ BLQ: WAT; Y Y Y: N; Y Y Y: Y |  | S |  | N | IPP Non-CHP | 2 |  | N | N | [12 empty] | N |  |  |  |  | N
25771 | Quinebaug Associates LLC | 55860 | Quinebaug Lower Project | CT | Windham | U2 | HY | OP | 0.8 | 0.8 | 0.7 |  | 8 | 1990 | BLQ BLQ BLQ: WAT; Y Y Y: N; Y Y Y: Y |  | S |  | N | IPP Non-CHP | 2 |  | N | N | [12 empty] | N |  |  |  |  | N
25771 | Quinebaug Associates LLC | 55860 | Quinebaug Lower Project | CT | Windham | UI | HY | OP | 1.3 | 1.2 | 1.2 |  | 8 | 1990 | BLQ BLQ BLQ: WAT; Y Y Y: N; Y Y Y: Y |  | S |  | N | IPP Non-CHP | 2 |  | N | N | [12 empty] | N |  |  |  |  | N
25835 | Portland City of | 50105 | Ground Water Pumping Station | OR | Multnomah | GPS1 | HY | OS | 0.9 | 0.9 | 0.9 |  | 4 | 1985 | BLQ BLQ BLQ: WAT; Y Y Y: N; Y Y Y: Y |  | S | 0 | N | IPP Non-CHP | 2 |  | N | N | [17 empty] | N
25835 | Portland City of | 50105 | Ground Water Pumping Station | OR | Multnomah | GPS2 | HY | OS | 0.9 | 0.9 | 0.9 |  | 4 | 1985 | BLQ BLQ BLQ: WAT; Y Y Y: N; Y Y Y: Y |  | S | 0 | N | IPP Non-CHP | 2 |  | N | N | [17 empty] | N
25835 | Portland City of | 50105 | Ground Water Pumping Station | OR | Multnomah | GPS3 | HY | OS | 0.9 | 0.9 | 0.9 |  | 4 | 1985 | BLQ BLQ BLQ: WAT; Y Y Y: N; Y Y Y: Y |  | S | 0 | N | IPP Non-CHP | 2 |  | N | N | [17 empty] | N
25835 | Portland City of | 50105 | Ground Water Pumping Station | OR | Multnomah | GPS4 | HY | OS | 0.9 | 0.9 | 0.9 |  | 4 | 1985 | BLQ BLQ BLQ: WAT; Y Y Y: N; Y Y Y: Y |  | S | 0 | N | IPP Non-CHP | 2 |  | N | N | [17 empty] | N
25835 | Portland City of | 50105 | Ground Water Pumping Station | OR | Multnomah | GPS5 | HY | OS | 0.9 | 0.9 | 0.9 |  | 4 | 1985 | BLQ BLQ BLQ: WAT; Y Y Y: N; Y Y Y: Y |  | S | 0 | N | IPP Non-CHP | 2 |  | N | N | [17 empty] | N
25835 | Portland City of | 50105 | Ground Water Pumping Station | OR | Multnomah | GPS6 | HY | OS | 0.9 | 0.9 | 0.9 |  | 4 | 1985 | BLQ BLQ BLQ: WAT; Y Y Y: N; Y Y Y: Y |  | S | 0 | N | IPP Non-CHP | 2 |  | N | N | [17 empty] | N
25915 | El Dorado Irrigation District | 238 | El Dorado | CA | EL DORADO | 1 | HY | OP | 10 | 10.3 | 10.6 |  | 1 | 1924 | BLQ BLQ BLQ: WAT; Y Y Y: N; Y Y Y: Y |  | S |  | N | Electric Utility | 1 |  | N | N | [17 empty] | N
25915 | El Dorado Irrigation District | 238 | El Dorado | CA | EL DORADO | 2 | HY | OP | 10 | 10.3 | 10.5 |  | 1 | 1924 | BLQ BLQ BLQ: WAT; Y Y Y: N; Y Y Y: Y |  | S |  | N | Electric Utility | 1 |  | N | N | [17 empty] | N
26003 | Kankakee City of | 54525 | Kankakee Hydro Facility | IL | KANKAKEE | 1 | HY | OP | 0.4 | 0.4 | 0.4 |  | 7 | 1991 | BLQ BLQ BLQ: WAT; Y Y Y: N; Y Y Y: Y |  | S | 0 | N | Commercial Non-CHP | 4 |  | N | N | [17 empty] | N
26003 | Kankakee City of | 54525 | Kankakee Hydro Facility | IL | KANKAKEE | 2 | HY | OP | 0.4 | 0.4 | 0.4 |  | 7 | 1991 | BLQ BLQ BLQ: WAT; Y Y Y: N; Y Y Y: Y |  | S | 0 | N | Commercial Non-CHP | 4 |  | N | N | [17 empty] | N
26003 | Kankakee City of | 54525 | Kankakee Hydro Facility | IL | KANKAKEE | 3 | HY | OP | 0.4 | 0.4 | 0.4 |  | 7 | 1991 | BLQ BLQ BLQ: WAT; Y Y Y: N; Y Y Y: Y |  | S |  | N | Commercial Non-CHP | 4 |  | N | N | [12 empty] | N |  |  |  |  | N
26253 | Louisiana Energy & Power Authority | 1449 | Morgan City | LA | St Mary | 1 | ST | OS | 6 | 5.8 | 5.8 |  | 6 | 1963 | [9 empty] | W |  | N | Electric Utility | 1 |  | N | N | [17 empty] | N | bar: BLQ BLQ BLQ; Y Y Y to Y Y Y
26253 | Louisiana Energy & Power Authority | 1449 | Morgan City | LA | St Mary | 2 | ST | OS | 6 | 5.8 | 5.8 |  | 6 | 1963 | [9 empty] | W |  | N | Electric Utility | 1 |  | N | N | [17 empty] | N | bar: BLQ BLQ BLQ; Y Y Y to Y Y Y
26253 | Louisiana Energy & Power Authority | 1449 | Morgan City | LA | St Mary | 3 | ST | OP | 20.8 | 18 | 18 |  | 5 | 1970 | BLQ BLQ BLQ: NG; Y Y Y: N; Y Y Y: Y |  | W |  | N | Electric Utility | 1 |  | N | N | [17 empty] | N
26253 | Louisiana Energy & Power Authority | 1449 | Morgan City | LA | St Mary | 4 | ST | OP | 37.5 | 33 | 33 |  | 5 | 1970 | BLQ BLQ BLQ: NG; Y Y Y: N; Y Y Y: Y |  | W |  | N | Electric Utility | 1 |  | N | N | [17 empty] | N
26253 | Louisiana Energy & Power Authority | 1453 | New Roads | LA | Pointe Coupee | 1 | IC | OP | 2.3 | 1.8 | 1.8 |  | 6 | 1965 | BLQ BLQ BLQ: NG; WDS WDS WDS: DFO; Y Y Y: Y; Y Y Y: Y |  | W |  | N | Electric Utility | 1 |  | N | N | [17 empty] | N
26253 | Louisiana Energy & Power Authority | 1453 | New Roads | LA | Pointe Coupee | 2 | IC | OP | 0.6 | 0.6 | 0.6 |  | 6 | 1953 | BLQ BLQ BLQ: NG; WDS WDS WDS: DFO; Y Y Y: Y; Y Y Y: Y |  | W |  | N | Electric Utility | 1 |  | N | N | [17 empty] | N
26253 | Louisiana Energy & Power Authority | 1453 | New Roads | LA | Pointe Coupee | 3 | IC | OP | 1.1 | 0.7 | 0.7 |  | 6 | 1957 | BLQ BLQ BLQ: NG; WDS WDS WDS: DFO; Y Y Y: Y; Y Y Y: Y |  | W |  | N | Electric Utility | 1 |  | N | N | [17 empty] | N
26253 | Louisiana Energy & Power Authority | 1453 | New Roads | LA | Pointe Coupee | 4 | IC | OP | 1.7 | 1.2 | 1.2 |  | 6 | 1957 | BLQ BLQ BLQ: NG; WDS WDS WDS: DFO; Y Y Y: Y; Y Y Y: Y |  | W |  | N | Electric Utility | 1 |  | N | N | [17 empty] | N
26253 | Louisiana Energy & Power Authority | 1453 | New Roads | LA | Pointe Coupee | 5 | IC | OP | 1.7 | 1.2 | 1.2 |  | 6 | 1951 | BLQ BLQ BLQ: NG; WDS WDS WDS: DFO; Y Y Y: Y; Y Y Y: Y |  | W |  | N | Electric Utility | 1 |  | N | N | [17 empty] | N
26253 | Louisiana Energy & Power Authority | 1453 | New Roads | LA | Pointe Coupee | 6 | IC | OP | 2 | 1.5 | 1.5 |  | 6 | 1971 | BLQ BLQ BLQ: NG; WDS WDS WDS: DFO; Y Y Y: Y; Y Y Y: Y |  | W |  | N | Electric Utility | 1 |  | N | N | [17 empty] | N
26253 | Louisiana Energy & Power Authority | 1455 | Plaquemine | LA | Iberville | 1 | ST | SB | 20 | 17.5 | 17.5 |  | 12 | 1971 | BLQ BLQ BLQ: NG; Y Y Y: N; Y Y Y: Y | Y | W |  | N | Electric Utility | 1 |  | N | N
26253 | Louisiana Energy & Power Authority | 1455 | Plaquemine | LA | Iberville | 2 | ST | OP | 24 | 20.4 | 20.4 |  | 1 | 1976 | BLQ BLQ BLQ: NG; Y Y Y: N; Y Y Y: Y | Y | W |  | N | Electric Utility | 1 |  | N | N
26253 | Louisiana Energy & Power Authority | 1456 | Rayne | LA | Acadia | 8 | IC | OS | 4.1 | 3.4 | 3.4 |  | 1 | 1969 | BLQ BLQ BLQ: DFO; Y Y Y: N; Y Y Y: Y |  | W |  | N | Electric Utility | 1 |  | N | N | [17 empty] | N
26253 | Louisiana Energy & Power Authority | 1456 | Rayne | LA | Acadia | 9 | IC | OP | 4.1 | 3.6 | 3.6 |  | 6 | 1969 | BLQ BLQ BLQ: DFO; Y Y Y: N; Y Y Y: Y |  | W |  | N | Electric Utility | 1 |  | N | N | [17 empty] | N
26287 | Madera-Chowchilla Power Auth | 50322 | Site 980 65 | CA | MADERA | GEN1 | HY | OP | 2.1 | 2.1 | 2.1 |  | 4 | 1985 | BLQ BLQ BLQ: WAT; Y Y Y: N; Y Y Y: Y |  | S | 0 | N | IPP Non-CHP | 2 |  | N | N | [17 empty] | N
26469 | Ingleside Cogeneration LP | 55313 | Ingleside Cogeneration | TX | San Patricio | CTG1 | CT | OP | 170.1 | 155 | 179 |  | 7 | 1999 | NG | OTH | OG |  |  |  | Y | Y |  | J |  | Y | Industrial CHP | 7 | T | N | N | [17 empty] | N
26469 | Ingleside Cogeneration LP | 55313 | Ingleside Cogeneration | TX | San Patricio | CTG2 | CT | OP | 170.1 | 155 | 179 |  | 7 | 1999 | NG | OTH | OG |  |  |  | Y | Y |  | J |  | Y | Industrial CHP | 7 | T | N | N | [17 empty] | N
26469 | Ingleside Cogeneration LP | 55313 | Ingleside Cogeneration | TX | San Patricio | STG | CA | OP | 176.8 | 150 | 150 |  | 7 | 1999 | NG | OTH | OG |  |  |  | N | Y |  | J |  | Y | Industrial CHP | 7 | T | Y | N | [17 empty] | N
26616 | North Slope Borough Power & Light | 7482 | NSB Atquasuk Utility | AK | North Slope | NA1 | IC | OP | 0.9 | 0.9 | 0.9 |  | 2 | 2003 | BLQ BLQ BLQ: DFO; Y Y Y: N; Y Y Y: Y |  | S |  | Y | Electric Utility | 1 | T | N | N | [17 empty] | N
26616 | North Slope Borough Power & Light | 7482 | NSB Atquasuk Utility | AK | North Slope | NA2 | IC | OP | 0.9 | 0.9 | 0.9 |  | 2 | 2003 | BLQ BLQ BLQ: DFO; Y Y Y: N; Y Y Y: Y |  | S |  | Y | Electric Utility | 1 | T | N | N | [17 empty] | N
26616 | North Slope Borough Power & Light | 7482 | NSB Atquasuk Utility | AK | North Slope | NA3 | IC | OP | 0.4 | 0.4 | 0.4 |  | 2 | 2003 | BLQ BLQ BLQ: DFO; Y Y Y: N; Y Y Y: Y |  | S |  | Y | Electric Utility | 1 | T | N | N | [17 empty] | N
26616 | North Slope Borough Power & Light | 7482 | NSB Atquasuk Utility | AK | North Slope | PG2 | IC | OP | 0.4 | 0.4 | 0.4 |  | 8 | 1986 | BLQ BLQ BLQ: DFO; Y Y Y: N; Y Y Y: Y |  | S |  | Y | Electric Utility | 1 | T | N | N | [17 empty] | N
26616 | North Slope Borough Power & Light | 7482 | NSB Atquasuk Utility | AK | North Slope | PG3 | IC | OP | 0.6 | 0.6 | 0.6 |  | 8 | 1986 | BLQ BLQ BLQ: DFO; Y Y Y: N; Y Y Y: Y |  | S |  | Y | Electric Utility | 1 | T | N | N | [17 empty] | N
26616 | North Slope Borough Power & Light | 7483 | NSB Kaktovik Utility | AK | North Slope | PG1A | IC | OP | 0.9 | 0.9 | 0.9 |  | 9 | 2000 | BLQ BLQ BLQ: DFO; Y Y Y: N; Y Y Y: Y |  | S |  | Y | Electric Utility | 1 | T | N | N | [17 empty] | N
26616 | North Slope Borough Power & Light | 7483 | NSB Kaktovik Utility | AK | North Slope | PG2A | IC | OP | 0.9 | 0.9 | 0.9 |  | 9 | 2000 | BLQ BLQ BLQ: DFO; Y Y Y: N; Y Y Y: Y |  | S |  | Y | Electric Utility | 1 | T | N | N | [17 empty] | N
26616 | North Slope Borough Power & Light | 7483 | NSB Kaktovik Utility | AK | North Slope | PG3A | IC | OP | 0.4 | 0.4 | 0.4 |  | 9 | 2000 | BLQ BLQ BLQ: DFO; Y Y Y: N; Y Y Y: Y |  | S |  | Y | Electric Utility | 1 | T | N | N | [17 empty] | N
26616 | North Slope Borough Power & Light | 7483 | NSB Kaktovik Utility | AK | North Slope | PG4A | IC | OP | 0.4 | 0.4 | 0.4 |  | 9 | 2000 | BLQ BLQ BLQ: DFO; Y Y Y: N; Y Y Y: Y |  | S |  | Y | Electric Utility | 1 | T | N | N | [17 empty] | N
26616 | North Slope Borough Power & Light | 7484 | NSB Nuiqsut Utility | AK | North Slope | PG1A | IC | OP | 0.9 | 0.9 | 0.9 |  | 9 | 1999 | BLQ BLQ BLQ: DFO; Y Y Y: N; Y Y Y: Y |  | S |  | Y | Electric Utility | 1 | T | N | N | [17 empty] | N
26616 | North Slope Borough Power & Light | 7484 | NSB Nuiqsut Utility | AK | North Slope | PG2A | IC | OP | 0.9 | 0.9 | 0.9 |  | 9 | 1999 | BLQ BLQ BLQ: DFO; Y Y Y: N; Y Y Y: Y |  | S |  | Y | Electric Utility | 1 | T | N | N | [17 empty] | N
26616 | North Slope Borough Power & Light | 7484 | NSB Nuiqsut Utility | AK | North Slope | PG3A | IC | OP | 0.4 | 0.4 | 0.4 |  | 9 | 1999 | BLQ BLQ BLQ: DFO; Y Y Y: N; Y Y Y: Y |  | S |  | Y | Electric Utility | 1 | T | N | N | [17 empty] | N
26616 | North Slope Borough Power & Light | 7484 | NSB Nuiqsut Utility | AK | North Slope | PG5A | IC | OP | 0.8 | 0.8 | 0.8 |  | 10 | 2008 | BLQ BLQ BLQ: NG; Y Y Y: N; Y Y Y: Y |  | S |  | Y | Electric Utility | 1 | T | N | N | [17 empty] | N
26616 | North Slope Borough Power & Light | 7484 | NSB Nuiqsut Utility | AK | North Slope | PG6A | IC | OP | 0.8 | 0.8 | 0.8 |  | 10 | 2008 | BLQ BLQ BLQ: NG; Y Y Y: N; Y Y Y: Y |  | S |  | Y | Electric Utility | 1 | T | N | N | [17 empty] | N
26616 | North Slope Borough Power & Light | 7485 | NSB Point Hope Utility | AK | North Slope | PG1 | IC | OP | 0.3 | 0.3 | 0.3 |  | 8 | 1987 | BLQ BLQ BLQ: DFO; Y Y Y: N; Y Y Y: Y |  | S |  | Y | Electric Utility | 1 | T | N | Y | [15 empty] | 11 | 2013 | N
26616 | North Slope Borough Power & Light | 7485 | NSB Point Hope Utility | AK | North Slope | PG2 | IC | OP | 0.3 | 0.3 | 0.3 |  | 8 | 1987 | BLQ BLQ BLQ: DFO; Y Y Y: N; Y Y Y: Y |  | S |  | Y | Electric Utility | 1 | T | N | Y | [15 empty] | 9 | 2014 | N
26616 | North Slope Borough Power & Light | 7485 | NSB Point Hope Utility | AK | North Slope | PG6 | IC | OP | 0.6 | 0.6 | 0.6 |  | 9 | 1995 | BLQ BLQ BLQ: DFO; Y Y Y: N; Y Y Y: Y |  | S |  | Y | Electric Utility | 1 | T | N | N | [17 empty] | N
26616 | North Slope Borough Power & Light | 7485 | NSB Point Hope Utility | AK | North Slope | PG7 | IC | OP | 0.6 | 0.6 | 0.6 |  | 9 | 1995 | BLQ BLQ BLQ: DFO; Y Y Y: N; Y Y Y: Y |  | S |  | Y | Electric Utility | 1 | T | N | N | [17 empty] | N
26616 | North Slope Borough Power & Light | 7485 | NSB Point Hope Utility | AK | North Slope | PG8 | IC | OP | 0.9 | 0.9 | 0.9 |  | 8 | 2008 | BLQ BLQ BLQ: NG; Y Y Y: N; Y Y Y: Y |  | S |  | Y | Electric Utility | 1 | T | N | N | [17 empty] | N
26616 | North Slope Borough Power & Light | 7486 | NSB Point Lay Utility | AK | North Slope | PG1A | IC | OP | 0.3 | 0.3 | 0.3 |  | 10 | 2000 | BLQ BLQ BLQ: DFO; Y Y Y: N; Y Y Y: Y |  | S |  | Y | Electric Utility | 1 | T | N | Y | [12 empty] | N |  |  | 5 | 2013 | N
26616 | North Slope Borough Power & Light | 7486 | NSB Point Lay Utility | AK | North Slope | PG2A | IC | OP | 0.3 | 0.3 | 0.3 |  | 10 | 2000 | BLQ BLQ BLQ: DFO; Y Y Y: N; Y Y Y: Y |  | S |  | Y | Electric Utility | 1 | T | N | Y | [12 empty] | N |  |  | 5 | 2013 | N
26616 | North Slope Borough Power & Light | 7486 | NSB Point Lay Utility | AK | North Slope | PG3A | IC | OP | 0.3 | 0.3 | 0.3 |  | 11 | 2002 | BLQ BLQ BLQ: DFO; Y Y Y: N; Y Y Y: Y |  | S |  | Y | Electric Utility | 1 | T | N | Y | [12 empty] | N |  |  | 5 | 2013 | N
26616 | North Slope Borough Power & Light | 7486 | NSB Point Lay Utility | AK | North Slope | PG4A | IC | OP | 0.3 | 0.3 | 0.3 |  | 11 | 2002 | BLQ BLQ BLQ: DFO; Y Y Y: N; Y Y Y: Y |  | S |  | Y | Electric Utility | 1 | T | N | Y | [12 empty] | N |  |  | 5 | 2013 | N
26616 | North Slope Borough Power & Light | 7486 | NSB Point Lay Utility | AK | North Slope | PG5 | IC | OP | 0.3 | 0.3 | 0.3 |  | 11 | 2002 | BLQ BLQ BLQ: DFO; Y Y Y: N; Y Y Y: Y |  | S |  | Y | Electric Utility | 1 | T | N | Y | [12 empty] | N |  |  | 5 | 2013 | N
26616 | North Slope Borough Power & Light | 7486 | NSB Point Lay Utility | AK | North Slope | PG6 | IC | OP | 0.3 | 0.3 | 0.3 |  | 11 | 2002 | BLQ BLQ BLQ: DFO; Y Y Y: N; Y Y Y: Y |  | S |  | N | Electric Utility | 1 |  | N | Y | [12 empty] | N |  |  | 5 | 2013 | N
26616 | North Slope Borough Power & Light | 7487 | NSB Anaktuvuk Pass | AK | North Slope | 1 | IC | OP | 0.3 | 0.3 | 0.3 |  | 9 | 1994 | BLQ BLQ BLQ: DFO; Y Y Y: N; Y Y Y: Y |  | S |  | Y | Electric Utility | 1 | T | N | N | [17 empty] | N
26616 | North Slope Borough Power & Light | 7487 | NSB Anaktuvuk Pass | AK | North Slope | 2 | IC | OP | 0.3 | 0.3 | 0.3 |  | 9 | 1994 | BLQ BLQ BLQ: DFO; Y Y Y: N; Y Y Y: Y |  | S |  | Y | Electric Utility | 1 | T | N | N | [17 empty] | N
26616 | North Slope Borough Power & Light | 7487 | NSB Anaktuvuk Pass | AK | North Slope | 3 | IC | OP | 0.3 | 0.3 | 0.3 |  | 9 | 1994 | BLQ BLQ BLQ: DFO; Y Y Y: N; Y Y Y: Y |  | S |  | Y | Electric Utility | 1 | T | N | N | [17 empty] | N
26616 | North Slope Borough Power & Light | 7487 | NSB Anaktuvuk Pass | AK | North Slope | 4 | IC | OP | 0.1 | 0.1 | 0.1 |  | 9 | 1994 | BLQ BLQ BLQ: DFO; Y Y Y: N; Y Y Y: Y |  | S |  | Y | Electric Utility | 1 | T | N | N | [17 empty] | N
26616 | North Slope Borough Power & Light | 7487 | NSB Anaktuvuk Pass | AK | North Slope | 6 | IC | OP | 0.9 | 0.9 | 0.9 |  | 12 | 2003 | BLQ BLQ BLQ: DFO; Y Y Y: N; Y Y Y: Y |  | S |  | Y | Electric Utility | 1 | T | N | N | [17 empty] | N
26616 | North Slope Borough Power & Light | 7487 | NSB Anaktuvuk Pass | AK | North Slope | 7 | IC | OP | 0.9 | 0.9 | 0.9 |  | 12 | 2003 | BLQ BLQ BLQ: DFO; Y Y Y: N; Y Y Y: Y |  | S |  | Y | Electric Utility | 1 | T | N | N | [17 empty] | N
26616 | North Slope Borough Power & Light | 7488 | NSB Wainwright Utility | AK | North Slope | PG1 | IC | OP | 0.4 | 0.4 | 0.4 |  | 8 | 1988 | BLQ BLQ BLQ: DFO; Y Y Y: N; Y Y Y: Y |  | S |  | Y | Electric Utility | 1 | T | N | N | [17 empty] | N
26616 | North Slope Borough Power & Light | 7488 | NSB Wainwright Utility | AK | North Slope | PG2 | IC | OP | 0.4 | 0.4 | 0.4 |  | 8 | 1988 | BLQ BLQ BLQ: DFO; Y Y Y: N; Y Y Y: Y |  | S |  | Y | Electric Utility | 1 | T | N | N | [17 empty] | N
26616 | North Slope Borough Power & Light | 7488 | NSB Wainwright Utility | AK | North Slope | PG3 | IC | OP | 0.4 | 0.4 | 0.4 |  | 8 | 1989 | BLQ BLQ BLQ: DFO; Y Y Y: N; Y Y Y: Y |  | S |  | Y | Electric Utility | 1 | T | N | N | [17 empty] | N
26616 | North Slope Borough Power & Light | 7488 | NSB Wainwright Utility | AK | North Slope | PG4A | IC | OP | 0.9 | 0.9 | 0.9 |  | 10 | 2001 | BLQ BLQ BLQ: DFO; Y Y Y: N; Y Y Y: Y |  | S |  | Y | Electric Utility | 1 | T | N | N | [17 empty] | N
26616 | North Slope Borough Power & Light | 7488 | NSB Wainwright Utility | AK | North Slope | PG5 | IC | OP | 0.9 | 0.9 | 0.9 |  | 10 | 2001 | BLQ BLQ BLQ: DFO; Y Y Y: N; Y Y Y: Y |  | S |  | Y | Electric Utility | 1 | T | N | N | [17 empty] | N
26618 | USCE-St Louis District | 6140 | Clarence Cannon | MO | Ralls | 1 | HY | OP | 27 | 27 | 27 |  | 11 | 1984 | BLQ BLQ BLQ: WAT; Y Y Y: N; Y Y Y: Y |  | S |  | N | Electric Utility | 1 |  | N | N
26618 | USCE-St Louis District | 6140 | Clarence Cannon | MO | Ralls | 2 | PS | OP | 31 | 31 | 31 |  | 11 | 1984 | BLQ BLQ BLQ: WAT; Y Y Y: N; Y Y Y: Y |  | S |  | N | Electric Utility | 1 |  | N | N
26642 | PE Bay Shore LLC | 54541 | Entenmanns Energy Center | NY | Suffolk | 1 | IC | OP | 1.3 | 1.3 | 1.3 |  | 5 | 1994 | BLQ BLQ BLQ: NG; WDS WDS WDS: DFO; Y Y Y: Y; Y Y Y: Y |  | S |  | Y | IPP CHP | 3 | B | N | N | [17 empty] | N
26642 | PE Bay Shore LLC | 54541 | Entenmanns Energy Center | NY | Suffolk | 2 | IC | OP | 1.3 | 1.3 | 1.3 |  | 5 | 1994 | BLQ BLQ BLQ: NG; WDS WDS WDS: DFO; Y Y Y: Y; Y Y Y: Y |  | S |  | Y | IPP CHP | 3 | B | N | N | [17 empty] | N
26642 | PE Bay Shore LLC | 54541 | Entenmanns Energy Center | NY | Suffolk | 3 | IC | OP | 1.3 | 1.3 | 1.3 |  | 5 | 1994 | BLQ BLQ BLQ: NG; WDS WDS WDS: DFO; Y Y Y: Y; Y Y Y: Y |  | S |  | Y | IPP CHP | 3 | B | N | N | [17 empty] | N
26642 | PE Bay Shore LLC | 54541 | Entenmanns Energy Center | NY | Suffolk | 4 | IC | SB | 1.3 | 1.3 | 1.3 |  | 5 | 1994 | BLQ BLQ BLQ: DFO; Y Y Y: N; Y Y Y: Y | Y | S |  | Y | IPP CHP | 3 | B | N | N | [17 empty] | N
26840 | Port Townsend Paper Co | 50544 | Port Townsend Paper | WA | Jefferson | GEN4 | ST | SB | 3 | 3 | 3 |  | 1 | 1929 | BLQ | WO | WDS | SLW |  |  | Y | Y | Y | S |  | Y | Industrial CHP | 7 | B | N | N | [17 empty] | N | [6 empty] | PG
26840 | Port Townsend Paper Co | 50544 | Port Townsend Paper | WA | Jefferson | GEN6 | ST | OP | 7.5 | 7.5 | 7.5 |  | 1 | 1986 | BLQ | WO | WDS | SLW |  |  | Y | Y |  | S |  | Y | Industrial CHP | 7 | B | N | N | [17 empty] | N | [6 empty] | PG
26840 | Port Townsend Paper Co | 50544 | Port Townsend Paper | WA | Jefferson | HDRO | HY | OP | 0.4 | 0.3 | 0.3 |  | 8 | 1982 | BLQ BLQ BLQ: WAT; Y Y Y: N; Y Y Y: Y |  | S |  | N | Industrial CHP | 7 |  | N | N | [17 empty] | N
26853 | La Paloma Generating Co LLC | 55151 | La Paloma Generating LLC | CA | Kern | GEN1 | CS | OP | 300 | 243.7 | 258.6 |  | 1 | 2003 | BLQ BLQ BLQ: NG; Y Y Y: N; Y Y Y: Y |  | W |  | N | IPP Non-CHP | 2 |  | N | N | [17 empty] | N
26853 | La Paloma Generating Co LLC | 55151 | La Paloma Generating LLC | CA | Kern | GEN2 | CS | OP | 300 | 241.6 | 259.7 |  | 3 | 2003 | BLQ BLQ BLQ: NG; Y Y Y: N; Y Y Y: Y |  | W |  | N | IPP Non-CHP | 2 |  | N | N | [17 empty] | N
26853 | La Paloma Generating Co LLC | 55151 | La Paloma Generating LLC | CA | Kern | GEN3 | CS | OP | 300 | 237.4 | 259.9 |  | 1 | 2003 | BLQ BLQ BLQ: NG; Y Y Y: N; Y Y Y: Y |  | W |  | N | IPP Non-CHP | 2 |  | N | N | [17 empty] | N
26853 | La Paloma Generating Co LLC | 55151 | La Paloma Generating LLC | CA | Kern | GEN4 | CS | OP | 300 | 242.7 | 249.3 |  | 3 | 2003 | BLQ BLQ BLQ: NG; Y Y Y: N; Y Y Y: Y |  | W |  | N | IPP Non-CHP | 2 |  | N | N | [17 empty] | N
26867 | Lake Benton Power Part II LLC | 55265 | Lake Benton II | MN | Pipestone | EXIS | WT | OP | 103.5 | 103.5 | 103.5 |  | 6 | 1999 | BLQ BLQ BLQ: WND; Y Y Y: N; Y Y Y: Y |  | W | 138 | N | IPP Non-CHP | 2 |  | N | N
27031 | Liberty Electric Power LLC | 55231 | Liberty Electric Power Plant | PA | Delaware | GTG1 | CT | OP | 186 | 158.6 | 158.6 |  | 5 | 2002 | BLQ BLQ BLQ: NG; Y Y Y: N; Y Y Y: Y |  | S |  | N | IPP Non-CHP | 2 |  | N | N | [12 empty] | N |  |  |  |  | N
27031 | Liberty Electric Power LLC | 55231 | Liberty Electric Power Plant | PA | Delaware | GTG2 | CT | OP | 186 | 158.6 | 158.6 |  | 5 | 2002 | BLQ BLQ BLQ: NG; Y Y Y: N; Y Y Y: Y |  | S |  | N | IPP Non-CHP | 2 |  | N | N | [12 empty] | N |  |  |  |  | N
27031 | Liberty Electric Power LLC | 55231 | Liberty Electric Power Plant | PA | Delaware | STG | CA | OP | 242 | 223.8 | 223.8 |  | 5 | 2002 | BLQ BLQ BLQ: NG; Y Y Y: N; Y Y Y: Y |  | S |  | N | IPP Non-CHP | 2 |  | Y | N | [12 empty] | N |  |  |  |  | N
27075 | San Diego County Water Auth | 56615 | Rancho Penasquitos | CA | San Diego | G100 | HY | OP | 4.6 | 4.4 | 4.2 |  | 1 | 2007 | BLQ BLQ BLQ: WAT; Y Y Y: N; Y Y Y: Y |  | S | 1 | N | IPP Non-CHP | 2 |  | N | N | [12 empty] | N
27075 | San Diego County Water Auth | 57729 | Lake Hodges Hydroelectric Facility | CA | San Diego | 1 | PS | OP | 21 | 21 | 21 |  | 8 | 2012 | BLQ BLQ BLQ: WAT; Y Y Y: N; Y Y Y: Y |  | S | 1 | N | Electric Utility | 1 | [20 empty] | N
27075 | San Diego County Water Auth | 57729 | Lake Hodges Hydroelectric Facility | CA | San Diego | 2 | PS | OP | 21 | 21 | 21 |  | 8 | 2012 | BLQ BLQ BLQ: WAT; Y Y Y: N; Y Y Y: Y |  | S | 1 | N | Electric Utility | 1 | [20 empty] | N
27131 | Imperial Savannah LP | 50146 | Imperial Savannah LP | GA | Chatham | GENA | ST | OP | 2.7 | 2.7 | 2.7 |  | 3 | 1948 | BLQ BLQ BLQ: BIT; WDS WDS WDS: NG; Y Y Y: Y; Y Y Y: Y |  | S |  | Y | Industrial CHP | 7 | T | N | N | [17 empty] | N | Y | [5 empty] | NG
27131 | Imperial Savannah LP | 50146 | Imperial Savannah LP | GA | Chatham | GENB | ST | OP | 3 | 3 | 3 |  | 2 | 1959 | BLQ BLQ BLQ: BIT; WDS WDS WDS: NG; Y Y Y: Y; Y Y Y: Y |  | S |  | Y | Industrial CHP | 7 | T | N | N | [17 empty] | N | Y | N |  |  |  |  | NG
27131 | Imperial Savannah LP | 50146 | Imperial Savannah LP | GA | Chatham | GENC | ST | OP | 1 | 1 | 1 |  | 8 | 1946 | BLQ BLQ BLQ: BIT; WDS WDS WDS: NG; Y Y Y: Y; Y Y Y: Y |  | S |  | Y | Industrial CHP | 7 | T | N | N | [17 empty] | N | Y | N |  |  |  |  | NG
27131 | Imperial Savannah LP | 50146 | Imperial Savannah LP | GA | Chatham | GEND | ST | OP | 5 | 4.5 | 4.5 |  | 3 | 1985 | BLQ BLQ BLQ: BIT; WDS WDS WDS: NG; Y Y Y: Y; Y Y Y: Y |  | S |  | Y | Industrial CHP | 7 | T | N | N | [17 empty] | N | Y | N |  |  |  |  | NG
27211 | Snider Industries Inc | 50141 | Snider Industries | TX | Harrison | WGN1 | ST | OP | 5 | 5 | 5 |  | 8 | 1983 | BLQ BLQ BLQ: WDS; Y Y Y: N; Y Y Y: Y |  | W |  | Y | Industrial CHP | 7 | B | N | N
27378 | Tenet Hospital Ltd | 50241 | Providence Memorial Hospital | TX | El Pas | 9541 | IC | SB | 2.1 | 2.1 | 2.1 |  | 3 | 1987 | BLQ BLQ BLQ: NG; WDS WDS WDS: DFO; Y Y Y: Y; Y Y Y: N | Y | S |  | Y | Commercial CHP | 5 | T | N | N
27378 | Tenet Hospital Ltd | 50241 | Providence Memorial Hospital | TX | El Pas | 9542 | IC | SB | 2.1 | 2.1 | 2.1 |  | 3 | 1987 | BLQ BLQ BLQ: NG; WDS WDS WDS: DFO; Y Y Y: Y; Y Y Y: N | Y | S |  | Y | Commercial CHP | 5 | T | N | N
27470 | USCE-Tulsa District | 2984 | Keystone | OK | Tulsa | 1 | HY | OP | 35 | 40 | 40 |  | 5 | 1968 | BLQ BLQ BLQ: WAT; Y Y Y: N; Y Y Y: Y |  | S |  | N | Electric Utility | 1 |  | N | N | [12 empty] | N
27470 | USCE-Tulsa District | 2984 | Keystone | OK | Tulsa | 2 | HY | OP | 35 | 40 | 40 |  | 5 | 1968 | BLQ BLQ BLQ: WAT; Y Y Y: N; Y Y Y: Y |  | S |  | N | Electric Utility | 1 |  | N | N | [12 empty] | N
27470 | USCE-Tulsa District | 2985 | Robert S Kerr | OK | Sequoyah | 1 | HY | OP | 27.5 | 31.6 | 31.6 |  | 10 | 1971 | BLQ BLQ BLQ: WAT; Y Y Y: N; Y Y Y: Y |  | S |  | N | Electric Utility | 1 |  | N | Y | 34 | 34 | 12 | 2018 |  |  |  |  | HY |  | 12 | 2018 | N
27470 | USCE-Tulsa District | 2985 | Robert S Kerr | OK | Sequoyah | 2 | HY | OP | 27.5 | 31.6 | 31.6 |  | 7 | 1971 | BLQ BLQ BLQ: WAT; Y Y Y: N; Y Y Y: Y |  | S |  | N | Electric Utility | 1 |  | N | Y | 34 | 34 | 12 | 2020 |  |  |  |  | HY |  | 12 | 2020 | N
27470 | USCE-Tulsa District | 2985 | Robert S Kerr | OK | Sequoyah | 3 | HY | OP | 27.5 | 31.6 | 31.6 |  | 9 | 1971 | BLQ BLQ BLQ: WAT; Y Y Y: N; Y Y Y: Y |  | S |  | N | Electric Utility | 1 |  | N | N | [12 empty] | N
27470 | USCE-Tulsa District | 2985 | Robert S Kerr | OK | Sequoyah | 4 | HY | OP | 27.5 | 31.6 | 31.6 |  | 11 | 1971 | BLQ BLQ BLQ: WAT; Y Y Y: N; Y Y Y: Y |  | S |  | N | Electric Utility | 1 |  | N | N | [12 empty] | N
27470 | USCE-Tulsa District | 2987 | Webbers Falls | OK | Muskogee | 1 | HY | OP | 20 | 23 | 23 |  | 8 | 1973 | BLQ BLQ BLQ: WAT; Y Y Y: N; Y Y Y: Y |  | S |  | N | Electric Utility | 1 |  | N | Y | 25 | 25 | 1 | 2016 |  |  |  |  | HY | WAT | 1 | 2016 | N
27470 | USCE-Tulsa District | 2987 | Webbers Falls | OK | Muskogee | 2 | HY | OP | 20 | 23 | 23 |  | 9 | 1973 | BLQ BLQ BLQ: WAT; Y Y Y: N; Y Y Y: Y |  | S |  | N | Electric Utility | 1 |  | N | Y | 25 | 25 | 4 | 2014 |  |  |  |  | HY | WAT | 4 | 2014 | N
27470 | USCE-Tulsa District | 2987 | Webbers Falls | OK | Muskogee | 3 | HY | OP | 20 | 23 | 23 |  | 11 | 1973 | BLQ BLQ BLQ: WAT; Y Y Y: N; Y Y Y: Y |  | S |  | N | Electric Utility | 1 |  | N | Y | 2 | 2 | 1 | 2016 |  |  |  |  | HY | WAT |  |  | N
27470 | USCE-Tulsa District | 3003 | Fort Gibson | OK | Cherokee | 1 | HY | OP | 11.2 | 12.9 | 12.9 |  | 3 | 1953 | BLQ BLQ BLQ: WAT; Y Y Y: N; Y Y Y: Y |  | S |  | N | Electric Utility | 1 |  | N | N | [12 empty] | N
27470 | USCE-Tulsa District | 3003 | Fort Gibson | OK | Cherokee | 2 | HY | OP | 11.2 | 12.9 | 12.9 |  | 3 | 1953 | BLQ BLQ BLQ: WAT; Y Y Y: N; Y Y Y: Y |  | S |  | N | Electric Utility | 1 |  | N | N | [12 empty] | N
27470 | USCE-Tulsa District | 3003 | Fort Gibson | OK | Cherokee | 3 | HY | OP | 11.2 | 12.9 | 12.9 |  | 5 | 1953 | BLQ BLQ BLQ: WAT; Y Y Y: N; Y Y Y: Y |  | S |  | N | Electric Utility | 1 |  | N | N | [12 empty] | N
27470 | USCE-Tulsa District | 3003 | Fort Gibson | OK | Cherokee | 4 | HY | OP | 11.2 | 12.5 | 12.5 |  | 9 | 1953 | BLQ BLQ BLQ: WAT; Y Y Y: N; Y Y Y: Y |  | S |  | N | Electric Utility | 1 |  | N | N | [12 empty] | N
27470 | USCE-Tulsa District | 3004 | Tenkiller Ferry | OK | Sequoyah | 1 | HY | OP | 19.5 | 21 | 21 |  | 11 | 1953 | BLQ BLQ BLQ: WAT; Y Y Y: N; Y Y Y: Y |  | S |  | N | Electric Utility | 1 |  | N | N | [12 empty] | N
27470 | USCE-Tulsa District | 3004 | Tenkiller Ferry | OK | Sequoyah | 2 | HY | OP | 19.5 | 21 | 21 |  | 12 | 1953 | BLQ BLQ BLQ: WAT; Y Y Y: N; Y Y Y: Y |  | S |  | N | Electric Utility | 1 |  | N | N | [12 empty] | N
27470 | USCE-Tulsa District | 6415 | Broken Bow | OK | McCurtain | 1 | HY | OP | 50 | 57.5 | 57.5 |  | 1 | 1970 | BLQ BLQ BLQ: WAT; Y Y Y: N; Y Y Y: Y |  | S |  | N | Electric Utility | 1 |  | N | N | [12 empty] | N
27470 | USCE-Tulsa District | 6415 | Broken Bow | OK | McCurtain | 2 | HY | OP | 50 | 57.5 | 57.5 |  | 6 | 1970 | BLQ BLQ BLQ: WAT; Y Y Y: N; Y Y Y: Y |  | S |  | N | Electric Utility | 1 |  | N | N | [12 empty] | N
27470 | USCE-Tulsa District | 6416 | Denison | TX | Grayson | 1 | HY | OP | 35 | 40 | 40 |  | 3 | 1945 | BLQ BLQ BLQ: WAT; Y Y Y: N; Y Y Y: Y |  | S |  | N | Electric Utility | 1 |  | N | Y | 10 | 10 | 12 | 2018 |  |  |  |  | HY | WAT | 12 | 2018 | N
27470 | USCE-Tulsa District | 6416 | Denison | TX | Grayson | 2 | HY | OP | 35 | 40 | 40 |  | 9 | 1949 | BLQ BLQ BLQ: WAT; Y Y Y: N; Y Y Y: Y |  | S |  | N | Electric Utility | 1 |  | N | N | 10 | 10 | 12 | 2019 |  |  |  |  | HY | WAT | 12 | 2019 | N
27470 | USCE-Tulsa District | 6419 | Eufaula Dam | OK | Haskell | 1 | HY | OP | 30 | 34.5 | 34.5 |  | 7 | 1964 | BLQ BLQ BLQ: WAT; Y Y Y: N; Y Y Y: Y |  | S |  | N | Electric Utility | 1 |  | N | N | [12 empty] | N
27470 | USCE-Tulsa District | 6419 | Eufaula Dam | OK | Haskell | 2 | HY | OP | 30 | 34.5 | 34.5 |  | 9 | 1964 | BLQ BLQ BLQ: WAT; Y Y Y: N; Y Y Y: Y |  | S |  | N | Electric Utility | 1 |  | N | N | [12 empty] | N
27470 | USCE-Tulsa District | 6419 | Eufaula Dam | OK | Haskell | 3 | HY | OP | 30 | 34.5 | 34.5 |  | 8 | 1964 | BLQ BLQ BLQ: WAT; Y Y Y: N; Y Y Y: Y |  | S |  | N | Electric Utility | 1 |  | N | N | [12 empty] | N
27718 | RockTenn-Seminole | 50803 | Seminole Mill | FL | Duval | GEN3 | ST | OP | 30 | 13 | 16 |  | 2 | 1957 | BLQ BLQ BLQ: NG; WDS WDS WDS: PUR; Y Y Y: N; Y Y Y: N |  | S |  | Y | Industrial CHP | 7 | T | N | N
27762 | Ptarmigan Res & Engy Inc | 50206 | Vallecito Hydroelectric | CO | La Plata | GEN1 | HY | OP | 0.8 | 0.8 | 0.8 |  | 5 | 1989 | BLQ BLQ BLQ: WAT; Y Y Y: N; Y Y Y: N | Y | S | 0 | N | IPP Non-CHP | 2 |  | N | N | [17 empty] | N
27762 | Ptarmigan Res & Engy Inc | 50206 | Vallecito Hydroelectric | CO | La Plata | GEN2 | HY | OP | 2.5 | 2.5 | 2.5 |  | 5 | 1989 | BLQ BLQ BLQ: WAT; Y Y Y: N; Y Y Y: N | Y | S | 0 | N | IPP Non-CHP | 2 |  | N | N | [17 empty] | N
27762 | Ptarmigan Res & Engy Inc | 50206 | Vallecito Hydroelectric | CO | La Plata | GEN3 | HY | OP | 2.5 | 2.5 | 2.5 |  | 5 | 1989 | BLQ BLQ BLQ: WAT; Y Y Y: N; Y Y Y: N | Y | S | 0 | N | IPP Non-CHP | 2 |  | N | N | [17 empty] | N
27769 | Ocean State Power Co | 51030 | Ocean State Power | RI | Providence | GEN1 | CT | OP | 82.8 | 71.2 | 77.8 |  | 12 | 1990 | BLQ BLQ BLQ: NG; Y Y Y: N; Y Y Y: Y |  | W |  | N | IPP Non-CHP | 2 |  | N | N | [17 empty] | N
27769 | Ocean State Power Co | 51030 | Ocean State Power | RI | Providence | GEN2 | CT | OP | 82.8 | 71.2 | 77.8 |  | 12 | 1990 | BLQ BLQ BLQ: NG; Y Y Y: N; Y Y Y: Y |  | W |  | N | IPP Non-CHP | 2 |  | N | N | [17 empty] | N
27769 | Ocean State Power Co | 51030 | Ocean State Power | RI | Providence | GEN3 | CA | OP | 88.6 | 76.2 | 83.3 |  | 12 | 1990 | BLQ BLQ BLQ: NG; Y Y Y: N; Y Y Y: Y |  | W |  | N | IPP Non-CHP | 2 |  | Y | N | [17 empty] | N
27770 | Ocean State Power II | 54324 | Ocean State Power II | RI | Providence | GEN1 | CT | OP | 82.8 | 71.2 | 77.8 |  | 10 | 1991 | BLQ BLQ BLQ: NG; Y Y Y: N; Y Y Y: Y |  | W |  | N | IPP Non-CHP | 2 |  | N | N | [17 empty] | N
27770 | Ocean State Power II | 54324 | Ocean State Power II | RI | Providence | GEN2 | CT | OP | 82.8 | 71.2 | 77.8 |  | 10 | 1991 | BLQ BLQ BLQ: NG; Y Y Y: N; Y Y Y: Y |  | W |  | N | IPP Non-CHP | 2 |  | N | N | [17 empty] | N
27770 | Ocean State Power II | 54324 | Ocean State Power II | RI | Providence | GEN3 | CA | OP | 88.6 | 76.2 | 83.3 |  | 10 | 1991 | BLQ BLQ BLQ: NG; Y Y Y: N; Y Y Y: Y |  | W |  | N | IPP Non-CHP | 2 |  | Y | N | [17 empty] | N
27813 | USCE-Mobile District | 38 | Millers Ferry | AL | Wilcox | 1 | HY | OP | 33.7 | 30 | 30 |  | 4 | 1970 | BLQ BLQ BLQ: WAT; Y Y Y: N; Y Y Y: Y |  | S | 0 | N | Electric Utility | 1 |  | N | N | [17 empty] | N
27813 | USCE-Mobile District | 38 | Millers Ferry | AL | Wilcox | 2 | HY | OP | 33.7 | 30 | 30 |  | 4 | 1970 | BLQ BLQ BLQ: WAT; Y Y Y: N; Y Y Y: Y |  | S | 0 | N | Electric Utility | 1 |  | N | N | [17 empty] | N
27813 | USCE-Mobile District | 38 | Millers Ferry | AL | Wilcox | 3 | HY | OP | 33.7 | 30 | 30 |  | 5 | 1970 | BLQ BLQ BLQ: WAT; Y Y Y: N; Y Y Y: Y |  | S | 0 | N | Electric Utility | 1 |  | N | N | [17 empty] | N
27813 | USCE-Mobile District | 690 | J Woodruff | FL | Gadsden | 1A | HY | OP | 14.5 | 14.5 | 14.5 |  | 2 | 2003 | BLQ BLQ BLQ: WAT; Y Y Y: N; Y Y Y: Y |  | S |  | N | Electric Utility | 1 |  | N | N | [17 empty] | N
27813 | USCE-Mobile District | 690 | J Woodruff | FL | Gadsden | 2A | HY | OP | 14.5 | 14.5 | 14.5 |  | 2 | 2002 | BLQ BLQ BLQ: WAT; Y Y Y: N; Y Y Y: Y |  | S |  | N | Electric Utility | 1 |  | N | N | [17 empty] | N
27813 | USCE-Mobile District | 690 | J Woodruff | FL | Gadsden | 3A | HY | OP | 14.5 | 14.5 | 14.5 |  | 2 | 2001 | BLQ BLQ BLQ: WAT; Y Y Y: N; Y Y Y: Y |  | S |  | N | Electric Utility | 1 |  | N | N | [17 empty] | N
27813 | USCE-Mobile District | 759 | Buford | GA | Forsyth | 1A | HY | OP | 62 | 60 | 60 |  | 12 | 2003 | BLQ BLQ BLQ: WAT; Y Y Y: N; Y Y Y: Y |  | S |  | N | Electric Utility | 1 |  | N | N | [17 empty] | N
27813 | USCE-Mobile District | 759 | Buford | GA | Forsyth | 2A | HY | OP | 62 | 60 | 60 |  | 12 | 2004 | BLQ BLQ BLQ: WAT; Y Y Y: N; Y Y Y: Y |  | S |  | N | Electric Utility | 1 |  | N | N | [17 empty] | N
27813 | USCE-Mobile District | 759 | Buford | GA | Forsyth | 3A | HY | OP | 7.2 | 6.8 | 6.6 |  | 2 | 2005 | BLQ BLQ BLQ: WAT; Y Y Y: N; Y Y Y: Y |  | S |  | N | Electric Utility | 1 |  | N | N | [17 empty] | N
27813 | USCE-Mobile District | 760 | Allatoona | GA | Bartow | 1 | HY | OS | 42.3 | 35 | 35 |  | 1 | 1950 | BLQ BLQ BLQ: WAT; Y Y Y: N; Y Y Y: Y |  | S | 0 | N | Electric Utility | 1 |  | N | N | [17 empty] | N
27813 | USCE-Mobile District | 760 | Allatoona | GA | Bartow | 2 | HY | OP | 42.3 | 35 | 35 |  | 3 | 1950 | BLQ BLQ BLQ: WAT; Y Y Y: N; Y Y Y: Y |  | S | 0 | N | Electric Utility | 1 |  | N | N | [17 empty] | N
27813 | USCE-Mobile District | 760 | Allatoona | GA | Bartow | A | HY | OP | 2 | 2 | 2 |  | 2 | 1950 | BLQ BLQ BLQ: WAT; Y Y Y: N; Y Y Y: Y |  | S | 0 | N | Electric Utility | 1 |  | N | N | [17 empty] | N
27813 | USCE-Mobile District | 761 | Walter F George | GA | Henry | 1 | HY | OP | 32.5 | 42 | 42 |  | 3 | 1963 | BLQ BLQ BLQ: WAT; Y Y Y: N; Y Y Y: Y |  | S | 0 | N | Electric Utility | 1 |  | N | N | [17 empty] | N
27813 | USCE-Mobile District | 761 | Walter F George | GA | Henry | 2 | HY | OP | 32.5 | 42 | 42 |  | 5 | 1963 | BLQ BLQ BLQ: WAT; Y Y Y: N; Y Y Y: Y |  | S | 0 | N | Electric Utility | 1 |  | N | N | [12 empty] | N |  |  |  |  | N
27813 | USCE-Mobile District | 761 | Walter F George | GA | Henry | 3 | HY | OP | 32.5 | 42 | 42 |  | 9 | 1963 | BLQ BLQ BLQ: WAT; Y Y Y: N; Y Y Y: Y |  | S | 0 | N | Electric Utility | 1 |  | N | N | [12 empty] | N |  |  |  |  | N
27813 | USCE-Mobile District | 761 | Walter F George | GA | Henry | 4 | HY | OP | 32.5 | 42 | 42 |  | 11 | 1963 | BLQ BLQ BLQ: WAT; Y Y Y: N; Y Y Y: Y |  | S | 0 | N | Electric Utility | 1 |  | N | N | [12 empty] | N |  |  |  |  | N
27813 | USCE-Mobile District | 6130 | Carters | GA | Murray | 1 | HY | OP | 125 | 143 | 143 |  | 11 | 1975 | BLQ BLQ BLQ: WAT; Y Y Y: N; Y Y Y: Y |  | S | 0 | N | Electric Utility | 1 |  | N | N | [17 empty] | N
27813 | USCE-Mobile District | 6130 | Carters | GA | Murray | 2 | HY | OP | 125 | 143 | 143 |  | 7 | 1975 | BLQ BLQ BLQ: WAT; Y Y Y: N; Y Y Y: Y |  | S | 0 | N | Electric Utility | 1 |  | N | N | [17 empty] | N
27813 | USCE-Mobile District | 6130 | Carters | GA | Murray | 3 | PS | OP | 125 | 143 | 143 |  | 9 | 1977 | BLQ BLQ BLQ: WAT; Y Y Y: N; Y Y Y: Y |  | S | 0 | N | Electric Utility | 1 |  | N | N | [17 empty] | N
27813 | USCE-Mobile District | 6130 | Carters | GA | Murray | 4 | PS | OP | 125 | 143 | 143 |  | 6 | 1977 | BLQ BLQ BLQ: WAT; Y Y Y: N; Y Y Y: Y |  | S | 0 | N | Electric Utility | 1 |  | N | N | [17 empty] | N
27813 | USCE-Mobile District | 6131 | Jones Bluff | AL | Autauga | 1 | HY | OP | 20.5 | 20.5 | 20.5 |  | 6 | 1975 | BLQ BLQ BLQ: WAT; Y Y Y: N; Y Y Y: Y |  | S | 0 | N | Electric Utility | 1 |  | N | N | [17 empty] | N
27813 | USCE-Mobile District | 6131 | Jones Bluff | AL | Autauga | 2 | HY | OP | 20.5 | 20.5 | 20.5 |  | 7 | 1975 | BLQ BLQ BLQ: WAT; Y Y Y: N; Y Y Y: Y |  | S | 0 | N | Electric Utility | 1 |  | N | N | [17 empty] | N
27813 | USCE-Mobile District | 6131 | Jones Bluff | AL | Autauga | 3 | HY | OP | 20.5 | 20.5 | 20.5 |  | 9 | 1975 | BLQ BLQ BLQ: WAT; Y Y Y: N; Y Y Y: Y |  | S | 0 | N | Electric Utility | 1 |  | N | N | [17 empty] | N
27813 | USCE-Mobile District | 6131 | Jones Bluff | AL | Autauga | 4 | HY | OP | 20.5 | 20.5 | 20.5 |  | 10 | 1975 | BLQ BLQ BLQ: WAT; Y Y Y: N; Y Y Y: Y |  | S | 0 | N | Electric Utility | 1 |  | N | N | [17 empty] | N
27813 | USCE-Mobile District | 6133 | West Point | GA | Troup | 1 | HY | OP | 3.3 | 3 | 3 |  | 4 | 1975 | BLQ BLQ BLQ: WAT; Y Y Y: N; Y Y Y: Y |  | S | 0 | N | Electric Utility | 1 |  | N | N | [17 empty] | N
27813 | USCE-Mobile District | 6133 | West Point | GA | Troup | 2 | HY | OP | 35 | 38.5 | 38.5 |  | 4 | 1975 | BLQ BLQ BLQ: WAT; Y Y Y: N; Y Y Y: Y |  | S | 0 | N | Electric Utility | 1 |  | N | N | [17 empty] | N
27813 | USCE-Mobile District | 6133 | West Point | GA | Troup | 3 | HY | OP | 35 | 38.5 | 38.5 |  | 4 | 1975 | BLQ BLQ BLQ: WAT; Y Y Y: N; Y Y Y: Y |  | S | 0 | N | Electric Utility | 1 |  | N | N | [17 empty] | N
28473 | Williams Field Services Co | 50205 | Williams Ignacio Natural Gas Plant | CO | La Plata | 7101 | ST | OP | 6.1 | 6.1 | 6.1 |  | 12 | 1984 | [9 empty] | S |  | Y | Industrial CHP | 7 | B | N | N | bar: BLQ BLQ BLQ; Y Y Y to Y Y Y
28473 | Williams Field Services Co | 54814 | Milagro Cogeneration Plant | NM | San Juan | GENA | GT | OP | 30.4 | 30.4 | 30.4 |  | 9 | 1981 | BLQ BLQ BLQ: NG; Y Y Y: N; Y Y Y: Y |  | S |  | Y | IPP CHP | 3 | T | N | N | [17 empty] | N
28473 | Williams Field Services Co | 54814 | Milagro Cogeneration Plant | NM | San Juan | GENB | GT | OP | 30.4 | 30.4 | 30.4 |  | 9 | 1981 | BLQ BLQ BLQ: NG; Y Y Y: N; Y Y Y: Y |  | S |  | Y | IPP CHP | 3 | T | N | N | [17 empty] | N
28473 | Williams Field Services Co | 54814 | Milagro Cogeneration Plant | NM | San Juan | GO1A | GT | OP | 30.4 | 30.4 | 30.4 |  | 2 | 1996 | [9 empty] | S |  | Y | IPP CHP | 3 | T | N | N | [17 empty] | N | bar: BLQ BLQ BLQ; Y Y Y to Y Y Y
28473 | Williams Field Services Co | 54814 | Milagro Cogeneration Plant | NM | San Juan | GO1B | GT | OP | 30.4 | 30.4 | 30.4 |  | 2 | 1996 | [9 empty] | S |  | Y | IPP CHP | 3 | T | N | N | [17 empty] | N | bar: BLQ BLQ BLQ; Y Y Y to Y Y Y
28541 | Clatskanie Peoples Util Dist | 56223 | Alden Bailey Power Plant | OR | Clatsop | LOKI | GT | SB | 10.9 | 9.8 | 11 |  | 12 | 2001 | BLQ BLQ BLQ: NG; Y Y Y: N; Y Y Y: Y | Y | S |  | N | Electric Utility | 1 |  | N | N
28764 | Pine Bluff Energy LLC | 55075 | Pine Bluff Energy Center | AR | Jefferson | CT01 | CT | OP | 180 | 145 | 180 |  | 8 | 2001 | BLQ BLQ BLQ: NG; WDS WDS WDS: DFO; Y Y Y: Y; Y Y Y: Y |  | S |  | Y | IPP CHP | 3 | T |  | N
28764 | Pine Bluff Energy LLC | 55075 | Pine Bluff Energy Center | AR | Jefferson | ST01 | CA | OP | 56 | 47 | 52 |  | 8 | 2001 | BLQ BLQ BLQ: NG; Y Y Y: N; Y Y Y: Y |  | S |  | Y | IPP CHP | 3 | T | Y | N
29116 | Colorado Energy Management LLC | 56041 | Malburg | CA | LOS ANGELES | M1 | CT | OP | 50 | 45 | 45 |  | 10 | 2005 | BLQ BLQ BLQ: NG; WDS WDS WDS: OBG; Y Y Y: N; Y Y Y: N |  | W |  | N | IPP Non-CHP | 2 |  | N | N | [17 empty] | N
29116 | Colorado Energy Management LLC | 56041 | Malburg | CA | LOS ANGELES | M2 | CT | OP | 50 | 45 | 45 |  | 10 | 2005 | BLQ BLQ BLQ: NG; WDS WDS WDS: OBG; Y Y Y: N; Y Y Y: N |  | W |  | N | IPP Non-CHP | 2 |  | N | N | [17 empty] | N
29116 | Colorado Energy Management LLC | 56041 | Malburg | CA | LOS ANGELES | M3 | CA | OP | 58.8 | 53 | 53 |  | 10 | 2005 | BLQ BLQ BLQ: NG; WDS WDS WDS: OBG; Y Y Y: N; Y Y Y: N |  | W |  | N | IPP Non-CHP | 2 |  | Y | N | [17 empty] | N
29122 | Morgan Energy Center LLC | 55293 | Morgan Energy Center | AL | Morgan | CTG1 | CT | OP | 210 | 161 | 181 |  | 1 | 2004 | BLQ BLQ BLQ: NG; Y Y Y: N; Y Y Y: Y |  | S |  | Y | IPP CHP | 3 | T | N | N | [17 empty] | N
29122 | Morgan Energy Center LLC | 55293 | Morgan Energy Center | AL | Morgan | CTG2 | CT | OP | 210 | 161 | 181 |  | 6 | 2003 | BLQ BLQ BLQ: NG; Y Y Y: N; Y Y Y: Y |  | S |  | Y | IPP CHP | 3 | T | N | N | [17 empty] | N
29122 | Morgan Energy Center LLC | 55293 | Morgan Energy Center | AL | Morgan | CTG3 | CT | OP | 210 | 161 | 181 |  | 6 | 2003 | BLQ BLQ BLQ: NG; Y Y Y: N; Y Y Y: Y |  | S |  | Y | IPP CHP | 3 | T | N | N | [17 empty] | N
29122 | Morgan Energy Center LLC | 55293 | Morgan Energy Center | AL | Morgan | STG1 | CA | OP | 270 | 266 | 266 |  | 6 | 2003 | BLQ BLQ BLQ: NG; Y Y Y: N; Y Y Y: Y |  | S |  | Y | IPP CHP | 3 | T | Y | N | [17 empty] | N
29295 | City of Wells | 2020 | Wells | MN | Faribault | 1 | IC | OP | 1.3 | 1.3 | 1.3 |  | 3 | 1953 | BLQ BLQ BLQ: DFO; WDS WDS WDS: NG; Y Y Y: Y; Y Y Y: Y |  | S |  | N | Electric Utility | 1 |  | N | N | [17 empty] | N
29295 | City of Wells | 2020 | Wells | MN | Faribault | 2 | IC | OP | 1.3 | 1.3 | 1.3 |  | 4 | 1957 | BLQ BLQ BLQ: DFO; WDS WDS WDS: NG; Y Y Y: Y; Y Y Y: Y |  | S |  | N | Electric Utility | 1 |  | N | N | [17 empty] | N
29295 | City of Wells | 2020 | Wells | MN | Faribault | 3 | IC | OP | 1.1 | 1.1 | 1.1 |  | 11 | 1950 | BLQ BLQ BLQ: DFO; WDS WDS WDS: NG; Y Y Y: Y; Y Y Y: Y |  | S |  | N | Electric Utility | 1 |  | N | N | [17 empty] | N
29295 | City of Wells | 2020 | Wells | MN | Faribault | 4 | IC | OP | 2.3 | 2.1 | 2.1 |  | 5 | 1966 | BLQ BLQ BLQ: DFO; WDS WDS WDS: NG; Y Y Y: Y; Y Y Y: Y |  | S |  | N | Electric Utility | 1 |  | N | N | [17 empty] | N
29295 | City of Wells | 2020 | Wells | MN | Faribault | 5 | IC | OP | 2.3 | 2.3 | 2.3 |  | 1 | 1975 | BLQ BLQ BLQ: DFO; WDS WDS WDS: NG; Y Y Y: Y; Y Y Y: Y |  | S |  | N | Electric Utility | 1 |  | N | N | [17 empty] | N
29297 | Pelican Utility | 6702 | Pelican | AK | Skagway-Yakutat | IC6 | IC | OP | 0.4 | 0.4 | 0.4 |  | 9 | 2008 | BLQ BLQ BLQ: DFO; Y Y Y: N; Y Y Y: Y |  | W |  | N | Electric Utility | 1 |  | N | N
29297 | Pelican Utility | 6702 | Pelican | AK | Skagway-Yakutat | IC7 | IC | OP | 0.4 | 0.4 | 0.4 |  | 9 | 2008 | BLQ BLQ BLQ: DFO; Y Y Y: N; Y Y Y: Y |  | W |  | N | Electric Utility | 1 |  | N | N
29297 | Pelican Utility | 6702 | Pelican | AK | Skagway-Yakutat | IC8 | IC | OP | 0.2 | 0.2 | 0.2 |  | 9 | 2008 | BLQ BLQ BLQ: DFO; Y Y Y: N; Y Y Y: Y |  | W |  | N | Electric Utility | 1 |  | N | N
29305 | City of Madelia - (MN) | 30 | Madelia | MN | WATONWAN | 1 | IC | OP | 3.1 | 3 | 3.1 |  | 5 | 2001 | BLQ BLQ BLQ: NG; WDS WDS WDS: DFO; Y Y Y: Y; Y Y Y: Y | Y | S |  | N | Electric Utility | 1 |  | N | N | [12 empty] | N |  |  |  |  | N
29305 | City of Madelia - (MN) | 30 | Madelia | MN | WATONWAN | 2 | IC | OP | 2 | 1.5 | 1.6 |  | 6 | 1965 | BLQ BLQ BLQ: NG; WDS WDS WDS: DFO; Y Y Y: Y; Y Y Y: Y | Y | S |  | N | Electric Utility | 1 |  | N | N | [12 empty] | N |  |  |  |  | N
29305 | City of Madelia - (MN) | 30 | Madelia | MN | WATONWAN | 3 | IC | OP | 1.1 | 0.9 | 0.9 |  | 1 | 1959 | BLQ BLQ BLQ: NG; WDS WDS WDS: DFO; Y Y Y: Y; Y Y Y: Y | Y | S |  | N | Electric Utility | 1 |  | N | N | [12 empty] | N |  |  |  |  | N
29305 | City of Madelia - (MN) | 30 | Madelia | MN | WATONWAN | 4 | IC | OP | 4.3 | 3.7 | 3.8 |  | 6 | 1973 | BLQ BLQ BLQ: NG; WDS WDS WDS: DFO; Y Y Y: Y; Y Y Y: Y | Y | S |  | N | Electric Utility | 1 |  | N | N | [12 empty] | N |  |  |  |  | N
29305 | City of Madelia - (MN) | 30 | Madelia | MN | WATONWAN | 5 | IC | OP | 1.3 | 1.1 | 1.2 |  | 3 | 1954 | BLQ BLQ BLQ: NG; WDS WDS WDS: DFO; Y Y Y: Y; Y Y Y: Y | Y | S |  | N | Electric Utility | 1 |  | N | N | [12 empty] | N |  |  |  |  | N
29729 | Davenport City of | 55035 | Davenport Water Pollution Control Plant | IA | Scott | GEN1 | IC | OP | 0.8 | 0.8 | 0.8 |  | 5 | 1995 | BLQ BLQ BLQ: OBG; WDS WDS WDS: NG; Y Y Y: Y; Y Y Y: Y |  | S |  | Y | Commercial CHP | 5 | T | N | N | [17 empty] | N
29729 | Davenport City of | 55035 | Davenport Water Pollution Control Plant | IA | Scott | GEN2 | IC | OP | 0.8 | 0.8 | 0.8 |  | 5 | 1995 | BLQ BLQ BLQ: OBG; WDS WDS WDS: NG; Y Y Y: Y; Y Y Y: Y |  | S |  | Y | Commercial CHP | 5 | T | N | N | [17 empty] | N
29767 | Illinois Institute-Technology | 52021 | ITT Cogen Facility | IL | COOK | GEN1 | GT | SB | 3.7 | 3.5 | 3.7 |  | 5 | 1991 | BLQ BLQ BLQ: NG; WDS WDS WDS: DFO; Y Y Y: Y; Y Y Y: Y | Y | S |  | Y | Commercial CHP | 5 | T | N | N | [17 empty] | N
29767 | Illinois Institute-Technology | 52021 | ITT Cogen Facility | IL | COOK | GEN2 | GT | SB | 3.7 | 3.5 | 3.7 |  | 5 | 1991 | BLQ BLQ BLQ: NG; WDS WDS WDS: DFO; Y Y Y: Y; Y Y Y: Y | Y | S |  | Y | Commercial CHP | 5 | T | N | N | [17 empty] | N
29849 | Wasatch Integrated Waste Management | 55302 | Wasatch Energy Systems Energy Recovery | UT | DAVIS | 1 | ST | OP | 1.6 | 1.4 | 1.4 |  | 8 | 1986 | BLQ BLQ BLQ: MSW; Y Y Y: N; Y Y Y: Y |  | S | 1 | Y | IPP CHP | 3 | T | N | N | [17 empty] | N | [6 empty] | DFO
29925 | Enterprise Products Optg LP | 10261 | Enterprise Products Operating | TX | Chambers | GEN1 | GT | OP | 2.5 | 2.3 | 2.2 | G100 | 9 | 1984 | BLQ BLQ BLQ: NG; Y Y Y: N; Y Y Y: Y |  | J |  | Y | Industrial CHP | 7 | T | N | N | [17 empty] | N
29925 | Enterprise Products Optg LP | 10261 | Enterprise Products Operating | TX | Chambers | GEN2 | GT | OP | 2.5 | 2.3 | 2.2 | G100 | 9 | 1984 | BLQ BLQ BLQ: NG; Y Y Y: N; Y Y Y: Y |  | J |  | Y | Industrial CHP | 7 | T | N | N | [17 empty] | N
29925 | Enterprise Products Optg LP | 10261 | Enterprise Products Operating | TX | Chambers | GEN3 | GT | OP | 3.4 | 3 | 2.8 | G101 | 11 | 1991 | BLQ BLQ BLQ: NG; Y Y Y: N; Y Y Y: Y |  | S |  | Y | Industrial CHP | 7 | T | N | N | [17 empty] | N
29925 | Enterprise Products Optg LP | 10261 | Enterprise Products Operating | TX | Chambers | GEN4 | GT | OP | 3.4 | 3 | 2.8 | G101 | 11 | 1991 | BLQ BLQ BLQ: NG; Y Y Y: N; Y Y Y: Y |  | S |  | Y | Industrial CHP | 7 | T | N | N | [17 empty] | N
29925 | Enterprise Products Optg LP | 10261 | Enterprise Products Operating | TX | Chambers | GEN5 | GT | OP | 3.4 | 3 | 2.8 | G101 | 11 | 1991 | BLQ BLQ BLQ: NG; Y Y Y: N; Y Y Y: Y |  | S |  | Y | Industrial CHP | 7 | T | N | N | [17 empty] | N
29925 | Enterprise Products Optg LP | 10261 | Enterprise Products Operating | TX | Chambers | GEN6 | GT | OP | 3.5 | 3 | 2.8 | G102 | 12 | 1996 | BLQ BLQ BLQ: NG; Y Y Y: N; Y Y Y: Y |  | S |  | Y | Industrial CHP | 7 | T | N | N | [17 empty] | N
29925 | Enterprise Products Optg LP | 10261 | Enterprise Products Operating | TX | Chambers | GEN7 | GT | OP | 3.5 | 3 | 2.8 | G102 | 12 | 1996 | BLQ BLQ BLQ: NG; Y Y Y: N; Y Y Y: Y |  | S |  | Y | Industrial CHP | 7 | T | N | N | [17 empty] | N
29925 | Enterprise Products Optg LP | 10261 | Enterprise Products Operating | TX | Chambers | GEN8 | GT | OP | 3.5 | 3 | 2.8 | G102 | 12 | 1996 | BLQ BLQ BLQ: NG; Y Y Y: N; Y Y Y: Y |  | S |  | Y | Industrial CHP | 7 | T | N | N | [17 empty] | N
29925 | Enterprise Products Optg LP | 54705 | Toca Plant | LA | St Bernard | EG-1 | IC | SB | 0.8 | 0.8 | 0.8 |  | 6 | 1958 | [8 empty] | N | S |  | N | Industrial Non-CHP | 6 |  | N | N | [17 empty] | N | bar: BLQ BLQ BLQ; Y Y Y to Y Y Y
29925 | Enterprise Products Optg LP | 54705 | Toca Plant | LA | St Bernard | EG-3 | IC | SB | 0.8 | 0.8 | 0.8 |  | 6 | 1958 | [8 empty] | N | S |  | N | Industrial Non-CHP | 6 |  | N | N | [17 empty] | N | bar: BLQ BLQ BLQ; Y Y Y to Y Y Y
29925 | Enterprise Products Optg LP | 54705 | Toca Plant | LA | St Bernard | EG-4 | IC | SB | 0.7 | 0.7 | 0.7 |  | 2 | 1997 | [8 empty] | N | S |  | N | Industrial Non-CHP | 6 |  | N | N | [17 empty] | N | bar: BLQ BLQ BLQ; Y Y Y to Y Y Y
29925 | Enterprise Products Optg LP | 54705 | Toca Plant | LA | St Bernard | EG2A | IC | SB | 0.5 | 0.5 | 0.5 |  | 8 | 2001 | [8 empty] | N | S |  | N | Industrial Non-CHP | 6 |  | N | N | [17 empty] | N | bar: BLQ BLQ BLQ; Y Y Y to Y Y Y
29925 | Enterprise Products Optg LP | 56139 | Neptune Gas Processing Plant | LA | St Mary | NPCG | OT | OP | 4.5 | 3.1 | 3.5 |  | 2 | 2004 | BLQ BLQ BLQ: NG; Y Y Y: N; Y Y Y: Y |  | J |  | N | Industrial Non-CHP | 6 |  | N | N | [17 empty] | N
29926 | Entergy Nuclear Generation Co | 1590 | Pilgrim Nuclear Power Station | MA | Plymouth | 1 | ST | OP | 670 | 677.3 | 683.4 |  | 12 | 1972 | BLQ BLQ BLQ: NUC; Y Y Y: N; Y Y Y: Y |  | S |  | N | IPP Non-CHP | 2 |  | N | N | [17 empty] | N
30002 | International Paper Co | 50398 | International Paper Savanna Mill | GA | Chatham | GE10 | ST | OP | 82.8 | 82.7 | 82.8 |  | 4 | 1998 | BLQ | BIT | NG | DFO | RFO |  | N | N | N | S |  | Y | Industrial CHP | 7 | T | N | N | [17 empty] | N | Y
30002 | International Paper Co | 50398 | International Paper Savanna Mill | GA | Chatham | GEN9 | ST | OP | 71.2 | 71.2 | 71.2 |  | 6 | 1981 | BIT | WDS | DFO | RFO |  |  | N | N | N | S |  | Y | Industrial CHP | 7 | T | N | N | [17 empty] | N | Y |  | Y
30038 | Rock-Tenn Co | 54513 | Rock-Tenn | IL | Kane | E-1 | IC | SB | 0.7 | 0.7 | 0.7 |  | 6 | 1992 | BLQ BLQ BLQ: NG; Y Y Y: N; Y Y Y: Y | N | S |  | N | Industrial Non-CHP | 6 |  | N | N | [17 empty] | N
30038 | Rock-Tenn Co | 54513 | Rock-Tenn | IL | Kane | E2-A | IC | SB | 0.7 | 0.7 | 0.7 |  | 6 | 1992 | BLQ BLQ BLQ: NG; Y Y Y: N; Y Y Y: Y | N | S |  | N | Industrial Non-CHP | 6 |  | N | N | [17 empty] | N
30038 | Rock-Tenn Co | 54513 | Rock-Tenn | IL | Kane | E2-B | IC | SB | 0.7 | 0.7 | 0.7 |  | 6 | 1992 | BLQ BLQ BLQ: NG; Y Y Y: N; Y Y Y: Y | N | S |  | N | Industrial Non-CHP | 6 |  | N | N | [17 empty] | N
30038 | Rock-Tenn Co | 54513 | Rock-Tenn | IL | Kane | E3 | IC | SB | 0.8 | 0.8 | 0.8 |  | 6 | 1992 | BLQ BLQ BLQ: NG; Y Y Y: N; Y Y Y: Y | N | S |  | N | Industrial Non-CHP | 6 |  | N | N | [17 empty] | N
30052 | Huntsman Corp | 54637 | JCO Oxides Olefins Plant | TX | JEFFERSON | GCG1 | GT | OP | 38.6 | 30.5 | 35.5 |  | 9 | 1992 | BLQ BLQ BLQ: NG; Y Y Y: N; Y Y Y: Y | Y | J |  | Y | Industrial CHP | 7 | T |  | N | [17 empty] | N | [6 empty] | NG | NG
30052 | Huntsman Corp | 54637 | JCO Oxides Olefins Plant | TX | JEFFERSON | GCG2 | GT | OP | 38.6 | 30.5 | 35.5 |  | 9 | 1992 | BLQ BLQ BLQ: NG; Y Y Y: N; Y Y Y: Y | Y | J |  | Y | Industrial CHP | 7 | T |  | N | [17 empty] | N
30067 | Rolls Royce Corp | 54286 | Rolls Royce | IN | Marion | N8OT | GT | OP | 5 | 4 | 4.5 |  | 6 | 2000 | BLQ BLQ BLQ: LFG; WDS WDS WDS: NG; Y Y Y: Y; Y Y Y: N |  | S |  | Y | Industrial CHP | 7 | T | N | N | [12 empty] | N |  |  |  |  | N | [6 empty] | NG
30076 | Calleguas Mun Water District | 50375 | East Portal Generator | CA | LOS ANGELES | GEN1 | HY | OP | 1.2 | 1.2 | 1.2 |  | 1 | 1987 | BLQ BLQ BLQ: WAT; Y Y Y: N; Y Y Y: Y |  | S | 0 | N | IPP Non-CHP | 2 |  | N | N | [17 empty] | N
30076 | Calleguas Mun Water District | 56125 | Springville Hydroelectric | CA | VENTURA | 4152 | HY | OP | 1 | 1 | 1 |  | 3 | 1994 | BLQ BLQ BLQ: WAT; Y Y Y: N; Y Y Y: Y |  | S |  | N | IPP Non-CHP | 2 |  | N | N | [17 empty] | N
30150 | Yakutat Power Inc | 6637 | Yakutat | AK | YAKUTAT | 2B | IC | OP | 0.8 | 0.8 | 0.8 |  | 6 | 1999 | BLQ BLQ BLQ: DFO; Y Y Y: N; Y Y Y: Y |  | S |  | N | Electric Utility | 1 |  | N | N | [17 empty] | N
30150 | Yakutat Power Inc | 6637 | Yakutat | AK | YAKUTAT | 3A | IC | OP | 0.6 | 0.6 | 0.6 |  | 6 | 1999 | BLQ BLQ BLQ: DFO; Y Y Y: N; Y Y Y: Y |  | S |  | N | Electric Utility | 1 |  | N | N | [17 empty] | N
30150 | Yakutat Power Inc | 6637 | Yakutat | AK | YAKUTAT | 4A | IC | SB | 1.1 | 1.1 | 1.1 |  | 6 | 1993 | BLQ BLQ BLQ: DFO; Y Y Y: N; Y Y Y: Y | Y | S |  | N | Electric Utility | 1 |  | N | N | [17 empty] | N
30150 | Yakutat Power Inc | 6637 | Yakutat | AK | YAKUTAT | 6 | IC | OP | 1.2 | 1.2 | 1.2 |  | 9 | 2007 | BLQ BLQ BLQ: DFO; Y Y Y: N; Y Y Y: Y |  | S |  | N | Electric Utility | 1 |  |  | N | [17 empty] | N
30150 | Yakutat Power Inc | 6637 | Yakutat | AK | YAKUTAT | 7 | IC | OP | 1.2 | 1.2 | 1.2 |  | 7 | 2012 | BLQ BLQ BLQ: DFO; Y Y Y: N; Y Y Y: Y |  | S |  | N | Electric Utility | 1 |  | N | N | [17 empty] | N
30151 | Tri-State G & T Assn, Inc | 87 | Escalante | NM | McKinley | 1 | ST | OP | 257 | 247 | 247 |  | 12 | 1984 | BLQ BLQ BLQ: SUB; WDS WDS WDS: NG; Y Y Y: N; Y Y Y: Y |  | S |  | N | Electric Utility | 1 |  | N | N | [12 empty] | N |  |  |  |  | N |  |  | Y |  |  |  | NG
30151 | Tri-State G & T Assn, Inc | 527 | Nucla | CO | Montrose | 1 | ST | OP | 11.5 | 12 | 12 |  | 11 | 1959 | BLQ BLQ BLQ: BIT; Y Y Y: N; Y Y Y: Y |  | S |  | N | Electric Utility | 1 |  | N | N | [19 empty] | Y | Y
30151 | Tri-State G & T Assn, Inc | 527 | Nucla | CO | Montrose | 2 | ST | OP | 11.5 | 12 | 12 |  | 11 | 1959 | BLQ BLQ BLQ: BIT; Y Y Y: N; Y Y Y: Y |  | S |  | N | Electric Utility | 1 |  | N | N | [19 empty] | Y | Y
30151 | Tri-State G & T Assn, Inc | 527 | Nucla | CO | Montrose | 3 | ST | OP | 11.5 | 12 | 12 |  | 11 | 1959 | BLQ BLQ BLQ: BIT; Y Y Y: N; Y Y Y: Y |  | S |  | N | Electric Utility | 1 |  | N | N | [19 empty] | Y | Y
30151 | Tri-State G & T Assn, Inc | 527 | Nucla | CO | Montrose | ST4 | ST | OP | 79.3 | 64 | 64 |  | 1 | 1991 | BLQ BLQ BLQ: BIT; Y Y Y: N; Y Y Y: Y |  | S |  | N | Electric Utility | 1 |  | N | N | [17 empty] | N |  | Y | Y |  |  |  | PG
30151 | Tri-State G & T Assn, Inc | 6021 | Craig | CO | Moffat | 1 | ST | OP | 446.4 | 428 | 428 |  | 7 | 1980 | BLQ BLQ BLQ: SUB; Y Y Y: N; Y Y Y: Y |  | J |  | N | Electric Utility | 1 |  | N | N | [12 empty] | N |  |  |  |  | N | Y |  | Y |  |  |  | DFO |  | NG
30151 | Tri-State G & T Assn, Inc | 6021 | Craig | CO | Moffat | 2 | ST | OP | 446.4 | 428 | 428 |  | 11 | 1979 | BLQ BLQ BLQ: SUB; Y Y Y: N; Y Y Y: Y |  | J |  | N | Electric Utility | 1 |  | N | N | [12 empty] | N |  |  |  |  | N | Y |  | Y |  |  |  | DFO |  | NG
30151 | Tri-State G & T Assn, Inc | 6021 | Craig | CO | Moffat | 3 | ST | OP | 534.8 | 448 | 448 |  | 10 | 1984 | BLQ BLQ BLQ: SUB; Y Y Y: N; Y Y Y: Y |  | S |  | N | Electric Utility | 1 |  | N | N | [12 empty] | N |  |  |  |  | N | Y |  | Y |  |  |  | DFO |  | NG
30151 | Tri-State G & T Assn, Inc | 6619 | Burlington | CO | Kit Carson | 1 | GT | SB | 64.7 | 50 | 60 |  | 6 | 1977 | BLQ BLQ BLQ: DFO; Y Y Y: N; Y Y Y: Y | Y | S |  | N | Electric Utility | 1 |  | N | N | [17 empty] | N
30151 | Tri-State G & T Assn, Inc | 6619 | Burlington | CO | Kit Carson | 2 | GT | SB | 64.7 | 50 | 60 |  | 7 | 1977 | BLQ BLQ BLQ: DFO; Y Y Y: N; Y Y Y: Y | Y | S |  | N | Electric Utility | 1 |  | N | N | [17 empty] | N
30151 | Tri-State G & T Assn, Inc | 7975 | Pyramid | NM | Hidalgo | 1 | GT | OP | 46.5 | 39.5 | 45.6 |  | 3 | 2003 | BLQ BLQ BLQ: NG; WDS WDS WDS: DFO; Y Y Y: Y; Y Y Y: Y | Y | S |  | N | Electric Utility | 1 |  | N | N | [17 empty] | N
30151 | Tri-State G & T Assn, Inc | 7975 | Pyramid | NM | Hidalgo | 2 | GT | OP | 46.5 | 39.5 | 45.6 |  | 3 | 2003 | BLQ BLQ BLQ: NG; WDS WDS WDS: DFO; Y Y Y: Y; Y Y Y: Y | Y | S |  | N | Electric Utility | 1 |  | N | N | [17 empty] | N
30151 | Tri-State G & T Assn, Inc | 7975 | Pyramid | NM | Hidalgo | 3 | GT | OP | 46.5 | 39.5 | 45.6 |  | 5 | 2003 | BLQ BLQ BLQ: NG; WDS WDS WDS: DFO; Y Y Y: Y; Y Y Y: Y | Y | S |  | N | Electric Utility | 1 |  | N | N | [17 empty] | N
30151 | Tri-State G & T Assn, Inc | 7975 | Pyramid | NM | Hidalgo | 4 | GT | OP | 46.5 | 39.5 | 45.6 |  | 4 | 2003 | BLQ BLQ BLQ: NG; WDS WDS WDS: DFO; Y Y Y: Y; Y Y Y: Y | Y | S |  | N | Electric Utility | 1 |  | N | N | [17 empty] | N
30151 | Tri-State G & T Assn, Inc | 10755 | Rifle Generating Station | CO | Garfield | GT2 | CT | OP | 15.3 | 13 | 15 |  | 8 | 1987 | BLQ BLQ BLQ: NG; Y Y Y: N; Y Y Y: Y | Y | S |  | Y | Electric Utility | 1 | B | N | N | [17 empty] | N
30151 | Tri-State G & T Assn, Inc | 10755 | Rifle Generating Station | CO | Garfield | GT3 | CT | OP | 15 | 13 | 15 |  | 8 | 1987 | BLQ BLQ BLQ: NG; Y Y Y: N; Y Y Y: Y | Y | S |  | Y | Electric Utility | 1 | B | N | N | [17 empty] | N
30151 | Tri-State G & T Assn, Inc | 10755 | Rifle Generating Station | CO | Garfield | GT4 | CT | OP | 39 | 13 | 15 |  | 8 | 1987 | BLQ BLQ BLQ: NG; Y Y Y: N; Y Y Y: Y | Y | S |  | Y | Electric Utility | 1 | B | N | N | [17 empty] | N
30151 | Tri-State G & T Assn, Inc | 10755 | Rifle Generating Station | CO | Garfield | ST1 | CA | OP | 39 | 21.2 | 22 |  | 8 | 1987 | BLQ BLQ BLQ: NG; Y Y Y: N; Y Y Y: Y | Y | S |  | N | Electric Utility | 1 |  | Y | N | [17 empty] | N
30151 | Tri-State G & T Assn, Inc | 50707 | JM Shafer Generating Station | CO | Weld | LMA | CT | OP | 58.5 | 31.8 | 34.8 |  | 6 | 1994 | BLQ BLQ BLQ: NG; Y Y Y: N; Y Y Y: Y |  | S |  | Y | Electric Utility | 1 | T | N | N | [17 empty] | N
30151 | Tri-State G & T Assn, Inc | 50707 | JM Shafer Generating Station | CO | Weld | LMB | CT | OP | 58.5 | 31.8 | 34.8 |  | 6 | 1994 | BLQ BLQ BLQ: NG; Y Y Y: N; Y Y Y: Y |  | S |  | Y | Electric Utility | 1 | T | N | N | [17 empty] | N
30151 | Tri-State G & T Assn, Inc | 50707 | JM Shafer Generating Station | CO | Weld | LMC | CT | OP | 58.5 | 31.8 | 34.8 |  | 7 | 1994 | BLQ BLQ BLQ: NG; Y Y Y: N; Y Y Y: Y |  | S |  | Y | Electric Utility | 1 | T | N | N | [17 empty] | N
30151 | Tri-State G & T Assn, Inc | 50707 | JM Shafer Generating Station | CO | Weld | LMD | CT | OP | 58.5 | 31.8 | 34.8 |  | 7 | 1994 | BLQ BLQ BLQ: NG; Y Y Y: N; Y Y Y: Y | Y | S |  | Y | Electric Utility | 1 | T | N | N | [17 empty] | N
30151 | Tri-State G & T Assn, Inc | 50707 | JM Shafer Generating Station | CO | Weld | LME | CT | OP | 58.5 | 31.8 | 34.8 |  | 7 | 1994 | BLQ BLQ BLQ: NG; Y Y Y: N; Y Y Y: Y | Y | S |  | Y | Electric Utility | 1 | T | N | N | [17 empty] | N
30151 | Tri-State G & T Assn, Inc | 50707 | JM Shafer Generating Station | CO | Weld | STA | CA | OP | 47 | 52 | 52 |  | 6 | 1994 | BLQ BLQ BLQ: NG; Y Y Y: N; Y Y Y: Y | Y | S |  | Y | Electric Utility | 1 | T | Y | N | [17 empty] | N
30151 | Tri-State G & T Assn, Inc | 50707 | JM Shafer Generating Station | CO | Weld | STB | CA | OP | 47 | 52 | 52 |  | 6 | 1994 | BLQ BLQ BLQ: NG; Y Y Y: N; Y Y Y: Y | Y | S |  | Y | Electric Utility | 1 | T | Y | N | [17 empty] | N
30151 | Tri-State G & T Assn, Inc | 55504 | Limon Generating Station | CO | Lincoln | L1 | GT | OP | 77.1 | 67 | 75 |  | 2 | 2002 | BLQ BLQ BLQ: NG; WDS WDS WDS: DFO; Y Y Y: Y; Y Y Y: Y |  | S |  | N | Electric Utility | 1 |  | N | N | [17 empty] | N
30151 | Tri-State G & T Assn, Inc | 55504 | Limon Generating Station | CO | Lincoln | L2 | GT | OP | 77.1 | 67 | 75 |  | 2 | 2002 | BLQ BLQ BLQ: NG; WDS WDS WDS: DFO; Y Y Y: Y; Y Y Y: Y |  | S |  | N | Electric Utility | 1 |  | N | N | [17 empty] | N
30151 | Tri-State G & T Assn, Inc | 55505 | Frank Knutson | CO | ADAMS | BR1 | GT | OP | 77.1 | 67 | 75 |  | 5 | 2002 | BLQ BLQ BLQ: NG; WDS WDS WDS: DFO; Y Y Y: Y; Y Y Y: Y |  | S |  | N | Electric Utility | 1 |  | N | N | [17 empty] | N
30151 | Tri-State G & T Assn, Inc | 55505 | Frank Knutson | CO | ADAMS | BR2 | GT | OP | 77.1 | 67 | 75 |  | 5 | 2002 | BLQ BLQ BLQ: NG; WDS WDS WDS: DFO; Y Y Y: Y; Y Y Y: Y |  | S |  | N | Electric Utility | 1 |  | N | N | [17 empty] | N
30151 | Tri-State G & T Assn, Inc | 57476 | TSGT Mobile Generator #15 | NM | Rio Arriba | M15G | IC | OP | 2 | 2 | 2 |  | 12 | 2009 | BLQ BLQ BLQ: DFO; Y Y Y: N; Y Y Y: N |  | S |  | N | Electric Utility | 1 |  |  | N | [17 empty] | N
30347 | Olcese Water District | 50037 | Rio Bravo Hydro Project | CA | Kern | UNT1 | HY | SB | 7 | 6.7 | 6.4 |  | 5 | 1989 | BLQ BLQ BLQ: WAT; Y Y Y: N; Y Y Y: Y | Y | S | 0 | N | IPP Non-CHP | 2 |  | N | N
30347 | Olcese Water District | 50037 | Rio Bravo Hydro Project | CA | Kern | UNT2 | HY | OP | 7 | 6.7 | 6.4 |  | 6 | 1989 | BLQ BLQ BLQ: WAT; Y Y Y: N; Y Y Y: Y |  | S | 0 | N | IPP Non-CHP | 2 |  | N | N
31216 | Mascoma Hydro Corp | 54471 | Mascoma Hydro | NH | Grafton | 01 | HY | OP | 0.5 | 0.5 | 0.5 |  | 12 | 1988 | BLQ BLQ BLQ: WAT; Y Y Y: N; Y Y Y: Y | Y | W | 0 | N | IPP Non-CHP | 2 |  | N | N | [17 empty] | N
31216 | Mascoma Hydro Corp | 54471 | Mascoma Hydro | NH | Grafton | 02 | HY | OP | 0.5 | 0.5 | 0.5 |  | 12 | 1988 | BLQ BLQ BLQ: WAT; Y Y Y: N; Y Y Y: Y |  | W | 0 | N | IPP Non-CHP | 2 |  | N | N | [17 empty] | N
31216 | Mascoma Hydro Corp | 54471 | Mascoma Hydro | NH | Grafton | 03 | HY | OP | 0.5 | 0.5 | 0.5 |  | 12 | 1988 | BLQ BLQ BLQ: WAT; Y Y Y: N; Y Y Y: Y |  | W | 0 | N | IPP Non-CHP | 2 |  | N | N | [17 empty] | N
31386 | Tenaska Alabama Partners LP | 55271 | Tenaska Lindsay Hill Generating Station | AL | Autauga | GTG1 | CT | OP | 183.1 | 152 | 160 |  | 5 | 2002 | BLQ BLQ BLQ: NG; WDS WDS WDS: DFO; Y Y Y: Y; Y Y Y: Y |  | J |  | N | IPP Non-CHP | 2 |  | N | N | [17 empty] | N
31386 | Tenaska Alabama Partners LP | 55271 | Tenaska Lindsay Hill Generating Station | AL | Autauga | GTG2 | CT | OP | 183.1 | 152 | 160 |  | 5 | 2002 | BLQ BLQ BLQ: NG; WDS WDS WDS: DFO; Y Y Y: Y; Y Y Y: Y |  | J |  | N | IPP Non-CHP | 2 |  | N | N | [17 empty] | N
31386 | Tenaska Alabama Partners LP | 55271 | Tenaska Lindsay Hill Generating Station | AL | Autauga | GTG3 | CT | OP | 183.1 | 149 | 160 |  | 5 | 2002 | BLQ BLQ BLQ: NG; WDS WDS WDS: DFO; Y Y Y: Y; Y Y Y: Y |  | J |  | N | IPP Non-CHP | 2 |  | N | N | [17 empty] | N
31386 | Tenaska Alabama Partners LP | 55271 | Tenaska Lindsay Hill Generating Station | AL | Autauga | STG1 | CA | OP | 390.1 | 392 | 393.9 |  | 5 | 2002 | BLQ BLQ BLQ: NG; Y Y Y: N; Y Y Y: Y |  | J |  | N | IPP Non-CHP | 2 |  | Y | N | [17 empty] | N
31431 | K-W Co | 55007 | K W Company | ID | Twin Falls | LS1 | HY | OP | 0.1 | 0.1 | 0.1 |  | 6 | 1985 | BLQ BLQ BLQ: WAT; Y Y Y: N; Y Y Y: Y | Y | S | 0 | N | IPP Non-CHP | 2 |  | N | N
31431 | K-W Co | 55007 | K W Company | ID | Twin Falls | LS2 | HY | OP | 0.1 | 0.1 | 0.1 |  | 6 | 1985 | BLQ BLQ BLQ: WAT; Y Y Y: N; Y Y Y: Y | Y | S | 0 | N | IPP Non-CHP | 2 |  | N | N
31431 | K-W Co | 55007 | K W Company | ID | Twin Falls | LS3 | HY | OP | 0.1 | 0.1 | 0.1 |  | 6 | 1985 | BLQ BLQ BLQ: WAT; Y Y Y: N; Y Y Y: Y | Y | S | 0 | N | IPP Non-CHP | 2 |  | N | N
31431 | K-W Co | 55007 | K W Company | ID | Twin Falls | LS4 | HY | OP | 0.1 | 0.1 | 0.1 |  | 6 | 1985 | BLQ BLQ BLQ: WAT; Y Y Y: N; Y Y Y: Y |  | S | 0 | N | IPP Non-CHP | 2 |  | N | N
31431 | K-W Co | 55007 | K W Company | ID | Twin Falls | LS5 | HY | OP | 0.1 | 0.1 | 0.1 |  | 6 | 1985 | BLQ BLQ BLQ: WAT; Y Y Y: N; Y Y Y: Y |  | S | 0 | N | IPP Non-CHP | 2 |  | N | N
31431 | K-W Co | 55007 | K W Company | ID | Twin Falls | UE5 | HY | OP | 0.1 | 0.1 | 0.1 |  | 4 | 1997 | BLQ BLQ BLQ: WAT; Y Y Y: N; Y Y Y: Y |  | S | 0 | N | IPP Non-CHP | 2 |  | N | N
31431 | K-W Co | 55007 | K W Company | ID | Twin Falls | UW1 | HY | OP | 0.2 | 0.2 | 0.2 |  | 12 | 1983 | BLQ BLQ BLQ: WAT; Y Y Y: N; Y Y Y: Y |  | S |  | N | IPP Non-CHP | 2 |  | N | N
31431 | K-W Co | 55007 | K W Company | ID | Twin Falls | UW2 | HY | OP | 0.2 | 0.2 | 0.2 |  | 12 | 1983 | BLQ BLQ BLQ: WAT; Y Y Y: N; Y Y Y: Y |  | S |  | N | IPP Non-CHP | 2 |  | N | N
31431 | K-W Co | 55007 | K W Company | ID | Twin Falls | UW3 | HY | OP | 0.2 | 0.2 | 0.2 |  | 12 | 1983 | BLQ BLQ BLQ: WAT; Y Y Y: N; Y Y Y: Y |  | S |  | N | IPP Non-CHP | 2 |  | N | N
31431 | K-W Co | 55007 | K W Company | ID | Twin Falls | UW4 | HY | OP | 0.2 | 0.2 | 0.2 |  | 12 | 1983 | BLQ BLQ BLQ: WAT; Y Y Y: N; Y Y Y: Y |  | S |  | N | IPP Non-CHP | 2 |  | N | N
31518 | Fort Smith City of | 54283 | Lee Creek Water Treatment Facility | AR | Crawford | 0209 | HY | SB | 1.3 | 1.3 | 1.3 |  | 11 | 1992 | BLQ BLQ BLQ: WAT; Y Y Y: N; Y Y Y: Y | Y | S | 0 | N | IPP Non-CHP | 2 |  | N | N | [17 empty] | N
31613 | Washington Cnty Wtr Consv Dist | 52039 | Quail Creek Hydro Plant #1 | UT | WASHINGTON | 1 | HY | OP | 2.3 | 2.3 | 2.3 |  | 6 | 1985 | BLQ BLQ BLQ: WAT; Y Y Y: N; Y Y Y: Y | Y | S | 0 | N | IPP Non-CHP | 2 |  | N | N | [17 empty] | N
31719 | FPL Energy Wyman LLC | 1507 | William F Wyman | ME | Cumberland | 1 | ST | OP | 50 | 51.8 | 52.5 |  | 1 | 1957 | BLQ BLQ BLQ: RFO; Y Y Y: N; Y Y Y: Y |  | S |  | N | IPP Non-CHP | 2 |  | N | N | [17 empty] | N | [6 empty] | DFO
31719 | FPL Energy Wyman LLC | 1507 | William F Wyman | ME | Cumberland | 2 | ST | OP | 50 | 51.1 | 52.8 |  | 1 | 1958 | BLQ BLQ BLQ: RFO; Y Y Y: N; Y Y Y: Y |  | S |  | N | IPP Non-CHP | 2 |  | N | N | [17 empty] | N | [6 empty] | DFO
31719 | FPL Energy Wyman LLC | 1507 | William F Wyman | ME | Cumberland | 3 | ST | OP | 113.6 | 115.5 | 117.8 |  | 1 | 1965 | BLQ BLQ BLQ: RFO; Y Y Y: N; Y Y Y: Y |  | S |  | N | IPP Non-CHP | 2 |  | N | N | [17 empty] | N | [6 empty] | DFO
31719 | FPL Energy Wyman LLC | 1507 | William F Wyman | ME | Cumberland | 4 | ST | OP | 632.4 | 603.5 | 605.3 |  | 1 | 1978 | BLQ BLQ BLQ: RFO; Y Y Y: N; Y Y Y: Y |  | J |  | N | IPP Non-CHP | 2 |  | N | N | [17 empty] | N | [6 empty] | DFO
32080 | Cellu Tissue Corporation | 54878 | Cellu Tissue Natural Dam | NY | St Lawrence | 01 | HY | OP | 0.4 | 0.4 | 0.4 |  | 1 | 1959 | BLQ BLQ BLQ: WAT; Y Y Y: N; Y Y Y: Y |  | S |  | N | Industrial Non-CHP | 6 |  | N | N
32080 | Cellu Tissue Corporation | 54878 | Cellu Tissue Natural Dam | NY | St Lawrence | 02 | HY | OP | 0.3 | 0.3 | 0.3 |  | 1 | 1959 | BLQ BLQ BLQ: WAT; Y Y Y: N; Y Y Y: Y |  | S |  | N | Industrial Non-CHP | 6 |  | N | N
32080 | Cellu Tissue Corporation | 54878 | Cellu Tissue Natural Dam | NY | St Lawrence | 03 | HY | OP | 0.3 | 0.3 | 0.3 |  | 1 | 1959 | BLQ BLQ BLQ: WAT; Y Y Y: N; Y Y Y: Y |  | S |  | N | Industrial Non-CHP | 6 |  | N | N
32173 | New Athens Generating Company LLC | 55405 | Athens Generating Plant | NY | Greene | CT1 | CT | OP | 300 | 258 | 282 |  | 4 | 2004 | BLQ BLQ BLQ: NG; WDS WDS WDS: DFO; Y Y Y: Y; Y Y Y: Y |  | S |  | N | IPP Non-CHP | 2 |  | N | N | [17 empty] | N
32173 | New Athens Generating Company LLC | 55405 | Athens Generating Plant | NY | Greene | CT2 | CT | OP | 300 | 258 | 282 |  | 5 | 2004 | BLQ BLQ BLQ: NG; WDS WDS WDS: DFO; Y Y Y: Y; Y Y Y: Y |  | S |  | N | IPP Non-CHP | 2 |  | N | N | [17 empty] | N
32173 | New Athens Generating Company LLC | 55405 | Athens Generating Plant | NY | Greene | CT3 | CT | OP | 300 | 258 | 282 |  | 4 | 2003 | BLQ BLQ BLQ: NG; WDS WDS WDS: DFO; Y Y Y: Y; Y Y Y: Y |  | S |  | N | IPP Non-CHP | 2 |  | N | N | [17 empty] | N
32173 | New Athens Generating Company LLC | 55405 | Athens Generating Plant | NY | Greene | ST1 | CA | OP | 141 | 121.3 | 132.5 |  | 1 | 2004 | BLQ BLQ BLQ: NG; Y Y Y: N; Y Y Y: Y |  | S |  | N | IPP Non-CHP | 2 |  | N | N | [17 empty] | N
32173 | New Athens Generating Company LLC | 55405 | Athens Generating Plant | NY | Greene | ST2 | CA | OP | 141 | 121.3 | 132.5 |  | 1 | 2004 | BLQ BLQ BLQ: NG; Y Y Y: N; Y Y Y: Y |  | S |  | N | IPP Non-CHP | 2 |  | N | N | [17 empty] | N
32173 | New Athens Generating Company LLC | 55405 | Athens Generating Plant | NY | Greene | ST3 | CA | OP | 141 | 121.3 | 132.5 |  | 1 | 2004 | BLQ BLQ BLQ: NG; Y Y Y: N; Y Y Y: Y |  | S |  | N | IPP Non-CHP | 2 |  | N | N | [17 empty] | N
32487 | Gaylord Entertainment Co | 55037 | Opryland USA | TN | Davidson | GTO1 | GT | OP | 4.5 | 3.1 | 3.2 |  | 7 | 1995 | [9 empty] | S |  | Y | Commercial CHP | 5 | T | N | N | bar: BLQ BLQ BLQ; Y Y Y to Y Y Y
32501 | Air Liquide America Corp | 56248 | Shell Chemical | LA | Ascension | 101G | GT | OP | 40 | 34.5 | 38.2 |  | 8 | 2002 | BLQ BLQ BLQ: NG; Y Y Y: N; Y Y Y: Y |  | W |  | Y | Industrial CHP | 7 | T | N | N | [17 empty] | N
32501 | Air Liquide America Corp | 56248 | Shell Chemical | LA | Ascension | 201G | GT | OP | 40 | 34.5 | 38.2 |  | 8 | 2002 | BLQ BLQ BLQ: NG; Y Y Y: N; Y Y Y: Y |  | W |  | Y | Industrial CHP | 7 | T | N | N | [17 empty] | N
32790 | New Harquahala Generating Co, LLC | 55372 | Harquahala Generating Project | AZ | Maricopa | CTG1 | CT | OP | 281.7 | 206.4 | 225.6 |  | 6 | 2004 | BLQ BLQ BLQ: NG; Y Y Y: N; Y Y Y: Y |  | S |  | N | IPP Non-CHP | 2 |  | N | N | [17 empty] | N
32790 | New Harquahala Generating Co, LLC | 55372 | Harquahala Generating Project | AZ | Maricopa | CTG2 | CT | OP | 281.7 | 206.4 | 225.6 |  | 9 | 2004 | BLQ BLQ BLQ: NG; Y Y Y: N; Y Y Y: Y |  | S |  | N | IPP Non-CHP | 2 |  | N | N | [17 empty] | N
32790 | New Harquahala Generating Co, LLC | 55372 | Harquahala Generating Project | AZ | Maricopa | CTG3 | CT | OP | 281.7 | 206.4 | 225.6 |  | 8 | 2004 | BLQ BLQ BLQ: NG; Y Y Y: N; Y Y Y: Y |  | S |  | N | IPP Non-CHP | 2 |  | N | N | [17 empty] | N
32790 | New Harquahala Generating Co, LLC | 55372 | Harquahala Generating Project | AZ | Maricopa | STG1 | CA | OP | 160 | 148.8 | 150.4 |  | 6 | 2004 | BLQ BLQ BLQ: NG; Y Y Y: N; Y Y Y: Y |  | S |  | N | IPP Non-CHP | 2 |  | N | N | [17 empty] | N
32790 | New Harquahala Generating Co, LLC | 55372 | Harquahala Generating Project | AZ | Maricopa | STG2 | CA | OP | 160 | 148.8 | 150.4 |  | 9 | 2004 | BLQ BLQ BLQ: NG; Y Y Y: N; Y Y Y: Y |  | S |  | N | IPP Non-CHP | 2 |  | N | N | [17 empty] | N
32790 | New Harquahala Generating Co, LLC | 55372 | Harquahala Generating Project | AZ | Maricopa | STG3 | CA | OP | 160 | 137.6 | 150.4 |  | 8 | 2004 | BLQ BLQ BLQ: NG; Y Y Y: N; Y Y Y: Y |  | S |  | N | IPP Non-CHP | 2 |  | N | N | [17 empty] | N
34012 | FPL Energy MH50 LP | 50074 | Marcus Hook Refinery Cogen | PA | Delaware | GEN1 | GT | SB | 50.5 | 50 | 50 |  | 11 | 1987 | BLQ BLQ BLQ: NG; Y Y Y: N; Y Y Y: Y | Y | S |  | Y | IPP CHP | 3 | T | N | N | [17 empty] | N
34028 | Calhoun Power Co LLC | 55409 | Calhoun Energy Center | AL | Calhoun | CAL1 | GT | OP | 187 | 158 | 188 |  | 1 | 2003 | BLQ BLQ BLQ: NG; WDS WDS WDS: DFO; Y Y Y: Y; Y Y Y: Y |  | S |  | N | IPP Non-CHP | 2 |  |  | N | [17 empty] | N
34028 | Calhoun Power Co LLC | 55409 | Calhoun Energy Center | AL | Calhoun | CAL2 | GT | OP | 187 | 158 | 188 |  | 2 | 2003 | BLQ BLQ BLQ: NG; WDS WDS WDS: DFO; Y Y Y: Y; Y Y Y: Y |  | S |  | N | IPP Non-CHP | 2 |  |  | N | [17 empty] | N
34028 | Calhoun Power Co LLC | 55409 | Calhoun Energy Center | AL | Calhoun | CAL3 | GT | OP | 187 | 158 | 188 |  | 3 | 2003 | BLQ BLQ BLQ: NG; WDS WDS WDS: DFO; Y Y Y: Y; Y Y Y: Y |  | S |  | N | IPP Non-CHP | 2 |  |  | N | [17 empty] | N
34028 | Calhoun Power Co LLC | 55409 | Calhoun Energy Center | AL | Calhoun | CAL4 | GT | OP | 187 | 158 | 188 |  | 4 | 2003 | BLQ BLQ BLQ: NG; WDS WDS WDS: DFO; Y Y Y: Y; Y Y Y: Y |  | S |  | N | IPP Non-CHP | 2 |  |  | N | [17 empty] | N
34164 | Elk Hills Power LLC | 55400 | Elk Hills Power LLC | CA | Kern | CTG1 | CT | OP | 199 | 156 | 165 | G541 | 7 | 2003 | BLQ BLQ BLQ: NG; Y Y Y: N; Y Y Y: Y |  | W |  | N | IPP Non-CHP | 2 |  | N | N | [17 empty] | N
34164 | Elk Hills Power LLC | 55400 | Elk Hills Power LLC | CA | Kern | CTG2 | CT | OP | 199 | 156 | 165 | G541 | 7 | 2003 | BLQ BLQ BLQ: NG; Y Y Y: N; Y Y Y: Y |  | W |  | N | IPP Non-CHP | 2 |  | N | N | [17 empty] | N
34164 | Elk Hills Power LLC | 55400 | Elk Hills Power LLC | CA | Kern | STG | CA | OP | 225 | 213 | 219 | G541 | 7 | 2003 | BLQ BLQ BLQ: NG; Y Y Y: N; Y Y Y: Y |  | W |  | N | IPP Non-CHP | 2 |  | Y | N | [17 empty] | N
34359 | Curators of the University of Missouri | 50969 | MU Combined Heat and Power Plant | MO | Boone | DGT1 | IC | SB | 2 | 2 | 2 |  | 9 | 2002 | BLQ BLQ BLQ: DFO; Y Y Y: N; Y Y Y: Y | Y | S |  | N | Commercial CHP | 5 |  | N | N | [17 empty] | N
34359 | Curators of the University of Missouri | 50969 | MU Combined Heat and Power Plant | MO | Boone | GEN1 | ST | OP | 6.2 | 6 | 6.1 |  | 7 | 1961 | BIT | NG | WDS | DFO |  |  | Y | Y |  | S |  | Y | Commercial CHP | 5 | T | N | N | [17 empty] | N |  | N | Y |  |  |  | NG
34359 | Curators of the University of Missouri | 50969 | MU Combined Heat and Power Plant | MO | Boone | GEN2 | ST | OP | 12.5 | 12.2 | 12.3 |  | 7 | 1974 | BIT | NG | WDS | DFO |  |  | Y | Y |  | S |  | Y | Commercial CHP | 5 | T | N | N | [17 empty] | N |  | N | Y |  |  |  | NG
34359 | Curators of the University of Missouri | 50969 | MU Combined Heat and Power Plant | MO | Boone | GEN3 | ST | OP | 19.8 | 19.2 | 19.4 |  | 8 | 1986 | BIT | NG | WDS | DFO |  |  | Y | Y |  | S |  | Y | Commercial CHP | 5 | T | N | N | [17 empty] | N |  | N | Y |  |  |  | NG
34359 | Curators of the University of Missouri | 50969 | MU Combined Heat and Power Plant | MO | Boone | GEN4 | ST | OP | 14.5 | 13.3 | 13.4 |  | 7 | 1988 | BIT | NG | WDS | DFO |  |  | Y | Y |  | S |  | Y | Commercial CHP | 5 | T | N | N | [17 empty] | N |  | N | Y |  |  |  | NG
34359 | Curators of the University of Missouri | 50969 | MU Combined Heat and Power Plant | MO | Boone | GEN6 | IC | SB | 0.5 | 0.5 | 0.5 |  | 5 | 1994 | BLQ BLQ BLQ: DFO; Y Y Y: N; Y Y Y: Y | Y | S |  | N | Commercial CHP | 5 |  | N | N | [17 empty] | N
34359 | Curators of the University of Missouri | 50969 | MU Combined Heat and Power Plant | MO | Boone | GEN7 | IC | SB | 1 | 1 | 1 |  | 6 | 1997 | BLQ BLQ BLQ: DFO; Y Y Y: N; Y Y Y: Y | Y | S |  | N | Commercial CHP | 5 |  | N | N | [17 empty] | N
34359 | Curators of the University of Missouri | 50969 | MU Combined Heat and Power Plant | MO | Boone | NTG1 | GT | OP | 17.3 | 11.4 | 14.5 |  | 9 | 2002 | BLQ BLQ BLQ: NG; WDS WDS WDS: DFO; Y Y Y: Y; Y Y Y: Y |  | S |  | Y | Commercial CHP | 5 | T | N | N | [17 empty] | N
34359 | Curators of the University of Missouri | 50969 | MU Combined Heat and Power Plant | MO | Boone | NTG2 | GT | OP | 17.3 | 11.4 | 14.5 |  | 9 | 2002 | BLQ BLQ BLQ: NG; WDS WDS WDS: DFO; Y Y Y: Y; Y Y Y: Y |  | S |  | Y | Commercial CHP | 5 | T | N | N | [17 empty] | N
34362 | Delaware Mountain LP | 55399 | Delaware Mountain Windfarm | TX | Culberson | 01 | WT | OP | 23.3 | 23.3 | 23.3 |  | 6 | 1999 | BLQ BLQ BLQ: WND; Y Y Y: N; Y Y Y: Y |  | S | 31 | N | IPP Non-CHP | 2 |  | N | N
34389 | WindPower Partners, 1994, L.P. | 54966 | West Texas Windplant | TX | Culberson | WIND | WT | OP | 30 | 30 | 30 |  | 9 | 1995 | BLQ BLQ BLQ: WND; Y Y Y: N; Y Y Y: Y |  | S | 91 | N | IPP Non-CHP | 2 |  | N | N
34437 | Aeroturbine Energy Corporation | 56214 | Aeroturbine | CA | Riverside | WT120 | WT | OP | 4.7 | 4.7 | 4.7 |  | 9 | 1989 | BLQ BLQ BLQ: WND; Y Y Y: N; Y Y Y: Y |  | S | 39 | N | IPP Non-CHP | 2 |  | N | N | [17 empty] | N
34505 | Edison Mission Energy | 54793 | Storm Lake 1 | IA | Buena Vista | 2 | WT | OP | 0.7 | 0.7 | 0.7 |  | 6 | 1999 | BLQ BLQ BLQ: WND; Y Y Y: N; Y Y Y: Y |  | S | 1 | N | IPP Non-CHP | 2 |  | N | N | [17 empty] | N
34505 | Edison Mission Energy | 54793 | Storm Lake 1 | IA | Buena Vista | 3 | WT | OP | 0.7 | 0.7 | 0.7 |  | 6 | 1999 | BLQ BLQ BLQ: WND; Y Y Y: N; Y Y Y: Y |  | S | 1 | N | IPP Non-CHP | 2 |  | N | N | [17 empty] | N
34505 | Edison Mission Energy | 54793 | Storm Lake 1 | IA | Buena Vista | EXIS | WT | OP | 112.5 | 112.5 | 112.5 |  | 7 | 1999 | BLQ BLQ BLQ: WND; Y Y Y: N; Y Y Y: Y |  | S | 150 | N | IPP Non-CHP | 2 |  | N | N | [17 empty] | N
34505 | Edison Mission Energy | 55353 | Lakota Ridge LLC | MN | Lincoln | NMO1 | WT | OP | 11.2 | 11.2 | 11.2 |  | 4 | 1999 | BLQ BLQ BLQ: WND; Y Y Y: N; Y Y Y: Y |  | J | 15 | N | IPP Non-CHP | 2 |  | N | N
34505 | Edison Mission Energy | 55354 | Shaokatan Hills LLC | MN | Lincoln | 6150 | WT | OP | 11.8 | 11.8 | 11.8 |  | 8 | 1999 | BLQ BLQ BLQ: WND; Y Y Y: N; Y Y Y: Y |  | J | 18 | N | IPP Non-CHP | 2 |  | N | N
34505 | Edison Mission Energy | 56199 | TG Windfarm LLC | MN | Pipestone | 1 | WT | OP | 2 | 2 | 2 |  | 11 | 2003 | BLQ BLQ BLQ: WND; Y Y Y: N; Y Y Y: Y |  | J | 2 | N | IPP Non-CHP | 2 |  | N | N
34505 | Edison Mission Energy | 56200 | CG Windfarm LLC | MN | Pipestone | I | WT | OP | 2 | 2 | 2 |  | 12 | 2003 | BLQ BLQ BLQ: WND; Y Y Y: N; Y Y Y: Y |  | J | 2 | N | IPP Non-CHP | 2 |  | N | N
34505 | Edison Mission Energy | 56201 | Bisson Windfarm LLC | MN | Pipestone | I | WT | OP | 2 | 2 | 2 |  | 10 | 2003 | BLQ BLQ BLQ: WND; Y Y Y: N; Y Y Y: Y |  | J | 2 | N | IPP Non-CHP | 2 |  | N | N
34505 | Edison Mission Energy | 56203 | Westridge Windfarm LLC | MN | Pipestone | 1 | WT | OP | 2 | 2 | 2 |  | 11 | 2003 | BLQ BLQ BLQ: WND; Y Y Y: N; Y Y Y: Y |  | J | 2 | N | IPP Non-CHP | 2 |  | N | N
34505 | Edison Mission Energy | 56206 | K-Brink Windfarm LLC | MN | Pipestone | 1 | WT | OP | 2 | 2 | 2 |  | 2 | 2003 | BLQ BLQ BLQ: WND; Y Y Y: N; Y Y Y: Y |  | J | 2 | N | IPP Non-CHP | 2 |  | N | N
34505 | Edison Mission Energy | 56209 | Boeve Windfarm LLC | MN | Pipestone | 1 | WT | OP | 2 | 2 | 2 |  | 8 | 2003 | BLQ BLQ BLQ: WND; Y Y Y: N; Y Y Y: Y |  | J | 2 | N | IPP Non-CHP | 2 |  | N | N
34505 | Edison Mission Energy | 56304 | San Juan Mesa | NM | Roosevelt | 1 | WT | OP | 120 | 120 | 120 |  | 12 | 2005 | BLQ BLQ BLQ: WND; Y Y Y: N; Y Y Y: Y |  | J | 120 | N | IPP Non-CHP | 2 |  | N | N | [17 empty] | N
34505 | Edison Mission Energy | 56432 | Wildorado Wind Ranch | TX | Potter | 1 | WT | OP | 161 | 161 | 161 |  | 5 | 2007 | BLQ BLQ BLQ: WND; Y Y Y: N; Y Y Y: Y |  | J | 70 | N | IPP Non-CHP | 2 |  |  | N | [17 empty] | N
34505 | Edison Mission Energy | 56543 | Eastridge Wind Project | MN | Murray | 1 | WT | OP | 10.4 | 10.4 | 10.4 |  | 4 | 2006 | BLQ BLQ BLQ: WND; Y Y Y: N; Y Y Y: Y |  | J | 8 | N | IPP Non-CHP | 2 |  | N | N
34505 | Edison Mission Energy | 56544 | Windom Wind Project | MN | Cottonwood | 1 | WT | OP | 15.6 | 15.6 | 15.6 |  | 3 | 2006 | BLQ BLQ BLQ: WND; Y Y Y: N; Y Y Y: Y |  | J | 12 | N | IPP Non-CHP | 2 |  | N | N
34505 | Edison Mission Energy | 56621 | Sleeping Bear LLC | OK | Harper | 1 | WT | OP | 94.5 | 94.5 | 94.5 |  | 10 | 2007 | BLQ BLQ BLQ: WND; Y Y Y: N; Y Y Y: Y |  | S | 45 | N | IPP Non-CHP | 2 |  |  | N | [17 empty] | N
34505 | Edison Mission Energy | 56699 | Forward Windpower LLC | PA | Somerset | 1 | WT | OP | 29.4 | 29.4 | 29.4 |  | 4 | 2008 | BLQ BLQ BLQ: WND; Y Y Y: N; Y Y Y: Y |  | S | 14 | N | IPP Non-CHP | 2 |  |  | N
34505 | Edison Mission Energy | 56700 | Lookout Windpower LLC | PA | Somerset | 1 | WT | OP | 37.8 | 37.8 | 37.8 |  | 10 | 2008 | BLQ BLQ BLQ: WND; Y Y Y: N; Y Y Y: Y |  | S | 18 | N | IPP Non-CHP | 2 |  |  | N
34505 | Edison Mission Energy | 56750 | Jeffers Wind 20 LLC | MN | Cottonwood | 1 | WT | OP | 50 | 50 | 50 |  | 10 | 2008 | BLQ BLQ BLQ: WND; Y Y Y: N; Y Y Y: Y |  | J | 20 | N | IPP Non-CHP | 2 |  |  | N | [17 empty] | N
34505 | Edison Mission Energy | 56751 | Spanish Fork Wind Park 2 LLC | UT | Utah | 1 | WT | OP | 18.9 | 18.9 | 18.9 |  | 7 | 2008 | BLQ BLQ BLQ: WND; Y Y Y: N; Y Y Y: Y |  | S | 9 | N | IPP Non-CHP | 2 |  |  | N | [17 empty] | N
34505 | Edison Mission Energy | 56752 | Mountain Wind Power LLC | WY | Uinta | 1 | WT | OP | 61 | 61 | 61 |  | 7 | 2008 | BLQ BLQ BLQ: WND; Y Y Y: N; Y Y Y: Y |  | S | 29 | N | IPP Non-CHP | 2 |  |  | N | [17 empty] | N
34505 | Edison Mission Energy | 56753 | Mountain Wind Power II LLC | WY | Uinta | 1 | WT | OP | 80 | 80 | 80 |  | 9 | 2008 | BLQ BLQ BLQ: WND; Y Y Y: N; Y Y Y: Y |  | S | 38 | N | IPP Non-CHP | 2 |  |  | N | [17 empty] | N
34505 | Edison Mission Energy | 56754 | Goat Wind LP | TX | Sterling | 1 | WT | OP | 80 | 80 | 80 |  | 4 | 2008 | BLQ BLQ BLQ: WND; Y Y Y: N; Y Y Y: Y |  | J | 80 | N | IPP Non-CHP | 2 |  |  | N | [17 empty] | N
34505 | Edison Mission Energy | 56754 | Goat Wind LP | TX | Sterling | 2 | WT | OP | 69.6 | 69.6 | 69.6 |  | 6 | 2009 | BLQ BLQ BLQ: WND; Y Y Y: N; Y Y Y: Y |  | J | 29 | N | IPP Non-CHP | 2 |  |  | N
34505 | Edison Mission Energy | 56755 | Odin Wind Farm | MN | Cottonwood | 1 | WT | OP | 20 | 20 | 20 |  | 5 | 2008 | BLQ BLQ BLQ: WND; Y Y Y: N; Y Y Y: Y |  | S | 8 | N | IPP Non-CHP | 2 |  |  | N | [17 empty] | N
34505 | Edison Mission Energy | 56859 | Crosswind Energy Project | IA | Palo Alto | 1 | WT | OP | 21 | 21 | 21 |  | 6 | 2007 | BLQ BLQ BLQ: WND; Y Y Y: N; Y Y Y: Y |  | J | 10 | N | IPP Non-CHP | 2 |  |  | N
34505 | Edison Mission Energy | 56860 | Hardin Hilltop Wind LLC | IA | GREENE | 1 | WT | OP | 14.7 | 14.7 | 14.7 |  | 5 | 2007 | BLQ BLQ BLQ: WND; Y Y Y: N; Y Y Y: Y |  | J | 7 | N | IPP Non-CHP | 2 |  |  | N
34505 | Edison Mission Energy | 56945 | High Lonesome Mesa LLC | NM | Torrance | 1 | WT | OP | 100 | 100 | 100 |  | 7 | 2009 | BLQ BLQ BLQ: WND; Y Y Y: N; Y Y Y: Y |  | S | 40 | N | IPP Non-CHP | 2 |  |  | N
34505 | Edison Mission Energy | 56946 | Buffalo Bear LLC | OK | Harper | 1 | WT | OP | 18.9 | 18.9 | 18.9 |  | 12 | 2008 | BLQ BLQ BLQ: WND; Y Y Y: N; Y Y Y: Y |  | S | 9 | N | IPP Non-CHP | 2 |  |  | N
34505 | Edison Mission Energy | 56947 | Elkhorn Ridge Wind LLC | NE | Knox | 1 | WT | OP | 81 | 81 | 81 |  | 3 | 2009 | BLQ BLQ BLQ: WND; Y Y Y: N; Y Y Y: Y |  | J | 27 | N | IPP Non-CHP | 2 |  |  | N | [12 empty] | N
34505 | Edison Mission Energy | 57135 | Big Sky Wind LLC | IL | Bureau | 1 | WT | OP | 240 | 240 | 240 |  | 2 | 2011 | BLQ BLQ BLQ: WND; Y Y Y: N; Y Y Y: Y |  | W | 114 | N | IPP Non-CHP | 2
34505 | Edison Mission Energy | 57260 | Cedro Hill Wind LLC | TX | Webb | 1 | WT | OP | 150 | 150 | 150 |  | 12 | 2010 | BLQ BLQ BLQ: WND; Y Y Y: N; Y Y Y: Y |  | W | 150 | N | IPP Non-CHP | 2 |  |  | N
34505 | Edison Mission Energy | 57261 | Taloga Wind LLC | OK | Dewey | 1 | WT | OP | 130 | 130 | 130 |  | 7 | 2011 | BLQ BLQ BLQ: WND; Y Y Y: N; Y Y Y: Y |  | W | 54 | N | IPP Non-CHP | 2
34505 | Edison Mission Energy | 57262 | Laredo Ridge Wind LLC | NE | Boone | 1 | WT | OP | 79.9 | 79.9 | 79.9 |  | 2 | 2011 | BLQ BLQ BLQ: WND; Y Y Y: N; Y Y Y: Y |  | W | 54 | N | IPP Non-CHP | 2
34505 | Edison Mission Energy | 57278 | Crofton Bluffs Wind LLC | NE | Knox | CWET1 | WT | OP | 40 | 40 | 40 |  | 11 | 2012 | BLQ BLQ BLQ: WND; Y Y Y: N; Y Y Y: Y |  | S | 20 | N | IPP Non-CHP | 2 | [20 empty] | N
34505 | Edison Mission Energy | 57385 | Community Wind North LLC | MN | LINCOLN | 34505 | WT | OP | 30 | 30 | 30 |  | 5 | 2011 | BLQ BLQ BLQ: WND; Y Y Y: N; Y Y Y: Y |  | J | 6 | N | IPP Non-CHP | 2 | [20 empty] | N
34505 | Edison Mission Energy | 57593 | Broken Bow Wind LLC | NE | Custer | 1 | WT | OP | 79.9 | 79.9 | 79.9 |  | 12 | 2012 | BLQ BLQ BLQ: WND; Y Y Y: N; Y Y Y: Y |  | J | 54 | N | IPP Non-CHP | 2 | [20 empty] | N
34505 | Edison Mission Energy | 57595 | Pinnacle Wind Force LLC | WV | Mineral | 1 | WT | OP | 55.2 | 55.2 | 55.2 |  | 12 | 2011 | BLQ BLQ BLQ: WND; Y Y Y: N; Y Y Y: Y |  | S | 23 | N | IPP Non-CHP | 2 | [20 empty] | N
34612 | Sheldon Vermont Hydro Co., Inc. | 10494 | Sheldon Springs Hydroelectric | VT | Franklin | IG-1 | HY | OP | 1.8 | 1.7 | 1.7 |  | 7 | 1988 | BLQ BLQ BLQ: WAT; Y Y Y: N; Y Y Y: Y | Y | W |  | N | IPP Non-CHP | 2 |  | N | N
34612 | Sheldon Vermont Hydro Co., Inc. | 10494 | Sheldon Springs Hydroelectric | VT | Franklin | IG-2 | HY | OP | 1.8 | 1.7 | 1.7 |  | 7 | 1988 | BLQ BLQ BLQ: WAT; Y Y Y: N; Y Y Y: Y |  | W |  | N | IPP Non-CHP | 2 |  | N | N
34612 | Sheldon Vermont Hydro Co., Inc. | 10494 | Sheldon Springs Hydroelectric | VT | Franklin | IG-3 | HY | OP | 0.2 | 0.2 | 0.2 |  | 7 | 1988 | BLQ BLQ BLQ: WAT; Y Y Y: N; Y Y Y: Y |  | W |  | N | IPP Non-CHP | 2 |  | N | N
34612 | Sheldon Vermont Hydro Co., Inc. | 10494 | Sheldon Springs Hydroelectric | VT | Franklin | SG-1 | HY | OP | 10.2 | 9.7 | 9.4 |  | 7 | 1988 | BLQ BLQ BLQ: WAT; Y Y Y: N; Y Y Y: Y |  | W |  | N | IPP Non-CHP | 2 |  | N | N
34612 | Sheldon Vermont Hydro Co., Inc. | 10494 | Sheldon Springs Hydroelectric | VT | Franklin | SG-2 | HY | OP | 10.2 | 9.7 | 9.4 |  | 7 | 1988 | BLQ BLQ BLQ: WAT; Y Y Y: N; Y Y Y: Y |  | W |  | N | IPP Non-CHP | 2 |  | N | N
34612 | Sheldon Vermont Hydro Co., Inc. | 10494 | Sheldon Springs Hydroelectric | VT | Franklin | SG-3 | HY | OP | 1 | 1 | 0.9 |  | 7 | 1988 | BLQ BLQ BLQ: WAT; Y Y Y: N; Y Y Y: Y |  | W |  | N | IPP Non-CHP | 2 |  | N | N
34672 | DTE Energy Services | 50407 | Mobile Energy Services LLC | AL | Mobile | GEN5 | ST | OP | 61 | 56.1 | 55.6 |  | 8 | 1985 | WDS | NG | BIT |  |  |  | Y | Y |  | S |  | Y | IPP CHP | 3 | T | N | N | [18 empty] | N |  | N |  |  |  | NG
34672 | DTE Energy Services | 50407 | Mobile Energy Services LLC | AL | Mobile | GEN6 | ST | OS | 35.7 | 33.2 | 33.6 |  | 7 | 1985 | WDS | NG | BIT |  |  |  | Y | Y |  | S |  | Y | IPP CHP | 3 | T | N | N | [18 empty] | N |  | N |  |  |  | NG
34688 | CHI Energy Inc | 10538 | Dexter Plant | NY | Jefferson | GEN1 | HY | OP | 0.5 | 0.5 | 0.5 |  | 1 | 1931 | BLQ BLQ BLQ: WAT; Y Y Y: N; Y Y Y: Y | Y | S | 0 | N | IPP Non-CHP | 2 |  | N | N
34688 | CHI Energy Inc | 10538 | Dexter Plant | NY | Jefferson | GEN2 | HY | OP | 0.5 | 0.5 | 0.5 |  | 1 | 1931 | BLQ BLQ BLQ: WAT; Y Y Y: N; Y Y Y: Y | Y | S | 0 | N | IPP Non-CHP | 2 |  | N | N
34688 | CHI Energy Inc | 10538 | Dexter Plant | NY | Jefferson | GEN3 | HY | OP | 0.2 | 0.2 | 0.2 |  | 1 | 1958 | BLQ BLQ BLQ: WAT; Y Y Y: N; Y Y Y: Y | Y | S | 0 | N | IPP Non-CHP | 2 |  | N | N
34688 | CHI Energy Inc | 10538 | Dexter Plant | NY | Jefferson | GEN4 | HY | OP | 0.2 | 0.2 | 0.2 |  | 7 | 1986 | BLQ BLQ BLQ: WAT; Y Y Y: N; Y Y Y: Y | Y | S | 0 | N | IPP Non-CHP | 2 |  | N | N
34688 | CHI Energy Inc | 10538 | Dexter Plant | NY | Jefferson | GEN5 | HY | OP | 0.2 | 0.2 | 0.2 |  | 7 | 1986 | BLQ BLQ BLQ: WAT; Y Y Y: N; Y Y Y: Y | Y | S | 0 | N | IPP Non-CHP | 2 |  | N | N
34688 | CHI Energy Inc | 10538 | Dexter Plant | NY | Jefferson | GEN6 | HY | OP | 1.3 | 1.2 | 1.2 |  | 7 | 1988 | BLQ BLQ BLQ: WAT; Y Y Y: N; Y Y Y: Y | Y | S | 0 | N | IPP Non-CHP | 2 |  | N | N
34688 | CHI Energy Inc | 10538 | Dexter Plant | NY | Jefferson | GEN7 | HY | OP | 1.3 | 1.2 | 1.2 |  | 5 | 1988 | BLQ BLQ BLQ: WAT; Y Y Y: N; Y Y Y: Y |  | S | 0 | N | IPP Non-CHP | 2 |  | N | N
34688 | CHI Energy Inc | 10539 | Theresa Plant | NY | Jefferson | GEN1 | HY | OP | 1 | 1 | 0.9 |  | 1 | 1929 | BLQ BLQ BLQ: WAT; Y Y Y: N; Y Y Y: Y | Y | S | 0 | N | IPP Non-CHP | 2 |  | N | N
34688 | CHI Energy Inc | 10539 | Theresa Plant | NY | Jefferson | GEN2 | HY | OP | 0.3 | 0.3 | 0.3 |  | 1 | 1927 | BLQ BLQ BLQ: WAT; Y Y Y: N; Y Y Y: Y | Y | S | 0 | N | IPP Non-CHP | 2 |  | N | N
34688 | CHI Energy Inc | 10540 | Diamond Island Plant | NY | Jefferson | GEN1 | HY | OP | 0.4 | 0.4 | 0.4 |  | 1 | 1914 | BLQ BLQ BLQ: WAT; Y Y Y: N; Y Y Y: Y | Y | S |  | N | IPP Non-CHP | 2 |  | N | N
34688 | CHI Energy Inc | 10540 | Diamond Island Plant | NY | Jefferson | GEN2 | HY | OP | 0.4 | 0.4 | 0.4 |  | 1 | 1914 | BLQ BLQ BLQ: WAT; Y Y Y: N; Y Y Y: Y | Y | S |  | N | IPP Non-CHP | 2 |  | N | N
34688 | CHI Energy Inc | 10540 | Diamond Island Plant | NY | Jefferson | GEN3 | HY | OP | 0.4 | 0.4 | 0.4 |  | 1 | 1914 | BLQ BLQ BLQ: WAT; Y Y Y: N; Y Y Y: Y | Y | S |  | N | IPP Non-CHP | 2 |  | N | N
34688 | CHI Energy Inc | 10544 | Hailesboro 4 Plant | NY | ST Lawrence | GEN1 | HY | OP | 0.8 | 0.8 | 0.7 |  | 1 | 1922 | BLQ BLQ BLQ: WAT; Y Y Y: N; Y Y Y: Y | Y | S | 0 | N | IPP Non-CHP | 2 |  | N | N
34688 | CHI Energy Inc | 10544 | Hailesboro 4 Plant | NY | ST Lawrence | GEN2 | HY | OP | 0.6 | 0.6 | 0.6 |  | 1 | 1922 | BLQ BLQ BLQ: WAT; Y Y Y: N; Y Y Y: Y | Y | S | 0 | N | IPP Non-CHP | 2 |  | N | N
34688 | CHI Energy Inc | 10545 | Copenhagen Plant | NY | Lewis | GEN1 | HY | OP | 1.5 | 1.4 | 1.4 |  | 6 | 1984 | BLQ BLQ BLQ: WAT; Y Y Y: N; Y Y Y: Y | Y | S | 0 | N | IPP Non-CHP | 2 |  | N | N
34688 | CHI Energy Inc | 10545 | Copenhagen Plant | NY | Lewis | GEN2 | HY | OP | 1.5 | 1.4 | 1.4 |  | 6 | 1984 | BLQ BLQ BLQ: WAT; Y Y Y: N; Y Y Y: Y | Y | S | 0 | N | IPP Non-CHP | 2 |  | N | N
34688 | CHI Energy Inc | 10545 | Copenhagen Plant | NY | Lewis | GEN3 | HY | OP | 0.3 | 0.3 | 0.3 |  | 8 | 1984 | BLQ BLQ BLQ: WAT; Y Y Y: N; Y Y Y: Y | Y | S | 0 | N | IPP Non-CHP | 2 |  | N | N
34688 | CHI Energy Inc | 10546 | Beaver Valley Patterson Dam | PA | Beaver | GEN1 | HY | OP | 0.4 | 0.4 | 0.4 |  | 9 | 1982 | BLQ BLQ BLQ: WAT; Y Y Y: N; Y Y Y: Y | Y | S | 0 | N | IPP Non-CHP | 2 |  | N | N
34688 | CHI Energy Inc | 10546 | Beaver Valley Patterson Dam | PA | Beaver | GEN2 | HY | OP | 0.4 | 0.4 | 0.4 |  | 9 | 1982 | BLQ BLQ BLQ: WAT; Y Y Y: N; Y Y Y: Y | Y | S | 0 | N | IPP Non-CHP | 2 |  | N | N
34688 | CHI Energy Inc | 10546 | Beaver Valley Patterson Dam | PA | Beaver | GEN3 | HY | OP | 0.4 | 0.4 | 0.4 |  | 9 | 1982 | BLQ BLQ BLQ: WAT; Y Y Y: N; Y Y Y: Y | Y | S | 0 | N | IPP Non-CHP | 2 |  | N | N
34688 | CHI Energy Inc | 10547 | Pyrites Plant | NY | ST Lawrence | GEN1 | HY | OP | 1.2 | 1.1 | 1.1 |  | 1 | 1949 | BLQ BLQ BLQ: WAT; Y Y Y: N; Y Y Y: Y | Y | S | 0 | N | IPP Non-CHP | 2 |  | N | N
34688 | CHI Energy Inc | 10547 | Pyrites Plant | NY | ST Lawrence | GEN2 | HY | OP | 3.5 | 3.3 | 3.2 |  | 12 | 1985 | BLQ BLQ BLQ: WAT; Y Y Y: N; Y Y Y: Y | Y | S | 0 | N | IPP Non-CHP | 2 |  | N | N
34688 | CHI Energy Inc | 10547 | Pyrites Plant | NY | ST Lawrence | GEN3 | HY | OP | 3.5 | 3.3 | 3.2 |  | 12 | 1985 | BLQ BLQ BLQ: WAT; Y Y Y: N; Y Y Y: Y | Y | S | 0 | N | IPP Non-CHP | 2 |  | N | N
34688 | CHI Energy Inc | 10687 | Black River Hydro Associates | NY | Lewis | DE1 | HY | OP | 1.6 | 1.5 | 1.5 |  | 1 | 1984 | BLQ BLQ BLQ: WAT; Y Y Y: N; Y Y Y: Y | Y | J |  | N | IPP Non-CHP | 2 |  | N | N
34688 | CHI Energy Inc | 10687 | Black River Hydro Associates | NY | Lewis | PL1 | HY | OP | 2.2 | 2.1 | 2 |  | 1 | 1984 | BLQ BLQ BLQ: WAT; Y Y Y: N; Y Y Y: Y | Y | J |  | N | IPP Non-CHP | 2 |  | N | N
34688 | CHI Energy Inc | 10687 | Black River Hydro Associates | NY | Lewis | RI1 | HY | OP | 1.9 | 1.8 | 1.8 |  | 1 | 1984 | BLQ BLQ BLQ: WAT; Y Y Y: N; Y Y Y: Y | Y | J |  | N | IPP Non-CHP | 2 |  | N | N
34688 | CHI Energy Inc | 50079 | Goodyear Lake Plant | NY | Otsego | GEN1 | HY | OP | 0.8 | 0.8 | 0.7 |  | 8 | 1980 | BLQ BLQ BLQ: WAT; Y Y Y: N; Y Y Y: Y | Y | S | 0 | N | IPP Non-CHP | 2 |  | N | N
34688 | CHI Energy Inc | 50079 | Goodyear Lake Plant | NY | Otsego | GEN2 | HY | OP | 0.6 | 0.6 | 0.6 |  | 8 | 1980 | BLQ BLQ BLQ: WAT; Y Y Y: N; Y Y Y: Y | Y | S | 0 | N | IPP Non-CHP | 2 |  | N | N
34688 | CHI Energy Inc | 55368 | Wethersfield Wind Farm | NY | Wyoming | V47 | WT | SB | 6.6 | 6.6 | 6.6 |  | 8 | 2000 | BLQ BLQ BLQ: WND; Y Y Y: N; Y Y Y: Y | Y | S | 10 | N | IPP Non-CHP | 2 |  | N | N
34688 | CHI Energy Inc | 55790 | Fenner Wind | NY | Madison | 1 | WT | OP | 30 | 30 | 30 |  | 10 | 2001 | BLQ BLQ BLQ: WND; Y Y Y: N; Y Y Y: Y | Y | S | 20 | N | IPP Non-CHP | 2 |  | N | N
34689 | Triton Power Co | 50093 | Chateaugay High Falls Hydro | NY | Franklin | WT | HY | OP | 1.7 | 1.6 | 1.6 |  | 12 | 1988 | BLQ BLQ BLQ: WAT; Y Y Y: N; Y Y Y: Y | Y | W | 0 | N | IPP Non-CHP | 2 |  | N | N
34691 | Ormat Nevada Inc | 10018 | Desert Peak Power Plant | NV | Lyon | GEN2 | BT | OP | 15 | 10 | 15 |  | 6 | 2006 | BLQ BLQ BLQ: GEO; Y Y Y: N; Y Y Y: Y |  | W |  | N | IPP Non-CHP | 2 |  |  | N | [17 empty] | N
34691 | Ormat Nevada Inc | 10018 | Desert Peak Power Plant | NV | Lyon | OEC2 | BT | OP | 11 | 7.5 | 8 |  | 6 | 2006 | BLQ BLQ BLQ: GEO; Y Y Y: N; Y Y Y: Y |  | W |  | N | IPP Non-CHP | 2 |  |  | N | [17 empty] | N
34691 | Ormat Nevada Inc | 10479 | Ples I | CA | Mono | T101 | BT | OP | 5 | 4.5 | 5.1 |  | 12 | 1990 | BLQ BLQ BLQ: GEO; Y Y Y: N; Y Y Y: Y |  | W |  | N | IPP Non-CHP | 2 |  | N | N
34691 | Ormat Nevada Inc | 10479 | Ples I | CA | Mono | T102 | BT | OP | 5 | 5.5 | 6.1 |  | 12 | 1990 | BLQ BLQ BLQ: GEO; Y Y Y: N; Y Y Y: Y |  | W |  | N | IPP Non-CHP | 2 |  | N | N
34691 | Ormat Nevada Inc | 10479 | Ples I | CA | Mono | T103 | BT | OP | 5 | 5.5 | 6.1 |  | 12 | 1990 | BLQ BLQ BLQ: GEO; Y Y Y: N; Y Y Y: Y |  | W |  | N | IPP Non-CHP | 2 |  | N | N
34691 | Ormat Nevada Inc | 10480 | Mammoth Pacific I | CA | Mono | GEN1 | BT | OP | 5 | 3.2 | 4.4 |  | 12 | 1984 | BLQ BLQ BLQ: GEO; Y Y Y: N; Y Y Y: Y |  | W |  | N | IPP Non-CHP | 2 |  | N | N | [17 empty] | N
34691 | Ormat Nevada Inc | 10480 | Mammoth Pacific I | CA | Mono | GEN2 | BT | OP | 5 | 2.6 | 3.8 |  | 12 | 1984 | BLQ BLQ BLQ: GEO; Y Y Y: N; Y Y Y: Y |  | W |  | N | IPP Non-CHP | 2 |  | N | N | [17 empty] | N
34691 | Ormat Nevada Inc | 10481 | Mammoth Pacific II | CA | Mono | 1 | BT | OP | 5 | 3 | 5 |  | 12 | 1990 | BLQ BLQ BLQ: GEO; Y Y Y: N; Y Y Y: Y |  | W |  | N | IPP Non-CHP | 2 |  | N | N | [17 empty] | N
34691 | Ormat Nevada Inc | 10481 | Mammoth Pacific II | CA | Mono | 2 | BT | OP | 5 | 3 | 5 |  | 12 | 1990 | BLQ BLQ BLQ: GEO; Y Y Y: N; Y Y Y: Y |  | W |  | N | IPP Non-CHP | 2 |  | N | N | [17 empty] | N
34691 | Ormat Nevada Inc | 10481 | Mammoth Pacific II | CA | Mono | 3 | BT | OP | 5 | 3 | 5 |  | 12 | 1990 | BLQ BLQ BLQ: GEO; Y Y Y: N; Y Y Y: Y |  | W |  | N | IPP Non-CHP | 2 |  | N | N | [17 empty] | N
34691 | Ormat Nevada Inc | 10481 | Mammoth Pacific II | CA | Mono | T101 | BT | OP | 5 | 3.8 | 4.4 |  | 12 | 1990 | BLQ BLQ BLQ: GEO; Y Y Y: N; Y Y Y: Y |  | S |  | N | IPP Non-CHP | 2 |  | N | N | [17 empty] | N
34691 | Ormat Nevada Inc | 10481 | Mammoth Pacific II | CA | Mono | T102 | BT | OP | 5 | 4.6 | 5 |  | 12 | 1990 | BLQ BLQ BLQ: GEO; Y Y Y: N; Y Y Y: Y |  | S |  | N | IPP Non-CHP | 2 |  | N | N | [17 empty] | N
34691 | Ormat Nevada Inc | 10481 | Mammoth Pacific II | CA | Mono | T103 | BT | OP | 5 | 4.2 | 4.8 |  | 12 | 1990 | BLQ BLQ BLQ: GEO; Y Y Y: N; Y Y Y: Y |  | S |  | N | IPP Non-CHP | 2 |  | N | N | [17 empty] | N
34691 | Ormat Nevada Inc | 10763 | Geo East Mesa III | CA | Imperial | GBU | BT | OP | 8 | 6.5 | 6.5 |  | 3 | 2007 | BLQ BLQ BLQ: GEO; Y Y Y: N; Y Y Y: Y |  | S |  | N | IPP Non-CHP | 2 |  | N | N | [12 empty] | N |  |  |  |  | N
34691 | Ormat Nevada Inc | 10763 | Geo East Mesa III | CA | Imperial | GEN1 | ST | OP | 21.6 | 14.6 | 15.9 |  | 5 | 1989 | BLQ BLQ BLQ: GEO; Y Y Y: N; Y Y Y: Y |  | S |  | N | IPP Non-CHP | 2 |  | N | N | [12 empty] | N |  |  |  |  | N
34691 | Ormat Nevada Inc | 50654 | Steamboat Hills LP | NV | Washoe | GEN1 | ST | OP | 14.6 | 5.5 | 7.3 |  | 2 | 1988 | BLQ BLQ BLQ: GEO; Y Y Y: N; Y Y Y: Y |  | S |  | N | IPP Non-CHP | 2 |  | N | N | [17 empty] | N
34691 | Ormat Nevada Inc | 50654 | Steamboat Hills LP | NV | Washoe | OEC41 | BT | OP | 5.5 | 2.1 | 2.7 |  | 4 | 2007 | BLQ BLQ BLQ: GEO; Y Y Y: N; Y Y Y: Y |  | S |  | N | IPP Non-CHP | 2 |  | N | N | [17 empty] | N
34691 | Ormat Nevada Inc | 50762 | Ormesa IH | CA | Imperial | OE11 | ST | OP | 1.2 | 1 | 1.2 |  | 12 | 1989 | BLQ BLQ BLQ: GEO; Y Y Y: N; Y Y Y: Y |  | S |  | N | IPP Non-CHP | 2 |  |  | N | [17 empty] | N
34691 | Ormat Nevada Inc | 50762 | Ormesa IH | CA | Imperial | OE12 | ST | OP | 1.2 | 1 | 1.2 |  | 12 | 1989 | BLQ BLQ BLQ: GEO; Y Y Y: N; Y Y Y: Y |  | S |  | N | IPP Non-CHP | 2 |  | N | N | [17 empty] | N
34691 | Ormat Nevada Inc | 50762 | Ormesa IH | CA | Imperial | OE13 | ST | OP | 1.2 | 1 | 1.2 |  | 12 | 1989 | BLQ BLQ BLQ: GEO; Y Y Y: N; Y Y Y: Y |  | S |  | N | IPP Non-CHP | 2 |  | N | N | [17 empty] | N
34691 | Ormat Nevada Inc | 50762 | Ormesa IH | CA | Imperial | OE14 | ST | OP | 1.2 | 1 | 1.2 |  | 12 | 1989 | BLQ BLQ BLQ: GEO; Y Y Y: N; Y Y Y: Y |  | S |  | N | IPP Non-CHP | 2 |  | N | N | [17 empty] | N
34691 | Ormat Nevada Inc | 50762 | Ormesa IH | CA | Imperial | OE15 | ST | OP | 1.2 | 1 | 1.2 |  | 12 | 1989 | BLQ BLQ BLQ: GEO; Y Y Y: N; Y Y Y: Y |  | S |  | N | IPP Non-CHP | 2 |  | N | N | [17 empty] | N
34691 | Ormat Nevada Inc | 50762 | Ormesa IH | CA | Imperial | OE16 | ST | OP | 1.2 | 1 | 1.2 |  | 12 | 1989 | BLQ BLQ BLQ: GEO; Y Y Y: N; Y Y Y: Y |  | S |  | N | IPP Non-CHP | 2 |  | N | N | [17 empty] | N
34691 | Ormat Nevada Inc | 50762 | Ormesa IH | CA | Imperial | OE21 | ST | OP | 1.2 | 0.6 | 0.8 |  | 12 | 1989 | BLQ BLQ BLQ: GEO; Y Y Y: N; Y Y Y: Y |  | S |  | N | IPP Non-CHP | 2 |  | N | N | [17 empty] | N
34691 | Ormat Nevada Inc | 50762 | Ormesa IH | CA | Imperial | OE22 | ST | OP | 1.2 | 0.6 | 0.8 |  | 12 | 1989 | BLQ BLQ BLQ: GEO; Y Y Y: N; Y Y Y: Y |  | S |  | N | IPP Non-CHP | 2 |  | N | N | [17 empty] | N
34691 | Ormat Nevada Inc | 50762 | Ormesa IH | CA | Imperial | OE23 | ST | OP | 1.2 | 0.6 | 0.8 |  | 12 | 1989 | BLQ BLQ BLQ: GEO; Y Y Y: N; Y Y Y: Y |  | S |  | N | IPP Non-CHP | 2 |  | N | N | [17 empty] | N
34691 | Ormat Nevada Inc | 50762 | Ormesa IH | CA | Imperial | OE24 | ST | OP | 1.2 | 0.6 | 0.8 |  | 12 | 1989 | BLQ BLQ BLQ: GEO; Y Y Y: N; Y Y Y: Y |  | S |  | N | IPP Non-CHP | 2 |  | N | N | [17 empty] | N
34691 | Ormat Nevada Inc | 50762 | Ormesa IH | CA | Imperial | OE25 | ST | OP | 1.2 | 0.6 | 0.8 |  | 12 | 1989 | BLQ BLQ BLQ: GEO; Y Y Y: N; Y Y Y: Y | N | S |  | N | IPP Non-CHP | 2 |  | N | N | [17 empty] | N
34691 | Ormat Nevada Inc | 50762 | Ormesa IH | CA | Imperial | OE26 | ST | OP | 1.2 | 0.6 | 0.8 |  | 12 | 1989 | BLQ BLQ BLQ: GEO; Y Y Y: N; Y Y Y: Y |  | S |  | N | IPP Non-CHP | 2 |  | N | N | [17 empty] | N
34691 | Ormat Nevada Inc | 50763 | Steamboat 1 | NV | Washoe | OE11 | BT | OS | 1.2 | 0.9 | 1.1 |  | 11 | 1986 | BLQ BLQ BLQ: GEO; Y Y Y: N; Y Y Y: Y |  | S |  | N | IPP Non-CHP | 2 |  | N | N | [17 empty] | N
34691 | Ormat Nevada Inc | 50763 | Steamboat 1 | NV | Washoe | OE12 | BT | OS | 1.2 | 0.9 | 1.1 |  | 11 | 1986 | BLQ BLQ BLQ: GEO; Y Y Y: N; Y Y Y: Y |  | S |  | N | IPP Non-CHP | 2 |  | N | N | [17 empty] | N
34691 | Ormat Nevada Inc | 50763 | Steamboat 1 | NV | Washoe | OE13 | BT | OS | 1.2 | 0.9 | 1.1 |  | 11 | 1986 | BLQ BLQ BLQ: GEO; Y Y Y: N; Y Y Y: Y |  | S |  | N | IPP Non-CHP | 2 |  | N | N | [17 empty] | N
34691 | Ormat Nevada Inc | 50763 | Steamboat 1 | NV | Washoe | OE14 | BT | OS | 1.2 | 0.9 | 1.1 |  | 11 | 1986 | BLQ BLQ BLQ: GEO; Y Y Y: N; Y Y Y: Y |  | S |  | N | IPP Non-CHP | 2 |  | N | N
34691 | Ormat Nevada Inc | 50763 | Steamboat 1 | NV | Washoe | OE21 | BT | OS | 1.2 | 0.9 | 1.1 |  | 11 | 1986 | BLQ BLQ BLQ: GEO; Y Y Y: N; Y Y Y: Y |  | S |  | N | IPP Non-CHP | 2 |  | N | N
34691 | Ormat Nevada Inc | 50763 | Steamboat 1 | NV | Washoe | OE22 | BT | OS | 1.2 | 0.9 | 1.1 |  | 11 | 1986 | BLQ BLQ BLQ: GEO; Y Y Y: N; Y Y Y: Y |  | S |  | N | IPP Non-CHP | 2 |  | N | N
34691 | Ormat Nevada Inc | 50763 | Steamboat 1 | NV | Washoe | OE23 | BT | OS | 1.2 | 0.9 | 1.1 |  | 11 | 1986 | BLQ BLQ BLQ: GEO; Y Y Y: N; Y Y Y: Y |  | S |  | N | IPP Non-CHP | 2 |  | N | N
34691 | Ormat Nevada Inc | 50766 | Ormesa I | CA | Imperial | ITLU1 | ST | OP | 12 | 11.5 | 12 |  | 5 | 1989 | BLQ BLQ BLQ: GEO; Y Y Y: N; Y Y Y: Y |  | S | 2 | Y | IPP CHP | 3 | T |  | N | [17 empty] | N
34691 | Ormat Nevada Inc | 50766 | Ormesa I | CA | Imperial | ITLU2 | ST | OP | 12 | 8.5 | 10 |  | 4 | 2007 | BLQ BLQ BLQ: GEO; Y Y Y: N; Y Y Y: Y |  | S | 2 | Y | IPP CHP | 3 | T |  | N | [17 empty] | N
34691 | Ormat Nevada Inc | 50766 | Ormesa I | CA | Imperial | OE11 | ST | OP | 1.2 | 0.5 | 0.9 |  | 5 | 1989 | BLQ BLQ BLQ: GEO; Y Y Y: N; Y Y Y: Y |  | S |  | N | IPP CHP | 3 |  | N | N
34691 | Ormat Nevada Inc | 50766 | Ormesa I | CA | Imperial | OE12 | ST | OP | 1.2 | 0.5 | 0.9 |  | 4 | 2007 | BLQ BLQ BLQ: GEO; Y Y Y: N; Y Y Y: Y |  | S |  | N | IPP CHP | 3 |  | N | N
34691 | Ormat Nevada Inc | 50766 | Ormesa I | CA | Imperial | OE14 | ST | OP | 1.2 | 0.5 | 0.9 |  | 5 | 1989 | BLQ BLQ BLQ: GEO; Y Y Y: N; Y Y Y: Y |  | S |  | N | IPP CHP | 3 |  | N | N
34691 | Ormat Nevada Inc | 50766 | Ormesa I | CA | Imperial | OE15 | ST | OP | 1.2 | 0.5 | 0.9 |  | 4 | 2007 | BLQ BLQ BLQ: GEO; Y Y Y: N; Y Y Y: Y |  | S |  | N | IPP CHP | 3 |  | N | N
34691 | Ormat Nevada Inc | 50766 | Ormesa I | CA | Imperial | OE21 | ST | OP | 1.2 | 0.5 | 0.9 |  | 5 | 1989 | BLQ BLQ BLQ: GEO; Y Y Y: N; Y Y Y: Y |  | S |  | N | IPP CHP | 3 |  | N | N
34691 | Ormat Nevada Inc | 50766 | Ormesa I | CA | Imperial | OE22 | ST | OP | 1.2 | 0.5 | 0.9 |  | 4 | 2007 | BLQ BLQ BLQ: GEO; Y Y Y: N; Y Y Y: Y |  | S |  | N | IPP CHP | 3 |  | N | N
34691 | Ormat Nevada Inc | 50766 | Ormesa I | CA | Imperial | OE24 | ST | OP | 1.2 | 0.5 | 0.9 |  | 12 | 1986 | BLQ BLQ BLQ: GEO; Y Y Y: N; Y Y Y: Y |  | S |  | N | IPP CHP | 3 |  | N | N
34691 | Ormat Nevada Inc | 50766 | Ormesa I | CA | Imperial | OE25 | ST | OP | 1.2 | 0.5 | 0.9 |  | 12 | 1986 | BLQ BLQ BLQ: GEO; Y Y Y: N; Y Y Y: Y |  | S |  | N | IPP CHP | 3 |  | N | N
34691 | Ormat Nevada Inc | 50766 | Ormesa I | CA | Imperial | OE31 | ST | OP | 1.2 | 0.9 | 1.1 |  | 12 | 1986 | BLQ BLQ BLQ: GEO; Y Y Y: N; Y Y Y: Y |  | S |  | N | IPP CHP | 3 |  | N | N
34691 | Ormat Nevada Inc | 50766 | Ormesa I | CA | Imperial | OE32 | ST | OP | 1.2 | 0.9 | 1.1 |  | 12 | 1986 | BLQ BLQ BLQ: GEO; Y Y Y: N; Y Y Y: Y |  | S |  | N | IPP CHP | 3 |  | N | N
34691 | Ormat Nevada Inc | 52138 | Steamboat 1A Power Plant | NV | Washoe | DE31 | BT | OP | 1.2 | 0.9 | 1.1 |  | 12 | 1988 | BLQ BLQ BLQ: GEO; Y Y Y: N; Y Y Y: Y |  | S |  | N | IPP Non-CHP | 2 |  | N | N
34691 | Ormat Nevada Inc | 52138 | Steamboat 1A Power Plant | NV | Washoe | DE32 | BT | OS | 1.2 | 0.9 | 1.1 |  | 12 | 1988 | BLQ BLQ BLQ: GEO; Y Y Y: N; Y Y Y: Y |  | S |  | N | IPP Non-CHP | 2 |  | N | N
34691 | Ormat Nevada Inc | 54038 | Geo East Mesa II | CA | Imperial | GEN1 | ST | OP | 21.6 | 18.5 | 18.5 |  | 4 | 1989 | BLQ BLQ BLQ: GEO; Y Y Y: N; Y Y Y: Y | Y | S |  | N | IPP Non-CHP | 2 |  | N | N | [12 empty] | N |  |  |  |  | N
34691 | Ormat Nevada Inc | 54038 | Geo East Mesa II | CA | Imperial | GEN2 | ST | OP | 21.6 | 12.8 | 12.8 |  | 4 | 1989 | BLQ BLQ BLQ: GEO; Y Y Y: N; Y Y Y: Y | Y | S |  | N | IPP Non-CHP | 2 |  |  | N | [17 empty] | N
34691 | Ormat Nevada Inc | 54724 | Ormesa II | CA | Imperial | OEC21 | ST | OP | 12 | 11.5 | 12 |  | 5 | 1989 | BLQ BLQ BLQ: GEO; Y Y Y: N; Y Y Y: Y |  | S | 2 | Y | IPP CHP | 3 | T | N | N | [17 empty] | N
34691 | Ormat Nevada Inc | 54724 | Ormesa II | CA | Imperial | OEC22 | ST | OP | 12 | 8.5 | 10 |  | 4 | 2007 | BLQ BLQ BLQ: GEO; Y Y Y: N; Y Y Y: Y |  | S | 2 | Y | IPP CHP | 3 | T | N | N | [17 empty] | N
34691 | Ormat Nevada Inc | 55991 | Brady | NV | Churchill | OEC | ST | OP | 6.5 | 5.5 | 6.5 |  | 8 | 2002 | BLQ BLQ BLQ: GEO; Y Y Y: N; Y Y Y: Y |  | W |  | N | IPP Non-CHP | 2 |  | N | N | [17 empty] | N
34691 | Ormat Nevada Inc | 55991 | Brady | NV | Churchill | TG-1 | ST | OP | 9.2 | 7.5 | 9 |  | 6 | 1992 | BLQ BLQ BLQ: GEO; Y Y Y: N; Y Y Y: Y |  | W |  | N | IPP Non-CHP | 2 |  | N | N | [17 empty] | N
34691 | Ormat Nevada Inc | 55991 | Brady | NV | Churchill | TG-2 | ST | OP | 9.2 | 7.5 | 9 |  | 6 | 1992 | BLQ BLQ BLQ: GEO; Y Y Y: N; Y Y Y: Y |  | W |  | N | IPP Non-CHP | 2 |  | N | N | [17 empty] | N
34691 | Ormat Nevada Inc | 55991 | Brady | NV | Churchill | TG-3 | ST | OP | 8 | 6.3 | 7.8 |  | 6 | 1992 | BLQ BLQ BLQ: GEO; Y Y Y: N; Y Y Y: Y |  | W |  | N | IPP Non-CHP | 2 |  | N | N | [17 empty] | N
34691 | Ormat Nevada Inc | 56321 | Richard Burdette Geothermal | NV | Washoe | 1 | BT | OP | 15 | 7.8 | 11 |  | 11 | 2005 | BLQ BLQ BLQ: GEO; Y Y Y: N; Y Y Y: Y |  | S |  | N | IPP Non-CHP | 2 |  | N | N | [17 empty] | N
34691 | Ormat Nevada Inc | 56321 | Richard Burdette Geothermal | NV | Washoe | OEC2 | BT | OP | 15 | 7.8 | 11 |  | 11 | 2005 | BLQ BLQ BLQ: GEO; Y Y Y: N; Y Y Y: Y |  | S |  | N | IPP Non-CHP | 2 |  | N | N
34691 | Ormat Nevada Inc | 56540 | Galena 2 Geothermal Power Plant | NV | Washoe | GEN1 | BT | OP | 13.5 | 9.2 | 10.4 |  | 4 | 2007 | BLQ BLQ BLQ: GEO; Y Y Y: N; Y Y Y: Y |  | S |  | N | IPP Non-CHP | 2 |  | N | N
34691 | Ormat Nevada Inc | 56541 | Galena 3 Geothermal Power Plant | NV | Washoe | GEN1 | BT | OP | 15 | 7.9 | 11.2 |  | 2 | 2008 | BLQ BLQ BLQ: GEO; Y Y Y: N; Y Y Y: Y |  | S |  | N | IPP Non-CHP | 2 |  | N | N
34691 | Ormat Nevada Inc | 56541 | Galena 3 Geothermal Power Plant | NV | Washoe | GEN2 | BT | OP | 15 | 7.9 | 11.2 |  | 2 | 2008 | BLQ BLQ BLQ: GEO; Y Y Y: N; Y Y Y: Y |  | S |  | N | IPP Non-CHP | 2 |  | N | N
34691 | Ormat Nevada Inc | 56832 | North Brawley Geothermal Plant | CA | Imperial | GE1 | BT | OP | 16 | 16 | 16 |  | 10 | 2009 | BLQ BLQ BLQ: GEO; Y Y Y: N; Y Y Y: Y |  | S |  | N | IPP Non-CHP | 2 |  | N | N
34691 | Ormat Nevada Inc | 56832 | North Brawley Geothermal Plant | CA | Imperial | GE2 | BT | OP | 16 | 16 | 16 |  | 10 | 2009 | BLQ BLQ BLQ: GEO; Y Y Y: N; Y Y Y: Y |  | S |  | N | IPP Non-CHP | 2 |  | N | N
34691 | Ormat Nevada Inc | 56832 | North Brawley Geothermal Plant | CA | Imperial | GE3 | BT | OP | 16 | 16 | 16 |  | 10 | 2009 | BLQ BLQ BLQ: GEO; Y Y Y: N; Y Y Y: Y |  | S |  | N | IPP Non-CHP | 2 |  | N | N
34691 | Ormat Nevada Inc | 56832 | North Brawley Geothermal Plant | CA | Imperial | GE4 | BT | OP | 16 | 16 | 16 |  | 10 | 2009 | BLQ BLQ BLQ: GEO; Y Y Y: N; Y Y Y: Y |  | S |  | N | IPP Non-CHP | 2 |  | N | N
34691 | Ormat Nevada Inc | 56833 | OREG 1 Inc | MT | Roosevelt | CS10 | OT | OP | 7.5 | 5.5 | 5 |  | 10 | 2006 | BLQ BLQ BLQ: WH; Y Y Y: N; Y Y Y: Y |  | S |  | N | IPP Non-CHP | 2 |  |  | N | [17 empty] | N
34691 | Ormat Nevada Inc | 56833 | OREG 1 Inc | MT | Roosevelt | CS11 | OT | OP | 7.5 | 5.5 | 5 |  | 8 | 2006 | BLQ BLQ BLQ: WH; Y Y Y: N; Y Y Y: Y |  | S |  | N | IPP Non-CHP | 2 |  |  | N | [17 empty] | N
34691 | Ormat Nevada Inc | 56833 | OREG 1 Inc | MT | Roosevelt | CS7 | OT | OP | 7.5 | 5.5 | 5 |  | 7 | 2006 | BLQ BLQ BLQ: WH; Y Y Y: N; Y Y Y: Y |  | S |  | N | IPP Non-CHP | 2 |  |  | N | [17 empty] | N
34691 | Ormat Nevada Inc | 56833 | OREG 1 Inc | MT | Roosevelt | CS9 | OT | OP | 7.5 | 5.5 | 5 |  | 8 | 2006 | BLQ BLQ BLQ: WH; Y Y Y: N; Y Y Y: Y |  | S |  | N | IPP Non-CHP | 2 |  |  | N | [17 empty] | N
34691 | Ormat Nevada Inc | 56880 | OREG 2 Inc | MT | Roosevelt | CS12 | OT | OP | 7.5 | 5.5 | 5 |  | 10 | 2009 | BLQ BLQ BLQ: WH; Y Y Y: N; Y Y Y: Y |  | S |  | N | IPP Non-CHP | 2 |  |  | N
34691 | Ormat Nevada Inc | 56880 | OREG 2 Inc | MT | Roosevelt | CS3 | OT | OP | 7.5 | 5.5 | 5 |  | 12 | 2009 | BLQ BLQ BLQ: WH; Y Y Y: N; Y Y Y: Y |  | S |  | N | IPP Non-CHP | 2 |  |  | N
34691 | Ormat Nevada Inc | 56880 | OREG 2 Inc | MT | Roosevelt | CS5 | OT | OP | 7.5 | 5.5 | 5 |  | 2 | 2009 | BLQ BLQ BLQ: WH; Y Y Y: N; Y Y Y: Y |  | S |  | N | IPP Non-CHP | 2 |  |  | N
34691 | Ormat Nevada Inc | 56880 | OREG 2 Inc | MT | Roosevelt | CS8 | OT | OP | 7.5 | 5.5 | 5 |  | 12 | 2008 | BLQ BLQ BLQ: WH; Y Y Y: N; Y Y Y: Y |  | S |  | N | IPP Non-CHP | 2 |  |  | N
34691 | Ormat Nevada Inc | 57134 | OREG 4 Peetz | CO | Logan | 1 | OT | OP | 4.5 | 3.2 | 3.7 |  | 3 | 2009 | BLQ BLQ BLQ: WH; Y Y Y: N; Y Y Y: Y |  | W |  | N | IPP Non-CHP | 2 |  |  | N | [12 empty] | N
34691 | Ormat Nevada Inc | 57281 | OREG 3 Inc | MN | Martin | CS13 | OT | OP | 5 | 5 | 5 |  | 8 | 2010 | BLQ BLQ BLQ: WH; Y Y Y: N; Y Y Y: Y |  | S |  | N | IPP Non-CHP | 2 |  |  | N
34691 | Ormat Nevada Inc | 57376 | Jersey Valley Geothermal Power Plant | NV | Pershing | OEC 1 | BT | OP | 16 | 8.5 | 14.5 |  | 12 | 2010 | BLQ BLQ BLQ: GEO; Y Y Y: N; Y Y Y: Y | Y | S |  | N | IPP Non-CHP | 2 |  |  | N
34691 | Ormat Nevada Inc | 57376 | Jersey Valley Geothermal Power Plant | NV | Pershing | OEC 2 | BT | OP | 7.5 | 4 | 4.5 |  | 12 | 2010 | BLQ BLQ BLQ: GEO; Y Y Y: N; Y Y Y: Y | Y | S |  | N | IPP Non-CHP | 2 |  |  | N
34691 | Ormat Nevada Inc | 57446 | McGinness Hills | NV | Travis | 1 | BT | OP | 20 | 12 | 20 |  | 5 | 2012 | BLQ BLQ BLQ: GEO; Y Y Y: N; Y Y Y: Y |  | S |  | N | IPP Non-CHP | 2 | [20 empty] | N
34691 | Ormat Nevada Inc | 57446 | McGinness Hills | NV | Travis | 2 | BT | OP | 20 | 12 | 20 |  | 6 | 2012 | BLQ BLQ BLQ: GEO; Y Y Y: N; Y Y Y: Y |  | S |  | N | IPP Non-CHP | 2 | [20 empty] | N
34691 | Ormat Nevada Inc | 57446 | McGinness Hills | NV | Travis | 3 | BT | OP | 12 | 6 | 12 |  | 6 | 2012 | BLQ BLQ BLQ: GEO; Y Y Y: N; Y Y Y: Y |  | S |  | N | IPP Non-CHP | 2 | [20 empty] | N
34691 | Ormat Nevada Inc | 57451 | Tuscarora Geothermal Power Plant | NV | Elko | G9200 | BT | OP | 12 | 9 | 9 |  | 1 | 2012 | BLQ BLQ BLQ: GEO; Y Y Y: N; Y Y Y: Y |  | S |  | N | IPP Non-CHP | 2 | [20 empty] | N
34691 | Ormat Nevada Inc | 57451 | Tuscarora Geothermal Power Plant | NV | Elko | G9250 | BT | OP | 12 | 9 | 9 |  | 1 | 2012 | BLQ BLQ BLQ: GEO; Y Y Y: N; Y Y Y: Y |  | S |  | N | IPP Non-CHP | 2 | [20 empty] | N
34717 | FPL Energy New Mexico Wind LLC | 56097 | New Mexico Wind Energy Center | NM | Quay | GE15 | WT | OP | 204 | 204 | 204 |  | 9 | 2003 | BLQ BLQ BLQ: WND; Y Y Y: N; Y Y Y: Y |  | S | 136 | N | IPP Non-CHP | 2 |  | N | N | [17 empty] | N
34719 | FPL Energy Oklahoma Wind LLC | 56094 | Oklahoma Wind Energy Center | OK | Woodward | GE15 | WT | OP | 51 | 51 | 51 |  | 10 | 2003 | BLQ BLQ BLQ: WND; Y Y Y: N; Y Y Y: Y |  | J | 34 | N | IPP Non-CHP | 2 |  | N | N
34719 | FPL Energy Oklahoma Wind LLC | 56094 | Oklahoma Wind Energy Center | OK | Woodward | GSOO | WT | OP | 51 | 51 | 51 |  | 10 | 2003 | BLQ BLQ BLQ: WND; Y Y Y: N; Y Y Y: Y |  | J | 34 | N | IPP Non-CHP | 2 |  | N | N
34721 | FPL Energy South Dakota Wind LLC | 56092 | South Dakota Wind Energy Cente | SD | Hyde | GE15 | WT | OP | 40.5 | 40.5 | 40.5 |  | 10 | 2003 | BLQ BLQ BLQ: WND; Y Y Y: N; Y Y Y: Y |  | S | 27 | N | IPP Non-CHP | 2 |  | N | N
34722 | FPL Energy Wyoming Wind LLC | 56093 | Wyoming Wind Energy Center | WY | Uinta | GE15 | WT | OP | 144 | 144 | 144 |  | 12 | 2003 | BLQ BLQ BLQ: WND; Y Y Y: N; Y Y Y: Y |  | S | 80 | N | IPP Non-CHP | 2 |  | N | N
34723 | FPL Energy North Dakota Wind LLC | 56099 | FPL Energy North Dakota Wind I/II | ND | La Moure | GE15 | WT | OP | 21 | 21 | 21 |  | 10 | 2003 | BLQ BLQ BLQ: WND; Y Y Y: N; Y Y Y: Y |  | S | 14 | N | IPP Non-CHP | 2 |  | N | N
34723 | FPL Energy North Dakota Wind LLC | 56099 | FPL Energy North Dakota Wind I/II | ND | La Moure | GE16 | WT | OP | 40.5 | 40.5 | 40.5 |  | 10 | 2003 | BLQ BLQ BLQ: WND; Y Y Y: N; Y Y Y: Y |  | S | 27 | N | IPP Non-CHP | 2 |  | N | N
34981 | Devon Gas Services | 55053 | Bridgeport Gas Processing Plant | TX | Wise | 2723 | IC | OP | 0.8 | 0.8 | 0.8 |  | 12 | 2009 | [9 empty] | S |  | N | Industrial Non-CHP | 6 |  | N | N | [17 empty] | N | bar: BLQ BLQ BLQ; Y Y Y to Y Y Y
34981 | Devon Gas Services | 55053 | Bridgeport Gas Processing Plant | TX | Wise | 654 | IC | OP | 0.8 | 0.8 | 0.8 |  | 7 | 2000 | [8 empty] | N | S |  | N | Industrial Non-CHP | 6 |  | N | N | [17 empty] | N | bar: BLQ BLQ BLQ; Y Y Y to Y Y Y
34981 | Devon Gas Services | 55053 | Bridgeport Gas Processing Plant | TX | Wise | 655 | IC | OP | 0.8 | 0.8 | 0.8 |  | 2 | 2001 | [8 empty] | N | S |  | N | Industrial Non-CHP | 6 |  | N | N | [17 empty] | N | bar: BLQ BLQ BLQ; Y Y Y to Y Y Y
34981 | Devon Gas Services | 55053 | Bridgeport Gas Processing Plant | TX | Wise | 656 | IC | OP | 0.8 | 0.8 | 0.8 |  | 2 | 2001 | [8 empty] | N | S |  | N | Industrial Non-CHP | 6 |  | N | N | [17 empty] | N | bar: BLQ BLQ BLQ; Y Y Y to Y Y Y
34981 | Devon Gas Services | 55053 | Bridgeport Gas Processing Plant | TX | Wise | 657 | IC | OP | 0.8 | 0.8 | 0.8 |  | 4 | 2001 | [8 empty] | N | S |  | N | Industrial Non-CHP | 6 |  | N | N | [17 empty] | N | bar: BLQ BLQ BLQ; Y Y Y to Y Y Y
34981 | Devon Gas Services | 55053 | Bridgeport Gas Processing Plant | TX | Wise | 658 | IC | OP | 0.8 | 0.8 | 0.8 |  | 2 | 2001 | [8 empty] | N | S |  | N | Industrial Non-CHP | 6 |  | N | N | [17 empty] | N | bar: BLQ BLQ BLQ; Y Y Y to Y Y Y
34981 | Devon Gas Services | 55053 | Bridgeport Gas Processing Plant | TX | Wise | 666 | IC | OP | 0.8 | 0.8 | 0.8 |  | 9 | 2001 | [8 empty] | N | S |  | N | Industrial Non-CHP | 6 |  | N | N | [17 empty] | N | bar: BLQ BLQ BLQ; Y Y Y to Y Y Y
34981 | Devon Gas Services | 55053 | Bridgeport Gas Processing Plant | TX | Wise | 667 | IC | OP | 0.8 | 0.8 | 0.8 |  | 9 | 2001 | [8 empty] | N | S |  | N | Industrial Non-CHP | 6 |  | N | N | [17 empty] | N | bar: BLQ BLQ BLQ; Y Y Y to Y Y Y
34981 | Devon Gas Services | 55053 | Bridgeport Gas Processing Plant | TX | Wise | 671 | IC | OP | 0.8 | 0.8 | 0.8 |  | 9 | 2002 | [8 empty] | N | S |  | N | Industrial Non-CHP | 6 |  | N | N | [17 empty] | N | bar: BLQ BLQ BLQ; Y Y Y to Y Y Y
34981 | Devon Gas Services | 57597 | Cana Gas Processing Plant | OK | Canadian | 3005 | IC | OP | 0.8 | 0.8 | 0.8 |  | 9 | 2010 | BLQ BLQ BLQ: DFO; Y Y Y: N; Y Y Y: N |  | S |  | N | Industrial Non-CHP | 6 |  |  | N
34981 | Devon Gas Services | 57597 | Cana Gas Processing Plant | OK | Canadian | 3006 | IC | OP | 0.8 | 0.8 | 0.8 |  | 9 | 2010 | BLQ BLQ BLQ: DFO; Y Y Y: N; Y Y Y: N |  | S |  | N | Industrial Non-CHP | 6 |  |  | N
34981 | Devon Gas Services | 57597 | Cana Gas Processing Plant | OK | Canadian | 6214 | IC | OP | 0.8 | 0.8 | 0.8 |  | 4 | 2012 | BLQ BLQ BLQ: DFO; Y Y Y: N; Y Y Y: N |  | S |  | N | Industrial Non-CHP | 6 |  |  | N
35006 | Cousins Properties Inc | 54290 | Inforum | GA | FULTON | BUG1 | IC | OP | 1.3 | 1.3 | 1.3 |  | 10 | 1989 | BLQ BLQ BLQ: DFO; Y Y Y: N; Y Y Y: N |  | S |  | N | Commercial Non-CHP | 4 |  | N | N
36055 | KTZ Hydro LLC | 50324 | Newfound Hydroelectric | NH | Smith | 1 | HY | OP | 0.7 | 0.7 | 0.7 |  | 12 | 1983 | BLQ BLQ BLQ: WAT; Y Y Y: N; Y Y Y: Y | Y | S |  | N | IPP Non-CHP | 2 |  | N | N | [12 empty] | N |  |  |  |  | N
36055 | KTZ Hydro LLC | 50324 | Newfound Hydroelectric | NH | Smith | 2 | HY | OP | 0.7 | 0.7 | 0.7 |  | 12 | 1983 | BLQ BLQ BLQ: WAT; Y Y Y: N; Y Y Y: Y | Y | S |  | N | IPP Non-CHP | 2 |  | N | N | [12 empty] | N |  |  |  |  | N
38001 | Ottauquechee Hydro Company, Inc. | 50126 | Ottauquechee Hydro | VT | Windsor | 1 | HY | OP | 1.2 | 1.1 | 1.1 |  | 7 | 1987 | BLQ BLQ BLQ: WAT; Y Y Y: N; Y Y Y: Y |  | S |  | N | IPP Non-CHP | 2 |  | N | N | [17 empty] | N
38001 | Ottauquechee Hydro Company, Inc. | 50126 | Ottauquechee Hydro | VT | Windsor | 2 | HY | OP | 0.6 | 0.6 | 0.6 |  | 4 | 1983 | BLQ BLQ BLQ: WAT; Y Y Y: N; Y Y Y: Y |  | S | 0 | N | IPP Non-CHP | 2 |  | N | N | [17 empty] | N
38021 | Athens Regional Medical Center | 55319 | Athens Regional Medical Center | GA | Clarke | CT1 | IC | SB | 0.7 | 0.7 | 0.7 |  | 1 | 1994 | BLQ BLQ BLQ: DFO; Y Y Y: N; Y Y Y: N | N | S |  | N | Commercial Non-CHP | 4 |  | N | N
38021 | Athens Regional Medical Center | 55319 | Athens Regional Medical Center | GA | Clarke | CT3 | IC | SB | 0.7 | 0.7 | 0.7 |  | 1 | 1994 | BLQ BLQ BLQ: DFO; Y Y Y: N; Y Y Y: N | N | S |  | N | Commercial Non-CHP | 4 |  | N | N
38021 | Athens Regional Medical Center | 55319 | Athens Regional Medical Center | GA | Clarke | STEG3 | IC | SB | 0.8 | 0.8 | 0.8 |  | 6 | 2007 | BLQ BLQ BLQ: DFO; Y Y Y: N; Y Y Y: N | N | S |  | N | Commercial Non-CHP | 4 |  |  | N
38021 | Athens Regional Medical Center | 55319 | Athens Regional Medical Center | GA | Clarke | STEG4 | IC | SB | 0.8 | 0.8 | 0.8 |  | 6 | 2007 | BLQ BLQ BLQ: DFO; Y Y Y: N; Y Y Y: N | N | S |  | N | Commercial Non-CHP | 4 |  | N | N
38021 | Athens Regional Medical Center | 55319 | Athens Regional Medical Center | GA | Clarke | STEG5 | IC | SB | 0.8 | 0.8 | 0.8 |  | 6 | 2007 | BLQ BLQ BLQ: DFO; Y Y Y: N; Y Y Y: N | N | S |  | N | Commercial Non-CHP | 4 |  | N | N
38021 | Athens Regional Medical Center | 55319 | Athens Regional Medical Center | GA | Clarke | STEG6 | IC | SB | 0.8 | 0.8 | 0.8 |  | 12 | 2007 | BLQ BLQ BLQ: DFO; Y Y Y: N; Y Y Y: N | N | S |  | N | Commercial Non-CHP | 4 |  | N | N
38084 | Great Lakes Energy Coop | 7831 | Beaver Island | MI | Charlevoix | 1 | IC | SB | 1.2 | 1 | 1 |  | 9 | 2000 | BLQ BLQ BLQ: DFO; Y Y Y: N; Y Y Y: Y | Y | S |  | N | Electric Utility | 1 |  | N | N | [17 empty] | N
38084 | Great Lakes Energy Coop | 7831 | Beaver Island | MI | Charlevoix | 2 | IC | SB | 1.2 | 1 | 1 |  | 9 | 2000 | BLQ BLQ BLQ: DFO; Y Y Y: N; Y Y Y: Y | Y | S |  | N | Electric Utility | 1 |  | N | N | [17 empty] | N
38084 | Great Lakes Energy Coop | 7831 | Beaver Island | MI | Charlevoix | 3 | IC | SB | 0.9 | 0.8 | 0.8 |  | 1 | 2001 | BLQ BLQ BLQ: DFO; Y Y Y: N; Y Y Y: Y | Y | S |  | N | Electric Utility | 1 |  | N | N | [17 empty] | N
38127 | ESI Mojave LLC | 50821 | Mojave 16 | CA | Kern | GEN1 | WT | OP | 30 | 30 | 30 |  | 12 | 1989 | BLQ BLQ BLQ: WND; Y Y Y: N; Y Y Y: Y |  | S | 118 | N | IPP Non-CHP | 2 |  | N | N
38127 | ESI Mojave LLC | 50822 | Mojave 17 | CA | Kern | GEN1 | WT | OP | 25 | 25 | 25 |  | 11 | 1989 | BLQ BLQ BLQ: WND; Y Y Y: N; Y Y Y: Y |  | S | 95 | N | IPP Non-CHP | 2 |  | N | N
38127 | ESI Mojave LLC | 50823 | Mojave 18 | CA | Kern | GEN1 | WT | OP | 30 | 30 | 30 |  | 12 | 1989 | BLQ BLQ BLQ: WND; Y Y Y: N; Y Y Y: Y |  | S | 120 | N | IPP Non-CHP | 2 |  | N | N
38215 | Phillips 66 - Los Angeles | 54451 | Los Angeles Refinery Wilmington | CA | Los Angeles | G1 | OT | OS | 10 | 6 | 7 |  | 5 | 1984 | [9 empty] | S |  | N | Industrial CHP | 7 |  | N | N | [17 empty] | N | bar: BLQ BLQ BLQ; Y Y Y to Y Y Y
38215 | Phillips 66 - Los Angeles | 54451 | Los Angeles Refinery Wilmington | CA | Los Angeles | G2 | GT | OP | 58.5 | 45 | 48 |  | 5 | 1988 | BLQ BLQ BLQ: OG; WDS WDS WDS: NG; Y Y Y: Y; Y Y Y: N |  | S |  | Y | Industrial CHP | 7 | T | N | N | [17 empty] | N | N
39006 | Brookfield White Pine Hydro LLC | 805 | Charles E Monty | ME | Androscoggin | M-1 | HY | OP | 14.2 | 14 | 14 |  | 1 | 1990 | BLQ BLQ BLQ: WAT; Y Y Y: N; Y Y Y: Y |  | S |  | N | IPP Non-CHP | 2 |  | N | N
39006 | Brookfield White Pine Hydro LLC | 805 | Charles E Monty | ME | Androscoggin | M2 | HY | OP | 14.2 | 14 | 14 |  | 1 | 1990 | BLQ BLQ BLQ: WAT; Y Y Y: N; Y Y Y: Y |  | S | 0 | N | IPP Non-CHP | 2 |  | N | N
39006 | Brookfield White Pine Hydro LLC | 1480 | Androscoggin 3 | ME | Androscoggin | 328 | HY | OP | 3.6 | 3.4 | 3.3 |  | 1 | 1928 | BLQ BLQ BLQ: WAT; Y Y Y: N; Y Y Y: Y |  | S |  | N | IPP Non-CHP | 2 |  | N | N
39006 | Brookfield White Pine Hydro LLC | 1481 | Bar Mills | ME | York | 1 | HY | OP | 2 | 2 | 2 |  | 1 | 1956 | BLQ BLQ BLQ: WAT; Y Y Y: N; Y Y Y: Y |  | S | 0 | N | IPP Non-CHP | 2 |  | N | N
39006 | Brookfield White Pine Hydro LLC | 1481 | Bar Mills | ME | York | 2 | HY | OP | 2 | 2 | 2 |  | 1 | 1956 | BLQ BLQ BLQ: WAT; Y Y Y: N; Y Y Y: Y |  | S | 0 | N | IPP Non-CHP | 2 |  | N | N
39006 | Brookfield White Pine Hydro LLC | 1482 | Bonny Eagle | ME | York | 1 | HY | OP | 1.2 | 1.5 | 1.5 |  | 1 | 1910 | BLQ BLQ BLQ: WAT; Y Y Y: N; Y Y Y: Y |  | S | 0 | N | IPP Non-CHP | 2 |  | N | N
39006 | Brookfield White Pine Hydro LLC | 1482 | Bonny Eagle | ME | York | 2 | HY | OP | 1.2 | 1.5 | 1.5 |  | 1 | 1910 | BLQ BLQ BLQ: WAT; Y Y Y: N; Y Y Y: Y |  | S | 0 | N | IPP Non-CHP | 2 |  | N | N
39006 | Brookfield White Pine Hydro LLC | 1482 | Bonny Eagle | ME | York | 3 | HY | OP | 1.2 | 1.5 | 1.5 |  | 1 | 1910 | BLQ BLQ BLQ: WAT; Y Y Y: N; Y Y Y: Y |  | S | 0 | N | IPP Non-CHP | 2 |  | N | N
39006 | Brookfield White Pine Hydro LLC | 1482 | Bonny Eagle | ME | York | 4 | HY | OP | 1.2 | 1.5 | 1.5 |  | 1 | 1910 | BLQ BLQ BLQ: WAT; Y Y Y: N; Y Y Y: Y |  | S | 0 | N | IPP Non-CHP | 2 |  | N | N
39006 | Brookfield White Pine Hydro LLC | 1482 | Bonny Eagle | ME | York | 5 | HY | OP | 1.2 | 1.5 | 1.5 |  | 1 | 1910 | BLQ BLQ BLQ: WAT; Y Y Y: N; Y Y Y: Y |  | S | 0 | N | IPP Non-CHP | 2 |  | N | N
39006 | Brookfield White Pine Hydro LLC | 1482 | Bonny Eagle | ME | York | 6 | HY | OP | 1.2 | 1.5 | 1.5 |  | 1 | 1910 | BLQ BLQ BLQ: WAT; Y Y Y: N; Y Y Y: Y |  | S | 0 | N | IPP Non-CHP | 2 |  | N | N
39006 | Brookfield White Pine Hydro LLC | 1483 | Brunswick | ME | Cumberland | B1 | HY | OP | 12.6 | 13 | 13 |  | 3 | 1982 | BLQ BLQ BLQ: WAT; Y Y Y: N; Y Y Y: Y |  | S | 0 | N | IPP Non-CHP | 2 |  | N | N
39006 | Brookfield White Pine Hydro LLC | 1483 | Brunswick | ME | Cumberland | B2 | HY | OP | 3.5 | 3.5 | 3.5 |  | 4 | 1983 | BLQ BLQ BLQ: WAT; Y Y Y: N; Y Y Y: Y |  | S | 0 | N | IPP Non-CHP | 2 |  | N | N
39006 | Brookfield White Pine Hydro LLC | 1483 | Brunswick | ME | Cumberland | B3 | HY | OP | 3.5 | 3.5 | 3.5 |  | 4 | 1983 | BLQ BLQ BLQ: WAT; Y Y Y: N; Y Y Y: Y |  | S | 0 | N | IPP Non-CHP | 2 |  | N | N
39006 | Brookfield White Pine Hydro LLC | 1486 | Cataract | ME | York | 1 | HY | OP | 6.6 | 8 | 8 |  | 1 | 1937 | BLQ BLQ BLQ: WAT; Y Y Y: N; Y Y Y: Y |  | S | 0 | N | IPP Non-CHP | 2 |  | N | N
39006 | Brookfield White Pine Hydro LLC | 1487 | Continental Mills | ME | Androscoggin | CM1 | HY | OP | 0.4 | 0.4 | 0.4 |  | 1 | 1920 | BLQ BLQ BLQ: WAT; Y Y Y: N; Y Y Y: Y |  | S | 0 | N | IPP Non-CHP | 2 |  | N | N
39006 | Brookfield White Pine Hydro LLC | 1487 | Continental Mills | ME | Androscoggin | CM2 | HY | OP | 0.4 | 0.4 | 0.4 |  | 1 | 1920 | BLQ BLQ BLQ: WAT; Y Y Y: N; Y Y Y: Y |  | S | 0 | N | IPP Non-CHP | 2 |  | N | N
39006 | Brookfield White Pine Hydro LLC | 1487 | Continental Mills | ME | Androscoggin | CM3 | HY | OP | 0.4 | 0.4 | 0.4 |  | 1 | 1920 | BLQ BLQ BLQ: WAT; Y Y Y: N; Y Y Y: Y |  | S | 0 | N | IPP Non-CHP | 2 |  | N | N
39006 | Brookfield White Pine Hydro LLC | 1487 | Continental Mills | ME | Androscoggin | CM5 | HY | OP | 0.1 | 0.1 | 0.1 |  | 1 | 1920 | BLQ BLQ BLQ: WAT; Y Y Y: N; Y Y Y: Y |  | S | 0 | N | IPP Non-CHP | 2 |  | N | N
39006 | Brookfield White Pine Hydro LLC | 1487 | Continental Mills | ME | Androscoggin | CM6 | HY | OP | 0.1 | 0.1 | 0.1 |  | 1 | 1920 | BLQ BLQ BLQ: WAT; Y Y Y: N; Y Y Y: Y |  | S | 0 | N | IPP Non-CHP | 2 |  | N | N
39006 | Brookfield White Pine Hydro LLC | 1488 | Deer Rips | ME | Androscoggin | DR1 | HY | OP | 0.6 | 0.7 | 0.7 |  | 1 | 1903 | BLQ BLQ BLQ: WAT; Y Y Y: N; Y Y Y: Y |  | S | 0 | N | IPP Non-CHP | 2 |  | N | N
39006 | Brookfield White Pine Hydro LLC | 1488 | Deer Rips | ME | Androscoggin | DR2 | HY | OP | 0.6 | 0.7 | 0.7 |  | 1 | 1903 | BLQ BLQ BLQ: WAT; Y Y Y: N; Y Y Y: Y |  | S | 0 | N | IPP Non-CHP | 2 |  | N | N
39006 | Brookfield White Pine Hydro LLC | 1488 | Deer Rips | ME | Androscoggin | DR3 | HY | OP | 0.9 | 0.8 | 0.8 |  | 1 | 1906 | BLQ BLQ BLQ: WAT; Y Y Y: N; Y Y Y: Y |  | S | 0 | N | IPP Non-CHP | 2 |  | N | N
39006 | Brookfield White Pine Hydro LLC | 1488 | Deer Rips | ME | Androscoggin | DR4 | HY | OP | 0.8 | 0.7 | 0.7 |  | 1 | 1911 | BLQ BLQ BLQ: WAT; Y Y Y: N; Y Y Y: Y |  | S | 0 | N | IPP Non-CHP | 2 |  | N | N
39006 | Brookfield White Pine Hydro LLC | 1488 | Deer Rips | ME | Androscoggin | DR5 | HY | OP | 0.8 | 0.7 | 0.7 |  | 1 | 1913 | BLQ BLQ BLQ: WAT; Y Y Y: N; Y Y Y: Y |  | S | 0 | N | IPP Non-CHP | 2 |  | N | N
39006 | Brookfield White Pine Hydro LLC | 1488 | Deer Rips | ME | Androscoggin | DR6 | HY | OP | 1.8 | 1.7 | 1.7 |  | 1 | 1919 | BLQ BLQ BLQ: WAT; Y Y Y: N; Y Y Y: Y |  | S | 0 | N | IPP Non-CHP | 2 |  | N | N
39006 | Brookfield White Pine Hydro LLC | 1488 | Deer Rips | ME | Androscoggin | DR7 | HY | OP | 1 | 0.9 | 0.9 |  | 1 | 1924 | BLQ BLQ BLQ: WAT; Y Y Y: N; Y Y Y: Y |  | S | 0 | N | IPP Non-CHP | 2 |  | N | N
39006 | Brookfield White Pine Hydro LLC | 1491 | Gulf Island | ME | Androscoggin | GI1 | HY | OP | 6.4 | 7.2 | 7.2 |  | 1 | 1926 | BLQ BLQ BLQ: WAT; Y Y Y: N; Y Y Y: Y |  | S | 0 | N | IPP Non-CHP | 2 |  | N | N
39006 | Brookfield White Pine Hydro LLC | 1491 | Gulf Island | ME | Androscoggin | GI2 | HY | OP | 6.4 | 8.1 | 8.1 |  | 1 | 1926 | BLQ BLQ BLQ: WAT; Y Y Y: N; Y Y Y: Y |  | S | 0 | N | IPP Non-CHP | 2 |  | N | N
39006 | Brookfield White Pine Hydro LLC | 1491 | Gulf Island | ME | Androscoggin | GI3 | HY | OP | 6.4 | 7.9 | 7.9 |  | 1 | 1926 | BLQ BLQ BLQ: WAT; Y Y Y: N; Y Y Y: Y |  | S | 0 | N | IPP Non-CHP | 2 |  | N | N
39006 | Brookfield White Pine Hydro LLC | 1492 | Harris | ME | Somerset | HA1 | HY | OP | 15 | 16.8 | 16.8 |  | 1 | 1954 | BLQ BLQ BLQ: WAT; Y Y Y: N; Y Y Y: Y |  | S | 0 | N | IPP Non-CHP | 2 |  | N | N
39006 | Brookfield White Pine Hydro LLC | 1492 | Harris | ME | Somerset | HA2 | HY | OP | 30 | 35 | 34.9 |  | 1 | 1954 | BLQ BLQ BLQ: WAT; Y Y Y: N; Y Y Y: Y |  | S | 0 | N | IPP Non-CHP | 2 |  | N | N
39006 | Brookfield White Pine Hydro LLC | 1492 | Harris | ME | Somerset | HA3 | HY | OP | 30 | 34.2 | 34.2 |  | 1 | 1955 | BLQ BLQ BLQ: WAT; Y Y Y: N; Y Y Y: Y |  | S | 0 | N | IPP Non-CHP | 2 |  | N | N
39006 | Brookfield White Pine Hydro LLC | 1492 | Harris | ME | Somerset | HA4 | HY | OP | 1.4 | 1.4 | 1.4 |  | 1 | 1955 | BLQ BLQ BLQ: WAT; Y Y Y: N; Y Y Y: Y |  | S | 0 | N | IPP Non-CHP | 2 |  | N | N
39006 | Brookfield White Pine Hydro LLC | 1493 | Hiram | ME | Cumberland | 1 | HY | OP | 2.4 | 3.1 | 3.1 |  | 1 | 1917 | BLQ BLQ BLQ: WAT; Y Y Y: N; Y Y Y: Y |  | S | 0 | N | IPP Non-CHP | 2 |  | N | N
39006 | Brookfield White Pine Hydro LLC | 1493 | Hiram | ME | Cumberland | 2 | HY | OP | 8.1 | 8.5 | 8.5 |  | 1 | 1985 | BLQ BLQ BLQ: WAT; Y Y Y: N; Y Y Y: Y |  | S | 0 | N | IPP Non-CHP | 2 |  | N | N
39006 | Brookfield White Pine Hydro LLC | 1501 | North Gorham | ME | Cumberland | 1 | HY | OP | 1.1 | 1 | 1 |  | 1 | 1925 | BLQ BLQ BLQ: WAT; Y Y Y: N; Y Y Y: Y |  | S | 0 | N | IPP Non-CHP | 2 |  | N | N
39006 | Brookfield White Pine Hydro LLC | 1501 | North Gorham | ME | Cumberland | 2 | HY | OP | 1.1 | 1 | 1 |  | 1 | 1925 | BLQ BLQ BLQ: WAT; Y Y Y: N; Y Y Y: Y |  | S | 0 | N | IPP Non-CHP | 2 |  | N | N
39006 | Brookfield White Pine Hydro LLC | 1504 | Shawmut | ME | Somerset | SH1 | HY | OP | 0.7 | 0.9 | 0.9 |  | 1 | 1913 | BLQ BLQ BLQ: WAT; Y Y Y: N; Y Y Y: Y |  | S | 0 | N | IPP Non-CHP | 2 |  | N | N | [17 empty] | N
39006 | Brookfield White Pine Hydro LLC | 1504 | Shawmut | ME | Somerset | SH2 | HY | OP | 0.7 | 0.9 | 0.9 |  | 1 | 1913 | BLQ BLQ BLQ: WAT; Y Y Y: N; Y Y Y: Y |  | S | 0 | N | IPP Non-CHP | 2 |  | N | N | [17 empty] | N
39006 | Brookfield White Pine Hydro LLC | 1504 | Shawmut | ME | Somerset | SH3 | HY | OP | 0.7 | 0.9 | 0.9 |  | 1 | 1913 | BLQ BLQ BLQ: WAT; Y Y Y: N; Y Y Y: Y |  | S | 0 | N | IPP Non-CHP | 2 |  | N | N | [17 empty] | N
39006 | Brookfield White Pine Hydro LLC | 1504 | Shawmut | ME | Somerset | SH4 | HY | OP | 0.7 | 0.9 | 0.9 |  | 1 | 1913 | BLQ BLQ BLQ: WAT; Y Y Y: N; Y Y Y: Y |  | S | 0 | N | IPP Non-CHP | 2 |  | N | N | [17 empty] | N
39006 | Brookfield White Pine Hydro LLC | 1504 | Shawmut | ME | Somerset | SH5 | HY | OP | 0.7 | 0.9 | 0.9 |  | 1 | 1913 | BLQ BLQ BLQ: WAT; Y Y Y: N; Y Y Y: Y |  | S | 0 | N | IPP Non-CHP | 2 |  | N | N | [17 empty] | N
39006 | Brookfield White Pine Hydro LLC | 1504 | Shawmut | ME | Somerset | SH6 | HY | OP | 0.9 | 0.9 | 0.9 |  | 1 | 1921 | BLQ BLQ BLQ: WAT; Y Y Y: N; Y Y Y: Y |  | S | 0 | N | IPP Non-CHP | 2 |  | N | N | [17 empty] | N
39006 | Brookfield White Pine Hydro LLC | 1504 | Shawmut | ME | Somerset | SH7 | HY | OP | 2.2 | 1.9 | 1.9 |  | 1 | 1982 | BLQ BLQ BLQ: WAT; Y Y Y: N; Y Y Y: Y |  | S | 0 | N | IPP Non-CHP | 2 |  | N | N
39006 | Brookfield White Pine Hydro LLC | 1504 | Shawmut | ME | Somerset | SH8 | HY | OP | 2.2 | 1.9 | 1.9 |  | 1 | 1982 | BLQ BLQ BLQ: WAT; Y Y Y: N; Y Y Y: Y |  | S | 0 | N | IPP Non-CHP | 2 |  | N | N
39006 | Brookfield White Pine Hydro LLC | 1505 | Skelton | ME | York | 1 | HY | OP | 8.4 | 9.9 | 9.9 |  | 1 | 1948 | BLQ BLQ BLQ: WAT; Y Y Y: N; Y Y Y: Y |  | S | 0 | N | IPP Non-CHP | 2 |  | N | N
39006 | Brookfield White Pine Hydro LLC | 1505 | Skelton | ME | York | 2 | HY | OP | 8.4 | 9.9 | 9.9 |  | 1 | 1948 | BLQ BLQ BLQ: WAT; Y Y Y: N; Y Y Y: Y |  | S | 0 | N | IPP Non-CHP | 2 |  | N | N
39006 | Brookfield White Pine Hydro LLC | 1508 | West Buxton | ME | York | WB1 | HY | OP | 0.6 | 0.6 | 0.6 |  | 1 | 1982 | BLQ BLQ BLQ: WAT; Y Y Y: N; Y Y Y: Y |  | S | 0 | N | IPP Non-CHP | 2 |  | N | N
39006 | Brookfield White Pine Hydro LLC | 1508 | West Buxton | ME | York | WB2 | HY | OP | 0.6 | 0.6 | 0.6 |  | 1 | 1982 | BLQ BLQ BLQ: WAT; Y Y Y: N; Y Y Y: Y |  | S | 0 | N | IPP Non-CHP | 2 |  | N | N
39006 | Brookfield White Pine Hydro LLC | 1508 | West Buxton | ME | York | WB3 | HY | OP | 1.1 | 1.1 | 1.1 |  | 1 | 1920 | BLQ BLQ BLQ: WAT; Y Y Y: N; Y Y Y: Y |  | S | 0 | N | IPP Non-CHP | 2 |  | N | N
39006 | Brookfield White Pine Hydro LLC | 1508 | West Buxton | ME | York | WB4 | HY | OP | 0.7 | 0.7 | 0.7 |  | 1 | 1907 | BLQ BLQ BLQ: WAT; Y Y Y: N; Y Y Y: Y |  | S | 0 | N | IPP Non-CHP | 2 |  | N | N
39006 | Brookfield White Pine Hydro LLC | 1508 | West Buxton | ME | York | WB5 | HY | OP | 0.7 | 0.7 | 0.7 |  | 1 | 1904 | BLQ BLQ BLQ: WAT; Y Y Y: N; Y Y Y: Y |  | S | 0 | N | IPP Non-CHP | 2 |  | N | N
39006 | Brookfield White Pine Hydro LLC | 1508 | West Buxton | ME | York | WB6 | HY | OP | 4 | 4 | 4 |  | 1 | 1927 | BLQ BLQ BLQ: WAT; Y Y Y: N; Y Y Y: Y |  | S | 0 | N | IPP Non-CHP | 2 |  | N | N | [17 empty] | N
39006 | Brookfield White Pine Hydro LLC | 1509 | Weston | ME | Somerset | WE1 | HY | OP | 3 | 3.3 | 3.3 |  | 1 | 1921 | BLQ BLQ BLQ: WAT; Y Y Y: N; Y Y Y: Y |  | S | 0 | N | IPP Non-CHP | 2 |  | N | N
39006 | Brookfield White Pine Hydro LLC | 1509 | Weston | ME | Somerset | WE2 | HY | OP | 3 | 3.3 | 3.3 |  | 1 | 1920 | BLQ BLQ BLQ: WAT; Y Y Y: N; Y Y Y: Y |  | S | 0 | N | IPP Non-CHP | 2 |  | N | N
39006 | Brookfield White Pine Hydro LLC | 1509 | Weston | ME | Somerset | WE3 | HY | OP | 3 | 3.3 | 3.3 |  | 1 | 1921 | BLQ BLQ BLQ: WAT; Y Y Y: N; Y Y Y: Y |  | S | 0 | N | IPP Non-CHP | 2 |  | N | N
39006 | Brookfield White Pine Hydro LLC | 1509 | Weston | ME | Somerset | WE4 | HY | OP | 3 | 3.3 | 3.3 |  | 1 | 1923 | BLQ BLQ BLQ: WAT; Y Y Y: N; Y Y Y: Y |  | S | 0 | N | IPP Non-CHP | 2 |  | N | N
39006 | Brookfield White Pine Hydro LLC | 1510 | Williams | ME | Somerset | WI1 | HY | OP | 7 | 8.2 | 8.2 |  | 1 | 1939 | BLQ BLQ BLQ: WAT; Y Y Y: N; Y Y Y: Y |  | S |  | N | IPP Non-CHP | 2 |  | N | N
39006 | Brookfield White Pine Hydro LLC | 1510 | Williams | ME | Somerset | WI2 | HY | OP | 6 | 6.7 | 6.7 |  | 1 | 1950 | BLQ BLQ BLQ: WAT; Y Y Y: N; Y Y Y: Y |  | S |  | N | IPP Non-CHP | 2 |  | N | N
39006 | Brookfield White Pine Hydro LLC | 1511 | Wyman Hydro | ME | Somerset | WY1 | HY | OP | 24 | 27.4 | 27.4 |  | 1 | 1930 | BLQ BLQ BLQ: WAT; Y Y Y: N; Y Y Y: Y |  | S | 0 | N | IPP Non-CHP | 2 |  | N | N
39006 | Brookfield White Pine Hydro LLC | 1511 | Wyman Hydro | ME | Somerset | WY2 | HY | OP | 24 | 29.9 | 29.9 |  | 1 | 1931 | BLQ BLQ BLQ: WAT; Y Y Y: N; Y Y Y: Y |  | S | 0 | N | IPP Non-CHP | 2 |  | N | N
39006 | Brookfield White Pine Hydro LLC | 1511 | Wyman Hydro | ME | Somerset | WY3 | HY | OP | 24 | 25.7 | 25.7 |  | 1 | 1940 | BLQ BLQ BLQ: WAT; Y Y Y: N; Y Y Y: Y |  | S | 0 | N | IPP Non-CHP | 2 |  | N | N
39006 | Brookfield White Pine Hydro LLC | 7044 | Bates Mill Upper | ME | Androscoggin | BU1 | HY | OP | 1.2 | 0.9 | 0.9 |  | 2 | 1986 | BLQ BLQ BLQ: WAT; Y Y Y: N; Y Y Y: Y |  | S | 0 | N | IPP Non-CHP | 2 |  | N | N
39006 | Brookfield White Pine Hydro LLC | 7044 | Bates Mill Upper | ME | Androscoggin | BU2 | HY | OP | 1.5 | 0.9 | 0.9 |  | 2 | 1986 | BLQ BLQ BLQ: WAT; Y Y Y: N; Y Y Y: Y |  | S | 0 | N | IPP Non-CHP | 2 |  | N | N
39006 | Brookfield White Pine Hydro LLC | 7044 | Bates Mill Upper | ME | Androscoggin | BU3 | HY | OP | 1.2 | 0.9 | 0.9 |  | 2 | 1986 | BLQ BLQ BLQ: WAT; Y Y Y: N; Y Y Y: Y |  | S | 0 | N | IPP Non-CHP | 2 |  | N | N
39006 | Brookfield White Pine Hydro LLC | 7048 | Hill Mill | ME | Androscoggin | HM1 | HY | OP | 0.3 | 0.3 | 0.3 |  | 2 | 1986 | BLQ BLQ BLQ: WAT; Y Y Y: N; Y Y Y: Y |  | S | 0 | N | IPP Non-CHP | 2 |  | N | N
39006 | Brookfield White Pine Hydro LLC | 7048 | Hill Mill | ME | Androscoggin | HM2 | HY | OP | 0.3 | 0.3 | 0.3 |  | 2 | 1986 | BLQ BLQ BLQ: WAT; Y Y Y: N; Y Y Y: Y |  | S | 0 | N | IPP Non-CHP | 2 |  | N | N
39006 | Brookfield White Pine Hydro LLC | 7048 | Hill Mill | ME | Androscoggin | HM3 | HY | OP | 0.3 | 0.3 | 0.3 |  | 2 | 1986 | BLQ BLQ BLQ: WAT; Y Y Y: N; Y Y Y: Y |  | S | 0 | N | IPP Non-CHP | 2 |  | N | N
39006 | Brookfield White Pine Hydro LLC | 7048 | Hill Mill | ME | Androscoggin | HM4 | HY | OP | 0.3 | 0.3 | 0.3 |  | 2 | 1986 | BLQ BLQ BLQ: WAT; Y Y Y: N; Y Y Y: Y |  | S | 0 | N | IPP Non-CHP | 2 |  | N | N
39006 | Brookfield White Pine Hydro LLC | 7048 | Hill Mill | ME | Androscoggin | HM5 | HY | OP | 0.3 | 0.3 | 0.3 |  | 2 | 1986 | BLQ BLQ BLQ: WAT; Y Y Y: N; Y Y Y: Y |  | S | 0 | N | IPP Non-CHP | 2 |  | N | N
39006 | Brookfield White Pine Hydro LLC | 7048 | Hill Mill | ME | Androscoggin | HM6 | HY | OP | 0.3 | 0.3 | 0.3 |  | 2 | 1986 | BLQ BLQ BLQ: WAT; Y Y Y: N; Y Y Y: Y |  | S | 0 | N | IPP Non-CHP | 2 |  | N | N
39006 | Brookfield White Pine Hydro LLC | 50999 | Aziscohos Hydroelectric Project | ME | Oxford | GEN1 | HY | OP | 6.7 | 6.8 | 6.8 |  | 6 | 1988 | BLQ BLQ BLQ: WAT; Y Y Y: N; Y Y Y: Y |  | W |  | N | IPP Non-CHP | 2 |  | N | N
39066 | Union Carbide Corp-Texas City | 50153 | Texas City Plant Union Carbide | TX | Galveston | GTG | GT | OP | 40 | 32 | 39 |  | 2 | 1996 | BLQ BLQ BLQ: NG; Y Y Y: N; Y Y Y: Y | Y | S |  | Y | Industrial CHP | 7 | B | N | N | [17 empty] | N
39066 | Union Carbide Corp-Texas City | 50153 | Texas City Plant Union Carbide | TX | Galveston | STG | ST | OP | 56 | 38 | 38 |  | 3 | 1996 | BLQ BLQ BLQ: PUR; Y Y Y: N; Y Y Y: Y | Y | S |  | Y | Industrial CHP | 7 | B | N | N | [17 empty] | N
39125 | Vandolah Power Co LLC | 55415 | Vandolah Power Station | FL | Hardee | G101 | GT | OP | 182 | 158 | 170 |  | 6 | 2002 | BLQ BLQ BLQ: NG; WDS WDS WDS: DFO; Y Y Y: Y; Y Y Y: Y |  | W |  | N | IPP Non-CHP | 2 |  | N | N
39125 | Vandolah Power Co LLC | 55415 | Vandolah Power Station | FL | Hardee | G201 | GT | OP | 182 | 158 | 170 |  | 6 | 2002 | BLQ BLQ BLQ: NG; WDS WDS WDS: DFO; Y Y Y: Y; Y Y Y: Y |  | W |  | N | IPP Non-CHP | 2 |  | N | N
39125 | Vandolah Power Co LLC | 55415 | Vandolah Power Station | FL | Hardee | G301 | GT | OP | 182 | 158 | 170 |  | 6 | 2002 | BLQ BLQ BLQ: NG; WDS WDS WDS: DFO; Y Y Y: Y; Y Y Y: Y |  | W |  | N | IPP Non-CHP | 2 |  | N | N
39125 | Vandolah Power Co LLC | 55415 | Vandolah Power Station | FL | Hardee | G401 | GT | OP | 182 | 158 | 170 |  | 6 | 2002 | BLQ BLQ BLQ: NG; WDS WDS WDS: DFO; Y Y Y: Y; Y Y Y: Y |  | W |  | N | IPP Non-CHP | 2 |  | N | N
39245 | Saint John's Health Center | 50610 | Saint Johns Health Center | CA | LOS ANGELES | 01 | GT | OP | 1.1 | 1 | 1.1 |  | 2 | 1992 | [9 empty] | S |  | Y | Commercial CHP | 5 | T | N | N | [17 empty] | N | bar: BLQ BLQ BLQ; Y Y Y to Y Y Y
39347 | East Texas Electric Coop, Inc | 56603 | San Jacinto County Peaking Facility | TX | San Jacinto | SJC1 | GT | OP | 85 | 73 | 85 |  | 7 | 2001 | BLQ BLQ BLQ: NG; Y Y Y: N; Y Y Y: Y |  | S | 1 | N | Electric Utility | 1 |  | N | N | [12 empty] | N |  |  |  |  | N
39347 | East Texas Electric Coop, Inc | 56603 | San Jacinto County Peaking Facility | TX | San Jacinto | SJC2 | GT | OP | 85 | 73 | 85 |  | 7 | 2001 | BLQ BLQ BLQ: NG; Y Y Y: N; Y Y Y: Y |  | S | 1 | N | Electric Utility | 1 |  | N | N | [12 empty] | N |  |  |  |  | N
39347 | East Texas Electric Coop, Inc | 56603 | San Jacinto County Peaking Facility | TX | San Jacinto | SJCD1 | IC | SB | 0.5 | 0.5 | 0.5 |  | 12 | 2012 | BLQ BLQ BLQ: DFO; Y Y Y: N; Y Y Y: N | N | S |  | N | Electric Utility | 1 |  |  | N | [17 empty] | N | N
39347 | East Texas Electric Coop, Inc | 56604 | Hardin County Peaking Facility | TX | Hardin | HC1 | GT | OP | 86.5 | 73 | 86 |  | 7 | 2001 | BLQ BLQ BLQ: NG; Y Y Y: N; Y Y Y: Y |  | S |  | N | Electric Utility | 1 |  | N | N | [12 empty] | N |  |  |  |  | N
39347 | East Texas Electric Coop, Inc | 56604 | Hardin County Peaking Facility | TX | Hardin | HC2 | GT | OP | 86.5 | 73 | 86 |  | 7 | 2001 | BLQ BLQ BLQ: NG; Y Y Y: N; Y Y Y: Y |  | S |  | N | Electric Utility | 1 |  | N | N | [12 empty] | N |  |  |  |  | N
39878 | Solutia Inc-Indian | 10417 | Indian Orchard Plant 1 | MA | HAMPDEN | TG | ST | OP | 5.7 | 3.5 | 4.2 |  | 5 | 1985 | BLQ BLQ BLQ: BIT; WDS WDS WDS: PUR; Y Y Y: N; Y Y Y: Y |  | S |  | Y | Industrial CHP | 7 | T | N | N | [12 empty] | N |  |  |  |  | N | [5 empty] | Y | BIT
40052 | AG Energy LP | 10803 | Ogdensburg Power | NY | St Lawrence | GEN3 | CA | OS | 26.9 | 23 | 25 |  | 10 | 1993 | BLQ BLQ BLQ: NG; WDS WDS WDS: DFO; Y Y Y: N; Y Y Y: Y |  | J |  | Y | IPP CHP | 3 | T | Y | Y | [8 empty] | ST | WDS | 12 | 2015 | [5 empty] | N
40192 | Shady Hills Power Co LLC | 55414 | Shady Hills Generating Station | FL | Pasco | G101 | GT | OP | 182 | 156 | 172 |  | 1 | 2002 | BLQ BLQ BLQ: NG; WDS WDS WDS: DFO; Y Y Y: Y; Y Y Y: Y |  | W |  | N | IPP Non-CHP | 2 |  | N | N | [17 empty] | N
40192 | Shady Hills Power Co LLC | 55414 | Shady Hills Generating Station | FL | Pasco | G201 | GT | OP | 182 | 156 | 172 |  | 1 | 2002 | BLQ BLQ BLQ: NG; WDS WDS WDS: DFO; Y Y Y: Y; Y Y Y: Y |  | W |  | N | IPP Non-CHP | 2 |  | N | N | [17 empty] | N
40192 | Shady Hills Power Co LLC | 55414 | Shady Hills Generating Station | FL | Pasco | G301 | GT | OP | 182 | 156 | 172 |  | 1 | 2002 | BLQ BLQ BLQ: NG; WDS WDS WDS: DFO; Y Y Y: Y; Y Y Y: Y |  | W |  | N | IPP Non-CHP | 2 |  | N | N | [17 empty] | N
40211 | Wabash Valley Power Assn, Inc | 54925 | Twin Bridges LFGTE | IN | HENDRICKS | I-1 | IC | OP | 0.8 | 0.8 | 0.8 |  | 10 | 1994 | BLQ BLQ BLQ: LFG; Y Y Y: N; Y Y Y: Y |  | S |  | N | Electric Utility | 1 |  | N | N | [12 empty] | N |  |  |  |  | N
40211 | Wabash Valley Power Assn, Inc | 54925 | Twin Bridges LFGTE | IN | HENDRICKS | I-2 | IC | OP | 0.8 | 0.8 | 0.8 |  | 10 | 1994 | BLQ BLQ BLQ: LFG; Y Y Y: N; Y Y Y: Y |  | S |  | N | Electric Utility | 1 |  | N | N | [12 empty] | N |  |  |  |  | N
40211 | Wabash Valley Power Assn, Inc | 54925 | Twin Bridges LFGTE | IN | HENDRICKS | I-3 | IC | OP | 0.8 | 0.8 | 0.8 |  | 10 | 1994 | BLQ BLQ BLQ: LFG; Y Y Y: N; Y Y Y: Y |  | S |  | N | Electric Utility | 1 |  | N | N | [12 empty] | N |  |  |  |  | N
40211 | Wabash Valley Power Assn, Inc | 54925 | Twin Bridges LFGTE | IN | HENDRICKS | I-4 | IC | OP | 0.8 | 0.8 | 0.8 |  | 10 | 1994 | BLQ BLQ BLQ: LFG; Y Y Y: N; Y Y Y: Y |  | S |  | N | Electric Utility | 1 |  | N | N | [12 empty] | N |  |  |  |  | N
40211 | Wabash Valley Power Assn, Inc | 54925 | Twin Bridges LFGTE | IN | HENDRICKS | II-1 | IC | OP | 0.8 | 0.8 | 0.8 |  | 7 | 2002 | BLQ BLQ BLQ: LFG; Y Y Y: N; Y Y Y: Y |  | S |  | N | Electric Utility | 1 |  | N | N | [12 empty] | N |  |  |  |  | N
40211 | Wabash Valley Power Assn, Inc | 54925 | Twin Bridges LFGTE | IN | HENDRICKS | II-2 | IC | OP | 0.8 | 0.8 | 0.8 |  | 7 | 2002 | BLQ BLQ BLQ: LFG; Y Y Y: N; Y Y Y: Y |  | S |  | N | Electric Utility | 1 |  | N | N | [12 empty] | N |  |  |  |  | N
40211 | Wabash Valley Power Assn, Inc | 54925 | Twin Bridges LFGTE | IN | HENDRICKS | II-3 | IC | OP | 0.8 | 0.8 | 0.8 |  | 7 | 2002 | BLQ BLQ BLQ: LFG; Y Y Y: N; Y Y Y: Y |  | S |  | N | Electric Utility | 1 |  | N | N | [12 empty] | N |  |  |  |  | N
40211 | Wabash Valley Power Assn, Inc | 54925 | Twin Bridges LFGTE | IN | HENDRICKS | II-4 | IC | OP | 0.8 | 0.8 | 0.8 |  | 7 | 2002 | BLQ BLQ BLQ: LFG; Y Y Y: N; Y Y Y: Y |  | S |  | N | Electric Utility | 1 |  | N | N | [12 empty] | N |  |  |  |  | N
40211 | Wabash Valley Power Assn, Inc | 54925 | Twin Bridges LFGTE | IN | HENDRICKS | III-1 | IC | OP | 0.8 | 0.8 | 0.8 |  | 1 | 2009 | BLQ BLQ BLQ: LFG; Y Y Y: N; Y Y Y: Y |  | S |  | N | Electric Utility | 1 |  |  | N | [12 empty] | N
40211 | Wabash Valley Power Assn, Inc | 54925 | Twin Bridges LFGTE | IN | HENDRICKS | III-2 | IC | OP | 0.8 | 0.8 | 0.8 |  | 1 | 2009 | BLQ BLQ BLQ: LFG; Y Y Y: N; Y Y Y: Y |  | S |  | N | Electric Utility | 1 |  |  | N | [12 empty] | N
40211 | Wabash Valley Power Assn, Inc | 54925 | Twin Bridges LFGTE | IN | HENDRICKS | III-3 | IC | OP | 0.8 | 0.8 | 0.8 |  | 1 | 2009 | BLQ BLQ BLQ: LFG; Y Y Y: N; Y Y Y: Y |  | S |  | N | Electric Utility | 1 |  |  | N | [12 empty] | N
40211 | Wabash Valley Power Assn, Inc | 54925 | Twin Bridges LFGTE | IN | HENDRICKS | III-4 | IC | OP | 0.8 | 0.8 | 0.8 |  | 1 | 2009 | BLQ BLQ BLQ: LFG; Y Y Y: N; Y Y Y: Y |  | S |  | N | Electric Utility | 1 |  |  | N | [12 empty] | N
40211 | Wabash Valley Power Assn, Inc | 54925 | Twin Bridges LFGTE | IN | HENDRICKS | IV-1 | IC | OP | 1.6 | 1.6 | 1.6 |  | 6 | 2012 | BLQ BLQ BLQ: LFG; Y Y Y: N; Y Y Y: Y |  | S |  | N | Electric Utility | 1 |  |  | N | [12 empty] | N
40211 | Wabash Valley Power Assn, Inc | 54925 | Twin Bridges LFGTE | IN | HENDRICKS | IV-2 | IC | OP | 1.6 | 1.6 | 1.6 |  | 6 | 2012 | BLQ BLQ BLQ: LFG; Y Y Y: N; Y Y Y: Y |  | S |  | N | Electric Utility | 1 |  |  | N | [12 empty] | N
40211 | Wabash Valley Power Assn, Inc | 54926 | Prairie View I & II LFGTE | IN | ST JOSEPH | I-1 | IC | OP | 0.8 | 0.8 | 0.8 |  | 10 | 1994 | BLQ BLQ BLQ: LFG; Y Y Y: N; Y Y Y: Y |  | S |  | N | Electric Utility | 1 |  | N | N | [12 empty] | N |  |  |  |  | N
40211 | Wabash Valley Power Assn, Inc | 54926 | Prairie View I & II LFGTE | IN | ST JOSEPH | I-2 | IC | OP | 0.8 | 0.8 | 0.8 |  | 10 | 1994 | BLQ BLQ BLQ: LFG; Y Y Y: N; Y Y Y: Y |  | S |  | N | Electric Utility | 1 |  | N | N | [12 empty] | N |  |  |  |  | N
40211 | Wabash Valley Power Assn, Inc | 54926 | Prairie View I & II LFGTE | IN | ST JOSEPH | I-3 | IC | OP | 0.8 | 0.8 | 0.8 |  | 10 | 1994 | BLQ BLQ BLQ: LFG; Y Y Y: N; Y Y Y: Y |  | S |  | N | Electric Utility | 1 |  | N | N | [12 empty] | N |  |  |  |  | N
40211 | Wabash Valley Power Assn, Inc | 54926 | Prairie View I & II LFGTE | IN | ST JOSEPH | I-4 | IC | OP | 0.8 | 0.8 | 0.8 |  | 10 | 1994 | BLQ BLQ BLQ: LFG; Y Y Y: N; Y Y Y: Y |  | S |  | N | Electric Utility | 1 |  | N | N | [12 empty] | N |  |  |  |  | N
40211 | Wabash Valley Power Assn, Inc | 54926 | Prairie View I & II LFGTE | IN | ST JOSEPH | II-1 | IC | OP | 0.8 | 0.8 | 0.8 |  | 8 | 2007 | BLQ BLQ BLQ: LFG; Y Y Y: N; Y Y Y: Y |  | S |  | N | Electric Utility | 1 |  | N | N | [12 empty] | N |  |  |  |  | N
40211 | Wabash Valley Power Assn, Inc | 54926 | Prairie View I & II LFGTE | IN | ST JOSEPH | II-2 | IC | OP | 0.8 | 0.8 | 0.8 |  | 8 | 2007 | BLQ BLQ BLQ: LFG; Y Y Y: N; Y Y Y: Y |  | S |  | N | Electric Utility | 1 |  | N | N | [12 empty] | N |  |  |  |  | N
40211 | Wabash Valley Power Assn, Inc | 54926 | Prairie View I & II LFGTE | IN | ST JOSEPH | II-3 | IC | OP | 0.8 | 0.8 | 0.8 |  | 8 | 2007 | BLQ BLQ BLQ: LFG; Y Y Y: N; Y Y Y: Y |  | S |  | N | Electric Utility | 1 |  | N | N | [12 empty] | N |  |  |  |  | N
40211 | Wabash Valley Power Assn, Inc | 54926 | Prairie View I & II LFGTE | IN | ST JOSEPH | II-4 | IC | OP | 0.8 | 0.8 | 0.8 |  | 8 | 2007 | BLQ BLQ BLQ: LFG; Y Y Y: N; Y Y Y: Y |  | S |  | N | Electric Utility | 1 |  | N | N | [12 empty] | N |  |  |  |  | N
40211 | Wabash Valley Power Assn, Inc | 54956 | Deercroft I & II LFGTE | IN | LA PORTE | I-1 | IC | OP | 0.8 | 0.8 | 0.8 |  | 8 | 1999 | BLQ BLQ BLQ: LFG; Y Y Y: N; Y Y Y: Y |  | S |  | N | Electric Utility | 1 |  | N | N | [12 empty] | N |  |  |  |  | N
40211 | Wabash Valley Power Assn, Inc | 54956 | Deercroft I & II LFGTE | IN | LA PORTE | I-2 | IC | OP | 0.8 | 0.8 | 0.8 |  | 8 | 1999 | BLQ BLQ BLQ: LFG; Y Y Y: N; Y Y Y: Y |  | S |  | N | Electric Utility | 1 |  | N | N | [12 empty] | N |  |  |  |  | N
40211 | Wabash Valley Power Assn, Inc | 54956 | Deercroft I & II LFGTE | IN | LA PORTE | I-3 | IC | OP | 0.8 | 0.8 | 0.8 |  | 8 | 1999 | BLQ BLQ BLQ: LFG; Y Y Y: N; Y Y Y: Y |  | S |  | N | Electric Utility | 1 |  | N | N | [12 empty] | N |  |  |  |  | N
40211 | Wabash Valley Power Assn, Inc | 54956 | Deercroft I & II LFGTE | IN | LA PORTE | I-4 | IC | OP | 0.8 | 0.8 | 0.8 |  | 8 | 1999 | BLQ BLQ BLQ: LFG; Y Y Y: N; Y Y Y: Y |  | S |  | N | Electric Utility | 1 |  | N | N | [12 empty] | N |  |  |  |  | N
40211 | Wabash Valley Power Assn, Inc | 54956 | Deercroft I & II LFGTE | IN | LA PORTE | II-1 | IC | OP | 0.8 | 0.8 | 0.8 |  | 9 | 2007 | BLQ BLQ BLQ: LFG; Y Y Y: N; Y Y Y: Y |  | S |  | N | Electric Utility | 1 |  | N | N | [12 empty] | N |  |  |  |  | N
40211 | Wabash Valley Power Assn, Inc | 54956 | Deercroft I & II LFGTE | IN | LA PORTE | II-2 | IC | OP | 0.8 | 0.8 | 0.8 |  | 9 | 2007 | BLQ BLQ BLQ: LFG; Y Y Y: N; Y Y Y: Y |  | S |  | N | Electric Utility | 1 |  | N | N | [12 empty] | N |  |  |  |  | N
40211 | Wabash Valley Power Assn, Inc | 54956 | Deercroft I & II LFGTE | IN | LA PORTE | II-3 | IC | OP | 0.8 | 0.8 | 0.8 |  | 9 | 2007 | BLQ BLQ BLQ: LFG; Y Y Y: N; Y Y Y: Y |  | S |  | N | Electric Utility | 1 |  | N | N | [12 empty] | N |  |  |  |  | N
40211 | Wabash Valley Power Assn, Inc | 54956 | Deercroft I & II LFGTE | IN | LA PORTE | II-4 | IC | OP | 0.8 | 0.8 | 0.8 |  | 9 | 2007 | BLQ BLQ BLQ: LFG; Y Y Y: N; Y Y Y: Y |  | S |  | N | Electric Utility | 1 |  | N | N | [12 empty] | N |  |  |  |  | N
40211 | Wabash Valley Power Assn, Inc | 56463 | Oak Ridge LFGTE | IN | CASS | 1 | IC | OP | 0.8 | 0.8 | 0.8 |  | 12 | 2003 | BLQ BLQ BLQ: LFG; Y Y Y: N; Y Y Y: Y |  | S |  | N | Electric Utility | 1 |  |  | N | [12 empty] | N |  |  |  |  | N
40211 | Wabash Valley Power Assn, Inc | 56463 | Oak Ridge LFGTE | IN | CASS | 2 | IC | OP | 0.8 | 0.8 | 0.8 |  | 12 | 2003 | BLQ BLQ BLQ: LFG; Y Y Y: N; Y Y Y: Y |  | S |  | N | Electric Utility | 1 |  |  | N | [12 empty] | N |  |  |  |  | N
40211 | Wabash Valley Power Assn, Inc | 56463 | Oak Ridge LFGTE | IN | CASS | 3 | IC | OP | 0.8 | 0.8 | 0.8 |  | 12 | 2003 | BLQ BLQ BLQ: LFG; Y Y Y: N; Y Y Y: Y |  | S |  | N | Electric Utility | 1 |  |  | N | [12 empty] | N |  |  |  |  | N
40211 | Wabash Valley Power Assn, Inc | 56463 | Oak Ridge LFGTE | IN | CASS | 4 | IC | OP | 0.8 | 0.8 | 0.8 |  | 12 | 2003 | BLQ BLQ BLQ: LFG; Y Y Y: N; Y Y Y: Y |  | S |  | N | Electric Utility | 1 |  |  | N | [12 empty] | N |  |  |  |  | N
40211 | Wabash Valley Power Assn, Inc | 56464 | Jay County LFGTE | IN | JAY | 1 | IC | OP | 0.8 | 0.8 | 0.8 |  | 4 | 2005 | BLQ BLQ BLQ: LFG; Y Y Y: N; Y Y Y: Y |  | S |  | N | Electric Utility | 1 |  |  | N | [12 empty] | N |  |  |  |  | N
40211 | Wabash Valley Power Assn, Inc | 56464 | Jay County LFGTE | IN | JAY | 2 | IC | OP | 0.8 | 0.8 | 0.8 |  | 4 | 2005 | BLQ BLQ BLQ: LFG; Y Y Y: N; Y Y Y: Y |  | S |  | N | Electric Utility | 1 |  |  | N | [12 empty] | N |  |  |  |  | N
40211 | Wabash Valley Power Assn, Inc | 56464 | Jay County LFGTE | IN | JAY | 3 | IC | OP | 0.8 | 0.8 | 0.8 |  | 4 | 2005 | BLQ BLQ BLQ: LFG; Y Y Y: N; Y Y Y: Y |  | S |  | N | Electric Utility | 1 |  |  | N | [12 empty] | N |  |  |  |  | N
40211 | Wabash Valley Power Assn, Inc | 56464 | Jay County LFGTE | IN | JAY | 4 | IC | OP | 0.8 | 0.8 | 0.8 |  | 4 | 2005 | BLQ BLQ BLQ: LFG; Y Y Y: N; Y Y Y: Y |  | S |  | N | Electric Utility | 1 |  |  | N | [12 empty] | N |  |  |  |  | N
40211 | Wabash Valley Power Assn, Inc | 56465 | Liberty I & II LFGTE | IN | WHITE | 1 | IC | OP | 0.8 | 0.8 | 0.8 |  | 8 | 2005 | BLQ BLQ BLQ: LFG; Y Y Y: N; Y Y Y: Y |  | S |  | N | Electric Utility | 1 |  |  | N | [12 empty] | N |  |  |  |  | N
40211 | Wabash Valley Power Assn, Inc | 56465 | Liberty I & II LFGTE | IN | WHITE | 1-II | IC | OP | 0.8 | 0.8 | 0.8 |  | 1 | 2010 | BLQ BLQ BLQ: LFG; Y Y Y: N; Y Y Y: Y |  | S |  | N | Electric Utility | 1 |  |  | N | [12 empty] | N |  |  |  |  | N
40211 | Wabash Valley Power Assn, Inc | 56465 | Liberty I & II LFGTE | IN | WHITE | 2 | IC | OP | 0.8 | 0.8 | 0.8 |  | 8 | 2005 | BLQ BLQ BLQ: LFG; Y Y Y: N; Y Y Y: Y |  | S |  | N | Electric Utility | 1 |  |  | N | [12 empty] | N |  |  |  |  | N
40211 | Wabash Valley Power Assn, Inc | 56465 | Liberty I & II LFGTE | IN | WHITE | 2-II | IC | OP | 0.8 | 0.8 | 0.8 |  | 1 | 2010 | BLQ BLQ BLQ: LFG; Y Y Y: N; Y Y Y: Y |  | S |  | N | Electric Utility | 1 |  |  | N | [12 empty] | N |  |  |  |  | N
40211 | Wabash Valley Power Assn, Inc | 56465 | Liberty I & II LFGTE | IN | WHITE | 3 | IC | OP | 0.8 | 0.8 | 0.8 |  | 8 | 2005 | BLQ BLQ BLQ: LFG; Y Y Y: N; Y Y Y: Y |  | S |  | N | Electric Utility | 1 |  |  | N | [12 empty] | N |  |  |  |  | N
40211 | Wabash Valley Power Assn, Inc | 56465 | Liberty I & II LFGTE | IN | WHITE | 3-II | IC | OP | 0.8 | 0.8 | 0.8 |  | 1 | 2010 | BLQ BLQ BLQ: LFG; Y Y Y: N; Y Y Y: Y |  | S |  | N | Electric Utility | 1 |  |  | N | [12 empty] | N |  |  |  |  | N
40211 | Wabash Valley Power Assn, Inc | 56465 | Liberty I & II LFGTE | IN | WHITE | 4 | IC | OP | 0.8 | 0.8 | 0.8 |  | 8 | 2005 | BLQ BLQ BLQ: LFG; Y Y Y: N; Y Y Y: Y |  | S |  | N | Electric Utility | 1 |  |  | N | [12 empty] | N |  |  |  |  | N
40211 | Wabash Valley Power Assn, Inc | 56465 | Liberty I & II LFGTE | IN | WHITE | 4-II | IC | OP | 0.8 | 0.8 | 0.8 |  | 1 | 2010 | BLQ BLQ BLQ: LFG; Y Y Y: N; Y Y Y: Y |  | S |  | N | Electric Utility | 1 |  |  | N | [12 empty] | N |  |  |  |  | N
40211 | Wabash Valley Power Assn, Inc | 57250 | Earthmovers LFGTE | IN | ELKHART | 1 | IC | OP | 0.8 | 0.8 | 0.8 |  | 10 | 2010 | BLQ BLQ BLQ: LFG; Y Y Y: N; Y Y Y: Y |  | S |  | N | Electric Utility | 1 |  |  | N
40211 | Wabash Valley Power Assn, Inc | 57250 | Earthmovers LFGTE | IN | ELKHART | 2 | IC | OP | 0.8 | 0.8 | 0.8 |  | 10 | 2010 | BLQ BLQ BLQ: LFG; Y Y Y: N; Y Y Y: Y |  | S |  | N | Electric Utility | 1 |  |  | N
40211 | Wabash Valley Power Assn, Inc | 57250 | Earthmovers LFGTE | IN | ELKHART | 3 | IC | OP | 0.8 | 0.8 | 0.8 |  | 10 | 2010 | BLQ BLQ BLQ: LFG; Y Y Y: N; Y Y Y: Y |  | S |  | N | Electric Utility | 1 |  |  | N
40211 | Wabash Valley Power Assn, Inc | 57250 | Earthmovers LFGTE | IN | ELKHART | 4 | IC | OP | 0.8 | 0.8 | 0.8 |  | 10 | 2010 | BLQ BLQ BLQ: LFG; Y Y Y: N; Y Y Y: Y |  | S |  | N | Electric Utility | 1 |  |  | N
40211 | Wabash Valley Power Assn, Inc | 57250 | Earthmovers LFGTE | IN | ELKHART | 5 | IC | OP | 0.8 | 0.8 | 0.8 |  | 10 | 2010 | BLQ BLQ BLQ: LFG; Y Y Y: N; Y Y Y: Y |  | S |  | N | Electric Utility | 1 |  |  | N
40211 | Wabash Valley Power Assn, Inc | 57250 | Earthmovers LFGTE | IN | ELKHART | 6 | IC | OP | 0.8 | 0.8 | 0.8 |  | 10 | 2010 | BLQ BLQ BLQ: LFG; Y Y Y: N; Y Y Y: Y |  | S |  | N | Electric Utility | 1 |  |  | N
40211 | Wabash Valley Power Assn, Inc | 57842 | Wabash Valley Power IGCC | IN | Vigo | 1 | CA | OP | 112.5 | 85 | 85 |  | 12 | 1953 | SGP | OTH | NG |  |  |  | Y | Y |  | S |  | N | Electric Utility | 1 |  | N | N | [17 empty] | Y | N | [5 empty] | NG
40211 | Wabash Valley Power Assn, Inc | 57842 | Wabash Valley Power IGCC | IN | Vigo | 1A | CT | OP | 192 | 189 | 205 |  | 11 | 1995 | SGP | NG | OTH |  |  |  | Y | Y |  | S |  | N | Electric Utility | 1 |  |  | N | [17 empty] | Y | Y |  |  |  | N |  | NG
40215 | Cordova Electric Coop, Inc | 789 | Orca | AK | Valdez-Cordova | 3 | IC | OP | 2.5 | 2.5 | 2.5 |  | 10 | 1984 | BLQ BLQ BLQ: DFO; Y Y Y: N; Y Y Y: N |  | S |  | N | Electric Utility | 1 |  | N | N | [17 empty] | N
40215 | Cordova Electric Coop, Inc | 789 | Orca | AK | Valdez-Cordova | 4 | IC | OP | 2.4 | 2.4 | 2.4 |  | 10 | 1984 | BLQ BLQ BLQ: DFO; Y Y Y: N; Y Y Y: N |  | S |  | N | Electric Utility | 1 |  | N | N | [17 empty] | N
40215 | Cordova Electric Coop, Inc | 789 | Orca | AK | Valdez-Cordova | 5 | IC | OP | 1.1 | 1.1 | 1.1 |  | 3 | 2000 | BLQ BLQ BLQ: DFO; Y Y Y: N; Y Y Y: N |  | S |  | N | Electric Utility | 1 |  | N | N | [17 empty] | N
40215 | Cordova Electric Coop, Inc | 789 | Orca | AK | Valdez-Cordova | 6 | IC | OP | 1.1 | 1.1 | 1.1 |  | 3 | 2000 | BLQ BLQ BLQ: DFO; Y Y Y: N; Y Y Y: N |  | S |  | N | Electric Utility | 1 |  | N | N | [17 empty] | N
40215 | Cordova Electric Coop, Inc | 789 | Orca | AK | Valdez-Cordova | 7 | IC | OP | 3.6 | 3.6 | 3.6 |  | 7 | 2009 | BLQ BLQ BLQ: DFO; Y Y Y: N; Y Y Y: N |  | S |  | N | Electric Utility | 1 |  | N | N | [17 empty] | N
40215 | Cordova Electric Coop, Inc | 7042 | Humpback Creek | AK | Valdez-Cordova | 1 | HY | OP | 0.5 | 0.4 | 0.4 |  | 6 | 1991 | BLQ BLQ BLQ: WAT; Y Y Y: N; Y Y Y: N |  | S |  | N | Electric Utility | 1 |  | N | N | [17 empty] | N
40215 | Cordova Electric Coop, Inc | 7042 | Humpback Creek | AK | Valdez-Cordova | 2 | HY | OP | 0.5 | 0.4 | 0.4 |  | 6 | 1991 | BLQ BLQ BLQ: WAT; Y Y Y: N; Y Y Y: N |  | S |  | N | Electric Utility | 1 |  | N | N | [17 empty] | N
40215 | Cordova Electric Coop, Inc | 7042 | Humpback Creek | AK | Valdez-Cordova | 3 | HY | OP | 0.2 | 0.2 | 0.2 |  | 6 | 1991 | BLQ BLQ BLQ: WAT; Y Y Y: N; Y Y Y: N |  | S |  | N | Electric Utility | 1 |  | N | N | [17 empty] | N
40215 | Cordova Electric Coop, Inc | 7862 | Power Creek | AK | Valdez-Cordova | 4 | HY | OP | 3 | 2.8 | 2.7 |  | 11 | 2001 | BLQ BLQ BLQ: WAT; Y Y Y: N; Y Y Y: N |  | S |  | N | Electric Utility | 1 |  | N | N
40215 | Cordova Electric Coop, Inc | 7862 | Power Creek | AK | Valdez-Cordova | 5 | HY | OP | 3 | 2.8 | 2.7 |  | 11 | 2001 | BLQ BLQ BLQ: WAT; Y Y Y: N; Y Y Y: N |  | S |  | N | Electric Utility | 1 |  | N | N
40229 | Old Dominion Electric Coop | 7836 | Marsh Run Generating | VA | Fauquier | 1 | GT | OP | 171.1 | 160.8 | 187 |  | 9 | 2004 | BLQ BLQ BLQ: NG; WDS WDS WDS: DFO; Y Y Y: Y; Y Y Y: Y | Y | S |  | N | Electric Utility | 1 |  | N | N | [17 empty] | N
40229 | Old Dominion Electric Coop | 7836 | Marsh Run Generating | VA | Fauquier | 2 | GT | OP | 171.1 | 159.3 | 187 |  | 9 | 2004 | BLQ BLQ BLQ: NG; WDS WDS WDS: DFO; Y Y Y: Y; Y Y Y: Y | Y | S |  | N | Electric Utility | 1 |  | N | N | [17 empty] | N
40229 | Old Dominion Electric Coop | 7836 | Marsh Run Generating | VA | Fauquier | 3 | GT | OP | 171.1 | 160 | 187 |  | 9 | 2004 | BLQ BLQ BLQ: NG; WDS WDS WDS: DFO; Y Y Y: Y; Y Y Y: Y | Y | S |  | N | Electric Utility | 1 |  | N | N | [17 empty] | N
40229 | Old Dominion Electric Coop | 7837 | Louisa Generating | VA | Louisa | 1 | GT | OP | 84.5 | 76.5 | 92 |  | 8 | 2003 | BLQ BLQ BLQ: NG; WDS WDS WDS: DFO; Y Y Y: Y; Y Y Y: Y |  | S |  | N | Electric Utility | 1 |  | N | N | [17 empty] | N
40229 | Old Dominion Electric Coop | 7837 | Louisa Generating | VA | Louisa | 2 | GT | OP | 84.5 | 77 | 92 |  | 8 | 2003 | BLQ BLQ BLQ: NG; WDS WDS WDS: DFO; Y Y Y: Y; Y Y Y: Y |  | S |  | N | Electric Utility | 1 |  | N | N | [17 empty] | N
40229 | Old Dominion Electric Coop | 7837 | Louisa Generating | VA | Louisa | 3 | GT | OP | 84.5 | 77 | 92 |  | 8 | 2003 | BLQ BLQ BLQ: NG; WDS WDS WDS: DFO; Y Y Y: Y; Y Y Y: Y |  | S |  | N | Electric Utility | 1 |  | N | N | [17 empty] | N
40229 | Old Dominion Electric Coop | 7837 | Louisa Generating | VA | Louisa | 4 | GT | OP | 84.5 | 77 | 92 |  | 8 | 2003 | BLQ BLQ BLQ: NG; WDS WDS WDS: DFO; Y Y Y: Y; Y Y Y: Y |  | S |  | N | Electric Utility | 1 |  | N | N | [17 empty] | N
40229 | Old Dominion Electric Coop | 7837 | Louisa Generating | VA | Louisa | 5 | GT | OP | 171.1 | 158 | 187 |  | 8 | 2003 | BLQ BLQ BLQ: NG; WDS WDS WDS: DFO; Y Y Y: Y; Y Y Y: Y |  | S |  | N | Electric Utility | 1 |  | N | N | [17 empty] | N
40229 | Old Dominion Electric Coop | 7939 | Diesel Group 1 | VA | Accomack | 1 | IC | SB | 12 | 12 | 12 |  | 7 | 2002 | BLQ BLQ BLQ: DFO; Y Y Y: N; Y Y Y: Y | Y | S |  | N | Electric Utility | 1 |  | N | N | [17 empty] | N
40229 | Old Dominion Electric Coop | 7940 | Diesel Group 2 | VA | Amelia | 1 | IC | SB | 4 | 4 | 4 |  | 12 | 2002 | BLQ BLQ BLQ: DFO; Y Y Y: N; Y Y Y: Y | Y | S |  | N | Electric Utility | 1 |  | N | N
40229 | Old Dominion Electric Coop | 7941 | Diesel Group 3 | VA | Southampton | 1 | IC | SB | 4 | 4 | 4 |  | 11 | 2002 | BLQ BLQ BLQ: DFO; Y Y Y: N; Y Y Y: Y | Y | S |  | N | Electric Utility | 1 |  | N | N | [17 empty] | N
40230 | Deseret Generation & Tran Coop | 7790 | Bonanza | UT | Uintah | 1 | ST | OP | 499.5 | 458 | 458 |  | 5 | 1986 | BLQ BLQ BLQ: BIT; Y Y Y: N; Y Y Y: Y |  | J |  | N | Electric Utility | 1 |  | N | N | [17 empty] | N | Y | [5 empty] | DFO
40294 | Power Resources Cooperative | 7725 | Coffin Butte | OR | BENTON | 1 | IC | OP | 0.8 | 0.8 | 0.8 |  | 10 | 1995 | BLQ BLQ BLQ: LFG; Y Y Y: N; Y Y Y: Y |  | S |  | N | Electric Utility | 1 |  | N | N | [17 empty] | N
40294 | Power Resources Cooperative | 7725 | Coffin Butte | OR | BENTON | 2 | IC | OP | 0.8 | 0.8 | 0.8 |  | 10 | 1995 | BLQ BLQ BLQ: LFG; Y Y Y: N; Y Y Y: Y |  | S |  | N | Electric Utility | 1 |  | N | N | [17 empty] | N
40294 | Power Resources Cooperative | 7725 | Coffin Butte | OR | BENTON | 3 | IC | OP | 0.8 | 0.8 | 0.8 |  | 10 | 1995 | BLQ BLQ BLQ: LFG; Y Y Y: N; Y Y Y: Y |  | S |  | N | Electric Utility | 1 |  | N | N | [17 empty] | N
40294 | Power Resources Cooperative | 7725 | Coffin Butte | OR | BENTON | 4 | IC | OP | 1.6 | 1.5 | 1.5 |  | 10 | 2007 | BLQ BLQ BLQ: LFG; Y Y Y: N; Y Y Y: Y |  | S |  | N | Electric Utility | 1 |  | N | N | [17 empty] | N
40294 | Power Resources Cooperative | 7725 | Coffin Butte | OR | BENTON | 5 | IC | OP | 1.6 | 1.5 | 1.5 |  | 10 | 2007 | BLQ BLQ BLQ: LFG; Y Y Y: N; Y Y Y: Y |  | S |  | N | Electric Utility | 1 |  | N | N | [17 empty] | N
40307 | Prairie Power, Inc | 6238 | Pearl Station | IL | Pike | GT1 | GT | SB | 24 | 20.1 | 22 |  | 6 | 1973 | BLQ BLQ BLQ: DFO; Y Y Y: N; Y Y Y: Y | Y | S |  | N | Electric Utility | 1 |  | N | N | [18 empty] | N | N |  |  |  |  | DFO
40307 | Prairie Power, Inc | 7818 | Alsey | IL | Scott | 1 | GT | OP | 30 | 30 | 34.7 |  | 6 | 1999 | BLQ BLQ BLQ: NG; WDS WDS WDS: DFO; Y Y Y: Y; Y Y Y: Y | Y | S |  | N | Electric Utility | 1 |  | N | N
40307 | Prairie Power, Inc | 7818 | Alsey | IL | Scott | 2 | GT | OP | 30 | 30 | 34.7 |  | 8 | 1999 | BLQ BLQ BLQ: NG; WDS WDS WDS: DFO; Y Y Y: Y; Y Y Y: Y | Y | S |  | N | Electric Utility | 1 |  | N | N
40307 | Prairie Power, Inc | 7818 | Alsey | IL | Scott | 3 | GT | OP | 20 | 18 | 20.3 |  | 7 | 1999 | BLQ BLQ BLQ: NG; WDS WDS WDS: DFO; Y Y Y: Y; Y Y Y: Y | Y | S |  | N | Electric Utility | 1 |  | N | N
40307 | Prairie Power, Inc | 7818 | Alsey | IL | Scott | 4 | GT | OP | 20 | 18 | 19.4 |  | 8 | 1999 | BLQ BLQ BLQ: NG; WDS WDS WDS: DFO; Y Y Y: Y; Y Y Y: Y | Y | S |  | N | Electric Utility | 1 |  | N | N
40307 | Prairie Power, Inc | 7818 | Alsey | IL | Scott | 5 | GT | OP | 25 | 25 | 26.7 |  | 6 | 1999 | BLQ BLQ BLQ: NG; WDS WDS WDS: DFO; Y Y Y: Y; Y Y Y: Y | Y | S |  | N | Electric Utility | 1 |  | N | N
40382 | City of Rockport - (MO) | 6594 | Rockport | MO | Atchison | 1 | IC | OP | 1.1 | 1.1 | 1.1 |  | 4 | 1964 | BLQ BLQ BLQ: NG; WDS WDS WDS: DFO; Y Y Y: N; Y Y Y: Y |  | S |  | N | Electric Utility | 1 |  | N | N
40382 | City of Rockport - (MO) | 6594 | Rockport | MO | Atchison | 2 | IC | OP | 1.1 | 1.1 | 1.1 |  | 4 | 1964 | BLQ BLQ BLQ: NG; WDS WDS WDS: DFO; Y Y Y: N; Y Y Y: Y |  | S |  | N | Electric Utility | 1 |  | N | N
40382 | City of Rockport - (MO) | 6594 | Rockport | MO | Atchison | 3 | IC | OP | 0.5 | 0.4 | 0.4 |  | 9 | 1959 | BLQ BLQ BLQ: DFO; Y Y Y: N; Y Y Y: Y |  | S |  | N | Electric Utility | 1 |  | N | N
40382 | City of Rockport - (MO) | 6594 | Rockport | MO | Atchison | 4 | IC | OP | 0.4 | 0.3 | 0.3 |  | 10 | 1940 | BLQ BLQ BLQ: DFO; Y Y Y: N; Y Y Y: Y |  | S |  | N | Electric Utility | 1 |  | N | N
40382 | City of Rockport - (MO) | 6594 | Rockport | MO | Atchison | 5 | IC | OP | 1.3 | 1.3 | 1.3 |  | 4 | 1972 | BLQ BLQ BLQ: NG; WDS WDS WDS: DFO; Y Y Y: N; Y Y Y: Y |  | S |  | N | Electric Utility | 1 |  | N | N
40382 | City of Rockport - (MO) | 6594 | Rockport | MO | Atchison | 6 | IC | OP | 1.3 | 1.3 | 1.3 |  | 4 | 1972 | BLQ BLQ BLQ: NG; WDS WDS WDS: DFO; Y Y Y: N; Y Y Y: Y |  | S |  | N | Electric Utility | 1 |  | N | N
40430 | Lafarge Corp | 50305 | LaFarge Alpena | MI | Alpena | GE10 | ST | OP | 3.2 | 3.2 | 3.2 |  | 2 | 1999 | PC | SUB | OTH | OBL | WDS |  | N | Y |  | S |  | Y | Industrial CHP | 7 | B | N | N | [17 empty] | N | Y | N |  |  |  |  | NG
40430 | Lafarge Corp | 50305 | LaFarge Alpena | MI | Alpena | GEN6 | ST | OP | 12 | 12 | 12 |  | 1 | 1952 | PC | SUB | OTH | OBL | WDS |  | N | Y |  | S |  | Y | Industrial CHP | 7 | B | N | N | [17 empty] | N | Y | N |  |  |  |  | NG
40430 | Lafarge Corp | 50305 | LaFarge Alpena | MI | Alpena | GEN7 | ST | OP | 10 | 10 | 10 |  | 1 | 1955 | PC | SUB | OTH | OBL | WDS |  | N | Y |  | S |  | Y | Industrial CHP | 7 | B | N | N | [17 empty] | N | Y | N |  |  |  |  | NG
40430 | Lafarge Corp | 50305 | LaFarge Alpena | MI | Alpena | GEN8 | ST | OP | 11 | 11 | 11 |  | 4 | 1991 | PC | SUB | OTH | OBL | WDS |  | N | Y |  | S |  | Y | Industrial CHP | 7 | B | N | N | [17 empty] | N | Y | N |  |  |  |  | NG
40430 | Lafarge Corp | 50305 | LaFarge Alpena | MI | Alpena | GEN9 | ST | OP | 11 | 11 | 11 |  | 4 | 1994 | PC | SUB | OTH | OBL | WDS |  | N | Y |  | S |  | Y | Industrial CHP | 7 | B | N | N | [17 empty] | N | Y | N |  |  |  |  | NG
40437 | Emerald People's Utility Dist | 7413 | Short Mountain | OR | LANE | 1 | IC | OP | 0.8 | 0.8 | 0.8 |  | 2 | 1992 | BLQ BLQ BLQ: LFG; Y Y Y: N; Y Y Y: Y |  | S |  | N | Electric Utility | 1 |  | N | N | [17 empty] | N
40437 | Emerald People's Utility Dist | 7413 | Short Mountain | OR | LANE | 2 | IC | OP | 0.8 | 0.8 | 0.8 |  | 2 | 1992 | BLQ BLQ BLQ: LFG; Y Y Y: N; Y Y Y: Y |  | S |  | N | Electric Utility | 1 |  | N | N | [17 empty] | N
40437 | Emerald People's Utility Dist | 7413 | Short Mountain | OR | LANE | 3 | IC | OP | 0.8 | 0.8 | 0.8 |  | 11 | 1993 | BLQ BLQ BLQ: LFG; Y Y Y: N; Y Y Y: Y |  | S |  | N | Electric Utility | 1 |  | N | N | [17 empty] | N
40437 | Emerald People's Utility Dist | 7413 | Short Mountain | OR | LANE | 4 | IC | OP | 0.8 | 0.8 | 0.8 |  | 11 | 1993 | BLQ BLQ BLQ: LFG; Y Y Y: N; Y Y Y: Y |  | S |  | N | Electric Utility | 1 |  | N | N | [17 empty] | N
40444 | Truckee-Carson Irrigation District | 6521 | Lahontan | NV | CHURCHILL | 1 | HY | OP | 0.6 | 0.6 | 0.6 |  | 1 | 1911 | BLQ BLQ BLQ: WAT; Y Y Y: N; Y Y Y: Y |  | W |  | N | Electric Utility | 1 |  |  | N | [12 empty] | N |  |  |  |  | N
40444 | Truckee-Carson Irrigation District | 6521 | Lahontan | NV | CHURCHILL | 2 | HY | OP | 0.6 | 0.6 | 0.6 |  | 1 | 1911 | BLQ BLQ BLQ: WAT; Y Y Y: N; Y Y Y: Y |  | W |  | N | Electric Utility | 1 |  | N | N | [12 empty] | N |  |  |  |  | N
40444 | Truckee-Carson Irrigation District | 6521 | Lahontan | NV | CHURCHILL | 3 | HY | OP | 0.6 | 0.6 | 0.6 |  | 1 | 1911 | BLQ BLQ BLQ: WAT; Y Y Y: N; Y Y Y: Y |  | W |  | N | Electric Utility | 1 |  | N | N | [12 empty] | N |  |  |  |  | N
40444 | Truckee-Carson Irrigation District | 50261 | New Lahontan | NV | CHURCHILL | GEN1 | HY | OP | 4 | 3.8 | 3.7 |  | 4 | 1989 | BLQ BLQ BLQ: WAT; Y Y Y: N; Y Y Y: Y |  | S |  | N | IPP Non-CHP | 2 |  | N | N
40548 | Unalakleet Valley Elec Coop | 6299 | Unalakleet | AK | Matanuska-Susitna | 5 | IC | OP | 0.5 | 0.4 | 0.4 |  | 5 | 2010 | BLQ BLQ BLQ: DFO; Y Y Y: N; Y Y Y: N |  | S |  | N | Electric Utility | 1 |  | N | N | [17 empty] | N
40548 | Unalakleet Valley Elec Coop | 6299 | Unalakleet | AK | Matanuska-Susitna | 6 | IC | OP | 0.5 | 0.4 | 0.4 |  | 5 | 2010 | BLQ BLQ BLQ: DFO; Y Y Y: N; Y Y Y: N |  | S |  | N | Electric Utility | 1 |  | N | N | [17 empty] | N
40548 | Unalakleet Valley Elec Coop | 6299 | Unalakleet | AK | Matanuska-Susitna | 7 | IC | OP | 0.5 | 0.4 | 0.4 |  | 12 | 2010 | BLQ BLQ BLQ: DFO; Y Y Y: N; Y Y Y: N |  | S |  | N | Electric Utility | 1 |  | N | N | [17 empty] | N
40548 | Unalakleet Valley Elec Coop | 6299 | Unalakleet | AK | Matanuska-Susitna | 8 | IC | OP | 0.5 | 0.4 | 0.4 |  | 12 | 2010 | BLQ BLQ BLQ: DFO; Y Y Y: N; Y Y Y: N |  | S |  | N | Electric Utility | 1 |  | N | N | [17 empty] | N
40575 | Utah Associated Mun Power Sys | 56177 | Nebo Power Station | UT | UTAH | GT1 | CT | OP | 65 | 65 | 65 |  | 6 | 2004 | BLQ BLQ BLQ: NG; Y Y Y: N; Y Y Y: Y |  | S |  | N | IPP Non-CHP | 2 |  | N | N | [17 empty] | N
40575 | Utah Associated Mun Power Sys | 56177 | Nebo Power Station | UT | UTAH | ST1 | CA | OP | 75 | 65 | 75 |  | 6 | 2004 | BLQ BLQ BLQ: NG; Y Y Y: N; Y Y Y: Y |  | S |  | N | IPP Non-CHP | 2 |  | Y | N | [17 empty] | N
40577 | American Mun Power-Ohio, Inc | 7575 | Bowling Green | OH | Wood | 1 | IC | OP | 1.6 | 1.6 | 1.6 |  | 10 | 1993 | BLQ BLQ BLQ: DFO; Y Y Y: N; Y Y Y: Y |  | S |  | N | Electric Utility | 1 |  | N | N
40577 | American Mun Power-Ohio, Inc | 7575 | Bowling Green | OH | Wood | 2 | IC | OP | 7.2 | 7.2 | 7.2 |  | 8 | 1995 | BLQ BLQ BLQ: DFO; Y Y Y: N; Y Y Y: Y |  | S |  | N | Electric Utility | 1 |  | N | N
40577 | American Mun Power-Ohio, Inc | 7576 | Engle | OH | Summit | 16 | IC | OP | 9 | 9 | 9 |  | 8 | 1989 | BLQ BLQ BLQ: DFO; Y Y Y: N; Y Y Y: Y |  | S |  | N | Electric Utility | 1 |  | N | N | [17 empty] | N
40577 | American Mun Power-Ohio, Inc | 7577 | Jackson | OH | Jackson | 12 | IC | OP | 3.6 | 3.6 | 3.6 |  | 12 | 1990 | BLQ BLQ BLQ: DFO; Y Y Y: N; Y Y Y: Y |  | S |  | N | Electric Utility | 1 |  | N | N | [17 empty] | N
40577 | American Mun Power-Ohio, Inc | 7578 | Napoleon | OH | Henry | 1 | IC | OP | 1.8 | 1.8 | 1.8 |  | 12 | 1990 | BLQ BLQ BLQ: DFO; Y Y Y: N; Y Y Y: Y |  | S |  | N | Electric Utility | 1 |  | N | N | [17 empty] | N
40577 | American Mun Power-Ohio, Inc | 7578 | Napoleon | OH | Henry | 2 | IC | OP | 1.8 | 1.8 | 1.8 |  | 12 | 1990 | BLQ BLQ BLQ: DFO; Y Y Y: N; Y Y Y: Y |  | S |  | N | Electric Utility | 1 |  | N | N | [17 empty] | N
40577 | American Mun Power-Ohio, Inc | 7578 | Napoleon | OH | Henry | 3 | IC | OP | 1.8 | 1.8 | 1.8 |  | 12 | 1990 | BLQ BLQ BLQ: DFO; Y Y Y: N; Y Y Y: Y |  | S |  | N | Electric Utility | 1 |  | N | N | [17 empty] | N
40577 | American Mun Power-Ohio, Inc | 7579 | Niles | OH | Trumbull | 13 | IC | OP | 5.4 | 5.4 | 5.4 |  | 12 | 1990 | BLQ BLQ BLQ: DFO; Y Y Y: N; Y Y Y: Y |  | S |  | N | Electric Utility | 1 |  | N | N
40577 | American Mun Power-Ohio, Inc | 7580 | Wadsworth | OH | Medina | 13 | IC | OP | 5.4 | 5.4 | 5.4 |  | 12 | 1990 | BLQ BLQ BLQ: DFO; Y Y Y: N; Y Y Y: Y |  | S |  | N | Electric Utility | 1 |  | N | N
40577 | American Mun Power-Ohio, Inc | 7594 | Belleville | WV | Wood | 1 | HY | OP | 21 | 21 | 21 |  | 6 | 1999 | BLQ BLQ BLQ: WAT; Y Y Y: N; Y Y Y: Y |  | J | 0 | N | Electric Utility | 1 |  | N | N | [17 empty] | N
40577 | American Mun Power-Ohio, Inc | 7594 | Belleville | WV | Wood | 2 | HY | OP | 21 | 21 | 21 |  | 6 | 1999 | BLQ BLQ BLQ: WAT; Y Y Y: N; Y Y Y: Y |  | J | 0 | N | Electric Utility | 1 |  | N | N | [17 empty] | N
40577 | American Mun Power-Ohio, Inc | 7603 | Prospect Municipal | OH | Marion | 1 | IC | OP | 1.8 | 1.8 | 1.8 |  | 2 | 1998 | BLQ BLQ BLQ: DFO; Y Y Y: N; Y Y Y: Y |  | S |  | N | Electric Utility | 1 |  | N | N | [17 empty] | N
40577 | American Mun Power-Ohio, Inc | 7774 | Cleveland Peaking | OH | Cuyahoga | 1 | IC | OP | 1.8 | 1.8 | 1.8 |  | 7 | 2000 | BLQ BLQ BLQ: DFO; Y Y Y: N; Y Y Y: Y |  | S |  | N | Electric Utility | 1 |  | N | N | [17 empty] | N
40577 | American Mun Power-Ohio, Inc | 7774 | Cleveland Peaking | OH | Cuyahoga | 2 | IC | OP | 1.8 | 1.8 | 1.8 |  | 7 | 2000 | BLQ BLQ BLQ: DFO; Y Y Y: N; Y Y Y: Y |  | S |  | N | Electric Utility | 1 |  | N | N | [17 empty] | N
40577 | American Mun Power-Ohio, Inc | 7774 | Cleveland Peaking | OH | Cuyahoga | 3 | IC | OP | 1.8 | 1.8 | 1.8 |  | 7 | 2000 | BLQ BLQ BLQ: DFO; Y Y Y: N; Y Y Y: Y |  | S |  | N | Electric Utility | 1 |  | N | N | [17 empty] | N
40577 | American Mun Power-Ohio, Inc | 7774 | Cleveland Peaking | OH | Cuyahoga | 4 | IC | OP | 1.8 | 1.8 | 1.8 |  | 7 | 2000 | BLQ BLQ BLQ: DFO; Y Y Y: N; Y Y Y: Y |  | S |  | N | Electric Utility | 1 |  | N | N | [17 empty] | N
40577 | American Mun Power-Ohio, Inc | 7774 | Cleveland Peaking | OH | Cuyahoga | 5 | IC | OP | 1.8 | 1.8 | 1.8 |  | 7 | 2000 | BLQ BLQ BLQ: DFO; Y Y Y: N; Y Y Y: Y |  | S |  | N | Electric Utility | 1 |  | N | N | [17 empty] | N
40577 | American Mun Power-Ohio, Inc | 7774 | Cleveland Peaking | OH | Cuyahoga | 6 | IC | OP | 1.8 | 1.8 | 1.8 |  | 7 | 2000 | BLQ BLQ BLQ: DFO; Y Y Y: N; Y Y Y: Y |  | S |  | N | Electric Utility | 1 |  | N | N | [17 empty] | N
40577 | American Mun Power-Ohio, Inc | 7775 | Versailles Peaking | OH | Darke | 1 | IC | OP | 1.8 | 1.8 | 1.8 |  | 6 | 1999 | BLQ BLQ BLQ: DFO; Y Y Y: N; Y Y Y: Y |  | J |  | N | Electric Utility | 1 |  | N | N | [17 empty] | N
40577 | American Mun Power-Ohio, Inc | 7775 | Versailles Peaking | OH | Darke | 2 | IC | OP | 1.8 | 1.8 | 1.8 |  | 6 | 1999 | BLQ BLQ BLQ: DFO; Y Y Y: N; Y Y Y: Y |  | J |  | N | Electric Utility | 1 |  | N | N | [17 empty] | N
40577 | American Mun Power-Ohio, Inc | 7775 | Versailles Peaking | OH | Darke | 3 | IC | OP | 1.8 | 1.8 | 1.8 |  | 6 | 1999 | BLQ BLQ BLQ: DFO; Y Y Y: N; Y Y Y: Y |  | J |  | N | Electric Utility | 1 |  | N | N | [17 empty] | N
40577 | American Mun Power-Ohio, Inc | 7776 | Napoleon Peaking | OH | Henry | 4 | IC | OP | 1.8 | 1.8 | 1.8 |  | 7 | 1999 | BLQ BLQ BLQ: DFO; Y Y Y: N; Y Y Y: Y |  | J |  | N | Electric Utility | 1 |  | N | N | [17 empty] | N
40577 | American Mun Power-Ohio, Inc | 7776 | Napoleon Peaking | OH | Henry | 5 | IC | OP | 1.8 | 1.8 | 1.8 |  | 7 | 1999 | BLQ BLQ BLQ: DFO; Y Y Y: N; Y Y Y: Y |  | J |  | N | Electric Utility | 1 |  | N | N | [17 empty] | N
40577 | American Mun Power-Ohio, Inc | 7776 | Napoleon Peaking | OH | Henry | 6 | IC | OP | 1.8 | 1.8 | 1.8 |  | 7 | 1999 | BLQ BLQ BLQ: DFO; Y Y Y: N; Y Y Y: Y |  | J |  | N | Electric Utility | 1 |  | N | N | [17 empty] | N
40577 | American Mun Power-Ohio, Inc | 7777 | Dover Peaking | OH | Tuscarawas | 1 | IC | OP | 1.8 | 1.8 | 1.8 |  | 7 | 1999 | BLQ BLQ BLQ: DFO; Y Y Y: N; Y Y Y: Y |  | J |  | N | Electric Utility | 1 |  | N | N | [17 empty] | N
40577 | American Mun Power-Ohio, Inc | 7777 | Dover Peaking | OH | Tuscarawas | 2 | IC | OP | 1.8 | 1.8 | 1.8 |  | 7 | 1999 | BLQ BLQ BLQ: DFO; Y Y Y: N; Y Y Y: Y |  | J |  | N | Electric Utility | 1 |  | N | N | [17 empty] | N
40577 | American Mun Power-Ohio, Inc | 7777 | Dover Peaking | OH | Tuscarawas | 3 | IC | OP | 1.8 | 1.8 | 1.8 |  | 7 | 1999 | BLQ BLQ BLQ: DFO; Y Y Y: N; Y Y Y: Y |  | J |  | N | Electric Utility | 1 |  | N | N | [17 empty] | N
40577 | American Mun Power-Ohio, Inc | 7777 | Dover Peaking | OH | Tuscarawas | 4 | IC | OP | 1.8 | 1.8 | 1.8 |  | 7 | 1999 | BLQ BLQ BLQ: DFO; Y Y Y: N; Y Y Y: Y |  | J |  | N | Electric Utility | 1 |  | N | N | [17 empty] | N
40577 | American Mun Power-Ohio, Inc | 7777 | Dover Peaking | OH | Tuscarawas | 5 | IC | OP | 1.8 | 1.8 | 1.8 |  | 7 | 1999 | BLQ BLQ BLQ: DFO; Y Y Y: N; Y Y Y: Y |  | J |  | N | Electric Utility | 1 |  | N | N | [17 empty] | N
40577 | American Mun Power-Ohio, Inc | 7777 | Dover Peaking | OH | Tuscarawas | 6 | IC | OP | 1.8 | 1.8 | 1.8 |  | 7 | 1999 | BLQ BLQ BLQ: DFO; Y Y Y: N; Y Y Y: Y |  | J |  | N | Electric Utility | 1 |  | N | N | [17 empty] | N
40577 | American Mun Power-Ohio, Inc | 7778 | Orrville Peaking | OH | Wayne | 1 | IC | OP | 1.8 | 1.8 | 1.8 |  | 7 | 1999 | BLQ BLQ BLQ: DFO; Y Y Y: N; Y Y Y: Y |  | S |  | N | Electric Utility | 1 |  | N | N | [17 empty] | N
40577 | American Mun Power-Ohio, Inc | 7778 | Orrville Peaking | OH | Wayne | 2 | IC | OP | 1.8 | 1.8 | 1.8 |  | 7 | 1999 | BLQ BLQ BLQ: DFO; Y Y Y: N; Y Y Y: Y |  | S |  | N | Electric Utility | 1 |  | N | N | [17 empty] | N
40577 | American Mun Power-Ohio, Inc | 7778 | Orrville Peaking | OH | Wayne | 3 | IC | OP | 1.8 | 1.8 | 1.8 |  | 7 | 1999 | BLQ BLQ BLQ: DFO; Y Y Y: N; Y Y Y: Y |  | S |  | N | Electric Utility | 1 |  | N | N | [17 empty] | N
40577 | American Mun Power-Ohio, Inc | 7779 | Bryan Peaking | OH | WILLIAMS | 1 | IC | OP | 1.8 | 1.8 | 1.8 |  | 7 | 1999 | BLQ BLQ BLQ: DFO; Y Y Y: N; Y Y Y: Y |  | S |  | N | Electric Utility | 1 |  | N | N | [17 empty] | N
40577 | American Mun Power-Ohio, Inc | 7779 | Bryan Peaking | OH | WILLIAMS | 2 | IC | OP | 1.8 | 1.8 | 1.8 |  | 7 | 1999 | BLQ BLQ BLQ: DFO; Y Y Y: N; Y Y Y: Y |  | S |  | N | Electric Utility | 1 |  | N | N | [17 empty] | N
40577 | American Mun Power-Ohio, Inc | 7779 | Bryan Peaking | OH | WILLIAMS | 3 | IC | OP | 1.8 | 1.8 | 1.8 |  | 7 | 1999 | BLQ BLQ BLQ: DFO; Y Y Y: N; Y Y Y: Y |  | S |  | N | Electric Utility | 1 |  | N | N | [17 empty] | N
40577 | American Mun Power-Ohio, Inc | 7779 | Bryan Peaking | OH | WILLIAMS | 4 | IC | OP | 1.8 | 1.8 | 1.8 |  | 7 | 1999 | BLQ BLQ BLQ: DFO; Y Y Y: N; Y Y Y: Y |  | S |  | N | Electric Utility | 1 |  | N | N
40577 | American Mun Power-Ohio, Inc | 7779 | Bryan Peaking | OH | WILLIAMS | 5 | IC | OP | 1.8 | 1.8 | 1.8 |  | 7 | 1999 | BLQ BLQ BLQ: DFO; Y Y Y: N; Y Y Y: Y |  | S |  | N | Electric Utility | 1 |  | N | N
40577 | American Mun Power-Ohio, Inc | 7779 | Bryan Peaking | OH | WILLIAMS | 6 | IC | OP | 1.8 | 1.8 | 1.8 |  | 7 | 1999 | BLQ BLQ BLQ: DFO; Y Y Y: N; Y Y Y: Y |  | S |  | N | Electric Utility | 1 |  | N | N
40577 | American Mun Power-Ohio, Inc | 7780 | Jackson Cntr Peaking | OH | Shelby | 1 | IC | OP | 1.8 | 1.8 | 1.8 |  | 6 | 1999 | BLQ BLQ BLQ: DFO; Y Y Y: N; Y Y Y: Y |  | J |  | N | Electric Utility | 1 |  | N | N | [17 empty] | N
40577 | American Mun Power-Ohio, Inc | 7781 | Arcanum Peaking | OH | Darke | 1 | IC | OP | 1.8 | 1.8 | 1.8 |  | 6 | 1999 | BLQ BLQ BLQ: DFO; Y Y Y: N; Y Y Y: Y |  | S |  | N | Electric Utility | 1 |  | N | N | [17 empty] | N
40577 | American Mun Power-Ohio, Inc | 7782 | Hamilton Peaking | OH | Butler | 1 | GT | OP | 32 | 29 | 32 |  | 6 | 2000 | BLQ BLQ BLQ: NG; Y Y Y: N; Y Y Y: Y |  | S |  | N | Electric Utility | 1 |  | N | N | [17 empty] | N
40577 | American Mun Power-Ohio, Inc | 7783 | Bowling Green Peaking | OH | WOOD | 1 | GT | OP | 32 | 29 | 32 |  | 6 | 2000 | BLQ BLQ BLQ: NG; Y Y Y: N; Y Y Y: Y |  | S |  | N | Electric Utility | 1 |  | N | N | [17 empty] | N
40577 | American Mun Power-Ohio, Inc | 7791 | Montpelier | OH | Williams | 1 | IC | OP | 1.8 | 1.8 | 1.8 |  | 7 | 2000 | BLQ BLQ BLQ: DFO; Y Y Y: N; Y Y Y: Y |  | J |  | N | Electric Utility | 1 |  | N | N | [17 empty] | N
40577 | American Mun Power-Ohio, Inc | 7791 | Montpelier | OH | Williams | 2 | IC | OP | 1.8 | 1.8 | 1.8 |  | 7 | 2000 | BLQ BLQ BLQ: DFO; Y Y Y: N; Y Y Y: Y |  | J |  | N | Electric Utility | 1 |  | N | N | [17 empty] | N
40577 | American Mun Power-Ohio, Inc | 7791 | Montpelier | OH | Williams | 3 | IC | OP | 1.8 | 1.8 | 1.8 |  | 7 | 2000 | BLQ BLQ BLQ: DFO; Y Y Y: N; Y Y Y: Y |  | J |  | N | Electric Utility | 1 |  | N | N | [17 empty] | N
40577 | American Mun Power-Ohio, Inc | 7791 | Montpelier | OH | Williams | 4 | IC | OP | 1.8 | 1.8 | 1.8 |  | 7 | 2000 | BLQ BLQ BLQ: DFO; Y Y Y: N; Y Y Y: Y |  | J |  | N | Electric Utility | 1 |  | N | N | [17 empty] | N
40577 | American Mun Power-Ohio, Inc | 7791 | Montpelier | OH | Williams | 5 | IC | OP | 1.8 | 1.8 | 1.8 |  | 7 | 2000 | BLQ BLQ BLQ: DFO; Y Y Y: N; Y Y Y: Y |  | J |  | N | Electric Utility | 1 |  | N | N | [17 empty] | N
40577 | American Mun Power-Ohio, Inc | 7791 | Montpelier | OH | Williams | 6 | IC | OP | 1.8 | 1.8 | 1.8 |  | 7 | 2000 | BLQ BLQ BLQ: DFO; Y Y Y: N; Y Y Y: Y |  | J |  | N | Electric Utility | 1 |  | N | N | [17 empty] | N
40577 | American Mun Power-Ohio, Inc | 7827 | Shelby North | OH | Richland | 1 | IC | OP | 1.8 | 1.8 | 1.8 |  | 6 | 2000 | BLQ BLQ BLQ: DFO; Y Y Y: N; Y Y Y: Y |  | S |  | N | Electric Utility | 1 |  | N | N | [17 empty] | N
40577 | American Mun Power-Ohio, Inc | 7874 | Edgerton | OH | Williams | 1 | IC | OP | 1.8 | 1.8 | 1.8 |  | 8 | 2000 | BLQ BLQ BLQ: DFO; Y Y Y: N; Y Y Y: Y |  | J |  | N | Electric Utility | 1 |  | N | N | [17 empty] | N
40577 | American Mun Power-Ohio, Inc | 7874 | Edgerton | OH | Williams | 2 | IC | OP | 1.8 | 1.8 | 1.8 |  | 8 | 2000 | BLQ BLQ BLQ: DFO; Y Y Y: N; Y Y Y: Y |  | J |  | N | Electric Utility | 1 |  | N | N | [17 empty] | N
40577 | American Mun Power-Ohio, Inc | 7878 | Wellington | OH | Lorain | 1 | IC | OP | 1 | 1 | 1 |  | 2 | 1998 | BLQ BLQ BLQ: DFO; Y Y Y: N; Y Y Y: Y |  | S |  | N | Electric Utility | 1 |  | N | N | [17 empty] | N
40577 | American Mun Power-Ohio, Inc | 7918 | Galion | OH | Crawford | 1 | IC | OP | 1.8 | 1.8 | 1.8 |  | 7 | 2001 | BLQ BLQ BLQ: DFO; Y Y Y: N; Y Y Y: Y |  | J |  | N | Electric Utility | 1 |  | N | N | [17 empty] | N
40577 | American Mun Power-Ohio, Inc | 7918 | Galion | OH | Crawford | 2 | IC | OP | 1.8 | 1.8 | 1.8 |  | 7 | 2001 | BLQ BLQ BLQ: DFO; Y Y Y: N; Y Y Y: Y |  | J |  | N | Electric Utility | 1 |  | N | N | [17 empty] | N
40577 | American Mun Power-Ohio, Inc | 7918 | Galion | OH | Crawford | 3 | IC | OP | 1.8 | 1.8 | 1.8 |  | 7 | 2001 | BLQ BLQ BLQ: DFO; Y Y Y: N; Y Y Y: Y |  | J |  | N | Electric Utility | 1 |  | N | N | [17 empty] | N
40577 | American Mun Power-Ohio, Inc | 7919 | Seville | OH | Medina | 1 | IC | OP | 1.8 | 1.8 | 1.8 |  | 6 | 2001 | BLQ BLQ BLQ: DFO; Y Y Y: N; Y Y Y: Y |  | J |  | N | Electric Utility | 1 |  | N | N | [17 empty] | N
40577 | American Mun Power-Ohio, Inc | 7919 | Seville | OH | Medina | 2 | IC | OP | 1.8 | 1.8 | 1.8 |  | 6 | 2001 | BLQ BLQ BLQ: DFO; Y Y Y: N; Y Y Y: Y |  | J |  | N | Electric Utility | 1 |  | N | N | [17 empty] | N
40577 | American Mun Power-Ohio, Inc | 7919 | Seville | OH | Medina | 3 | IC | OP | 1.8 | 1.8 | 1.8 |  | 6 | 2001 | BLQ BLQ BLQ: DFO; Y Y Y: N; Y Y Y: Y |  | J |  | N | Electric Utility | 1 |  | N | N | [17 empty] | N
40577 | American Mun Power-Ohio, Inc | 55262 | Bowling Green Generating Station | OH | Wood | CT1 | GT | OP | 33 | 26 | 33 |  | 6 | 2000 | BLQ BLQ BLQ: NG; Y Y Y: N; Y Y Y: Y |  | S |  | N | Electric Utility | 1 |  | N | N | [17 empty] | N
40577 | American Mun Power-Ohio, Inc | 55262 | Bowling Green Generating Station | OH | Wood | CT2 | GT | OP | 16.5 | 12 | 16.5 |  | 6 | 2000 | BLQ BLQ BLQ: NG; Y Y Y: N; Y Y Y: Y |  | S |  | N | Electric Utility | 1 |  | N | N | [17 empty] | N
40577 | American Mun Power-Ohio, Inc | 55263 | Galion Generating Station | OH | Crawford | CT1 | GT | OP | 33 | 26 | 33 |  | 6 | 2000 | BLQ BLQ BLQ: NG; Y Y Y: N; Y Y Y: Y |  | S |  | N | Electric Utility | 1 |  | N | N | [17 empty] | N
40577 | American Mun Power-Ohio, Inc | 55263 | Galion Generating Station | OH | Crawford | CT2 | GT | OP | 16.5 | 12 | 16.5 |  | 6 | 2000 | BLQ BLQ BLQ: NG; Y Y Y: N; Y Y Y: Y |  | S |  | N | Electric Utility | 1 |  | N | N | [17 empty] | N
40577 | American Mun Power-Ohio, Inc | 55264 | Napoleon Peaking Station | OH | Henry | CT1 | GT | OP | 33 | 26 | 33 |  | 6 | 2000 | BLQ BLQ BLQ: NG; Y Y Y: N; Y Y Y: Y |  | S |  | N | Electric Utility | 1 |  | N | N
40577 | American Mun Power-Ohio, Inc | 55264 | Napoleon Peaking Station | OH | Henry | CT2 | GT | OP | 16.5 | 12 | 16.5 |  | 6 | 2000 | BLQ BLQ BLQ: NG; Y Y Y: N; Y Y Y: Y |  | S |  | N | Electric Utility | 1 |  | N | N
40577 | American Mun Power-Ohio, Inc | 55701 | Fremont Energy Center | OH | SANDUSKY | CA01 | CA | OP | 358.7 | 330.5 | 341.7 |  | 1 | 2012 | [9 empty] | S |  | N | Electric Utility | 1 |  | Y | [18 empty] | N | bar: BLQ BLQ BLQ; Y Y Y to Y Y Y
40577 | American Mun Power-Ohio, Inc | 55701 | Fremont Energy Center | OH | SANDUSKY | CT01 | CT | OP | 190.4 | 168.4 | 187.3 |  | 1 | 2012 | [9 empty] | S |  | N | Electric Utility | 1 |  | N | [18 empty] | N | bar: BLQ BLQ BLQ; Y Y Y to Y Y Y
40577 | American Mun Power-Ohio, Inc | 55701 | Fremont Energy Center | OH | SANDUSKY | CT02 | CT | OP | 190.4 | 168.4 | 187.3 |  | 1 | 2012 | [9 empty] | S |  | N | Electric Utility | 1 |  | N | [18 empty] | N | bar: BLQ BLQ BLQ; Y Y Y to Y Y Y
40577 | American Mun Power-Ohio, Inc | 56226 | Bowling Green Wind | OH | Wood | 1 | WT | OP | 1.8 | 1.8 | 1.8 |  | 12 | 2004 | BLQ BLQ BLQ: WND; Y Y Y: N; Y Y Y: Y |  | W | 1 | N | Electric Utility | 1 |  | N | N | [17 empty] | N
40577 | American Mun Power-Ohio, Inc | 56226 | Bowling Green Wind | OH | Wood | 2 | WT | OP | 1.8 | 1.8 | 1.8 |  | 10 | 2003 | BLQ BLQ BLQ: WND; Y Y Y: N; Y Y Y: Y |  | W | 1 | N | Electric Utility | 1 |  | N | N | [17 empty] | N
40577 | American Mun Power-Ohio, Inc | 56226 | Bowling Green Wind | OH | Wood | 3 | WT | OP | 1.8 | 1.8 | 1.8 |  | 10 | 2003 | BLQ BLQ BLQ: WND; Y Y Y: N; Y Y Y: Y |  | W | 1 | N | Electric Utility | 1 |  | N | N | [17 empty] | N
40577 | American Mun Power-Ohio, Inc | 56226 | Bowling Green Wind | OH | Wood | 4 | WT | OP | 1.8 | 1.8 | 1.8 |  | 11 | 2004 | BLQ BLQ BLQ: WND; Y Y Y: N; Y Y Y: Y |  | W | 1 | N | Electric Utility | 1 |  | N | N | [17 empty] | N
40577 | American Mun Power-Ohio, Inc | 58082 | AMP Napoleon Solar Facility | OH | Henry | NSF1 | PV | OP | 3.5 | 3.5 | 3.5 |  | 9 | 2012 | BLQ BLQ BLQ: SUN; Y Y Y: N; Y Y Y: N |  | J | 24 | N | Electric Utility | 1
40580 | Southern Minnesota Mun P Agny | 1973 | Fairmont | MN | Martin | 6 | IC | OP | 6.5 | 6 | 6 |  | 1 | 1975 | BLQ BLQ BLQ: DFO; WDS WDS WDS: NG; Y Y Y: Y; Y Y Y: Y |  | S |  | N | Electric Utility | 1 |  | N | N | [17 empty] | N
40580 | Southern Minnesota Mun P Agny | 1973 | Fairmont | MN | Martin | 7 | IC | OP | 6.5 | 6 | 6 |  | 1 | 1975 | BLQ BLQ BLQ: DFO; WDS WDS WDS: NG; Y Y Y: Y; Y Y Y: Y |  | S |  | N | Electric Utility | 1 |  | N | N | [17 empty] | N
40580 | Southern Minnesota Mun P Agny | 56414 | Redwood Falls Wind | MN | Redwood | WND1 | WT | OP | 1.7 | 1.7 | 1.7 |  | 12 | 2004 | BLQ BLQ BLQ: WND; Y Y Y: N; Y Y Y: Y |  | S | 1 | N | Electric Utility | 1 |  | N | N | [17 empty] | N
40580 | Southern Minnesota Mun P Agny | 56414 | Redwood Falls Wind | MN | Redwood | WND2 | WT | OP | 1.7 | 1.7 | 1.7 |  | 1 | 2005 | BLQ BLQ BLQ: WND; Y Y Y: N; Y Y Y: Y |  | S | 1 | N | Electric Utility | 1 |  | N | N | [17 empty] | N
40580 | Southern Minnesota Mun P Agny | 56415 | Fairmont Wind | MN | Martin | WND1 | WT | OP | 1 | 0.9 | 0.9 |  | 3 | 2003 | BLQ BLQ BLQ: WND; Y Y Y: N; Y Y Y: Y |  | S | 1 | N | Electric Utility | 1 |  | N | N | [17 empty] | N
40580 | Southern Minnesota Mun P Agny | 56415 | Fairmont Wind | MN | Martin | WND2 | WT | OP | 1 | 0.9 | 0.9 |  | 3 | 2003 | BLQ BLQ BLQ: WND; Y Y Y: N; Y Y Y: Y |  | S | 1 | N | Electric Utility | 1 |  | N | N | [17 empty] | N
40580 | Southern Minnesota Mun P Agny | 56415 | Fairmont Wind | MN | Martin | WND3 | WT | OP | 1.7 | 1.7 | 1.7 |  | 12 | 2004 | BLQ BLQ BLQ: WND; Y Y Y: N; Y Y Y: Y |  | S | 1 | N | Electric Utility | 1 |  | N | N | [17 empty] | N
40580 | Southern Minnesota Mun P Agny | 56415 | Fairmont Wind | MN | Martin | WND4 | WT | OP | 1.7 | 1.7 | 1.7 |  | 1 | 2005 | BLQ BLQ BLQ: WND; Y Y Y: N; Y Y Y: Y |  | S | 1 | N | Electric Utility | 1 |  | N | N | [17 empty] | N
40580 | Southern Minnesota Mun P Agny | 57903 | SMMPA Methane Energy Facility | MN | Kanabec | UNIT1 | IC | OP | 1.6 | 1.5 | 1.5 |  | 4 | 2012 | BLQ BLQ BLQ: LFG; Y Y Y: N; Y Y Y: N |  | S |  | N | Electric Utility | 1 | [20 empty] | N
40582 | Michigan Public Power Agency | 7984 | Kalkaska CT #1 | MI | Kalkaska | 001 | GT | OP | 60.5 | 46.8 | 60 |  | 12 | 2002 | BLQ BLQ BLQ: NG; Y Y Y: N; Y Y Y: Y |  | S |  | N | Electric Utility | 1 |  |  | N | [17 empty] | N
40606 | City of Grand Island - (NE) | 59 | Platte | NE | HALL | 1 | ST | OP | 109.8 | 100 | 100 |  | 12 | 1982 | BLQ BLQ BLQ: SUB; Y Y Y: N; Y Y Y: Y | Y | S |  | N | Electric Utility | 1 |  | N | N | [18 empty] | Y | N | Y |  |  |  | DFO
40606 | City of Grand Island - (NE) | 2241 | C W Burdick | NE | Hall | 1 | ST | SB | 18.7 | 16.5 | 16.5 |  | 10 | 1957 | BLQ BLQ BLQ: NG; WDS WDS WDS: RFO; Y Y Y: Y; Y Y Y: Y | Y | S |  | N | Electric Utility | 1 |  | N | N
40606 | City of Grand Island - (NE) | 2241 | C W Burdick | NE | Hall | 2 | ST | SB | 24.9 | 22 | 22 |  | 8 | 1963 | BLQ BLQ BLQ: NG; WDS WDS WDS: RFO; Y Y Y: Y; Y Y Y: Y | Y | S |  | N | Electric Utility | 1 |  | N | N
40606 | City of Grand Island - (NE) | 2241 | C W Burdick | NE | Hall | 3 | ST | SB | 54.4 | 54 | 54 |  | 2 | 1972 | BLQ BLQ BLQ: NG; WDS WDS WDS: RFO; Y Y Y: Y; Y Y Y: Y | Y | S |  | N | Electric Utility | 1 |  | N | N
40606 | City of Grand Island - (NE) | 2241 | C W Burdick | NE | Hall | GT1 | GT | OP | 16 | 13.6 | 14.8 |  | 3 | 1968 | BLQ BLQ BLQ: NG; WDS WDS WDS: DFO; Y Y Y: Y; Y Y Y: Y | Y | S |  | N | Electric Utility | 1 |  | N | N
40606 | City of Grand Island - (NE) | 2241 | C W Burdick | NE | Hall | GT2 | GT | OP | 63.4 | 34 | 40 |  | 4 | 2003 | BLQ BLQ BLQ: NG; WDS WDS WDS: DFO; Y Y Y: Y; Y Y Y: Y | Y | S |  | N | Electric Utility | 1 |  | N | N
40606 | City of Grand Island - (NE) | 2241 | C W Burdick | NE | Hall | GT3 | GT | OP | 63.4 | 34 | 40 |  | 4 | 2003 | BLQ BLQ BLQ: NG; WDS WDS WDS: DFO; Y Y Y: Y; Y Y Y: Y | Y | S |  | N | Electric Utility | 1 |  | N | N
40613 | Northern California Power Agny | 7368 | Geothermal 1 | CA | Sonoma | 1 | ST | OP | 55 | 25 | 26 |  | 1 | 1983 | BLQ BLQ BLQ: GEO; Y Y Y: N; Y Y Y: Y |  | S |  | N | Electric Utility | 1 |  | N | Y | 27 | 28 | 11 | 2013 | [13 empty] | N
40613 | Northern California Power Agny | 7368 | Geothermal 1 | CA | Sonoma | 2 | ST | OP | 55 | 25 | 26 |  | 1 | 1983 | BLQ BLQ BLQ: GEO; Y Y Y: N; Y Y Y: Y |  | S |  | N | Electric Utility | 1 |  | N | Y | 27 | 28 | 5 | 2013 | [13 empty] | N
40613 | Northern California Power Agny | 7369 | Geothermal 2 | CA | Sonoma | 3 | ST | SB | 55 | 30.1 | 32.4 |  | 12 | 1985 | BLQ BLQ BLQ: GEO; Y Y Y: N; Y Y Y: Y | N | S |  | N | Electric Utility | 1 |  | N | Y |  |  |  |  | 0 | 1 | 6 | 2010 | [9 empty] | N
40613 | Northern California Power Agny | 7369 | Geothermal 2 | CA | Sonoma | 4 | ST | OP | 55 | 48 | 50 |  | 5 | 1986 | BLQ BLQ BLQ: GEO; Y Y Y: N; Y Y Y: Y |  | S |  | N | Electric Utility | 1 |  | N | N | [17 empty] | N
40613 | Northern California Power Agny | 7449 | Combustion Turbine Project No 2 | CA | San Joaquin | NA1 | GT | OP | 50 | 49.3 | 49.9 |  | 4 | 1996 | BLQ BLQ BLQ: NG; WDS WDS WDS: DFO; Y Y Y: N; Y Y Y: Y | Y | S |  | N | Electric Utility | 1 |  |  | N | [17 empty] | N
40613 | Northern California Power Agny | 7450 | Alameda | CA | Alameda | 1 | GT | SB | 27.4 | 21.8 | 24 |  | 5 | 1986 | BLQ BLQ BLQ: NG; WDS WDS WDS: DFO; Y Y Y: Y; Y Y Y: Y | Y | S |  | N | Electric Utility | 1 |  | N | N | [17 empty] | N
40613 | Northern California Power Agny | 7450 | Alameda | CA | Alameda | 2 | GT | SB | 27.4 | 21.8 | 24 |  | 5 | 1986 | BLQ BLQ BLQ: NG; WDS WDS WDS: DFO; Y Y Y: Y; Y Y Y: Y | Y | S |  | N | Electric Utility | 1 |  | N | N | [17 empty] | N
40613 | Northern California Power Agny | 7451 | Lodi | CA | San Joaquin | 1 | GT | SB | 27.4 | 23.3 | 25.3 |  | 2 | 1986 | BLQ BLQ BLQ: NG; WDS WDS WDS: DFO; Y Y Y: Y; Y Y Y: Y | Y | S |  | N | Electric Utility | 1 |  | N | N | [17 empty] | N
40613 | Northern California Power Agny | 54554 | Spicer Meadow Project | CA | Tuolumne | GEN1 | HY | OP | 2.7 | 2.5 | 2.5 |  | 11 | 1989 | BLQ BLQ BLQ: WAT; Y Y Y: N; Y Y Y: Y |  | W | 0 | N | Electric Utility | 1 |  | N | N | [17 empty] | N
40613 | Northern California Power Agny | 54554 | Spicer Meadow Project | CA | Tuolumne | GEN2 | HY | OP | 2.7 | 2.5 | 2.5 |  | 11 | 1989 | BLQ BLQ BLQ: WAT; Y Y Y: N; Y Y Y: Y |  | W | 0 | N | Electric Utility | 1 |  | N | N | [17 empty] | N
40613 | Northern California Power Agny | 54554 | Spicer Meadow Project | CA | Tuolumne | GEN3 | HY | OP | 0.5 | 0.5 | 0.5 |  | 11 | 1989 | BLQ BLQ BLQ: WAT; Y Y Y: N; Y Y Y: Y |  | W | 0 | N | Electric Utility | 1 |  | N | N | [17 empty] | N
40613 | Northern California Power Agny | 54555 | Collierville Powerhouse | CA | Claveras | GEN1 | HY | OP | 126.5 | 126.5 | 126.5 |  | 11 | 1989 | BLQ BLQ BLQ: WAT; Y Y Y: N; Y Y Y: Y |  | W | 0 | N | Electric Utility | 1 |  | N | N | [17 empty] | N
40613 | Northern California Power Agny | 54555 | Collierville Powerhouse | CA | Claveras | GEN2 | HY | OP | 126.5 | 126.5 | 126.5 |  | 11 | 1989 | BLQ BLQ BLQ: WAT; Y Y Y: N; Y Y Y: Y |  | W | 0 | N | Electric Utility | 1 |  | N | N | [17 empty] | N
40613 | Northern California Power Agny | 57978 | Lodi Energy Center | CA | San Joaquin | CT1 | CT | OP | 185 | 162 | 181 |  | 11 | 2012 | BLQ BLQ BLQ: NG; Y Y Y: N; Y Y Y: Y |  | S | 1 | N | Electric Utility | 1 |  |  | N | [17 empty] | N
40613 | Northern California Power Agny | 57978 | Lodi Energy Center | CA | San Joaquin | ST1 | CA | OP | 130 | 95 | 96 |  | 11 | 2012 | BLQ BLQ BLQ: NG; Y Y Y: N; Y Y Y: Y |  | S | 1 | N | Electric Utility | 1 |  | N | N | [17 empty] | N
40614 | Alabama Municipal Elec Authority | 56018 | AMEA Peaking | AL | TALLADEGA | 1 | GT | OP | 49.3 | 47.5 | 48.3 |  | 5 | 2004 | BLQ BLQ BLQ: NG; Y Y Y: N; Y Y Y: Y |  | S |  | N | Electric Utility | 1 |  | N | N | [12 empty] | N |  |  |  |  | N
40614 | Alabama Municipal Elec Authority | 56018 | AMEA Peaking | AL | TALLADEGA | 2 | GT | OP | 49.3 | 47.5 | 48.3 |  | 5 | 2004 | BLQ BLQ BLQ: NG; Y Y Y: N; Y Y Y: Y |  | S |  | N | Electric Utility | 1 |  | N | N | [12 empty] | N |  |  |  |  | N
42659 | Pennsylvania Renewable Resources | 52173 | Conemaugh Hydro Plant | PA | Westmoreland | GEN1 | HY | OP | 7.5 | 2 | 4 |  | 2 | 1989 | BLQ BLQ BLQ: WAT; Y Y Y: N; Y Y Y: Y |  | J | 1 | N | IPP Non-CHP | 2 |  | N | N | [12 empty] | N
42659 | Pennsylvania Renewable Resources | 52173 | Conemaugh Hydro Plant | PA | Westmoreland | GEN2 | HY | OP | 7.5 | 2 | 4 |  | 2 | 1989 | BLQ BLQ BLQ: WAT; Y Y Y: N; Y Y Y: Y |  | J | 1 | N | IPP Non-CHP | 2 |  | N | N | [12 empty] | N
42662 | N E W Hydro LLC | 4044 | Oconto Falls Upper | WI | Oconto | 1 | HY | OP | 0.4 | 0.4 | 0.4 |  | 1 | 1924 | BLQ BLQ BLQ: WAT; Y Y Y: N; Y Y Y: Y |  | S |  | N | IPP Non-CHP | 2 |  | N | N | [17 empty] | N
42662 | N E W Hydro LLC | 4044 | Oconto Falls Upper | WI | Oconto | 2 | HY | OP | 0.4 | 0.4 | 0.4 |  | 1 | 1921 | BLQ BLQ BLQ: WAT; Y Y Y: N; Y Y Y: Y |  | S |  | N | IPP Non-CHP | 2 |  | N | N | [17 empty] | N
42662 | N E W Hydro LLC | 4044 | Oconto Falls Upper | WI | Oconto | 3 | HY | OP | 0.3 | 0.3 | 0.3 |  | 1 | 1918 | BLQ BLQ BLQ: WAT; Y Y Y: N; Y Y Y: Y |  | S |  | N | IPP Non-CHP | 2 |  | N | N | [17 empty] | N
42662 | N E W Hydro LLC | 50408 | Park Mill | WI | Marinette | 1 | HY | OP | 0.4 | 0.4 | 0.4 |  | 1 | 1920 | BLQ BLQ BLQ: WAT; Y Y Y: N; Y Y Y: Y |  | S | 0 | N | Industrial Non-CHP | 6 |  | N | N | [17 empty] | N
42662 | N E W Hydro LLC | 50408 | Park Mill | WI | Marinette | 10 | HY | OP | 0.3 | 0.3 | 0.3 |  | 4 | 1988 | BLQ BLQ BLQ: WAT; Y Y Y: N; Y Y Y: Y |  | S | 0 | N | Industrial Non-CHP | 6 |  | N | N | [17 empty] | N
42662 | N E W Hydro LLC | 50408 | Park Mill | WI | Marinette | 2 | HY | OP | 0.2 | 0.2 | 0.2 |  | 1 | 1922 | BLQ BLQ BLQ: WAT; Y Y Y: N; Y Y Y: Y |  | S | 0 | N | Industrial Non-CHP | 6 |  | N | N | [17 empty] | N
42662 | N E W Hydro LLC | 50408 | Park Mill | WI | Marinette | 3 | HY | OP | 0.4 | 0.4 | 0.4 |  | 1 | 1946 | BLQ BLQ BLQ: WAT; Y Y Y: N; Y Y Y: Y |  | S | 0 | N | Industrial Non-CHP | 6 |  | N | N | [17 empty] | N
42662 | N E W Hydro LLC | 50408 | Park Mill | WI | Marinette | 6 | HY | OP | 0.4 | 0.4 | 0.4 |  | 10 | 1966 | BLQ BLQ BLQ: WAT; Y Y Y: N; Y Y Y: Y |  | S | 0 | N | Industrial Non-CHP | 6 |  | N | N | [17 empty] | N
42662 | N E W Hydro LLC | 50408 | Park Mill | WI | Marinette | 7 | HY | OP | 0.4 | 0.4 | 0.4 |  | 7 | 1968 | BLQ BLQ BLQ: WAT; Y Y Y: N; Y Y Y: Y |  | S | 0 | N | Industrial Non-CHP | 6 |  | N | N | [17 empty] | N
42662 | N E W Hydro LLC | 50409 | Menominee Mill Marinette | MI | Menominee | 4 | HY | OP | 0.4 | 0.4 | 0.4 |  | 1 | 1924 | BLQ BLQ BLQ: WAT; Y Y Y: N; Y Y Y: Y |  | S | 0 | N | Industrial Non-CHP | 6 |  | N | N | [17 empty] | N
42662 | N E W Hydro LLC | 50409 | Menominee Mill Marinette | MI | Menominee | 5 | HY | OP | 0.4 | 0.4 | 0.4 |  | 1 | 1924 | BLQ BLQ BLQ: WAT; Y Y Y: N; Y Y Y: Y |  | S | 0 | N | Industrial Non-CHP | 6 |  | N | N | [17 empty] | N
42662 | N E W Hydro LLC | 50409 | Menominee Mill Marinette | MI | Menominee | 8 | HY | OP | 0.5 | 0.5 | 0.5 |  | 10 | 1978 | BLQ BLQ BLQ: WAT; Y Y Y: N; Y Y Y: Y |  | S | 0 | N | Industrial Non-CHP | 6 |  | N | N | [17 empty] | N
42662 | N E W Hydro LLC | 50409 | Menominee Mill Marinette | MI | Menominee | 9 | HY | OP | 0.5 | 0.5 | 0.5 |  | 10 | 1978 | BLQ BLQ BLQ: WAT; Y Y Y: N; Y Y Y: Y |  | S | 0 | N | Industrial Non-CHP | 6 |  | N | N | [17 empty] | N
42662 | N E W Hydro LLC | 50439 | Oconto Falls Lower | WI | Oconto | GEN1 | HY | OP | 0.3 | 0.3 | 0.3 |  | 1 | 1971 | BLQ BLQ BLQ: WAT; Y Y Y: N; Y Y Y: Y |  | S | 0 | N | Industrial Non-CHP | 6 |  | N | N | [17 empty] | N
42662 | N E W Hydro LLC | 50439 | Oconto Falls Lower | WI | Oconto | GEN2 | HY | OP | 1.7 | 1.7 | 1.7 |  | 1 | 1971 | BLQ BLQ BLQ: WAT; Y Y Y: N; Y Y Y: Y |  | S | 0 | N | Industrial Non-CHP | 6 |  | N | N | [17 empty] | N
42744 | Desehutes Valley Water District | 54251 | Opal Springs Hydro | OR | JEFFERSON | 1 | HY | OP | 4.3 | 3.3 | 5 |  | 1 | 1985 | BLQ BLQ BLQ: WAT; Y Y Y: N; Y Y Y: Y |  | S | 0 | N | IPP Non-CHP | 2 |  | N | N
42806 | BP Hydro Associates | 10807 | Dietrich Drop | ID | Lincoln | GEN1 | HY | OP | 4.8 | 4.8 | 4.8 |  | 8 | 1990 | BLQ BLQ BLQ: WAT; Y Y Y: N; Y Y Y: Y |  | S | 0 | N | IPP Non-CHP | 2 |  | N | N
42806 | BP Hydro Associates | 10808 | Low Line Rapids | ID | Twin Falls | GEN1 | HY | OP | 2.8 | 2.7 | 2.6 |  | 8 | 1990 | BLQ BLQ BLQ: WAT; Y Y Y: N; Y Y Y: Y |  | S | 0 | N | IPP Non-CHP | 2 |  | N | N
42806 | BP Hydro Associates | 10809 | Rock Creek II | ID | Twin Falls | GEN1 | HY | OP | 1.9 | 1.8 | 1.8 |  | 8 | 1990 | BLQ BLQ BLQ: WAT; Y Y Y: N; Y Y Y: Y |  | S | 0 | N | IPP Non-CHP | 2 |  | N | N
42890 | Woonsocket City of | 54688 | Thundermist Hydro | RI | Providence | HYD1 | HY | OS | 1.2 | 1.1 | 1.1 |  | 6 | 1981 | BLQ BLQ BLQ: WAT; Y Y Y: N; Y Y Y: N |  | S |  | N | IPP Non-CHP | 2 |  | N | N
42892 | Spokane City of | 50380 | Upriver Dam Hydro Plant | WA | Spokane | GEN1 | HY | SB | 2 | 0.5 | 1.5 |  | 1 | 1936 | BLQ BLQ BLQ: WAT; Y Y Y: N; Y Y Y: Y | Y | S | 0 | N | IPP Non-CHP | 2 |  | N | N
42892 | Spokane City of | 50380 | Upriver Dam Hydro Plant | WA | Spokane | GEN2 | HY | SB | 2 | 0.5 | 1.5 |  | 1 | 1936 | BLQ BLQ BLQ: WAT; Y Y Y: N; Y Y Y: Y | Y | S | 0 | N | IPP Non-CHP | 2 |  | N | N
42892 | Spokane City of | 50380 | Upriver Dam Hydro Plant | WA | Spokane | GEN3 | HY | SB | 2 | 0.5 | 1.5 |  | 1 | 1936 | BLQ BLQ BLQ: WAT; Y Y Y: N; Y Y Y: Y | Y | S | 0 | N | IPP Non-CHP | 2 |  | N | N
42892 | Spokane City of | 50380 | Upriver Dam Hydro Plant | WA | Spokane | GEN4 | HY | SB | 5.8 | 1.5 | 5 |  | 6 | 1984 | BLQ BLQ BLQ: WAT; Y Y Y: N; Y Y Y: Y | Y | S | 0 | N | IPP Non-CHP | 2 |  | N | N
42892 | Spokane City of | 50380 | Upriver Dam Hydro Plant | WA | Spokane | GEN5 | HY | SB | 5.8 | 1.5 | 5 |  | 6 | 1984 | BLQ BLQ BLQ: WAT; Y Y Y: N; Y Y Y: Y | Y | S | 0 | N | IPP Non-CHP | 2 |  | N | N
44466 | BP PLC | 52130 | Whiting Refinery | IN | LAKE | 31TG | ST | OP | 12.5 | 11.2 | 11.2 |  | 1 | 1948 | OG | NG | PUR |  |  |  | N | N |  | S |  | Y | Industrial CHP | 7 | T | N | N | [12 empty] | N |  |  |  |  | N
44466 | BP PLC | 52130 | Whiting Refinery | IN | LAKE | 32TG | ST | OP | 12.5 | 11.2 | 11.2 |  | 1 | 1948 | OG | NG | PUR |  |  |  | N | N |  | S |  | Y | Industrial CHP | 7 | T | N | N | [12 empty] | N |  |  |  |  | N
44466 | BP PLC | 52130 | Whiting Refinery | IN | LAKE | 33TG | ST | OP | 18.8 | 16.4 | 16.4 |  | 1 | 1955 | OG | NG | PUR |  |  |  | N | N |  | S |  | Y | Industrial CHP | 7 | T | N | N | [12 empty] | N |  |  |  |  | N
44466 | BP PLC | 52130 | Whiting Refinery | IN | LAKE | 34TG | ST | OP | 10 | 11.8 | 11.8 |  | 1 | 1955 | OG | NG | PUR |  |  |  | N | N |  | S |  | Y | Industrial CHP | 7 | T | N | N | [12 empty] | N |  |  |  |  | N
44466 | BP PLC | 52130 | Whiting Refinery | IN | LAKE | 35TG | ST | OP | 30 | 38 | 38 |  | 1 | 1980 | OG | NG | PUR |  |  |  | N | N |  | S |  | Y | Industrial CHP | 7 | T | N | N | [12 empty] | N |  |  |  |  | N
49732 | Chevron Products Company-Richmond | 52105 | Richmond Refinery TG800 | CA | Contra Costa | GEN5 | ST | OP | 30.4 | 30.4 | 30.4 |  | 3 | 2006 | BLQ BLQ BLQ: OG; WDS WDS WDS: NG; Y Y Y: N; Y Y Y: Y |  | S |  | N | Industrial CHP | 7 |  |  | N | [17 empty] | N
49732 | Chevron Products Company-Richmond | 52109 | Richmond Cogen | CA | Contra Costa | GEN1 | GT | OP | 62.6 | 50 | 52 |  | 8 | 1992 | BLQ BLQ BLQ: NG; WDS WDS WDS: OG; Y Y Y: N; Y Y Y: Y |  | S |  | Y | Industrial CHP | 7 | T | N | N | [17 empty] | N
49732 | Chevron Products Company-Richmond | 52109 | Richmond Cogen | CA | Contra Costa | GEN2 | GT | OP | 62.6 | 50 | 52 |  | 9 | 1992 | BLQ BLQ BLQ: NG; WDS WDS WDS: OG; Y Y Y: N; Y Y Y: Y |  | S |  | Y | Industrial CHP | 7 | T | N | N | [17 empty] | N
49735 | HGST a Western Digital Company | 50024 | HGST San Jose Standby Generator | CA | SANTA CLARA | 50MW | GT | SB | 55.3 | 42 | 49.2 |  | 4 | 1984 | BLQ BLQ BLQ: DFO; Y Y Y: N; Y Y Y: Y | Y | S |  | N | Industrial Non-CHP | 6 |  | N | N | [12 empty] | N
49748 | ORCAL Geothermal, Inc | 54111 | Second Imperial Geothermal | CA | Imperial | GE10 | BT | OP | 4.5 | 5 | 5 |  | 6 | 1993 | BLQ BLQ BLQ: GEO; Y Y Y: N; Y Y Y: Y |  | W |  | N | IPP Non-CHP | 2 |  | N | N | [17 empty] | N
49748 | ORCAL Geothermal, Inc | 54111 | Second Imperial Geothermal | CA | Imperial | GE11 | BT | OP | 4.5 | 5 | 5 |  | 6 | 1993 | BLQ BLQ BLQ: GEO; Y Y Y: N; Y Y Y: Y |  | W |  | N | IPP Non-CHP | 2 |  | N | N | [17 empty] | N
49748 | ORCAL Geothermal, Inc | 54111 | Second Imperial Geothermal | CA | Imperial | GE12 | BT | OP | 4.5 | 5 | 5 |  | 6 | 1993 | BLQ BLQ BLQ: GEO; Y Y Y: N; Y Y Y: Y |  | W |  | N | IPP Non-CHP | 2 |  | N | N | [17 empty] | N
49748 | ORCAL Geothermal, Inc | 54111 | Second Imperial Geothermal | CA | Imperial | GE13 | BT | OP | 16 | 16 | 16 |  | 1 | 2006 | BLQ BLQ BLQ: GEO; Y Y Y: N; Y Y Y: Y |  | W |  | N | IPP Non-CHP | 2 |  |  | N | [17 empty] | N
49748 | ORCAL Geothermal, Inc | 54111 | Second Imperial Geothermal | CA | Imperial | GEN1 | BT | OP | 3.5 | 3.7 | 3.7 |  | 6 | 1993 | BLQ BLQ BLQ: GEO; Y Y Y: N; Y Y Y: Y |  | W |  | N | IPP Non-CHP | 2 |  | N | N | [17 empty] | N
49748 | ORCAL Geothermal, Inc | 54111 | Second Imperial Geothermal | CA | Imperial | GEN14 | BT | OP | 16 | 16 | 16 |  | 4 | 2008 | BLQ BLQ BLQ: GEO; Y Y Y: N; Y Y Y: Y |  | W |  | N | IPP Non-CHP | 2 |  | N | N
49748 | ORCAL Geothermal, Inc | 54111 | Second Imperial Geothermal | CA | Imperial | GEN2 | BT | OP | 3.5 | 3.7 | 3.7 |  | 6 | 1993 | BLQ BLQ BLQ: GEO; Y Y Y: N; Y Y Y: Y |  | W |  | N | IPP Non-CHP | 2 |  | N | N | [17 empty] | N
49748 | ORCAL Geothermal, Inc | 54111 | Second Imperial Geothermal | CA | Imperial | GEN3 | BT | OP | 3.5 | 3.7 | 3.7 |  | 6 | 1993 | BLQ BLQ BLQ: GEO; Y Y Y: N; Y Y Y: Y |  | W |  | N | IPP Non-CHP | 2 |  | N | N | [17 empty] | N
49748 | ORCAL Geothermal, Inc | 54111 | Second Imperial Geothermal | CA | Imperial | GEN4 | BT | OP | 3.5 | 3.7 | 3.7 |  | 6 | 1993 | BLQ BLQ BLQ: GEO; Y Y Y: N; Y Y Y: Y |  | W |  | N | IPP Non-CHP | 2 |  | N | N | [17 empty] | N
49748 | ORCAL Geothermal, Inc | 54111 | Second Imperial Geothermal | CA | Imperial | GEN5 | BT | OP | 3.5 | 3.7 | 3.7 |  | 6 | 1993 | BLQ BLQ BLQ: GEO; Y Y Y: N; Y Y Y: Y |  | W |  | N | IPP Non-CHP | 2 |  | N | N | [17 empty] | N
49748 | ORCAL Geothermal, Inc | 54111 | Second Imperial Geothermal | CA | Imperial | GEN6 | BT | OP | 3.5 | 3.7 | 3.7 |  | 6 | 1993 | BLQ BLQ BLQ: GEO; Y Y Y: N; Y Y Y: Y |  | W |  | N | IPP Non-CHP | 2 |  | N | N | [17 empty] | N
49748 | ORCAL Geothermal, Inc | 54111 | Second Imperial Geothermal | CA | Imperial | GEN7 | BT | OP | 4.5 | 5 | 5 |  | 6 | 1993 | BLQ BLQ BLQ: GEO; Y Y Y: N; Y Y Y: Y |  | W |  | N | IPP Non-CHP | 2 |  | N | N | [17 empty] | N
49748 | ORCAL Geothermal, Inc | 54111 | Second Imperial Geothermal | CA | Imperial | GEN8 | BT | OP | 4.5 | 5 | 5 |  | 6 | 1993 | BLQ BLQ BLQ: GEO; Y Y Y: N; Y Y Y: Y |  | W |  | N | IPP Non-CHP | 2 |  | N | N | [17 empty] | N
49748 | ORCAL Geothermal, Inc | 54111 | Second Imperial Geothermal | CA | Imperial | GEN9 | BT | OP | 4.5 | 5 | 5 |  | 6 | 1993 | BLQ BLQ BLQ: GEO; Y Y Y: N; Y Y Y: Y |  | W |  | N | IPP Non-CHP | 2 |  | N | N | [17 empty] | N
49748 | ORCAL Geothermal, Inc | 54689 | Heber Geothermal | CA | Imperial | 1 | ST | OP | 52 | 45 | 45 |  | 6 | 1985 | BLQ BLQ BLQ: GEO; Y Y Y: N; Y Y Y: Y |  | W |  | N | IPP Non-CHP | 2 |  | N | N | [17 empty] | N
49748 | ORCAL Geothermal, Inc | 54689 | Heber Geothermal | CA | Imperial | 2 | BT | OP | 7 | 5 | 5 |  | 6 | 2006 | BLQ BLQ BLQ: GEO; Y Y Y: N; Y Y Y: Y |  | W |  | N | IPP Non-CHP | 2 |  |  | N
49748 | ORCAL Geothermal, Inc | 54689 | Heber Geothermal | CA | Imperial | 3 | BT | OP | 3.5 | 1 | 1 |  | 6 | 2006 | BLQ BLQ BLQ: GEO; Y Y Y: N; Y Y Y: Y |  | W |  | N | IPP Non-CHP | 2 |  |  | N
49750 | FPL Energy Green Power | 55396 | Green Power I | CA | Riverside | WGNS | WT | OP | 16.5 | 16.5 | 16.5 |  | 7 | 1975 | BLQ BLQ BLQ: WND; Y Y Y: N; Y Y Y: Y |  | S | 22 | N | IPP Non-CHP | 2 |  | N | N
49751 | FPL Energy Cabazon Wind | 50552 | Cabazon Wind Farm | CA | Riverside | WGNS | WT | OP | 39.7 | 39.7 | 39.7 |  | 1 | 1999 | BLQ BLQ BLQ: WND; Y Y Y: N; Y Y Y: Y |  | S | 53 | N | IPP Non-CHP | 2 |  | N | N
49753 | Brooks Energy, LLC | 10051 | Lockville Hydropower | NC | Chatham | GEN1 | HY | OS | 0.6 | 0.6 | 0.6 |  | 1 | 1985 | BLQ BLQ BLQ: WAT; Y Y Y: N; Y Y Y: Y | N | S | 0 | N | IPP Non-CHP | 2 |  | N | N | [17 empty] | N
49753 | Brooks Energy, LLC | 10051 | Lockville Hydropower | NC | Chatham | GEN2 | HY | OP | 0.6 | 0.6 | 0.6 |  | 1 | 1985 | BLQ BLQ BLQ: WAT; Y Y Y: N; Y Y Y: Y |  | S | 0 | N | IPP Non-CHP | 2 |  | N | N | [17 empty] | N
49756 | Ameren Energy Resources Generating Co. | 856 | E D Edwards | IL | Peoria | 1 | ST | OP | 136 | 95 | 105 |  | 5 | 1960 | BLQ BLQ BLQ: SUB; WDS WDS WDS: BIT; Y Y Y: Y; Y Y Y: Y |  | S |  | N | Electric Utility | 1 |  | N | Y | [15 empty] | 12 | 2014 | N | Y |  | Y |  |  |  | DFO
49756 | Ameren Energy Resources Generating Co. | 856 | E D Edwards | IL | Peoria | 2 | ST | OP | 280.5 | 240 | 255 |  | 6 | 1968 | BLQ BLQ BLQ: SUB; WDS WDS WDS: BIT; Y Y Y: Y; Y Y Y: Y |  | S |  | N | Electric Utility | 1 |  | N | N | [17 empty] | N | Y |  | Y |  |  |  | DFO
49756 | Ameren Energy Resources Generating Co. | 856 | E D Edwards | IL | Peoria | 3 | ST | OP | 363.8 | 315 | 335 |  | 6 | 1972 | BLQ BLQ BLQ: SUB; WDS WDS WDS: BIT; Y Y Y: Y; Y Y Y: Y |  | S |  | N | Electric Utility | 1 |  | N | N | [17 empty] | N | Y |  | Y |  |  |  | DFO
49756 | Ameren Energy Resources Generating Co. | 6016 | Duck Creek | IL | Fulton | 1 | ST | OP | 441 | 410 | 425 |  | 6 | 1976 | BLQ BLQ BLQ: SUB; WDS WDS WDS: BIT; Y Y Y: N; Y Y Y: Y |  | S |  | N | Electric Utility | 1 |  | N | N | [17 empty] | N | Y |  | Y |  |  |  | DFO
49760 | Covanta Montgomery, Inc. | 50657 | Montgomery County Resource Recovery | MD | Montgomery | GEN1 | ST | OP | 67.8 | 54 | 56 |  | 5 | 1995 | BLQ BLQ BLQ: MSW; WDS WDS WDS: NG; Y Y Y: N; Y Y Y: Y |  | W |  | N | IPP Non-CHP | 2 |  | N | N
49768 | Bastrop Energy Partners, LP | 55168 | Bastrop Energy Center | TX | Bastrop | 0001 | CT | OP | 221.4 | 160 | 167 |  | 3 | 2002 | BLQ BLQ BLQ: NG; Y Y Y: N; Y Y Y: Y |  | S |  | N | IPP Non-CHP | 2 |  | N | N | [17 empty] | N
49768 | Bastrop Energy Partners, LP | 55168 | Bastrop Energy Center | TX | Bastrop | 0002 | CT | OP | 221.4 | 160 | 167 |  | 3 | 2002 | BLQ BLQ BLQ: NG; Y Y Y: N; Y Y Y: Y |  | S |  | N | IPP Non-CHP | 2 |  | N | N | [17 empty] | N
49768 | Bastrop Energy Partners, LP | 55168 | Bastrop Energy Center | TX | Bastrop | 0003 | CA | OP | 285 | 232 | 232 |  | 3 | 2002 | BLQ BLQ BLQ: NG; Y Y Y: N; Y Y Y: Y |  | S |  | N | IPP Non-CHP | 2 |  | Y | N | [17 empty] | N
49770 | Energy Recovery Operations, Inc | 54935 | Harford Waste to Energy Facility | MD | Harford | 001 | ST | SB | 1.2 | 1.1 | 1.1 |  | 12 | 1987 | BLQ BLQ BLQ: MSW; WDS WDS WDS: TDF; Y Y Y: N; Y Y Y: N | Y | W |  | Y | Commercial CHP | 5 | B | N | N | [12 empty] | N |  |  |  |  | N | [6 empty] | WO
49774 | Kinder Morgan Yates Operation | 55025 | Yates Gas Plant | TX | PECOS | GEN1 | GT | OP | 2.8 | 2.8 | 2.8 |  | 4 | 1986 | [9 empty] | J |  | Y | Industrial CHP | 7 | T | N | N | [17 empty] | N | bar: BLQ BLQ BLQ; Y Y Y to Y Y Y
49774 | Kinder Morgan Yates Operation | 55025 | Yates Gas Plant | TX | PECOS | GEN2 | GT | OP | 2.8 | 2.8 | 2.8 |  | 4 | 1986 | [9 empty] | J |  | Y | Industrial CHP | 7 | T | N | N | [17 empty] | N | bar: BLQ BLQ BLQ; Y Y Y to Y Y Y
49775 | Middlesex Generating Company LLC | 56119 | Middlesex Generating Facility | NJ | MIDDLESEX | 100 | CT | OP | 6 | 4.1 | 4.9 |  | 10 | 2001 | BLQ BLQ BLQ: OBG; WDS WDS WDS: NG; Y Y Y: N; Y Y Y: Y |  | S |  | Y | IPP CHP | 3 | B | N | N
49775 | Middlesex Generating Company LLC | 56119 | Middlesex Generating Facility | NJ | MIDDLESEX | 200 | CT | OP | 6 | 4.1 | 4.9 |  | 10 | 2001 | BLQ BLQ BLQ: OBG; WDS WDS WDS: NG; Y Y Y: N; Y Y Y: Y |  | S |  | Y | IPP CHP | 3 | B | N | N
49775 | Middlesex Generating Company LLC | 56119 | Middlesex Generating Facility | NJ | MIDDLESEX | 300 | CA | OP | 10.5 | 10.6 | 10.6 |  | 1 | 1961 | BLQ BLQ BLQ: OBG; WDS WDS WDS: NG; Y Y Y: N; Y Y Y: Y |  | S |  | Y | IPP CHP | 3 | B | Y | N
49777 | SP Fiber Technologies NW LLC | 56124 | SPFT - Newberg Cogen | OR | Yamhill | TG1 | ST | OP | 12.5 | 5.8 | 6.2 |  | 4 | 1979 | WDS | NG | SLW | TDF |  |  | Y | Y |  | S |  | Y | Industrial CHP | 7 | T |  | N | [17 empty] | N | [6 empty] | NG
49777 | SP Fiber Technologies NW LLC | 56124 | SPFT - Newberg Cogen | OR | Yamhill | TG2 | ST | OP | 42.8 | 5.9 | 8.1 |  | 2 | 1980 | WDS | NG | SLW | TDF |  |  | Y | Y |  | S |  | Y | Industrial CHP | 7 | T |  | N | [17 empty] | N | [6 empty] | NG
49778 | Kraft Foods | 54933 | Mondelez Global LLC | IL | Winnebago | GEN1 | GT | OP | 4.7 | 5 | 3 |  | 2 | 1995 | [9 empty] | S |  | Y | Industrial CHP | 7 | T | N | N | [12 empty] | N |  |  |  |  | N | bar: BLQ BLQ BLQ; Y Y Y to Y Y Y
49786 | Jamaica Bay Peaking Facility, LLC | 56141 | Jamaica Bay Peaking | NY | Queens | 2 | GT | OP | 60.5 | 54.3 | 54.7 |  | 7 | 2003 | BLQ BLQ BLQ: KER; Y Y Y: N; Y Y Y: Y |  | S |  | N | IPP Non-CHP | 2 |  | N | N | [17 empty] | N
49791 | Eastman Cogeneration LP | 55176 | Eastman Cogeneration Facility | TX | Harrison | GEN1 | CT | OP | 170 | 146.2 | 159.8 |  | 4 | 2001 | BLQ BLQ BLQ: NG; Y Y Y: N; Y Y Y: Y |  | S |  | Y | IPP CHP | 3 | B | N | N | [17 empty] | N
49791 | Eastman Cogeneration LP | 55176 | Eastman Cogeneration Facility | TX | Harrison | GEN2 | CT | OP | 170 | 146.2 | 159.8 |  | 7 | 2001 | BLQ BLQ BLQ: NG; Y Y Y: N; Y Y Y: Y |  | S |  | Y | IPP CHP | 3 | B | N | N | [17 empty] | N
49791 | Eastman Cogeneration LP | 55176 | Eastman Cogeneration Facility | TX | Harrison | GEN3 | CA | OP | 127.7 | 109.8 | 120 |  | 7 | 2001 | BLQ BLQ BLQ: NG; WDS WDS WDS: OG; Y Y Y: Y; Y Y Y: Y |  | S |  | Y | IPP CHP | 3 | B | Y | N | [17 empty] | N
49796 | Desert Sky Wind Farm LP | 55992 | Desert Sky | TX | Pecos | 1 | WT | OP | 160.5 | 160.5 | 160.5 |  | 1 | 2002 | BLQ BLQ BLQ: WND; Y Y Y: N; Y Y Y: Y |  | S | 107 | N | IPP Non-CHP | 2 |  | N | N
49801 | Wausau Paper Mills LLC | 50933 | Rhinelander Mill | WI | Oneida | GEN3 | ST | OS | 4 | 0.6 | 1.7 |  | 12 | 1940 | NG | BIT | DFO |  |  |  | Y | N |  | S |  | Y | Industrial CHP | 7 | B |  | N | [17 empty] | N |  |  | N |  |  |  | NG
49801 | Wausau Paper Mills LLC | 50933 | Rhinelander Mill | WI | Oneida | GEN5 | ST | SB | 10 | 4 | 7 |  | 2 | 1951 | NG | BIT | DFO |  |  |  | Y | N | N | S |  | Y | Industrial CHP | 7 | B | N | N | [17 empty] | N |  |  | N |  |  |  | NG
49801 | Wausau Paper Mills LLC | 50933 | Rhinelander Mill | WI | Oneida | GEN6 | ST | OP | 9.3 | 6.3 | 8.5 |  | 7 | 1958 | BLQ BLQ BLQ: BIT; WDS WDS WDS: SUB; Y Y Y: N; Y Y Y: N |  | S |  | Y | Industrial CHP | 7 | B | N | N | [17 empty] | N |  |  | Y |  |  |  | DFO
49801 | Wausau Paper Mills LLC | 50933 | Rhinelander Mill | WI | Oneida | HYD1 | HY | OP | 0.5 | 0.5 | 0.5 |  | 12 | 1917 | BLQ BLQ BLQ: WAT; Y Y Y: N; Y Y Y: N | N | S |  | N | Industrial CHP | 7 |  | N | N | [17 empty] | N
49801 | Wausau Paper Mills LLC | 50933 | Rhinelander Mill | WI | Oneida | HYD2 | HY | OP | 0.5 | 0.5 | 0.5 |  | 12 | 1917 | BLQ BLQ BLQ: WAT; Y Y Y: N; Y Y Y: N | N | S |  | N | Industrial CHP | 7 |  | N | N | [17 empty] | N
49801 | Wausau Paper Mills LLC | 50933 | Rhinelander Mill | WI | Oneida | HYD3 | HY | OP | 1 | 1 | 1 |  | 12 | 1926 | BLQ BLQ BLQ: WAT; Y Y Y: N; Y Y Y: N | N | S |  | N | Industrial CHP | 7 |  | N | N | [17 empty] | N
49805 | Kennecott Utah Copper | 56163 | Kennecott Power Plant | UT | Salt Lake | 1 | ST | OP | 50 | 50 | 50 |  | 1 | 1943 | BLQ BLQ BLQ: BIT; WDS WDS WDS: NG; Y Y Y: Y; Y Y Y: Y |  | S |  | N | Industrial CHP | 7 |  | N | N | [17 empty] | N | Y | [5 empty] | NG
49805 | Kennecott Utah Copper | 56163 | Kennecott Power Plant | UT | Salt Lake | 2 | ST | OP | 25 | 25 | 25 |  | 1 | 1943 | BLQ BLQ BLQ: BIT; WDS WDS WDS: NG; Y Y Y: Y; Y Y Y: Y |  | S |  | N | Industrial CHP | 7 |  | N | N | [17 empty] | N | Y | [5 empty] | NG
49805 | Kennecott Utah Copper | 56163 | Kennecott Power Plant | UT | Salt Lake | 3 | ST | OP | 25 | 25 | 25 |  | 1 | 1946 | BLQ BLQ BLQ: BIT; WDS WDS WDS: NG; Y Y Y: Y; Y Y Y: Y |  | S |  | N | Industrial CHP | 7 |  | N | N | [17 empty] | N | Y | [5 empty] | NG
49805 | Kennecott Utah Copper | 56163 | Kennecott Power Plant | UT | Salt Lake | 4 | ST | OP | 82 | 75 | 75 |  | 1 | 1958 | BLQ BLQ BLQ: BIT; WDS WDS WDS: NG; Y Y Y: Y; Y Y Y: Y |  | S |  | N | Industrial CHP | 7 |  | N | N | [17 empty] | N | Y | [5 empty] | NG
49805 | Kennecott Utah Copper | 56163 | Kennecott Power Plant | UT | Salt Lake | RCHP | GT | OP | 6.4 | 5.9 | 6.4 |  | 12 | 2010 | BLQ BLQ BLQ: NG; Y Y Y: N; Y Y Y: Y |  | S |  | Y | Industrial CHP | 7 | T |  | N
49805 | Kennecott Utah Copper | 56163 | Kennecott Power Plant | UT | Salt Lake | SM58 | ST | OP | 31.8 | 31.8 | 31.8 |  | 1 | 1995 | BLQ BLQ BLQ: WH; Y Y Y: N; Y Y Y: Y |  | S |  | N | Industrial CHP | 7 |  | N | N | [17 empty] | N | [6 empty] | NG
49812 | NEO Freehold Gen LLC | 56169 | NEO Freehold Gen LLC | NJ | Monmouth | UNT1 | IC | OP | 1.1 | 1.1 | 1.1 |  | 10 | 1997 | BLQ BLQ BLQ: NG; Y Y Y: N; Y Y Y: Y |  | S |  | Y | IPP CHP | 3 | T | N | N | [17 empty] | N
49812 | NEO Freehold Gen LLC | 56169 | NEO Freehold Gen LLC | NJ | Monmouth | UNT2 | IC | OP | 1.1 | 1.1 | 1.1 |  | 10 | 1997 | BLQ BLQ BLQ: NG; Y Y Y: N; Y Y Y: Y |  | S |  | Y | IPP CHP | 3 | T | N | N | [17 empty] | N
49831 | Unilin Flooring NC LLC-Columbia Flooring | 56182 | Columbia Flooring Melbourne | AR | Izard | Kato | ST | OP | 2 | 1.7 | 1.7 |  | 1 | 1980 | BLQ BLQ BLQ: WDS; Y Y Y: N; Y Y Y: N |  | S |  | Y | Industrial CHP | 7 | T | N | N | [17 empty] | N
49837 | Pinelawn Power LLC | 56188 | Pinelawn Power LLC | NY | SUFFOLK | CTG | CT | OP | 50 | 47 | 47 |  | 7 | 2005 | BLQ BLQ BLQ: NG; WDS WDS WDS: KER; Y Y Y: Y; Y Y Y: Y |  | W |  | N | IPP Non-CHP | 2 |  | N | N | [17 empty] | N
49837 | Pinelawn Power LLC | 56188 | Pinelawn Power LLC | NY | SUFFOLK | STG | CA | OP | 32 | 27.5 | 30.1 |  | 10 | 2005 | BLQ BLQ BLQ: NG; WDS WDS WDS: KER; Y Y Y: Y; Y Y Y: Y |  | W |  | N | IPP Non-CHP | 2 |  | Y | N | [17 empty] | N
49840 | Waterside Power, LLC | 56189 | Waterside Power, LLC | CT | Fairfield | 4 | GT | SB | 23.2 | 23.2 | 22.7 |  | 5 | 2004 | BLQ BLQ BLQ: DFO; Y Y Y: N; Y Y Y: Y | Y | S |  | N | IPP Non-CHP | 2 |  | N | N | [12 empty] | N |  |  |  |  | N
49840 | Waterside Power, LLC | 56189 | Waterside Power, LLC | CT | Fairfield | 5 | GT | SB | 23.2 | 23.2 | 22.7 |  | 5 | 2004 | BLQ BLQ BLQ: DFO; Y Y Y: N; Y Y Y: Y | Y | S |  | N | IPP Non-CHP | 2 |  | N | N | [12 empty] | N |  |  |  |  | N
49840 | Waterside Power, LLC | 56189 | Waterside Power, LLC | CT | Fairfield | 7 | GT | SB | 23.2 | 23.2 | 22.7 |  | 5 | 2006 | BLQ BLQ BLQ: DFO; Y Y Y: N; Y Y Y: Y | Y | S |  | N | IPP Non-CHP | 2 |  | N | N | [12 empty] | N |  |  |  |  | N
49841 | Colville Indian Plywood & Veneer | 56191 | Colville Indian Plywood & Veneer | WA | Okanogan | Gen1 | ST | OA | 6.3 | 5 | 6 |  | 11 | 2002 | BLQ BLQ BLQ: WDS; Y Y Y: N; Y Y Y: Y | Y | S |  | N | Industrial Non-CHP | 6 |  | N | N
49841 | Colville Indian Plywood & Veneer | 56191 | Colville Indian Plywood & Veneer | WA | Okanogan | Gen2 | ST | OA | 9.4 | 7.5 | 8 |  | 4 | 2002 | BLQ BLQ BLQ: WDS; Y Y Y: N; Y Y Y: Y | Y | S |  | N | Industrial Non-CHP | 6 |  | N | N
49842 | Georgia-Pacific Consr Prods LP-Wauna | 56192 | Georgia-Pacific Wauna Mill | OR | Clatsop | 1 | ST | OP | 36 | 22 | 26 |  | 2 | 1996 | BLQ | NG | WDS | SLW |  |  | Y | Y |  | W |  | Y | Industrial CHP | 7 | T | N | N | [12 empty] | N |  |  |  |  | N | [6 empty] | NG
49844 | Eurus Combine Hills I LLC | 56195 | Combine Hills I | OR | Umatilla | 001 | WT | OP | 41 | 41 | 41 |  | 12 | 2003 | BLQ BLQ BLQ: WND; Y Y Y: N; Y Y Y: Y |  | S | 41 | N | IPP Non-CHP | 2 |  | N | N | [12 empty] | N |  |  |  |  | N
49845 | Equus Power I, L.P., | 56032 | Equus Freeport Power | NY | Nassau | 0001 | GT | OP | 60 | 47.9 | 49.2 |  | 6 | 2004 | BLQ BLQ BLQ: NG; WDS WDS WDS: KER; Y Y Y: Y; Y Y Y: Y |  | W |  | N | IPP Non-CHP | 2 |  |  | N | [12 empty] | N |  |  |  |  | N
49846 | Covanta Honolulu Resource Recovery | 10334 | H Power | HI | Honolulu | GEN1 | ST | OP | 63.7 | 60 | 60 |  | 11 | 1989 | BLQ BLQ BLQ: MSW; Y Y Y: N; Y Y Y: Y |  | W |  | N | Commercial Non-CHP | 4 |  | N | N | [24 empty] | DFO
49852 | Great Bay Hydro Corp | 3731 | Newport | VT | Orleans | 1 | HY | OP | 1.7 | 1.7 | 1.7 |  | 1 | 1940 | BLQ BLQ BLQ: WAT; Y Y Y: N; Y Y Y: Y |  | S |  | N | IPP Non-CHP | 2 |  | N | N | [17 empty] | N
49852 | Great Bay Hydro Corp | 3731 | Newport | VT | Orleans | 2 | HY | OP | 1.7 | 1.7 | 1.7 |  | 1 | 1944 | BLQ BLQ BLQ: WAT; Y Y Y: N; Y Y Y: Y |  | S |  | N | IPP Non-CHP | 2 |  | N | N | [17 empty] | N
49852 | Great Bay Hydro Corp | 3731 | Newport | VT | Orleans | 3 | HY | OP | 0.6 | 0.6 | 0.6 |  | 1 | 1936 | BLQ BLQ BLQ: WAT; Y Y Y: N; Y Y Y: Y |  | S |  | N | IPP Non-CHP | 2 |  | N | N | [17 empty] | N
49867 | Tofteland Windfarm LLC | 56202 | Tofteland Windfarm LLC | MN | Pipestone | I | WT | OP | 2 | 2 | 2 |  | 10 | 2003 | BLQ BLQ BLQ: WND; Y Y Y: N; Y Y Y: Y |  | J | 2 | N | IPP Non-CHP | 2 |  | N | N
49869 | Fey Windfarm LLC | 56204 | Fey Windfarm LLC | MN | Pipestone | 1 | WT | OP | 2 | 2 | 2 |  | 9 | 2003 | BLQ BLQ BLQ: WND; Y Y Y: N; Y Y Y: Y |  | J | 2 | N | IPP Non-CHP | 2 |  | N | N | [17 empty] | N
49870 | Windcurrent Farms LLC | 56205 | Windcurrent Farms LLC | MN | Pipestone | 1 | WT | OP | 2 | 2 | 2 |  | 9 | 2003 | BLQ BLQ BLQ: WND; Y Y Y: N; Y Y Y: Y |  | S | 2 | N | IPP Non-CHP | 2 |  | N | N | [12 empty] | N
49880 | EDP Renewables North America LLC | 55769 | Madison Windpower LLC | NY | Madison | MADW | WT | OP | 11.5 | 11.5 | 11.5 |  | 10 | 2000 | BLQ BLQ BLQ: WND; Y Y Y: N; Y Y Y: Y |  | W | 7 | N | IPP Non-CHP | 2 |  | N | N
49889 | Mount Carmel Cogen Inc | 10343 | Foster Wheeler Mt Carmel Cogen | PA | Northumberland | TG1 | ST | OP | 47.3 | 43 | 40 |  | 1 | 1990 | WC | NG | PG |  |  |  | Y | Y |  | S |  | Y | IPP CHP | 3 | T | N | N | [12 empty] | N |  |  |  |  | N |  | Y |  |  |  |  | NG
49893 | Invenergy Services LLC | 7999 | Grays Harbor Energy Facility | WA | Grays Harbor | CT1 | CT | OP | 175 | 165 | 181 |  | 5 | 2008 | BLQ BLQ BLQ: NG; Y Y Y: N; Y Y Y: Y |  | S |  | N | Electric Utility | 1 |  | N | N | [17 empty] | N
49893 | Invenergy Services LLC | 7999 | Grays Harbor Energy Facility | WA | Grays Harbor | CT2 | CT | OP | 175 | 172 | 181 |  | 5 | 2008 | BLQ BLQ BLQ: NG; Y Y Y: N; Y Y Y: Y |  | S |  | N | Electric Utility | 1 |  | N | N | [17 empty] | N
49893 | Invenergy Services LLC | 7999 | Grays Harbor Energy Facility | WA | Grays Harbor | ST1 | CA | OP | 300 | 300 | 314 |  | 5 | 2008 | BLQ BLQ BLQ: NG; Y Y Y: N; Y Y Y: Y |  | S |  | N | Electric Utility | 1 |  | Y | N | [17 empty] | N
49893 | Invenergy Services LLC | 50949 | Hardee Power Station | FL | Hardee | GEN1 | CT | OP | 86 | 70 | 85 |  | 1 | 1993 | BLQ BLQ BLQ: NG; WDS WDS WDS: DFO; Y Y Y: Y; Y Y Y: Y |  | W |  | N | IPP Non-CHP | 2 |  | N | N | [17 empty] | N
49893 | Invenergy Services LLC | 50949 | Hardee Power Station | FL | Hardee | GEN2 | CT | OP | 86 | 70 | 85 |  | 1 | 1993 | BLQ BLQ BLQ: NG; WDS WDS WDS: DFO; Y Y Y: Y; Y Y Y: Y |  | W |  | N | IPP Non-CHP | 2 |  | N | N | [17 empty] | N
49893 | Invenergy Services LLC | 50949 | Hardee Power Station | FL | Hardee | GEN3 | CA | OP | 86 | 78 | 85 |  | 1 | 1993 | BLQ BLQ BLQ: NG; WDS WDS WDS: DFO; Y Y Y: N; Y Y Y: Y |  | W |  | N | IPP Non-CHP | 2 |  | N | N | [17 empty] | N
49893 | Invenergy Services LLC | 50949 | Hardee Power Station | FL | Hardee | GEN4 | GT | OP | 84 | 70 | 84 |  | 1 | 1993 | BLQ BLQ BLQ: NG; WDS WDS WDS: DFO; Y Y Y: Y; Y Y Y: Y |  | W |  | N | IPP Non-CHP | 2 |  | N | N | [17 empty] | N
49893 | Invenergy Services LLC | 50949 | Hardee Power Station | FL | Hardee | GEN5 | GT | OP | 90 | 70 | 85 |  | 5 | 2000 | BLQ BLQ BLQ: NG; WDS WDS WDS: DFO; Y Y Y: Y; Y Y Y: Y |  | W |  | N | IPP Non-CHP | 2 |  | N | N | [17 empty] | N
49893 | Invenergy Services LLC | 56241 | Cannon Falls Energy Center | MN | Goodhue | UNT1 | GT | OP | 204 | 199 | 199 |  | 4 | 2008 | BLQ BLQ BLQ: NG; WDS WDS WDS: DFO; Y Y Y: Y; Y Y Y: Y |  | S |  | N | IPP Non-CHP | 2 |  | N | N | [17 empty] | N
49893 | Invenergy Services LLC | 56241 | Cannon Falls Energy Center | MN | Goodhue | UNT2 | GT | OP | 204 | 199 | 199 |  | 4 | 2008 | BLQ BLQ BLQ: NG; WDS WDS WDS: DFO; Y Y Y: Y; Y Y Y: Y |  | S |  | N | IPP Non-CHP | 2 |  | N | N | [17 empty] | N
49893 | Invenergy Services LLC | 56301 | Wolverine Creek | ID | Bonneville | 1 | WT | OP | 64.5 | 64.5 | 64.5 |  | 2 | 2006 | BLQ BLQ BLQ: WND; Y Y Y: N; Y Y Y: Y |  | W | 43 | N | IPP Non-CHP | 2 |  | N | N
49893 | Invenergy Services LLC | 56320 | Spring Canyon | CO | Logan | 1 | WT | OP | 60 | 60 | 60 |  | 2 | 2006 | BLQ BLQ BLQ: WND; Y Y Y: N; Y Y Y: Y |  | S | 40 | N | IPP Non-CHP | 2 |  | N | N
49893 | Invenergy Services LLC | 56377 | Judith Gap Wind Energy Center | MT | Wheatland | 1 | WT | OP | 135 | 135 | 135 |  | 12 | 2005 | BLQ BLQ BLQ: WND; Y Y Y: N; Y Y Y: Y |  | S | 90 | N | IPP Non-CHP | 2 |  |  | N
49893 | Invenergy Services LLC | 56445 | Spindle Hill Energy Center | CO | Weld | GEN1 | GT | OP | 197 | 135 | 150 |  | 5 | 2007 | BLQ BLQ BLQ: NG; WDS WDS WDS: DFO; Y Y Y: Y; Y Y Y: Y |  | S |  | N | IPP Non-CHP | 2 |  |  | N | [17 empty] | N
49893 | Invenergy Services LLC | 56445 | Spindle Hill Energy Center | CO | Weld | GEN2 | GT | OP | 197 | 135 | 158 |  | 5 | 2007 | BLQ BLQ BLQ: NG; WDS WDS WDS: DFO; Y Y Y: Y; Y Y Y: Y |  | S |  | N | IPP Non-CHP | 2 |  |  | N | [17 empty] | N
49893 | Invenergy Services LLC | 56493 | Buffalo Mountain Energy Center | TN | Anderson | 4 | WT | OP | 27 | 27 | 27 |  | 12 | 2004 | BLQ BLQ BLQ: WND; Y Y Y: N; Y Y Y: Y |  | S | 15 | N | IPP Non-CHP | 2 |  |  | N
49893 | Invenergy Services LLC | 56506 | Scurry County Wind LP | TX | Scurry | SCW | WT | OP | 130.5 | 130.5 | 130.5 |  | 5 | 2007 | BLQ BLQ BLQ: WND; Y Y Y: N; Y Y Y: N |  | S | 87 | N | IPP Non-CHP | 2 |  |  | N
49893 | Invenergy Services LLC | 56644 | Stanton Wind Energy LLC | TX | Martin | 1 | WT | OP | 120 | 120 | 120 |  | 2 | 2008 | BLQ BLQ BLQ: WND; Y Y Y: N; Y Y Y: Y |  | S | 80 | N | IPP Non-CHP | 2 |  |  | N
49893 | Invenergy Services LLC | 56773 | McAdoo Wind Energy LLC | TX | Dickens | 1 | WT | OP | 150 | 150 | 150 |  | 9 | 2008 | BLQ BLQ BLQ: WND; Y Y Y: N; Y Y Y: Y |  | S | 100 | N | IPP Non-CHP | 2 |  |  | N | [17 empty] | N
49893 | Invenergy Services LLC | 56774 | Turkey Track Wind Energy LLC | TX | Nolan | 1 | WT | OP | 169.5 | 169.5 | 169.5 |  | 11 | 2008 | BLQ BLQ BLQ: WND; Y Y Y: N; Y Y Y: Y |  | S | 113 | N | IPP Non-CHP | 2 |  |  | N
49893 | Invenergy Services LLC | 56775 | Scurry County Wind II | TX | Scurry | 1 | WT | OP | 120 | 120 | 120 |  | 12 | 2007 | BLQ BLQ BLQ: WND; Y Y Y: N; Y Y Y: Y |  | S | 80 | N | IPP Non-CHP | 2 |  |  | N
49893 | Invenergy Services LLC | 56941 | Grand Ridge Wind Energy Center | IL | La Salle | 1 | WT | OP | 99 | 99 | 99 |  | 10 | 2008 | BLQ BLQ BLQ: WND; Y Y Y: N; Y Y Y: Y |  | S | 66 | N | IPP Non-CHP | 2 |  |  | N | [17 empty] | N
49893 | Invenergy Services LLC | 56941 | Grand Ridge Wind Energy Center | IL | La Salle | 2 | WT | OP | 51 | 51 | 51 |  | 12 | 2009 | BLQ BLQ BLQ: WND; Y Y Y: N; Y Y Y: Y |  | S | 34 | N | IPP Non-CHP | 2 |  |  | N
49893 | Invenergy Services LLC | 56941 | Grand Ridge Wind Energy Center | IL | La Salle | 3 | WT | OP | 49.5 | 49.5 | 49.5 |  | 12 | 2009 | BLQ BLQ BLQ: WND; Y Y Y: N; Y Y Y: Y |  | S | 33 | N | IPP Non-CHP | 2 |  |  | N
49893 | Invenergy Services LLC | 56941 | Grand Ridge Wind Energy Center | IL | La Salle | 4 | WT | OP | 10.5 | 10.5 | 10.5 |  | 12 | 2009 | BLQ BLQ BLQ: WND; Y Y Y: N; Y Y Y: Y |  | S | 7 | N | IPP Non-CHP | 2 |  |  | N
49893 | Invenergy Services LLC | 56942 | Forward Wind Energy Center | WI | Dodge | 1 | WT | OP | 99 | 99 | 99 |  | 7 | 2008 | BLQ BLQ BLQ: WND; Y Y Y: N; Y Y Y: Y |  | S | 86 | N | IPP Non-CHP | 2 |  |  | N | [17 empty] | N
49893 | Invenergy Services LLC | 56942 | Forward Wind Energy Center | WI | Dodge | 2 | WT | OP | 30 | 30 | 30 |  | 5 | 2009 | BLQ BLQ BLQ: WND; Y Y Y: N; Y Y Y: Y |  | S | 20 | N | IPP Non-CHP | 2 |  |  | N
49893 | Invenergy Services LLC | 56952 | Willow Creek Energy Center | OR | Morrow | 1 | WT | OP | 72 | 72 | 72 |  | 1 | 2009 | BLQ BLQ BLQ: WND; Y Y Y: N; Y Y Y: Y |  | S | 48 | N | IPP Non-CHP | 2 |  |  | N | [17 empty] | N
49893 | Invenergy Services LLC | 56953 | High Sheldon Wind Farm | NY | Wyoming | 1 | WT | OP | 112 | 112 | 112 |  | 2 | 2009 | BLQ BLQ BLQ: WND; Y Y Y: N; Y Y Y: Y |  | S | 75 | N | IPP Non-CHP | 2 |  |  | N | [17 empty] | N
49893 | Invenergy Services LLC | 57151 | Beech Ridge Energy LLC | WV | Greenbrier | GEN1 | WT | OP | 100.5 | 100.5 | 100.5 |  | 1 | 2010 | BLQ BLQ BLQ: WND; Y Y Y: N; Y Y Y: Y |  | S | 67 | N | IPP Non-CHP | 2 |  |  | N | [12 empty] | N |  |  |  |  | N
49893 | Invenergy Services LLC | 57188 | Vantage Wind Energy LLC | WA | Kittitas | 1 | WT | OP | 90 | 90 | 90 |  | 8 | 2010 | BLQ BLQ BLQ: WND; Y Y Y: N; Y Y Y: Y |  | S | 60 | N | IPP Non-CHP | 2 |  |  | N | [17 empty] | N
49893 | Invenergy Services LLC | 57463 | Bishop Hill Energy LLC | IL | Henry | 1 | WT | OP | 200 | 200 | 200 |  | 6 | 2012 | BLQ BLQ BLQ: WND; Y Y Y: N; Y Y Y: Y |  | S | 113 | N | IPP Non-CHP | 2 | [20 empty] | N
49893 | Invenergy Services LLC | 57912 | Grand Ridge Solar Farm | IL | LaSalle | 1 | PV | OP | 20 | 20 | 20 |  | 7 | 2012 | BLQ BLQ BLQ: SUN; Y Y Y: N; Y Y Y: N |  | S | 20 | N | IPP Non-CHP | 2 | [20 empty] | N
49893 | Invenergy Services LLC | 58008 | California Ridge Wind Energy LLC | IL | Vermilion | CR | WT | OP | 217 | 200 | 200 |  | 12 | 2012 | BLQ BLQ BLQ: WND; Y Y Y: N; Y Y Y: Y |  | S | 134 | N | IPP Non-CHP | 2 | [20 empty] | N
49896 | Newmont Nevada Energy Investment, LLC | 56224 | TS Power Plant | NV | Eureka | 001 | ST | OP | 242 | 218.4 | 219.2 |  | 6 | 2008 | BLQ BLQ BLQ: SUB; Y Y Y: N; Y Y Y: Y |  | S | 1 | N | IPP Non-CHP | 2 |  | N | N | [17 empty] | N | Y |  | Y |  |  |  | DFO
49899 | CalEnergy Operating Corporation | 10631 | CE Leathers | CA | Imperial | GEN1 | ST | OP | 49 | 35.8 | 35.8 |  | 11 | 1989 | BLQ BLQ BLQ: GEO; Y Y Y: N; Y Y Y: Y |  | S |  | N | IPP Non-CHP | 2 |  | N | N | [17 empty] | N
49899 | CalEnergy Operating Corporation | 10632 | Del Ranch Company | CA | Imperial | GEN1 | ST | OP | 49 | 35.8 | 35.8 |  | 10 | 1988 | BLQ BLQ BLQ: GEO; Y Y Y: N; Y Y Y: Y |  | S |  | N | IPP Non-CHP | 2 |  | N | N | [17 empty] | N
49899 | CalEnergy Operating Corporation | 10634 | Elmore Company | CA | Imperial | GEN1 | ST | OP | 49 | 35.8 | 35.8 |  | 11 | 1988 | BLQ BLQ BLQ: GEO; Y Y Y: N; Y Y Y: Y |  | S |  | N | IPP Non-CHP | 2 |  | N | N | [17 empty] | N
49899 | CalEnergy Operating Corporation | 10759 | Salton Sea Power Gen Co - Unit 3 | CA | Imperial | GEN1 | ST | OP | 53.9 | 47.5 | 47.5 |  | 2 | 1989 | BLQ BLQ BLQ: GEO; Y Y Y: N; Y Y Y: Y |  | S |  | N | IPP Non-CHP | 2 |  | N | N | [17 empty] | N
49899 | CalEnergy Operating Corporation | 10878 | Salton Sea Power Gen Co Unit 1 | CA | Imperial | EE11 | ST | OP | 10 | 10 | 10 |  | 7 | 1982 | BLQ BLQ BLQ: GEO; Y Y Y: N; Y Y Y: Y |  | S |  | N | IPP Non-CHP | 2 |  | N | N | [17 empty] | N
49899 | CalEnergy Operating Corporation | 10879 | Salton Sea Power Gen Co - Unit 2 | CA | Imperial | GEN1 | ST | OP | 11.5 | 10 | 10 |  | 3 | 1990 | BLQ BLQ BLQ: GEO; Y Y Y: N; Y Y Y: Y |  | S |  | N | IPP Non-CHP | 2 |  | N | N | [17 empty] | N
49899 | CalEnergy Operating Corporation | 10879 | Salton Sea Power Gen Co - Unit 2 | CA | Imperial | GEN2 | ST | OP | 5 | 4 | 4 |  | 3 | 1990 | BLQ BLQ BLQ: GEO; Y Y Y: N; Y Y Y: Y |  | S |  | N | IPP Non-CHP | 2 |  | N | N | [17 empty] | N
49899 | CalEnergy Operating Corporation | 10879 | Salton Sea Power Gen Co - Unit 2 | CA | Imperial | GEN3 | ST | OP | 3.5 | 2.1 | 2.1 |  | 3 | 1990 | BLQ BLQ BLQ: GEO; Y Y Y: N; Y Y Y: Y |  | S |  | N | IPP Non-CHP | 2 |  | N | N | [17 empty] | N
49899 | CalEnergy Operating Corporation | 50210 | Vulcan-BN Geothermal Power Company | CA | Imperial | GEN1 | ST | OP | 30.1 | 23.5 | 23.5 |  | 12 | 1985 | BLQ BLQ BLQ: GEO; Y Y Y: N; Y Y Y: Y |  | S |  | N | IPP Non-CHP | 2 |  | N | N | [17 empty] | N
49899 | CalEnergy Operating Corporation | 50210 | Vulcan-BN Geothermal Power Company | CA | Imperial | GEN2 | ST | OP | 9.5 | 6 | 6 |  | 12 | 1985 | BLQ BLQ BLQ: GEO; Y Y Y: N; Y Y Y: Y |  | S |  | N | IPP Non-CHP | 2 |  | N | N | [17 empty] | N
49899 | CalEnergy Operating Corporation | 54996 | Salton Sea Power Gen Co - Unit 4 | CA | Imperial | 4100 | ST | OP | 51 | 47.5 | 47.5 |  | 5 | 1996 | BLQ BLQ BLQ: GEO; Y Y Y: N; Y Y Y: Y |  | S |  | N | IPP Non-CHP | 2 |  | N | N | [17 empty] | N
49899 | CalEnergy Operating Corporation | 55983 | Salton Sea Power LLC - Unit 5 | CA | Imperial | TG51 | ST | OP | 49.9 | 49 | 49 |  | 4 | 2000 | BLQ BLQ BLQ: GEO; Y Y Y: N; Y Y Y: Y |  | S |  | N | IPP Non-CHP | 2 |  | N | N | [17 empty] | N
49899 | CalEnergy Operating Corporation | 55984 | CE Turbo LLC | CA | Imperial | TG21 | ST | OP | 11.5 | 10.9 | 10.9 |  | 7 | 2000 | BLQ BLQ BLQ: GEO; Y Y Y: N; Y Y Y: Y |  | S |  | N | IPP Non-CHP | 2 |  | N | N | [17 empty] | N
49901 | Northern Star Generation Services Co LLC | 54365 | Orange Cogeneration Facility | FL | Polk | APC1 | CT | OP | 54 | 43 | 43 |  | 3 | 1995 | BLQ BLQ BLQ: NG; Y Y Y: N; Y Y Y: Y |  | W |  | Y | IPP CHP | 3 | T | N | N | [17 empty] | N
49901 | Northern Star Generation Services Co LLC | 54365 | Orange Cogeneration Facility | FL | Polk | APC2 | CT | OP | 54 | 43 | 43 |  | 2 | 1995 | BLQ BLQ BLQ: NG; Y Y Y: N; Y Y Y: Y |  | W |  | Y | IPP CHP | 3 | T | N | N | [17 empty] | N
49901 | Northern Star Generation Services Co LLC | 54365 | Orange Cogeneration Facility | FL | Polk | APC3 | CA | OP | 28.6 | 24.6 | 24.6 |  | 3 | 1995 | BLQ BLQ BLQ: NG; Y Y Y: N; Y Y Y: Y |  | W |  | Y | IPP CHP | 3 | B | N | N | [17 empty] | N
49901 | Northern Star Generation Services Co LLC | 54426 | Mulberry Cogeneration Facility | FL | Polk | GT1 | CT | OP | 82 | 76 | 80 |  | 5 | 1994 | BLQ BLQ BLQ: NG; WDS WDS WDS: DFO; Y Y Y: Y; Y Y Y: Y |  | W |  | Y | IPP CHP | 3 | T | N | N | [17 empty] | N
49901 | Northern Star Generation Services Co LLC | 54426 | Mulberry Cogeneration Facility | FL | Polk | ST1 | CA | OP | 49.5 | 37 | 40 |  | 7 | 1994 | BLQ BLQ BLQ: NG; WDS WDS WDS: DFO; Y Y Y: Y; Y Y Y: Y |  | W |  | Y | IPP CHP | 3 | B | N | N | [17 empty] | N
49903 | Aeolus Wind LLC | 56225 | Aeolus Wind Facility | TX | Hansford | V90 | WT | OP | 3 | 3 | 3 |  | 12 | 2003 | BLQ BLQ BLQ: WND; Y Y Y: N; Y Y Y: Y |  | S | 1 | N | IPP Non-CHP | 2 |  | N | N
49905 | Delta Power Services | 50849 | PE Berkeley | CA | Alameda | GEN1 | CT | OP | 23 | 21 | 23 |  | 6 | 1987 | BLQ BLQ BLQ: NG; WDS WDS WDS: DFO; Y Y Y: Y; Y Y Y: Y |  | W |  | Y | Commercial CHP | 5 | B | N | N | [12 empty] | N |  |  |  |  | N
49905 | Delta Power Services | 50849 | PE Berkeley | CA | Alameda | GEN2 | CA | OP | 5.5 | 2 | 4 |  | 6 | 1987 | BLQ BLQ BLQ: NG; Y Y Y: N; Y Y Y: Y |  | W |  | Y | Commercial CHP | 5 | B | Y | N | [17 empty] | N
49911 | Swift River Hydro Operations Co., Inc | 10694 | Pepperell Hydro Power Plant | MA | Middlesex | 2121 | HY | OA | 0.8 | 0.8 | 0.7 |  | 1 | 1920 | BLQ BLQ BLQ: WAT; Y Y Y: N; Y Y Y: Y |  | W |  | N | Industrial Non-CHP | 6 |  | N | N
49911 | Swift River Hydro Operations Co., Inc | 10694 | Pepperell Hydro Power Plant | MA | Middlesex | 8281 | HY | OP | 0.8 | 0.8 | 0.7 |  | 1 | 1920 | BLQ BLQ BLQ: WAT; Y Y Y: N; Y Y Y: Y |  | W |  | N | Industrial Non-CHP | 6 |  | N | N
49911 | Swift River Hydro Operations Co., Inc | 10694 | Pepperell Hydro Power Plant | MA | Middlesex | G3 | HY | OP | 0.6 | 0.6 | 0.5 |  | 12 | 2006 | BLQ BLQ BLQ: WAT; Y Y Y: N; Y Y Y: Y |  | W |  | N | Industrial Non-CHP | 6 |  |  | N
49911 | Swift River Hydro Operations Co., Inc | 50166 | International Paper Woronoco Mill | MA | Hampden | GEN2 | HY | OS | 1.8 | 1.7 | 1.7 |  | 1 | 1913 | BLQ BLQ BLQ: WAT; Y Y Y: N; Y Y Y: Y |  | W | 0 | N | Industrial Non-CHP | 6 |  | N | N
49913 | University of Arizona | 56229 | Cogeneration 1 | AZ | Pima | CT1 | CS | OP | 9 | 8.3 | 6.6 |  | 11 | 2002 | BLQ BLQ BLQ: NG; Y Y Y: N; Y Y Y: Y |  | S |  | Y | Commercial CHP | 5 | T | N | N | [12 empty] | N |  |  |  |  | N
49919 | Falcon Power Operating Company | 54694 | Yuma Cogeneration Associates | AZ | Yuma | GEN1 | CT | OP | 44.1 | 35.1 | 37.4 |  | 3 | 1994 | BLQ BLQ BLQ: NG; WDS WDS WDS: DFO; Y Y Y: Y; Y Y Y: Y |  | S |  | Y | IPP CHP | 3 | T | N | N | [17 empty] | N | [6 empty] | NG
49919 | Falcon Power Operating Company | 54694 | Yuma Cogeneration Associates | AZ | Yuma | GEN2 | CA | OP | 18.5 | 17.1 | 16.5 |  | 3 | 1994 | BLQ BLQ BLQ: NG; WDS WDS WDS: DFO; Y Y Y: Y; Y Y Y: Y |  | S |  | Y | IPP CHP | 3 | T | Y | N | [17 empty] | N | [6 empty] | NG
49923 | American Eagle Paper Mills | 50284 | American Eagle Paper Mills | PA | Blair | TG3 | ST | SB | 2.5 | 2.5 | 2.5 |  | 1 | 1929 | BLQ BLQ BLQ: BIT; WDS WDS WDS: DFO; Y Y Y: N; Y Y Y: N | N | S |  | Y | Industrial CHP | 7 | T | N | N | [17 empty] | N | Y
49923 | American Eagle Paper Mills | 50284 | American Eagle Paper Mills | PA | Blair | TG4 | ST | SB | 4.5 | 4.5 | 4.5 |  | 1 | 1930 | BLQ BLQ BLQ: BIT; WDS WDS WDS: DFO; Y Y Y: N; Y Y Y: N | N | S |  | Y | Industrial CHP | 7 | T | N | N | [17 empty] | N | Y
49923 | American Eagle Paper Mills | 50284 | American Eagle Paper Mills | PA | Blair | TG5 | ST | SB | 3 | 3 | 3 |  | 1 | 1936 | BLQ BLQ BLQ: BIT; WDS WDS WDS: DFO; Y Y Y: N; Y Y Y: N | N | S |  | Y | Industrial CHP | 7 | T | N | N | [17 empty] | N | Y
49923 | American Eagle Paper Mills | 50284 | American Eagle Paper Mills | PA | Blair | TG6 | ST | OP | 7.5 | 7 | 7.1 |  | 1 | 1958 | BLQ BLQ BLQ: BIT; Y Y Y: N; Y Y Y: N |  | S |  | Y | Industrial CHP | 7 | T | N | N | [17 empty] | N | Y
49932 | Enel North America, Inc. | 50891 | El Dorado Hydro Elk Creek | ID | Idaho | GEN1 | HY | OP | 2.6 | 2.3 | 2.3 |  | 4 | 1986 | BLQ BLQ BLQ: WAT; Y Y Y: N; Y Y Y: Y | Y | S | 0 | N | IPP Non-CHP | 2 |  | N | N
49932 | Enel North America, Inc. | 50892 | Rock Creek LP | CA | EL Dorado | GEN1 | HY | OP | 1.5 | 1.5 | 1.5 |  | 4 | 1986 | BLQ BLQ BLQ: WAT; Y Y Y: N; Y Y Y: Y | Y | S | 0 | N | IPP Non-CHP | 2 |  | N | N
49932 | Enel North America, Inc. | 50892 | Rock Creek LP | CA | EL Dorado | GEN2 | HY | OP | 1.5 | 1.5 | 1.5 |  | 4 | 1986 | BLQ BLQ BLQ: WAT; Y Y Y: N; Y Y Y: Y |  | S | 0 | N | IPP Non-CHP | 2 |  | N | N
49932 | Enel North America, Inc. | 50895 | Bypass | ID | Jerome | GEN1 | HY | SB | 3.3 | 3.3 | 3.3 |  | 3 | 1987 | BLQ BLQ BLQ: WAT; Y Y Y: N; Y Y Y: Y | Y | S |  | N | IPP Non-CHP | 2 |  | N | N
49932 | Enel North America, Inc. | 50895 | Bypass | ID | Jerome | GEN2 | HY | SB | 3.3 | 3.3 | 3.3 |  | 3 | 1987 | BLQ BLQ BLQ: WAT; Y Y Y: N; Y Y Y: Y | Y | S |  | N | IPP Non-CHP | 2 |  | N | N
49932 | Enel North America, Inc. | 50895 | Bypass | ID | Jerome | GEN3 | HY | SB | 3.3 | 3.3 | 3.3 |  | 3 | 1987 | BLQ BLQ BLQ: WAT; Y Y Y: N; Y Y Y: Y | Y | S |  | N | IPP Non-CHP | 2 |  | N | N
49932 | Enel North America, Inc. | 50896 | S E Hazelton A | ID | Jerome | GEN1 | HY | SB | 2.8 | 2.8 | 2.8 |  | 6 | 1990 | BLQ BLQ BLQ: WAT; Y Y Y: N; Y Y Y: Y | Y | S | 0 | N | IPP Non-CHP | 2 |  | N | N
49932 | Enel North America, Inc. | 50896 | S E Hazelton A | ID | Jerome | GEN2 | HY | SB | 2.8 | 2.8 | 2.8 |  | 6 | 1990 | BLQ BLQ BLQ: WAT; Y Y Y: N; Y Y Y: Y | Y | S | 0 | N | IPP Non-CHP | 2 |  | N | N
49932 | Enel North America, Inc. | 50896 | S E Hazelton A | ID | Jerome | GEN3 | HY | SB | 2.8 | 2.8 | 2.8 |  | 6 | 1990 | BLQ BLQ BLQ: WAT; Y Y Y: N; Y Y Y: Y | Y | S | 0 | N | IPP Non-CHP | 2 |  | N | N
49932 | Enel North America, Inc. | 55009 | Montgomery Creek Hydro | CA | Shasta | GEN1 | HY | OP | 2.6 | 2.6 | 2.6 |  | 1 | 1987 | BLQ BLQ BLQ: WAT; Y Y Y: N; Y Y Y: Y | Y | S |  | N | IPP Non-CHP | 2 |  | N | N
49932 | Enel North America, Inc. | 57644 | Prairie Rose Wind Farm | MN | Rock | PR1 | WT | OP | 200 | 200 | 200 |  | 12 | 2012 | BLQ BLQ BLQ: WND; Y Y Y: N; Y Y Y: Y |  | S | 119 | N | IPP Non-CHP | 2 | [20 empty] | N
49942 | Eagle Point Power Generation LLC | 50561 | Eagle Point Power Generation | NJ | Gloucester | GTG1 | CT | OP | 90 | 75 | 86 |  | 11 | 1990 | BLQ BLQ BLQ: NG; Y Y Y: N; Y Y Y: Y |  | J |  | N | IPP Non-CHP | 2 |  | N | N | 10 | 12 | 5 | 2014 | [13 empty] | N
49942 | Eagle Point Power Generation LLC | 50561 | Eagle Point Power Generation | NJ | Gloucester | GTG2 | CT | OP | 90 | 75 | 86 |  | 11 | 1990 | BLQ BLQ BLQ: NG; Y Y Y: N; Y Y Y: Y |  | J |  | N | IPP Non-CHP | 2 |  | N | N | 10 | 12 | 5 | 2014 | [13 empty] | N
49942 | Eagle Point Power Generation LLC | 50561 | Eagle Point Power Generation | NJ | Gloucester | STG1 | CA | OP | 45 | 45 | 45 |  | 4 | 1991 | BLQ BLQ BLQ: NG; Y Y Y: N; Y Y Y: Y |  | J |  | N | IPP Non-CHP | 2 |  | Y | N | [17 empty] | N
49949 | Kinder Morgan Production Company LP | 56233 | EG178 Facility | TX | Scurry | CT02 | CT | OP | 60.5 | 46 | 46 |  | 6 | 2005 | [9 empty] | S |  | N | Industrial Non-CHP | 6 |  | N | N | [17 empty] | N | bar: BLQ BLQ BLQ; Y Y Y to Y Y Y
49949 | Kinder Morgan Production Company LP | 56233 | EG178 Facility | TX | Scurry | CTG1 | CT | OP | 60.5 | 46 | 46 |  | 6 | 2005 | [9 empty] | S |  | N | Industrial Non-CHP | 6 |  | N | N | [17 empty] | N | bar: BLQ BLQ BLQ; Y Y Y to Y Y Y
49949 | Kinder Morgan Production Company LP | 56233 | EG178 Facility | TX | Scurry | STG | CA | OP | 32.9 | 16 | 16 |  | 6 | 2005 | [9 empty] | S |  | N | Industrial Non-CHP | 6 |  | Y | N | [17 empty] | N | bar: BLQ BLQ BLQ; Y Y Y to Y Y Y
49950 | Caithness Long Island, LLC | 56234 | Caithness Long Island Energy Center | NY | Suffolk | CT01 | CT | OP | 196.2 | 170 | 223 |  | 8 | 2009 | BLQ BLQ BLQ: NG; WDS WDS WDS: DFO; Y Y Y: Y; Y Y Y: Y |  | S |  | N | IPP Non-CHP | 2 |  | N | N | [17 empty] | N
49950 | Caithness Long Island, LLC | 56234 | Caithness Long Island Energy Center | NY | Suffolk | ST01 | CA | OP | 152.7 | 137 | 153 |  | 8 | 2009 | BLQ BLQ BLQ: NG; WDS WDS WDS: DFO; Y Y Y: Y; Y Y Y: Y |  | S |  | N | IPP Non-CHP | 2 |  | Y | N | [17 empty] | N
49963 | FPL Energy Operating Services, Inc. | 54454 | San Gorgonio Windplant WPP1993 | CA | Riverside | GEN11 | WT | OP | 49.5 | 49.5 | 49.5 |  | 12 | 2011 | BLQ BLQ BLQ: WND; Y Y Y: N; Y Y Y: Y |  | S | 33 | N | IPP Non-CHP | 2 |  |  | N
49963 | FPL Energy Operating Services, Inc. | 54794 | Buffalo Ridge Windplant WPP 1993 | MN | Lincoln | EXIS | WT | OP | 21.9 | 21.9 | 21.9 |  | 3 | 1994 | BLQ BLQ BLQ: WND; Y Y Y: N; Y Y Y: Y |  | W | 73 | N | IPP Non-CHP | 2 |  | N | N
49965 | Constellation Mystic Power LLC | 1588 | Mystic Generating Station | MA | Middlesex | 7 | ST | OP | 617 | 560.5 | 559.8 |  | 6 | 1975 | BLQ BLQ BLQ: NG; WDS WDS WDS: RFO; Y Y Y: Y; Y Y Y: Y |  | S |  | N | IPP Non-CHP | 2 |  | N | N | [12 empty] | N |  |  |  |  | N | [6 empty] | NG
49965 | Constellation Mystic Power LLC | 1588 | Mystic Generating Station | MA | Middlesex | GT1 | GT | SB | 14.2 | 7.7 | 11.8 |  | 6 | 1969 | BLQ BLQ BLQ: DFO; Y Y Y: N; Y Y Y: Y | Y | S |  | N | IPP Non-CHP | 2 |  | N | N | [12 empty] | N |  |  |  |  | N | [6 empty] | DFO
49965 | Constellation Mystic Power LLC | 1588 | Mystic Generating Station | MA | Middlesex | GT81 | CT | OP | 278.6 | 224.6 | 268.7 | G941 | 4 | 2003 | BLQ BLQ BLQ: NG; Y Y Y: N; Y Y Y: Y |  | S |  | N | IPP Non-CHP | 2 |  | N | N | [12 empty] | N |  |  |  |  | N | [6 empty] | NG
49965 | Constellation Mystic Power LLC | 1588 | Mystic Generating Station | MA | Middlesex | GT82 | CT | OP | 278.6 | 226.7 | 271.3 |  | 4 | 2003 | BLQ BLQ BLQ: NG; Y Y Y: N; Y Y Y: Y |  | S |  | N | IPP Non-CHP | 2 |  | N | N | [12 empty] | N |  |  |  |  | N
49965 | Constellation Mystic Power LLC | 1588 | Mystic Generating Station | MA | Middlesex | GT93 | CT | OP | 278.6 | 227.7 | 275.8 |  | 6 | 2003 | BLQ BLQ BLQ: NG; Y Y Y: N; Y Y Y: Y |  | S |  | N | IPP Non-CHP | 2 |  | N | N | [12 empty] | N |  |  |  |  | N
49965 | Constellation Mystic Power LLC | 1588 | Mystic Generating Station | MA | Middlesex | GT94 | CT | OP | 278.6 | 227.4 | 275.5 |  | 6 | 2003 | BLQ BLQ BLQ: NG; Y Y Y: N; Y Y Y: Y |  | S |  | N | IPP Non-CHP | 2 |  | N | N | [12 empty] | N |  |  |  |  | N
49965 | Constellation Mystic Power LLC | 1588 | Mystic Generating Station | MA | Middlesex | ST85 | CA | OP | 315 | 252.3 | 301.6 |  | 4 | 2003 | BLQ BLQ BLQ: NG; Y Y Y: N; Y Y Y: Y |  | S |  | N | IPP Non-CHP | 2 |  | Y | N | [12 empty] | N |  |  |  |  | N
49965 | Constellation Mystic Power LLC | 1588 | Mystic Generating Station | MA | Middlesex | ST96 | CA | OP | 315 | 248.3 | 300.8 |  | 6 | 2003 | BLQ BLQ BLQ: NG; Y Y Y: N; Y Y Y: Y |  | S |  | N | IPP Non-CHP | 2 |  | Y | N | [12 empty] | N |  |  |  |  | N
49965 | Constellation Mystic Power LLC | 55317 | Fore River Generating Station | MA | Norfolk | GT11 | CT | OP | 278.6 | 223.9 | 272.1 | G942 | 8 | 2003 | BLQ BLQ BLQ: NG; Y Y Y: N; Y Y Y: Y |  | S |  | N | IPP Non-CHP | 2 |  | N | N | [12 empty] | N |  |  |  |  | N | [6 empty] | NG
49965 | Constellation Mystic Power LLC | 55317 | Fore River Generating Station | MA | Norfolk | GT12 | CT | OP | 278.6 | 225.1 | 273.6 | G942 | 8 | 2003 | BLQ BLQ BLQ: NG; Y Y Y: N; Y Y Y: Y |  | S |  | N | IPP Non-CHP | 2 |  | N | N | [12 empty] | N |  |  |  |  | N | [6 empty] | NG
49965 | Constellation Mystic Power LLC | 55317 | Fore River Generating Station | MA | Norfolk | ST15 | CA | OP | 315 | 239.4 | 290.9 | G942 | 8 | 2003 | BLQ BLQ BLQ: NG; Y Y Y: N; Y Y Y: Y |  | S |  | N | IPP Non-CHP | 2 |  | Y | N | [12 empty] | N |  |  |  |  | N | [6 empty] | NG
49966 | Camden County Energy Recovery Corp | 10435 | Camden Resource Recovery Facility | NJ | Camden | TGA | ST | OP | 17.5 | 15 | 16.8 |  | 3 | 1991 | BLQ BLQ BLQ: MSW; WDS WDS WDS: NG; Y Y Y: N; Y Y Y: Y |  | S |  | N | IPP Non-CHP | 2 |  | N | N | [12 empty] | N | [11 empty] | NG
49966 | Camden County Energy Recovery Corp | 10435 | Camden Resource Recovery Facility | NJ | Camden | TGB | ST | OP | 17.5 | 15 | 16.8 |  | 3 | 1991 | BLQ BLQ BLQ: MSW; WDS WDS WDS: NG; Y Y Y: N; Y Y Y: Y |  | S |  | N | IPP Non-CHP | 2 |  | N | N | [12 empty] | N | [11 empty] | NG
49967 | Decorative Panels International, Inc. | 10149 | Decorative Panels Intl | MI | Alpena | GEN1 | ST | OP | 7.5 | 6.8 | 7.2 |  | 11 | 1957 | BIT | NG | SLW | WDS |  |  | Y | Y |  | S |  | Y | Industrial CHP | 7 | T | N | N | [18 empty] | Y |  | Y |  |  |  | NG
49968 | Searles Valley Minerals Operations Inc. | 10684 | Argus Cogen Plant | CA | San Bernardino | TG5 | ST | SB | 7.5 | 7 | 7 |  | 12 | 1947 | BLQ BLQ BLQ: BIT; WDS WDS WDS: NG; Y Y Y: N; Y Y Y: Y | Y | W |  | Y | Industrial CHP | 7 | T | N | N | [17 empty] | N | Y | [5 empty] | NG
49968 | Searles Valley Minerals Operations Inc. | 10684 | Argus Cogen Plant | CA | San Bernardino | TG8 | ST | OP | 27.5 | 25 | 25 |  | 7 | 1978 | BLQ BLQ BLQ: BIT; WDS WDS WDS: NG; Y Y Y: N; Y Y Y: Y |  | W |  | Y | Industrial CHP | 7 | T | N | N | [17 empty] | N | Y |  |  |  |  | N | NG
49968 | Searles Valley Minerals Operations Inc. | 10684 | Argus Cogen Plant | CA | San Bernardino | TG9 | ST | OP | 27.5 | 25 | 25 |  | 7 | 1978 | BLQ BLQ BLQ: BIT; WDS WDS WDS: NG; Y Y Y: N; Y Y Y: Y |  | W |  | Y | Industrial CHP | 7 | T | N | N | [17 empty] | N | Y |  |  |  |  | N | NG
49968 | Searles Valley Minerals Operations Inc. | 10685 | Westend Facility | CA | San Bernardino | PINA | GT | OS | 20 | 15 | 15 |  | 1 | 1969 | BLQ BLQ BLQ: NG; Y Y Y: N; Y Y Y: Y |  | W |  | Y | Industrial CHP | 7 | T | N | N
49969 | Lincoln Paper and Tissue, LLC | 54587 | Lincoln Paper & Tissue | ME | Lincoln | TG-3 | ST | OP | 13.5 | 9 | 11 |  | 12 | 2007 | BLQ | WDS | RFO | DFO | SLW |  | Y | N |  | S |  | N | Industrial CHP | 7 |  | N | N | [24 empty] | DFO | RFO
49969 | Lincoln Paper and Tissue, LLC | 54587 | Lincoln Paper & Tissue | ME | Lincoln | WEST | ST | SB | 4 | 3.5 | 4.5 |  | 1 | 1957 | BLQ | WDS | RFO | SLW |  |  | Y | N | Y | S |  | Y | Industrial CHP | 7 | T | N | N | [24 empty] | DFO | RFO
49970 | Goose Haven Energy Center | 55627 | Goose Haven Energy Center | CA | Solano | CT1 | GT | OP | 47 | 45 | 45 |  | 1 | 2003 | BLQ BLQ BLQ: NG; Y Y Y: N; Y Y Y: Y |  | S |  | N | IPP Non-CHP | 2 |  | N | N | [17 empty] | N
49971 | Creed Energy Center LLC | 55625 | Creed Energy Center | CA | SOLANO | CT1 | GT | OP | 47 | 45 | 45 |  | 1 | 2003 | BLQ BLQ BLQ: NG; Y Y Y: N; Y Y Y: Y |  | S |  | N | IPP Non-CHP | 2 |  | N | N
49972 | Gilroy Energy Center LLC | 55626 | Lambie Energy Center | CA | Solano | CT1 | GT | OP | 47 | 45 | 45 |  | 1 | 2003 | BLQ BLQ BLQ: NG; Y Y Y: N; Y Y Y: Y |  | S |  | N | IPP Non-CHP | 2 |  | N | N
49972 | Gilroy Energy Center LLC | 55855 | Wolfskill Energy Center | CA | Solano | CTG1 | GT | OP | 47 | 45 | 45 |  | 1 | 2003 | BLQ BLQ BLQ: NG; Y Y Y: N; Y Y Y: Y |  | S |  | N | IPP Non-CHP | 2 |  | N | N
49974 | NAES Corporation - (WA) | 55334 | Holland Energy Facility | IL | Shelby | CTG1 | CT | OP | 178.5 | 150 | 177.9 |  | 9 | 2002 | BLQ BLQ BLQ: NG; Y Y Y: N; Y Y Y: Y |  | W | 1 | N | Electric Utility | 1 |  | N | N | [17 empty] | N
49974 | NAES Corporation - (WA) | 55334 | Holland Energy Facility | IL | Shelby | CTG2 | CT | OP | 178.5 | 156 | 179.6 |  | 9 | 2002 | BLQ BLQ BLQ: NG; Y Y Y: N; Y Y Y: Y |  | W | 1 | N | Electric Utility | 1 |  | N | N | [17 empty] | N
49974 | NAES Corporation - (WA) | 55334 | Holland Energy Facility | IL | Shelby | STG1 | CA | OP | 345.1 | 316.7 | 330 |  | 9 | 2002 | BLQ BLQ BLQ: NG; Y Y Y: N; Y Y Y: Y |  | W | 1 | N | Electric Utility | 1 |  | Y | N | [17 empty] | N
49976 | Plains Exploration & Production Company | 54447 | Welport Lease Project | CA | Kern | TI | GT | OP | 5 | 4 | 4.7 |  | 3 | 1990 | BLQ BLQ BLQ: NG; Y Y Y: N; Y Y Y: Y |  | S |  | Y | Industrial CHP | 7 | T | N | N | [17 empty] | N
49976 | Plains Exploration & Production Company | 54449 | Dome Project | CA | Kern | T1 | GT | OP | 3 | 2.5 | 2.7 |  | 8 | 1988 | BLQ BLQ BLQ: NG; Y Y Y: N; Y Y Y: Y |  | S | 1 | Y | Industrial CHP | 7 | T | N | N | [17 empty] | N
49976 | Plains Exploration & Production Company | 54449 | Dome Project | CA | Kern | T2 | GT | OP | 3 | 2.6 | 2.7 |  | 8 | 1988 | BLQ BLQ BLQ: NG; Y Y Y: N; Y Y Y: Y |  | S | 1 | Y | Industrial CHP | 7 | T | N | N | [17 empty] | N
49976 | Plains Exploration & Production Company | 58190 | Thomas M Knott Cogen Facility | CA | San Luis Obispo | CG | GT | OA | 1.4 | 1.2 | 1.2 |  | 4 | 2003 | [9 empty] | S | 1 | N | Industrial Non-CHP | 6 | bar: BLQ BLQ BLQ; Y Y Y to Y Y Y
49977 | DPS Michigan, LLC | 54915 | Michigan Power LP | MI | Mason | G001 | CA | OP | 58 | 58 | 58 |  | 10 | 1995 | BLQ BLQ BLQ: NG; Y Y Y: N; Y Y Y: Y |  | W |  | Y | IPP CHP | 3 | T | Y | N | [17 empty] | N
49977 | DPS Michigan, LLC | 54915 | Michigan Power LP | MI | Mason | G101 | CT | OP | 96.1 | 70 | 85 |  | 10 | 1995 | BLQ BLQ BLQ: NG; Y Y Y: N; Y Y Y: Y |  | W |  | Y | IPP CHP | 3 | T | N | N | [17 empty] | N
49979 | Topaz Power Group LLC | 3439 | Laredo | TX | Webb | 4 | GT | OP | 131.8 | 89 | 100 |  | 8 | 2008 | BLQ BLQ BLQ: NG; Y Y Y: N; Y Y Y: Y |  | S |  | N | IPP Non-CHP | 2 |  |  | N | [17 empty] | N
49979 | Topaz Power Group LLC | 3439 | Laredo | TX | Webb | 5 | GT | OP | 131.8 | 89 | 100 |  | 9 | 2008 | BLQ BLQ BLQ: NG; Y Y Y: N; Y Y Y: Y |  | S |  | N | IPP Non-CHP | 2 |  |  | N | [17 empty] | N
49979 | Topaz Power Group LLC | 3441 | Nueces Bay | TX | Nueces | 7 | CA | OP | 351 | 368 | 368 |  | 7 | 1972 | [9 empty] | S |  | N | IPP Non-CHP | 2 |  | Y | N | [17 empty] | N | bar: BLQ BLQ BLQ; Y Y Y to Y Y Y
49979 | Topaz Power Group LLC | 3441 | Nueces Bay | TX | Nueces | 8 | CT | OP | 189.6 | 175.1 | 190.1 |  | 3 | 2010 | [9 empty] | S |  | N | IPP Non-CHP | 2 |  |  | N | [17 empty] | N | bar: BLQ BLQ BLQ; Y Y Y to Y Y Y
49979 | Topaz Power Group LLC | 3441 | Nueces Bay | TX | Nueces | 9 | CT | OP | 189.6 | 175.1 | 190.1 |  | 3 | 2010 | [9 empty] | S |  | N | IPP Non-CHP | 2 |  |  | N | [17 empty] | N | bar: BLQ BLQ BLQ; Y Y Y to Y Y Y
49979 | Topaz Power Group LLC | 4939 | Barney M Davis | TX | Nueces | 1 | ST | OP | 352 | 335 | 335 |  | 5 | 1974 | BLQ BLQ BLQ: NG; Y Y Y: N; Y Y Y: Y |  | S |  | N | IPP Non-CHP | 2 |  |  | N | [17 empty] | N | [6 empty] | NG
49979 | Topaz Power Group LLC | 4939 | Barney M Davis | TX | Nueces | 2 | CA | OP | 351 | 347 | 347 |  | 7 | 1976 | [9 empty] | S |  | N | IPP Non-CHP | 2 |  | Y | N | [17 empty] | N | bar: BLQ BLQ BLQ; Y Y Y to Y Y Y
49979 | Topaz Power Group LLC | 4939 | Barney M Davis | TX | Nueces | 3 | CT | OP | 189.6 | 175.1 | 190.1 |  | 3 | 2010 | [9 empty] | S |  | N | IPP Non-CHP | 2 |  |  | N | [17 empty] | N | bar: BLQ BLQ BLQ; Y Y Y to Y Y Y
49979 | Topaz Power Group LLC | 4939 | Barney M Davis | TX | Nueces | 4 | CT | OP | 189.6 | 175.1 | 190.1 |  | 3 | 2010 | [9 empty] | S |  | N | IPP Non-CHP | 2 |  |  | N | [17 empty] | N | bar: BLQ BLQ BLQ; Y Y Y to Y Y Y
49981 | Diamond Generating Corporation | 55541 | Indigo Energy Facility | CA | Riverside | CTG1 | GT | OP | 49.9 | 49.9 | 49.9 |  | 7 | 2001 | BLQ BLQ BLQ: NG; Y Y Y: N; Y Y Y: Y |  | S |  | N | IPP Non-CHP | 2 |  | N | N | [17 empty] | N
49981 | Diamond Generating Corporation | 55541 | Indigo Energy Facility | CA | Riverside | CTG2 | GT | OP | 49.9 | 49.9 | 49.9 |  | 7 | 2001 | BLQ BLQ BLQ: NG; Y Y Y: N; Y Y Y: Y |  | S |  | N | IPP Non-CHP | 2 |  | N | N | [17 empty] | N
49981 | Diamond Generating Corporation | 55541 | Indigo Energy Facility | CA | Riverside | CTG3 | GT | OP | 49.9 | 49.9 | 49.9 |  | 8 | 2001 | BLQ BLQ BLQ: NG; Y Y Y: N; Y Y Y: Y |  | S |  | N | IPP Non-CHP | 2 |  | N | N | [17 empty] | N
49981 | Diamond Generating Corporation | 55542 | Larkspur Energy Facility | CA | San Diego | CTG1 | GT | OP | 49.9 | 49.9 | 49.9 |  | 7 | 2001 | BLQ BLQ BLQ: NG; WDS WDS WDS: DFO; Y Y Y: Y; Y Y Y: Y |  | S |  | N | IPP Non-CHP | 2 |  | N | N | [17 empty] | N
49981 | Diamond Generating Corporation | 55542 | Larkspur Energy Facility | CA | San Diego | CTG2 | GT | OP | 49.9 | 49.9 | 49.9 |  | 7 | 2001 | BLQ BLQ BLQ: NG; WDS WDS WDS: DFO; Y Y Y: Y; Y Y Y: Y |  | S |  | N | IPP Non-CHP | 2 |  | N | N | [17 empty] | N
49981 | Diamond Generating Corporation | 57483 | Mariposa Energy Project | CA | Alameda | CTG1 | GT | OP | 49.9 | 49.9 | 49.9 |  | 10 | 2012 | BLQ BLQ BLQ: NG; Y Y Y: N; Y Y Y: Y |  | S |  | N | IPP Non-CHP | 2 |  |  | N | [17 empty] | N
49981 | Diamond Generating Corporation | 57483 | Mariposa Energy Project | CA | Alameda | CTG2 | GT | OP | 49.9 | 49.9 | 49.9 |  | 10 | 2012 | BLQ BLQ BLQ: NG; Y Y Y: N; Y Y Y: Y |  | S |  | N | IPP Non-CHP | 2 |  |  | N | [17 empty] | N
49981 | Diamond Generating Corporation | 57483 | Mariposa Energy Project | CA | Alameda | CTG3 | GT | OP | 49.9 | 49.9 | 49.9 |  | 10 | 2012 | BLQ BLQ BLQ: NG; Y Y Y: N; Y Y Y: Y |  | S |  | N | IPP Non-CHP | 2 |  |  | N | [17 empty] | N
49981 | Diamond Generating Corporation | 57483 | Mariposa Energy Project | CA | Alameda | CTG4 | GT | OP | 49.9 | 49.9 | 49.9 |  | 10 | 2012 | BLQ BLQ BLQ: NG; Y Y Y: N; Y Y Y: Y |  | S |  | N | IPP Non-CHP | 2 |  |  | N | [17 empty] | N
49988 | Valley Queen Cheese Factory, Inc. | 56274 | Valley Queen Cheese | SD | GRANT | 1 | IC | SB | 1.5 | 0.5 | 0.5 |  | 4 | 2002 | BLQ BLQ BLQ: DFO; Y Y Y: N; Y Y Y: Y | Y | S |  | N | IPP Non-CHP | 2 |  | N | N | [17 empty] | N
49988 | Valley Queen Cheese Factory, Inc. | 56274 | Valley Queen Cheese | SD | GRANT | 2 | IC | SB | 1.5 | 0.5 | 0.5 |  | 4 | 2002 | BLQ BLQ BLQ: DFO; Y Y Y: N; Y Y Y: Y | Y | S |  | N | IPP Non-CHP | 2 |  | N | N | [17 empty] | N
49988 | Valley Queen Cheese Factory, Inc. | 56274 | Valley Queen Cheese | SD | GRANT | 3 | IC | SB | 1.5 | 0.5 | 0.5 |  | 5 | 2004 | BLQ BLQ BLQ: DFO; Y Y Y: N; Y Y Y: Y | Y | S |  | N | IPP Non-CHP | 2 |  | N | N | [17 empty] | N
49989 | State Auto Insurance, Inc. | 56244 | State Auto Insurance | SD | Grant | 1 | IC | SB | 1.7 | 1.7 | 1.7 |  | 4 | 2001 | BLQ BLQ BLQ: DFO; Y Y Y: N; Y Y Y: Y | Y | S |  | N | Commercial Non-CHP | 4 |  | N | N | [17 empty] | N
49993 | Stevens Community Medical Center | 56245 | Stevens Community Medical Center | MN | Stevens | 1 | IC | SB | 1 | 1 | 1 |  | 5 | 2004 | BLQ BLQ BLQ: DFO; Y Y Y: N; Y Y Y: Y | Y | S |  | N | Commercial Non-CHP | 4 |  | N | N | [17 empty] | N
49997 | Consolidated Hydro New York, Inc. | 10848 | Walden | NY | Orange | GEN1 | HY | OP | 1.2 | 1.1 | 1.1 |  | 4 | 1986 | BLQ BLQ BLQ: WAT; Y Y Y: N; Y Y Y: Y | Y | W | 0 | N | IPP Non-CHP | 2 |  | N | N | [17 empty] | N
49997 | Consolidated Hydro New York, Inc. | 10848 | Walden | NY | Orange | GEN2 | HY | OP | 0.8 | 0.8 | 0.7 |  | 4 | 1986 | BLQ BLQ BLQ: WAT; Y Y Y: N; Y Y Y: Y | Y | W | 0 | N | IPP Non-CHP | 2 |  | N | N | [17 empty] | N
49997 | Consolidated Hydro New York, Inc. | 10848 | Walden | NY | Orange | GEN3 | HY | OP | 0.4 | 0.4 | 0.4 |  | 4 | 1986 | BLQ BLQ BLQ: WAT; Y Y Y: N; Y Y Y: N | Y | W | 0 | N | IPP Non-CHP | 2 |  | N | N | [17 empty] | N
49997 | Consolidated Hydro New York, Inc. | 10902 | Victory Mills | NY | Cayuga | GEN1 | HY | OP | 1.7 | 1.6 | 1.6 |  | 12 | 1986 | BLQ BLQ BLQ: WAT; Y Y Y: N; Y Y Y: Y | Y | S | 0 | N | IPP Non-CHP | 2 |  | N | N | [17 empty] | N
50003 | Brunswick Cellulose LLC | 10605 | Brunswick Cellulose | GA | Glynn | GEN3 | ST | OP | 9.2 | 9.2 | 9.2 |  | 6 | 1954 | BLQ | WDS | NG | RFO | DFO | TDF | Y | Y |  | S |  | Y | Industrial CHP | 7 | T | N | N | [17 empty] | N | [6 empty] | NG | DFO | RFO
50003 | Brunswick Cellulose LLC | 10605 | Brunswick Cellulose | GA | Glynn | GEN4 | ST | OP | 50 | 50 | 50 |  | 8 | 1960 | BLQ | WDS | NG | RFO | DFO | TDF | Y | Y |  | S |  | Y | Industrial CHP | 7 | T | N | N | [17 empty] | N | [6 empty] | NG | DFO | RFO
50003 | Brunswick Cellulose LLC | 10605 | Brunswick Cellulose | GA | Glynn | GEN5 | ST | OP | 13 | 13 | 13 |  | 10 | 1996 | BLQ | WDS | NG | RFO | DFO | TDF | Y | Y |  | S |  | Y | Industrial CHP | 7 | T | N | N | [17 empty] | N |  | N |  |  | N |  | NG | DFO | RFO
50006 | Invista | 10790 | Victoria Texas Plant | TX | Victoria | GEN1 | GT | OP | 102.4 | 75 | 88 |  | 4 | 1987 | WAT BLQ BLQ BLQ: NG; N Y Y Y: N; Y Y Y Y: Y |  | S |  | Y | Industrial CHP | 7 | T | N | N | [17 empty] | N
50006 | Invista | 10795 | Camden South Carolina | SC | Kershaw | GEN1 | ST | OP | 5.5 | 5.5 | 5.5 |  | 1 | 1952 | WAT BLQ BLQ BLQ: BIT; WAT WDS WDS WDS: NG; N Y Y Y: Y; Y Y Y Y: Y | N | S |  | Y | Industrial CHP | 7 | T | N | N | [17 empty] | N |  |  | Y |  |  |  | WDS | DFO
50006 | Invista | 10795 | Camden South Carolina | SC | Kershaw | GEN2 | ST | OS | 5.5 | 5.5 | 5.5 |  | 1 | 1952 | WAT BLQ BLQ BLQ: BIT; WAT WDS WDS WDS: NG; N Y Y Y: Y; Y Y Y Y: Y | N | S |  | Y | Industrial CHP | 7 | T | N | N | [17 empty] | N |  |  | Y |  |  |  | WDS | DFO
50006 | Invista | 10795 | Camden South Carolina | SC | Kershaw | GEN3 | ST | OP | 19 | 17.5 | 18 |  | 7 | 1993 | WAT BLQ BLQ BLQ: BIT; WAT WDS WDS WDS: NG; N Y Y Y: Y; Y Y Y Y: Y | N | S |  | Y | Industrial CHP | 7 | B | N | N | [17 empty] | N |  |  | Y |  |  |  | WDS | DFO
50012 | FPL Energy Callahan Wind, LLC | 56270 | Callahan Divide Wind Energy Center | TX | Taylor | 1 | WT | OP | 114 | 114 | 114 |  | 3 | 2005 | WAT BLQ BLQ BLQ: WND; N Y Y Y: N; Y Y Y Y: Y |  | S | 76 | N | IPP Non-CHP | 2 |  | N | N
50013 | Diablo Wind LLC | 56271 | Diablo Wind LLC | CA | Alameda | VEST | WT | OP | 18 | 18 | 18 |  | 12 | 2004 | WAT BLQ BLQ BLQ: WND; N Y Y Y: N; Y Y Y Y: Y |  | S | 31 | N | IPP Non-CHP | 2 |  | N | N | [17 empty] | N
50014 | FPL Energy Weatherford, LLC | 56273 | Weatherford Wind Energy Center | OK | Custer | 1 | WT | OP | 106.5 | 106.5 | 106.5 |  | 4 | 2005 | WAT BLQ BLQ BLQ: WND; N Y Y Y: N; Y Y Y Y: Y |  | S | 71 | N | IPP Non-CHP | 2 |  | N | N
50014 | FPL Energy Weatherford, LLC | 56273 | Weatherford Wind Energy Center | OK | Custer | 2 | WT | OP | 40.5 | 40.5 | 40.5 |  | 12 | 2005 | WAT BLQ BLQ BLQ: WND; N Y Y Y: N; Y Y Y Y: Y |  | S | 27 | N | IPP Non-CHP | 2 |  | N | N
50018 | Dominion Energy New England, LLC | 1619 | Brayton Point | MA | Bristol | 1 | ST | OP | 241 | 239.3 | 246.7 |  | 8 | 1963 | BIT | NG | RFO |  |  |  | Y | Y |  | W |  | N | IPP Non-CHP | 2 |  | N | N | [17 empty] | N | Y |  | Y |  |  |  | NG
50018 | Dominion Energy New England, LLC | 1619 | Brayton Point | MA | Bristol | 2 | ST | OP | 241 | 238.9 | 249.3 |  | 7 | 1964 | BIT | NG | RFO |  |  |  | Y | Y |  | W |  | N | IPP Non-CHP | 2 |  | N | N | [17 empty] | N | Y |  | Y |  |  |  | NG
50018 | Dominion Energy New England, LLC | 1619 | Brayton Point | MA | Bristol | 3 | ST | OP | 642.6 | 605.3 | 637.1 |  | 8 | 1969 | BIT | NG | RFO |  |  |  | Y | Y |  | W |  | N | IPP Non-CHP | 2 |  | N | N | [17 empty] | N | Y |  |  | Y |  |  | NG
50018 | Dominion Energy New England, LLC | 1619 | Brayton Point | MA | Bristol | 4 | ST | OP | 475.5 | 435 | 445.5 |  | 12 | 1974 | WAT BLQ BLQ BLQ: RFO; WAT WDS WDS WDS: NG; N Y Y Y: Y; Y Y Y Y: Y |  | W |  | N | IPP Non-CHP | 2 |  | N | N | [17 empty] | N | [6 empty] | NG
50018 | Dominion Energy New England, LLC | 1619 | Brayton Point | MA | Bristol | IC1 | IC | OP | 2.7 | 2.5 | 2.5 |  | 3 | 1967 | WAT BLQ BLQ BLQ: DFO; N Y Y Y: N; Y Y Y Y: N | Y | W |  | N | IPP Non-CHP | 2 |  | N | N | [17 empty] | N
50018 | Dominion Energy New England, LLC | 1619 | Brayton Point | MA | Bristol | IC2 | IC | OP | 2.7 | 2.5 | 2.5 |  | 3 | 1967 | WAT BLQ BLQ BLQ: DFO; N Y Y Y: N; Y Y Y Y: N | Y | W |  | N | IPP Non-CHP | 2 |  | N | N | [17 empty] | N
50018 | Dominion Energy New England, LLC | 1619 | Brayton Point | MA | Bristol | IC3 | IC | OP | 2.7 | 2.5 | 2.5 |  | 3 | 1967 | WAT BLQ BLQ BLQ: DFO; N Y Y Y: N; Y Y Y Y: N | Y | W |  | N | IPP Non-CHP | 2 |  | N | N | [17 empty] | N
50018 | Dominion Energy New England, LLC | 1619 | Brayton Point | MA | Bristol | IC4 | IC | SB | 2.7 | 2.5 | 2.5 |  | 3 | 1967 | WAT BLQ BLQ BLQ: DFO; N Y Y Y: N; Y Y Y Y: N | Y | W |  | N | IPP Non-CHP | 2 |  | N | N | [17 empty] | N
50018 | Dominion Energy New England, LLC | 3236 | Manchester Street | RI | Providence | G10A | CT | OP | 125 | 102.1 | 115.6 |  | 11 | 1995 | WAT BLQ BLQ BLQ: NG; WAT WDS WDS WDS: DFO; N Y Y Y: Y; Y Y Y Y: Y |  | W |  | N | IPP Non-CHP | 2 |  | N | N | [17 empty] | N
50018 | Dominion Energy New England, LLC | 3236 | Manchester Street | RI | Providence | G11A | CT | OP | 125 | 102.2 | 115.6 |  | 9 | 1995 | WAT BLQ BLQ BLQ: NG; WAT WDS WDS WDS: DFO; N Y Y Y: Y; Y Y Y Y: Y |  | W |  | N | IPP Non-CHP | 2 |  | N | N | [17 empty] | N
50018 | Dominion Energy New England, LLC | 3236 | Manchester Street | RI | Providence | GE10 | CA | OP | 48 | 46.9 | 54.5 |  | 11 | 1995 | WAT BLQ BLQ BLQ: NG; WAT WDS WDS WDS: DFO; N Y Y Y: Y; Y Y Y Y: N |  | W |  | N | IPP Non-CHP | 2 |  | N | N | [17 empty] | N
50018 | Dominion Energy New England, LLC | 3236 | Manchester Street | RI | Providence | GE11 | CA | OP | 46 | 46.8 | 54.4 |  | 9 | 1995 | WAT BLQ BLQ BLQ: NG; WAT WDS WDS WDS: DFO; N Y Y Y: Y; Y Y Y Y: N |  | W |  | N | IPP Non-CHP | 2 |  | N | N | [17 empty] | N
50018 | Dominion Energy New England, LLC | 3236 | Manchester Street | RI | Providence | GE9A | CT | OP | 125 | 102.1 | 115.6 |  | 11 | 1995 | WAT BLQ BLQ BLQ: NG; WAT WDS WDS WDS: DFO; N Y Y Y: Y; Y Y Y Y: Y |  | W |  | N | IPP Non-CHP | 2 |  | N | N
50018 | Dominion Energy New England, LLC | 3236 | Manchester Street | RI | Providence | GEN9 | CA | OP | 46 | 46.9 | 54.5 |  | 11 | 1995 | WAT BLQ BLQ BLQ: NG; WAT WDS WDS WDS: DFO; N Y Y Y: Y; Y Y Y Y: N |  | W |  | N | IPP Non-CHP | 2 |  | N | N
50021 | Neenah Paper Michigan Inc. | 54867 | Neenah Paper Munising Mill | MI | Alger | M387 | ST | OP | 6.2 | 5.8 | 5.8 |  | 1 | 1930 | WAT BLQ BLQ BLQ: BIT; N Y Y Y: N; Y Y Y Y: Y |  | S | 1 | Y | Industrial CHP | 7 | B | N | N | [17 empty] | N | Y | [5 empty] | NG
50026 | Energy Operations Group | 54578 | Glenns Ferry Cogen Facility | ID | Elmore | 1001 | CS | SB | 10.4 | 10.4 | 10.4 |  | 11 | 1996 | WAT BLQ BLQ BLQ: NG; N Y Y Y: N; Y Y Y Y: Y | Y | W |  | Y | IPP CHP | 3 | T | N | N | [12 empty] | N |  |  |  |  | N
50026 | Energy Operations Group | 54579 | Rupert Cogen Project | ID | Minidoka | 1002 | CS | OP | 10.4 | 10.4 | 10.4 |  | 11 | 1996 | WAT BLQ BLQ BLQ: NG; N Y Y Y: N; Y Y Y Y: Y |  | W |  | Y | IPP CHP | 3 | T | N | N | [12 empty] | N |  |  |  |  | N
50033 | PPG Industries Inc Natrium | 50491 | PPG Natrium Plant | WV | Marshall | GEN3 | ST | OP | 7.5 | 7.5 | 7.5 |  | 1 | 1943 | WAT BLQ BLQ BLQ: BIT; WAT WDS WDS WDS: NG; N Y Y Y: N; Y Y Y Y: Y |  | S |  | Y | Industrial CHP | 7 | T | N | N | [17 empty] | N |  |  | Y |  |  |  | NG
50033 | PPG Industries Inc Natrium | 50491 | PPG Natrium Plant | WV | Marshall | GEN4 | ST | SB | 7.5 | 7.5 | 7.5 |  | 1 | 1943 | WAT BLQ BLQ BLQ: BIT; WAT WDS WDS WDS: NG; N Y Y Y: N; Y Y Y Y: Y | Y | S |  | Y | Industrial CHP | 7 | T | N | N | [17 empty] | N |  |  | Y |  |  |  | NG
50033 | PPG Industries Inc Natrium | 50491 | PPG Natrium Plant | WV | Marshall | GEN6 | ST | OP | 26 | 26 | 26 |  | 1 | 1954 | WAT BLQ BLQ BLQ: BIT; WAT WDS WDS WDS: NG; N Y Y Y: N; Y Y Y Y: Y |  | S |  | Y | Industrial CHP | 7 | T | N | N | [17 empty] | N |  |  | Y |  |  |  | NG
50033 | PPG Industries Inc Natrium | 50491 | PPG Natrium Plant | WV | Marshall | GEN7 | ST | OP | 82 | 82 | 82 |  | 1 | 1966 | WAT BLQ BLQ BLQ: BIT; WAT WDS WDS WDS: NG; N Y Y Y: N; Y Y Y Y: Y |  | S |  | Y | Industrial CHP | 7 | T | N | N | [17 empty] | N |  |  | Y |  |  |  | NG
50034 | PPG Industries Inc Works 14 | 54360 | PPG Industries Works 14 | IL | MACON | PORT | IC | SB | 0.7 | 0.7 | 0.7 |  | 12 | 1980 | WAT BLQ BLQ BLQ: DFO; N Y Y Y: N; Y Y Y Y: Y | Y | W |  | N | Industrial Non-CHP | 6 |  | N | N
50034 | PPG Industries Inc Works 14 | 54360 | PPG Industries Works 14 | IL | MACON | TK1 | IC | SB | 2 | 2 | 2 |  | 12 | 1980 | WAT BLQ BLQ BLQ: DFO; N Y Y Y: N; Y Y Y Y: Y | Y | S |  | N | Industrial Non-CHP | 6 |  | N | N
50034 | PPG Industries Inc Works 14 | 54360 | PPG Industries Works 14 | IL | MACON | TK2 | IC | SB | 2 | 2 | 2 |  | 12 | 1980 | WAT BLQ BLQ BLQ: DFO; N Y Y Y: N; Y Y Y Y: Y | Y | S |  | N | Industrial Non-CHP | 6 |  | N | N
50035 | PPG Industries Inc Shelby | 54363 | PPG Industries Shelby NC Works | NC | Cleveland | GEN2 | IC | SB | 0.9 | 0.6 | 0.7 |  | 1 | 1972 | WAT BLQ BLQ BLQ: DFO; N Y Y Y: N; Y Y Y Y: N | N | S |  | N | Industrial Non-CHP | 6 |  | N | N | [12 empty] | N
50035 | PPG Industries Inc Shelby | 54363 | PPG Industries Shelby NC Works | NC | Cleveland | GEN3 | IC | SB | 0.9 | 0.6 | 0.7 |  | 1 | 1972 | WAT BLQ BLQ BLQ: DFO; N Y Y Y: N; Y Y Y Y: N | N | S |  | N | Industrial Non-CHP | 6 |  | N | N | [12 empty] | N
50035 | PPG Industries Inc Shelby | 54363 | PPG Industries Shelby NC Works | NC | Cleveland | GEN4 | IC | SB | 1.2 | 0.8 | 0.9 |  | 1 | 1972 | WAT BLQ BLQ BLQ: DFO; N Y Y Y: N; Y Y Y Y: N | N | S |  | N | Industrial Non-CHP | 6 |  | N | N | [12 empty] | N
50035 | PPG Industries Inc Shelby | 54363 | PPG Industries Shelby NC Works | NC | Cleveland | GEN5 | IC | SB | 1.2 | 0.8 | 0.9 |  | 1 | 1972 | WAT BLQ BLQ BLQ: DFO; N Y Y Y: N; Y Y Y Y: N | N | S |  | N | Industrial Non-CHP | 6 |  | N | N | [12 empty] | N
50036 | PPG Industries Inc Works 4 | 54364 | PPG Industries Works 4 | TX | Wichita | L1G | IC | SB | 2 | 2 | 2 |  | 6 | 1975 | WAT BLQ BLQ BLQ: DFO; N Y Y Y: N; Y Y Y Y: N | Y | S |  | N | Industrial Non-CHP | 6 |  | N | N | [17 empty] | N
50036 | PPG Industries Inc Works 4 | 54364 | PPG Industries Works 4 | TX | Wichita | L1PG | IC | SB | 0.9 | 0.9 | 0.9 |  | 10 | 1980 | WAT BLQ BLQ BLQ: DFO; N Y Y Y: N; Y Y Y Y: N | Y | S |  | N | Industrial Non-CHP | 6 |  | N | N | [17 empty] | N
50036 | PPG Industries Inc Works 4 | 54364 | PPG Industries Works 4 | TX | Wichita | L2G | IC | SB | 2 | 2 | 2 |  | 6 | 1974 | WAT BLQ BLQ BLQ: DFO; N Y Y Y: N; Y Y Y Y: N | Y | S |  | N | Industrial Non-CHP | 6 |  | N | N | [17 empty] | N
50036 | PPG Industries Inc Works 4 | 54364 | PPG Industries Works 4 | TX | Wichita | L2PG | IC | SB | 1.1 | 1.1 | 1.1 |  | 10 | 1980 | WAT BLQ BLQ BLQ: DFO; N Y Y Y: N; Y Y Y Y: N | Y | S |  | N | Industrial Non-CHP | 6 |  | N | N | [17 empty] | N
50045 | Phillips 66 Company | 56284 | Santa Maria EPG | CA | San Luis Obispo | EPG | ST | OP | 5.8 | 5.5 | 5.5 |  | 12 | 1995 | WAT BLQ BLQ BLQ: OG; WAT WDS WDS WDS: NG; N Y Y Y: Y; Y Y Y Y: N |  | S |  | N | Industrial Non-CHP | 6 |  | N | N | [17 empty] | N
50048 | TransCanada Hydro Northeast Inc., | 1620 | Deerfield 5 | MA | Berkshire | GEN1 | HY | OP | 17.5 | 13.9 | 13.9 |  | 10 | 1974 | WAT BLQ BLQ BLQ: WAT; N Y Y Y: N; Y Y Y Y: Y |  | S | 0 | N | IPP Non-CHP | 2 |  | N | N | [17 empty] | N
50048 | TransCanada Hydro Northeast Inc., | 2349 | Comerford | NH | Grafton | GEN1 | HY | OP | 35.1 | 23.6 | 22.5 |  | 9 | 1930 | WAT BLQ BLQ BLQ: WAT; N Y Y Y: N; Y Y Y Y: Y |  | S | 0 | N | IPP Non-CHP | 2 |  | N | Y | 8 | 8 | 3 | 2012 | [8 empty] | N |  |  |  |  | N
50048 | TransCanada Hydro Northeast Inc., | 2349 | Comerford | NH | Grafton | GEN2 | HY | OP | 35.1 | 47.5 | 47.4 |  | 9 | 1930 | WAT BLQ BLQ BLQ: WAT; N Y Y Y: N; Y Y Y Y: Y |  | S | 0 | N | IPP Non-CHP | 2 |  | N | N | [12 empty] | N |  |  |  |  | N
50048 | TransCanada Hydro Northeast Inc., | 2349 | Comerford | NH | Grafton | GEN3 | HY | OP | 35.1 | 47.5 | 47.5 |  | 9 | 1930 | WAT BLQ BLQ BLQ: WAT; N Y Y Y: N; Y Y Y Y: Y |  | S | 0 | N | IPP Non-CHP | 2 |  | N | N | [12 empty] | N |  |  |  |  | N
50048 | TransCanada Hydro Northeast Inc., | 2349 | Comerford | NH | Grafton | GEN4 | HY | OP | 35.1 | 41.4 | 41.4 |  | 9 | 1930 | WAT BLQ BLQ BLQ: WAT; N Y Y Y: N; Y Y Y Y: Y |  | S | 0 | N | IPP Non-CHP | 2 |  | N | N | [12 empty] | N |  |  |  |  | N
50048 | TransCanada Hydro Northeast Inc., | 2351 | S C Moore | NH | Grafton | GEN1 | HY | OP | 35.1 | 47.7 | 47.7 |  | 1 | 1957 | WAT BLQ BLQ BLQ: WAT; N Y Y Y: N; Y Y Y Y: Y |  | S |  | N | IPP Non-CHP | 2 |  | N | N | [17 empty] | N
50048 | TransCanada Hydro Northeast Inc., | 2351 | S C Moore | NH | Grafton | GEN2 | HY | OP | 35.1 | 47.7 | 47.7 |  | 1 | 1957 | WAT BLQ BLQ BLQ: WAT; N Y Y Y: N; Y Y Y Y: Y |  | S | 0 | N | IPP Non-CHP | 2 |  | N | N | [17 empty] | N
50048 | TransCanada Hydro Northeast Inc., | 2351 | S C Moore | NH | Grafton | GEN3 | HY | OP | 35.1 | 47.7 | 47.7 |  | 1 | 1957 | WAT BLQ BLQ BLQ: WAT; N Y Y Y: N; Y Y Y Y: Y |  | S | 0 | N | IPP Non-CHP | 2 |  | N | N | [17 empty] | N
50048 | TransCanada Hydro Northeast Inc., | 2351 | S C Moore | NH | Grafton | GEN4 | HY | OP | 35.1 | 47.7 | 47.7 |  | 1 | 1957 | WAT BLQ BLQ BLQ: WAT; N Y Y Y: N; Y Y Y Y: Y |  | S | 0 | N | IPP Non-CHP | 2 |  | N | N | [17 empty] | N
50048 | TransCanada Hydro Northeast Inc., | 2352 | Vernon | VT | Eindham | 1 | HY | OP | 2 | 2.5 | 2.5 |  | 8 | 1909 | WAT BLQ BLQ BLQ: WAT; N Y Y Y: N; Y Y Y Y: Y |  | S |  | N | IPP Non-CHP | 2 |  | N | N | [12 empty] | N |  |  |  |  | N
50048 | TransCanada Hydro Northeast Inc., | 2352 | Vernon | VT | Eindham | 10 | HY | OP | 4.2 | 4.2 | 4.2 |  | 1 | 1921 | WAT BLQ BLQ BLQ: WAT; N Y Y Y: N; Y Y Y Y: Y |  | S |  | N | IPP Non-CHP | 2 |  | N | N | [17 empty] | N
50048 | TransCanada Hydro Northeast Inc., | 2352 | Vernon | VT | Eindham | 2 | HY | OP | 2 | 2.5 | 2.5 |  | 8 | 1909 | WAT BLQ BLQ BLQ: WAT; N Y Y Y: N; Y Y Y Y: Y |  | S |  | N | IPP Non-CHP | 2 |  | N | N | [17 empty] | N
50048 | TransCanada Hydro Northeast Inc., | 2352 | Vernon | VT | Eindham | 3 | HY | OP | 2 | 2.5 | 2.5 |  | 8 | 1909 | WAT BLQ BLQ BLQ: WAT; N Y Y Y: N; Y Y Y Y: Y |  | S |  | N | IPP Non-CHP | 2 |  | N | N | [17 empty] | N
50048 | TransCanada Hydro Northeast Inc., | 2352 | Vernon | VT | Eindham | 4 | HY | OP | 2.5 | 2.5 | 2.5 |  | 8 | 1909 | WAT BLQ BLQ BLQ: WAT; N Y Y Y: N; Y Y Y Y: Y |  | S |  | N | IPP Non-CHP | 2 |  | N | N | [17 empty] | N
50048 | TransCanada Hydro Northeast Inc., | 2352 | Vernon | VT | Eindham | 5 | HY | OP | 4.5 | 4 | 4 |  | 4 | 2008 | WAT BLQ BLQ BLQ: WAT; N Y Y Y: N; Y Y Y Y: Y |  | S |  | N | IPP Non-CHP | 2 |  |  | N
50048 | TransCanada Hydro Northeast Inc., | 2352 | Vernon | VT | Eindham | 6 | HY | OP | 4.5 | 4 | 4 |  | 8 | 1910 | WAT BLQ BLQ BLQ: WAT; N Y Y Y: N; Y Y Y Y: Y |  | S |  | N | IPP Non-CHP | 2 |  | N | N | [12 empty] | N |  |  |  |  | N
50048 | TransCanada Hydro Northeast Inc., | 2352 | Vernon | VT | Eindham | 7 | HY | OP | 4.5 | 4 | 4 |  | 8 | 1910 | WAT BLQ BLQ BLQ: WAT; N Y Y Y: N; Y Y Y Y: Y |  | S |  | N | IPP Non-CHP | 2 |  | N | N | [12 empty] | N |  |  |  |  | N
50048 | TransCanada Hydro Northeast Inc., | 2352 | Vernon | VT | Eindham | 8 | HY | OP | 4.5 | 4 | 4 |  | 3 | 2008 | WAT BLQ BLQ BLQ: WAT; N Y Y Y: N; Y Y Y Y: Y |  | S |  | N | IPP Non-CHP | 2 |  |  | N
50048 | TransCanada Hydro Northeast Inc., | 2352 | Vernon | VT | Eindham | 9 | HY | OP | 4.2 | 4.2 | 4.2 |  | 1 | 1921 | WAT BLQ BLQ BLQ: WAT; N Y Y Y: N; Y Y Y Y: Y |  | S |  | N | IPP Non-CHP | 2 |  | N | N
50048 | TransCanada Hydro Northeast Inc., | 2353 | Wilder | VT | Windsor | GEN1 | HY | OP | 16.2 | 19.5 | 19.6 |  | 11 | 1950 | WAT BLQ BLQ BLQ: WAT; N Y Y Y: N; Y Y Y Y: Y |  | S | 0 | N | IPP Non-CHP | 2 |  | N | N | [17 empty] | N
50048 | TransCanada Hydro Northeast Inc., | 2353 | Wilder | VT | Windsor | GEN2 | HY | OP | 16.2 | 19.5 | 19.6 |  | 11 | 1950 | WAT BLQ BLQ BLQ: WAT; N Y Y Y: N; Y Y Y Y: Y |  | S | 0 | N | IPP Non-CHP | 2 |  | N | N | [17 empty] | N
50048 | TransCanada Hydro Northeast Inc., | 2353 | Wilder | VT | Windsor | GEN3 | HY | OP | 3.2 | 2.3 | 2.3 |  | 10 | 1987 | WAT BLQ BLQ BLQ: WAT; N Y Y Y: N; Y Y Y Y: Y |  | S | 0 | N | IPP Non-CHP | 2 |  | N | N | [17 empty] | N
50048 | TransCanada Hydro Northeast Inc., | 3745 | Bellows Falls | VT | Windham | GEN1 | HY | OP | 13.6 | 16.1 | 16.2 |  | 3 | 1928 | WAT BLQ BLQ BLQ: WAT; N Y Y Y: N; Y Y Y Y: Y |  | S | 0 | N | IPP Non-CHP | 2 |  | N | N | [17 empty] | N
50048 | TransCanada Hydro Northeast Inc., | 3745 | Bellows Falls | VT | Windham | GEN2 | HY | OP | 13.6 | 16.1 | 16.2 |  | 3 | 1928 | WAT BLQ BLQ BLQ: WAT; N Y Y Y: N; Y Y Y Y: Y |  | S | 0 | N | IPP Non-CHP | 2 |  | N | N | [17 empty] | N
50048 | TransCanada Hydro Northeast Inc., | 3745 | Bellows Falls | VT | Windham | GEN3 | HY | OP | 13.6 | 16.1 | 16.2 |  | 4 | 1928 | WAT BLQ BLQ BLQ: WAT; N Y Y Y: N; Y Y Y Y: Y |  | S | 0 | N | IPP Non-CHP | 2 |  | N | N | [17 empty] | N
50048 | TransCanada Hydro Northeast Inc., | 3746 | Harriman | VT | Windham | GEN1 | HY | OP | 11.2 | 13.7 | 12.9 |  | 5 | 1924 | WAT BLQ BLQ BLQ: WAT; N Y Y Y: N; Y Y Y Y: Y |  | S | 0 | N | IPP Non-CHP | 2 |  | N | N | [17 empty] | N
50048 | TransCanada Hydro Northeast Inc., | 3746 | Harriman | VT | Windham | GEN2 | HY | OP | 11.2 | 13.7 | 12.9 |  | 6 | 1924 | WAT BLQ BLQ BLQ: WAT; N Y Y Y: N; Y Y Y Y: Y |  | S | 0 | N | IPP Non-CHP | 2 |  | N | N | [17 empty] | N
50048 | TransCanada Hydro Northeast Inc., | 3746 | Harriman | VT | Windham | GEN3 | HY | OP | 11.2 | 13.7 | 12.9 |  | 11 | 1924 | WAT BLQ BLQ BLQ: WAT; N Y Y Y: N; Y Y Y Y: Y |  | S | 0 | N | IPP Non-CHP | 2 |  | N | N | [17 empty] | N
50048 | TransCanada Hydro Northeast Inc., | 6012 | Sherman | MA | Franklin | GEN1 | HY | OP | 7.2 | 6.1 | 6.2 |  | 12 | 1926 | WAT BLQ BLQ BLQ: WAT; N Y Y Y: N; Y Y Y Y: Y |  | S | 0 | N | IPP Non-CHP | 2 |  | N | N | [17 empty] | N
50048 | TransCanada Hydro Northeast Inc., | 6047 | Deerfield 2 | MA | Franklin | GEN1 | HY | OP | 1.6 | 2.1 | 2.1 |  | 8 | 1913 | WAT BLQ BLQ BLQ: WAT; N Y Y Y: N; Y Y Y Y: Y |  | S | 0 | N | IPP Non-CHP | 2 |  | N | N | [17 empty] | N
50048 | TransCanada Hydro Northeast Inc., | 6047 | Deerfield 2 | MA | Franklin | GEN2 | HY | OP | 1.6 | 2.1 | 2.1 |  | 8 | 1913 | WAT BLQ BLQ BLQ: WAT; N Y Y Y: N; Y Y Y Y: Y |  | S | 0 | N | IPP Non-CHP | 2 |  | N | N | [17 empty] | N
50048 | TransCanada Hydro Northeast Inc., | 6047 | Deerfield 2 | MA | Franklin | GEN3 | HY | OP | 1.6 | 2.1 | 2.1 |  | 8 | 1913 | WAT BLQ BLQ BLQ: WAT; N Y Y Y: N; Y Y Y Y: Y |  | S | 0 | N | IPP Non-CHP | 2 |  | N | N | [17 empty] | N
50048 | TransCanada Hydro Northeast Inc., | 6083 | Deerfield 3 | MA | Franklin | GEN1 | HY | OP | 1.6 | 2.1 | 2.1 |  | 8 | 1912 | WAT BLQ BLQ BLQ: WAT; N Y Y Y: N; Y Y Y Y: Y |  | S | 0 | N | IPP Non-CHP | 2 |  | N | N | [17 empty] | N
50048 | TransCanada Hydro Northeast Inc., | 6083 | Deerfield 3 | MA | Franklin | GEN2 | HY | OP | 1.6 | 2.1 | 2.1 |  | 8 | 1912 | WAT BLQ BLQ BLQ: WAT; N Y Y Y: N; Y Y Y Y: Y |  | S | 0 | N | IPP Non-CHP | 2 |  | N | N | [17 empty] | N
50048 | TransCanada Hydro Northeast Inc., | 6083 | Deerfield 3 | MA | Franklin | GEN3 | HY | OP | 1.6 | 2.1 | 2.1 |  | 8 | 1912 | WAT BLQ BLQ BLQ: WAT; N Y Y Y: N; Y Y Y Y: Y |  | S | 0 | N | IPP Non-CHP | 2 |  | N | N | [17 empty] | N
50048 | TransCanada Hydro Northeast Inc., | 6119 | Deerfield 4 | MA | Franklin | GEN1 | HY | OP | 1.6 | 2.1 | 2.1 |  | 8 | 1912 | WAT BLQ BLQ BLQ: WAT; N Y Y Y: N; Y Y Y Y: Y |  | S | 0 | N | IPP Non-CHP | 2 |  | N | N | [17 empty] | N
50048 | TransCanada Hydro Northeast Inc., | 6119 | Deerfield 4 | MA | Franklin | GEN2 | HY | OP | 1.6 | 2.1 | 2.1 |  | 8 | 1912 | WAT BLQ BLQ BLQ: WAT; N Y Y Y: N; Y Y Y Y: Y |  | S | 0 | N | IPP Non-CHP | 2 |  | N | N | [17 empty] | N
50048 | TransCanada Hydro Northeast Inc., | 6119 | Deerfield 4 | MA | Franklin | GEN3 | HY | OP | 1.6 | 2.1 | 2.1 |  | 8 | 1912 | WAT BLQ BLQ BLQ: WAT; N Y Y Y: N; Y Y Y Y: Y |  | S | 0 | N | IPP Non-CHP | 2 |  | N | N | [17 empty] | N
50048 | TransCanada Hydro Northeast Inc., | 6483 | Mcindoes | NH | Grafton | GEN1 | HY | OP | 2.6 | 3.3 | 3.3 |  | 1 | 1931 | WAT BLQ BLQ BLQ: WAT; N Y Y Y: N; Y Y Y Y: Y |  | S | 0 | N | IPP Non-CHP | 2 |  | N | N | [17 empty] | N
50048 | TransCanada Hydro Northeast Inc., | 6483 | Mcindoes | NH | Grafton | GEN2 | HY | OP | 2.6 | 3.3 | 3.3 |  | 1 | 1931 | WAT BLQ BLQ BLQ: WAT; N Y Y Y: N; Y Y Y Y: Y |  | S | 0 | N | IPP Non-CHP | 2 |  | N | N | [17 empty] | N
50048 | TransCanada Hydro Northeast Inc., | 6483 | Mcindoes | NH | Grafton | GEN3 | HY | OP | 2.6 | 3.3 | 3.3 |  | 1 | 1931 | WAT BLQ BLQ BLQ: WAT; N Y Y Y: N; Y Y Y Y: Y |  | S | 0 | N | IPP Non-CHP | 2 |  | N | N | [17 empty] | N
50048 | TransCanada Hydro Northeast Inc., | 6483 | Mcindoes | NH | Grafton | GEN4 | HY | OP | 2.6 | 3.3 | 3.3 |  | 1 | 1931 | WAT BLQ BLQ BLQ: WAT; N Y Y Y: N; Y Y Y Y: Y |  | S | 0 | N | IPP Non-CHP | 2 |  | N | N | [17 empty] | N
50048 | TransCanada Hydro Northeast Inc., | 6529 | Searsburg | VT | Bennington | GEN1 | HY | OP | 4.1 | 5 | 5 |  | 3 | 1922 | WAT BLQ BLQ BLQ: WAT; N Y Y Y: N; Y Y Y Y: Y |  | S | 0 | N | IPP Non-CHP | 2 |  | N | N | [17 empty] | N
50053 | Calhoun Port Authority | 3436 | E S Joslin | TX | CALHOUN | 1 | ST | OS | 261 | 254 | 260 |  | 6 | 1971 | WAT BLQ BLQ BLQ: NG; WAT WDS WDS WDS: DFO; N Y Y Y: N; Y Y Y Y: Y |  | S |  | N | IPP Non-CHP | 2 |  | N | Y | [9 empty] | PC | 7 | 2015 | N | [11 empty] | NG
50063 | FPL Energy Horse Hollow LLC | 56291 | Horse Hollow Wind Energy Center | TX | Taylor | 1 | WT | OP | 213 | 213 | 213 |  | 12 | 2005 | WAT BLQ BLQ BLQ: WND; N Y Y Y: N; Y Y Y Y: Y |  | S | 142 | N | IPP Non-CHP | 2 |  | N | N
50063 | FPL Energy Horse Hollow LLC | 56291 | Horse Hollow Wind Energy Center | TX | Taylor | 2 | WT | OP | 223.5 | 223.5 | 223.5 |  | 6 | 2006 | WAT BLQ BLQ BLQ: WND; N Y Y Y: N; Y Y Y Y: Y |  | S | 150 | N | IPP Non-CHP | 2 |  |  | N
50063 | FPL Energy Horse Hollow LLC | 56291 | Horse Hollow Wind Energy Center | TX | Taylor | 3 | WT | OP | 299 | 299 | 299 |  | 6 | 2006 | WAT BLQ BLQ BLQ: WND; N Y Y Y: N; Y Y Y Y: Y |  | S | 130 | N | IPP Non-CHP | 2 |  |  | N
50079 | Utility Board of Key West City | 6584 | Stock Island | FL | Monroe | EP2 | IC | OP | 2.5 | 2.5 | 2.5 |  | 6 | 2012 | WAT BLQ BLQ BLQ: DFO; N Y Y Y: N; Y Y Y Y: Y |  | W |  | N | Electric Utility | 1 |  |  | N | [17 empty] | N
50079 | Utility Board of Key West City | 6584 | Stock Island | FL | Monroe | GT1 | GT | OP | 23.4 | 19 | 19 |  | 11 | 1978 | WAT BLQ BLQ BLQ: DFO; N Y Y Y: N; Y Y Y Y: Y |  | W |  | N | Electric Utility | 1 |  |  | N | [17 empty] | N
50079 | Utility Board of Key West City | 6584 | Stock Island | FL | Monroe | GT2 | GT | OP | 19.7 | 17 | 17 |  | 9 | 1999 | WAT BLQ BLQ BLQ: DFO; N Y Y Y: N; Y Y Y Y: Y |  | W |  | N | Electric Utility | 1 |  |  | N | [17 empty] | N
50079 | Utility Board of Key West City | 6584 | Stock Island | FL | Monroe | GT3 | GT | OP | 19.7 | 17 | 17 |  | 9 | 1999 | WAT BLQ BLQ BLQ: DFO; N Y Y Y: N; Y Y Y Y: Y |  | W |  | N | Electric Utility | 1 |  |  | N | [17 empty] | N
50079 | Utility Board of Key West City | 6584 | Stock Island | FL | Monroe | GT4 | GT | OP | 42 | 44 | 44 |  | 6 | 2006 | WAT BLQ BLQ BLQ: DFO; N Y Y Y: N; Y Y Y Y: Y |  | W |  | N | Electric Utility | 1 |  |  | N | [17 empty] | N
50079 | Utility Board of Key West City | 6584 | Stock Island | FL | Monroe | MSD1 | IC | OP | 9.6 | 7.5 | 7.5 |  | 6 | 1991 | WAT BLQ BLQ BLQ: DFO; N Y Y Y: N; Y Y Y Y: Y |  | W |  | N | Electric Utility | 1 |  |  | N | [17 empty] | N
50079 | Utility Board of Key West City | 6584 | Stock Island | FL | Monroe | MSD2 | IC | OP | 9.6 | 7.5 | 7.5 |  | 6 | 1991 | WAT BLQ BLQ BLQ: DFO; N Y Y Y: N; Y Y Y Y: Y |  | W |  | N | Electric Utility | 1 |  |  | N | [17 empty] | N
50081 | AE Operations LLC | 54373 | Southbridge Energy Center LLC | MA | Worcester | ENG1 | IC | OP | 1.3 | 1.3 | 1.3 |  | 6 | 2001 | WAT BLQ BLQ BLQ: NG; N Y Y Y: N; Y Y Y Y: Y |  | S |  | Y | Industrial CHP | 7 | T | N | N | [17 empty] | N
50081 | AE Operations LLC | 54373 | Southbridge Energy Center LLC | MA | Worcester | ENG2 | IC | OP | 1.3 | 1.3 | 1.3 |  | 6 | 2001 | WAT BLQ BLQ BLQ: NG; N Y Y Y: N; Y Y Y Y: Y |  | S |  | Y | Industrial CHP | 7 | T | N | N | [17 empty] | N
50081 | AE Operations LLC | 54373 | Southbridge Energy Center LLC | MA | Worcester | ENG3 | IC | OP | 1.3 | 1.3 | 1.3 |  | 1 | 2001 | WAT BLQ BLQ BLQ: NG; N Y Y Y: N; Y Y Y Y: Y |  | S |  | Y | Industrial CHP | 7 | T | N | N | [17 empty] | N
50081 | AE Operations LLC | 54373 | Southbridge Energy Center LLC | MA | Worcester | ENG4 | IC | OP | 1.3 | 1.3 | 1.3 |  | 1 | 2001 | WAT BLQ BLQ BLQ: NG; N Y Y Y: N; Y Y Y Y: Y |  | S |  | Y | Industrial CHP | 7 | T | N | N | [17 empty] | N
50081 | AE Operations LLC | 54373 | Southbridge Energy Center LLC | MA | Worcester | ENG5 | IC | OP | 1.3 | 1.3 | 1.3 |  | 1 | 2001 | WAT BLQ BLQ BLQ: NG; N Y Y Y: N; Y Y Y Y: Y |  | S |  | Y | Industrial CHP | 7 | T | N | N | [17 empty] | N
50081 | AE Operations LLC | 55611 | Mingo Junction Energy Center | OH | Jefferson | GEN1 | ST | OP | 32 | 30 | 28 |  | 8 | 1998 | WAT BLQ BLQ BLQ: OG; WAT WDS WDS WDS: NG; N Y Y Y: N; Y Y Y Y: Y |  | S |  | Y | IPP CHP | 3 | T | N | N | [17 empty] | N
50082 | Boise Cascade Wood Products LLC | 56193 | Medford Operation | OR | Jackson | 1 | ST | OS | 3.5 | 3.1 | 3.1 |  | 6 | 1956 | WAT BLQ BLQ BLQ: WDS; WAT WDS WDS WDS: NG; N Y Y Y: N; Y Y Y Y: Y |  | S |  | Y | Industrial CHP | 7 | B | N | N | [17 empty] | N
50082 | Boise Cascade Wood Products LLC | 56193 | Medford Operation | OR | Jackson | 2 | ST | OS | 5 | 4.4 | 4.4 |  | 1 | 1965 | WAT BLQ BLQ BLQ: WDS; WAT WDS WDS WDS: NG; N Y Y Y: N; Y Y Y Y: Y |  | S |  | Y | Industrial CHP | 7 | B | N | N | [17 empty] | N
50083 | Brookfield Power New England | 10493 | Rumford Falls Hydro Facility | ME | Oxford | GEN1 | HY | OP | 8.1 | 8.1 | 8.1 |  | 1 | 1918 | WAT BLQ BLQ BLQ: WAT; N Y Y Y: N; Y Y Y Y: N |  | S | 0 | N | IPP Non-CHP | 2 |  | N | N | [17 empty] | N
50083 | Brookfield Power New England | 10493 | Rumford Falls Hydro Facility | ME | Oxford | GEN2 | HY | OP | 8.1 | 8.1 | 8.1 |  | 1 | 1918 | WAT BLQ BLQ BLQ: WAT; N Y Y Y: N; Y Y Y Y: N |  | S | 0 | N | IPP Non-CHP | 2 |  | N | N
50083 | Brookfield Power New England | 10493 | Rumford Falls Hydro Facility | ME | Oxford | GEN3 | HY | OP | 8.8 | 8.8 | 8.8 |  | 1 | 1926 | WAT BLQ BLQ BLQ: WAT; N Y Y Y: N; Y Y Y Y: N |  | S | 0 | N | IPP Non-CHP | 2 |  | N | N
50083 | Brookfield Power New England | 10493 | Rumford Falls Hydro Facility | ME | Oxford | GEN4 | HY | SB | 4.3 | 4.3 | 4.3 |  | 1 | 1950 | WAT BLQ BLQ BLQ: WAT; N Y Y Y: N; Y Y Y Y: N | N | S | 0 | N | IPP Non-CHP | 2 |  | N | N | [17 empty] | N
50083 | Brookfield Power New England | 10493 | Rumford Falls Hydro Facility | ME | Oxford | GEN5 | HY | OP | 7.6 | 7.6 | 7.6 |  | 10 | 1954 | WAT BLQ BLQ BLQ: WAT; N Y Y Y: N; Y Y Y Y: N | N | S |  | N | IPP Non-CHP | 2 |  | N | N | [17 empty] | N
50083 | Brookfield Power New England | 10493 | Rumford Falls Hydro Facility | ME | Oxford | GEN6 | HY | OP | 7.6 | 7.6 | 7.6 |  | 10 | 1954 | WAT BLQ BLQ BLQ: WAT; N Y Y Y: N; Y Y Y Y: N | N | S | 0 | N | IPP Non-CHP | 2 |  | N | N | [17 empty] | N
50085 | Covanta Southeast Florida Renewable Ltd | 10062 | Miami Dade County Resource Recovery Fac | FL | Miami-Dade | GEN1 | ST | OP | 38.5 | 35.8 | 36.2 |  | 12 | 1981 | WAT BLQ BLQ BLQ: MSW; N Y Y Y: N; Y Y Y Y: Y |  | S |  | N | IPP Non-CHP | 2 |  | N | N | [17 empty] | N | [6 empty] | NG
50085 | Covanta Southeast Florida Renewable Ltd | 10062 | Miami Dade County Resource Recovery Fac | FL | Miami-Dade | GEN2 | ST | OP | 38.5 | 35.8 | 36.2 |  | 12 | 1981 | WAT BLQ BLQ BLQ: MSW; N Y Y Y: N; Y Y Y Y: Y |  | S |  | N | IPP Non-CHP | 2 |  | N | N | [17 empty] | N | [6 empty] | NG
50094 | Lincoln Generating Facility LLC | 55222 | Lincoln Generating Facility | IL | Will | CTG1 | GT | OP | 86.5 | 77.5 | 93.3 |  | 6 | 2000 | WAT BLQ BLQ BLQ: NG; N Y Y Y: N; Y Y Y Y: Y |  | S |  | N | IPP Non-CHP | 2 |  |  | N | [17 empty] | N
50094 | Lincoln Generating Facility LLC | 55222 | Lincoln Generating Facility | IL | Will | CTG2 | GT | OP | 86.5 | 77.8 | 93.4 |  | 6 | 2000 | WAT BLQ BLQ BLQ: NG; N Y Y Y: N; Y Y Y Y: Y |  | S |  | N | IPP Non-CHP | 2 |  |  | N | [17 empty] | N
50094 | Lincoln Generating Facility LLC | 55222 | Lincoln Generating Facility | IL | Will | CTG3 | GT | OP | 86.5 | 78 | 94.7 |  | 6 | 2000 | WAT BLQ BLQ BLQ: NG; N Y Y Y: N; Y Y Y Y: Y |  | S |  | N | IPP Non-CHP | 2 |  |  | N | [17 empty] | N
50094 | Lincoln Generating Facility LLC | 55222 | Lincoln Generating Facility | IL | Will | CTG4 | GT | OP | 86.5 | 78 | 93.8 |  | 6 | 2000 | WAT BLQ BLQ BLQ: NG; N Y Y Y: N; Y Y Y Y: Y |  | S |  | N | IPP Non-CHP | 2 |  |  | N | [17 empty] | N
50094 | Lincoln Generating Facility LLC | 55222 | Lincoln Generating Facility | IL | Will | CTG5 | GT | OP | 86.5 | 77.5 | 92.2 |  | 6 | 2000 | WAT BLQ BLQ BLQ: NG; N Y Y Y: N; Y Y Y Y: Y |  | S |  | N | IPP Non-CHP | 2 |  |  | N | [17 empty] | N
50094 | Lincoln Generating Facility LLC | 55222 | Lincoln Generating Facility | IL | Will | CTG6 | GT | OP | 86.5 | 77.3 | 92.8 |  | 6 | 2000 | WAT BLQ BLQ BLQ: NG; N Y Y Y: N; Y Y Y Y: Y |  | S |  | N | IPP Non-CHP | 2 |  |  | N | [17 empty] | N
50094 | Lincoln Generating Facility LLC | 55222 | Lincoln Generating Facility | IL | Will | CTG7 | GT | OP | 86.5 | 78.2 | 92.8 |  | 6 | 2000 | WAT BLQ BLQ BLQ: NG; N Y Y Y: N; Y Y Y Y: Y |  | S |  | N | IPP Non-CHP | 2 |  |  | N | [17 empty] | N
50094 | Lincoln Generating Facility LLC | 55222 | Lincoln Generating Facility | IL | Will | CTG8 | GT | OP | 86.5 | 78.6 | 94.1 |  | 6 | 2000 | WAT BLQ BLQ BLQ: NG; N Y Y Y: N; Y Y Y Y: Y |  | S |  | N | IPP Non-CHP | 2 |  |  | N | [17 empty] | N
50095 | Phillips 66 | 56294 | Bayway Refinery | NJ | UNION | FGX | OT | OP | 11.2 | 11.2 | 11.2 |  | 12 | 1967 | WAT BLQ BLQ BLQ: OTH; N Y Y Y: N; Y Y Y Y: N |  | S |  | N | Industrial Non-CHP | 6 |  |  | N | [12 empty] | N |  |  |  |  | N
50096 | NRG Florida LP | 55192 | Osceola | FL | Osceola | CTG1 | GT | OP | 200 | 157 | 157 |  | 12 | 2001 | WAT BLQ BLQ BLQ: NG; WAT WDS WDS WDS: DFO; N Y Y Y: Y; Y Y Y Y: Y |  | S |  | N | IPP Non-CHP | 2 |  | N | N | [17 empty] | N
50096 | NRG Florida LP | 55192 | Osceola | FL | Osceola | CTG2 | GT | OP | 200 | 157 | 157 |  | 12 | 2001 | WAT BLQ BLQ BLQ: NG; WAT WDS WDS WDS: DFO; N Y Y Y: Y; Y Y Y Y: Y |  | S |  | N | IPP Non-CHP | 2 |  | N | N | [17 empty] | N
50096 | NRG Florida LP | 55192 | Osceola | FL | Osceola | CTG3 | GT | OP | 200 | 157 | 157 |  | 6 | 2002 | WAT BLQ BLQ BLQ: NG; WAT WDS WDS WDS: DFO; N Y Y Y: Y; Y Y Y Y: Y |  | S |  | N | IPP Non-CHP | 2 |  | N | N | [17 empty] | N
50097 | NewPage Corp-Luke | 50282 | Luke Mill | MD | Allegany | GEN1 | ST | OP | 35 | 32 | 26 |  | 1 | 1958 | BIT | BLQ | RFO | DFO | WO |  | Y | Y |  | S |  | Y | Industrial CHP | 7 | T | N | N | [17 empty] | N |  |  | Y |  |  |  | RFO | DFO
50097 | NewPage Corp-Luke | 50282 | Luke Mill | MD | Allegany | GEN2 | ST | OP | 30 | 28 | 24 |  | 1 | 1979 | BIT | BLQ | NG | RFO | DFO |  | Y | Y |  | S |  | Y | Industrial CHP | 7 | T | N | N | [17 empty] | N | Y |  | Y |  |  |  | NG | RFO | DFO
50100 | R.E. Ginna Nuclear Power Plant, LLC | 6122 | R E Ginna Nuclear Power Plant | NY | Wayne | 1 | ST | OP | 614 | 580.8 | 582.1 |  | 7 | 1970 | WAT BLQ BLQ BLQ: NUC; N Y Y Y: N; Y Y Y Y: Y |  | S |  | N | IPP Non-CHP | 2 |  |  | Y | [12 empty] | N |  |  |  |  | N
50102 | Rock-Tenn Company | 54763 | Rock-Tenn Mill | AL | Marengo | 2TG | ST | OP | 12.5 | 8.6 | 10.8 |  | 10 | 1982 | BLQ | WDS | BIT | NG | DFO |  | Y | N |  | S |  | Y | Industrial CHP | 7 | T | N | N | [17 empty] | N
50109 | DeKalb Regional Health System | 54830 | Dekalb Medical Center | GA | De Kalb | 03 | IC | SB | 1.5 | 1.2 | 1.2 |  | 8 | 2004 | WAT BLQ BLQ BLQ: DFO; N Y Y Y: N; Y Y Y Y: N | Y | S |  | N | Commercial Non-CHP | 4 |  | N | N | [17 empty] | N
50109 | DeKalb Regional Health System | 54830 | Dekalb Medical Center | GA | De Kalb | 90 | IC | SB | 1.2 | 1.2 | 1.2 |  | 5 | 1991 | WAT BLQ BLQ BLQ: DFO; N Y Y Y: N; Y Y Y Y: N | Y | S |  | N | Commercial Non-CHP | 4 |  | N | N | [17 empty] | N
50109 | DeKalb Regional Health System | 54830 | Dekalb Medical Center | GA | De Kalb | 93 | IC | SB | 1.2 | 1.2 | 1.2 |  | 7 | 1993 | WAT BLQ BLQ BLQ: DFO; N Y Y Y: N; Y Y Y Y: N | Y | S |  | N | Commercial Non-CHP | 4 |  | N | N | [17 empty] | N
50109 | DeKalb Regional Health System | 56231 | DeKalb Medical Center-Hillandale | GA | De Kalb | 01 | IC | SB | 0.8 | 0.7 | 0.7 |  | 7 | 2005 | WAT BLQ BLQ BLQ: DFO; N Y Y Y: N; Y Y Y Y: N | Y | S |  | N | Commercial Non-CHP | 4 |  |  | N | [17 empty] | N
50109 | DeKalb Regional Health System | 56231 | DeKalb Medical Center-Hillandale | GA | De Kalb | 02 | IC | SB | 0.8 | 0.7 | 0.7 |  | 7 | 2005 | WAT BLQ BLQ BLQ: DFO; N Y Y Y: N; Y Y Y Y: N | Y | S |  | N | Commercial Non-CHP | 4 |  |  | N | [17 empty] | N
50111 | Lafayette Utilities System | 1443 | Louis Doc Bonin | LA | Lafayette | 1 | ST | SB | 53.9 | 40 | 40 |  | 4 | 1965 | WAT BLQ BLQ BLQ: NG; N Y Y Y: N; Y Y Y Y: Y | Y | S |  | N | Electric Utility | 1 |  | N | N | [24 empty] | NG
50111 | Lafayette Utilities System | 1443 | Louis Doc Bonin | LA | Lafayette | 2 | ST | OP | 100 | 70 | 70 |  | 6 | 1970 | WAT BLQ BLQ BLQ: NG; N Y Y Y: N; Y Y Y Y: Y |  | S |  | N | Electric Utility | 1 |  | N | N | [24 empty] | NG
50111 | Lafayette Utilities System | 1443 | Louis Doc Bonin | LA | Lafayette | 3 | ST | OP | 187 | 146 | 146 |  | 1 | 1977 | WAT BLQ BLQ BLQ: NG; N Y Y Y: N; Y Y Y Y: Y |  | S |  | N | Electric Utility | 1 |  | N | N | [24 empty] | NG
50111 | Lafayette Utilities System | 56108 | T J Labbe Electric Generating | LA | Lafayette | U-1 | GT | OP | 50.4 | 47 | 47 |  | 8 | 2005 | WAT BLQ BLQ BLQ: NG; N Y Y Y: N; Y Y Y Y: Y |  | S |  | N | Electric Utility | 1 |  | N | N | [17 empty] | N
50111 | Lafayette Utilities System | 56108 | T J Labbe Electric Generating | LA | Lafayette | U-2 | GT | OP | 50.4 | 47 | 47 |  | 8 | 2005 | WAT BLQ BLQ BLQ: NG; N Y Y Y: N; Y Y Y Y: Y |  | S |  | N | Electric Utility | 1 |  | N | N
50111 | Lafayette Utilities System | 56283 | Hargis-Hebert Electric Generating | LA | Lafayette | U-1 | GT | OP | 50.4 | 47 | 47 |  | 6 | 2006 | WAT BLQ BLQ BLQ: NG; N Y Y Y: N; Y Y Y Y: Y |  | S |  | N | Electric Utility | 1 |  | N | N
50111 | Lafayette Utilities System | 56283 | Hargis-Hebert Electric Generating | LA | Lafayette | U-2 | GT | OP | 50.4 | 47 | 47 |  | 6 | 2006 | WAT BLQ BLQ BLQ: NG; N Y Y Y: N; Y Y Y Y: Y |  | S |  | N | Electric Utility | 1 |  | N | N
50114 | WTG Jameson, L.P. | 55052 | Jameson Gas Processing Plant | TX | Coke | 620 | IC | OP | 0.3 | 0.3 | 0.3 |  | 1 | 1981 | [9 empty] | S |  | N | Industrial Non-CHP | 6 |  | N | N | [17 empty] | N | bar: WAT BLQ BLQ BLQ; N Y Y Y to Y Y Y Y
50114 | WTG Jameson, L.P. | 55052 | Jameson Gas Processing Plant | TX | Coke | 621 | IC | OP | 0.3 | 0.3 | 0.3 |  | 1 | 1981 | [9 empty] | S |  | N | Industrial Non-CHP | 6 |  | N | N | [17 empty] | N | bar: WAT BLQ BLQ BLQ; N Y Y Y to Y Y Y Y
50114 | WTG Jameson, L.P. | 55052 | Jameson Gas Processing Plant | TX | Coke | 622 | IC | OP | 0.5 | 0.5 | 0.5 |  | 1 | 1986 | [9 empty] | S |  | N | Industrial Non-CHP | 6 |  | N | N | [17 empty] | N | bar: WAT BLQ BLQ BLQ; N Y Y Y to Y Y Y Y
50118 | US Army Corps of Engineers | 6789 | St Stephen | SC | Berkeley | 1 | HY | OP | 28 | 28 | 28 |  | 3 | 1985 | WAT BLQ BLQ BLQ: WAT; N Y Y Y: N; Y Y Y Y: Y |  | S |  | N | Electric Utility | 1 |  | N | N
50118 | US Army Corps of Engineers | 6789 | St Stephen | SC | Berkeley | 2 | HY | OP | 28 | 28 | 28 |  | 3 | 1985 | WAT BLQ BLQ BLQ: WAT; N Y Y Y: N; Y Y Y Y: Y |  | S |  | N | Electric Utility | 1 |  | N | N
50118 | US Army Corps of Engineers | 6789 | St Stephen | SC | Berkeley | 3 | HY | OP | 28 | 28 | 28 |  | 3 | 1985 | WAT BLQ BLQ BLQ: WAT; N Y Y Y: N; Y Y Y Y: Y |  | S |  | N | Electric Utility | 1 |  | N | N
50122 | CF Industries Nitrogen LLC | 10195 | CF Industries Yazoo City Complex | MS | YAZOO | EXIS | GT | OP | 25 | 21.3 | 24.5 |  | 7 | 1984 | WAT BLQ BLQ BLQ: NG; N Y Y Y: N; Y Y Y Y: Y |  | S |  | Y | Industrial CHP | 7 | T | N | N | [12 empty] | N |  |  |  |  | N
50123 | Infigen Asset Management LLC | 56160 | Mendota Hills, LLC | IL | Lee | GEN1 | WT | OP | 50.4 | 50.4 | 50.4 |  | 11 | 2003 | WAT BLQ BLQ BLQ: WND; N Y Y Y: N; Y Y Y Y: Y |  | W | 63 | N | IPP Non-CHP | 2 |  | N | N | [17 empty] | N
50123 | Infigen Asset Management LLC | 56211 | Sweetwater Wind 1 LLC | TX | Nolan | SW1 | WT | OP | 37.5 | 37.5 | 37.5 |  | 12 | 2003 | WAT BLQ BLQ BLQ: WND; N Y Y Y: N; Y Y Y Y: Y |  | W | 25 | N | IPP Non-CHP | 2 |  | N | N | [17 empty] | N
50123 | Infigen Asset Management LLC | 56212 | Sweetwater Wind 2 LLC | TX | Nolan | SW2 | WT | OP | 91.5 | 91.5 | 91.5 |  | 2 | 2005 | WAT BLQ BLQ BLQ: WND; N Y Y Y: N; Y Y Y Y: Y |  | W | 61 | N | IPP Non-CHP | 2 |  | N | N
50123 | Infigen Asset Management LLC | 56293 | Caprock Wind Farm | NM | Quay | 1 | WT | OP | 60 | 60 | 60 |  | 12 | 2004 | WAT BLQ BLQ BLQ: WND; N Y Y Y: N; Y Y Y Y: Y |  | W | 60 | N | IPP Non-CHP | 2 |  | N | N | [17 empty] | N
50123 | Infigen Asset Management LLC | 56293 | Caprock Wind Farm | NM | Quay | 2 | WT | OP | 20 | 20 | 20 |  | 5 | 2005 | WAT BLQ BLQ BLQ: WND; N Y Y Y: N; Y Y Y Y: Y |  | J | 20 | N | IPP Non-CHP | 2 |  | N | N
50123 | Infigen Asset Management LLC | 56295 | Kumeyaay Wind | CA | San Diego | 1 | WT | OP | 50 | 50 | 50 |  | 12 | 2005 | WAT BLQ BLQ BLQ: WND; N Y Y Y: N; Y Y Y Y: Y |  | W | 25 | N | IPP Non-CHP | 2 |  | N | N
50123 | Infigen Asset Management LLC | 56297 | Crescent Ridge | IL | Bureau | 1 | WT | OP | 53 | 53 | 53 |  | 12 | 2005 | WAT BLQ BLQ BLQ: WND; N Y Y Y: N; Y Y Y Y: Y |  | W | 33 | N | IPP Non-CHP | 2 |  | N | N | [17 empty] | N
50123 | Infigen Asset Management LLC | 56299 | Wind Park Bear Creek | PA | Luzerne | 1 | WT | OP | 24 | 24 | 24 |  | 3 | 2006 | WAT BLQ BLQ BLQ: WND; N Y Y Y: N; Y Y Y Y: Y |  | W | 12 | N | IPP Non-CHP | 2 |  | N | N
50123 | Infigen Asset Management LLC | 56300 | Jersey-Atlantic Wind Farm | NJ | Atlantic | 1 | WT | OP | 7.5 | 7.5 | 7.5 |  | 3 | 2006 | WAT BLQ BLQ BLQ: WND; N Y Y Y: N; Y Y Y Y: Y |  | W | 5 | N | IPP Non-CHP | 2 |  | N | N
50123 | Infigen Asset Management LLC | 56311 | Sweetwater Wind 3 LLC | TX | Nolan | SW3 | WT | OP | 135 | 135 | 135 |  | 12 | 2005 | WAT BLQ BLQ BLQ: WND; N Y Y Y: N; Y Y Y Y: Y |  | W | 90 | N | IPP Non-CHP | 2 |  | N | N
50123 | Infigen Asset Management LLC | 56336 | Aragonne Wind LLC | NM | Guadalupe | 1 | WT | OP | 90 | 90 | 90 |  | 12 | 2006 | WAT BLQ BLQ BLQ: WND; N Y Y Y: N; Y Y Y Y: Y |  | W | 90 | N | IPP Non-CHP | 2 |  |  | N
50123 | Infigen Asset Management LLC | 56337 | Sweetwater Wind 4 LLC | TX | Nolan | SW4 | WT | OP | 241 | 241 | 241 |  | 5 | 2007 | WAT BLQ BLQ BLQ: WND; N Y Y Y: N; Y Y Y Y: Y |  | W | 181 | N | IPP Non-CHP | 2 |  |  | N
50123 | Infigen Asset Management LLC | 56371 | Cedar Creek Wind | CO | Weld | 1 | WT | OP | 300.5 | 300 | 300 |  | 11 | 2007 | WAT BLQ BLQ BLQ: WND; N Y Y Y: N; Y Y Y Y: Y |  | W | 274 | N | IPP Non-CHP | 2 |  |  | N
50123 | Infigen Asset Management LLC | 56372 | Sweetwater Wind 5 | TX | Nolan | SW5 | WT | OP | 80.5 | 80.5 | 80.5 |  | 12 | 2007 | WAT BLQ BLQ BLQ: WND; N Y Y Y: N; Y Y Y Y: Y |  | W | 35 | N | IPP Non-CHP | 2 |  |  | N
50123 | Infigen Asset Management LLC | 56446 | Buena Vista Energy LLC | CA | Contra Costa | 1 | WT | OP | 38 | 38 | 38 |  | 12 | 2006 | WAT BLQ BLQ BLQ: WND; N Y Y Y: N; Y Y Y Y: Y |  | W | 38 | N | IPP Non-CHP | 2 |  |  | N
50123 | Infigen Asset Management LLC | 56450 | GSG LLC | IL | Lee | 1 | WT | OP | 80 | 80 | 80 |  | 6 | 2007 | WAT BLQ BLQ BLQ: WND; N Y Y Y: N; Y Y Y Y: Y |  | W | 40 | N | IPP Non-CHP | 2 |  | N | N
50123 | Infigen Asset Management LLC | 56451 | Allegheny Ridge Wind Farm | PA | Cambria | 1 | WT | OP | 80 | 80 | 80 |  | 6 | 2007 | WAT BLQ BLQ BLQ: WND; N Y Y Y: N; Y Y Y Y: Y |  | W | 40 | N | IPP Non-CHP | 2 |  | N | N
50128 | Georgia-Pacific Consr Ops LLC-Palatka | 10611 | Georgia-Pacific Palatka Operations | FL | Putnam | GEN2 | ST | OP | 9.7 | 7 | 7.1 |  | 6 | 1956 | NG | BLQ | WDS | RFO |  |  | N | Y |  | S |  | Y | Industrial CHP | 7 | T | N | N | [12 empty] | N |  |  |  |  | N | [6 empty] | NG
50128 | Georgia-Pacific Consr Ops LLC-Palatka | 10611 | Georgia-Pacific Palatka Operations | FL | Putnam | GEN4 | ST | OP | 47.8 | 44.6 | 45.1 |  | 6 | 1965 | BLQ | NG | WDS | RFO |  |  | N | Y |  | S |  | Y | Industrial CHP | 7 | T | N | N | [12 empty] | N |  |  |  |  | N | [6 empty] | NG
50128 | Georgia-Pacific Consr Ops LLC-Palatka | 10611 | Georgia-Pacific Palatka Operations | FL | Putnam | GEN8 | ST | OP | 32 | 25.1 | 25.4 |  | 5 | 1993 | BLQ | NG | WDS | RFO |  |  | N | Y |  | S |  | Y | Industrial CHP | 7 | T | N | N | [12 empty] | N |  |  |  |  | N | [6 empty] | NG
50129 | Georgia-Pacific Consr Ops LLC-Port Hudson | 10612 | Georgia-Pacific Port Hudson | LA | East Baton Rouge | GEN1 | ST | OP | 67.7 | 67.7 | 67.7 |  | 6 | 1986 | BLQ | NG | WDS |  |  |  | Y | Y |  | S |  | Y | Industrial CHP | 7 | T | N | N
50129 | Georgia-Pacific Consr Ops LLC-Port Hudson | 10612 | Georgia-Pacific Port Hudson | LA | East Baton Rouge | GEN2 | ST | OP | 60 | 60 | 60 |  | 5 | 2007 | PC | WDS | NG |  |  |  | Y | Y |  | S |  | Y | Industrial CHP | 7 | T | N | N | [17 empty] | N |  | Y
50130 | Trigen St Louis Energy Corporation | 56309 | Trigen St. Louis | MO | St Louis | CT-1 | CS | OP | 7.8 | 4.8 | 7.8 | G401 | 7 | 1999 | WAT BLQ BLQ BLQ: NG; N Y Y Y: N; Y Y Y Y: Y |  | S |  | Y | IPP CHP | 3 | T | Y | N | [17 empty] | N
50130 | Trigen St Louis Energy Corporation | 56309 | Trigen St. Louis | MO | St Louis | CT-2 | CS | OP | 7.8 | 5 | 7.8 | G401 | 7 | 1999 | WAT BLQ BLQ BLQ: NG; N Y Y Y: N; Y Y Y Y: Y |  | S |  | Y | IPP CHP | 3 | T | Y | N
50130 | Trigen St Louis Energy Corporation | 56309 | Trigen St. Louis | MO | St Louis | IC-1 | IC | OP | 1.2 | 1 | 1 |  | 6 | 1999 | WAT BLQ BLQ BLQ: DFO; N Y Y Y: N; Y Y Y Y: Y |  | S |  | N | IPP CHP | 3
50130 | Trigen St Louis Energy Corporation | 56309 | Trigen St. Louis | MO | St Louis | ST-3 | CA | OP | 18.2 | 18 | 18 | G401 | 6 | 2000 | WAT BLQ BLQ BLQ: NG; N Y Y Y: N; Y Y Y Y: Y |  | S |  | Y | IPP CHP | 3 | T | Y | N
50130 | Trigen St Louis Energy Corporation | 56309 | Trigen St. Louis | MO | St Louis | ST-4 | ST | OP | 1.5 | 1.5 | 1.5 |  | 6 | 1999 | WAT BLQ BLQ BLQ: NG; N Y Y Y: N; Y Y Y Y: Y |  | S |  | Y | IPP CHP | 3 | T |  | N
50130 | Trigen St Louis Energy Corporation | 56309 | Trigen St. Louis | MO | St Louis | ST-5 | ST | OP | 1.5 | 1.5 | 1.5 |  | 6 | 1999 | WAT BLQ BLQ BLQ: NG; N Y Y Y: N; Y Y Y Y: Y |  | S |  | Y | IPP CHP | 3 | T |  | N
50131 | Enel Stillwater LLC | 50765 | Stillwater Facility | NV | Churchill | 1 | PV | OP | 22 | 21.8 | 21.8 |  | 4 | 2012 | WAT BLQ BLQ BLQ: SUN; N Y Y Y: N; Y Y Y Y: Y |  | W | 11 | N | IPP Non-CHP | 2 |  | N | [18 empty] | N
50131 | Enel Stillwater LLC | 50765 | Stillwater Facility | NV | Churchill | 1-1 | BT | OP | 11.8 | 10.1 | 14.3 |  | 3 | 2009 | WAT BLQ BLQ BLQ: GEO; N Y Y Y: N; Y Y Y Y: Y |  | W |  | N | IPP Non-CHP | 2 |  |  | N
50131 | Enel Stillwater LLC | 50765 | Stillwater Facility | NV | Churchill | 1-2 | BT | OP | 11.8 | 10.1 | 14.3 |  | 3 | 2009 | WAT BLQ BLQ BLQ: GEO; N Y Y Y: N; Y Y Y Y: Y |  | W |  | N | IPP Non-CHP | 2 |  |  | N
50131 | Enel Stillwater LLC | 50765 | Stillwater Facility | NV | Churchill | 2-1 | BT | OP | 11.8 | 10.1 | 14.3 |  | 3 | 2009 | WAT BLQ BLQ BLQ: GEO; N Y Y Y: N; Y Y Y Y: Y |  | W |  | N | IPP Non-CHP | 2 |  |  | N
50131 | Enel Stillwater LLC | 50765 | Stillwater Facility | NV | Churchill | 2-2 | BT | OP | 11.8 | 10.1 | 14.3 |  | 3 | 2009 | WAT BLQ BLQ BLQ: GEO; N Y Y Y: N; Y Y Y Y: Y |  | W |  | N | IPP Non-CHP | 2 |  |  | N | [17 empty] | N
50133 | Leaf River Cellulose LLC | 10233 | Leaf River Cellulose LLC | MS | Perry | GEN1 | ST | OP | 25.2 | 25 | 25 |  | 7 | 1984 | NG | WDS | BLQ |  |  |  | Y | Y |  | S |  | Y | Industrial CHP | 7 | T | N | N | [17 empty] | N | [6 empty] | NG
50133 | Leaf River Cellulose LLC | 10233 | Leaf River Cellulose LLC | MS | Perry | GEN2 | ST | OP | 25.2 | 25 | 25 |  | 7 | 1984 | NG | WDS | BLQ |  |  |  | Y | Y |  | S |  | Y | Industrial CHP | 7 | T | N | N | [17 empty] | N | [6 empty] | NG
50134 | Holcomb Rock Company | 56313 | Coleman Falls | VA | Bedford | CGH2 | HY | OP | 0.5 | 0.5 | 0.5 |  | 6 | 1983 | WAT BLQ BLQ BLQ: WAT; N Y Y Y: N; Y Y Y Y: N |  | S |  | N | Industrial Non-CHP | 6 |  | N | N
50134 | Holcomb Rock Company | 56313 | Coleman Falls | VA | Bedford | CGH3 | HY | OP | 0.5 | 0.5 | 0.5 |  | 6 | 1983 | WAT BLQ BLQ BLQ: WAT; N Y Y Y: N; Y Y Y Y: N |  | S |  | N | Industrial Non-CHP | 6 |  | N | N
50134 | Holcomb Rock Company | 56313 | Coleman Falls | VA | Bedford | CHG1 | HY | OP | 0.5 | 0.5 | 0.5 |  | 6 | 1983 | WAT BLQ BLQ BLQ: WAT; N Y Y Y: N; Y Y Y Y: N |  | S |  | N | Industrial Non-CHP | 6 |  | N | N
50134 | Holcomb Rock Company | 56314 | Holcomb Rock | VA | LYNCHBURG CITY | HG1 | HY | OP | 0.6 | 0.2 | 0.2 |  | 6 | 1920 | WAT BLQ BLQ BLQ: WAT; N Y Y Y: N; Y Y Y Y: N |  | S |  | N | Industrial Non-CHP | 6 |  | N | N
50134 | Holcomb Rock Company | 56314 | Holcomb Rock | VA | LYNCHBURG CITY | HG2 | HY | OS | 0.6 | 0.2 | 0.2 |  | 6 | 1920 | WAT BLQ BLQ BLQ: WAT; N Y Y Y: N; Y Y Y Y: N |  | S |  | N | Industrial Non-CHP | 6 |  | N | N
50134 | Holcomb Rock Company | 56314 | Holcomb Rock | VA | LYNCHBURG CITY | HG3 | HY | OP | 0.6 | 0.2 | 0.2 |  | 6 | 1920 | WAT BLQ BLQ BLQ: WAT; N Y Y Y: N; Y Y Y Y: N |  | S |  | N | Industrial Non-CHP | 6 |  | N | N
50136 | North American Energy Services | 54131 | Fortistar North Tonawanda | NY | Niagara | GEN1 | CT | OP | 38.3 | 38.8 | 38.9 |  | 7 | 1993 | WAT BLQ BLQ BLQ: NG; WAT WDS WDS WDS: DFO; N Y Y Y: Y; Y Y Y Y: Y |  | W |  | Y | IPP CHP | 3 | T | N | N | [17 empty] | N
50136 | North American Energy Services | 54131 | Fortistar North Tonawanda | NY | Niagara | GEN2 | CA | OP | 17 | 15.7 | 17 |  | 7 | 1993 | WAT BLQ BLQ BLQ: NG; WAT WDS WDS WDS: DFO; N Y Y Y: N; Y Y Y Y: Y |  | W |  | Y | IPP CHP | 3 | T | N | N | [17 empty] | N
50147 | US Geothermal Inc. | 56317 | Raft River Geothermal Power Plant | ID | CASSIA | 1 | BT | OP | 18 | 10 | 12.2 |  | 1 | 2008 | WAT BLQ BLQ BLQ: GEO; N Y Y Y: N; Y Y Y Y: Y |  | W |  | N | IPP Non-CHP | 2 |  | N | N | [12 empty] | N
50147 | US Geothermal Inc. | 58022 | Neal Hot Springs Geothermal Project | OR | Malheur | NHS1 | BT | OP | 11 | 5.9 | 9.5 |  | 11 | 2012 | WAT BLQ BLQ BLQ: GEO; N Y Y Y: N; Y Y Y Y: Y |  | W | 1 | N | IPP Non-CHP | 2 | [20 empty] | N
50147 | US Geothermal Inc. | 58022 | Neal Hot Springs Geothermal Project | OR | Malheur | NHS2 | BT | OP | 11 | 5.9 | 9.5 |  | 11 | 2012 | WAT BLQ BLQ BLQ: GEO; N Y Y Y: N; Y Y Y Y: Y |  | W | 1 | N | IPP Non-CHP | 2 | [20 empty] | N
50147 | US Geothermal Inc. | 58022 | Neal Hot Springs Geothermal Project | OR | Malheur | NHS3 | BT | OP | 11 | 5.9 | 9.5 |  | 12 | 2012 | WAT BLQ BLQ BLQ: GEO; N Y Y Y: N; Y Y Y Y: Y |  | W | 1 | N | IPP Non-CHP | 2 | [20 empty] | N
50152 | Fauquier Landfill Gas, LLC | 56318 | Fauquier Landfill Gas | VA | FAUQUIER | 1 | IC | OP | 1 | 1 | 1 |  | 3 | 2004 | WAT BLQ BLQ BLQ: LFG; N Y Y Y: N; Y Y Y Y: Y |  | W |  | N | IPP Non-CHP | 2 |  |  | N | [12 empty] | N |  |  |  |  | N
50152 | Fauquier Landfill Gas, LLC | 56318 | Fauquier Landfill Gas | VA | FAUQUIER | 2 | IC | OP | 1 | 1 | 1 |  | 10 | 2004 | WAT BLQ BLQ BLQ: LFG; N Y Y Y: N; Y Y Y Y: Y |  | W |  | N | IPP Non-CHP | 2 |  |  | N | [17 empty] | N
50157 | South Point Energy Center LLC | 55177 | South Point Energy Center | AZ | Mohave | A | CT | OP | 236 | 180 | 193 |  | 3 | 2001 | WAT BLQ BLQ BLQ: NG; N Y Y Y: N; Y Y Y Y: Y |  | W |  | N | IPP Non-CHP | 2 |  |  | N | [17 empty] | N
50157 | South Point Energy Center LLC | 55177 | South Point Energy Center | AZ | Mohave | B | CT | OP | 236 | 180 | 193 |  | 3 | 2001 | WAT BLQ BLQ BLQ: NG; N Y Y Y: N; Y Y Y Y: Y |  | W |  | N | IPP Non-CHP | 2 |  |  | N | [17 empty] | N
50157 | South Point Energy Center LLC | 55177 | South Point Energy Center | AZ | Mohave | ST1 | CA | OP | 236 | 190 | 200 |  | 3 | 2001 | WAT BLQ BLQ BLQ: NG; N Y Y Y: N; Y Y Y Y: Y |  | W |  | N | IPP Non-CHP | 2 |  | Y | N | [17 empty] | N
50158 | Innovative Energy Systems Inc | 56323 | Modern Innovative Energy LLC | NY | Niagara | GEN1 | IC | OP | 1.6 | 1.6 | 1.6 |  | 2 | 2006 | WAT BLQ BLQ BLQ: LFG; N Y Y Y: N; Y Y Y Y: Y |  | S |  | N | IPP Non-CHP | 2 |  | N | N
50158 | Innovative Energy Systems Inc | 56323 | Modern Innovative Energy LLC | NY | Niagara | GEN2 | IC | OP | 1.6 | 1.6 | 1.6 |  | 2 | 2006 | WAT BLQ BLQ BLQ: LFG; N Y Y Y: N; Y Y Y Y: Y |  | S |  | N | IPP Non-CHP | 2 |  | N | N
50158 | Innovative Energy Systems Inc | 56323 | Modern Innovative Energy LLC | NY | Niagara | GEN3 | IC | OP | 1.6 | 1.6 | 1.6 |  | 2 | 2006 | WAT BLQ BLQ BLQ: LFG; N Y Y Y: N; Y Y Y Y: Y |  | S |  | N | IPP Non-CHP | 2 |  | N | N
50158 | Innovative Energy Systems Inc | 56323 | Modern Innovative Energy LLC | NY | Niagara | GEN4 | IC | OP | 1.6 | 1.6 | 1.6 |  | 2 | 2006 | WAT BLQ BLQ BLQ: LFG; N Y Y Y: N; Y Y Y Y: Y |  | S |  | N | IPP Non-CHP | 2 |  | N | N
50158 | Innovative Energy Systems Inc | 56324 | Colonie LFGTE Facility | NY | Albany | GEN1 | IC | OP | 1.6 | 1.6 | 1.6 |  | 2 | 2006 | WAT BLQ BLQ BLQ: LFG; N Y Y Y: N; Y Y Y Y: Y |  | S |  | N | IPP Non-CHP | 2 |  | N | N
50158 | Innovative Energy Systems Inc | 56324 | Colonie LFGTE Facility | NY | Albany | GEN2 | IC | OP | 1.6 | 1.6 | 1.6 |  | 2 | 2006 | WAT BLQ BLQ BLQ: LFG; N Y Y Y: N; Y Y Y Y: Y |  | S |  | N | IPP Non-CHP | 2 |  | N | N
50158 | Innovative Energy Systems Inc | 56324 | Colonie LFGTE Facility | NY | Albany | GEN3 | IC | OP | 1.6 | 1.6 | 1.6 |  | 2 | 2006 | WAT BLQ BLQ BLQ: LFG; N Y Y Y: N; Y Y Y Y: Y |  | S |  | N | IPP Non-CHP | 2 |  | N | N
50158 | Innovative Energy Systems Inc | 56958 | DANC LFGTE Facility | NY | Jefferson | GEN1 | IC | OP | 1.6 | 1.6 | 1.6 |  | 10 | 2008 | WAT BLQ BLQ BLQ: LFG; N Y Y Y: N; Y Y Y Y: Y |  | S |  | N | IPP Non-CHP | 2 |  |  | N
50158 | Innovative Energy Systems Inc | 56958 | DANC LFGTE Facility | NY | Jefferson | GEN2 | IC | OP | 1.6 | 1.6 | 1.6 |  | 10 | 2008 | WAT BLQ BLQ BLQ: LFG; N Y Y Y: N; Y Y Y Y: Y |  | S |  | N | IPP Non-CHP | 2 |  |  | N
50158 | Innovative Energy Systems Inc | 56958 | DANC LFGTE Facility | NY | Jefferson | GEN3 | IC | OP | 1.6 | 1.6 | 1.6 |  | 10 | 2008 | WAT BLQ BLQ BLQ: LFG; N Y Y Y: N; Y Y Y Y: Y |  | S |  | N | IPP Non-CHP | 2 |  |  | N
50158 | Innovative Energy Systems Inc | 56958 | DANC LFGTE Facility | NY | Jefferson | GEN4 | IC | OP | 1.6 | 1.6 | 1.6 |  | 4 | 2012 | WAT BLQ BLQ BLQ: LFG; N Y Y Y: N; Y Y Y Y: Y |  | S |  | N | IPP Non-CHP | 2 |  |  | N | [17 empty] | N |  |  | N
50158 | Innovative Energy Systems Inc | 56986 | Clinton LFGTE Facility | NY | Clinton | GEN1 | IC | OP | 1.6 | 1.6 | 1.6 |  | 10 | 2008 | WAT BLQ BLQ BLQ: LFG; N Y Y Y: N; Y Y Y Y: Y |  | W |  | N | IPP Non-CHP | 2 |  |  | N
50158 | Innovative Energy Systems Inc | 56986 | Clinton LFGTE Facility | NY | Clinton | GEN2 | IC | OP | 1.6 | 1.6 | 1.6 |  | 10 | 2008 | WAT BLQ BLQ BLQ: LFG; N Y Y Y: N; Y Y Y Y: Y |  | W |  | N | IPP Non-CHP | 2 |  |  | N
50158 | Innovative Energy Systems Inc | 56986 | Clinton LFGTE Facility | NY | Clinton | GEN3 | IC | OP | 1.6 | 1.6 | 1.6 |  | 10 | 2008 | WAT BLQ BLQ BLQ: LFG; N Y Y Y: N; Y Y Y Y: Y |  | W |  | N | IPP Non-CHP | 2 |  |  | N
50158 | Innovative Energy Systems Inc | 56986 | Clinton LFGTE Facility | NY | Clinton | GEN4 | IC | OP | 1.6 | 1.6 | 1.6 |  | 8 | 2009 | WAT BLQ BLQ BLQ: LFG; N Y Y Y: N; Y Y Y Y: Y |  | W |  | N | IPP Non-CHP | 2 |  |  | N
50158 | Innovative Energy Systems Inc | 56987 | Hyland LFGTE Facility | NY | Allegheny | GEN1 | IC | OP | 1.6 | 1.6 | 1.6 |  | 8 | 2008 | WAT BLQ BLQ BLQ: LFG; N Y Y Y: N; Y Y Y Y: Y |  | W |  | N | IPP Non-CHP | 2 |  |  | N
50158 | Innovative Energy Systems Inc | 56987 | Hyland LFGTE Facility | NY | Allegheny | GEN2 | IC | OP | 1.6 | 1.6 | 1.6 |  | 8 | 2008 | WAT BLQ BLQ BLQ: LFG; N Y Y Y: N; Y Y Y Y: Y |  | W |  | N | IPP Non-CHP | 2 |  |  | N
50158 | Innovative Energy Systems Inc | 56987 | Hyland LFGTE Facility | NY | Allegheny | GEN3 | IC | OP | 1.6 | 1.6 | 1.6 |  | 8 | 2008 | WAT BLQ BLQ BLQ: LFG; N Y Y Y: N; Y Y Y Y: Y |  | W |  | N | IPP Non-CHP | 2 |  |  | N
50158 | Innovative Energy Systems Inc | 57003 | Fulton LFGTE Facility | NY | Fulton | GEN1 | IC | OP | 1.6 | 1.6 | 1.6 |  | 6 | 2010 | WAT BLQ BLQ BLQ: LFG; N Y Y Y: N; Y Y Y Y: Y |  | S |  | N | IPP Non-CHP | 2 |  |  | N
50158 | Innovative Energy Systems Inc | 57003 | Fulton LFGTE Facility | NY | Fulton | GEN2 | IC | OP | 1.6 | 1.6 | 1.6 |  | 6 | 2010 | WAT BLQ BLQ BLQ: LFG; N Y Y Y: N; Y Y Y Y: Y |  | S |  | N | IPP Non-CHP | 2 |  |  | N
50158 | Innovative Energy Systems Inc | 57186 | Chautauqua LFGTE Facility | NY | Chautauqua | GEN1 | IC | OP | 1.6 | 1.6 | 1.6 |  | 2 | 2010 | WAT BLQ BLQ BLQ: LFG; N Y Y Y: N; Y Y Y Y: Y |  | W |  | N | IPP Non-CHP | 2 |  |  | N
50158 | Innovative Energy Systems Inc | 57186 | Chautauqua LFGTE Facility | NY | Chautauqua | GEN2 | IC | OP | 1.6 | 1.6 | 1.6 |  | 2 | 2010 | WAT BLQ BLQ BLQ: LFG; N Y Y Y: N; Y Y Y Y: Y |  | W |  | N | IPP Non-CHP | 2 |  |  | N
50158 | Innovative Energy Systems Inc | 57186 | Chautauqua LFGTE Facility | NY | Chautauqua | GEN3 | IC | OP | 1.6 | 1.6 | 1.6 |  | 2 | 2010 | WAT BLQ BLQ BLQ: LFG; N Y Y Y: N; Y Y Y Y: Y |  | W |  | N | IPP Non-CHP | 2 |  |  | N
50158 | Innovative Energy Systems Inc | 57186 | Chautauqua LFGTE Facility | NY | Chautauqua | GEN4 | IC | OP | 1.6 | 1.6 | 1.6 |  | 2 | 2010 | WAT BLQ BLQ BLQ: LFG; N Y Y Y: N; Y Y Y Y: Y |  | W |  | N | IPP Non-CHP | 2 |  |  | N
50158 | Innovative Energy Systems Inc | 57186 | Chautauqua LFGTE Facility | NY | Chautauqua | GEN5 | IC | OP | 1.6 | 1.6 | 1.6 |  | 7 | 2011 | WAT BLQ BLQ BLQ: LFG; N Y Y Y: N; Y Y Y Y: Y |  | W |  | N | IPP Non-CHP | 2
50158 | Innovative Energy Systems Inc | 57186 | Chautauqua LFGTE Facility | NY | Chautauqua | GEN6 | IC | OP | 1.6 | 1.6 | 1.6 |  | 7 | 2011 | WAT BLQ BLQ BLQ: LFG; WAT WDS WDS WDS: LFG; N Y Y Y: N; Y Y Y Y: Y |  | W |  | N | IPP Non-CHP | 2
50158 | Innovative Energy Systems Inc | 58295 | SREC Bath LFGTE | NY | Steuben | GEN1 | IC | OP | 1.6 | 1.6 | 1.6 |  | 11 | 2010 | WAT BLQ BLQ BLQ: LFG; N Y Y Y: N; Y Y Y Y: Y |  | W |  | N | IPP Non-CHP | 2 |  |  | N
50158 | Innovative Energy Systems Inc | 58295 | SREC Bath LFGTE | NY | Steuben | GEN2 | IC | OP | 1.6 | 1.6 | 1.6 |  | 11 | 2010 | WAT BLQ BLQ BLQ: LFG; N Y Y Y: N; Y Y Y Y: Y |  | W |  | N | IPP Non-CHP | 2 |  |  | N
50160 | Pedricktown Cogeneration Company LP | 10099 | Pedricktown Cogeneration Company LP | NJ | Salem | GEN1 | CT | OP | 92.1 | 79 | 91.2 |  | 3 | 1992 | NG | KER | KER |  |  |  | Y | Y | Y | W |  | Y | IPP CHP | 3 | T | N | N | [17 empty] | N
50160 | Pedricktown Cogeneration Company LP | 10099 | Pedricktown Cogeneration Company LP | NJ | Salem | GEN2 | CA | OP | 42.4 | 38.9 | 39.3 |  | 3 | 1992 | WAT BLQ BLQ BLQ: NG; N Y Y Y: N; Y Y Y Y: Y | Y | W |  | Y | IPP CHP | 3 | T | Y | N | [17 empty] | N
50161 | FirstEnergy Nuclear Operating Company | 6020 | Perry | OH | Lake | 1 | ST | OP | 1311.6 | 1240 | 1268 |  | 11 | 1987 | WAT BLQ BLQ BLQ: NUC; N Y Y Y: N; Y Y Y Y: Y |  | W |  | N | IPP Non-CHP | 2 |  | N | Y | 16 | 16 | 5 | 2013 | [8 empty] | N |  |  |  |  | N
50161 | FirstEnergy Nuclear Operating Company | 6040 | Beaver Valley | PA | Beaver | 1 | ST | OP | 923.4 | 892 | 911 |  | 9 | 1976 | WAT BLQ BLQ BLQ: NUC; N Y Y Y: N; Y Y Y Y: Y |  | W |  | N | IPP Non-CHP | 2 |  | N | Y | 29 | 29 | 12 | 2013 | [8 empty] | N |  |  |  |  | N
50161 | FirstEnergy Nuclear Operating Company | 6040 | Beaver Valley | PA | Beaver | 2 | ST | OP | 923.4 | 914 | 933 |  | 11 | 1987 | WAT BLQ BLQ BLQ: NUC; N Y Y Y: N; Y Y Y Y: Y |  | W |  | N | IPP Non-CHP | 2 |  | N | N | 29 | 29 | [15 empty] | N
50161 | FirstEnergy Nuclear Operating Company | 6149 | Davis Besse | OH | Ottawa | 1 | ST | OP | 925.2 | 894 | 908 |  | 11 | 1977 | WAT BLQ BLQ BLQ: NUC; N Y Y Y: N; Y Y Y Y: Y |  | W |  | N | IPP Non-CHP | 2 |  | N | N | [12 empty] | N |  |  |  |  | N
50163 | Valero Energy Corporation | 52108 | Valero Energy Port Arthur Refinery | TX | JEFFERSON | GEN1 | CT | OP | 17.2 | 14 | 15 |  | 6 | 1975 | WAT BLQ BLQ BLQ: NG; N Y Y Y: N; Y Y Y Y: Y |  | S |  | Y | Industrial CHP | 7 | T | N | N | [15 empty] | 7 | 2014 | N
50163 | Valero Energy Corporation | 52108 | Valero Energy Port Arthur Refinery | TX | JEFFERSON | GEN2 | CT | OS | 13.7 | 12 | 14 |  | 6 | 1966 | WAT BLQ BLQ BLQ: NG; N Y Y Y: N; Y Y Y Y: Y |  | S |  | Y | Industrial CHP | 7 | T | N | N | [15 empty] | 7 | 2014 | N
50163 | Valero Energy Corporation | 52108 | Valero Energy Port Arthur Refinery | TX | JEFFERSON | GEN4 | CA | OS | 10 | 10 | 10 |  | 6 | 1943 | [9 empty] | S |  | Y | Industrial CHP | 7 | T | Y | N | [15 empty] | 7 | 2014 | N | bar: WAT BLQ BLQ BLQ; N Y Y Y to Y Y Y Y
50163 | Valero Energy Corporation | 52108 | Valero Energy Port Arthur Refinery | TX | JEFFERSON | GEN5 | CA | OS | 10 | 10 | 10 |  | 6 | 1928 | WAT BLQ BLQ BLQ: OG; N Y Y Y: N; Y Y Y Y: Y | Y | S |  | Y | Industrial CHP | 7 | T | Y | N | [15 empty] | 7 | 2014 | N
50163 | Valero Energy Corporation | 52108 | Valero Energy Port Arthur Refinery | TX | JEFFERSON | GEN6 | CA | OS | 10 | 10 | 10 |  | 6 | 1954 | WAT BLQ BLQ BLQ: OG; N Y Y Y: N; Y Y Y Y: Y |  | S |  | Y | Industrial CHP | 7 | T | Y | N | [15 empty] | 7 | 2014 | N
50163 | Valero Energy Corporation | 52108 | Valero Energy Port Arthur Refinery | TX | JEFFERSON | GEN7 | CA | OS | 10 | 10 | 10 |  | 6 | 1951 | WAT BLQ BLQ BLQ: OG; N Y Y Y: N; Y Y Y Y: Y |  | S |  | Y | Industrial CHP | 7 | T | Y | N | [15 empty] | 7 | 2014 | N
50166 | Crete Energy Venture LLC | 55253 | Crete Energy Venture LLC | IL | Will | GT1 | GT | OP | 89 | 75 | 87.2 |  | 5 | 2002 | WAT BLQ BLQ BLQ: NG; N Y Y Y: N; Y Y Y Y: Y |  | S |  | N | IPP Non-CHP | 2 |  | N | N | [17 empty] | N
50166 | Crete Energy Venture LLC | 55253 | Crete Energy Venture LLC | IL | Will | GT2 | GT | OP | 89 | 75 | 87.2 |  | 5 | 2002 | WAT BLQ BLQ BLQ: NG; N Y Y Y: N; Y Y Y Y: Y |  | S |  | N | IPP Non-CHP | 2 |  | N | N | [17 empty] | N
50166 | Crete Energy Venture LLC | 55253 | Crete Energy Venture LLC | IL | Will | GT3 | GT | OP | 89 | 75 | 87.2 |  | 5 | 2002 | WAT BLQ BLQ BLQ: NG; N Y Y Y: N; Y Y Y Y: Y |  | S |  | N | IPP Non-CHP | 2 |  | N | N | [17 empty] | N
50166 | Crete Energy Venture LLC | 55253 | Crete Energy Venture LLC | IL | Will | GT4 | GT | OP | 89 | 75 | 87.2 |  | 5 | 2002 | WAT BLQ BLQ BLQ: NG; N Y Y Y: N; Y Y Y Y: Y |  | S |  | N | IPP Non-CHP | 2 |  | N | N | [17 empty] | N
50168 | Maxim Power (USA) Inc | 7138 | Forked River | NJ | Ocean | 1 | GT | OP | 38.4 | 34 | 44 |  | 6 | 1989 | WAT BLQ BLQ BLQ: NG; WAT WDS WDS WDS: DFO; N Y Y Y: Y; Y Y Y Y: Y |  | S |  | N | IPP Non-CHP | 2 |  | N | N | [17 empty] | N
50168 | Maxim Power (USA) Inc | 7138 | Forked River | NJ | Ocean | 2 | GT | OP | 38.4 | 31 | 41 |  | 7 | 1989 | WAT BLQ BLQ BLQ: NG; WAT WDS WDS WDS: DFO; N Y Y Y: Y; Y Y Y Y: Y |  | S |  | N | IPP Non-CHP | 2 |  | N | N | [17 empty] | N
50168 | Maxim Power (USA) Inc | 50498 | Capital District Energy Center | CT | Hartford | GTG | CT | SB | 44.1 | 31.9 | 34.9 |  | 10 | 1988 | WAT BLQ BLQ BLQ: NG; WAT WDS WDS WDS: DFO; N Y Y Y: Y; Y Y Y Y: Y | Y | S |  | Y | IPP CHP | 3 | T | N | N | [17 empty] | N
50168 | Maxim Power (USA) Inc | 50498 | Capital District Energy Center | CT | Hartford | STG | CA | SB | 34.1 | 23.3 | 21.9 |  | 10 | 1988 | WAT BLQ BLQ BLQ: NG; N Y Y Y: N; Y Y Y Y: Y | Y | S |  | Y | IPP CHP | 3 | T | Y | N | [17 empty] | N
54679 | BP Piney & Deep Creek LLC | 1567 | Deep Creek | MD | Garrett | 1 | HY | OP | 10 | 9 | 9 |  | 7 | 1925 | WAT BLQ BLQ BLQ: WAT; N Y Y Y: N; Y Y Y Y: Y |  | S |  | N | IPP Non-CHP | 2 |  | N | N | [17 empty] | N
54679 | BP Piney & Deep Creek LLC | 1567 | Deep Creek | MD | Garrett | 2 | HY | OP | 10 | 9 | 9 |  | 7 | 1925 | WAT BLQ BLQ BLQ: WAT; N Y Y Y: N; Y Y Y Y: Y |  | S |  | N | IPP Non-CHP | 2 |  | N | N | [17 empty] | N
54679 | BP Piney & Deep Creek LLC | 3124 | Piney | PA | Clarion | 1 | HY | OP | 10 | 9 | 9 |  | 6 | 1924 | WAT BLQ BLQ BLQ: WAT; N Y Y Y: N; Y Y Y Y: Y |  | S |  | N | IPP Non-CHP | 2 |  | N | N | [17 empty] | N
54679 | BP Piney & Deep Creek LLC | 3124 | Piney | PA | Clarion | 2 | HY | OP | 10 | 9 | 9 |  | 7 | 1924 | WAT BLQ BLQ BLQ: WAT; N Y Y Y: N; Y Y Y Y: Y |  | S |  | N | IPP Non-CHP | 2 |  | N | N | [17 empty] | N
54679 | BP Piney & Deep Creek LLC | 3124 | Piney | PA | Clarion | 3 | HY | OP | 10 | 9 | 10 |  | 2 | 1928 | WAT BLQ BLQ BLQ: WAT; N Y Y Y: N; Y Y Y Y: Y |  | S |  | N | IPP Non-CHP | 2 |  | N | N | [17 empty] | N
54680 | San Joaquin LLC | 50062 | San Joaquin Cogen | CA | San Joaquin | GEN1 | GT | OP | 46 | 48 | 48 |  | 1 | 1990 | WAT BLQ BLQ BLQ: NG; N Y Y Y: N; Y Y Y Y: Y |  | W |  | N | IPP Non-CHP | 2 |  | N | N | [17 empty] | N
54683 | Maverick Cty Water Control & Improvement | 3437 | Eagle Pass | TX | Maverick | 1 | HY | OP | 3.2 | 2 | 2 |  | 8 | 1932 | WAT BLQ BLQ BLQ: WAT; N Y Y Y: N; Y Y Y Y: Y |  | S | 0 | N | IPP Non-CHP | 2 |  | N | N | [12 empty] | N |  |  |  |  | N
54683 | Maverick Cty Water Control & Improvement | 3437 | Eagle Pass | TX | Maverick | 2 | HY | OP | 3.2 | 2 | 2 |  | 8 | 1932 | WAT BLQ BLQ BLQ: WAT; N Y Y Y: N; Y Y Y Y: Y |  | S | 0 | N | IPP Non-CHP | 2 |  | N | N | [12 empty] | N |  |  |  |  | N
54683 | Maverick Cty Water Control & Improvement | 3437 | Eagle Pass | TX | Maverick | 3 | HY | OP | 3.2 | 2 | 2 |  | 8 | 1932 | WAT BLQ BLQ BLQ: WAT; N Y Y Y: N; Y Y Y Y: Y |  | S | 0 | N | IPP Non-CHP | 2 |  | N | N | [12 empty] | N |  |  |  |  | N
54684 | Flat Rock Windpower, LLC | 56290 | Maple Ridge Wind Farm | NY | Lewis | 1 | WT | OP | 137 | 137 | 137 |  | 12 | 2005 | WAT BLQ BLQ BLQ: WND; N Y Y Y: N; Y Y Y Y: Y |  | J | 83 | N | IPP Non-CHP | 2 |  | N | N | [17 empty] | N
54684 | Flat Rock Windpower, LLC | 56290 | Maple Ridge Wind Farm | NY | Lewis | 1A | WT | OP | 61 | 61 | 61 |  | 1 | 2006 | WAT BLQ BLQ BLQ: WND; N Y Y Y: N; Y Y Y Y: Y |  | J | 37 | N | IPP Non-CHP | 2 |  | N | N
54684 | Flat Rock Windpower, LLC | 56290 | Maple Ridge Wind Farm | NY | Lewis | 2 | WT | OP | 33 | 33 | 33 |  | 6 | 2006 | WAT BLQ BLQ BLQ: WND; N Y Y Y: N; Y Y Y Y: Y |  | J | 20 | N | IPP Non-CHP | 2 |  | N | N
54684 | Flat Rock Windpower, LLC | 56290 | Maple Ridge Wind Farm | NY | Lewis | 3 | WT | OP | 91 | 91 | 91 |  | 12 | 2006 | WAT BLQ BLQ BLQ: WND; N Y Y Y: N; Y Y Y Y: Y |  | J | 55 | N | IPP Non-CHP | 2 |  |  | N
54686 | Gauley River Power Partners LP | 56333 | Gauley River Power Partners | WV | Nicholas | GEN1 | HY | OP | 40 | 40 | 25 |  | 7 | 2001 | WAT BLQ BLQ BLQ: WAT; N Y Y Y: N; Y Y Y Y: Y |  | S |  | N | IPP Non-CHP | 2 |  |  | N
54686 | Gauley River Power Partners LP | 56333 | Gauley River Power Partners | WV | Nicholas | GEN2 | HY | OP | 40 | 40 | 25 |  | 7 | 2001 | WAT BLQ BLQ BLQ: WAT; N Y Y Y: N; Y Y Y Y: Y |  | S |  | N | IPP Non-CHP | 2 |  |  | N
54690 | Western Renewable Energy LLC | 56358 | Western Renewable Energy | AZ | APACHE | 1 | ST | OS | 3 | 2.5 | 2.5 |  | 2 | 2004 | WAT BLQ BLQ BLQ: WDS; N Y Y Y: N; Y Y Y Y: Y |  | S |  | N | IPP Non-CHP | 2 |  |  | N | [17 empty] | N | [6 empty] | DFO
54692 | Calpine Operating Services Company, Inc. | 55242 | Santa Rosa Energy Center | FL | Santa Rosa | CT01 | CT | OP | 200 | 161.4 | 173.4 |  | 6 | 2003 | WAT BLQ BLQ BLQ: NG; N Y Y Y: N; Y Y Y Y: Y |  | S |  | Y | IPP CHP | 3 | T | N | N | [17 empty] | N
54692 | Calpine Operating Services Company, Inc. | 55242 | Santa Rosa Energy Center | FL | Santa Rosa | ST01 | CA | OP | 74.5 | 74.5 | 74.5 |  | 6 | 2003 | WAT BLQ BLQ BLQ: NG; N Y Y Y: N; Y Y Y Y: Y |  | S |  | Y | IPP CHP | 3 | T | N | N | [17 empty] | N
54693 | Osprey Energy Center | 55412 | Osprey Energy Center Power Plant | FL | Polk | OEC1 | CT | OP | 192.1 | 175 | 180 |  | 5 | 2004 | WAT BLQ BLQ BLQ: NG; N Y Y Y: N; Y Y Y Y: Y |  | W |  | N | IPP Non-CHP | 2 |  | N | N | [17 empty] | N
54693 | Osprey Energy Center | 55412 | Osprey Energy Center Power Plant | FL | Polk | OEC2 | CT | OP | 192.1 | 175 | 180 |  | 5 | 2004 | WAT BLQ BLQ BLQ: NG; N Y Y Y: N; Y Y Y Y: Y |  | W |  | N | IPP Non-CHP | 2 |  | N | N | [17 empty] | N
54693 | Osprey Energy Center | 55412 | Osprey Energy Center Power Plant | FL | Polk | OECS | CA | OP | 260 | 240 | 240 |  | 5 | 2004 | WAT BLQ BLQ BLQ: NG; N Y Y Y: N; Y Y Y Y: Y |  | W |  | N | IPP Non-CHP | 2 |  | Y | N | [17 empty] | N
54696 | Little Mac Power Company | 10049 | Little Mac Project | ID | TWIN FALLS | 1 | HY | OP | 0.3 | 0.3 | 0.3 |  | 5 | 1984 | WAT BLQ BLQ BLQ: WAT; N Y Y Y: N; Y Y Y Y: Y |  | S | 0 | N | IPP Non-CHP | 2 |  | N | N | [12 empty] | N
54696 | Little Mac Power Company | 10049 | Little Mac Project | ID | TWIN FALLS | 2 | HY | OP | 0.4 | 0.4 | 0.4 |  | 5 | 1984 | WAT BLQ BLQ BLQ: WAT; N Y Y Y: N; Y Y Y Y: Y |  | S | 0 | N | IPP Non-CHP | 2 |  | N | N
54696 | Little Mac Power Company | 10049 | Little Mac Project | ID | TWIN FALLS | 3 | HY | OP | 0.4 | 0.4 | 0.4 |  | 5 | 1984 | WAT BLQ BLQ BLQ: WAT; N Y Y Y: N; Y Y Y Y: Y |  | S | 0 | N | IPP Non-CHP | 2 |  | N | N
54696 | Little Mac Power Company | 10049 | Little Mac Project | ID | TWIN FALLS | 4 | HY | OP | 0.4 | 0.4 | 0.4 |  | 5 | 1984 | WAT BLQ BLQ BLQ: WAT; N Y Y Y: N; Y Y Y Y: Y |  | S | 0 | N | IPP Non-CHP | 2 |  | N | N
54699 | Solo Cup Co | 56040 | Solo Cup Co | MD | Baltimore | 1 | IC | OS | 5.6 | 5.6 | 5.6 |  | 6 | 2002 | WAT BLQ BLQ BLQ: NG; N Y Y Y: N; Y Y Y Y: Y |  | J |  | Y | IPP CHP | 3 | T | N | N
54699 | Solo Cup Co | 56040 | Solo Cup Co | MD | Baltimore | 2 | IC | OS | 5.6 | 5.6 | 5.6 |  | 6 | 2002 | WAT BLQ BLQ BLQ: NG; N Y Y Y: N; Y Y Y Y: Y |  | J |  | Y | IPP CHP | 3 | T | N | N
54700 | Paris Generation LP | 50109 | Paris Energy Center | TX | Lamar | GEN1 | CT | OP | 80 | 78 | 91 |  | 7 | 1989 | WAT BLQ BLQ BLQ: NG; WAT WDS WDS WDS: DFO; N Y Y Y: Y; Y Y Y Y: Y |  | S |  | N | IPP Non-CHP | 2 |  | N | N | [17 empty] | N
54700 | Paris Generation LP | 50109 | Paris Energy Center | TX | Lamar | GEN2 | CT | OP | 80 | 82 | 94 |  | 7 | 1989 | WAT BLQ BLQ BLQ: NG; WAT WDS WDS WDS: DFO; N Y Y Y: Y; Y Y Y Y: Y |  | S |  | N | IPP Non-CHP | 2 |  | N | N | [17 empty] | N
54700 | Paris Generation LP | 50109 | Paris Energy Center | TX | Lamar | GEN3 | CA | OP | 90 | 78 | 78 |  | 12 | 1989 | WAT BLQ BLQ BLQ: NG; WAT WDS WDS WDS: DFO; N Y Y Y: N; Y Y Y Y: Y |  | S |  | N | IPP Non-CHP | 2 |  | Y | N | [17 empty] | N
54704 | Metropolitan Pier and Exposition Auth | 55067 | MPEA Energy Center | IL | Cook | GEN1 | GT | SB | 1.1 | 1.1 | 1.1 |  | 1 | 1997 | [8 empty] | Y | S |  | Y | IPP CHP | 3 | B | N | N | [17 empty] | N | bar: WAT BLQ BLQ BLQ; N Y Y Y to Y Y Y Y
54704 | Metropolitan Pier and Exposition Auth | 55067 | MPEA Energy Center | IL | Cook | GEN2 | GT | SB | 1.1 | 1.1 | 1.1 |  | 1 | 1997 | [8 empty] | Y | S |  | Y | IPP CHP | 3 | B | N | N | [17 empty] | N | bar: WAT BLQ BLQ BLQ; N Y Y Y to Y Y Y Y
54704 | Metropolitan Pier and Exposition Auth | 55067 | MPEA Energy Center | IL | Cook | GEN3 | GT | SB | 1.1 | 1.1 | 1.1 |  | 1 | 1997 | [8 empty] | Y | S |  | Y | IPP CHP | 3 | B | N | N | [17 empty] | N | bar: WAT BLQ BLQ BLQ; N Y Y Y to Y Y Y Y
54704 | Metropolitan Pier and Exposition Auth | 55067 | MPEA Energy Center | IL | Cook | GEN4 | IC | SB | 2 | 2 | 2 |  | 3 | 2010 | WAT BLQ BLQ BLQ: DFO; N Y Y Y: N; Y Y Y Y: N | N | S |  | N | IPP CHP | 3 |  | N | N | [17 empty] | N
54704 | Metropolitan Pier and Exposition Auth | 55067 | MPEA Energy Center | IL | Cook | GEN5 | IC | SB | 2 | 2 | 2 |  | 3 | 2010 | WAT BLQ BLQ BLQ: DFO; N Y Y Y: N; Y Y Y Y: N | N | S |  | N | IPP CHP | 3 |  | N | N
54704 | Metropolitan Pier and Exposition Auth | 55067 | MPEA Energy Center | IL | Cook | GEN6 | IC | SB | 2 | 2 | 2 |  | 3 | 2010 | WAT BLQ BLQ BLQ: DFO; N Y Y Y: N; Y Y Y Y: N | N | S |  | N | IPP CHP | 3 |  | N | N
54705 | Seadrift Coke L P | 10167 | Seadrift Coke LP | TX | Calhoun | GEN1 | ST | OP | 7.6 | 7.6 | 7.6 |  | 11 | 1983 | [8 empty] | Y | S |  | Y | Industrial CHP | 7 | B | N | N | [17 empty] | N |  |  | Y |  |  |  | NG | OG | bar: WAT BLQ BLQ BLQ; N Y Y Y to Y Y Y Y
54707 | Blue Canyon Windpower II LLC | 56335 | Blue Canyon Windpower II | OK | Comanche | EW2 | WT | OP | 151 | 151 | 151 |  | 12 | 2005 | WAT BLQ BLQ BLQ: WND; N Y Y Y: N; Y Y Y Y: Y | N | S | 84 | N | IPP Non-CHP | 2 |  |  | N
54709 | High Trail Wind Farm LLC | 56338 | High Trail Wind Farm LLC | IL | McLean | 1 | WT | OP | 198 | 198 | 198 |  | 3 | 2007 | WAT BLQ BLQ BLQ: WND; N Y Y Y: N; Y Y Y Y: Y |  | S | 120 | N | IPP Non-CHP | 2 |  |  | N
54710 | Golden State Water Company | 56346 | Bear Valley Power Plant | CA | San Bernardino | ICE1 | IC | OP | 1.2 | 1.1 | 1.1 |  | 1 | 2005 | [9 empty] | S |  | N | Electric Utility | 1 |  |  | N | [12 empty] | N |  |  |  |  | N | bar: WAT BLQ BLQ BLQ; N Y Y Y to Y Y Y Y
54710 | Golden State Water Company | 56346 | Bear Valley Power Plant | CA | San Bernardino | ICE2 | IC | OP | 1.2 | 1.1 | 1.1 |  | 1 | 2005 | [9 empty] | S |  | N | Electric Utility | 1 |  |  | N | [12 empty] | N |  |  |  |  | N | bar: WAT BLQ BLQ BLQ; N Y Y Y to Y Y Y Y
54710 | Golden State Water Company | 56346 | Bear Valley Power Plant | CA | San Bernardino | ICE3 | IC | OP | 1.2 | 1.1 | 1.1 |  | 1 | 2005 | [9 empty] | S |  | N | Electric Utility | 1 |  |  | N | [12 empty] | N |  |  |  |  | N | bar: WAT BLQ BLQ BLQ; N Y Y Y to Y Y Y Y
54710 | Golden State Water Company | 56346 | Bear Valley Power Plant | CA | San Bernardino | ICE4 | IC | OP | 1.2 | 1.1 | 1.1 |  | 1 | 2005 | [9 empty] | S |  | N | Electric Utility | 1 |  |  | N | [12 empty] | N |  |  |  |  | N | bar: WAT BLQ BLQ BLQ; N Y Y Y to Y Y Y Y
54710 | Golden State Water Company | 56346 | Bear Valley Power Plant | CA | San Bernardino | ICE5 | IC | OP | 1.2 | 1.1 | 1.1 |  | 1 | 2005 | [9 empty] | S |  | N | Electric Utility | 1 |  |  | N | [12 empty] | N |  |  |  |  | N | bar: WAT BLQ BLQ BLQ; N Y Y Y to Y Y Y Y
54710 | Golden State Water Company | 56346 | Bear Valley Power Plant | CA | San Bernardino | ICE6 | IC | OP | 1.2 | 1.1 | 1.1 |  | 1 | 2005 | [9 empty] | S |  | N | Electric Utility | 1 |  |  | N | [12 empty] | N |  |  |  |  | N | bar: WAT BLQ BLQ BLQ; N Y Y Y to Y Y Y Y
54710 | Golden State Water Company | 56346 | Bear Valley Power Plant | CA | San Bernardino | ICE7 | IC | OP | 1.2 | 1.1 | 1.1 |  | 1 | 2005 | [9 empty] | S |  | N | Electric Utility | 1 |  |  | N | [12 empty] | N |  |  |  |  | N | bar: WAT BLQ BLQ BLQ; N Y Y Y to Y Y Y Y
54713 | Chevron USA Inc | 50751 | Southeast Kern River Cogen | CA | Kern | GTG1 | GT | OP | 24 | 20.8 | 21.7 |  | 2 | 1989 | WAT BLQ BLQ BLQ: NG; N Y Y Y: N; Y Y Y Y: Y |  | S |  | Y | Industrial CHP | 7 | T | N | N | [17 empty] | N
54713 | Chevron USA Inc | 50751 | Southeast Kern River Cogen | CA | Kern | GTG2 | GT | OS | 3.4 | 3 | 3.2 |  | 2 | 1989 | WAT BLQ BLQ BLQ: NG; N Y Y Y: N; Y Y Y Y: Y |  | S |  | Y | Industrial CHP | 7 | T | N | N | [17 empty] | N
54713 | Chevron USA Inc | 50751 | Southeast Kern River Cogen | CA | Kern | GTG3 | GT | OS | 3.4 | 3 | 3.2 |  | 2 | 1989 | WAT BLQ BLQ BLQ: NG; N Y Y Y: N; Y Y Y Y: Y |  | S |  | Y | Industrial CHP | 7 | T | N | N | [17 empty] | N
54713 | Chevron USA Inc | 52076 | McKittrick Cogen | CA | KERN | UNIT1 | GT | OP | 6 | 4.8 | 5.2 |  | 6 | 2012 | WAT BLQ BLQ BLQ: NG; N Y Y Y: N; Y Y Y Y: Y |  | S |  | Y | Industrial CHP | 7 | T | N | N | [17 empty] | N
54713 | Chevron USA Inc | 52076 | McKittrick Cogen | CA | KERN | UNIT2 | GT | OP | 6 | 4.8 | 5.2 |  | 6 | 2012 | WAT BLQ BLQ BLQ: NG; N Y Y Y: N; Y Y Y Y: Y |  | S |  | Y | Industrial CHP | 7 | T | N | N | [17 empty] | N
54713 | Chevron USA Inc | 52078 | North Midway Cogen | CA | Kern | GEN7 | GT | OS | 3.5 | 3 | 3.2 |  | 10 | 1986 | WAT BLQ BLQ BLQ: NG; N Y Y Y: N; Y Y Y Y: Y |  | S |  | Y | Industrial CHP | 7 | T | N | N | [17 empty] | N
54713 | Chevron USA Inc | 52078 | North Midway Cogen | CA | Kern | GEN8 | GT | OS | 3.5 | 3 | 3.2 |  | 10 | 1986 | WAT BLQ BLQ BLQ: NG; N Y Y Y: N; Y Y Y Y: Y |  | S |  | Y | Industrial CHP | 7 | T | N | N | [17 empty] | N
54713 | Chevron USA Inc | 52078 | North Midway Cogen | CA | Kern | GEN9 | GT | OS | 3.5 | 3 | 3.2 |  | 10 | 1986 | WAT BLQ BLQ BLQ: NG; N Y Y Y: N; Y Y Y Y: Y |  | S |  | Y | Industrial CHP | 7 | T | N | N | [17 empty] | N
54713 | Chevron USA Inc | 52081 | Cymric 31X Cogen | CA | Kern | TG1 | GT | OP | 3.4 | 2.7 | 2.9 |  | 10 | 1988 | WAT BLQ BLQ BLQ: NG; N Y Y Y: N; Y Y Y Y: Y |  | S |  | Y | Industrial CHP | 7 | T | N | N | [17 empty] | N
54713 | Chevron USA Inc | 52081 | Cymric 31X Cogen | CA | Kern | TG2 | GT | OP | 3.4 | 2.7 | 2.9 |  | 10 | 1988 | WAT BLQ BLQ BLQ: NG; N Y Y Y: N; Y Y Y Y: Y |  | S |  | Y | Industrial CHP | 7 | T | N | N | [17 empty] | N
54713 | Chevron USA Inc | 52082 | Cymric 6Z Cogen | CA | Kern | TG1 | GT | OP | 3.4 | 2.7 | 2.9 |  | 7 | 1986 | WAT BLQ BLQ BLQ: NG; N Y Y Y: N; Y Y Y Y: Y |  | S |  | Y | Industrial CHP | 7 | T | N | N | [17 empty] | N
54713 | Chevron USA Inc | 52082 | Cymric 6Z Cogen | CA | Kern | TG2 | GT | OP | 3.4 | 2.7 | 2.9 |  | 7 | 1986 | WAT BLQ BLQ BLQ: NG; N Y Y Y: N; Y Y Y Y: Y |  | S |  | Y | Industrial CHP | 7 | T | N | N | [17 empty] | N
54713 | Chevron USA Inc | 52083 | Coalinga 6C Cogen | CA | Fresno | TG1 | GT | OS | 3.4 | 2.7 | 2.9 |  | 9 | 1989 | WAT BLQ BLQ BLQ: NG; N Y Y Y: N; Y Y Y Y: Y |  | S |  | Y | Industrial CHP | 7 | T | N | N | [17 empty] | N
54713 | Chevron USA Inc | 52083 | Coalinga 6C Cogen | CA | Fresno | TG2 | GT | OS | 3.4 | 2.7 | 2.9 |  | 9 | 1989 | WAT BLQ BLQ BLQ: NG; N Y Y Y: N; Y Y Y Y: Y |  | S |  | Y | Industrial CHP | 7 | T | N | N | [17 empty] | N
54713 | Chevron USA Inc | 52085 | Taft 26C Cogen | CA | Kern | TG1 | GT | OP | 3.1 | 2.7 | 2.9 |  | 7 | 1982 | WAT BLQ BLQ BLQ: NG; N Y Y Y: N; Y Y Y Y: Y |  | S |  | Y | Industrial CHP | 7 | T | N | N | [17 empty] | N
54713 | Chevron USA Inc | 52085 | Taft 26C Cogen | CA | Kern | TG2 | GT | OP | 3.1 | 2.7 | 2.9 |  | 7 | 1982 | WAT BLQ BLQ BLQ: NG; N Y Y Y: N; Y Y Y Y: Y |  | S |  | Y | Industrial CHP | 7 | T | N | N | [17 empty] | N
54713 | Chevron USA Inc | 52085 | Taft 26C Cogen | CA | Kern | TG3 | GT | OP | 3.1 | 2.7 | 2.9 |  | 7 | 1982 | WAT BLQ BLQ BLQ: NG; N Y Y Y: N; Y Y Y Y: Y |  | S |  | Y | Industrial CHP | 7 | T | N | N | [17 empty] | N
54713 | Chevron USA Inc | 52085 | Taft 26C Cogen | CA | Kern | TG4 | GT | OP | 3.1 | 2.7 | 2.9 |  | 7 | 1982 | WAT BLQ BLQ BLQ: NG; N Y Y Y: N; Y Y Y Y: Y |  | S |  | Y | Industrial CHP | 7 | T | N | N | [17 empty] | N
54713 | Chevron USA Inc | 52086 | Coalinga 25D Cogen | CA | FRESNO | TG1 | GT | OP | 3.4 | 2.7 | 2.9 |  | 10 | 1986 | WAT BLQ BLQ BLQ: NG; N Y Y Y: N; Y Y Y Y: Y |  | S |  | Y | Industrial CHP | 7 | T | N | N | [17 empty] | N
54713 | Chevron USA Inc | 52086 | Coalinga 25D Cogen | CA | FRESNO | TG2 | GT | OP | 3.4 | 2.7 | 2.9 |  | 10 | 1986 | WAT BLQ BLQ BLQ: NG; N Y Y Y: N; Y Y Y Y: Y |  | S |  | Y | Industrial CHP | 7 | T | N | N | [17 empty] | N
54713 | Chevron USA Inc | 52086 | Coalinga 25D Cogen | CA | FRESNO | TG3 | GT | OP | 3.4 | 2.7 | 2.9 |  | 12 | 1987 | WAT BLQ BLQ BLQ: NG; N Y Y Y: N; Y Y Y Y: Y |  | S |  | Y | Industrial CHP | 7 | T | N | N | [17 empty] | N
54713 | Chevron USA Inc | 52086 | Coalinga 25D Cogen | CA | FRESNO | TG4 | GT | OS | 3.4 | 2.7 | 2.9 |  | 12 | 1987 | WAT BLQ BLQ BLQ: NG; N Y Y Y: N; Y Y Y Y: Y |  | S |  | Y | Industrial CHP | 7 | T | N | N | [17 empty] | N
54713 | Chevron USA Inc | 52104 | Cymric 36W Cogen | CA | Kern | GEN1 | GT | OP | 3.1 | 2.7 | 2.9 |  | 10 | 1982 | WAT BLQ BLQ BLQ: NG; N Y Y Y: N; Y Y Y Y: Y |  | S |  | Y | Industrial CHP | 7 | T | N | N | [17 empty] | N
54713 | Chevron USA Inc | 52104 | Cymric 36W Cogen | CA | Kern | GEN2 | GT | OP | 3.1 | 2.7 | 2.9 |  | 10 | 1982 | WAT BLQ BLQ BLQ: NG; N Y Y Y: N; Y Y Y Y: Y |  | S |  | Y | Industrial CHP | 7 | T | N | N | [17 empty] | N
54713 | Chevron USA Inc | 52104 | Cymric 36W Cogen | CA | Kern | GEN3 | GT | OP | 3.1 | 2.7 | 2.9 |  | 10 | 1982 | WAT BLQ BLQ BLQ: NG; N Y Y Y: N; Y Y Y Y: Y |  | S |  | Y | Industrial CHP | 7 | T | N | N | [17 empty] | N
54713 | Chevron USA Inc | 52104 | Cymric 36W Cogen | CA | Kern | GEN4 | GT | OP | 3.1 | 2.7 | 2.9 |  | 10 | 1982 | WAT BLQ BLQ BLQ: NG; N Y Y Y: N; Y Y Y Y: Y |  | S |  | Y | Industrial CHP | 7 | T | N | N | [17 empty] | N
54713 | Chevron USA Inc | 52107 | Kern River Eastridge Cogen | CA | Kern | 101A | GT | OP | 24.4 | 20.8 | 21.7 |  | 6 | 1988 | WAT BLQ BLQ BLQ: NG; N Y Y Y: N; Y Y Y Y: Y |  | S |  | Y | Industrial CHP | 7 | T | N | N | [17 empty] | N
54713 | Chevron USA Inc | 52107 | Kern River Eastridge Cogen | CA | Kern | 101B | GT | OP | 24.4 | 20.8 | 21.7 |  | 6 | 1988 | WAT BLQ BLQ BLQ: NG; N Y Y Y: N; Y Y Y Y: Y |  | S |  | Y | Industrial CHP | 7 | T | N | N | [17 empty] | N
54717 | FPL Energy Burleigh County Wind LLC | 56357 | FPL Energy Burleigh County Wind | ND | Burleigh | GE | WT | OP | 18 | 18 | 18 |  | 2 | 2006 | WAT BLQ BLQ BLQ: WND; N Y Y Y: N; Y Y Y Y: Y |  | S | 12 | N | IPP Non-CHP | 2 |  |  | N
54717 | FPL Energy Burleigh County Wind LLC | 56357 | FPL Energy Burleigh County Wind | ND | Burleigh | GE15 | WT | OP | 31.5 | 31.5 | 31.5 |  | 12 | 2005 | WAT BLQ BLQ BLQ: WND; N Y Y Y: N; Y Y Y Y: Y |  | S | 21 | N | IPP Non-CHP | 2 |  |  | N | [17 empty] | N
54718 | Dominion Energy Kewaunee Inc. | 8024 | Kewaunee | WI | Kewaunee | 1 | ST | OP | 560.1 | 566 | 574 |  | 6 | 1974 | WAT BLQ BLQ BLQ: NUC; N Y Y Y: N; Y Y Y Y: Y |  | S |  | N | IPP Non-CHP | 2 |  | N | Y | [15 empty] | 5 | 2013 | N
54722 | Grizzly Mountain Ranch | 54308 | Three Forks Water Power Project | CA | Trinity | 1 | HY | OP | 1.3 | 1.2 | 1.2 |  | 12 | 1984 | WAT BLQ BLQ BLQ: WAT; N Y Y Y: N; Y Y Y Y: Y | Y | S | 0 | N | IPP Non-CHP | 2 |  | N | N | [17 empty] | N
54725 | CHI Operations Inc | 55561 | Tsar Nicholas LLC | MN | Lincoln | TN30 | WT | OP | 1.9 | 1.9 | 1.9 |  | 2 | 2001 | WAT BLQ BLQ BLQ: WND; N Y Y Y: N; Y Y Y Y: Y | Y | W | 3 | N | IPP Non-CHP | 2 |  | N | N | [17 empty] | N
54725 | CHI Operations Inc | 55562 | Sun River LLC | MN | Lincoln | SU30 | WT | OP | 1.9 | 1.9 | 1.9 |  | 2 | 2001 | WAT BLQ BLQ BLQ: WND; N Y Y Y: N; Y Y Y Y: Y | Y | J | 3 | N | IPP Non-CHP | 2 |  | N | N | [17 empty] | N
54725 | CHI Operations Inc | 55563 | Julia Hills LLC | MN | Lincoln | JH30 | WT | OP | 1.9 | 1.9 | 1.9 |  | 2 | 2001 | WAT BLQ BLQ BLQ: WND; N Y Y Y: N; Y Y Y Y: Y | Y | J | 3 | N | IPP Non-CHP | 2 |  | N | N | [17 empty] | N
54725 | CHI Operations Inc | 55564 | Jessica Mills LLC | MN | Lincoln | JM30 | WT | OP | 1.9 | 1.9 | 1.9 |  | 2 | 2001 | WAT BLQ BLQ BLQ: WND; N Y Y Y: N; Y Y Y Y: Y | Y | J | 3 | N | IPP Non-CHP | 2 |  | N | N | [17 empty] | N
54725 | CHI Operations Inc | 55565 | Jack River LLC | MN | Lincoln | JR30 | WT | OP | 1.9 | 1.9 | 1.9 |  | 2 | 2001 | WAT BLQ BLQ BLQ: WND; N Y Y Y: N; Y Y Y Y: Y | Y | J | 3 | N | IPP Non-CHP | 2 |  | N | N | [17 empty] | N
54725 | CHI Operations Inc | 55566 | Autumn Hills LLC | MN | Lincoln | AH30 | WT | OP | 1.9 | 1.9 | 1.9 |  | 2 | 2001 | WAT BLQ BLQ BLQ: WND; N Y Y Y: N; Y Y Y Y: Y | Y | J | 3 | N | IPP Non-CHP | 2 |  | N | N | [17 empty] | N
54725 | CHI Operations Inc | 55567 | Winters Spawn LLC | MN | Lincoln | WS30 | WT | OP | 1.9 | 1.9 | 1.9 |  | 1 | 2001 | WAT BLQ BLQ BLQ: WND; N Y Y Y: N; Y Y Y Y: Y | Y | J | 3 | N | IPP Non-CHP | 2 |  | N | N | [17 empty] | N
54725 | CHI Operations Inc | 55568 | Twin Lake Hills LLC | MN | Lincoln | TL30 | WT | OP | 1.9 | 1.9 | 1.9 |  | 12 | 2000 | WAT BLQ BLQ BLQ: WND; N Y Y Y: N; Y Y Y Y: Y | Y | J | 3 | N | IPP Non-CHP | 2 |  | N | N | [17 empty] | N
54725 | CHI Operations Inc | 55569 | Spartan Hills LLC | MN | Lincoln | SH30 | WT | OP | 1.9 | 1.9 | 1.9 |  | 1 | 2001 | WAT BLQ BLQ BLQ: WND; N Y Y Y: N; Y Y Y Y: Y | Y | J | 3 | N | IPP Non-CHP | 2 |  | N | N | [17 empty] | N
54725 | CHI Operations Inc | 55570 | Soliloquoy Ridge LLC | MN | Lincoln | SR30 | WT | OP | 1.9 | 1.9 | 1.9 |  | 1 | 2001 | WAT BLQ BLQ BLQ: WND; N Y Y Y: N; Y Y Y Y: Y |  | J | 3 | N | IPP Non-CHP | 2 |  | N | N | [17 empty] | N
54725 | CHI Operations Inc | 55571 | Ruthton Ridge LLC | MN | Lincoln | RR30 | WT | OP | 1.9 | 1.9 | 1.9 |  | 1 | 2001 | WAT BLQ BLQ BLQ: WND; N Y Y Y: N; Y Y Y Y: Y | Y | J | 3 | N | IPP Non-CHP | 2 |  | N | N | [17 empty] | N
54725 | CHI Operations Inc | 55572 | Hope Creek LLC | MN | Lincoln | HC30 | WT | OP | 1.9 | 1.9 | 1.9 |  | 1 | 2001 | WAT BLQ BLQ BLQ: WND; N Y Y Y: N; Y Y Y Y: Y | Y | J | 3 | N | IPP Non-CHP | 2 |  | N | N | [17 empty] | N
54725 | CHI Operations Inc | 55573 | Hadley Ridge LLC | MN | Lincoln | HR30 | WT | OP | 1.9 | 1.9 | 1.9 |  | 12 | 2000 | WAT BLQ BLQ BLQ: WND; N Y Y Y: N; Y Y Y Y: Y | Y | J | 3 | N | IPP Non-CHP | 2 |  | N | N | [17 empty] | N
54725 | CHI Operations Inc | 55574 | Florence Hills LLC | MN | Lincoln | FH30 | WT | OP | 1.9 | 1.9 | 1.9 |  | 1 | 2001 | WAT BLQ BLQ BLQ: WND; N Y Y Y: N; Y Y Y Y: Y | Y | J | 3 | N | IPP Non-CHP | 2 |  | N | N | [17 empty] | N
54725 | CHI Operations Inc | 55576 | Agassiz Beach LLC | MN | Clay | AB30 | WT | OP | 1.9 | 1.9 | 1.9 |  | 2 | 2001 | WAT BLQ BLQ BLQ: WND; N Y Y Y: N; Y Y Y Y: Y | Y | J | 3 | N | IPP Non-CHP | 2 |  | N | N | [17 empty] | N
54727 | DPS Gregory LLC | 55086 | Gregory Power Facility | TX | San Patricio | GT1A | CT | OP | 166 | 141 | 162 |  | 7 | 2000 | WAT BLQ BLQ BLQ: NG; N Y Y Y: N; Y Y Y Y: Y | Y | W |  | Y | IPP CHP | 3 | B | N | N | [12 empty] | N |  |  |  |  | N
54727 | DPS Gregory LLC | 55086 | Gregory Power Facility | TX | San Patricio | GT1B | CT | OP | 166 | 140 | 162 |  | 7 | 2000 | WAT BLQ BLQ BLQ: NG; N Y Y Y: N; Y Y Y Y: Y | Y | W |  | Y | IPP CHP | 3 | B | N | N | [12 empty] | N |  |  |  |  | N
54727 | DPS Gregory LLC | 55086 | Gregory Power Facility | TX | San Patricio | STG | CA | OP | 100 | 85 | 87 |  | 7 | 2000 | WAT BLQ BLQ BLQ: NG; N Y Y Y: N; Y Y Y Y: Y | Y | W |  | Y | IPP CHP | 3 | B | Y | N | [12 empty] | N |  |  |  |  | N
54736 | Ripon Cogeneration LLC | 50299 | Ripon Mill | CA | San Joaquin | GEN1 | GT | OP | 49.5 | 46.5 | 49.5 |  | 4 | 1988 | WAT BLQ BLQ BLQ: NG; N Y Y Y: N; Y Y Y Y: Y |  | W |  | Y | IPP CHP | 3 | T | N | N | [12 empty] | N |  |  |  |  | N
54736 | Ripon Cogeneration LLC | 50300 | San Gabriel Facility | CA | Los Angeles | GEN1 | GT | OP | 46 | 39 | 40.5 |  | 12 | 1985 | WAT BLQ BLQ BLQ: NG; N Y Y Y: N; Y Y Y Y: Y |  | W |  | Y | IPP CHP | 3 | T | N | N | [12 empty] | N |  |  |  |  | N
54738 | Thilmany LLC | 54098 | Kaukauna Paper Mill | WI | Outagamie | GEN1 | ST | OP | 6 | 6 | 6 |  | 1 | 1951 | BLQ | WDS | BIT | NG | PC | TDF | Y | Y |  | W |  | Y | Industrial CHP | 7 | T | N | N | [17 empty] | N | Y | [5 empty] | NG
54738 | Thilmany LLC | 54098 | Kaukauna Paper Mill | WI | Outagamie | GEN2 | ST | OP | 11 | 11 | 11 |  | 1 | 1977 | BLQ | WDS | BIT | NG | PC | TDF | Y | Y |  | W |  | Y | Industrial CHP | 7 | T | N | N | [17 empty] | N | Y | [5 empty] | NG
54738 | Thilmany LLC | 54098 | Kaukauna Paper Mill | WI | Outagamie | GEN3 | ST | OP | 15.6 | 15.6 | 15.6 |  | 1 | 1962 | BLQ | WDS | BIT | NG | PC | TDF | Y | Y |  | W |  | Y | Industrial CHP | 7 | T | N | N | [17 empty] | N | Y | [5 empty] | NG
54738 | Thilmany LLC | 54098 | Kaukauna Paper Mill | WI | Outagamie | GEN4 | ST | OP | 12 | 12 | 12 |  | 1 | 1967 | BIT | PC | TDF | RFO | NG | WDS | Y | Y |  | W |  | Y | Industrial CHP | 7 | T | N | N | [17 empty] | N | Y |  |  |  |  | N | NG
54745 | Temple-Inland | 10425 | TempleInland | TX | Orange | TG | ST | OP | 48 | 36.8 | 34.7 |  | 11 | 1967 | BLQ | WDS | NG | TDF |  |  | Y | N |  | S |  | Y | Industrial CHP | 7 | B | N | N | [12 empty] | N |  |  |  |  | N | [6 empty] | NG
54755 | Morris Cogeneration LLC | 55216 | Morris Cogeneration LLC | IL | Grundy | STG1 | CA | OP | 62 | 62 | 62 |  | 6 | 2000 | NG BLQ BLQ BLQ BIT: NG; N Y Y Y Y: N; Y Y Y Y Y: Y |  | S |  | Y | IPP CHP | 3 | B | Y | N | [17 empty] | N
54755 | Morris Cogeneration LLC | 55216 | Morris Cogeneration LLC | IL | Grundy | UNT1 | CT | OP | 39 | 38 | 39 |  | 11 | 1998 | NG BLQ BLQ BLQ BIT: NG; NG WDS WDS WDS PC: OG; N Y Y Y Y: N; Y Y Y Y Y: Y |  | S |  | Y | IPP CHP | 3 | B | N | N | [17 empty] | N
54755 | Morris Cogeneration LLC | 55216 | Morris Cogeneration LLC | IL | Grundy | UNT2 | CT | OP | 39 | 38 | 39 |  | 11 | 1998 | NG BLQ BLQ BLQ BIT: NG; NG WDS WDS WDS PC: OG; N Y Y Y Y: N; Y Y Y Y Y: Y |  | S |  | Y | IPP CHP | 3 | B | N | N | [17 empty] | N
54755 | Morris Cogeneration LLC | 55216 | Morris Cogeneration LLC | IL | Grundy | UNT3 | CT | OP | 39 | 38 | 39 |  | 11 | 1998 | NG BLQ BLQ BLQ BIT: NG; NG WDS WDS WDS PC: OG; N Y Y Y Y: N; Y Y Y Y Y: Y |  | S |  | Y | IPP CHP | 3 | B | N | N | [17 empty] | N
54759 | Lone Star Wind Farm LLC | 56395 | Mesquite Wind Power LLC | TX | Shackelford | 1 | WT | OP | 200 | 200 | 200 |  | 11 | 2007 | NG BLQ BLQ BLQ BIT: WND; N Y Y Y Y: N; Y Y Y Y Y: Y |  | S | 100 | N | IPP Non-CHP | 2 |  |  | N | [12 empty] | N |  |  |  |  | N
54759 | Lone Star Wind Farm LLC | 56483 | Post Oak Wind LLC | TX | Shackelford | 1 | WT | OP | 200 | 200 | 200 |  | 3 | 2008 | NG BLQ BLQ BLQ BIT: WND; N Y Y Y Y: N; Y Y Y Y Y: Y |  | S | 100 | N | IPP Non-CHP | 2 |  |  | N | [12 empty] | N
54765 | Bear Swamp Power Company LLC | 8004 | Fife Brook | MA | Berkshire | GEN1 | HY | OP | 11.2 | 11.2 | 11.2 |  | 10 | 1974 | NG BLQ BLQ BLQ BIT: WAT; N Y Y Y Y: N; Y Y Y Y Y: Y |  | J |  | N | IPP Non-CHP | 2 |  | N | N | [17 empty] | N
54765 | Bear Swamp Power Company LLC | 8005 | Bear Swamp | MA | Berkshire | GEN1 | PS | OP | 300 | 300 | 300 |  | 9 | 1974 | NG BLQ BLQ BLQ BIT: WAT; N Y Y Y Y: N; Y Y Y Y Y: Y |  | J | 0 | N | IPP Non-CHP | 2 |  | N | N | [17 empty] | N
54765 | Bear Swamp Power Company LLC | 8005 | Bear Swamp | MA | Berkshire | GEN2 | PS | OP | 300 | 300 | 300 |  | 10 | 1974 | NG BLQ BLQ BLQ BIT: WAT; N Y Y Y Y: N; Y Y Y Y Y: Y |  | J | 0 | N | IPP Non-CHP | 2 |  | N | N | [17 empty] | N
54767 | West Texas Renewables LP | 56402 | Westex Windpower Facility | TX | HOWARD | 1 | WT | OP | 7 | 7 | 7 |  | 6 | 1999 | NG BLQ BLQ BLQ BIT: WND; N Y Y Y Y: N; Y Y Y Y Y: Y |  | J | 4 | N | IPP Non-CHP | 2 |  |  | N
54769 | INEOS USA LLC | 10154 | Chocolate Bayou Works | TX | BRAZORIA | GEN1 | GT | OP | 41 | 30 | 38 |  | 11 | 1985 | NG BLQ BLQ BLQ BIT: NG; N Y Y Y Y: N; Y Y Y Y Y: Y |  | S |  | Y | Industrial CHP | 7 | T | N | N
54775 | Lock 7 Hydro Partners LLC | 1359 | Mother Ann Lee | KY | MERCER | 1 | HY | OP | 0.6 | 0.7 | 0.7 |  | 4 | 1927 | NG BLQ BLQ BLQ BIT: WAT; N Y Y Y Y: N; Y Y Y Y Y: Y | Y | S | 0 | N | IPP Non-CHP | 2 |  | N | N | [12 empty] | N |  |  |  |  | N
54775 | Lock 7 Hydro Partners LLC | 1359 | Mother Ann Lee | KY | MERCER | 2 | HY | OP | 0.6 | 0.7 | 0.7 |  | 4 | 1927 | NG BLQ BLQ BLQ BIT: WAT; N Y Y Y Y: N; Y Y Y Y Y: Y | Y | S | 0 | N | IPP Non-CHP | 2 |  | N | N | [12 empty] | N |  |  |  |  | N
54775 | Lock 7 Hydro Partners LLC | 1359 | Mother Ann Lee | KY | MERCER | 3 | HY | OP | 0.6 | 0.7 | 0.7 |  | 4 | 1927 | NG BLQ BLQ BLQ BIT: WAT; N Y Y Y Y: N; Y Y Y Y Y: Y | Y | S | 0 | N | IPP Non-CHP | 2 |  | N | N | [12 empty] | N |  |  |  |  | N
54777 | CCI Signal Hill LLC | 50127 | CCI Signal Hill LLC | TX | Wichita | GTA | CT | OP | 20 | 20 | 21 |  | 6 | 1987 | NG BLQ BLQ BLQ BIT: NG; N Y Y Y Y: N; Y Y Y Y Y: Y |  | S |  | N | IPP Non-CHP | 2 |  | N | N | [12 empty] | N |  |  |  |  | N
54777 | CCI Signal Hill LLC | 50127 | CCI Signal Hill LLC | TX | Wichita | GTB | CT | OP | 20 | 20 | 21 |  | 6 | 1987 | NG BLQ BLQ BLQ BIT: NG; N Y Y Y Y: N; Y Y Y Y Y: Y |  | S |  | N | IPP Non-CHP | 2 |  | N | N | [12 empty] | N |  |  |  |  | N
54777 | CCI Signal Hill LLC | 50127 | CCI Signal Hill LLC | TX | Wichita | GTC | CT | OP | 20 | 20 | 21 |  | 6 | 1987 | NG BLQ BLQ BLQ BIT: NG; N Y Y Y Y: N; Y Y Y Y Y: Y |  | S |  | N | IPP Non-CHP | 2 |  | N | N | [12 empty] | N |  |  |  |  | N
54777 | CCI Signal Hill LLC | 50127 | CCI Signal Hill LLC | TX | Wichita | STD | CA | OP | 20 | 17 | 16 |  | 6 | 1987 | NG BLQ BLQ BLQ BIT: NG; N Y Y Y Y: N; Y Y Y Y Y: Y |  | S |  | N | IPP Non-CHP | 2 |  | N | N | [12 empty] | N |  |  |  |  | N
54784 | NewPage Corporation | 10491 | Mead Rumford Cogen | ME | Oxford | 3STG | ST | SB | 12.5 | 12.5 | 12.5 |  | 10 | 1954 | RFO | NG | SLW |  |  |  | Y | N | N | S |  | Y | Industrial CHP | 7 | T | N | N | [17 empty] | N |  |  | N |  |  |  | RFO
54784 | NewPage Corporation | 10495 | Rumford Cogeneration | ME | Oxford | GEN1 | ST | OP | 102.6 | 85 | 95 |  | 1 | 1990 | BIT | TDF | WDS | DFO | BLQ | SLW | Y | Y |  | J |  | Y | IPP CHP | 3 | T | N | N | [17 empty] | N |  | Y |  |  |  |  | RFO
54788 | DG Fairhaven Power LLC | 10052 | Fairhaven Power | CA | Humboldt | GEN1 | ST | OP | 18.8 | 16 | 16 |  | 9 | 1986 | BIT: WDS; TDF: NG; Y: N; Y: Y |  | W |  | N | IPP Non-CHP | 2 |  | N | N | [17 empty] | N | [6 empty] | NG
54789 | AgriWind LLC | 56408 | Agriwind LLC | IL | BUREAU | AWND1 | WT | OP | 8.4 | 8.4 | 8.4 |  | 7 | 2007 | BIT: WND; Y: N; Y: Y |  | S | 4 | N | IPP Non-CHP | 2 |  |  | N | [17 empty] | N
54790 | Stahl Wind Energy LLC | 56409 | Stahl Wind Energy | MN | Pipestone | 1 | WT | OP | 1.7 | 1.7 | 1.7 |  | 12 | 2004 | BIT: WND; Y: N; Y: Y |  | J | 1 | N | IPP Non-CHP | 2 |  |  | N
54791 | Carstensen Wind LLC | 56410 | Carstensen Wind | MN | PIPESTONE | 1 | WT | OP | 1.7 | 1.7 | 1.7 |  | 12 | 2004 | BIT: WND; Y: N; Y: Y |  | J | 1 | N | IPP Non-CHP | 2 |  |  | N
54792 | Northern Lights Wind LLC | 56411 | Northern Lights Wind LLC | MN | PIPESTONE | 1 | WT | OP | 1.7 | 1.7 | 1.7 |  | 12 | 2004 | BIT: WND; Y: N; Y: Y |  | J | 1 | N | IPP Non-CHP | 2 |  |  | N
54793 | Lucky Wind LLC | 56412 | Lucky Wind | MN | Pipestone | 1 | WT | OP | 1.7 | 1.7 | 1.7 |  | 12 | 2004 | BIT: WND; Y: N; Y: Y |  | J | 1 | N | IPP Non-CHP | 2 |  |  | N
54794 | Greenback Energy LLC | 56413 | Greenback Energy | MN | Pipestone | 1 | WT | OP | 1.7 | 1.7 | 1.7 |  | 12 | 2004 | BIT: WND; Y: N; Y: Y |  | J | 1 | N | IPP Non-CHP | 2 |  |  | N
54796 | Union Power Partners LP | 55380 | Union Power Partners LP | AR | Union | CTG1 | CT | OP | 176 | 145 | 152 |  | 1 | 2003 | BIT: NG; Y: N; Y: Y |  | J |  | N | IPP Non-CHP | 2 |  | N | N
54796 | Union Power Partners LP | 55380 | Union Power Partners LP | AR | Union | CTG2 | CT | OP | 176 | 145 | 152 |  | 1 | 2003 | BIT: NG; Y: N; Y: Y |  | J |  | N | IPP Non-CHP | 2 |  | N | N
54796 | Union Power Partners LP | 55380 | Union Power Partners LP | AR | Union | CTG3 | CT | OP | 176 | 145 | 152 |  | 4 | 2003 | BIT: NG; Y: N; Y: Y |  | J |  | N | IPP Non-CHP | 2 |  | N | N
54796 | Union Power Partners LP | 55380 | Union Power Partners LP | AR | Union | CTG4 | CT | OP | 176 | 145 | 152 |  | 4 | 2003 | BIT: NG; Y: N; Y: Y |  | J |  | N | IPP Non-CHP | 2 |  | N | N
54796 | Union Power Partners LP | 55380 | Union Power Partners LP | AR | Union | CTG5 | CT | OP | 176 | 145 | 152 |  | 5 | 2003 | BIT: NG; Y: N; Y: Y |  | J |  | N | IPP Non-CHP | 2 |  | N | N
54796 | Union Power Partners LP | 55380 | Union Power Partners LP | AR | Union | CTG6 | CT | OP | 176 | 145 | 152 |  | 5 | 2003 | BIT: NG; Y: N; Y: Y |  | J |  | N | IPP Non-CHP | 2 |  | N | N
54796 | Union Power Partners LP | 55380 | Union Power Partners LP | AR | Union | CTG7 | CT | OP | 176 | 145 | 152 |  | 6 | 2003 | BIT: NG; Y: N; Y: Y |  | J |  | N | IPP Non-CHP | 2 |  | N | N
54796 | Union Power Partners LP | 55380 | Union Power Partners LP | AR | Union | CTG8 | CT | OP | 176 | 145 | 152 |  | 6 | 2003 | BIT: NG; Y: N; Y: Y |  | J |  | N | IPP Non-CHP | 2 |  | N | N
54796 | Union Power Partners LP | 55380 | Union Power Partners LP | AR | Union | STG1 | CA | OP | 255 | 215 | 232 |  | 1 | 2003 | BIT: NG; Y: N; Y: Y |  | J |  | N | IPP Non-CHP | 2 |  | Y | N
54796 | Union Power Partners LP | 55380 | Union Power Partners LP | AR | Union | STG2 | CA | OP | 255 | 215 | 232 |  | 4 | 2003 | BIT: NG; Y: N; Y: Y |  | J |  | N | IPP Non-CHP | 2 |  | Y | N
54796 | Union Power Partners LP | 55380 | Union Power Partners LP | AR | Union | STG3 | CA | OP | 255 | 215 | 232 |  | 5 | 2003 | BIT: NG; Y: N; Y: Y |  | J |  | N | IPP Non-CHP | 2 |  | Y | N
54796 | Union Power Partners LP | 55380 | Union Power Partners LP | AR | Union | STG4 | CA | OP | 255 | 215 | 232 |  | 6 | 2003 | BIT: NG; Y: N; Y: Y |  | J |  | N | IPP Non-CHP | 2 |  | Y | N
54799 | FPL Energy Oliver County Wind II LLC | 56573 | FPL Energy Oliver Wind II LLC | ND | Oliver | 2 | WT | OP | 48 | 48 | 48 |  | 12 | 2007 | BIT: WND; Y: N; Y: Y |  | S | 32 | N | IPP Non-CHP | 2 |  |  | N
54800 | Michigan Wind 1 LLC | 56416 | Michigan Wind 1 LLC | MI | Huron | 1 | WT | OP | 69 | 69 | 69 |  | 12 | 2008 | BIT: WND; Y: N; Y: Y |  | S | 46 | N | IPP Non-CHP | 2 |  |  | N
54802 | Dynegy -Moss Landing LLC | 260 | Dynegy Moss Landing Power Plant | CA | Monterey | 6 | ST | OP | 702 | 754 | 754 |  | 12 | 1967 | BIT: NG; Y: N; Y: Y |  | S |  | N | IPP Non-CHP | 2 |  | N | N | [17 empty] | N
54802 | Dynegy -Moss Landing LLC | 260 | Dynegy Moss Landing Power Plant | CA | Monterey | 7 | ST | OP | 702 | 755 | 755 |  | 8 | 1968 | BIT: NG; Y: N; Y: Y |  | S |  | N | IPP Non-CHP | 2 |  | N | N | [17 empty] | N
54802 | Dynegy -Moss Landing LLC | 260 | Dynegy Moss Landing Power Plant | CA | Monterey | CT1A | CT | OP | 233 | 165 | 165 |  | 7 | 2002 | BIT: NG; Y: N; Y: Y |  | S |  | N | IPP Non-CHP | 2 |  | N | N | [17 empty] | N
54802 | Dynegy -Moss Landing LLC | 260 | Dynegy Moss Landing Power Plant | CA | Monterey | CT1B | CT | OP | 233 | 165 | 165 |  | 7 | 2002 | BIT: NG; Y: N; Y: Y |  | S |  | N | IPP Non-CHP | 2 |  | N | N | [17 empty] | N
54802 | Dynegy -Moss Landing LLC | 260 | Dynegy Moss Landing Power Plant | CA | Monterey | CT2A | CT | OP | 233 | 165 | 165 |  | 7 | 2002 | BIT: NG; Y: N; Y: Y |  | S |  | N | IPP Non-CHP | 2 |  | N | N | [17 empty] | N
54802 | Dynegy -Moss Landing LLC | 260 | Dynegy Moss Landing Power Plant | CA | Monterey | CT2B | CT | OP | 233 | 165 | 165 |  | 7 | 2002 | BIT: NG; Y: N; Y: Y |  | S |  | N | IPP Non-CHP | 2 |  | N | N | [17 empty] | N
54802 | Dynegy -Moss Landing LLC | 260 | Dynegy Moss Landing Power Plant | CA | Monterey | ST1 | CA | OP | 233 | 180 | 180 |  | 7 | 2002 | BIT: NG; Y: N; Y: Y |  | S |  | N | IPP Non-CHP | 2 |  | N | N | [17 empty] | N
54802 | Dynegy -Moss Landing LLC | 260 | Dynegy Moss Landing Power Plant | CA | Monterey | ST2 | CA | OP | 233 | 180 | 180 |  | 7 | 2002 | BIT: NG; Y: N; Y: Y |  | S |  | N | IPP Non-CHP | 2 |  | N | N | [17 empty] | N
54803 | Dynegy Oakland, LLC | 6211 | Dynegy Oakland Power Plant | CA | Alameda | GEN1 | GT | OP | 74.5 | 55 | 55 |  | 11 | 1978 | BIT: JF; TDF: DFO; Y: N; Y: Y | Y | S |  | N | IPP Non-CHP | 2 |  | N | N | [17 empty] | N
54803 | Dynegy Oakland, LLC | 6211 | Dynegy Oakland Power Plant | CA | Alameda | GEN2 | GT | OP | 74.5 | 55 | 55 |  | 12 | 1978 | BIT: JF; TDF: DFO; Y: N; Y: Y | Y | S |  | N | IPP Non-CHP | 2 |  | N | N | [17 empty] | N
54803 | Dynegy Oakland, LLC | 6211 | Dynegy Oakland Power Plant | CA | Alameda | GEN3 | GT | OP | 74.5 | 55 | 55 |  | 11 | 1978 | BIT: JF; TDF: DFO; Y: N; Y: Y | Y | S |  | N | IPP Non-CHP | 2 |  | N | N | [17 empty] | N
54806 | DTE Energy Services-Woodland | 10836 | Woodland Biomass Power Ltd | CA | Yolo | GEN1 | ST | OP | 28 | 25 | 25 |  | 9 | 1989 | BIT: WDS; TDF: NG; Y: N; Y: Y |  | W |  | N | IPP Non-CHP | 2 |  | N | N | [17 empty] | N | [6 empty] | NG
54808 | Sexton Energy LLC | 56417 | Westchester Gas Recovery | IL | COOK | W1 | IC | OP | 1.8 | 1.8 | 1.8 |  | 9 | 2004 | BIT: LFG; Y: N; Y: Y |  | S |  | N | IPP Non-CHP | 2 |  |  | N | [17 empty] | N
54808 | Sexton Energy LLC | 56417 | Westchester Gas Recovery | IL | COOK | W2 | IC | OP | 1.8 | 1.8 | 1.8 |  | 9 | 2004 | BIT: LFG; Y: N; Y: Y |  | S |  | N | IPP Non-CHP | 2 |  |  | N | [17 empty] | N
54808 | Sexton Energy LLC | 56418 | Des Plaines Gas Recovery | IL | COOK | DP1 | IC | OP | 1.8 | 1.8 | 1.8 |  | 10 | 2004 | BIT: LFG; Y: N; Y: Y |  | S |  | N | IPP Non-CHP | 2 |  |  | N | [17 empty] | N
54808 | Sexton Energy LLC | 56418 | Des Plaines Gas Recovery | IL | COOK | DP2 | IC | OP | 1.8 | 1.8 | 1.8 |  | 10 | 2004 | BIT: LFG; Y: N; Y: Y |  | S |  | N | IPP Non-CHP | 2 |  |  | N | [17 empty] | N
54808 | Sexton Energy LLC | 56419 | Beecher Gas Recovery | IL | WILL | B1 | IC | OP | 1.1 | 1.1 | 1.1 |  | 6 | 2006 | BIT: LFG; Y: N; Y: Y |  | S |  | N | IPP Non-CHP | 2 |  |  | N
54808 | Sexton Energy LLC | 56419 | Beecher Gas Recovery | IL | WILL | B2 | IC | OP | 1.1 | 1.1 | 1.1 |  | 6 | 2006 | BIT: LFG; Y: N; Y: Y |  | S |  | N | IPP Non-CHP | 2 |  |  | N
54808 | Sexton Energy LLC | 56419 | Beecher Gas Recovery | IL | WILL | B3 | IC | OP | 1.1 | 1.1 | 1.1 |  | 10 | 2008 | BIT: LFG; Y: N; Y: Y |  | S |  | N | IPP Non-CHP | 2 |  |  | N
54809 | Wailuku Holding Company LLC | 54827 | Wailuku River Hydroelectric | HI | Hawaii | 8101 | HY | OP | 5.2 | 4.9 | 4.8 |  | 5 | 1993 | BIT: WAT; Y: N; Y: Y |  | S |  | N | IPP Non-CHP | 2 |  | N | N | [12 empty] | N |  |  |  |  | N
54809 | Wailuku Holding Company LLC | 54827 | Wailuku River Hydroelectric | HI | Hawaii | 8102 | HY | OP | 5.2 | 4.9 | 4.8 |  | 5 | 1993 | BIT: WAT; Y: N; Y: Y |  | S |  | N | IPP Non-CHP | 2 |  | N | N | [12 empty] | N |  |  |  |  | N
54810 | Broad River Energy LLC | 55166 | Broad River Energy Center | SC | Cherokee | CT01 | GT | OP | 197 | 171.1 | 174.4 |  | 7 | 2000 | BIT: NG; TDF: DFO; Y: Y; Y: Y |  | S |  | N | IPP Non-CHP | 2 |  | N | N | [17 empty] | N
54810 | Broad River Energy LLC | 55166 | Broad River Energy Center | SC | Cherokee | CT02 | GT | OP | 197 | 168.9 | 170 |  | 7 | 2000 | BIT: NG; TDF: DFO; Y: Y; Y: Y |  | S |  | N | IPP Non-CHP | 2 |  | N | N | [17 empty] | N
54810 | Broad River Energy LLC | 55166 | Broad River Energy Center | SC | Cherokee | CT03 | GT | OP | 197 | 164.6 | 167.6 |  | 7 | 2000 | BIT: NG; TDF: DFO; Y: Y; Y: Y |  | S |  | N | IPP Non-CHP | 2 |  | N | N | [17 empty] | N
54810 | Broad River Energy LLC | 55166 | Broad River Energy Center | SC | Cherokee | CT04 | GT | OP | 197 | 168.6 | 195.2 |  | 6 | 2001 | BIT: NG; TDF: DFO; Y: Y; Y: Y |  | S |  | N | IPP Non-CHP | 2 |  | N | N | [17 empty] | N
54810 | Broad River Energy LLC | 55166 | Broad River Energy Center | SC | Cherokee | CT05 | GT | OP | 197 | 167.2 | 193.6 |  | 7 | 2001 | BIT: NG; TDF: DFO; Y: Y; Y: Y |  | S |  | N | IPP Non-CHP | 2 |  | N | N | [17 empty] | N
54812 | AMERESCO Chicopee Energy LLC | 56426 | AMERESCO Chicopee Energy | MA | Hampden | UNIT4 | IC | OP | 2.1 | 2 | 2 |  | 3 | 2010 | BIT: LFG; Y: N; Y: Y |  | S |  | N | IPP Non-CHP | 2 |  |  | N
54812 | AMERESCO Chicopee Energy LLC | 56426 | AMERESCO Chicopee Energy | MA | Hampden | Unit1 | IC | OP | 1.9 | 1.9 | 1.9 |  | 2 | 2004 | BIT: LFG; Y: N; Y: Y |  | S |  | N | IPP Non-CHP | 2 |  |  | N | [12 empty] | N
54812 | AMERESCO Chicopee Energy LLC | 56426 | AMERESCO Chicopee Energy | MA | Hampden | Unit2 | IC | OP | 1.9 | 1.9 | 1.9 |  | 2 | 2004 | BIT: LFG; Y: N; Y: Y |  | S |  | N | IPP Non-CHP | 2 |  |  | N | [12 empty] | N
54812 | AMERESCO Chicopee Energy LLC | 56426 | AMERESCO Chicopee Energy | MA | Hampden | Unit3 | IC | OP | 1.9 | 1.9 | 1.9 |  | 2 | 2004 | BIT: LFG; Y: N; Y: Y |  | S |  | N | IPP Non-CHP | 2 |  |  | N | [12 empty] | N
54813 | AMERESCO Janesville LLC | 56427 | AMERESCO Janesville | WI | ROCK | Unit1 | IC | OP | 1 | 1 | 1 |  | 10 | 2004 | BIT: LFG; Y: N; Y: Y |  | S |  | N | IPP Non-CHP | 2 |  | N | N | [12 empty] | N
54813 | AMERESCO Janesville LLC | 56427 | AMERESCO Janesville | WI | ROCK | Unit2 | IC | OP | 1 | 1 | 1 |  | 10 | 2004 | BIT: LFG; Y: N; Y: Y |  | S |  | N | IPP Non-CHP | 2 |  | N | N | [12 empty] | N
54813 | AMERESCO Janesville LLC | 56427 | AMERESCO Janesville | WI | ROCK | Unit3 | IC | OP | 1 | 1 | 1 |  | 10 | 2004 | BIT: LFG; Y: N; Y: Y |  | S |  | N | IPP Non-CHP | 2 |  | N | N | [12 empty] | N
54814 | AMERESCO Santa Cruz Energy LLC | 56428 | AMERESCO Santa Cruz Energy | CA | Santa Cruz | Unit1 | IC | OP | 1 | 1 | 1 |  | 1 | 2006 | BIT: LFG; Y: N; Y: Y |  | S |  | N | IPP Non-CHP | 2 |  | N | N | [12 empty] | N |  |  |  |  | N
54814 | AMERESCO Santa Cruz Energy LLC | 56428 | AMERESCO Santa Cruz Energy | CA | Santa Cruz | Unit2 | IC | OP | 1 | 1 | 1 |  | 1 | 2006 | BIT: LFG; Y: N; Y: Y |  | S |  | N | IPP Non-CHP | 2 |  | N | N | [12 empty] | N |  |  |  |  | N
54814 | AMERESCO Santa Cruz Energy LLC | 56428 | AMERESCO Santa Cruz Energy | CA | Santa Cruz | Unit3 | IC | OP | 1 | 1 | 1 |  | 1 | 2006 | BIT: LFG; Y: N; Y: Y |  | S |  | N | IPP Non-CHP | 2 |  | N | N | [12 empty] | N |  |  |  |  | N
54815 | AMERESCO Delaware South | 56429 | AMERESCO Delaware South | DE | Sussex | 1 | IC | OP | 1 | 1 | 1 |  | 12 | 2006 | BIT: LFG; Y: N; Y: Y |  | S |  | N | IPP Non-CHP | 2 |  | N | N
54815 | AMERESCO Delaware South | 56429 | AMERESCO Delaware South | DE | Sussex | 2 | IC | OP | 1 | 1 | 1 |  | 12 | 2006 | BIT: LFG; Y: N; Y: Y |  | S |  | N | IPP Non-CHP | 2 |  | N | N
54815 | AMERESCO Delaware South | 56429 | AMERESCO Delaware South | DE | Sussex | 3 | IC | OP | 1 | 1 | 1 |  | 12 | 2006 | BIT: LFG; Y: N; Y: Y |  | S |  | N | IPP Non-CHP | 2 |  | N | N
54815 | AMERESCO Delaware South | 56429 | AMERESCO Delaware South | DE | Sussex | 4 | IC | OP | 1 | 1 | 1 |  | 12 | 2006 | BIT: LFG; Y: N; Y: Y |  | S |  | N | IPP Non-CHP | 2 |  | N | N
54815 | AMERESCO Delaware South | 56429 | AMERESCO Delaware South | DE | Sussex | 5 | IC | OP | 1 | 1 | 1 |  | 5 | 2010 | BIT: LFG; Y: N; Y: Y |  | S |  | N | IPP Non-CHP | 2 |  |  | N
54816 | AMERESCO Delaware Central | 56430 | AMERESCO Delaware Central | DE | Kent | 1C | IC | OP | 1 | 1 | 1 |  | 12 | 2006 | BIT: LFG; Y: N; Y: Y |  | S |  | N | IPP Non-CHP | 2 |  | N | N
54816 | AMERESCO Delaware Central | 56430 | AMERESCO Delaware Central | DE | Kent | 2C | IC | OP | 1 | 1 | 1 |  | 12 | 2006 | BIT: LFG; Y: N; Y: Y |  | S |  | N | IPP Non-CHP | 2 |  | N | N
54816 | AMERESCO Delaware Central | 56430 | AMERESCO Delaware Central | DE | Kent | 3C | IC | OP | 1 | 1 | 1 |  | 12 | 2006 | BIT: LFG; Y: N; Y: Y |  | S |  | N | IPP Non-CHP | 2 |  | N | N
54817 | Fairless Energy LLC | 55298 | Fairless Energy Center | PA | Bucks | CT1A | CT | OP | 198.9 | 178 | 187 |  | 5 | 2004 | BIT: NG; Y: N; Y: Y |  | W |  | N | IPP Non-CHP | 2 |  | N | N | [12 empty] | N |  |  |  |  | N
54817 | Fairless Energy LLC | 55298 | Fairless Energy Center | PA | Bucks | CT1B | CT | OP | 198.9 | 178 | 187 |  | 5 | 2004 | BIT: NG; Y: N; Y: Y |  | W |  | N | IPP Non-CHP | 2 |  | N | N | [12 empty] | N |  |  |  |  | N
54817 | Fairless Energy LLC | 55298 | Fairless Energy Center | PA | Bucks | CT2A | CT | OP | 198.9 | 178 | 187 |  | 6 | 2004 | BIT: NG; Y: N; Y: Y |  | W |  | N | IPP Non-CHP | 2 |  | N | N | [12 empty] | N |  |  |  |  | N
54817 | Fairless Energy LLC | 55298 | Fairless Energy Center | PA | Bucks | CT2B | CT | OP | 198.9 | 178 | 188 |  | 6 | 2004 | BIT: NG; Y: N; Y: Y |  | W |  | N | IPP Non-CHP | 2 |  | N | N | [12 empty] | N |  |  |  |  | N
54817 | Fairless Energy LLC | 55298 | Fairless Energy Center | PA | Bucks | ST1 | CA | OP | 271.2 | 241.2 | 263.7 |  | 5 | 2004 | BIT: NG; Y: N; Y: Y |  | W |  | N | IPP Non-CHP | 2 |  | Y | N | [12 empty] | N |  |  |  |  | N
54817 | Fairless Energy LLC | 55298 | Fairless Energy Center | PA | Bucks | ST2 | CA | OP | 271.2 | 258 | 263.7 |  | 6 | 2004 | BIT: NG; Y: N; Y: Y |  | W |  | N | IPP Non-CHP | 2 |  | Y | N | [12 empty] | N |  |  |  |  | N
54819 | FPL Energy Mower County LLC | 56424 | Mower County Wind Energy Center | MN | Mower | 1 | WT | OP | 98.9 | 98.9 | 98.9 |  | 12 | 2006 | BIT: WND; Y: N; Y: Y |  | S | 43 | N | IPP Non-CHP | 2 |  |  | N
54821 | Rumford Power | 55100 | Rumford Power Associates | ME | Oxford | UNT1 | CT | OP | 179.4 | 164 | 168 |  | 7 | 2000 | BIT: NG; Y: N; Y: Y |  | S |  | N | IPP Non-CHP | 2 |  | N | N
54821 | Rumford Power | 55100 | Rumford Power Associates | ME | Oxford | UNT2 | CA | OP | 95.1 | 90 | 88 |  | 7 | 2000 | BIT: NG; Y: N; Y: Y |  | S |  | N | IPP Non-CHP | 2 |  | N | N
54823 | Wausau Paper Mills LLC | 50636 | Wausau Paper Mills LLC | MN | Crow Wing | 1 | HY | OP | 0.5 | 0.5 | 0.5 |  | 1 | 1917 | BIT: WAT; Y: N; Y: Y |  | S |  | N | Industrial Non-CHP | 6 |  | N | N | [17 empty] | N
54823 | Wausau Paper Mills LLC | 50636 | Wausau Paper Mills LLC | MN | Crow Wing | 2 | HY | OP | 0.5 | 0.5 | 0.5 |  | 1 | 1917 | BIT: WAT; Y: N; Y: Y |  | S |  | N | Industrial Non-CHP | 6 |  | N | N | [17 empty] | N
54823 | Wausau Paper Mills LLC | 50636 | Wausau Paper Mills LLC | MN | Crow Wing | 3 | HY | OP | 0.4 | 0.4 | 0.4 |  | 7 | 1936 | BIT: WAT; Y: N; Y: Y |  | S |  | N | Industrial Non-CHP | 6 |  | N | N | [17 empty] | N
54823 | Wausau Paper Mills LLC | 50636 | Wausau Paper Mills LLC | MN | Crow Wing | 4 | HY | OP | 0.6 | 0.6 | 0.6 |  | 1 | 1936 | BIT: WAT; Y: N; Y: Y |  | S |  | N | Industrial Non-CHP | 6 |  | N | N | [17 empty] | N
54823 | Wausau Paper Mills LLC | 50636 | Wausau Paper Mills LLC | MN | Crow Wing | 5 | HY | OP | 0.6 | 0.6 | 0.6 |  | 1 | 1940 | BIT: WAT; Y: N; Y: Y |  | S |  | N | Industrial Non-CHP | 6 |  | N | N | [17 empty] | N
54823 | Wausau Paper Mills LLC | 50636 | Wausau Paper Mills LLC | MN | Crow Wing | VPLS | ST | OP | 0.6 | 0.4 | 0.5 |  | 1 | 1959 | BIT: BIT; TDF: NG; Y: Y; Y: Y |  | S |  | N | Industrial Non-CHP | 6 |  | N | N | [17 empty] | N |  |  | Y
54824 | SUEZ Energy Generation NA Inc | 51026 | Ryegate Power Station | VT | CALEDONIA | GEN1 | ST | OP | 21.5 | 20 | 20 |  | 9 | 1992 | BIT: WDS; Y: N; Y: Y |  | W |  | N | IPP Non-CHP | 2 |  | N | N | [17 empty] | N
54827 | Telogia Power LLC | 50774 | Telogia Power | FL | Liberty | GEN1 | ST | OP | 14 | 13.7 | 13.7 |  | 7 | 1986 | BIT: WDS; Y: N; Y: Y |  | W |  | N | IPP Non-CHP | 2 |  | N | N | [17 empty] | N | [6 empty] | WDS
54832 | Escambia Operating Co LLC | 50724 | Big Escambia Creek | AL | Escambia | 3011 | ST | OS | 1.2 | 1.1 | 1.1 |  | 6 | 1974 | [8 empty] | N | W |  | N | Industrial Non-CHP | 6 |  |  | N | [17 empty] | N | bar: BIT; Y to Y
54832 | Escambia Operating Co LLC | 50724 | Big Escambia Creek | AL | Escambia | 3012 | ST | OS | 1.2 | 1.1 | 1.1 |  | 6 | 1977 | [8 empty] | Y | W |  | N | Industrial Non-CHP | 6 |  | N | N | [17 empty] | N | bar: BIT; Y to Y
54832 | Escambia Operating Co LLC | 50724 | Big Escambia Creek | AL | Escambia | 3023 | ST | OS | 1.2 | 1.1 | 1.1 |  | 6 | 1977 | [8 empty] | Y | W |  | N | Industrial Non-CHP | 6 |  | N | N | [17 empty] | N | bar: BIT; Y to Y
54837 | INEOS Nitriles Greenlake | 50404 | BP Chemicals Green Lake Plant | TX | Calhoun | TG2 | ST | OP | 15 | 15 | 15 |  | 3 | 1989 | BIT: WH; Y: N; Y: Y |  | S |  | Y | Industrial CHP | 7 | B | N | N | [12 empty] | N |  |  |  |  | N
54837 | INEOS Nitriles Greenlake | 50404 | BP Chemicals Green Lake Plant | TX | Calhoun | TG3 | ST | OP | 23.8 | 23.8 | 23.8 |  | 1 | 1997 | BIT: WH; Y: N; Y: Y |  | S |  | Y | Industrial CHP | 7 | B | N | N | [12 empty] | N |  |  |  |  | N
54838 | Windsor Machinery Co Inc | 54573 | Wappinger Falls Hydroelectric | NY | Dutchess | 1 | HY | OP | 1 | 1 | 0.9 |  | 12 | 1988 | BIT: WAT; Y: N; Y: Y |  | S | 0 | N | IPP Non-CHP | 2 |  | N | N | [17 empty] | N
54838 | Windsor Machinery Co Inc | 54573 | Wappinger Falls Hydroelectric | NY | Dutchess | 2 | HY | SB | 1 | 1 | 0.9 |  | 12 | 1988 | BIT: WAT; Y: N; Y: Y | Y | S | 0 | N | IPP Non-CHP | 2 |  | N | N | [17 empty] | N
54839 | Eagle Materials Co LLC | 54630 | American Gypsum Cogeneration | CO | Eagle | D-1 | IC | SB | 1.6 | 1.2 | 1.4 |  | 3 | 1990 | BIT: DFO; Y: N; Y: N | N | S |  | N | Industrial CHP | 7 |  | N | N | [17 empty] | N
54839 | Eagle Materials Co LLC | 54630 | American Gypsum Cogeneration | CO | Eagle | D-2 | IC | SB | 1.6 | 1.2 | 1.4 |  | 3 | 1990 | BIT: DFO; Y: N; Y: N | N | S |  | N | Industrial CHP | 7 |  | N | N | [17 empty] | N
54839 | Eagle Materials Co LLC | 54630 | American Gypsum Cogeneration | CO | Eagle | T-1 | GT | OP | 2.8 | 2.6 | 2.8 |  | 3 | 1990 | [8 empty] | N | S |  | Y | Industrial CHP | 7 | T | N | N | [17 empty] | N | bar: BIT; Y to Y
54839 | Eagle Materials Co LLC | 54630 | American Gypsum Cogeneration | CO | Eagle | T-2 | GT | OP | 3.6 | 2.6 | 2.8 |  | 3 | 1990 | [8 empty] | N | S |  | Y | Industrial CHP | 7 | T | N | N | [17 empty] | N | bar: BIT; Y to Y
54842 | WM Renewable Energy LLC | 50564 | New Milford Gas Recovery | CT | Litchfield | GEN2 | IC | OP | 0.8 | 0.8 | 0.8 |  | 5 | 2008 | BIT: LFG; Y: N; Y: Y |  | S |  | N | IPP Non-CHP | 2 |  | N | N
54842 | WM Renewable Energy LLC | 50564 | New Milford Gas Recovery | CT | Litchfield | GEN3 | IC | OP | 0.8 | 0.8 | 0.8 |  | 5 | 2008 | BIT: LFG; Y: N; Y: Y |  | S |  | N | IPP Non-CHP | 2 |  | N | N
54842 | WM Renewable Energy LLC | 50564 | New Milford Gas Recovery | CT | Litchfield | GEN4 | IC | OP | 0.8 | 0.8 | 0.8 |  | 5 | 2008 | BIT: LFG; Y: N; Y: Y |  | S |  | N | IPP Non-CHP | 2 |  | N | Y | [15 empty] | 9 | 2013
54842 | WM Renewable Energy LLC | 50565 | Monroe Livingston Gas Recovery | NY | Monroe | GEN1 | IC | OP | 0.8 | 0.8 | 0.8 |  | 12 | 1988 | BIT: LFG; Y: N; Y: Y |  | S |  | N | IPP Non-CHP | 2 |  | N | N | [17 empty] | N
54842 | WM Renewable Energy LLC | 50565 | Monroe Livingston Gas Recovery | NY | Monroe | GEN2 | IC | OP | 0.8 | 0.8 | 0.8 |  | 12 | 1988 | BIT: LFG; Y: N; Y: Y |  | S |  | N | IPP Non-CHP | 2 |  | N | Y | [15 empty] | 12 | 2013 | N
54842 | WM Renewable Energy LLC | 50568 | High Acres Gas Recovery | NY | Monroe | GEN1 | IC | OP | 0.8 | 0.8 | 0.8 |  | 5 | 1991 | BIT: LFG; Y: N; Y: Y |  | S |  | N | IPP Non-CHP | 2 |  | N | N | [17 empty] | N
54842 | WM Renewable Energy LLC | 50568 | High Acres Gas Recovery | NY | Monroe | GEN2 | IC | OP | 0.8 | 0.8 | 0.8 |  | 5 | 1991 | BIT: LFG; Y: N; Y: Y |  | S |  | N | IPP Non-CHP | 2 |  | N | N | [17 empty] | N
54842 | WM Renewable Energy LLC | 50568 | High Acres Gas Recovery | NY | Monroe | GEN3 | IC | OP | 0.8 | 0.8 | 0.8 |  | 5 | 1991 | BIT: LFG; Y: N; Y: Y |  | S |  | N | IPP Non-CHP | 2 |  | N | N | [17 empty] | N
54842 | WM Renewable Energy LLC | 50568 | High Acres Gas Recovery | NY | Monroe | GEN4 | IC | OP | 0.8 | 0.8 | 0.8 |  | 5 | 1991 | BIT: LFG; Y: N; Y: Y |  | S |  | N | IPP Non-CHP | 2 |  | N | N | [17 empty] | N
54842 | WM Renewable Energy LLC | 50568 | High Acres Gas Recovery | NY | Monroe | GEN5 | IC | OP | 1.6 | 1.6 | 1.6 |  | 3 | 2008 | BIT: LFG; Y: N; Y: Y |  | S |  | N | IPP Non-CHP | 2 |  | N | N | [17 empty] | N
54842 | WM Renewable Energy LLC | 50568 | High Acres Gas Recovery | NY | Monroe | GEN6 | IC | OP | 1.6 | 1.6 | 1.6 |  | 3 | 2008 | BIT: LFG; Y: N; Y: Y |  | S |  | N | IPP Non-CHP | 2 |  | N | N | [17 empty] | N
54842 | WM Renewable Energy LLC | 50568 | High Acres Gas Recovery | NY | Monroe | GEN7 | IC | OP | 1.6 | 1.6 | 1.6 |  | 3 | 2008 | BIT: LFG; Y: N; Y: Y |  | S |  | N | IPP Non-CHP | 2 |  | N | N | [17 empty] | N
54842 | WM Renewable Energy LLC | 50568 | High Acres Gas Recovery | NY | Monroe | GEN8 | IC | OP | 1.6 | 1.6 | 1.6 |  | 3 | 2008 | BIT: LFG; Y: N; Y: Y |  | S |  | N | IPP Non-CHP | 2 |  | N | N | [17 empty] | N
54842 | WM Renewable Energy LLC | 50569 | DFW Gas Recovery | TX | Denton | GEN1 | GT | OP | 3 | 2.9 | 3.2 |  | 5 | 1988 | BIT: LFG; Y: N; Y: Y |  | S |  | N | IPP Non-CHP | 2 |  | N | N | [17 empty] | N
54842 | WM Renewable Energy LLC | 50569 | DFW Gas Recovery | TX | Denton | GEN2 | GT | OP | 3 | 2.9 | 3.2 |  | 5 | 1988 | BIT: LFG; Y: N; Y: Y |  | S |  | N | IPP Non-CHP | 2 |  | N | N | [17 empty] | N
54842 | WM Renewable Energy LLC | 50569 | DFW Gas Recovery | TX | Denton | GEN3 | IC | OP | 1.6 | 1.6 | 1.6 |  | 8 | 2009 | BIT: LFG; Y: N; Y: Y |  | S |  | N | IPP Non-CHP | 2 |  |  | N
54842 | WM Renewable Energy LLC | 50569 | DFW Gas Recovery | TX | Denton | GEN4 | IC | OP | 1.6 | 1.6 | 1.6 |  | 8 | 2009 | BIT: LFG; Y: N; Y: Y |  | S |  | N | IPP Non-CHP | 2 |  |  | N
54842 | WM Renewable Energy LLC | 50569 | DFW Gas Recovery | TX | Denton | GEN5 | IC | OP | 1.6 | 1.6 | 1.6 |  | 8 | 2009 | BIT: LFG; Y: N; Y: Y |  | S |  | N | IPP Non-CHP | 2 |  |  | N
54842 | WM Renewable Energy LLC | 50569 | DFW Gas Recovery | TX | Denton | GEN6 | IC | OP | 1.6 | 1.6 | 1.6 |  | 8 | 2009 | BIT: LFG; Y: N; Y: Y |  | S |  | N | IPP Non-CHP | 2 |  |  | N
54842 | WM Renewable Energy LLC | 50570 | Chestnut Ridge Gas Recovery | TN | Anderson | GEN1 | IC | OP | 0.8 | 0.8 | 0.8 |  | 1 | 1992 | BIT: LFG; Y: N; Y: Y |  | S |  | N | IPP Non-CHP | 2 |  | N | N | [17 empty] | N
54842 | WM Renewable Energy LLC | 50570 | Chestnut Ridge Gas Recovery | TN | Anderson | GEN2 | IC | OP | 0.8 | 0.8 | 0.8 |  | 1 | 1992 | BIT: LFG; Y: N; Y: Y |  | S |  | N | IPP Non-CHP | 2 |  | N | N | [17 empty] | N
54842 | WM Renewable Energy LLC | 50570 | Chestnut Ridge Gas Recovery | TN | Anderson | GEN3 | IC | OP | 0.8 | 0.8 | 0.8 |  | 1 | 1992 | BIT: LFG; Y: N; Y: Y |  | S |  | N | IPP Non-CHP | 2 |  | N | N | [17 empty] | N
54842 | WM Renewable Energy LLC | 50570 | Chestnut Ridge Gas Recovery | TN | Anderson | GEN4 | IC | OP | 0.8 | 0.8 | 0.8 |  | 1 | 1992 | BIT: LFG; Y: N; Y: Y |  | S |  | N | IPP Non-CHP | 2 |  | N | N | [17 empty] | N
54842 | WM Renewable Energy LLC | 50570 | Chestnut Ridge Gas Recovery | TN | Anderson | GEN5 | IC | OP | 1.6 | 1.6 | 1.6 |  | 11 | 2011 | BIT: LFG; Y: N; Y: Y |  | S |  | N | IPP Non-CHP | 2 |  | N | N | [17 empty] | N
54842 | WM Renewable Energy LLC | 50571 | Altamont Gas Recovery | CA | Alameda | GEN1 | GT | OP | 3 | 2.9 | 3.3 |  | 3 | 1969 | BIT: LFG; Y: N; Y: Y |  | S |  | N | IPP Non-CHP | 2 |  | N | N | [17 empty] | N
54842 | WM Renewable Energy LLC | 50571 | Altamont Gas Recovery | CA | Alameda | GEN2 | GT | OP | 3 | 2.9 | 3.3 |  | 3 | 1989 | BIT: LFG; Y: N; Y: Y |  | S |  | N | IPP Non-CHP | 2 |  | N | N | [17 empty] | N
54842 | WM Renewable Energy LLC | 50571 | Altamont Gas Recovery | CA | Alameda | GEN3 | IC | OP | 1.3 | 1.3 | 1.3 |  | 10 | 2002 | BIT: LFG; Y: N; Y: Y |  | S |  | N | IPP Non-CHP | 2 |  | N | N | [17 empty] | N
54842 | WM Renewable Energy LLC | 50571 | Altamont Gas Recovery | CA | Alameda | GEN4 | IC | OP | 1.3 | 1.3 | 1.3 |  | 10 | 2002 | BIT: LFG; Y: N; Y: Y |  | S |  | N | IPP Non-CHP | 2 |  | N | N | [17 empty] | N
54842 | WM Renewable Energy LLC | 50572 | CSL Gas Recovery | FL | Broward | GEN1 | CT | OP | 3 | 2.9 | 3 |  | 3 | 1989 | BIT: LFG; Y: N; Y: Y |  | S |  | N | IPP Non-CHP | 2 |  | N | N | [17 empty] | N
54842 | WM Renewable Energy LLC | 50572 | CSL Gas Recovery | FL | Broward | GEN2 | CT | OP | 3 | 2.9 | 3 |  | 3 | 1989 | BIT: LFG; Y: N; Y: Y |  | S |  | N | IPP Non-CHP | 2 |  | N | N | [17 empty] | N
54842 | WM Renewable Energy LLC | 50572 | CSL Gas Recovery | FL | Broward | GEN3 | CT | OP | 3 | 2.9 | 3 |  | 3 | 1989 | BIT: LFG; Y: N; Y: Y |  | S |  | N | IPP Non-CHP | 2 |  | N | N | [17 empty] | N
54842 | WM Renewable Energy LLC | 50572 | CSL Gas Recovery | FL | Broward | GEN4 | CA | OP | 2.2 | 2.2 | 2.2 |  | 2 | 2000 | BIT: LFG; Y: N; Y: Y |  | S |  | N | IPP Non-CHP | 2 |  | N | N | [17 empty] | N
54842 | WM Renewable Energy LLC | 50576 | Metro Gas Recovery | WI | Milwaukee | GEN1 | GT | OP | 3 | 2.9 | 3.3 |  | 12 | 1985 | BIT: LFG; Y: N; Y: Y |  | S |  | N | IPP Non-CHP | 2 |  | N | N | [17 empty] | N
54842 | WM Renewable Energy LLC | 50576 | Metro Gas Recovery | WI | Milwaukee | GEN2 | GT | OP | 3 | 2.9 | 3.3 |  | 12 | 1985 | BIT: LFG; Y: N; Y: Y |  | S |  | N | IPP Non-CHP | 2 |  | N | N | [17 empty] | N
54842 | WM Renewable Energy LLC | 50576 | Metro Gas Recovery | WI | Milwaukee | GEN3 | IC | OP | 0.8 | 0.8 | 0.8 |  | 2 | 2000 | BIT: LFG; Y: N; Y: Y |  | S |  | N | IPP Non-CHP | 2 |  | N | N | [17 empty] | N
54842 | WM Renewable Energy LLC | 50576 | Metro Gas Recovery | WI | Milwaukee | GEN4 | IC | OP | 0.8 | 0.8 | 0.8 |  | 2 | 2000 | BIT: LFG; Y: N; Y: Y |  | S |  | N | IPP Non-CHP | 2 |  | N | N | [17 empty] | N
54842 | WM Renewable Energy LLC | 50576 | Metro Gas Recovery | WI | Milwaukee | GEN5 | IC | OP | 0.8 | 0.8 | 0.8 |  | 2 | 2000 | BIT: LFG; Y: N; Y: Y |  | S |  | N | IPP Non-CHP | 2 |  | N | N | [17 empty] | N
54842 | WM Renewable Energy LLC | 50576 | Metro Gas Recovery | WI | Milwaukee | GEN6 | IC | OP | 0.8 | 0.8 | 0.8 |  | 2 | 2000 | BIT: LFG; Y: N; Y: Y |  | S |  | N | IPP Non-CHP | 2 |  | N | N | [17 empty] | N
54842 | WM Renewable Energy LLC | 50577 | Omega Hills Gas Recovery | WI | Washington | GEN1 | GT | OP | 3 | 2.9 | 3.3 |  | 12 | 1985 | BIT: LFG; Y: N; Y: Y |  | S |  | N | IPP Non-CHP | 2 |  | N | N | [12 empty] | N |  |  |  |  | N
54842 | WM Renewable Energy LLC | 50577 | Omega Hills Gas Recovery | WI | Washington | GEN2 | GT | OP | 3 | 2.9 | 3.3 |  | 12 | 1985 | BIT: LFG; Y: N; Y: Y |  | S |  | N | IPP Non-CHP | 2 |  | N | N | [12 empty] | N |  |  |  |  | N
54842 | WM Renewable Energy LLC | 50577 | Omega Hills Gas Recovery | WI | Washington | GEN3 | GT | OP | 3.3 | 3 | 3 |  | 9 | 2001 | BIT: LFG; Y: N; Y: Y |  | S |  | N | IPP Non-CHP | 2 |  | N | N | [12 empty] | N |  |  |  |  | N
54842 | WM Renewable Energy LLC | 50577 | Omega Hills Gas Recovery | WI | Washington | GEN5 | GT | OP | 3.3 | 2.9 | 3.3 |  | 9 | 2010 | BIT: LFG; Y: N; Y: Y |  | S |  | N | IPP Non-CHP | 2 |  | N | N
54842 | WM Renewable Energy LLC | 50578 | Stowe Power Production Plant | PA | MONTGOMERY | GEN2 | GT | OP | 3 | 2.9 | 3 |  | 5 | 1991 | BIT: LFG; Y: N; Y: Y |  | S |  | N | IPP Non-CHP | 2 |  | N | N | [17 empty] | N
54842 | WM Renewable Energy LLC | 54392 | BJ Gas Recovery | GA | Gwinnett | GEN1 | IC | OP | 0.8 | 0.8 | 0.8 |  | 9 | 1993 | BIT: LFG; Y: N; Y: Y |  | S |  | N | IPP Non-CHP | 2 |  | N | Y | [15 empty] | 12 | 2013 | N
54842 | WM Renewable Energy LLC | 54392 | BJ Gas Recovery | GA | Gwinnett | GEN3 | IC | OP | 0.8 | 0.8 | 0.8 |  | 9 | 1993 | BIT: LFG; Y: N; Y: Y |  | S |  | N | IPP Non-CHP | 2 |  | N | Y | [15 empty] | 12 | 2013 | N
54842 | WM Renewable Energy LLC | 54539 | Venice Resources Gas Recovery | MI | Shiawassee | GEN1 | IC | OP | 0.8 | 0.8 | 0.8 |  | 3 | 1992 | BIT: LFG; Y: N; Y: Y |  | S |  | N | IPP Non-CHP | 2 |  | N | N | [12 empty] | N |  |  |  |  | N
54842 | WM Renewable Energy LLC | 54539 | Venice Resources Gas Recovery | MI | Shiawassee | GEN2 | IC | OP | 0.8 | 0.8 | 0.8 |  | 3 | 1992 | BIT: LFG; Y: N; Y: Y |  | S |  | N | IPP Non-CHP | 2 |  | N | N | [12 empty] | N |  |  |  |  | N
54842 | WM Renewable Energy LLC | 54661 | Pheasant Run Landfill Gas Recovery | WI | Kenosha | GE10 | IC | OP | 0.8 | 0.8 | 0.8 |  | 7 | 2002 | BIT: LFG; Y: N; Y: Y |  | S |  | N | IPP Non-CHP | 2 |  | N | N | [17 empty] | N
54842 | WM Renewable Energy LLC | 54661 | Pheasant Run Landfill Gas Recovery | WI | Kenosha | GE11 | IC | OP | 0.8 | 0.8 | 0.8 |  | 7 | 2002 | BIT: LFG; Y: N; Y: Y |  | S |  | N | IPP Non-CHP | 2 |  | N | N | [17 empty] | N
54842 | WM Renewable Energy LLC | 54661 | Pheasant Run Landfill Gas Recovery | WI | Kenosha | GEN1 | IC | OP | 0.8 | 0.8 | 0.8 |  | 2 | 1992 | BIT: LFG; Y: N; Y: Y |  | S |  | N | IPP Non-CHP | 2 |  | N | N | [17 empty] | N
54842 | WM Renewable Energy LLC | 54661 | Pheasant Run Landfill Gas Recovery | WI | Kenosha | GEN2 | IC | OP | 0.8 | 0.8 | 0.8 |  | 2 | 1992 | BIT: LFG; Y: N; Y: Y |  | S |  | N | IPP Non-CHP | 2 |  | N | N | [17 empty] | N
54842 | WM Renewable Energy LLC | 54661 | Pheasant Run Landfill Gas Recovery | WI | Kenosha | GEN3 | IC | OP | 0.8 | 0.8 | 0.8 |  | 2 | 1996 | BIT: LFG; Y: N; Y: Y |  | S |  | N | IPP Non-CHP | 2 |  | N | N | [17 empty] | N
54842 | WM Renewable Energy LLC | 54661 | Pheasant Run Landfill Gas Recovery | WI | Kenosha | GEN4 | IC | OP | 0.8 | 0.8 | 0.8 |  | 2 | 2000 | BIT: LFG; Y: N; Y: Y |  | S |  | N | IPP Non-CHP | 2 |  | N | N | [17 empty] | N
54842 | WM Renewable Energy LLC | 54661 | Pheasant Run Landfill Gas Recovery | WI | Kenosha | GEN5 | IC | OP | 0.8 | 0.8 | 0.8 |  | 2 | 2000 | BIT: LFG; Y: N; Y: Y |  | S |  | N | IPP Non-CHP | 2 |  | N | N | [17 empty] | N
54842 | WM Renewable Energy LLC | 54661 | Pheasant Run Landfill Gas Recovery | WI | Kenosha | GEN6 | IC | OP | 0.8 | 0.8 | 0.8 |  | 2 | 2000 | BIT: LFG; Y: N; Y: Y |  | S |  | N | IPP Non-CHP | 2 |  | N | N | [17 empty] | N
54842 | WM Renewable Energy LLC | 54661 | Pheasant Run Landfill Gas Recovery | WI | Kenosha | GEN7 | IC | OP | 0.8 | 0.8 | 0.8 |  | 2 | 2000 | BIT: LFG; Y: N; Y: Y |  | S |  | N | IPP Non-CHP | 2 |  | N | N | [17 empty] | N
54842 | WM Renewable Energy LLC | 54661 | Pheasant Run Landfill Gas Recovery | WI | Kenosha | GEN8 | IC | OP | 0.8 | 0.8 | 0.8 |  | 7 | 2002 | BIT: LFG; Y: N; Y: Y |  | S |  | N | IPP Non-CHP | 2 |  | N | N | [17 empty] | N
54842 | WM Renewable Energy LLC | 54661 | Pheasant Run Landfill Gas Recovery | WI | Kenosha | GEN9 | IC | OP | 0.8 | 0.8 | 0.8 |  | 7 | 2002 | BIT: LFG; Y: N; Y: Y |  | S |  | N | IPP Non-CHP | 2 |  | N | N | [17 empty] | N
54842 | WM Renewable Energy LLC | 54663 | Turnkey Landfill Gas Recovery | NH | Strafford | GEN1 | IC | OP | 0.8 | 0.8 | 0.8 |  | 2 | 1992 | BIT: LFG; Y: N; Y: Y |  | S |  | N | IPP Non-CHP | 2 |  | N | N | [12 empty] | N |  |  |  |  | N
54842 | WM Renewable Energy LLC | 54663 | Turnkey Landfill Gas Recovery | NH | Strafford | GEN2 | IC | OP | 0.8 | 0.8 | 0.8 |  | 2 | 1992 | BIT: LFG; Y: N; Y: Y |  | S |  | N | IPP Non-CHP | 2 |  | N | N | [12 empty] | N |  |  |  |  | N
54842 | WM Renewable Energy LLC | 54663 | Turnkey Landfill Gas Recovery | NH | Strafford | GEN3 | IC | OP | 0.8 | 0.8 | 0.8 |  | 2 | 1992 | BIT: LFG; Y: N; Y: Y |  | S |  | N | IPP Non-CHP | 2 |  | N | N | [12 empty] | N |  |  |  |  | N
54842 | WM Renewable Energy LLC | 54663 | Turnkey Landfill Gas Recovery | NH | Strafford | GEN4 | IC | OP | 0.8 | 0.8 | 0.8 |  | 9 | 1993 | BIT: LFG; Y: N; Y: Y |  | S |  | N | IPP Non-CHP | 2 |  | N | N | [12 empty] | N |  |  |  |  | N
54842 | WM Renewable Energy LLC | 54663 | Turnkey Landfill Gas Recovery | NH | Strafford | GEN5 | GT | OP | 3 | 2.9 | 3.3 |  | 12 | 1997 | BIT: LFG; Y: N; Y: Y |  | S |  | N | IPP Non-CHP | 2 |  | N | N | [12 empty] | N |  |  |  |  | N
54842 | WM Renewable Energy LLC | 54663 | Turnkey Landfill Gas Recovery | NH | Strafford | GEN6 | GT | OP | 3 | 2.9 | 3.3 |  | 12 | 1997 | BIT: LFG; Y: N; Y: Y |  | S |  | N | IPP Non-CHP | 2 |  | N | N | [12 empty] | N |  |  |  |  | N
54842 | WM Renewable Energy LLC | 54700 | Metro Methane Recovery Facility | IA | Polk | GEN1 | IC | OP | 0.8 | 0.8 | 0.8 |  | 1 | 1998 | BIT: LFG; Y: N; Y: Y |  | S |  | N | IPP Non-CHP | 2 |  | N | N | [12 empty] | N |  |  |  |  | N
54842 | WM Renewable Energy LLC | 54700 | Metro Methane Recovery Facility | IA | Polk | GEN2 | IC | OP | 0.8 | 0.8 | 0.8 |  | 1 | 1998 | BIT: LFG; Y: N; Y: Y |  | S |  | N | IPP Non-CHP | 2 |  | N | N | [12 empty] | N |  |  |  |  | N
54842 | WM Renewable Energy LLC | 54700 | Metro Methane Recovery Facility | IA | Polk | GEN3 | IC | OP | 0.8 | 0.8 | 0.8 |  | 1 | 1998 | BIT: LFG; Y: N; Y: Y |  | S |  | N | IPP Non-CHP | 2 |  | N | N | [12 empty] | N |  |  |  |  | N
54842 | WM Renewable Energy LLC | 54700 | Metro Methane Recovery Facility | IA | Polk | GEN4 | IC | OP | 0.8 | 0.8 | 0.8 |  | 1 | 1998 | BIT: LFG; Y: N; Y: Y |  | S |  | N | IPP Non-CHP | 2 |  | N | N | [12 empty] | N |  |  |  |  | N
54842 | WM Renewable Energy LLC | 54700 | Metro Methane Recovery Facility | IA | Polk | GEN5 | IC | OP | 0.8 | 0.8 | 0.8 |  | 1 | 1998 | BIT: LFG; Y: N; Y: Y |  | S |  | N | IPP Non-CHP | 2 |  | N | N | [12 empty] | N |  |  |  |  | N
54842 | WM Renewable Energy LLC | 54700 | Metro Methane Recovery Facility | IA | Polk | GEN6 | IC | OP | 0.8 | 0.8 | 0.8 |  | 1 | 1998 | BIT: LFG; Y: N; Y: Y |  | S |  | N | IPP Non-CHP | 2 |  | N | N | [12 empty] | N |  |  |  |  | N
54842 | WM Renewable Energy LLC | 54700 | Metro Methane Recovery Facility | IA | Polk | GEN7 | IC | OP | 0.8 | 0.8 | 0.8 |  | 1 | 1998 | BIT: LFG; Y: N; Y: Y |  | S |  | N | IPP Non-CHP | 2 |  | N | N | [12 empty] | N |  |  |  |  | N
54842 | WM Renewable Energy LLC | 54700 | Metro Methane Recovery Facility | IA | Polk | GEN8 | IC | OP | 0.8 | 0.8 | 0.8 |  | 1 | 1998 | BIT: LFG; Y: N; Y: Y |  | S |  | N | IPP Non-CHP | 2 |  | N | N | [12 empty] | N |  |  |  |  | N
54842 | WM Renewable Energy LLC | 54939 | EKS Landfill | MN | Dakota | UNT1 | IC | OP | 1.6 | 1.5 | 1.5 |  | 5 | 1994 | BIT: LFG; Y: N; Y: Y |  | S |  | N | IPP Non-CHP | 2 |  | N | N | [17 empty] | N
54842 | WM Renewable Energy LLC | 54939 | EKS Landfill | MN | Dakota | UNT2 | IC | OP | 1.6 | 1.5 | 1.5 |  | 5 | 1994 | BIT: LFG; Y: N; Y: Y |  | S |  | N | IPP Non-CHP | 2 |  | N | N | [17 empty] | N
54842 | WM Renewable Energy LLC | 54939 | EKS Landfill | MN | Dakota | UNT4 | IC | OP | 1.6 | 1.5 | 1.5 |  | 7 | 2011 | BIT: LFG; Y: N; Y: Y |  | S |  | N | IPP Non-CHP | 2 |  |  | N
54842 | WM Renewable Energy LLC | 55074 | Lakeview Gas Recovery | PA | Erie | GEN1 | IC | OP | 3 | 3 | 3 |  | 5 | 1997 | BIT: LFG; Y: N; Y: Y |  | S |  | N | IPP Non-CHP | 2 |  | N | N | [12 empty] | N |  |  |  |  | N
54842 | WM Renewable Energy LLC | 55074 | Lakeview Gas Recovery | PA | Erie | GEN2 | IC | OP | 3 | 3 | 3 |  | 6 | 1997 | BIT: LFG; Y: N; Y: Y |  | S |  | N | IPP Non-CHP | 2 |  | N | N | [12 empty] | N |  |  |  |  | N
54842 | WM Renewable Energy LLC | 55925 | Ridgeview | WI | Manitowoc | GEN1 | IC | OP | 0.8 | 0.8 | 0.8 |  | 9 | 2002 | BIT: LFG; Y: N; Y: Y |  | S |  | N | IPP Non-CHP | 2 |  | N | N | [12 empty] | N |  |  |  |  | N
54842 | WM Renewable Energy LLC | 55925 | Ridgeview | WI | Manitowoc | GEN2 | IC | OP | 0.8 | 0.8 | 0.8 |  | 9 | 2002 | BIT: LFG; Y: N; Y: Y |  | S |  | N | IPP Non-CHP | 2 |  | N | N | [12 empty] | N |  |  |  |  | N
54842 | WM Renewable Energy LLC | 55925 | Ridgeview | WI | Manitowoc | GEN3 | IC | OP | 0.8 | 0.8 | 0.8 |  | 9 | 2002 | BIT: LFG; Y: N; Y: Y |  | S |  | N | IPP Non-CHP | 2 |  | N | N | [12 empty] | N |  |  |  |  | N
54842 | WM Renewable Energy LLC | 55925 | Ridgeview | WI | Manitowoc | GEN4 | IC | OP | 0.8 | 0.8 | 0.8 |  | 6 | 2003 | BIT: LFG; Y: N; Y: Y |  | S |  | N | IPP Non-CHP | 2 |  | N | N | [12 empty] | N |  |  |  |  | N
54842 | WM Renewable Energy LLC | 55925 | Ridgeview | WI | Manitowoc | GEN5 | IC | OP | 0.8 | 0.8 | 0.8 |  | 12 | 2006 | BIT: LFG; Y: N; Y: Y |  | S |  | N | IPP Non-CHP | 2 |  |  | N | [12 empty] | N |  |  |  |  | N
54842 | WM Renewable Energy LLC | 55925 | Ridgeview | WI | Manitowoc | GEN6 | IC | OP | 0.8 | 0.8 | 0.8 |  | 12 | 2006 | BIT: LFG; Y: N; Y: Y |  | S |  | N | IPP Non-CHP | 2 |  |  | N | [12 empty] | N |  |  |  |  | N
54842 | WM Renewable Energy LLC | 55925 | Ridgeview | WI | Manitowoc | GEN7 | IC | OP | 0.8 | 0.8 | 0.8 |  | 12 | 2006 | BIT: LFG; Y: N; Y: Y |  | S |  | N | IPP Non-CHP | 2 |  |  | N | [12 empty] | N |  |  |  |  | N
54842 | WM Renewable Energy LLC | 55925 | Ridgeview | WI | Manitowoc | GEN8 | IC | OP | 0.8 | 0.8 | 0.8 |  | 12 | 2006 | BIT: LFG; Y: N; Y: Y |  | S |  | N | IPP Non-CHP | 2 |  |  | N | [12 empty] | N |  |  |  |  | N
54842 | WM Renewable Energy LLC | 55925 | Ridgeview | WI | Manitowoc | GEN9 | IC | OP | 0.8 | 0.8 | 0.8 |  | 12 | 2006 | BIT: LFG; Y: N; Y: Y |  | S |  | N | IPP Non-CHP | 2 |  |  | Y | [12 empty] | N |  |  | 12 | 2013 | N
54842 | WM Renewable Energy LLC | 56069 | Berlin | WI | Green Lake | 1 | IC | OP | 0.8 | 0.8 | 0.8 |  | 8 | 2001 | BIT: LFG; Y: N; Y: Y |  | S |  | N | IPP Non-CHP | 2 |  | N | N | [17 empty] | N
54842 | WM Renewable Energy LLC | 56069 | Berlin | WI | Green Lake | 2 | IC | OP | 0.8 | 0.8 | 0.8 |  | 8 | 2001 | BIT: LFG; Y: N; Y: Y |  | S |  | N | IPP Non-CHP | 2 |  | N | N | [17 empty] | N
54842 | WM Renewable Energy LLC | 56069 | Berlin | WI | Green Lake | 3 | IC | OP | 0.8 | 0.8 | 0.8 |  | 8 | 2001 | BIT: LFG; Y: N; Y: Y |  | S |  | N | IPP Non-CHP | 2 |  | N | N | [17 empty] | N
54842 | WM Renewable Energy LLC | 56520 | Deertrack Park Gas Recovery | WI | Jefferson | GEN1 | IC | OP | 0.8 | 0.8 | 0.8 |  | 2 | 2006 | BIT: LFG; Y: N; Y: Y |  | S |  | N | IPP Non-CHP | 2 |  |  | N | [17 empty] | N
54842 | WM Renewable Energy LLC | 56520 | Deertrack Park Gas Recovery | WI | Jefferson | GEN2 | IC | OP | 0.8 | 0.8 | 0.8 |  | 2 | 2006 | BIT: LFG; Y: N; Y: Y |  | S |  | N | IPP Non-CHP | 2 |  |  | N | [17 empty] | N
54842 | WM Renewable Energy LLC | 56520 | Deertrack Park Gas Recovery | WI | Jefferson | GEN3 | IC | OP | 0.8 | 0.8 | 0.8 |  | 2 | 2006 | BIT: LFG; Y: N; Y: Y |  | S |  | N | IPP Non-CHP | 2 |  |  | N | [17 empty] | N
54842 | WM Renewable Energy LLC | 56520 | Deertrack Park Gas Recovery | WI | Jefferson | GEN4 | IC | OP | 0.8 | 0.8 | 0.8 |  | 2 | 2006 | BIT: LFG; Y: N; Y: Y |  | S |  | N | IPP Non-CHP | 2 |  |  | N | [17 empty] | N
54842 | WM Renewable Energy LLC | 56520 | Deertrack Park Gas Recovery | WI | Jefferson | GEN5 | IC | OP | 0.8 | 0.8 | 0.8 |  | 12 | 2007 | BIT: LFG; Y: N; Y: Y |  | S |  | N | IPP Non-CHP | 2 |  |  | N | [17 empty] | N
54842 | WM Renewable Energy LLC | 56520 | Deertrack Park Gas Recovery | WI | Jefferson | GEN6 | IC | OP | 0.8 | 0.8 | 0.8 |  | 12 | 2007 | BIT: LFG; Y: N; Y: Y |  | S |  | N | IPP Non-CHP | 2 |  |  | N | [17 empty] | N
54842 | WM Renewable Energy LLC | 56520 | Deertrack Park Gas Recovery | WI | Jefferson | GEN7 | IC | OP | 0.8 | 0.8 | 0.8 |  | 12 | 2007 | BIT: LFG; Y: N; Y: Y |  | S |  | N | IPP Non-CHP | 2 |  |  | N | [17 empty] | N
54842 | WM Renewable Energy LLC | 56520 | Deertrack Park Gas Recovery | WI | Jefferson | GEN8 | IC | OP | 0.8 | 0.8 | 0.8 |  | 12 | 2007 | BIT: LFG; Y: N; Y: Y |  | S |  | N | IPP Non-CHP | 2 |  |  | N | [17 empty] | N
54842 | WM Renewable Energy LLC | 56521 | Lake Mills Gas Recovery | IA | Winnebago | GEN1 | IC | OP | 0.8 | 0.8 | 0.8 |  | 3 | 2006 | BIT: LFG; Y: N; Y: Y |  | S |  | N | IPP Non-CHP | 2 |  |  | N | [17 empty] | N
54842 | WM Renewable Energy LLC | 56521 | Lake Mills Gas Recovery | IA | Winnebago | GEN2 | IC | OP | 0.8 | 0.8 | 0.8 |  | 3 | 2006 | BIT: LFG; Y: N; Y: Y |  | S |  | N | IPP Non-CHP | 2 |  |  | N | [17 empty] | N
54842 | WM Renewable Energy LLC | 56521 | Lake Mills Gas Recovery | IA | Winnebago | GEN3 | IC | OP | 0.8 | 0.8 | 0.8 |  | 3 | 2006 | BIT: LFG; Y: N; Y: Y |  | S |  | N | IPP Non-CHP | 2 |  |  | N | [17 empty] | N
54842 | WM Renewable Energy LLC | 56521 | Lake Mills Gas Recovery | IA | Winnebago | GEN4 | IC | OP | 0.8 | 0.8 | 0.8 |  | 3 | 2006 | BIT: LFG; Y: N; Y: Y |  | S |  | N | IPP Non-CHP | 2 |  |  | N | [17 empty] | N
54842 | WM Renewable Energy LLC | 56521 | Lake Mills Gas Recovery | IA | Winnebago | GEN5 | IC | OP | 0.8 | 0.8 | 0.8 |  | 3 | 2006 | BIT: LFG; Y: N; Y: Y |  | S |  | N | IPP Non-CHP | 2 |  |  | N | [17 empty] | N
54842 | WM Renewable Energy LLC | 56521 | Lake Mills Gas Recovery | IA | Winnebago | GEN6 | IC | OP | 0.8 | 0.8 | 0.8 |  | 3 | 2006 | BIT: LFG; Y: N; Y: Y |  | S |  | N | IPP Non-CHP | 2 |  |  | N | [17 empty] | N
54842 | WM Renewable Energy LLC | 56522 | Springhill Gas Recovery Plant | FL | JACKSON | GEN1 | IC | OP | 0.8 | 0.8 | 0.8 |  | 5 | 2006 | BIT: LFG; Y: N; Y: Y |  | S |  | N | IPP Non-CHP | 2 |  |  | N | [17 empty] | N
54842 | WM Renewable Energy LLC | 56522 | Springhill Gas Recovery Plant | FL | JACKSON | GEN2 | IC | OP | 0.8 | 0.8 | 0.8 |  | 5 | 2006 | BIT: LFG; Y: N; Y: Y |  | S |  | N | IPP Non-CHP | 2 |  |  | N | [17 empty] | N
54842 | WM Renewable Energy LLC | 56522 | Springhill Gas Recovery Plant | FL | JACKSON | GEN3 | IC | OP | 0.8 | 0.8 | 0.8 |  | 5 | 2006 | BIT: LFG; Y: N; Y: Y |  | S |  | N | IPP Non-CHP | 2 |  |  | N | [17 empty] | N
54842 | WM Renewable Energy LLC | 56522 | Springhill Gas Recovery Plant | FL | JACKSON | GEN4 | IC | OP | 0.8 | 0.8 | 0.8 |  | 5 | 2006 | BIT: LFG; Y: N; Y: Y |  | S |  | N | IPP Non-CHP | 2 |  |  | N | [17 empty] | N
54842 | WM Renewable Energy LLC | 56522 | Springhill Gas Recovery Plant | FL | JACKSON | GEN5 | IC | OP | 0.8 | 0.8 | 0.8 |  | 5 | 2006 | BIT: LFG; Y: N; Y: Y |  | S |  | N | IPP Non-CHP | 2 |  |  | N | [17 empty] | N
54842 | WM Renewable Energy LLC | 56522 | Springhill Gas Recovery Plant | FL | JACKSON | GEN6 | IC | OP | 0.8 | 0.8 | 0.8 |  | 5 | 2006 | BIT: LFG; Y: N; Y: Y |  | S |  | N | IPP Non-CHP | 2 |  |  | N | [17 empty] | N
54842 | WM Renewable Energy LLC | 56523 | Two Pine Landfill Gas Recovery | AR | PULASKI | GEN1 | IC | OP | 0.8 | 0.8 | 0.8 |  | 10 | 2006 | BIT: LFG; Y: N; Y: Y |  | S |  | N | IPP Non-CHP | 2 |  |  | N | [17 empty] | N
54842 | WM Renewable Energy LLC | 56523 | Two Pine Landfill Gas Recovery | AR | PULASKI | GEN2 | IC | OP | 0.8 | 0.8 | 0.8 |  | 10 | 2006 | BIT: LFG; Y: N; Y: Y |  | S |  | N | IPP Non-CHP | 2 |  |  | N | [17 empty] | N
54842 | WM Renewable Energy LLC | 56523 | Two Pine Landfill Gas Recovery | AR | PULASKI | GEN3 | IC | OP | 0.8 | 0.8 | 0.8 |  | 10 | 2006 | BIT: LFG; Y: N; Y: Y |  | S |  | N | IPP Non-CHP | 2 |  |  | N | [17 empty] | N
54842 | WM Renewable Energy LLC | 56523 | Two Pine Landfill Gas Recovery | AR | PULASKI | GEN4 | IC | OP | 0.8 | 0.8 | 0.8 |  | 10 | 2006 | BIT: LFG; Y: N; Y: Y |  | S |  | N | IPP Non-CHP | 2 |  |  | N | [17 empty] | N
54842 | WM Renewable Energy LLC | 56523 | Two Pine Landfill Gas Recovery | AR | PULASKI | GEN5 | IC | OP | 0.8 | 0.8 | 0.8 |  | 10 | 2006 | BIT: LFG; Y: N; Y: Y |  | S |  | N | IPP Non-CHP | 2 |  |  | N | [17 empty] | N
54842 | WM Renewable Energy LLC | 56523 | Two Pine Landfill Gas Recovery | AR | PULASKI | GEN6 | IC | OP | 0.8 | 0.8 | 0.8 |  | 10 | 2006 | BIT: LFG; Y: N; Y: Y |  | S |  | N | IPP Non-CHP | 2 |  |  | N | [17 empty] | N
54842 | WM Renewable Energy LLC | 56524 | Austin Gas Recovery | TX | Travis | GEN1 | IC | OP | 1.6 | 1.6 | 1.6 |  | 10 | 2007 | BIT: LFG; Y: N; Y: Y |  | S |  | N | IPP Non-CHP | 2 |  | N | N | [17 empty] | N
54842 | WM Renewable Energy LLC | 56524 | Austin Gas Recovery | TX | Travis | GEN2 | IC | OP | 1.6 | 1.6 | 1.6 |  | 10 | 2007 | BIT: LFG; Y: N; Y: Y |  | S |  | N | IPP Non-CHP | 2 |  |  | N | [17 empty] | N
54842 | WM Renewable Energy LLC | 56524 | Austin Gas Recovery | TX | Travis | GEN3 | IC | OP | 1.6 | 1.6 | 1.6 |  | 10 | 2007 | BIT: LFG; Y: N; Y: Y |  | S |  | N | IPP Non-CHP | 2 |  |  | N | [17 empty] | N
54842 | WM Renewable Energy LLC | 56524 | Austin Gas Recovery | TX | Travis | GEN4 | IC | OP | 1.6 | 1.6 | 1.6 |  | 10 | 2007 | BIT: LFG; Y: N; Y: Y |  | S |  | N | IPP Non-CHP | 2 |  |  | N | [17 empty] | N
54842 | WM Renewable Energy LLC | 56525 | Timberline Trail Gas Recovery | WI | RUSK | GEN1 | IC | OP | 0.8 | 0.8 | 0.8 |  | 2 | 2006 | BIT: LFG; Y: N; Y: Y |  | S |  | N | IPP Non-CHP | 2 |  |  | N | [17 empty] | N
54842 | WM Renewable Energy LLC | 56525 | Timberline Trail Gas Recovery | WI | RUSK | GEN2 | IC | OP | 0.8 | 0.8 | 0.8 |  | 2 | 2006 | BIT: LFG; Y: N; Y: Y |  | S |  | N | IPP Non-CHP | 2 |  |  | N | [17 empty] | N
54842 | WM Renewable Energy LLC | 56525 | Timberline Trail Gas Recovery | WI | RUSK | GEN3 | IC | OP | 0.8 | 0.8 | 0.8 |  | 2 | 2006 | BIT: LFG; Y: N; Y: Y |  | S |  | N | IPP Non-CHP | 2 |  |  | N | [17 empty] | N
54842 | WM Renewable Energy LLC | 56525 | Timberline Trail Gas Recovery | WI | RUSK | GEN4 | IC | OP | 0.8 | 0.8 | 0.8 |  | 2 | 2006 | BIT: LFG; Y: N; Y: Y |  | S |  | N | IPP Non-CHP | 2 |  |  | N | [17 empty] | N
54842 | WM Renewable Energy LLC | 56525 | Timberline Trail Gas Recovery | WI | RUSK | GEN5 | IC | OP | 0.8 | 0.8 | 0.8 |  | 12 | 2007 | BIT: LFG; Y: N; Y: Y |  | S |  | N | IPP Non-CHP | 2 |  |  | N | [17 empty] | N
54842 | WM Renewable Energy LLC | 56526 | Chaffee Gas Recovery | NY | Erie | GEN1 | IC | OP | 0.8 | 0.8 | 0.8 |  | 8 | 2007 | BIT: LFG; Y: N; Y: Y |  | S |  | N | IPP Non-CHP | 2 |  |  | N | [17 empty] | N
54842 | WM Renewable Energy LLC | 56526 | Chaffee Gas Recovery | NY | Erie | GEN2 | IC | OP | 0.8 | 0.8 | 0.8 |  | 8 | 2007 | BIT: LFG; Y: N; Y: Y |  | S |  | N | IPP Non-CHP | 2 |  |  | N | [17 empty] | N
54842 | WM Renewable Energy LLC | 56526 | Chaffee Gas Recovery | NY | Erie | GEN3 | IC | OP | 0.8 | 0.8 | 0.8 |  | 8 | 2007 | BIT: LFG; Y: N; Y: Y |  | S |  | N | IPP Non-CHP | 2 |  |  | N | [17 empty] | N
54842 | WM Renewable Energy LLC | 56526 | Chaffee Gas Recovery | NY | Erie | GEN4 | IC | OP | 0.8 | 0.8 | 0.8 |  | 8 | 2007 | BIT: LFG; Y: N; Y: Y |  | S |  | N | IPP Non-CHP | 2 |  |  | N | [17 empty] | N
54842 | WM Renewable Energy LLC | 56526 | Chaffee Gas Recovery | NY | Erie | GEN5 | IC | OP | 0.8 | 0.8 | 0.8 |  | 8 | 2007 | BIT: LFG; Y: N; Y: Y |  | S |  | N | IPP Non-CHP | 2 |  |  | N | [17 empty] | N
54842 | WM Renewable Energy LLC | 56526 | Chaffee Gas Recovery | NY | Erie | GEN6 | IC | OP | 0.8 | 0.8 | 0.8 |  | 8 | 2007 | BIT: LFG; Y: N; Y: Y |  | S |  | N | IPP Non-CHP | 2 |  |  | N | [17 empty] | N
54842 | WM Renewable Energy LLC | 56526 | Chaffee Gas Recovery | NY | Erie | GEN7 | IC | OP | 0.8 | 0.8 | 0.8 |  | 10 | 2009 | BIT: LFG; Y: N; Y: Y |  | S |  | N | IPP Non-CHP | 2 |  |  | N
54842 | WM Renewable Energy LLC | 56526 | Chaffee Gas Recovery | NY | Erie | GEN8 | IC | OP | 0.8 | 0.8 | 0.8 |  | 10 | 2009 | BIT: LFG; Y: N; Y: Y |  | S |  | N | IPP Non-CHP | 2 |  |  | N
54842 | WM Renewable Energy LLC | 56527 | Fitchburg Gas Recovery | MA | Worcester | GEN1 | IC | OP | 1.6 | 1.6 | 1.6 |  | 10 | 2007 | BIT: LFG; Y: N; Y: Y |  | S |  | N | IPP Non-CHP | 2 |  |  | N | [17 empty] | N
54842 | WM Renewable Energy LLC | 56527 | Fitchburg Gas Recovery | MA | Worcester | GEN2 | IC | OP | 1.6 | 1.6 | 1.6 |  | 10 | 2007 | BIT: LFG; Y: N; Y: Y |  | S |  | N | IPP Non-CHP | 2 |  |  | N | [17 empty] | N
54842 | WM Renewable Energy LLC | 56527 | Fitchburg Gas Recovery | MA | Worcester | GEN3 | IC | OP | 1.6 | 1.6 | 1.6 |  | 1 | 2009 | BIT: LFG; Y: N; Y: Y |  | S |  | N | IPP Non-CHP | 2 |  |  | N | [17 empty] | N
54842 | WM Renewable Energy LLC | 56528 | Skyline Gas Recovery | TX | Dallas | GEN1 | IC | OP | 1.6 | 1.6 | 1.6 |  | 6 | 2007 | BIT: LFG; Y: N; Y: Y |  | S |  | N | IPP Non-CHP | 2 |  |  | N | [17 empty] | N
54842 | WM Renewable Energy LLC | 56528 | Skyline Gas Recovery | TX | Dallas | GEN2 | IC | OP | 1.6 | 1.6 | 1.6 |  | 6 | 2007 | BIT: LFG; Y: N; Y: Y |  | S |  | N | IPP Non-CHP | 2 |  |  | N | [17 empty] | N
54842 | WM Renewable Energy LLC | 56528 | Skyline Gas Recovery | TX | Dallas | GEN3 | IC | OP | 1.6 | 1.6 | 1.6 |  | 6 | 2007 | BIT: LFG; Y: N; Y: Y |  | S |  | N | IPP Non-CHP | 2 |  |  | N | [17 empty] | N
54842 | WM Renewable Energy LLC | 56528 | Skyline Gas Recovery | TX | Dallas | GEN4 | IC | OP | 1.6 | 1.6 | 1.6 |  | 6 | 2007 | BIT: LFG; Y: N; Y: Y |  | S |  | N | IPP Non-CHP | 2 |  |  | N | [17 empty] | N
54842 | WM Renewable Energy LLC | 56529 | Five Oaks Gas Recovery | IL | Christian | GEN1 | IC | OP | 0.8 | 0.8 | 0.8 |  | 2 | 2008 | BIT: LFG; Y: N; Y: Y |  | S |  | N | IPP Non-CHP | 2 |  |  | N | [17 empty] | N
54842 | WM Renewable Energy LLC | 56529 | Five Oaks Gas Recovery | IL | Christian | GEN2 | IC | OP | 0.8 | 0.8 | 0.8 |  | 2 | 2008 | BIT: LFG; Y: N; Y: Y |  | S |  | N | IPP Non-CHP | 2 |  |  | N | [17 empty] | N
54842 | WM Renewable Energy LLC | 56529 | Five Oaks Gas Recovery | IL | Christian | GEN3 | IC | OP | 0.8 | 0.8 | 0.8 |  | 2 | 2008 | BIT: LFG; Y: N; Y: Y |  | S |  | N | IPP Non-CHP | 2 |  |  | N | [17 empty] | N
54842 | WM Renewable Energy LLC | 56529 | Five Oaks Gas Recovery | IL | Christian | GEN4 | IC | OP | 0.8 | 0.8 | 0.8 |  | 2 | 2008 | BIT: LFG; Y: N; Y: Y |  | S |  | N | IPP Non-CHP | 2 |  |  | N | [17 empty] | N
54842 | WM Renewable Energy LLC | 56530 | DADS Gas Recovery | CO | Arapahoe | GEN1 | IC | OP | 0.8 | 0.8 | 0.8 |  | 7 | 2008 | BIT: LFG; Y: N; Y: Y |  | S |  | N | IPP Non-CHP | 2 |  |  | N | [17 empty] | N
54842 | WM Renewable Energy LLC | 56530 | DADS Gas Recovery | CO | Arapahoe | GEN2 | IC | OP | 0.8 | 0.8 | 0.8 |  | 7 | 2008 | BIT: LFG; Y: N; Y: Y |  | S |  | N | IPP Non-CHP | 2 |  |  | N | [17 empty] | N
54842 | WM Renewable Energy LLC | 56530 | DADS Gas Recovery | CO | Arapahoe | GEN3 | IC | OP | 0.8 | 0.8 | 0.8 |  | 7 | 2008 | BIT: LFG; Y: N; Y: Y |  | S |  | N | IPP Non-CHP | 2 |  |  | N | [17 empty] | N
54842 | WM Renewable Energy LLC | 56530 | DADS Gas Recovery | CO | Arapahoe | GEN4 | IC | OP | 0.8 | 0.8 | 0.8 |  | 7 | 2008 | BIT: LFG; Y: N; Y: Y |  | S |  | N | IPP Non-CHP | 2 |  |  | N | [17 empty] | N
54842 | WM Renewable Energy LLC | 56531 | Waste Management Bethel LFGTE | VA | HAMPTON CITY | GEN1 | IC | OP | 0.8 | 0.8 | 0.8 |  | 2 | 2008 | BIT: LFG; Y: N; Y: Y |  | S |  | N | IPP Non-CHP | 2 |  |  | N
54842 | WM Renewable Energy LLC | 56531 | Waste Management Bethel LFGTE | VA | HAMPTON CITY | GEN2 | IC | OP | 0.8 | 0.8 | 0.8 |  | 2 | 2008 | BIT: LFG; Y: N; Y: Y |  | S |  | N | IPP Non-CHP | 2 |  |  | N
54842 | WM Renewable Energy LLC | 56531 | Waste Management Bethel LFGTE | VA | HAMPTON CITY | GEN3 | IC | OP | 0.8 | 0.8 | 0.8 |  | 2 | 2008 | BIT: LFG; Y: N; Y: Y |  | S |  | N | IPP Non-CHP | 2 |  |  | N
54842 | WM Renewable Energy LLC | 56531 | Waste Management Bethel LFGTE | VA | HAMPTON CITY | GEN4 | IC | OP | 0.8 | 0.8 | 0.8 |  | 2 | 2008 | BIT: LFG; Y: N; Y: Y |  | S |  | N | IPP Non-CHP | 2 |  |  | N
54842 | WM Renewable Energy LLC | 56531 | Waste Management Bethel LFGTE | VA | HAMPTON CITY | GEN5 | IC | OP | 0.8 | 0.8 | 0.8 |  | 2 | 2008 | BIT: LFG; Y: N; Y: Y |  | S |  | N | IPP Non-CHP | 2 |  |  | N
54842 | WM Renewable Energy LLC | 56531 | Waste Management Bethel LFGTE | VA | HAMPTON CITY | GEN6 | IC | OP | 0.8 | 0.8 | 0.8 |  | 2 | 2008 | BIT: LFG; Y: N; Y: Y |  | S |  | N | IPP Non-CHP | 2 |  |  | N
54842 | WM Renewable Energy LLC | 57014 | Waste Management Arden LFGTE | PA | WASHINGTON | GEN1 | IC | OP | 0.8 | 0.8 | 0.8 |  | 2 | 2009 | BIT: LFG; Y: N; Y: Y |  | S |  | N | IPP Non-CHP | 2 |  |  | N
54842 | WM Renewable Energy LLC | 57014 | Waste Management Arden LFGTE | PA | WASHINGTON | GEN2 | IC | OP | 0.8 | 0.8 | 0.8 |  | 2 | 2009 | BIT: LFG; Y: N; Y: Y |  | S |  | N | IPP Non-CHP | 2 |  |  | N
54842 | WM Renewable Energy LLC | 57014 | Waste Management Arden LFGTE | PA | WASHINGTON | GEN3 | IC | OP | 0.8 | 0.8 | 0.8 |  | 2 | 2009 | BIT: LFG; Y: N; Y: Y |  | S |  | N | IPP Non-CHP | 2 |  |  | N
54842 | WM Renewable Energy LLC | 57014 | Waste Management Arden LFGTE | PA | WASHINGTON | GEN4 | IC | OP | 0.8 | 0.8 | 0.8 |  | 2 | 2009 | BIT: LFG; Y: N; Y: Y |  | S |  | N | IPP Non-CHP | 2 |  |  | N
54842 | WM Renewable Energy LLC | 57014 | Waste Management Arden LFGTE | PA | WASHINGTON | GEN5 | IC | OP | 0.8 | 0.8 | 0.8 |  | 2 | 2009 | BIT: LFG; Y: N; Y: Y |  | S |  | N | IPP Non-CHP | 2 |  |  | N
54842 | WM Renewable Energy LLC | 57014 | Waste Management Arden LFGTE | PA | WASHINGTON | GEN6 | IC | OP | 0.8 | 0.8 | 0.8 |  | 2 | 2009 | BIT: LFG; Y: N; Y: Y |  | S |  | N | IPP Non-CHP | 2 |  |  | N
54842 | WM Renewable Energy LLC | 57015 | Waste Management Columbia Ridge LFGTE | OR | GILLIAM | GEN1 | IC | OP | 0.8 | 0.8 | 0.8 |  | 12 | 2009 | BIT: LFG; Y: N; Y: Y |  | S |  | N | IPP Non-CHP | 2 |  |  | N | [17 empty] | N
54842 | WM Renewable Energy LLC | 57015 | Waste Management Columbia Ridge LFGTE | OR | GILLIAM | GEN2 | IC | OP | 0.8 | 0.8 | 0.8 |  | 12 | 2009 | BIT: LFG; Y: N; Y: Y |  | S |  | N | IPP Non-CHP | 2 |  |  | N | [17 empty] | N
54842 | WM Renewable Energy LLC | 57015 | Waste Management Columbia Ridge LFGTE | OR | GILLIAM | GEN3 | IC | OP | 0.8 | 0.8 | 0.8 |  | 12 | 2009 | BIT: LFG; Y: N; Y: Y |  | S |  | N | IPP Non-CHP | 2 |  |  | N | [17 empty] | N
54842 | WM Renewable Energy LLC | 57015 | Waste Management Columbia Ridge LFGTE | OR | GILLIAM | GEN4 | IC | OP | 0.8 | 0.8 | 0.8 |  | 12 | 2009 | BIT: LFG; Y: N; Y: Y |  | S |  | N | IPP Non-CHP | 2 |  |  | N | [17 empty] | N
54842 | WM Renewable Energy LLC | 57015 | Waste Management Columbia Ridge LFGTE | OR | GILLIAM | GEN5 | IC | OP | 0.8 | 0.8 | 0.8 |  | 12 | 2009 | BIT: LFG; Y: N; Y: Y |  | S |  | N | IPP Non-CHP | 2 |  |  | N | [17 empty] | N
54842 | WM Renewable Energy LLC | 57015 | Waste Management Columbia Ridge LFGTE | OR | GILLIAM | GEN6 | IC | OP | 0.8 | 0.8 | 0.8 |  | 12 | 2009 | BIT: LFG; Y: N; Y: Y |  | S |  | N | IPP Non-CHP | 2 |  |  | N | [17 empty] | N
54842 | WM Renewable Energy LLC | 57015 | Waste Management Columbia Ridge LFGTE | OR | GILLIAM | GEN7 | IC | OP | 0.8 | 0.8 | 0.8 |  | 12 | 2009 | BIT: LFG; Y: N; Y: Y |  | S |  | N | IPP Non-CHP | 2 |  |  | N | [17 empty] | N
54842 | WM Renewable Energy LLC | 57015 | Waste Management Columbia Ridge LFGTE | OR | GILLIAM | GEN8 | IC | OP | 0.8 | 0.8 | 0.8 |  | 12 | 2009 | BIT: LFG; Y: N; Y: Y |  | S |  | N | IPP Non-CHP | 2 |  |  | N | [17 empty] | N
54842 | WM Renewable Energy LLC | 57016 | Waste Management Crossroads LFGTE | ME | SOMERSET | GEN1 | IC | OP | 1.6 | 1.6 | 1.6 |  | 3 | 2009 | BIT: LFG; Y: N; Y: Y |  | S |  | N | IPP Non-CHP | 2 |  |  | N | [17 empty] | N
54842 | WM Renewable Energy LLC | 57016 | Waste Management Crossroads LFGTE | ME | SOMERSET | GEN2 | IC | OP | 1.6 | 1.6 | 1.6 |  | 3 | 2009 | BIT: LFG; Y: N; Y: Y |  | S |  | N | IPP Non-CHP | 2 |  |  | N | [17 empty] | N
54842 | WM Renewable Energy LLC | 57017 | Spruce Ridge Gas Recovery | MN | MCLEOD | GEN1 | IC | OP | 0.8 | 0.8 | 0.8 |  | 4 | 2008 | BIT: LFG; Y: N; Y: Y |  | S |  | N | IPP Non-CHP | 2 |  |  | N | [17 empty] | N
54842 | WM Renewable Energy LLC | 57017 | Spruce Ridge Gas Recovery | MN | MCLEOD | GEN2 | IC | OP | 0.8 | 0.8 | 0.8 |  | 4 | 2008 | BIT: LFG; Y: N; Y: Y |  | S |  | N | IPP Non-CHP | 2 |  |  | N | [17 empty] | N
54842 | WM Renewable Energy LLC | 57017 | Spruce Ridge Gas Recovery | MN | MCLEOD | GEN3 | IC | OP | 0.8 | 0.8 | 0.8 |  | 4 | 2008 | BIT: LFG; Y: N; Y: Y |  | S |  | N | IPP Non-CHP | 2 |  |  | N
54842 | WM Renewable Energy LLC | 57017 | Spruce Ridge Gas Recovery | MN | MCLEOD | GEN4 | IC | OP | 0.8 | 0.8 | 0.8 |  | 12 | 2010 | BIT: LFG; Y: N; Y: Y |  | S |  | N | IPP Non-CHP | 2 |  |  | N
54842 | WM Renewable Energy LLC | 57018 | Waste Management Middle Peninsula LFGTE | VA | MIDDLESEX | GEN1 | IC | OP | 0.8 | 0.8 | 0.8 |  | 9 | 2009 | BIT: LFG; Y: N; Y: Y |  | S |  | N | IPP Non-CHP | 2 |  |  | N | [17 empty] | N
54842 | WM Renewable Energy LLC | 57018 | Waste Management Middle Peninsula LFGTE | VA | MIDDLESEX | GEN2 | IC | OP | 0.8 | 0.8 | 0.8 |  | 9 | 2009 | BIT: LFG; Y: N; Y: Y |  | S |  | N | IPP Non-CHP | 2 |  |  | N | [17 empty] | N
54842 | WM Renewable Energy LLC | 57018 | Waste Management Middle Peninsula LFGTE | VA | MIDDLESEX | GEN3 | IC | OP | 0.8 | 0.8 | 0.8 |  | 9 | 2009 | BIT: LFG; Y: N; Y: Y |  | S |  | N | IPP Non-CHP | 2 |  |  | N | [17 empty] | N
54842 | WM Renewable Energy LLC | 57018 | Waste Management Middle Peninsula LFGTE | VA | MIDDLESEX | GEN4 | IC | OP | 0.8 | 0.8 | 0.8 |  | 9 | 2009 | BIT: LFG; Y: N; Y: Y |  | S |  | N | IPP Non-CHP | 2 |  |  | N | [17 empty] | N
54842 | WM Renewable Energy LLC | 57018 | Waste Management Middle Peninsula LFGTE | VA | MIDDLESEX | GEN5 | IC | OP | 0.8 | 0.8 | 0.8 |  | 9 | 2009 | BIT: LFG; Y: N; Y: Y |  | S |  | N | IPP Non-CHP | 2 |  |  | N | [17 empty] | N
54842 | WM Renewable Energy LLC | 57018 | Waste Management Middle Peninsula LFGTE | VA | MIDDLESEX | GEN6 | IC | OP | 0.8 | 0.8 | 0.8 |  | 9 | 2009 | BIT: LFG; Y: N; Y: Y |  | S |  | N | IPP Non-CHP | 2 |  |  | N | [17 empty] | N
54842 | WM Renewable Energy LLC | 57018 | Waste Management Middle Peninsula LFGTE | VA | MIDDLESEX | GEN7 | IC | OP | 0.8 | 0.8 | 0.8 |  | 9 | 2009 | BIT: LFG; Y: N; Y: Y |  | S |  | N | IPP Non-CHP | 2 |  |  | N | [17 empty] | N
54842 | WM Renewable Energy LLC | 57018 | Waste Management Middle Peninsula LFGTE | VA | MIDDLESEX | GEN8 | IC | OP | 0.8 | 0.8 | 0.8 |  | 9 | 2009 | BIT: LFG; Y: N; Y: Y |  | S |  | N | IPP Non-CHP | 2 |  |  | N | [17 empty] | N
54842 | WM Renewable Energy LLC | 57019 | Riverbend Landfill | OR | YAMHILL | GEN1 | IC | OP | 0.8 | 0.8 | 0.8 |  | 6 | 2010 | BIT: LFG; Y: N; Y: Y |  | S |  | N | IPP Non-CHP | 2 |  |  | N
54842 | WM Renewable Energy LLC | 57019 | Riverbend Landfill | OR | YAMHILL | GEN2 | IC | OP | 0.8 | 0.8 | 0.8 |  | 6 | 2010 | BIT: LFG; Y: N; Y: Y |  | S |  | N | IPP Non-CHP | 2 |  |  | N
54842 | WM Renewable Energy LLC | 57019 | Riverbend Landfill | OR | YAMHILL | GEN3 | IC | OP | 0.8 | 0.8 | 0.8 |  | 6 | 2010 | BIT: LFG; Y: N; Y: Y |  | S |  | N | IPP Non-CHP | 2 |  |  | N
54842 | WM Renewable Energy LLC | 57019 | Riverbend Landfill | OR | YAMHILL | GEN4 | IC | OP | 0.8 | 0.8 | 0.8 |  | 6 | 2010 | BIT: LFG; Y: N; Y: Y |  | S |  | N | IPP Non-CHP | 2 |  |  | N
54842 | WM Renewable Energy LLC | 57019 | Riverbend Landfill | OR | YAMHILL | GEN5 | IC | OP | 0.8 | 0.8 | 0.8 |  | 6 | 2010 | BIT: LFG; Y: N; Y: Y |  | S |  | N | IPP Non-CHP | 2 |  |  | N
54842 | WM Renewable Energy LLC | 57019 | Riverbend Landfill | OR | YAMHILL | GEN6 | IC | OP | 0.8 | 0.8 | 0.8 |  | 6 | 2010 | BIT: LFG; Y: N; Y: Y |  | S |  | N | IPP Non-CHP | 2 |  |  | N
54842 | WM Renewable Energy LLC | 57020 | Westside Landfill Gas Recovery | TX | PARKER | GEN1 | IC | OP | 1.6 | 1.6 | 1.6 |  | 3 | 2010 | BIT: LFG; Y: N; Y: Y |  | S |  | N | IPP Non-CHP | 2 |  |  | N
54842 | WM Renewable Energy LLC | 57020 | Westside Landfill Gas Recovery | TX | PARKER | GEN2 | IC | OP | 1.6 | 1.6 | 1.6 |  | 3 | 2010 | BIT: LFG; Y: N; Y: Y |  | S |  | N | IPP Non-CHP | 2 |  |  | N
54842 | WM Renewable Energy LLC | 57020 | Westside Landfill Gas Recovery | TX | PARKER | GEN3 | IC | OP | 1.6 | 1.6 | 1.6 |  | 3 | 2010 | BIT: LFG; Y: N; Y: Y |  | S |  | N | IPP Non-CHP | 2 |  |  | N
54842 | WM Renewable Energy LLC | 57021 | Waste Management Madison County LFGTE | NY | MADISON | GEN1 | IC | OP | 1.6 | 1.6 | 1.6 |  | 6 | 2009 | BIT: LFG; Y: N; Y: Y |  | S |  | N | IPP Non-CHP | 2 |  |  | N
54842 | WM Renewable Energy LLC | 57022 | Waste Management King George LFGTE | VA | KING GEORGE | GEN1 | GT | OP | 3.3 | 2.8 | 3.2 |  | 5 | 2010 | BIT: LFG; Y: N; Y: Y |  | S |  | N | IPP Non-CHP | 2 |  |  | N
54842 | WM Renewable Energy LLC | 57022 | Waste Management King George LFGTE | VA | KING GEORGE | GEN2 | GT | OP | 3.3 | 2.8 | 3.2 |  | 5 | 2010 | BIT: LFG; Y: N; Y: Y |  | S |  | N | IPP Non-CHP | 2 |  |  | N
54842 | WM Renewable Energy LLC | 57022 | Waste Management King George LFGTE | VA | KING GEORGE | GEN3 | GT | OP | 3.3 | 2.8 | 3.2 |  | 5 | 2010 | BIT: LFG; Y: N; Y: Y |  | S |  | N | IPP Non-CHP | 2 |  |  | N
54842 | WM Renewable Energy LLC | 57022 | Waste Management King George LFGTE | VA | KING GEORGE | GEN4 | GT | OP | 3.3 | 2.9 | 3.3 |  | 6 | 2011 | BIT: LFG; Y: N; Y: Y |  | S |  | N | IPP Non-CHP | 2 | [20 empty] | N
54842 | WM Renewable Energy LLC | 57023 | Waste Management Rolling Meadows LFGTE | KS | SHAWNEE | GEN1 | IC | OP | 0.8 | 0.8 | 0.8 |  | 1 | 2010 | BIT: LFG; Y: N; Y: Y |  | S |  | N | IPP Non-CHP | 2 |  |  | N
54842 | WM Renewable Energy LLC | 57023 | Waste Management Rolling Meadows LFGTE | KS | SHAWNEE | GEN2 | IC | OP | 0.8 | 0.8 | 0.8 |  | 1 | 2010 | BIT: LFG; Y: N; Y: Y |  | S |  | N | IPP Non-CHP | 2 |  |  | N
54842 | WM Renewable Energy LLC | 57023 | Waste Management Rolling Meadows LFGTE | KS | SHAWNEE | GEN3 | IC | OP | 0.8 | 0.8 | 0.8 |  | 1 | 2010 | BIT: LFG; Y: N; Y: Y |  | S |  | N | IPP Non-CHP | 2 |  |  | N
54842 | WM Renewable Energy LLC | 57023 | Waste Management Rolling Meadows LFGTE | KS | SHAWNEE | GEN4 | IC | OP | 0.8 | 0.8 | 0.8 |  | 1 | 2010 | BIT: LFG; Y: N; Y: Y |  | S |  | N | IPP Non-CHP | 2 |  |  | N
54842 | WM Renewable Energy LLC | 57023 | Waste Management Rolling Meadows LFGTE | KS | SHAWNEE | GEN5 | IC | OP | 0.8 | 0.8 | 0.8 |  | 1 | 2010 | BIT: LFG; Y: N; Y: Y |  | S |  | N | IPP Non-CHP | 2 |  |  | N
54842 | WM Renewable Energy LLC | 57023 | Waste Management Rolling Meadows LFGTE | KS | SHAWNEE | GEN6 | IC | OP | 0.8 | 0.8 | 0.8 |  | 1 | 2010 | BIT: LFG; Y: N; Y: Y |  | S |  | N | IPP Non-CHP | 2 |  |  | N
54842 | WM Renewable Energy LLC | 57023 | Waste Management Rolling Meadows LFGTE | KS | SHAWNEE | GEN7 | IC | OP | 0.8 | 0.8 | 0.8 |  | 1 | 2010 | BIT: LFG; Y: N; Y: Y |  | S |  | N | IPP Non-CHP | 2 |  |  | N
54842 | WM Renewable Energy LLC | 57024 | Waste Management Northern Oaks LFGTE | MI | CLARE | GEN1 | IC | OP | 1.6 | 1.6 | 1.6 |  | 11 | 2010 | BIT: LFG; Y: N; Y: Y |  | S |  | N | IPP Non-CHP | 2 |  |  | N
54842 | WM Renewable Energy LLC | 57025 | Waste Management Eco Vista LFGTE | AR | WASHINGTON | GEN1 | IC | OP | 0.8 | 0.8 | 0.8 |  | 11 | 2010 | BIT: LFG; Y: N; Y: Y |  | S |  | N | IPP Non-CHP | 2 |  |  | N
54842 | WM Renewable Energy LLC | 57025 | Waste Management Eco Vista LFGTE | AR | WASHINGTON | GEN2 | IC | OP | 0.8 | 0.8 | 0.8 |  | 11 | 2010 | BIT: LFG; Y: N; Y: Y |  | S |  | N | IPP Non-CHP | 2 |  |  | N
54842 | WM Renewable Energy LLC | 57025 | Waste Management Eco Vista LFGTE | AR | WASHINGTON | GEN3 | IC | OP | 0.8 | 0.8 | 0.8 |  | 11 | 2010 | BIT: LFG; Y: N; Y: Y |  | S |  | N | IPP Non-CHP | 2 |  |  | N
54842 | WM Renewable Energy LLC | 57025 | Waste Management Eco Vista LFGTE | AR | WASHINGTON | GEN4 | IC | OP | 0.8 | 0.8 | 0.8 |  | 11 | 2010 | BIT: LFG; Y: N; Y: Y |  | S |  | N | IPP Non-CHP | 2 |  |  | N
54842 | WM Renewable Energy LLC | 57025 | Waste Management Eco Vista LFGTE | AR | WASHINGTON | GEN5 | IC | OP | 0.8 | 0.8 | 0.8 |  | 11 | 2010 | BIT: LFG; Y: N; Y: Y |  | S |  | N | IPP Non-CHP | 2 |  |  | N
54842 | WM Renewable Energy LLC | 57026 | Superior Landfill Gas Recovery | GA | CHATHAM | GEN 5 | IC | OP | 0.8 | 0.8 | 0.8 |  | 11 | 2009 | BIT: LFG; Y: N; Y: Y |  | S |  | N | IPP Non-CHP | 2 |  |  | N
54842 | WM Renewable Energy LLC | 57026 | Superior Landfill Gas Recovery | GA | CHATHAM | GEN1 | IC | OP | 0.8 | 0.8 | 0.8 |  | 11 | 2009 | BIT: LFG; Y: N; Y: Y |  | S |  | N | IPP Non-CHP | 2 |  |  | N
54842 | WM Renewable Energy LLC | 57026 | Superior Landfill Gas Recovery | GA | CHATHAM | GEN2 | IC | OP | 0.8 | 0.8 | 0.8 |  | 11 | 2009 | BIT: LFG; Y: N; Y: Y |  | S |  | N | IPP Non-CHP | 2 |  |  | N
54842 | WM Renewable Energy LLC | 57026 | Superior Landfill Gas Recovery | GA | CHATHAM | GEN3 | IC | OP | 0.8 | 0.8 | 0.8 |  | 11 | 2009 | BIT: LFG; Y: N; Y: Y |  | S |  | N | IPP Non-CHP | 2 |  |  | N
54842 | WM Renewable Energy LLC | 57026 | Superior Landfill Gas Recovery | GA | CHATHAM | GEN4 | IC | OP | 0.8 | 0.8 | 0.8 |  | 11 | 2009 | BIT: LFG; Y: N; Y: Y |  | S |  | N | IPP Non-CHP | 2 |  |  | N
54842 | WM Renewable Energy LLC | 57026 | Superior Landfill Gas Recovery | GA | CHATHAM | GEN6 | IC | OP | 0.8 | 0.8 | 0.8 |  | 11 | 2009 | BIT: LFG; Y: N; Y: Y |  | S |  | N | IPP Non-CHP | 2 |  |  | N
54842 | WM Renewable Energy LLC | 57026 | Superior Landfill Gas Recovery | GA | CHATHAM | GEN7 | IC | OP | 0.8 | 0.8 | 0.8 |  | 11 | 2009 | BIT: LFG; Y: N; Y: Y |  | S |  | N | IPP Non-CHP | 2 |  |  | N
54842 | WM Renewable Energy LLC | 57026 | Superior Landfill Gas Recovery | GA | CHATHAM | GEN8 | IC | OP | 0.8 | 0.8 | 0.8 |  | 11 | 2009 | BIT: LFG; Y: N; Y: Y |  | S |  | N | IPP Non-CHP | 2 |  |  | N
54842 | WM Renewable Energy LLC | 57165 | Farmers Branch Renewable Energy Facility | TX | DENTON | GEN1 | IC | OP | 1.6 | 1.6 | 1.6 |  | 1 | 2011 | BIT: LFG; Y: N; Y: Y |  | S |  | N | IPP Non-CHP | 2 |  |  | N
54842 | WM Renewable Energy LLC | 57165 | Farmers Branch Renewable Energy Facility | TX | DENTON | GEN2 | IC | OP | 1.6 | 1.6 | 1.6 |  | 1 | 2011 | BIT: LFG; Y: N; Y: Y |  | S |  | N | IPP Non-CHP | 2 |  |  | N
54842 | WM Renewable Energy LLC | 57166 | Waste Management Lockwood LFGTE | NV | WASHOE | GEN1 | IC | OP | 1.6 | 1.6 | 1.6 |  | 3 | 2012 | BIT: LFG; Y: N; Y: Y |  | W |  | N | IPP Non-CHP | 2 |  |  | N | [17 empty] | N
54842 | WM Renewable Energy LLC | 57166 | Waste Management Lockwood LFGTE | NV | WASHOE | GEN2 | IC | OP | 1.6 | 1.6 | 1.6 |  | 3 | 2012 | BIT: LFG; Y: N; Y: Y |  | W |  | N | IPP Non-CHP | 2 |  |  | N | [17 empty] | N
54842 | WM Renewable Energy LLC | 57167 | Mesquite Creek LFGTE Project | TX | COMAL | GEN1 | IC | OP | 1.6 | 1.6 | 1.6 |  | 12 | 2010 | BIT: LFG; Y: N; Y: Y |  | S |  | N | IPP Non-CHP | 2 |  |  | N
54842 | WM Renewable Energy LLC | 57167 | Mesquite Creek LFGTE Project | TX | COMAL | GEN2 | IC | OP | 1.6 | 1.6 | 1.6 |  | 12 | 2010 | BIT: LFG; Y: N; Y: Y |  | S |  | N | IPP Non-CHP | 2 |  |  | N
54842 | WM Renewable Energy LLC | 57168 | Waste Management Naples LFGTE Project | FL | COLLIER | GEN1 | IC | OP | 0.8 | 0.8 | 0.8 |  | 5 | 2011 | BIT: LFG; Y: N; Y: Y |  | S |  | N | IPP Non-CHP | 2 |  |  | N | [17 empty] | N
54842 | WM Renewable Energy LLC | 57168 | Waste Management Naples LFGTE Project | FL | COLLIER | GEN2 | IC | OP | 0.8 | 0.8 | 0.8 |  | 5 | 2011 | BIT: LFG; Y: N; Y: Y |  | S |  | N | IPP Non-CHP | 2 |  |  | N | [17 empty] | N
54842 | WM Renewable Energy LLC | 57168 | Waste Management Naples LFGTE Project | FL | COLLIER | GEN3 | IC | OP | 0.8 | 0.8 | 0.8 |  | 5 | 2011 | BIT: LFG; Y: N; Y: Y |  | S |  | N | IPP Non-CHP | 2 |  |  | N | [17 empty] | N
54842 | WM Renewable Energy LLC | 57168 | Waste Management Naples LFGTE Project | FL | COLLIER | GEN4 | IC | OP | 0.8 | 0.8 | 0.8 |  | 5 | 2011 | BIT: LFG; Y: N; Y: Y |  | S |  | N | IPP Non-CHP | 2 |  |  | N | [17 empty] | N
54842 | WM Renewable Energy LLC | 57168 | Waste Management Naples LFGTE Project | FL | COLLIER | GEN5 | IC | OP | 0.8 | 0.8 | 0.8 |  | 5 | 2011 | BIT: LFG; Y: N; Y: Y |  | S |  | N | IPP Non-CHP | 2 |  |  | N | [17 empty] | N
54842 | WM Renewable Energy LLC | 57169 | Waste Management Piedmont LFGTE Project | NC | FORSYTH | GEN1 | IC | OP | 0.8 | 0.8 | 0.8 |  | 3 | 2011 | BIT: LFG; Y: N; Y: Y |  | W |  | N | IPP Non-CHP | 2 |  |  | N | [17 empty] | N
54842 | WM Renewable Energy LLC | 57169 | Waste Management Piedmont LFGTE Project | NC | FORSYTH | GEN2 | IC | OP | 0.8 | 0.8 | 0.8 |  | 3 | 2011 | BIT: LFG; Y: N; Y: Y |  | W |  | N | IPP Non-CHP | 2 |  |  | N | [17 empty] | N
54842 | WM Renewable Energy LLC | 57169 | Waste Management Piedmont LFGTE Project | NC | FORSYTH | GEN3 | IC | OP | 0.8 | 0.8 | 0.8 |  | 3 | 2011 | BIT: LFG; Y: N; Y: Y |  | W |  | N | IPP Non-CHP | 2 |  |  | N | [17 empty] | N
54842 | WM Renewable Energy LLC | 57170 | Suburban Landfill Gas Recovery | OH | PERRY | GEN1 | IC | OP | 0.8 | 0.8 | 0.8 |  | 1 | 2011 | BIT: LFG; Y: N; Y: Y |  | S |  | N | IPP Non-CHP | 2 |  |  | N
54842 | WM Renewable Energy LLC | 57170 | Suburban Landfill Gas Recovery | OH | PERRY | GEN2 | IC | OP | 0.8 | 0.8 | 0.8 |  | 1 | 2011 | BIT: LFG; Y: N; Y: Y |  | S |  | N | IPP Non-CHP | 2 |  |  | N
54842 | WM Renewable Energy LLC | 57170 | Suburban Landfill Gas Recovery | OH | PERRY | GEN3 | IC | OP | 0.8 | 0.8 | 0.8 |  | 1 | 2011 | BIT: LFG; Y: N; Y: Y |  | S |  | N | IPP Non-CHP | 2 |  |  | N
54842 | WM Renewable Energy LLC | 57170 | Suburban Landfill Gas Recovery | OH | PERRY | GEN4 | IC | OP | 0.8 | 0.8 | 0.8 |  | 1 | 2011 | BIT: LFG; Y: N; Y: Y |  | S |  | N | IPP Non-CHP | 2 |  |  | N
54842 | WM Renewable Energy LLC | 57170 | Suburban Landfill Gas Recovery | OH | PERRY | GEN5 | IC | OP | 0.8 | 0.8 | 0.8 |  | 1 | 2011 | BIT: LFG; Y: N; Y: Y |  | S |  | N | IPP Non-CHP | 2 |  |  | N | [17 empty] | N
54842 | WM Renewable Energy LLC | 57170 | Suburban Landfill Gas Recovery | OH | PERRY | GEN6 | IC | OP | 0.8 | 0.8 | 0.8 |  | 1 | 2011 | BIT: LFG; Y: N; Y: Y |  | S |  | N | IPP Non-CHP | 2 |  |  | N | [17 empty] | N
54842 | WM Renewable Energy LLC | 57170 | Suburban Landfill Gas Recovery | OH | PERRY | GEN7 | IC | OP | 0.8 | 0.8 | 0.8 |  | 1 | 2011 | BIT: LFG; Y: N; Y: Y |  | S |  | N | IPP Non-CHP | 2 |  |  | N | [17 empty] | N
54842 | WM Renewable Energy LLC | 57403 | Northwest Regional | AZ | Maricopa | GEN1 | IC | OP | 1.6 | 1.6 | 1.6 |  | 8 | 2012 | BIT: LFG; Y: N; Y: Y |  | S |  | N | IPP Non-CHP | 2 |  |  | N | [17 empty] | N
54842 | WM Renewable Energy LLC | 57403 | Northwest Regional | AZ | Maricopa | GEN2 | IC | OP | 1.6 | 1.6 | 1.6 |  | 8 | 2012 | BIT: LFG; Y: N; Y: Y |  | S |  | N | IPP Non-CHP | 2 |  |  | N | [17 empty] | N
54842 | WM Renewable Energy LLC | 57404 | Oneida Herkimer | NY | Oneida | GEN1 | IC | OP | 1.6 | 1.6 | 1.6 |  | 4 | 2012 | BIT: LFG; Y: N; Y: Y |  | S |  | N | IPP Non-CHP | 2 |  |  | N | [17 empty] | N
54842 | WM Renewable Energy LLC | 57405 | Eagle Valley | MI | Oakland | GEN1 | IC | OP | 1.6 | 1.6 | 1.6 |  | 7 | 2011 | BIT: LFG; Y: N; Y: Y |  | S |  | N | IPP Non-CHP | 2 |  |  | N | [17 empty] | N
54842 | WM Renewable Energy LLC | 57405 | Eagle Valley | MI | Oakland | GEN2 | IC | OP | 1.6 | 1.6 | 1.6 |  | 7 | 2011 | BIT: LFG; Y: N; Y: Y |  | S |  | N | IPP Non-CHP | 2 |  |  | N | [17 empty] | N
54842 | WM Renewable Energy LLC | 57406 | Prairie View IL | IL | Will | GEN1 | IC | OP | 1.6 | 1.6 | 1.6 |  | 12 | 2011 | BIT: LFG; Y: N; Y: Y |  | S |  | N | IPP Non-CHP | 2 |  |  | N | [17 empty] | N
54842 | WM Renewable Energy LLC | 57406 | Prairie View IL | IL | Will | GEN2 | IC | OP | 1.6 | 1.6 | 1.6 |  | 12 | 2011 | BIT: LFG; Y: N; Y: Y |  | S |  | N | IPP Non-CHP | 2 |  |  | N | [17 empty] | N
54842 | WM Renewable Energy LLC | 57406 | Prairie View IL | IL | Will | GEN3 | IC | OP | 1.6 | 1.6 | 1.6 |  | 12 | 2011 | BIT: LFG; Y: N; Y: Y |  | S |  | N | IPP Non-CHP | 2 |  |  | N | [17 empty] | N
54842 | WM Renewable Energy LLC | 57408 | Prairie Bluff | MS | Chickasaw | GEN1 | IC | OP | 1.6 | 1.6 | 1.6 |  | 10 | 2012 | BIT: LFG; Y: N; Y: Y |  | S |  | N | IPP Non-CHP | 2 |  |  | N | [17 empty] | N
54842 | WM Renewable Energy LLC | 57409 | West Camden | TN | Benton | GEN1 | IC | OP | 1.6 | 1.6 | 1.6 |  | 3 | 2012 | BIT: LFG; Y: N; Y: Y |  | S |  | N | IPP Non-CHP | 2 |  |  | N | [17 empty] | N
54842 | WM Renewable Energy LLC | 57409 | West Camden | TN | Benton | GEN2 | IC | OP | 1.6 | 1.6 | 1.6 |  | 3 | 2012 | BIT: LFG; Y: N; Y: Y |  | S |  | N | IPP Non-CHP | 2 |  |  | N | [17 empty] | N
54842 | WM Renewable Energy LLC | 57409 | West Camden | TN | Benton | GEN3 | IC | OP | 1.6 | 1.6 | 1.6 |  | 3 | 2012 | BIT: LFG; Y: N; Y: Y |  | S |  | N | IPP Non-CHP | 2 |  |  | N | [17 empty] | N
54842 | WM Renewable Energy LLC | 57443 | Pine Tree Acres WM LFGTE | MI | Macomb | GEN1 | IC | OP | 1.6 | 1.6 | 1.6 |  | 3 | 2012 | BIT: LFG; Y: N; Y: Y |  | S |  | N | IPP Non-CHP | 2 |  |  | N | [17 empty] | N
54842 | WM Renewable Energy LLC | 57443 | Pine Tree Acres WM LFGTE | MI | Macomb | GEN2 | IC | OP | 1.6 | 1.6 | 1.6 |  | 3 | 2012 | BIT: LFG; Y: N; Y: Y |  | S |  | N | IPP Non-CHP | 2 |  |  | N | [17 empty] | N
54842 | WM Renewable Energy LLC | 57443 | Pine Tree Acres WM LFGTE | MI | Macomb | GEN3 | IC | OP | 1.6 | 1.6 | 1.6 |  | 3 | 2012 | BIT: LFG; Y: N; Y: Y |  | S |  | N | IPP Non-CHP | 2 |  |  | N | [17 empty] | N
54842 | WM Renewable Energy LLC | 57443 | Pine Tree Acres WM LFGTE | MI | Macomb | GEN4 | IC | OP | 1.6 | 1.6 | 1.6 |  | 3 | 2012 | BIT: LFG; Y: N; Y: Y |  | S |  | N | IPP Non-CHP | 2 |  |  | N | [17 empty] | N
54842 | WM Renewable Energy LLC | 57443 | Pine Tree Acres WM LFGTE | MI | Macomb | GEN5 | IC | OP | 1.6 | 1.6 | 1.6 |  | 3 | 2012 | BIT: LFG; Y: N; Y: Y |  | S |  | N | IPP Non-CHP | 2 |  |  | N | [17 empty] | N
54842 | WM Renewable Energy LLC | 57443 | Pine Tree Acres WM LFGTE | MI | Macomb | GEN6 | IC | OP | 1.6 | 1.6 | 1.6 |  | 3 | 2012 | BIT: LFG; Y: N; Y: Y |  | S |  | N | IPP Non-CHP | 2 |  |  | N | [17 empty] | N
54842 | WM Renewable Energy LLC | 57443 | Pine Tree Acres WM LFGTE | MI | Macomb | GEN7 | IC | OP | 1.6 | 1.6 | 1.6 |  | 3 | 2012 | BIT: LFG; Y: N; Y: Y |  | S |  | N | IPP Non-CHP | 2 |  |  | N | [17 empty] | N
54842 | WM Renewable Energy LLC | 57443 | Pine Tree Acres WM LFGTE | MI | Macomb | GEN8 | IC | OP | 1.6 | 1.6 | 1.6 |  | 3 | 2012 | BIT: LFG; Y: N; Y: Y |  | S |  | N | IPP Non-CHP | 2 |  |  | N | [17 empty] | N
54843 | WM Illinois Renewable Energy LLC | 50563 | Settlers Hill Gas Recovery | IL | Kane | GEN1 | GT | OP | 3 | 2.9 | 3.3 |  | 10 | 1988 | BIT: LFG; Y: N; Y: Y |  | S |  | N | IPP Non-CHP | 2 |  | N | N | [17 empty] | N
54843 | WM Illinois Renewable Energy LLC | 50563 | Settlers Hill Gas Recovery | IL | Kane | GEN2 | GT | OP | 3 | 2.9 | 3.3 |  | 5 | 1998 | BIT: LFG; Y: N; Y: Y |  | S |  | N | IPP Non-CHP | 2 |  | N | N | [17 empty] | N
54843 | WM Illinois Renewable Energy LLC | 50566 | Milam Gas Recovery | IL | St Clair | GEN1 | IC | OP | 0.8 | 0.8 | 0.8 |  | 4 | 1991 | BIT: LFG; Y: N; Y: Y |  | S |  | N | IPP Non-CHP | 2 |  | N | N | [17 empty] | N
54843 | WM Illinois Renewable Energy LLC | 50566 | Milam Gas Recovery | IL | St Clair | GEN2 | IC | OP | 0.8 | 0.8 | 0.8 |  | 4 | 1991 | BIT: LFG; Y: N; Y: Y |  | S |  | N | IPP Non-CHP | 2 |  | N | N | [17 empty] | N
54843 | WM Illinois Renewable Energy LLC | 50566 | Milam Gas Recovery | IL | St Clair | GEN3 | IC | OP | 0.8 | 0.8 | 0.8 |  | 3 | 1993 | BIT: LFG; Y: N; Y: Y |  | S |  | N | IPP Non-CHP | 2 |  | N | N | [17 empty] | N
54843 | WM Illinois Renewable Energy LLC | 50573 | CID Gas Recovery | IL | COOK | GEN2 | GT | OP | 3 | 2.9 | 3.3 |  | 3 | 1989 | BIT: LFG; Y: N; Y: Y |  | S |  | N | IPP Non-CHP | 2 |  | N | N | [17 empty] | N
54843 | WM Illinois Renewable Energy LLC | 50575 | Lake Gas Recovery | IL | Cook | GEN2 | GT | OP | 3 | 2.9 | 3.3 |  | 8 | 1993 | BIT: LFG; Y: N; Y: Y |  | S |  | N | IPP Non-CHP | 2 |  | N | Y | [15 empty] | 12 | 2013 | N
54843 | WM Illinois Renewable Energy LLC | 50575 | Lake Gas Recovery | IL | Cook | GEN3 | GT | OP | 3 | 2.9 | 3.3 |  | 8 | 1993 | BIT: LFG; Y: N; Y: Y |  | S |  | N | IPP Non-CHP | 2 |  | N | N | [15 empty] | 12 | 2013 | N
54843 | WM Illinois Renewable Energy LLC | 50721 | Tazewell Gas Recovery | IL | Tazewell | GEN1 | IC | OP | 0.8 | 0.8 | 0.8 |  | 7 | 1989 | BIT: LFG; Y: N; Y: Y |  | S |  | N | IPP Non-CHP | 2 |  | N | N | [17 empty] | N
54843 | WM Illinois Renewable Energy LLC | 50721 | Tazewell Gas Recovery | IL | Tazewell | GEN2 | IC | OP | 0.8 | 0.8 | 0.8 |  | 7 | 1989 | BIT: LFG; Y: N; Y: Y |  | S |  | N | IPP Non-CHP | 2 |  | N | N | [17 empty] | N
54843 | WM Illinois Renewable Energy LLC | 50721 | Tazewell Gas Recovery | IL | Tazewell | GEN3 | IC | OP | 0.8 | 0.8 | 0.8 |  | 5 | 1999 | BIT: LFG; Y: N; Y: Y |  | S |  | N | IPP Non-CHP | 2 |  | N | N | [17 empty] | N
54843 | WM Illinois Renewable Energy LLC | 54659 | Kankakee Gas Recovery | IL | Kankakee | GEN1 | IC | OP | 0.8 | 0.8 | 0.8 |  | 6 | 1992 | BIT: LFG; Y: N; Y: Y |  | S |  | N | IPP Non-CHP | 2 |  | N | N | [17 empty] | N
54843 | WM Illinois Renewable Energy LLC | 54659 | Kankakee Gas Recovery | IL | Kankakee | GEN2 | IC | OP | 0.8 | 0.8 | 0.8 |  | 6 | 1992 | BIT: LFG; Y: N; Y: Y |  | S |  | N | IPP Non-CHP | 2 |  | N | N | [17 empty] | N
54843 | WM Illinois Renewable Energy LLC | 54662 | Woodland Landfill Gas Recovery | IL | Kane | GEN1 | IC | OP | 0.8 | 0.8 | 0.8 |  | 5 | 1992 | BIT: LFG; Y: N; Y: Y |  | S |  | N | IPP Non-CHP | 2 |  | N | N | [17 empty] | N
54843 | WM Illinois Renewable Energy LLC | 54662 | Woodland Landfill Gas Recovery | IL | Kane | GEN2 | IC | OP | 0.8 | 0.8 | 0.8 |  | 5 | 1992 | BIT: LFG; Y: N; Y: Y |  | S |  | N | IPP Non-CHP | 2 |  | N | N | [17 empty] | N
54843 | WM Illinois Renewable Energy LLC | 54662 | Woodland Landfill Gas Recovery | IL | Kane | GEN3 | IC | OP | 1.6 | 1.6 | 1.6 |  | 5 | 2010 | BIT: LFG; Y: N; Y: Y |  | S |  | N | IPP Non-CHP | 2 |  | N | N | [17 empty] | N
54843 | WM Illinois Renewable Energy LLC | 54662 | Woodland Landfill Gas Recovery | IL | Kane | GEN4 | IC | OP | 1.6 | 1.6 | 1.6 |  | 5 | 2010 | BIT: LFG; Y: N; Y: Y |  | S |  | N | IPP Non-CHP | 2 |  | N | N | [17 empty] | N
54843 | WM Illinois Renewable Energy LLC | 55014 | Greene Valley Gas Recovery | IL | Du Page | GEN1 | GT | OP | 3.3 | 2.9 | 3.3 |  | 5 | 1996 | BIT: LFG; Y: N; Y: Y |  | S |  | N | IPP Non-CHP | 2 |  | N | N | [12 empty] | N |  |  |  |  | N
54843 | WM Illinois Renewable Energy LLC | 55014 | Greene Valley Gas Recovery | IL | Du Page | GEN2 | GT | OP | 3.3 | 2.9 | 3.3 |  | 5 | 1996 | BIT: LFG; Y: N; Y: Y |  | S |  | N | IPP Non-CHP | 2 |  | N | N | [12 empty] | N |  |  |  |  | N
54844 | Modern Power LLC | 55142 | Modern Landfill Production Plant | PA | York | GEN2 | IC | OP | 3 | 3 | 3 |  | 5 | 1998 | BIT: LFG; Y: N; Y: Y |  | S |  | N | IPP Non-CHP | 2 |  | N | N | [12 empty] | N |  |  |  |  | N
54844 | Modern Power LLC | 55142 | Modern Landfill Production Plant | PA | York | GEN3 | IC | OP | 3 | 3 | 3 |  | 5 | 1998 | BIT: LFG; Y: N; Y: Y |  | S |  | N | IPP Non-CHP | 2 |  | N | N | [12 empty] | N |  |  |  |  | N
54844 | Modern Power LLC | 55142 | Modern Landfill Production Plant | PA | York | GEN4 | IC | OP | 3 | 3 | 3 |  | 5 | 1998 | BIT: LFG; Y: N; Y: Y |  | S |  | N | IPP Non-CHP | 2 |  | N | N | [12 empty] | N |  |  |  |  | N
54845 | Colorado & Santa Fe Energy Co | 56308 | Fossil Gulch | ID | Twin Falls | 1 | WT | OP | 10.5 | 10.5 | 10.5 |  | 2 | 2005 | BIT: WND; Y: N; Y: Y |  | S | 7 | N | IPP Non-CHP | 2 |  | N | N
54853 | Evergreen Wind Power LLC | 56448 | Mars Hill Wind Farm Project | ME | Aroostook | 1 | WT | OP | 42 | 42 | 42 |  | 3 | 2007 | BIT: WND; Y: N; Y: Y |  | S | 28 | N | IPP Non-CHP | 2 |  | N | N
54854 | Kaheawa Wind Power LLC | 56449 | Kaheawa Pastures Wind Farm | HI | Maui | 1 | WT | OP | 30 | 30 | 30 |  | 1 | 2006 | BIT: WND; Y: N; Y: Y |  | S | 20 | N | IPP Non-CHP | 2 |  | N | N
54863 | U S Power Generating Company LLC | 2494 | Gowanus Gas Turbines Generating | NY | Kings | GT11 | GT | OP | 20 | 18.9 | 24.5 |  | 6 | 1971 | BIT: DFO; TDF: KER; Y: Y; Y: Y |  | S |  | N | IPP Non-CHP | 2 |  | N | N | [17 empty] | N
54863 | U S Power Generating Company LLC | 2494 | Gowanus Gas Turbines Generating | NY | Kings | GT12 | GT | OP | 20 | 18.5 | 20.8 |  | 6 | 1971 | BIT: DFO; TDF: KER; Y: Y; Y: Y |  | S |  | N | IPP Non-CHP | 2 |  | N | N | [17 empty] | N
54863 | U S Power Generating Company LLC | 2494 | Gowanus Gas Turbines Generating | NY | Kings | GT13 | GT | OP | 20 | 15.2 | 22 |  | 6 | 1971 | BIT: DFO; TDF: KER; Y: Y; Y: Y |  | S |  | N | IPP Non-CHP | 2 |  | N | N | [17 empty] | N
54863 | U S Power Generating Company LLC | 2494 | Gowanus Gas Turbines Generating | NY | Kings | GT14 | GT | OP | 20 | 16 | 20.9 |  | 6 | 1971 | BIT: DFO; TDF: KER; Y: Y; Y: Y |  | S |  | N | IPP Non-CHP | 2 |  | N | N | [17 empty] | N
54863 | U S Power Generating Company LLC | 2494 | Gowanus Gas Turbines Generating | NY | Kings | GT15 | GT | OP | 20 | 16 | 20.9 |  | 6 | 1971 | BIT: DFO; TDF: KER; Y: Y; Y: Y |  | S |  | N | IPP Non-CHP | 2 |  | N | N | [17 empty] | N
54863 | U S Power Generating Company LLC | 2494 | Gowanus Gas Turbines Generating | NY | Kings | GT16 | GT | OP | 20 | 16.9 | 22.4 |  | 6 | 1971 | BIT: DFO; TDF: KER; Y: Y; Y: Y |  | S |  | N | IPP Non-CHP | 2 |  | N | N | [17 empty] | N
54863 | U S Power Generating Company LLC | 2494 | Gowanus Gas Turbines Generating | NY | Kings | GT17 | GT | OP | 20 | 16.8 | 21.5 |  | 6 | 1971 | BIT: DFO; TDF: KER; Y: Y; Y: Y |  | S |  | N | IPP Non-CHP | 2 |  | N | N | [17 empty] | N
54863 | U S Power Generating Company LLC | 2494 | Gowanus Gas Turbines Generating | NY | Kings | GT18 | GT | OP | 20 | 15.5 | 19.9 |  | 6 | 1971 | BIT: DFO; TDF: KER; Y: Y; Y: Y |  | S |  | N | IPP Non-CHP | 2 |  | N | N | [17 empty] | N
54863 | U S Power Generating Company LLC | 2494 | Gowanus Gas Turbines Generating | NY | Kings | GT21 | GT | OP | 20 | 17 | 22 |  | 6 | 1971 | NG | DFO | KER |  |  |  | Y | Y |  | S |  | N | IPP Non-CHP | 2 |  | N | N | [17 empty] | N
54863 | U S Power Generating Company LLC | 2494 | Gowanus Gas Turbines Generating | NY | Kings | GT22 | GT | OP | 20 | 18.1 | 23.9 |  | 6 | 1971 | NG | DFO | KER |  |  |  | Y | Y |  | S |  | N | IPP Non-CHP | 2 |  | N | N | [17 empty] | N
54863 | U S Power Generating Company LLC | 2494 | Gowanus Gas Turbines Generating | NY | Kings | GT23 | GT | OP | 20 | 19.2 | 24.2 |  | 6 | 1971 | NG | DFO | KER |  |  |  | Y | Y |  | S |  | N | IPP Non-CHP | 2 |  | N | N | [17 empty] | N
54863 | U S Power Generating Company LLC | 2494 | Gowanus Gas Turbines Generating | NY | Kings | GT24 | GT | OP | 20 | 17.1 | 22.8 |  | 6 | 1971 | NG | DFO | KER |  |  |  | Y | Y |  | S |  | N | IPP Non-CHP | 2 |  | N | N | [17 empty] | N
54863 | U S Power Generating Company LLC | 2494 | Gowanus Gas Turbines Generating | NY | Kings | GT25 | GT | OP | 20 | 17.4 | 22.2 |  | 6 | 1971 | NG | DFO | KER |  |  |  | Y | Y |  | S |  | N | IPP Non-CHP | 2 |  | N | N | [17 empty] | N
54863 | U S Power Generating Company LLC | 2494 | Gowanus Gas Turbines Generating | NY | Kings | GT26 | GT | OP | 20 | 18.9 | 24.4 |  | 6 | 1971 | NG | DFO | KER |  |  |  | Y | Y |  | S |  | N | IPP Non-CHP | 2 |  | N | N | [17 empty] | N
54863 | U S Power Generating Company LLC | 2494 | Gowanus Gas Turbines Generating | NY | Kings | GT27 | GT | OP | 20 | 18.7 | 23.7 |  | 6 | 1971 | NG | DFO | KER |  |  |  | Y | Y |  | S |  | N | IPP Non-CHP | 2 |  | N | N
54863 | U S Power Generating Company LLC | 2494 | Gowanus Gas Turbines Generating | NY | Kings | GT28 | GT | OP | 20 | 17 | 21.6 |  | 6 | 1971 | NG | DFO | KER |  |  |  | Y | Y |  | S |  | N | IPP Non-CHP | 2 |  | N | N | [17 empty] | N
54863 | U S Power Generating Company LLC | 2494 | Gowanus Gas Turbines Generating | NY | Kings | GT31 | GT | OP | 20 | 16.6 | 21.7 |  | 7 | 1971 | NG | DFO | KER |  |  |  | Y | Y |  | S |  | N | IPP Non-CHP | 2 |  | N | N | [17 empty] | N
54863 | U S Power Generating Company LLC | 2494 | Gowanus Gas Turbines Generating | NY | Kings | GT32 | GT | OP | 20 | 16.6 | 21.7 |  | 7 | 1971 | NG | DFO | KER |  |  |  | Y | Y |  | S |  | N | IPP Non-CHP | 2 |  | N | N | [17 empty] | N
54863 | U S Power Generating Company LLC | 2494 | Gowanus Gas Turbines Generating | NY | Kings | GT33 | GT | OP | 20 | 18.2 | 23.6 |  | 7 | 1971 | NG | DFO | KER |  |  |  | Y | Y |  | S |  | N | IPP Non-CHP | 2 |  | N | N | [17 empty] | N
54863 | U S Power Generating Company LLC | 2494 | Gowanus Gas Turbines Generating | NY | Kings | GT34 | GT | OP | 20 | 16.3 | 21 |  | 7 | 1971 | NG | DFO | KER |  |  |  | Y | Y |  | S |  | N | IPP Non-CHP | 2 |  | N | N | [17 empty] | N
54863 | U S Power Generating Company LLC | 2494 | Gowanus Gas Turbines Generating | NY | Kings | GT35 | GT | OP | 20 | 18.5 | 22.9 |  | 7 | 1971 | NG | DFO | KER |  |  |  | Y | Y |  | S |  | N | IPP Non-CHP | 2 |  | N | N | [17 empty] | N
54863 | U S Power Generating Company LLC | 2494 | Gowanus Gas Turbines Generating | NY | Kings | GT36 | GT | OP | 20 | 16.2 | 20 |  | 7 | 1971 | NG | DFO | KER |  |  |  | Y | Y |  | S |  | N | IPP Non-CHP | 2 |  | N | N | [17 empty] | N
54863 | U S Power Generating Company LLC | 2494 | Gowanus Gas Turbines Generating | NY | Kings | GT37 | GT | OP | 20 | 16.9 | 21.7 |  | 7 | 1971 | NG | DFO | KER |  |  |  | Y | Y |  | S |  | N | IPP Non-CHP | 2 |  | N | N | [17 empty] | N
54863 | U S Power Generating Company LLC | 2494 | Gowanus Gas Turbines Generating | NY | Kings | GT38 | GT | OP | 20 | 17.4 | 23.4 |  | 7 | 1971 | NG | DFO | KER |  |  |  | Y | Y |  | S |  | N | IPP Non-CHP | 2 |  | N | N | [17 empty] | N
54863 | U S Power Generating Company LLC | 2494 | Gowanus Gas Turbines Generating | NY | Kings | GT41 | GT | OP | 20 | 14.6 | 20.6 |  | 7 | 1971 | BIT: DFO; TDF: KER; Y: Y; Y: Y |  | S |  | N | IPP Non-CHP | 2 |  | N | N | [17 empty] | N
54863 | U S Power Generating Company LLC | 2494 | Gowanus Gas Turbines Generating | NY | Kings | GT42 | GT | OP | 20 | 17.4 | 23 |  | 7 | 1971 | BIT: DFO; TDF: KER; Y: Y; Y: Y |  | S |  | N | IPP Non-CHP | 2 |  | N | N | [17 empty] | N
54863 | U S Power Generating Company LLC | 2494 | Gowanus Gas Turbines Generating | NY | Kings | GT43 | GT | OP | 20 | 17.5 | 23.4 |  | 7 | 1971 | BIT: DFO; TDF: KER; Y: Y; Y: Y |  | S |  | N | IPP Non-CHP | 2 |  | N | N | [17 empty] | N
54863 | U S Power Generating Company LLC | 2494 | Gowanus Gas Turbines Generating | NY | Kings | GT44 | GT | OP | 20 | 15.9 | 21.7 |  | 7 | 1971 | BIT: DFO; TDF: KER; Y: Y; Y: Y |  | S |  | N | IPP Non-CHP | 2 |  | N | N | [17 empty] | N
54863 | U S Power Generating Company LLC | 2494 | Gowanus Gas Turbines Generating | NY | Kings | GT45 | GT | OP | 20 | 16.1 | 20.7 |  | 7 | 1971 | BIT: DFO; TDF: KER; Y: Y; Y: Y |  | S |  | N | IPP Non-CHP | 2 |  | N | N | [17 empty] | N
54863 | U S Power Generating Company LLC | 2494 | Gowanus Gas Turbines Generating | NY | Kings | GT46 | GT | OP | 20 | 17.9 | 22.6 |  | 7 | 1971 | BIT: DFO; TDF: KER; Y: Y; Y: Y |  | S |  | N | IPP Non-CHP | 2 |  | N | N | [17 empty] | N
54863 | U S Power Generating Company LLC | 2494 | Gowanus Gas Turbines Generating | NY | Kings | GT47 | GT | OP | 20 | 16.6 | 21.6 |  | 7 | 1971 | BIT: DFO; TDF: KER; Y: Y; Y: Y |  | S |  | N | IPP Non-CHP | 2 |  | N | N | [17 empty] | N
54863 | U S Power Generating Company LLC | 2494 | Gowanus Gas Turbines Generating | NY | Kings | GT48 | GT | OP | 20 | 17.5 | 23.3 |  | 7 | 1971 | BIT: DFO; TDF: KER; Y: Y; Y: Y |  | S |  | N | IPP Non-CHP | 2 |  | N | N | [17 empty] | N
54863 | U S Power Generating Company LLC | 2499 | Narrows Gas Turbines Generating | NY | Kings | NT11 | GT | OP | 22 | 18.7 | 24.7 |  | 5 | 1972 | NG | DFO | KER |  |  |  | Y | Y |  | S |  | N | IPP Non-CHP | 2 |  | N | N | [17 empty] | N
54863 | U S Power Generating Company LLC | 2499 | Narrows Gas Turbines Generating | NY | Kings | NT12 | GT | OP | 22 | 16.9 | 23.4 |  | 5 | 1972 | NG | DFO | KER |  |  |  | Y | Y |  | S |  | N | IPP Non-CHP | 2 |  | N | N | [17 empty] | N
54863 | U S Power Generating Company LLC | 2499 | Narrows Gas Turbines Generating | NY | Kings | NT13 | GT | OP | 22 | 18.4 | 24.3 |  | 5 | 1972 | NG | DFO | KER |  |  |  | Y | Y |  | S |  | N | IPP Non-CHP | 2 |  | N | N | [17 empty] | N
54863 | U S Power Generating Company LLC | 2499 | Narrows Gas Turbines Generating | NY | Kings | NT14 | GT | OP | 22 | 18.8 | 24.9 |  | 5 | 1972 | NG | DFO | KER |  |  |  | Y | Y | Y | S |  | N | IPP Non-CHP | 2 |  | N | N | [17 empty] | N
54863 | U S Power Generating Company LLC | 2499 | Narrows Gas Turbines Generating | NY | Kings | NT15 | GT | OP | 22 | 18.7 | 24.4 |  | 5 | 1972 | NG | DFO | KER |  |  |  | Y | Y |  | S |  | N | IPP Non-CHP | 2 |  | N | N | [17 empty] | N
54863 | U S Power Generating Company LLC | 2499 | Narrows Gas Turbines Generating | NY | Kings | NT16 | GT | OP | 22 | 17.1 | 23.7 |  | 5 | 1972 | NG | DFO | KER |  |  |  | Y | Y |  | S |  | N | IPP Non-CHP | 2 |  | N | N | [17 empty] | N
54863 | U S Power Generating Company LLC | 2499 | Narrows Gas Turbines Generating | NY | Kings | NT17 | GT | OP | 22 | 17.4 | 23 |  | 5 | 1972 | NG | DFO | KER |  |  |  | Y | Y |  | S |  | N | IPP Non-CHP | 2 |  | N | N | [17 empty] | N
54863 | U S Power Generating Company LLC | 2499 | Narrows Gas Turbines Generating | NY | Kings | NT18 | GT | OP | 22 | 17.3 | 22.2 |  | 5 | 1972 | NG | DFO | KER |  |  |  | Y | Y |  | S |  | N | IPP Non-CHP | 2 |  | N | N | [17 empty] | N
54863 | U S Power Generating Company LLC | 2499 | Narrows Gas Turbines Generating | NY | Kings | NT21 | GT | OP | 22 | 18.5 | 23.8 |  | 6 | 1972 | NG | DFO | KER |  |  |  | Y | Y |  | S |  | N | IPP Non-CHP | 2 |  | N | N | [17 empty] | N
54863 | U S Power Generating Company LLC | 2499 | Narrows Gas Turbines Generating | NY | Kings | NT22 | GT | OP | 22 | 17.8 | 22.2 |  | 6 | 1972 | NG | DFO | KER |  |  |  | Y | Y |  | S |  | N | IPP Non-CHP | 2 |  | N | N | [17 empty] | N
54863 | U S Power Generating Company LLC | 2499 | Narrows Gas Turbines Generating | NY | Kings | NT23 | GT | OP | 22 | 17 | 22.4 |  | 6 | 1972 | NG | DFO | KER |  |  |  | Y | Y |  | S |  | N | IPP Non-CHP | 2 |  | N | N | [17 empty] | N
54863 | U S Power Generating Company LLC | 2499 | Narrows Gas Turbines Generating | NY | Kings | NT24 | GT | OP | 22 | 18.3 | 23.6 |  | 6 | 1972 | NG | DFO | KER |  |  |  | Y | Y |  | S |  | N | IPP Non-CHP | 2 |  | N | N | [17 empty] | N
54863 | U S Power Generating Company LLC | 2499 | Narrows Gas Turbines Generating | NY | Kings | NT25 | GT | OP | 22 | 18.2 | 23.7 |  | 6 | 1972 | NG | DFO | KER |  |  |  | Y | Y |  | S |  | N | IPP Non-CHP | 2 |  | N | N | [17 empty] | N
54863 | U S Power Generating Company LLC | 2499 | Narrows Gas Turbines Generating | NY | Kings | NT26 | GT | OP | 22 | 16.5 | 21.2 |  | 6 | 1972 | NG | DFO | KER |  |  |  | Y | Y |  | S |  | N | IPP Non-CHP | 2 |  | N | N | [17 empty] | N
54863 | U S Power Generating Company LLC | 2499 | Narrows Gas Turbines Generating | NY | Kings | NT27 | GT | OP | 22 | 19 | 23.9 |  | 6 | 1972 | NG | DFO | KER |  |  |  | Y | Y |  | S |  | N | IPP Non-CHP | 2 |  | N | N | [17 empty] | N
54863 | U S Power Generating Company LLC | 2499 | Narrows Gas Turbines Generating | NY | Kings | NT28 | GT | OP | 22 | 17.4 | 21.4 |  | 6 | 1972 | NG | DFO | KER |  |  |  | Y | Y |  | S |  | N | IPP Non-CHP | 2 |  | N | N | [17 empty] | N
54863 | U S Power Generating Company LLC | 8906 | Astoria Generating Station | NY | Queens | 1 | GT | OP | 15 | 15.1 | 18.4 |  | 3 | 1967 | BIT: NG; Y: N; Y: Y |  | S |  | N | IPP Non-CHP | 2 |  | N | N | [17 empty] | N
54863 | U S Power Generating Company LLC | 8906 | Astoria Generating Station | NY | Queens | 2 | ST | OS | 180 | 184.6 | 183.3 |  | 3 | 1954 | BIT: NG; Y: N; Y: Y |  | S |  | N | IPP Non-CHP | 2 |  | N | N | [17 empty] | N
54863 | U S Power Generating Company LLC | 8906 | Astoria Generating Station | NY | Queens | 3 | ST | OP | 376 | 374.3 | 376.6 |  | 12 | 1958 | BIT: RFO; TDF: NG; Y: Y; Y: Y |  | S |  | N | IPP Non-CHP | 2 |  | N | N | [17 empty] | N
54863 | U S Power Generating Company LLC | 8906 | Astoria Generating Station | NY | Queens | 4 | ST | OS | 387 | 380 | 387 |  | 12 | 1961 | BIT: RFO; TDF: NG; Y: Y; Y: Y |  | S |  | N | IPP Non-CHP | 2 |  | N | N | [17 empty] | N
54863 | U S Power Generating Company LLC | 8906 | Astoria Generating Station | NY | Queens | ST5 | ST | OP | 387 | 380 | 382 |  | 12 | 1962 | BIT: RFO; TDF: NG; Y: Y; Y: Y |  | S |  | N | IPP Non-CHP | 2 |  | N | N | [17 empty] | N
54870 | FPL Energy Red Canyon LLC | 56457 | Post Wind Farm LP | TX | Borden | 1 | WT | OP | 84 | 84 | 84 |  | 4 | 2006 | BIT: WND; Y: N; Y: Y |  | S | 56 | N | IPP Non-CHP | 2 |  |  | N
54876 | Flambeau River Papers | 50620 | Flambeau River Papers | WI | PRICE | GEN1 | ST | OP | 5.7 | 4.7 | 4.7 |  | 9 | 1982 | WDS | BIT | OBS | DFO |  |  | Y | N |  | S |  | Y | Industrial CHP | 7 | B | N | N | [17 empty] | N | [6 empty] | BIT | WDS | DFO
54878 | Oregon Environmental Industries LLC | 56461 | Dry Creek LFG to Energy Project | OR | Jackson | DC1 | IC | OP | 1.6 | 1.5 | 1.5 |  | 7 | 2007 | BIT: LFG; TDF: NG; Y: N; Y: Y |  | S |  | N | Commercial Non-CHP | 4 |  |  | N | [17 empty] | N
54878 | Oregon Environmental Industries LLC | 56461 | Dry Creek LFG to Energy Project | OR | Jackson | DC2 | IC | OP | 1.6 | 1.5 | 1.5 |  | 7 | 2007 | BIT: LFG; TDF: NG; Y: N; Y: Y |  | S |  | N | Commercial Non-CHP | 4 |  |  | N | [17 empty] | N
54880 | P H Glatfelter Company | 10244 | P H Glatfelter Co -Chillicothe Facility | OH | Ross | T-10 | ST | OP | 10.6 | 9 | 5.3 |  | 2 | 1952 | BLQ | BIT | WDS | TDF | DFO | NG | Y | N | N | S |  | Y | Industrial CHP | 7 | T | N | N | [17 empty] | N | Y |  | Y |  |  |  | DFO
54880 | P H Glatfelter Company | 10244 | P H Glatfelter Co -Chillicothe Facility | OH | Ross | T-11 | ST | OP | 24 | 10.1 | 13.2 |  | 2 | 1958 | BLQ | BIT | WDS | TDF | DFO | NG | Y | N | N | S |  | Y | Industrial CHP | 7 | T | N | N | [17 empty] | N | Y |  | Y |  |  |  | DFO
54880 | P H Glatfelter Company | 10244 | P H Glatfelter Co -Chillicothe Facility | OH | Ross | T-12 | ST | OP | 31 | 16.6 | 18.8 |  | 2 | 1967 | BLQ | BIT | WDS | TDF | DFO | NG | Y | N | N | S |  | Y | Industrial CHP | 7 | T | N | N | [17 empty] | N | Y |  | Y |  |  |  | DFO
54880 | P H Glatfelter Company | 10244 | P H Glatfelter Co -Chillicothe Facility | OH | Ross | T-13 | ST | OP | 27.2 | 16.8 | 19.3 |  | 7 | 1978 | BIT | BLQ | WDS | TDF | DFO | NG | Y | N | N | S |  | Y | Industrial CHP | 7 | T |  | N | [17 empty] | N | Y |  | Y |  |  |  | DFO
54881 | Horsehead Corporation | 50130 | G F Weaton Power Station | PA | Beaver | GEN1 | ST | OS | 60 | 56 | 60 |  | 8 | 1958 | BLQ BLQ BLQ BIT: SUB; BIT BIT BIT BLQ: BIT; Y Y Y Y: Y; N N N N: Y; S S S S: S |  | N | Industrial Non-CHP | 6 |  | N | N | [17 empty] | N | Y |  | Y |  |  |  | NG
54881 | Horsehead Corporation | 50130 | G F Weaton Power Station | PA | Beaver | GEN2 | ST | OS | 60 | 56 | 60 |  | 5 | 1958 | BLQ BLQ BLQ BIT: SUB; BIT BIT BIT BLQ: BIT; Y Y Y Y: Y; N N N N: Y; S S S S: S |  | N | Industrial Non-CHP | 6 |  | N | N | [17 empty] | N | Y |  | Y |  |  |  | NG
54885 | NRG Wholesale Generation LP | 3130 | Seward | PA | Indiana | FB1 | ST | OP | 585 | 521 | 521 |  | 11 | 2004 | BLQ BLQ BLQ BIT: WC; BIT BIT BIT BLQ: BIT; Y Y Y Y: Y; N N N N: Y; S S S S: S |  | N | IPP Non-CHP | 2 |  | N | N | [17 empty] | N |  | Y |  |  |  |  | DFO
54885 | NRG Wholesale Generation LP | 55237 | Energy Shelby County | IL | Shelby | CTG1 | GT | SB | 60.5 | 42 |  |  | 6 | 2000 | BLQ BLQ BLQ BIT: NG; Y Y Y Y: N; N N N N: Y; N N N N: Y; S S S S: S |  | N | IPP Non-CHP | 2 |  | N | N | [17 empty] | N
54885 | NRG Wholesale Generation LP | 55237 | Energy Shelby County | IL | Shelby | CTG2 | GT | SB | 60.5 | 42 |  |  | 6 | 2000 | BLQ BLQ BLQ BIT: NG; Y Y Y Y: N; N N N N: Y; N N N N: Y; S S S S: S |  | N | IPP Non-CHP | 2 |  | N | N | [17 empty] | N
54885 | NRG Wholesale Generation LP | 55237 | Energy Shelby County | IL | Shelby | CTG3 | GT | SB | 60.5 | 42 |  |  | 6 | 2000 | BLQ BLQ BLQ BIT: NG; Y Y Y Y: N; N N N N: Y; N N N N: Y; S S S S: S |  | N | IPP Non-CHP | 2 |  | N | N | [17 empty] | N
54885 | NRG Wholesale Generation LP | 55237 | Energy Shelby County | IL | Shelby | CTG4 | GT | SB | 60.5 | 42 |  |  | 6 | 2000 | BLQ BLQ BLQ BIT: NG; Y Y Y Y: N; N N N N: Y; N N N N: Y; S S S S: S |  | N | IPP Non-CHP | 2 |  | N | N | [17 empty] | N
54885 | NRG Wholesale Generation LP | 55237 | Energy Shelby County | IL | Shelby | CTG5 | GT | SB | 60.5 | 42 |  |  | 6 | 2000 | BLQ BLQ BLQ BIT: NG; Y Y Y Y: N; N N N N: Y; N N N N: Y; S S S S: S |  | N | IPP Non-CHP | 2 |  | N | N | [17 empty] | N | Y
54885 | NRG Wholesale Generation LP | 55237 | Energy Shelby County | IL | Shelby | CTG6 | GT | SB | 60.5 | 42 |  |  | 6 | 2000 | BLQ BLQ BLQ BIT: NG; Y Y Y Y: N; N N N N: Y; N N N N: Y; S S S S: S |  | N | IPP Non-CHP | 2 |  | N | N | [17 empty] | N
54885 | NRG Wholesale Generation LP | 55237 | Energy Shelby County | IL | Shelby | CTG7 | GT | SB | 60 | 42 |  |  | 5 | 2001 | BLQ BLQ BLQ BIT: NG; Y Y Y Y: N; N N N N: Y; N N N N: Y; S S S S: S |  | N | IPP Non-CHP | 2 |  | N | N | [17 empty] | N
54885 | NRG Wholesale Generation LP | 55237 | Energy Shelby County | IL | Shelby | CTG8 | GT | SB | 60 | 42 |  |  | 5 | 2001 | BLQ BLQ BLQ BIT: NG; Y Y Y Y: N; N N N N: Y; N N N N: Y; S S S S: S |  | N | IPP Non-CHP | 2 |  | N | N | [17 empty] | N
54885 | NRG Wholesale Generation LP | 55279 | Aurora | IL | Du Page | CTG1 | GT | OP | 213 | 145 | 180 |  | 6 | 2002 | BLQ BLQ BLQ BIT: NG; Y Y Y Y: N; N N N N: Y; S S S S: S |  | N | IPP Non-CHP | 2 |  | N | N | [17 empty] | N
54885 | NRG Wholesale Generation LP | 55279 | Aurora | IL | Du Page | CTG10 | GT | OP | 71 | 42 |  |  | 6 | 2001 | BLQ BLQ BLQ BIT: NG; Y Y Y Y: N; N N N N: Y; S S S S: S |  | N | IPP Non-CHP | 2 |  | N | N | [17 empty] | N
54885 | NRG Wholesale Generation LP | 55279 | Aurora | IL | Du Page | CTG2 | GT | OP | 213 | 145 | 180 |  | 6 | 2001 | BLQ BLQ BLQ BIT: NG; Y Y Y Y: N; N N N N: Y; S S S S: S |  | N | IPP Non-CHP | 2 |  | N | N | [17 empty] | N
54885 | NRG Wholesale Generation LP | 55279 | Aurora | IL | Du Page | CTG3 | GT | OP | 210 | 145 | 180 |  | 6 | 2001 | BLQ BLQ BLQ BIT: NG; Y Y Y Y: N; N N N N: Y; S S S S: S |  | N | IPP Non-CHP | 2 |  | N | N | [17 empty] | N
54885 | NRG Wholesale Generation LP | 55279 | Aurora | IL | Du Page | CTG4 | GT | OP | 213 | 145 | 180 |  | 5 | 2001 | BLQ BLQ BLQ BIT: NG; Y Y Y Y: N; N N N N: Y; S S S S: S |  | N | IPP Non-CHP | 2 |  | N | N | [17 empty] | N
54885 | NRG Wholesale Generation LP | 55279 | Aurora | IL | Du Page | CTG5 | GT | OP | 71 | 42 | 47 |  | 5 | 2001 | BLQ BLQ BLQ BIT: NG; Y Y Y Y: N; N N N N: Y; S S S S: S |  | N | IPP Non-CHP | 2 |  | N | N | [17 empty] | N
54885 | NRG Wholesale Generation LP | 55279 | Aurora | IL | Du Page | CTG6 | GT | OP | 71 | 42 | 47 |  | 5 | 2001 | BLQ BLQ BLQ BIT: NG; Y Y Y Y: N; N N N N: Y; N N N N: Y; S S S S: S |  | N | IPP Non-CHP | 2 |  | N | N | [17 empty] | N
54885 | NRG Wholesale Generation LP | 55279 | Aurora | IL | Du Page | CTG7 | GT | OP | 71 | 42 | 47 |  | 6 | 2001 | BLQ BLQ BLQ BIT: NG; Y Y Y Y: N; N N N N: Y; N N N N: Y; S S S S: S |  | N | IPP Non-CHP | 2 |  | N | N | [17 empty] | N
54885 | NRG Wholesale Generation LP | 55279 | Aurora | IL | Du Page | CTG8 | GT | OP | 71 | 42 | 47 |  | 5 | 2001 | BLQ BLQ BLQ BIT: NG; Y Y Y Y: N; N N N N: Y; N N N N: Y; S S S S: S |  | N | IPP Non-CHP | 2 |  | N | N | [17 empty] | N
54885 | NRG Wholesale Generation LP | 55279 | Aurora | IL | Du Page | CTG9 | GT | OP | 71 | 42 |  |  | 6 | 2001 | BLQ BLQ BLQ BIT: NG; Y Y Y Y: N; N N N N: Y; N N N N: Y; S S S S: S |  | N | IPP Non-CHP | 2 |  | N | N | [17 empty] | N
54885 | NRG Wholesale Generation LP | 55706 | Choctaw County | MS | Choctaw | CTG1 | CT | OS | 179 | 156 | 160 |  | 7 | 2003 | BLQ BLQ BLQ BIT: NG; Y Y Y Y: N; N N N N: Y; S S S S: S |  | N | IPP Non-CHP | 2 |  |  | N | [17 empty] | N
54885 | NRG Wholesale Generation LP | 55706 | Choctaw County | MS | Choctaw | CTG2 | CT | OP | 179 | 156 | 160 |  | 7 | 2003 | BLQ BLQ BLQ BIT: NG; Y Y Y Y: N; N N N N: Y; S S S S: S |  | N | IPP Non-CHP | 2 |  |  | N | [17 empty] | N
54885 | NRG Wholesale Generation LP | 55706 | Choctaw County | MS | Choctaw | CTG3 | CT | OP | 179 | 156 | 160 |  | 7 | 2003 | BLQ BLQ BLQ BIT: NG; Y Y Y Y: N; N N N N: Y; S S S S: S |  | N | IPP Non-CHP | 2 |  |  | N | [17 empty] | N
54885 | NRG Wholesale Generation LP | 55706 | Choctaw County | MS | Choctaw | STG1 | CA | OP | 362 | 298 | 320 |  | 7 | 2003 | BLQ BLQ BLQ BIT: NG; Y Y Y Y: N; N N N N: Y; S S S S: S |  | N | IPP Non-CHP | 2 |  | Y | N | [17 empty] | N
54885 | NRG Wholesale Generation LP | 55976 | Hunterstown | PA | Adams | 101 | CT | OP | 179 | 153 | 165 |  | 7 | 2003 | BLQ BLQ BLQ BIT: NG; Y Y Y Y: N; N N N N: Y; S S S S: S |  | N | IPP Non-CHP | 2 |  |  | N
54885 | NRG Wholesale Generation LP | 55976 | Hunterstown | PA | Adams | 201 | CT | OP | 179 | 153 | 165 |  | 7 | 2003 | BLQ BLQ BLQ BIT: NG; Y Y Y Y: N; N N N N: Y; S S S S: S |  | N | IPP Non-CHP | 2 |  |  | N
54885 | NRG Wholesale Generation LP | 55976 | Hunterstown | PA | Adams | 301 | CT | OP | 179 | 153 | 165 |  | 7 | 2003 | BLQ BLQ BLQ BIT: NG; Y Y Y Y: N; N N N N: Y; S S S S: S |  | N | IPP Non-CHP | 2 |  |  | N
54885 | NRG Wholesale Generation LP | 55976 | Hunterstown | PA | Adams | 401 | CA | OP | 361 | 299 | 315 |  | 7 | 2003 | BLQ BLQ BLQ BIT: NG; Y Y Y Y: N; N N N N: Y; S S S S: S |  | N | IPP Non-CHP | 2 |  | Y | N
54888 | NRG Texas Power LLC | 298 | Limestone | TX | Limestone | 1 | ST | OP | 893 | 831 | 831 |  | 12 | 1985 | LIG | SUB | NG | PC |  |  | Y | Y |  | S |  | N | IPP Non-CHP | 2 |  | N | N | [17 empty] | N | Y |  | Y |  |  |  | NG
54888 | NRG Texas Power LLC | 298 | Limestone | TX | Limestone | 2 | ST | OP | 956.8 | 858 | 858 |  | 12 | 1986 | LIG | SUB | NG | PC |  |  | Y | Y |  | S |  | N | IPP Non-CHP | 2 |  | N | N | [17 empty] | N | Y |  | Y |  |  |  | NG
54888 | NRG Texas Power LLC | 3460 | Cedar Bayou | TX | Chambers | 1 | ST | OP | 765 | 746 | 746 |  | 12 | 1970 | BLQ BLQ BLQ BIT: NG; Y Y Y Y: N; N N N N: Y; S S S S: S |  | N | IPP Non-CHP | 2 |  | N | N | [17 empty] | N | [6 empty] | NG
54888 | NRG Texas Power LLC | 3460 | Cedar Bayou | TX | Chambers | 2 | ST | OP | 765 | 749 | 749 |  | 3 | 1972 | BLQ BLQ BLQ BIT: NG; Y Y Y Y: N; N N N N: Y; S S S S: S |  | N | IPP Non-CHP | 2 |  | N | N | [17 empty] | N | [6 empty] | NG
54888 | NRG Texas Power LLC | 3464 | Greens Bayou | TX | Harris | 5 | ST | OP | 446.4 | 406 | 406 |  | 6 | 1973 | BLQ BLQ BLQ BIT: NG; BIT BIT BIT BLQ: DFO; Y Y Y Y: Y; N N N N: Y; S S S S: S |  | N | IPP Non-CHP | 2 |  | N | N | [17 empty] | N | [6 empty] | NG
54888 | NRG Texas Power LLC | 3464 | Greens Bayou | TX | Harris | 73 | GT | OP | 72 | 54 | 54 |  | 12 | 1976 | BLQ BLQ BLQ BIT: NG; Y Y Y Y: N; N N N N: Y; S S S S: S |  | N | IPP Non-CHP | 2 |  | N | N | [17 empty] | N | [6 empty] | NG
54888 | NRG Texas Power LLC | 3464 | Greens Bayou | TX | Harris | 74 | GT | OP | 72 | 54 | 54 |  | 12 | 1976 | BLQ BLQ BLQ BIT: NG; Y Y Y Y: N; N N N N: Y; S S S S: S |  | N | IPP Non-CHP | 2 |  | N | N | [17 empty] | N | [6 empty] | NG
54888 | NRG Texas Power LLC | 3464 | Greens Bayou | TX | Harris | 81 | GT | OP | 72 | 54 | 54 |  | 12 | 1976 | BLQ BLQ BLQ BIT: NG; Y Y Y Y: N; N N N N: Y; S S S S: S |  | N | IPP Non-CHP | 2 |  | N | N | [17 empty] | N | [6 empty] | NG
54888 | NRG Texas Power LLC | 3464 | Greens Bayou | TX | Harris | 82 | GT | OP | 72 | 64 | 64 |  | 12 | 1976 | BLQ BLQ BLQ BIT: NG; Y Y Y Y: N; N N N N: Y; S S S S: S |  | N | IPP Non-CHP | 2 |  | N | N | [17 empty] | N | [6 empty] | NG
54888 | NRG Texas Power LLC | 3464 | Greens Bayou | TX | Harris | 83 | GT | OP | 72 | 64 | 64 |  | 12 | 1976 | BLQ BLQ BLQ BIT: NG; Y Y Y Y: N; N N N N: Y; S S S S: S |  | N | IPP Non-CHP | 2 |  | N | N | [17 empty] | N | [6 empty] | NG
54888 | NRG Texas Power LLC | 3464 | Greens Bayou | TX | Harris | 84 | GT | OP | 72 | 64 | 64 |  | 12 | 1976 | BLQ BLQ BLQ BIT: NG; Y Y Y Y: N; N N N N: Y; S S S S: S |  | N | IPP Non-CHP | 2 |  | N | N | [17 empty] | N | [6 empty] | NG
54888 | NRG Texas Power LLC | 3468 | Sam Bertron | TX | Harris | 3 | ST | OP | 225.3 | 230 | 230 |  | 4 | 1959 | BLQ BLQ BLQ BIT: NG; Y Y Y Y: N; N N N N: Y; S S S S: S |  | N | IPP Non-CHP | 2 |  | N | N | [17 empty] | N | [6 empty] | NG
54888 | NRG Texas Power LLC | 3468 | Sam Bertron | TX | Harris | 4 | ST | OP | 225.3 | 230 | 230 |  | 3 | 1960 | BLQ BLQ BLQ BIT: NG; Y Y Y Y: N; N N N N: Y; S S S S: S |  | N | IPP Non-CHP | 2 |  | N | N | [17 empty] | N | [6 empty] | NG
54888 | NRG Texas Power LLC | 3468 | Sam Bertron | TX | Harris | GT2 | GT | OP | 16.3 | 13 | 13 |  | 7 | 1967 | BLQ BLQ BLQ BIT: NG; Y Y Y Y: N; N N N N: Y; S S S S: S |  | N | IPP Non-CHP | 2 |  | N | N | [17 empty] | N | [6 empty] | NG
54888 | NRG Texas Power LLC | 3468 | Sam Bertron | TX | Harris | ST1 | ST | OP | 187.8 | 118 | 118 |  | 3 | 1958 | BLQ BLQ BLQ BIT: NG; Y Y Y Y: N; N N N N: Y; S S S S: S |  | N | IPP Non-CHP | 2 |  | N | N | [17 empty] | N | [6 empty] | NG
54888 | NRG Texas Power LLC | 3468 | Sam Bertron | TX | Harris | ST2 | ST | OP | 187.8 | 174 | 174 |  | 4 | 1956 | BLQ BLQ BLQ BIT: NG; Y Y Y Y: N; N N N N: Y; S S S S: S |  | N | IPP Non-CHP | 2 |  | N | N | [17 empty] | N | [6 empty] | NG
54888 | NRG Texas Power LLC | 3469 | T H Wharton | TX | Harris | 3 | CA | OP | 113.1 | 104 | 104 | THW3 | 8 | 1974 | BLQ BLQ BLQ BIT: NG; Y Y Y Y: N; N N N N: Y; S S S S: S |  | N | IPP Non-CHP | 2 |  | N | N | [17 empty] | N | [6 empty] | NG
54888 | NRG Texas Power LLC | 3469 | T H Wharton | TX | Harris | 31 | CT | OP | 51.3 | 57 | 57 | THW3 | 7 | 1972 | BLQ BLQ BLQ BIT: NG; Y Y Y Y: N; N N N N: Y; S S S S: S |  | N | IPP Non-CHP | 2 |  | N | N | [17 empty] | N | [6 empty] | NG
54888 | NRG Texas Power LLC | 3469 | T H Wharton | TX | Harris | 32 | CT | OP | 51.3 | 57 | 57 | THW3 | 7 | 1972 | BLQ BLQ BLQ BIT: NG; Y Y Y Y: N; N N N N: Y; S S S S: S |  | N | IPP Non-CHP | 2 |  | N | N | [17 empty] | N | [6 empty] | NG
54888 | NRG Texas Power LLC | 3469 | T H Wharton | TX | Harris | 33 | CT | OP | 51.3 | 57 | 57 | THW3 | 7 | 1972 | BLQ BLQ BLQ BIT: NG; Y Y Y Y: N; N N N N: Y; S S S S: S |  | N | IPP Non-CHP | 2 |  | N | N | [17 empty] | N | [6 empty] | NG
54888 | NRG Texas Power LLC | 3469 | T H Wharton | TX | Harris | 34 | CT | OP | 51.3 | 57 | 57 | THW3 | 7 | 1972 | BLQ BLQ BLQ BIT: NG; Y Y Y Y: N; N N N N: Y; S S S S: S |  | N | IPP Non-CHP | 2 |  | N | N | [17 empty] | N | [6 empty] | NG
54888 | NRG Texas Power LLC | 3469 | T H Wharton | TX | Harris | 4 | CA | OP | 113.1 | 104 | 104 | THW4 | 8 | 1974 | BLQ BLQ BLQ BIT: NG; Y Y Y Y: N; N N N N: Y; S S S S: S |  | N | IPP Non-CHP | 2 |  | N | N | [17 empty] | N
54888 | NRG Texas Power LLC | 3469 | T H Wharton | TX | Harris | 41 | CT | OP | 51.3 | 57 | 57 | THW4 | 7 | 1972 | BLQ BLQ BLQ BIT: NG; Y Y Y Y: N; N N N N: Y; S S S S: S |  | N | IPP Non-CHP | 2 |  | N | N | [17 empty] | N | [6 empty] | NG
54888 | NRG Texas Power LLC | 3469 | T H Wharton | TX | Harris | 42 | CT | OP | 51.3 | 57 | 57 | THW4 | 7 | 1972 | BLQ BLQ BLQ BIT: NG; Y Y Y Y: N; N N N N: Y; S S S S: S |  | N | IPP Non-CHP | 2 |  | N | N | [17 empty] | N | [6 empty] | NG
54888 | NRG Texas Power LLC | 3469 | T H Wharton | TX | Harris | 43 | CT | OP | 56.7 | 57 | 57 | THW4 | 8 | 1974 | BLQ BLQ BLQ BIT: NG; Y Y Y Y: N; N N N N: Y; S S S S: S |  | N | IPP Non-CHP | 2 |  | N | N | [17 empty] | N | [6 empty] | NG
54888 | NRG Texas Power LLC | 3469 | T H Wharton | TX | Harris | 44 | CT | OP | 56.7 | 57 | 57 | THW4 | 8 | 1974 | BLQ BLQ BLQ BIT: NG; Y Y Y Y: N; N N N N: Y; S S S S: S |  | N | IPP Non-CHP | 2 |  | N | N | [17 empty] | N | [6 empty] | NG
54888 | NRG Texas Power LLC | 3469 | T H Wharton | TX | Harris | 51 | GT | OP | 85 | 58 | 58 |  | 11 | 1975 | BLQ BLQ BLQ BIT: NG; Y Y Y Y: N; N N N N: Y; S S S S: S |  | N | IPP Non-CHP | 2 |  | N | N | [17 empty] | N | [6 empty] | NG
54888 | NRG Texas Power LLC | 3469 | T H Wharton | TX | Harris | 52 | GT | OP | 85 | 58 | 58 |  | 11 | 1975 | BLQ BLQ BLQ BIT: NG; Y Y Y Y: N; N N N N: Y; S S S S: S |  | N | IPP Non-CHP | 2 |  | N | N | [17 empty] | N | [6 empty] | NG
54888 | NRG Texas Power LLC | 3469 | T H Wharton | TX | Harris | 53 | GT | OP | 85 | 58 | 58 |  | 11 | 1975 | BLQ BLQ BLQ BIT: NG; Y Y Y Y: N; N N N N: Y; S S S S: S |  | N | IPP Non-CHP | 2 |  | N | N | [17 empty] | N | [6 empty] | NG
54888 | NRG Texas Power LLC | 3469 | T H Wharton | TX | Harris | 54 | GT | OP | 85 | 58 | 58 |  | 11 | 1975 | BLQ BLQ BLQ BIT: NG; Y Y Y Y: N; N N N N: Y; S S S S: S |  | N | IPP Non-CHP | 2 |  | N | N | [17 empty] | N | [6 empty] | NG
54888 | NRG Texas Power LLC | 3469 | T H Wharton | TX | Harris | 55 | GT | OP | 85 | 58 | 58 |  | 11 | 1975 | BLQ BLQ BLQ BIT: NG; Y Y Y Y: N; N N N N: Y; S S S S: S |  | N | IPP Non-CHP | 2 |  | N | N | [17 empty] | N | [6 empty] | NG
54888 | NRG Texas Power LLC | 3469 | T H Wharton | TX | Harris | 56 | GT | OP | 85 | 58 | 58 |  | 11 | 1975 | BLQ BLQ BLQ BIT: NG; Y Y Y Y: N; N N N N: Y; S S S S: S |  | N | IPP Non-CHP | 2 |  | N | N | [17 empty] | N | [6 empty] | NG
54888 | NRG Texas Power LLC | 3469 | T H Wharton | TX | Harris | GT1 | GT | OP | 16.3 | 13 | 13 |  | 7 | 1967 | BLQ BLQ BLQ BIT: NG; Y Y Y Y: N; N N N N: Y; S S S S: S |  | N | IPP Non-CHP | 2 |  | N | N | [17 empty] | N | [6 empty] | NG
54888 | NRG Texas Power LLC | 3470 | W A Parish | TX | Fort Bend | 1 | ST | OP | 187.8 | 169 | 169 |  | 6 | 1958 | BLQ BLQ BLQ BIT: NG; Y Y Y Y: N; N N N N: Y; S S S S: S |  | N | IPP Non-CHP | 2 |  | N | N | [17 empty] | N | [6 empty] | NG
54888 | NRG Texas Power LLC | 3470 | W A Parish | TX | Fort Bend | 2 | ST | OP | 187.8 | 169 | 169 |  | 12 | 1958 | BLQ BLQ BLQ BIT: NG; Y Y Y Y: N; N N N N: Y; S S S S: S |  | N | IPP Non-CHP | 2 |  | N | N | [17 empty] | N | [6 empty] | NG
54888 | NRG Texas Power LLC | 3470 | W A Parish | TX | Fort Bend | 3 | ST | OP | 299.2 | 273 | 273 |  | 3 | 1961 | BLQ BLQ BLQ BIT: NG; Y Y Y Y: N; N N N N: Y; S S S S: S |  | N | IPP Non-CHP | 2 |  | N | N | [17 empty] | N | [6 empty] | NG
54888 | NRG Texas Power LLC | 3470 | W A Parish | TX | Fort Bend | 4 | ST | OP | 580.5 | 552 | 552 |  | 6 | 1968 | BLQ BLQ BLQ BIT: NG; Y Y Y Y: N; N N N N: Y; S S S S: S |  | N | IPP Non-CHP | 2 |  | N | N | [17 empty] | N | [6 empty] | NG
54888 | NRG Texas Power LLC | 3470 | W A Parish | TX | Fort Bend | 5 | ST | OP | 734.1 | 659 | 659 |  | 12 | 1977 | BLQ BLQ BLQ BIT: SUB; BIT BIT BIT BLQ: NG; Y Y Y Y: Y; N N N N: Y; S S S S: S |  | N | IPP Non-CHP | 2 |  | N | [13 empty] | N |  |  |  |  | N | Y |  | Y |  |  |  | NG
54888 | NRG Texas Power LLC | 3470 | W A Parish | TX | Fort Bend | 6 | ST | OP | 734.1 | 653 | 653 |  | 12 | 1978 | BLQ BLQ BLQ BIT: SUB; BIT BIT BIT BLQ: NG; Y Y Y Y: Y; N N N N: Y; S S S S: S |  | N | IPP Non-CHP | 2 |  | N | N | [17 empty] | N | Y |  | Y |  |  |  | NG
54888 | NRG Texas Power LLC | 3470 | W A Parish | TX | Fort Bend | 7 | ST | OP | 614.6 | 577 | 577 |  | 6 | 1980 | BLQ BLQ BLQ BIT: SUB; BIT BIT BIT BLQ: NG; Y Y Y Y: Y; N N N N: Y; S S S S: S |  | N | IPP Non-CHP | 2 |  | N | N | [17 empty] | N | Y |  | Y |  |  |  | NG
54888 | NRG Texas Power LLC | 3470 | W A Parish | TX | Fort Bend | 8 | ST | OP | 654 | 610 | 610 |  | 12 | 1982 | BLQ BLQ BLQ BIT: SUB; BIT BIT BIT BLQ: NG; Y Y Y Y: N; N N N N: Y; S S S S: S |  | N | IPP Non-CHP | 2 |  | N | N | [17 empty] | N | Y |  | Y |  |  |  | NG
54888 | NRG Texas Power LLC | 3470 | W A Parish | TX | Fort Bend | GT1 | GT | OP | 16.3 | 13 | 13 |  | 7 | 1967 | BLQ BLQ BLQ BIT: NG; Y Y Y Y: N; N N N N: Y; S S S S: S |  | N | IPP Non-CHP | 2 |  | N | N | [17 empty] | N | [6 empty] | NG
54888 | NRG Texas Power LLC | 7325 | San Jacinto Steam Electric Station | TX | Harris | 1 | GT | OP | 88.2 | 81 | 81 |  | 4 | 1995 | BLQ BLQ BLQ BIT: NG; Y Y Y Y: N; N N N N: Y; S S S S: S |  | N | IPP Non-CHP | 2 |  |  | N | [17 empty] | N | [6 empty] | NG
54888 | NRG Texas Power LLC | 7325 | San Jacinto Steam Electric Station | TX | Harris | 2 | GT | OP | 88.2 | 81 | 81 |  | 4 | 1995 | BLQ BLQ BLQ BIT: NG; Y Y Y Y: N; N N N N: Y; S S S S: S |  | N | IPP Non-CHP | 2 |  |  | N | [17 empty] | N | [6 empty] | NG
54889 | Carlyle/Riverstone Renewable Energy | 10381 | Coastal Carolina Clean Power | NC | Duplin | GEN1 | ST | OP | 44.1 | 27 | 27 |  | 4 | 1986 | WDS | BIT | TDF |  |  |  | Y | Y | Y | S |  | Y | IPP CHP | 3 | T | N | N | [17 empty] | N | [6 empty] | DFO
54894 | Roseburg Forest Products | 56469 | Roseburg Forest Products Biomass | CA | SISKIYOU | 1 | ST | OP | 13.4 | 9 | 9 |  | 12 | 1989 | BLQ BLQ BLQ BIT: WDS; Y Y Y Y: N; N N N N: Y; S S S S: S |  | Y | Industrial CHP | 7 | T |  | N | [17 empty] | N
54895 | FirstLight Power Resources Services LLC | 539 | Rocky River | CT | Litchfield | 1 | PS | SB | 3.5 | 2 | 2 |  | 1 | 1929 | BLQ BLQ BLQ BIT: WAT; Y Y Y Y: N; N N N N: Y; N N N N: Y; S S S S: W | 0 | N | IPP Non-CHP | 2 |  | N | N | [12 empty] | N
54895 | FirstLight Power Resources Services LLC | 539 | Rocky River | CT | Litchfield | 2 | PS | SB | 3.5 | 2 | 2 |  | 1 | 1928 | BLQ BLQ BLQ BIT: WAT; Y Y Y Y: N; N N N N: Y; N N N N: Y; S S S S: W | 0 | N | IPP Non-CHP | 2 |  | N | N | [12 empty] | N
54895 | FirstLight Power Resources Services LLC | 539 | Rocky River | CT | Litchfield | 3 | PS | OP | 24 | 25.4 | 25 |  | 1 | 1928 | BLQ BLQ BLQ BIT: WAT; Y Y Y Y: N; N N N N: Y; S S S S: W |  | N | IPP Non-CHP | 2 |  | N | N | [12 empty] | N
54895 | FirstLight Power Resources Services LLC | 541 | Bulls Bridge | CT | Litchfield | 1 | HY | OP | 1.2 | 1.4 | 1.4 |  | 1 | 1903 | BLQ BLQ BLQ BIT: WAT; Y Y Y Y: N; N N N N: Y; S S S S: W | 0 | N | IPP Non-CHP | 2 |  | N | N | [12 empty] | N
54895 | FirstLight Power Resources Services LLC | 541 | Bulls Bridge | CT | Litchfield | 2 | HY | OP | 1.2 | 1.4 | 1.4 |  | 1 | 1903 | BLQ BLQ BLQ BIT: WAT; Y Y Y Y: N; N N N N: Y; S S S S: W | 0 | N | IPP Non-CHP | 2 |  | N | N | [12 empty] | N
54895 | FirstLight Power Resources Services LLC | 541 | Bulls Bridge | CT | Litchfield | 3 | HY | OP | 1.2 | 1.4 | 1.4 |  | 1 | 1903 | BLQ BLQ BLQ BIT: WAT; Y Y Y Y: N; N N N N: Y; S S S S: W | 0 | N | IPP Non-CHP | 2 |  | N | N | [12 empty] | N
54895 | FirstLight Power Resources Services LLC | 541 | Bulls Bridge | CT | Litchfield | 4 | HY | OP | 1.2 | 1.4 | 1.4 |  | 1 | 1903 | BLQ BLQ BLQ BIT: WAT; Y Y Y Y: N; N N N N: Y; S S S S: W | 0 | N | IPP Non-CHP | 2 |  | N | N | [12 empty] | N
54895 | FirstLight Power Resources Services LLC | 541 | Bulls Bridge | CT | Litchfield | 5 | HY | OP | 1.2 | 1.4 | 1.4 |  | 1 | 1903 | BLQ BLQ BLQ BIT: WAT; Y Y Y Y: N; N N N N: Y; S S S S: W | 0 | N | IPP Non-CHP | 2 |  | N | N | [12 empty] | N
54895 | FirstLight Power Resources Services LLC | 541 | Bulls Bridge | CT | Litchfield | 6 | HY | OP | 1.2 | 1.4 | 1.4 |  | 1 | 1903 | BLQ BLQ BLQ BIT: WAT; Y Y Y Y: N; N N N N: Y; S S S S: W | 0 | N | IPP Non-CHP | 2 |  | N | N | [12 empty] | N
54895 | FirstLight Power Resources Services LLC | 551 | Scotland Dam | CT | Windham | 1 | HY | OP | 2 | 1.7 | 2.2 |  | 1 | 1937 | BLQ BLQ BLQ BIT: WAT; Y Y Y Y: N; N N N N: N; S S S S: W | 0 | N | IPP Non-CHP | 2 |  | N | N | [12 empty] | N
54895 | FirstLight Power Resources Services LLC | 552 | Shepaug | CT | New Haven | 1 | HY | OP | 37.2 | 41.5 | 42.6 |  | 1 | 1955 | BLQ BLQ BLQ BIT: WAT; Y Y Y Y: N; N N N N: Y; S S S S: W | 0 | N | IPP Non-CHP | 2 |  | N | N | [12 empty] | N
54895 | FirstLight Power Resources Services LLC | 553 | Stevenson | CT | Fairfield | 1 | HY | OP | 7.5 | 7.1 | 7.1 |  | 1 | 1919 | BLQ BLQ BLQ BIT: WAT; Y Y Y Y: N; N N N N: Y; S S S S: W | 0 | N | IPP Non-CHP | 2 |  | N | N | [12 empty] | N
54895 | FirstLight Power Resources Services LLC | 553 | Stevenson | CT | Fairfield | 2 | HY | OP | 7.5 | 7.1 | 7.1 |  | 1 | 1919 | BLQ BLQ BLQ BIT: WAT; Y Y Y Y: N; N N N N: Y; S S S S: W | 0 | N | IPP Non-CHP | 2 |  | N | N | [12 empty] | N
54895 | FirstLight Power Resources Services LLC | 553 | Stevenson | CT | Fairfield | 3 | HY | OP | 7.5 | 7.1 | 7.1 |  | 1 | 1919 | BLQ BLQ BLQ BIT: WAT; Y Y Y Y: N; N N N N: Y; S S S S: W | 0 | N | IPP Non-CHP | 2 |  | N | N | [12 empty] | N
54895 | FirstLight Power Resources Services LLC | 553 | Stevenson | CT | Fairfield | 4 | HY | OP | 8 | 7.6 | 7.6 |  | 1 | 1936 | BLQ BLQ BLQ BIT: WAT; Y Y Y Y: N; N N N N: Y; S S S S: W | 0 | N | IPP Non-CHP | 2 |  | N | N | [12 empty] | N
54895 | FirstLight Power Resources Services LLC | 554 | Taftville | CT | New London | 1 | HY | OP | 0.4 | 0.4 | 0.4 |  | 1 | 1926 | BLQ BLQ BLQ BIT: WAT; Y Y Y Y: N; N N N N: N; S S S S: W | 0 | N | IPP Non-CHP | 2 |  | N | N | [12 empty] | N
54895 | FirstLight Power Resources Services LLC | 554 | Taftville | CT | New London | 2 | HY | OP | 0.3 | 0.4 | 0.4 |  | 1 | 1906 | BLQ BLQ BLQ BIT: WAT; Y Y Y Y: N; N N N N: N; S S S S: W | 0 | N | IPP Non-CHP | 2 |  | N | N | [12 empty] | N
54895 | FirstLight Power Resources Services LLC | 554 | Taftville | CT | New London | 3 | HY | OP | 0.3 | 0.4 | 0.4 |  | 1 | 1906 | BLQ BLQ BLQ BIT: WAT; Y Y Y Y: N; N N N N: N; S S S S: W | 0 | N | IPP Non-CHP | 2 |  | N | N | [12 empty] | N
54895 | FirstLight Power Resources Services LLC | 554 | Taftville | CT | New London | 4 | HY | OP | 0.3 | 0.4 | 0.4 |  | 1 | 1949 | BLQ BLQ BLQ BIT: WAT; Y Y Y Y: N; N N N N: N; S S S S: W | 0 | N | IPP Non-CHP | 2 |  | N | N | [12 empty] | N
54895 | FirstLight Power Resources Services LLC | 554 | Taftville | CT | New London | 5 | HY | OP | 0.3 | 0.4 | 0.4 |  | 1 | 1949 | BLQ BLQ BLQ BIT: WAT; Y Y Y Y: N; N N N N: N; S S S S: W | 0 | N | IPP Non-CHP | 2 |  | N | N | [12 empty] | N
54895 | FirstLight Power Resources Services LLC | 557 | Tunnel | CT | New London | 1 | HY | OP | 1 | 0.8 | 1.1 |  | 1 | 1919 | BLQ BLQ BLQ BIT: WAT; Y Y Y Y: N; N N N N: Y; S S S S: W | 0 | N | IPP Non-CHP | 2 |  | N | N | [12 empty] | N
54895 | FirstLight Power Resources Services LLC | 557 | Tunnel | CT | New London | 10 | GT | SB | 18.5 | 16.5 | 21.8 |  | 1 | 1969 | BLQ BLQ BLQ BIT: JF; Y Y Y Y: N; N N N N: Y; N N N N: Y; S S S S: W |  | N | IPP Non-CHP | 2 |  | N | N | [12 empty] | N
54895 | FirstLight Power Resources Services LLC | 557 | Tunnel | CT | New London | 2 | HY | OP | 1 | 0.8 | 1.1 |  | 1 | 1949 | BLQ BLQ BLQ BIT: WAT; Y Y Y Y: N; N N N N: Y; S S S S: W | 0 | N | IPP Non-CHP | 2 |  | N | N | [12 empty] | N
54895 | FirstLight Power Resources Services LLC | 560 | Falls Village | CT | Litchfield | 1 | HY | OP | 3 | 3.3 | 3.7 |  | 1 | 1914 | BLQ BLQ BLQ BIT: WAT; Y Y Y Y: N; N N N N: Y; S S S S: W | 0 | N | IPP Non-CHP | 2 |  | N | N | [12 empty] | N
54895 | FirstLight Power Resources Services LLC | 560 | Falls Village | CT | Litchfield | 2 | HY | OP | 3 | 3.3 | 3.7 |  | 1 | 1914 | BLQ BLQ BLQ BIT: WAT; Y Y Y Y: N; N N N N: Y; S S S S: W | 0 | N | IPP Non-CHP | 2 |  | N | N | [12 empty] | N
54895 | FirstLight Power Resources Services LLC | 560 | Falls Village | CT | Litchfield | 3 | HY | OP | 3 | 3.3 | 3.7 |  | 1 | 1914 | BLQ BLQ BLQ BIT: WAT; Y Y Y Y: N; N N N N: Y; S S S S: W | 0 | N | IPP Non-CHP | 2 |  | N | N | [12 empty] | N
54895 | FirstLight Power Resources Services LLC | 56629 | Waterbury Generation | CT | New Haven | 10 | GT | OP | 96 | 95 | 100 |  | 6 | 2009 | BLQ BLQ BLQ BIT: NG; BIT BIT BIT BLQ: DFO; Y Y Y Y: Y; N N N N: Y; S S S S: W |  | N | IPP Non-CHP | 2 |  | N | N | [17 empty] | N | [5 empty] | N
54899 | NAES Corporation - (DE) | 599 | McKee Run | DE | Kent | 1 | ST | OP | 18.8 | 17 | 17 |  | 1 | 1962 | BLQ BLQ BLQ BIT: NG; BIT BIT BIT BLQ: DFO; Y Y Y Y: Y; N N N N: Y; S S S S: W |  | N | IPP Non-CHP | 2 |  | N | N | [17 empty] | N | [6 empty] | NG | DFO
54899 | NAES Corporation - (DE) | 599 | McKee Run | DE | Kent | 2 | ST | OP | 18.8 | 17 | 17 |  | 3 | 1962 | BLQ BLQ BLQ BIT: NG; BIT BIT BIT BLQ: DFO; Y Y Y Y: Y; N N N N: Y; S S S S: W |  | N | IPP Non-CHP | 2 |  | N | N | [17 empty] | N | [6 empty] | NG | DFO
54899 | NAES Corporation - (DE) | 599 | McKee Run | DE | Kent | 3 | ST | OP | 113.6 | 102 | 102 |  | 5 | 1975 | BLQ BLQ BLQ BIT: NG; BIT BIT BIT BLQ: DFO; Y Y Y Y: Y; N N N N: Y; S S S S: W |  | N | IPP Non-CHP | 2 |  | N | N | [17 empty] | N | [6 empty] | NG | DFO
54899 | NAES Corporation - (DE) | 7318 | Van Sant Station | DE | Kent | 1 | GT | OP | 45.1 | 39 | 39 |  | 5 | 1991 | NG | DFO |  |  |  |  | Y | Y | Y | W |  | N | IPP Non-CHP | 2 |  | N | N | [17 empty] | N
54900 | Stimson Lumber Company | 55090 | Plummer Cogen | ID | Benewah | GEN1 | ST | OP | 6.2 | 5.8 | 5.8 |  | 12 | 1982 | BLQ BLQ BLQ BIT: WDS; Y Y Y Y: N; N N N N: Y; S S S S: S |  | Y | IPP CHP | 3 | T | N | N | [24 empty] | WDS
54902 | SunE Alamosa1 LLC | 56481 | SunE Alamosa | CO | Alamosa | 1 | PV | OP | 1 | 1 | 1 |  | 12 | 2007 | BLQ BLQ BLQ BIT: SUN; Y Y Y Y: N; N N N N: Y; S S S S: W |  | N | IPP Non-CHP | 2 |  |  | N
54902 | SunE Alamosa1 LLC | 56481 | SunE Alamosa | CO | Alamosa | 2 | PV | OP | 7.2 | 6.7 | 6.7 |  | 12 | 2007 | BLQ BLQ BLQ BIT: SUN; Y Y Y Y: N; N N N N: Y; S S S S: W |  | N | IPP Non-CHP | 2 |  |  | N
54904 | High Prairie Wind Farm II LLC | 56494 | Prairie Star Wind Farm | MN | Mower | HP2 | WT | OP | 100.6 | 100.6 | 100.6 |  | 12 | 2007 | BLQ BLQ BLQ BIT: WND; Y Y Y Y: N; N N N N: Y; S S S S: S | 61 | N | IPP Non-CHP | 2 |  | N | N
54907 | ReNu Power Holdings LLC | 3443 | Victoria | TX | Victoria | 5 | CA | OP | 180 | 125 | 132 |  | 3 | 1963 | BLQ BLQ BLQ BIT: NG; Y Y Y Y: N; N N N N: Y; S S S S: S |  | N | IPP Non-CHP | 2 |  | Y | N | [17 empty] | N
54907 | ReNu Power Holdings LLC | 3443 | Victoria | TX | Victoria | 7 | CT | OP | 196.9 | 160 | 168 |  | 5 | 2009 | BLQ BLQ BLQ BIT: NG; Y Y Y Y: N; N N N N: Y; S S S S: S |  | N | IPP Non-CHP | 2 |  | N | N | [17 empty] | N
54909 | GE Energy Services | 56031 | Fox Energy Center | WI | Outagamie | CTG1 | CT | OP | 185 | 160.8 | 211 |  | 6 | 2006 | BLQ BLQ BLQ BIT: NG; BIT BIT BIT BLQ: DFO; Y Y Y Y: Y; N N N N: Y; S S S S: W |  | N | IPP Non-CHP | 2 |  | N | N | [17 empty] | N
54909 | GE Energy Services | 56031 | Fox Energy Center | WI | Outagamie | CTG2 | CT | OP | 185 | 151.7 | 211 |  | 6 | 2005 | BLQ BLQ BLQ BIT: NG; BIT BIT BIT BLQ: DFO; Y Y Y Y: Y; N N N N: Y; S S S S: W |  | N | IPP Non-CHP | 2 |  | N | N | [17 empty] | N
54909 | GE Energy Services | 56031 | Fox Energy Center | WI | Outagamie | STG | CA | OP | 250 | 233.4 | 213 |  | 6 | 2005 | BLQ BLQ BLQ BIT: NG; BIT BIT BIT BLQ: DFO; Y Y Y Y: N; N N N N: Y; S S S S: W |  | N | IPP Non-CHP | 2 |  | Y | N | [17 empty] | N
54911 | Tesoro Refng Marketing Co Mntn Region | 56509 | Tesoro SLC Cogeneration Plant | UT | Salt Lake | 1 | GT | OP | 12.5 | 11 | 12.5 |  | 7 | 2004 | BLQ BLQ BLQ BIT: NG; BIT BIT BIT BLQ: OG; Y Y Y Y: N; N N N N: Y; S S S S: W |  | Y | Industrial CHP | 7 | T |  | N | [17 empty] | N
54911 | Tesoro Refng Marketing Co Mntn Region | 56509 | Tesoro SLC Cogeneration Plant | UT | Salt Lake | 2 | GT | OP | 12.5 | 11 | 12.5 |  | 7 | 2004 | BLQ BLQ BLQ BIT: NG; BIT BIT BIT BLQ: OG; Y Y Y Y: N; N N N N: Y; S S S S: W |  | Y | Industrial CHP | 7 | T |  | N | [17 empty] | N
54915 | Dogwood Power Management, LLC | 55178 | Dogwood Energy Facility | MO | Cass | CT-1 | CT | OP | 208.8 | 180 | 208.1 |  | 6 | 2001 | BLQ BLQ BLQ BIT: NG; Y Y Y Y: N; N N N N: Y; S S S S: J |  | N | IPP Non-CHP | 2 |  | N | N | [17 empty] | N
54915 | Dogwood Power Management, LLC | 55178 | Dogwood Energy Facility | MO | Cass | CT-2 | CT | OP | 208.8 | 176 | 208.6 |  | 6 | 2001 | BLQ BLQ BLQ BIT: NG; Y Y Y Y: N; N N N N: Y; S S S S: J |  | N | IPP Non-CHP | 2 |  | N | N | [17 empty] | N
54915 | Dogwood Power Management, LLC | 55178 | Dogwood Energy Facility | MO | Cass | ST-1 | CA | OP | 265 | 260 | 276.3 |  | 2 | 2002 | BLQ BLQ BLQ BIT: NG; Y Y Y Y: N; N N N N: Y; S S S S: J |  | N | IPP Non-CHP | 2 |  | Y | N | [17 empty] | N
54916 | Phillips 66 Billings Refinery | 56496 | Phillips 66 Billings Refinery | MT | Yellowstone | 3701 | ST | OA | 1.6 | 1.5 | 1.5 |  | 12 | 2007 | OG | NG | WO |  |  |  | N | N |  | S |  | N | Industrial Non-CHP | 6 |  | N | N | [12 empty] | N |  |  |  |  | N
55269 | NextEra Energy Duane Arnold LLC | 1060 | Duane Arnold Energy Center | IA | Linn | 1 | ST | OP | 679.5 | 601.4 | 622.1 |  | 2 | 1975 | BLQ BLQ BLQ BIT: NUC; Y Y Y Y: N; N N N N: Y; S S S S: J |  | N | IPP Non-CHP | 2 |  | N | N | [12 empty] | N |  |  |  |  | N
55307 | Colorado Energy Management | 10682 | Brush Generation Facility | CO | MORGAN | GT1 | CT | OP | 25 | 25 | 30 |  | 10 | 1990 | BLQ BLQ BLQ BIT: NG; Y Y Y Y: N; N N N N: Y; N N N N: Y; S S S S: W |  | N | IPP Non-CHP | 2 |  |  | N | [17 empty] | N
55307 | Colorado Energy Management | 10682 | Brush Generation Facility | CO | MORGAN | GT2 | GT | OP | 25 | 25 | 30 |  | 10 | 1990 | BLQ BLQ BLQ BIT: NG; Y Y Y Y: N; N N N N: Y; N N N N: Y; S S S S: W |  | N | IPP Non-CHP | 2 |  |  | N | [17 empty] | N
55307 | Colorado Energy Management | 10682 | Brush Generation Facility | CO | MORGAN | GT3 | CT | OP | 37 | 32 | 38 |  | 1 | 1994 | BLQ BLQ BLQ BIT: NG; Y Y Y Y: N; N N N N: Y; S S S S: W |  | N | IPP Non-CHP | 2 |  | N | N
55307 | Colorado Energy Management | 10682 | Brush Generation Facility | CO | MORGAN | GT4 | CT | OP | 23.8 | 25 | 30 |  | 6 | 1999 | BLQ BLQ BLQ BIT: NG; Y Y Y Y: N; N N N N: Y; N N N N: Y; S S S S: W |  | N | IPP Non-CHP | 2 |  | N | N | [17 empty] | N
55307 | Colorado Energy Management | 10682 | Brush Generation Facility | CO | MORGAN | GT5 | CT | OP | 23.8 | 25 | 30 |  | 6 | 1999 | BLQ BLQ BLQ BIT: NG; Y Y Y Y: N; N N N N: Y; N N N N: Y; S S S S: W |  | N | IPP Non-CHP | 2 |  | N | N | [17 empty] | N
55307 | Colorado Energy Management | 10682 | Brush Generation Facility | CO | MORGAN | ST1 | CA | OP | 38 | 30 | 30 |  | 10 | 1990 | BLQ BLQ BLQ BIT: NG; Y Y Y Y: N; N N N N: Y; S S S S: W |  | N | IPP Non-CHP | 2 |  | Y | N | [17 empty] | N
55307 | Colorado Energy Management | 10682 | Brush Generation Facility | CO | MORGAN | ST2 | CA | OP | 37 | 40 | 40 |  | 1 | 1994 | BLQ BLQ BLQ BIT: NG; Y Y Y Y: N; N N N N: Y; S S S S: W |  | N | IPP Non-CHP | 2 |  | Y | N | [17 empty] | N
55307 | Colorado Energy Management | 10682 | Brush Generation Facility | CO | MORGAN | ST4 | CA | OP | 90 | 90 | 90 |  | 9 | 2002 | BLQ BLQ BLQ BIT: NG; Y Y Y Y: N; N N N N: Y; S S S S: W |  | N | IPP Non-CHP | 2 |  | Y | N | [17 empty] | N
55397 | NRG Energy Inc | 56649 | South Trent Wind Farm | TX | Nolan | 1 | WT | OP | 101.2 | 101.2 | 101.2 |  | 1 | 2009 | BLQ BLQ BLQ BIT: WND; Y Y Y Y: N; N N N N: Y; S S S S: W | 44 | N | IPP Non-CHP | 2 |  |  | N
55510 | Tiverton Power LLC | 55048 | Tiverton Power Plant | RI | Newport | UNT1 | CT | OP | 179.3 | 159.4 | 189.7 |  | 3 | 2000 | BLQ BLQ BLQ BIT: NG; Y Y Y Y: N; N N N N: Y; S S S S: S |  | N | IPP Non-CHP | 2 |  | N | N | [17 empty] | N
55510 | Tiverton Power LLC | 55048 | Tiverton Power Plant | RI | Newport | UNT2 | CA | OP | 93.2 | 90.6 | 94.9 |  | 6 | 2000 | BLQ BLQ BLQ BIT: NG; Y Y Y Y: N; N N N N: Y; S S S S: S |  | N | IPP Non-CHP | 2 |  | N | N | [17 empty] | N
55600 | Cadillac Renewable Energy LLC | 54415 | Cadillac Renewable Energy | MI | Wexford | GEN1 | ST | OP | 44 | 39.6 | 39.6 |  | 8 | 1993 | BLQ BLQ BLQ BIT: WDS; Y Y Y Y: N; N N N N: Y; S S S S: W |  | N | IPP Non-CHP | 2 |  | N | N | [17 empty] | N | [6 empty] | NG
55649 | Ontelaunee Energy Center | 55193 | Ontelaunee Energy Center | PA | Berks | CTG1 | CT | OP | 250 | 148.3 | 187.4 |  | 5 | 2002 | BLQ BLQ BLQ BIT: NG; Y Y Y Y: N; N N N N: Y; S S S S: W |  | N | IPP Non-CHP | 2 |  | N | N | [17 empty] | N
55649 | Ontelaunee Energy Center | 55193 | Ontelaunee Energy Center | PA | Berks | CTG2 | CT | OP | 250 | 147.9 | 194.7 |  | 5 | 2002 | BLQ BLQ BLQ BIT: NG; Y Y Y Y: N; N N N N: Y; S S S S: W |  | N | IPP Non-CHP | 2 |  | N | N | [17 empty] | N
55649 | Ontelaunee Energy Center | 55193 | Ontelaunee Energy Center | PA | Berks | STG | CA | OP | 228 | 169.5 | 209.3 |  | 5 | 2002 | BLQ BLQ BLQ BIT: NG; Y Y Y Y: N; N N N N: Y; S S S S: W |  | N | IPP Non-CHP | 2 |  | N | N | [17 empty] | N
55696 | FPL Energy Oliver County Wind | 56392 | FPL Energy Oliver Wind I LLC | ND | Oliver | 1 | WT | OP | 50.6 | 50.6 | 50.6 |  | 12 | 2006 | BLQ BLQ BLQ BIT: WND; Y Y Y Y: N; N N N N: Y; S S S S: S | 22 | N | IPP Non-CHP | 2 |  |  | N
55698 | Hawks Nest Hydro LLC | 50010 | Glen Ferris Hydro | WV | FAYETTE | GEN1 | HY | OA | 0.4 | 0.4 | 0.4 |  | 1 | 1912 | BLQ BLQ BLQ BIT: WAT; Y Y Y Y: N; N N N N: Y; N N N N: N; S S S S: S | 0 | N | Industrial Non-CHP | 6 |  | N | Y | [12 empty] | Y | 6 | 2013 |  |  | N
55698 | Hawks Nest Hydro LLC | 50010 | Glen Ferris Hydro | WV | FAYETTE | GEN2 | HY | OA | 0.4 | 0.4 | 0.4 |  | 1 | 1912 | BLQ BLQ BLQ BIT: WAT; Y Y Y Y: N; N N N N: Y; N N N N: N; S S S S: S | 0 | N | Industrial Non-CHP | 6 |  | N | Y | [12 empty] | Y | 6 | 2013 |  |  | N
55698 | Hawks Nest Hydro LLC | 50010 | Glen Ferris Hydro | WV | FAYETTE | GEN3 | HY | OA | 0.4 | 0.4 | 0.4 |  | 1 | 1912 | BLQ BLQ BLQ BIT: WAT; Y Y Y Y: N; N N N N: Y; N N N N: N; S S S S: S | 0 | N | Industrial Non-CHP | 6 |  | N | Y | [12 empty] | Y | 6 | 2013 |  |  | N
55698 | Hawks Nest Hydro LLC | 50010 | Glen Ferris Hydro | WV | FAYETTE | GEN4 | HY | OA | 0.4 | 0.4 | 0.4 |  | 1 | 1912 | BLQ BLQ BLQ BIT: WAT; Y Y Y Y: N; N N N N: Y; N N N N: N; S S S S: S | 0 | N | Industrial Non-CHP | 6 |  | N | Y | [12 empty] | Y | 6 | 2013 |  |  | N
55698 | Hawks Nest Hydro LLC | 50010 | Glen Ferris Hydro | WV | FAYETTE | GEN5 | HY | OA | 0.4 | 0.4 | 0.4 |  | 1 | 1912 | BLQ BLQ BLQ BIT: WAT; Y Y Y Y: N; N N N N: Y; N N N N: N; S S S S: S | 0 | N | Industrial Non-CHP | 6 |  | N | Y | [12 empty] | Y | 6 | 2013 |  |  | N
55698 | Hawks Nest Hydro LLC | 50010 | Glen Ferris Hydro | WV | FAYETTE | GEN6 | HY | OA | 0.4 | 0.4 | 0.4 |  | 1 | 1912 | BLQ BLQ BLQ BIT: WAT; Y Y Y Y: N; N N N N: Y; N N N N: N; S S S S: S | 0 | N | Industrial Non-CHP | 6 |  | N | Y | [12 empty] | Y | 6 | 2013 |  |  | N
55698 | Hawks Nest Hydro LLC | 50010 | Glen Ferris Hydro | WV | FAYETTE | GEN7 | HY | OP | 1.9 | 1.9 | 1.9 |  | 1 | 1917 | BLQ BLQ BLQ BIT: WAT; Y Y Y Y: N; N N N N: Y; N N N N: N; S S S S: S | 0 | N | Industrial Non-CHP | 6 |  | N | N | [17 empty] | N
55698 | Hawks Nest Hydro LLC | 50010 | Glen Ferris Hydro | WV | FAYETTE | GEN8 | HY | OP | 1.9 | 1.9 | 1.9 |  | 1 | 1917 | BLQ BLQ BLQ BIT: WAT; Y Y Y Y: N; N N N N: Y; N N N N: N; S S S S: S | 0 | N | Industrial Non-CHP | 6 |  | N | N | [17 empty] | N
55698 | Hawks Nest Hydro LLC | 50011 | Hawks Nest Hydro | WV | Fayette | GEN1 | HY | OP | 25.5 | 24.2 | 23.5 |  | 6 | 1936 | BLQ BLQ BLQ BIT: WAT; Y Y Y Y: N; N N N N: Y; N N N N: N; S S S S: W | 0 | N | Industrial Non-CHP | 6 |  | N | N | [17 empty] | N
55698 | Hawks Nest Hydro LLC | 50011 | Hawks Nest Hydro | WV | Fayette | GEN2 | HY | OP | 25.5 | 24.2 | 23.5 |  | 6 | 1936 | BLQ BLQ BLQ BIT: WAT; Y Y Y Y: N; N N N N: Y; N N N N: N; S S S S: W | 0 | N | Industrial Non-CHP | 6 |  | N | N | [17 empty] | N
55698 | Hawks Nest Hydro LLC | 50011 | Hawks Nest Hydro | WV | Fayette | GEN3 | HY | OP | 25.5 | 24.2 | 23.5 |  | 6 | 1936 | BLQ BLQ BLQ BIT: WAT; Y Y Y Y: N; N N N N: Y; N N N N: N; S S S S: W | 0 | N | Industrial Non-CHP | 6 |  | N | N | [17 empty] | N
55698 | Hawks Nest Hydro LLC | 50011 | Hawks Nest Hydro | WV | Fayette | GEN4 | HY | OP | 25.5 | 24.2 | 23.5 |  | 6 | 1936 | BLQ BLQ BLQ BIT: WAT; Y Y Y Y: N; N N N N: Y; N N N N: N; S S S S: W | 0 | N | Industrial Non-CHP | 6 |  | N | N | [17 empty] | N
55703 | Otsego Paper Inc | 55799 | Otsego Mill Power Plant | MI | Allegan | NRTH | GT | OS | 10.6 | 8.8 | 10.5 |  | 11 | 1995 | BLQ BLQ BLQ BIT: NG; Y Y Y Y: N; N N N N: N; S S S S: S |  | Y | Industrial CHP | 7 | T | N | N | [12 empty] | N |  |  |  |  | N
55703 | Otsego Paper Inc | 55799 | Otsego Mill Power Plant | MI | Allegan | SOTH | GT | OP | 10.6 | 8.8 | 10.5 |  | 11 | 1995 | BLQ BLQ BLQ BIT: NG; Y Y Y Y: N; N N N N: N; S S S S: S |  | Y | Industrial CHP | 7 | T | N | N | [12 empty] | N |  |  |  |  | N
55704 | Tiber Montana LLC | 56499 | Tiber Dam Hydroelectric Plant | MT | LIBERTY | HY1 | HY | OP | 7.5 | 7.5 | 7.5 |  | 6 | 2004 | BLQ BLQ BLQ BIT: WAT; Y Y Y Y: N; N N N N: Y; S S S S: S |  | N | IPP Non-CHP | 2 |  |  | N | [17 empty] | N
55710 | Barrick Goldstrike Mines Inc | 56500 | Western 102 Power Plant | NV | Storey | A101 | IC | OP | 8.4 | 7.9 | 8.4 |  | 12 | 2005 | BLQ BLQ BLQ BIT: NG; Y Y Y Y: N; N N N N: Y; S S S S: S |  | N | Industrial Non-CHP | 6 |  |  | N
55710 | Barrick Goldstrike Mines Inc | 56500 | Western 102 Power Plant | NV | Storey | B102 | IC | OP | 8.4 | 7.9 | 8.4 |  | 12 | 2005 | BLQ BLQ BLQ BIT: NG; Y Y Y Y: N; N N N N: Y; S S S S: S |  | N | Industrial Non-CHP | 6 |  |  | N
55710 | Barrick Goldstrike Mines Inc | 56500 | Western 102 Power Plant | NV | Storey | B202 | IC | OP | 8.4 | 7.9 | 8.4 |  | 12 | 2005 | BLQ BLQ BLQ BIT: NG; Y Y Y Y: N; N N N N: Y; S S S S: S |  | N | Industrial Non-CHP | 6 |  |  | N
55710 | Barrick Goldstrike Mines Inc | 56500 | Western 102 Power Plant | NV | Storey | C102 | IC | OP | 8.4 | 7.9 | 8.4 |  | 12 | 2005 | BLQ BLQ BLQ BIT: NG; Y Y Y Y: N; N N N N: Y; S S S S: S |  | N | Industrial Non-CHP | 6 |  |  | N
55710 | Barrick Goldstrike Mines Inc | 56500 | Western 102 Power Plant | NV | Storey | C202 | IC | OP | 8.4 | 7.9 | 8.4 |  | 12 | 2005 | BLQ BLQ BLQ BIT: NG; Y Y Y Y: N; N N N N: Y; S S S S: S |  | N | Industrial Non-CHP | 6 |  |  | N
55710 | Barrick Goldstrike Mines Inc | 56500 | Western 102 Power Plant | NV | Storey | D101 | IC | OP | 8.4 | 7.9 | 8.4 |  | 12 | 2005 | BLQ BLQ BLQ BIT: NG; Y Y Y Y: N; N N N N: Y; S S S S: S |  | N | Industrial Non-CHP | 6 |  |  | N
55710 | Barrick Goldstrike Mines Inc | 56500 | Western 102 Power Plant | NV | Storey | E102 | IC | OP | 8.4 | 7.9 | 8.4 |  | 12 | 2005 | BLQ BLQ BLQ BIT: NG; Y Y Y Y: N; N N N N: Y; S S S S: S |  | N | Industrial Non-CHP | 6 |  |  | N
55710 | Barrick Goldstrike Mines Inc | 56500 | Western 102 Power Plant | NV | Storey | E202 | IC | OP | 8.4 | 7.9 | 8.4 |  | 12 | 2005 | BLQ BLQ BLQ BIT: NG; Y Y Y Y: N; N N N N: Y; S S S S: S |  | N | Industrial Non-CHP | 6 |  |  | N
55710 | Barrick Goldstrike Mines Inc | 56500 | Western 102 Power Plant | NV | Storey | F102 | IC | OP | 8.4 | 7.9 | 8.4 |  | 12 | 2005 | BLQ BLQ BLQ BIT: NG; Y Y Y Y: N; N N N N: Y; S S S S: S |  | N | Industrial Non-CHP | 6 |  |  | N
55710 | Barrick Goldstrike Mines Inc | 56500 | Western 102 Power Plant | NV | Storey | F202 | IC | OP | 8.4 | 7.9 | 8.4 |  | 12 | 2005 | BLQ BLQ BLQ BIT: NG; Y Y Y Y: N; N N N N: Y; S S S S: S |  | N | Industrial Non-CHP | 6 |  |  | N
55710 | Barrick Goldstrike Mines Inc | 56500 | Western 102 Power Plant | NV | Storey | G102 | IC | OP | 8.4 | 7.9 | 8.4 |  | 12 | 2005 | BLQ BLQ BLQ BIT: NG; Y Y Y Y: N; N N N N: Y; S S S S: S |  | N | Industrial Non-CHP | 6 |  |  | N
55710 | Barrick Goldstrike Mines Inc | 56500 | Western 102 Power Plant | NV | Storey | G202 | IC | OP | 8.4 | 7.9 | 8.4 |  | 12 | 2005 | BLQ BLQ BLQ BIT: NG; Y Y Y Y: N; N N N N: Y; S S S S: S |  | N | Industrial Non-CHP | 6 |  |  | N
55710 | Barrick Goldstrike Mines Inc | 56500 | Western 102 Power Plant | NV | Storey | H102 | IC | OP | 8.4 | 7.9 | 8.4 |  | 12 | 2005 | BLQ BLQ BLQ BIT: NG; Y Y Y Y: N; N N N N: Y; S S S S: S |  | N | Industrial Non-CHP | 6 |  |  | N
55710 | Barrick Goldstrike Mines Inc | 56500 | Western 102 Power Plant | NV | Storey | H202 | IC | OP | 8.4 | 7.9 | 8.4 |  | 12 | 2005 | BLQ BLQ BLQ BIT: NG; Y Y Y Y: N; N N N N: Y; S S S S: S |  | N | Industrial Non-CHP | 6 |  |  | N
55710 | Barrick Goldstrike Mines Inc | 56500 | Western 102 Power Plant | NV | Storey | PV1 | PV | OP | 1 | 1 | 1 |  | 12 | 2007 | BLQ BLQ BLQ BIT: SUN; Y Y Y Y: N; N N N N: Y; S S S S: S |  | N | Industrial Non-CHP | 6 |  |  | N
55711 | FPL Energy Operating Services Inc - SEGS | 10439 | SEGS III | CA | San Bernardino | GEN1 | ST | OP | 34.2 | 36 | 34 |  | 12 | 1986 | BLQ BLQ BLQ BIT: SUN; BIT BIT BIT BLQ: NG; Y Y Y Y: N; N N N N: Y; S S S S: J |  | N | IPP Non-CHP | 2 |  | N | N | [17 empty] | N | [6 empty] | SUN
55711 | FPL Energy Operating Services Inc - SEGS | 10440 | SEGS IV | CA | San Bernardino | GEN1 | ST | OP | 34.2 | 36 | 34 |  | 12 | 1986 | BLQ BLQ BLQ BIT: SUN; BIT BIT BIT BLQ: NG; Y Y Y Y: N; N N N N: Y; S S S S: J |  | N | IPP Non-CHP | 2 |  | N | N | [17 empty] | N | [6 empty] | SUN
55711 | FPL Energy Operating Services Inc - SEGS | 10441 | SEGS V | CA | San Bernardino | GEN1 | ST | OP | 34.2 | 36 | 34 |  | 10 | 1987 | BLQ BLQ BLQ BIT: SUN; BIT BIT BIT BLQ: NG; Y Y Y Y: N; N N N N: Y; S S S S: J |  | N | IPP Non-CHP | 2 |  | N | N | [17 empty] | N | [6 empty] | SUN
55711 | FPL Energy Operating Services Inc - SEGS | 10442 | SEGS VI | CA | San Bernardino | GEN1 | ST | OP | 35 | 36 | 35 |  | 12 | 1988 | BLQ BLQ BLQ BIT: SUN; BIT BIT BIT BLQ: NG; Y Y Y Y: N; N N N N: Y; S S S S: J |  | N | IPP Non-CHP | 2 |  | N | N | [17 empty] | N | [6 empty] | SUN
55711 | FPL Energy Operating Services Inc - SEGS | 10443 | SEGS VII | CA | San Bernardino | GEN1 | ST | OP | 35 | 36 | 35 |  | 12 | 1988 | BLQ BLQ BLQ BIT: SUN; BIT BIT BIT BLQ: NG; Y Y Y Y: N; N N N N: Y; S S S S: J |  | N | IPP Non-CHP | 2 |  | N | N | [17 empty] | N | [6 empty] | SUN
55711 | FPL Energy Operating Services Inc - SEGS | 10444 | SEGS VIII | CA | San Bernardino | GEN1 | ST | OP | 92 | 88 | 64 |  | 12 | 1989 | BLQ BLQ BLQ BIT: SUN; BIT BIT BIT BLQ: NG; Y Y Y Y: N; N N N N: Y; S S S S: J |  | N | IPP Non-CHP | 2 |  | N | N | [17 empty] | N | [6 empty] | SUN
55711 | FPL Energy Operating Services Inc - SEGS | 10446 | SEGS IX | CA | San Bernardino | GEN1 | ST | OP | 92 | 88 | 64 |  | 9 | 1990 | BLQ BLQ BLQ BIT: SUN; BIT BIT BIT BLQ: NG; Y Y Y Y: N; N N N N: Y; S S S S: J | 0 | N | IPP Non-CHP | 2 |  | N | N | [17 empty] | N | [6 empty] | SUN
55712 | BTEC Turbines LP | 55080 | New Albany Energy Facility | MS | Union | 1 | GT | OS | 71.2 | 60 | 60 |  | 6 | 1999 | BLQ BLQ BLQ BIT: NG; Y Y Y Y: N; N N N N: Y; N N N N: N; S S S S: W |  | N | IPP Non-CHP | 2 |  | N | N | [17 empty] | N
55712 | BTEC Turbines LP | 55080 | New Albany Energy Facility | MS | Union | 2 | GT | OS | 71.2 | 60 | 60 |  | 6 | 1999 | BLQ BLQ BLQ BIT: NG; Y Y Y Y: N; N N N N: Y; N N N N: N; S S S S: W |  | N | IPP Non-CHP | 2 |  | N | N | [17 empty] | N
55712 | BTEC Turbines LP | 55080 | New Albany Energy Facility | MS | Union | 3 | GT | OS | 71.2 | 60 | 60 |  | 6 | 1999 | BLQ BLQ BLQ BIT: NG; Y Y Y Y: N; N N N N: Y; N N N N: N; S S S S: W |  | N | IPP Non-CHP | 2 |  | N | N | [17 empty] | N
55712 | BTEC Turbines LP | 55080 | New Albany Energy Facility | MS | Union | 4 | GT | OS | 71.2 | 60 | 60 |  | 6 | 1999 | BLQ BLQ BLQ BIT: NG; Y Y Y Y: N; N N N N: Y; N N N N: N; S S S S: W |  | N | IPP Non-CHP | 2 |  | N | N | [17 empty] | N
55712 | BTEC Turbines LP | 55080 | New Albany Energy Facility | MS | Union | 5 | GT | OS | 71.2 | 60 | 60 |  | 6 | 1999 | BLQ BLQ BLQ BIT: NG; Y Y Y Y: N; N N N N: Y; N N N N: N; S S S S: W |  | N | IPP Non-CHP | 2 |  | N | N | [17 empty] | N
55712 | BTEC Turbines LP | 55080 | New Albany Energy Facility | MS | Union | 6 | GT | OS | 71.2 | 60 | 60 |  | 6 | 1999 | BLQ BLQ BLQ BIT: NG; Y Y Y Y: N; N N N N: Y; N N N N: N; S S S S: W |  | N | IPP Non-CHP | 2 |  | N | N | [17 empty] | N
55723 | PPL Renewable Energy LLC | 56510 | Frey Farm Landfill | PA | Lancaster | GEN1 | IC | OP | 1.6 | 1.6 | 1.6 |  | 1 | 2006 | BLQ BLQ BLQ BIT: LFG; Y Y Y Y: N; N N N N: Y; S S S S: S |  | Y | IPP CHP | 3 | T | [14 empty] | N |  |  |  |  | N
55723 | PPL Renewable Energy LLC | 56510 | Frey Farm Landfill | PA | Lancaster | GEN2 | IC | OP | 1.6 | 1.6 | 1.6 |  | 1 | 2006 | BLQ BLQ BLQ BIT: LFG; Y Y Y Y: N; N N N N: Y; S S S S: S |  | Y | IPP CHP | 3 | T | [14 empty] | N |  |  |  |  | N
55723 | PPL Renewable Energy LLC | 56511 | Pennsauken Landfill | NJ | Camden | GEN1 | IC | OP | 0.9 | 0.9 | 0.9 |  | 12 | 2004 | BLQ BLQ BLQ BIT: LFG; Y Y Y Y: N; N N N N: Y; S S S S: W |  | N | IPP Non-CHP | 2 |  |  | N | [17 empty] | N
55723 | PPL Renewable Energy LLC | 56511 | Pennsauken Landfill | NJ | Camden | GEN2 | IC | OP | 0.9 | 0.9 | 0.9 |  | 12 | 2004 | BLQ BLQ BLQ BIT: LFG; Y Y Y Y: N; N N N N: Y; S S S S: W |  | N | IPP Non-CHP | 2 |  |  | N | [17 empty] | N
55723 | PPL Renewable Energy LLC | 56511 | Pennsauken Landfill | NJ | Camden | GEN3 | IC | OP | 0.9 | 0.9 | 0.9 |  | 12 | 2004 | BLQ BLQ BLQ BIT: LFG; Y Y Y Y: N; N N N N: Y; S S S S: W |  | N | IPP Non-CHP | 2 |  |  | N | [17 empty] | N
55723 | PPL Renewable Energy LLC | 56512 | GLRA Landfill | PA | Lebanon | GEN1 | IC | OP | 1.6 | 1.6 | 1.6 |  | 9 | 2007 | BLQ BLQ BLQ BIT: LFG; Y Y Y Y: N; N N N N: Y; S S S S: S |  | N | IPP Non-CHP | 2 |  |  | N | [17 empty] | N
55723 | PPL Renewable Energy LLC | 56512 | GLRA Landfill | PA | Lebanon | GEN2 | IC | OP | 1.6 | 1.6 | 1.6 |  | 9 | 2007 | BLQ BLQ BLQ BIT: LFG; Y Y Y Y: N; N N N N: Y; S S S S: S |  | N | IPP Non-CHP | 2 |  |  | N | [17 empty] | N
55723 | PPL Renewable Energy LLC | 56513 | Whitemarsh Central Utility Plant | PA | Montgomery | CGE | IC | OP | 1.6 | 1.6 | 1.6 |  | 5 | 2007 | BLQ BLQ BLQ BIT: NG; Y Y Y Y: N; N N N N: Y; S S S S: S |  | Y | IPP CHP | 3 | T |  | N | [17 empty] | N
55723 | PPL Renewable Energy LLC | 56701 | Haworth Water Treatment Plant | NJ | Cumberland | GEN1 | IC | OP | 2 | 2 | 2 |  | 12 | 2004 | BLQ BLQ BLQ BIT: NG; Y Y Y Y: N; N N N N: Y; S S S S: S |  | N | IPP Non-CHP | 2 |  |  | N | [17 empty] | N
55723 | PPL Renewable Energy LLC | 56701 | Haworth Water Treatment Plant | NJ | Cumberland | GEN2 | IC | OP | 2 | 2 | 2 |  | 12 | 2004 | BLQ BLQ BLQ BIT: NG; Y Y Y Y: N; N N N N: Y; S S S S: S |  | N | IPP Non-CHP | 2 |  |  | N | [17 empty] | N
55723 | PPL Renewable Energy LLC | 56701 | Haworth Water Treatment Plant | NJ | Cumberland | GEN3 | IC | OP | 2 | 2 | 2 |  | 12 | 2004 | BLQ BLQ BLQ BIT: NG; Y Y Y Y: N; N N N N: Y; S S S S: S |  | N | IPP Non-CHP | 2 |  |  | N | [17 empty] | N
55723 | PPL Renewable Energy LLC | 56701 | Haworth Water Treatment Plant | NJ | Cumberland | GEN4 | IC | OP | 2 | 2 | 2 |  | 12 | 2004 | BLQ BLQ BLQ BIT: NG; Y Y Y Y: N; N N N N: Y; S S S S: S |  | N | IPP Non-CHP | 2 |  |  | N | [17 empty] | N
55723 | PPL Renewable Energy LLC | 56883 | Pennsauken Solar | NJ | Camden | GEN 1 | PV | OP | 0.2 | 0.2 | 0.2 |  | 6 | 2006 | BLQ BLQ BLQ BIT: SUN; Y Y Y Y: N; N N N N: Y; S S S S: W |  | N | IPP Non-CHP | 2 |  |  | N | [17 empty] | N
55723 | PPL Renewable Energy LLC | 56883 | Pennsauken Solar | NJ | Camden | GEN 2 | PV | OP | 0.2 | 0.2 | 0.2 |  | 6 | 2006 | BLQ BLQ BLQ BIT: SUN; Y Y Y Y: N; N N N N: Y; S S S S: W |  | N | IPP Non-CHP | 2 |  |  | N | [17 empty] | N
55723 | PPL Renewable Energy LLC | 56883 | Pennsauken Solar | NJ | Camden | GEN 3 | PV | OP | 0.1 | 0.1 | 0.1 |  | 12 | 2007 | BLQ BLQ BLQ BIT: SUN; Y Y Y Y: N; N N N N: Y; S S S S: W |  | N | IPP Non-CHP | 2 |  |  | N | [17 empty] | N
55723 | PPL Renewable Energy LLC | 56883 | Pennsauken Solar | NJ | Camden | GEN 4 | PV | OP | 0.2 | 0.2 | 0.2 |  | 12 | 2007 | BLQ BLQ BLQ BIT: SUN; Y Y Y Y: N; N N N N: Y; S S S S: W |  | N | IPP Non-CHP | 2 |  |  | N
55723 | PPL Renewable Energy LLC | 56883 | Pennsauken Solar | NJ | Camden | GEN 5 | PV | OP | 0.1 | 0.1 | 0.1 |  | 12 | 2007 | BLQ BLQ BLQ BIT: SUN; Y Y Y Y: N; N N N N: Y; S S S S: W |  | N | IPP Non-CHP | 2 |  |  | N
55723 | PPL Renewable Energy LLC | 56883 | Pennsauken Solar | NJ | Camden | GEN 6 | PV | OP | 0.2 | 0.2 | 0.2 |  | 12 | 2007 | BLQ BLQ BLQ BIT: SUN; Y Y Y Y: N; N N N N: Y; S S S S: W |  | N | IPP Non-CHP | 2 |  |  | N
55723 | PPL Renewable Energy LLC | 56883 | Pennsauken Solar | NJ | Camden | GEN 7 | PV | OP | 0.2 | 0.2 | 0.2 |  | 12 | 2007 | BLQ BLQ BLQ BIT: SUN; Y Y Y Y: N; N N N N: Y; S S S S: W |  | N | IPP Non-CHP | 2 |  |  | N
55723 | PPL Renewable Energy LLC | 56883 | Pennsauken Solar | NJ | Camden | GEN 8 | PV | OP | 0.2 | 0.2 | 0.2 |  | 12 | 2007 | BLQ BLQ BLQ BIT: SUN; Y Y Y Y: N; N N N N: Y; S S S S: W |  | N | IPP Non-CHP | 2 |  |  | N
55723 | PPL Renewable Energy LLC | 56883 | Pennsauken Solar | NJ | Camden | GEN 9 | PV | OP | 0.1 | 0.1 | 0.1 |  | 12 | 2007 | BLQ BLQ BLQ BIT: SUN; Y Y Y Y: N; N N N N: Y; S S S S: W |  | N | IPP Non-CHP | 2 |  |  | N
55723 | PPL Renewable Energy LLC | 56884 | Cumberland County Solid Waste Complex | NJ | Cumberland | GEN 2 | IC | OP | 1.6 | 1.6 | 1.6 |  | 11 | 2008 | BLQ BLQ BLQ BIT: LFG; Y Y Y Y: N; N N N N: Y; S S S S: W |  | N | IPP Non-CHP | 2 |  |  | N | [17 empty] | N
55723 | PPL Renewable Energy LLC | 56884 | Cumberland County Solid Waste Complex | NJ | Cumberland | GEN 3 | IC | OP | 1.6 | 1.6 | 1.6 |  | 11 | 2008 | BLQ BLQ BLQ BIT: LFG; Y Y Y Y: N; N N N N: Y; S S S S: W |  | N | IPP Non-CHP | 2 |  |  | N | [17 empty] | N
55723 | PPL Renewable Energy LLC | 56884 | Cumberland County Solid Waste Complex | NJ | Cumberland | GEN1 | IC | OP | 1.6 | 1.6 | 1.6 |  | 11 | 2008 | BLQ BLQ BLQ BIT: LFG; Y Y Y Y: N; N N N N: Y; S S S S: W |  | N | IPP Non-CHP | 2 |  |  | N | [17 empty] | N
55723 | PPL Renewable Energy LLC | 56887 | Cumberland County PA LFG Recovery | PA | Cumberland | GEN 1 | IC | OP | 1.6 | 1.6 | 1.6 |  | 1 | 2009 | BLQ BLQ BLQ BIT: LFG; Y Y Y Y: N; N N N N: Y; S S S S: S |  | N | IPP Non-CHP | 2 |  |  | N | [17 empty] | N
55723 | PPL Renewable Energy LLC | 56887 | Cumberland County PA LFG Recovery | PA | Cumberland | GEN 2 | IC | OP | 1.6 | 1.6 | 1.6 |  | 1 | 2009 | BLQ BLQ BLQ BIT: LFG; Y Y Y Y: N; N N N N: Y; S S S S: S |  | N | IPP Non-CHP | 2 |  |  | N | [17 empty] | N
55723 | PPL Renewable Energy LLC | 56887 | Cumberland County PA LFG Recovery | PA | Cumberland | GEN 3 | IC | OP | 1.6 | 1.6 | 1.6 |  | 1 | 2009 | BLQ BLQ BLQ BIT: LFG; Y Y Y Y: N; N N N N: Y; S S S S: S |  | N | IPP Non-CHP | 2 |  |  | N | [17 empty] | N
55723 | PPL Renewable Energy LLC | 56887 | Cumberland County PA LFG Recovery | PA | Cumberland | GEN 4 | IC | OP | 1.6 | 1.6 | 1.6 |  | 1 | 2009 | BLQ BLQ BLQ BIT: LFG; Y Y Y Y: N; N N N N: Y; S S S S: S |  | N | IPP Non-CHP | 2 |  |  | N | [17 empty] | N
55723 | PPL Renewable Energy LLC | 56888 | Warren County | NJ | Warren | GEN 1 | PV | OP | 0.5 | 0.5 | 0.5 |  | 6 | 2012 | BLQ BLQ BLQ BIT: SUN; Y Y Y Y: N; N N N N: Y; S S S S: S |  | N | IPP Non-CHP | 2 | [20 empty] | N
55723 | PPL Renewable Energy LLC | 56888 | Warren County | NJ | Warren | GEN 2 | PV | OP | 0.5 | 0.5 | 0.5 |  | 6 | 2012 | BLQ BLQ BLQ BIT: SUN; Y Y Y Y: N; N N N N: Y; S S S S: S |  | N | IPP Non-CHP | 2 | [20 empty] | N
55723 | PPL Renewable Energy LLC | 56888 | Warren County | NJ | Warren | GEN 3 | PV | OP | 0.5 | 0.5 | 0.5 |  | 6 | 2012 | BLQ BLQ BLQ BIT: SUN; Y Y Y Y: N; N N N N: Y; S S S S: S |  | N | IPP Non-CHP | 2 | [20 empty] | N
55723 | PPL Renewable Energy LLC | 56888 | Warren County | NJ | Warren | GEN 4 | PV | OP | 0.5 | 0.5 | 0.5 |  | 6 | 2012 | BLQ BLQ BLQ BIT: SUN; Y Y Y Y: N; N N N N: Y; S S S S: S |  | N | IPP Non-CHP | 2 | [20 empty] | N
55723 | PPL Renewable Energy LLC | 56889 | PPL Renewable Energy Merck Solar | NJ | Union | GEN 1 | PV | OP | 1.7 | 1.7 | 1.7 |  | 5 | 2009 | BLQ BLQ BLQ BIT: SUN; Y Y Y Y: N; N N N N: Y; S S S S: W |  | N | IPP Non-CHP | 2 |  |  | N | [17 empty] | N
55723 | PPL Renewable Energy LLC | 56890 | Norther Tier Landfill | PA | Bradford | GEN 1 | IC | OP | 1.6 | 1.6 | 1.6 |  | 1 | 2009 | BLQ BLQ BLQ BIT: LFG; Y Y Y Y: N; N N N N: Y; S S S S: S |  | N | IPP Non-CHP | 2 |  |  | N | [17 empty] | N
55723 | PPL Renewable Energy LLC | 56891 | Moretown | VT | Washington | GEN 1 | IC | OP | 1.6 | 1.6 | 1.6 |  | 12 | 2008 | BLQ BLQ BLQ BIT: LFG; Y Y Y Y: N; N N N N: Y; S S S S: S |  | N | IPP Non-CHP | 2 |  |  | N | [17 empty] | N
55723 | PPL Renewable Energy LLC | 56891 | Moretown | VT | Washington | GEN 2 | IC | OP | 1.6 | 1.6 | 1.6 |  | 12 | 2008 | BLQ BLQ BLQ BIT: LFG; Y Y Y Y: N; N N N N: Y; S S S S: S |  | N | IPP Non-CHP | 2 |  |  | N | [17 empty] | N
55723 | PPL Renewable Energy LLC | 57182 | PPL Frey Farm Landfill Wind | PA | Lancaster | 1 | WT | OP | 3.2 | 3.2 | 3.2 |  | 1 | 2011 | BLQ BLQ BLQ BIT: WND; Y Y Y Y: N; N N N N: Y; S S S S: S | 2 | N | IPP Non-CHP | 2 | [20 empty] | N
55723 | PPL Renewable Energy LLC | 57183 | PPL Glendon LFGTE Plant | PA | Northampton | 1 | IC | OP | 1.6 | 1.6 | 1.6 |  | 6 | 2011 | BLQ BLQ BLQ BIT: LFG; Y Y Y Y: N; N N N N: Y; S S S S: S |  | N | IPP Non-CHP | 2
55723 | PPL Renewable Energy LLC | 57183 | PPL Glendon LFGTE Plant | PA | Northampton | 2 | IC | OP | 1.6 | 1.6 | 1.6 |  | 6 | 2011 | BLQ BLQ BLQ BIT: LFG; Y Y Y Y: N; N N N N: Y; S S S S: S |  | N | IPP Non-CHP | 2
55723 | PPL Renewable Energy LLC | 57581 | Allenwood | PA | Lycoming | 1 | IC | OP | 1.6 | 1.6 | 1.6 |  | 10 | 2012 | BLQ BLQ BLQ BIT: LFG; Y Y Y Y: N; N N N N: Y; S S S S: S |  | N | IPP Non-CHP | 2 | [20 empty] | N
55723 | PPL Renewable Energy LLC | 57581 | Allenwood | PA | Lycoming | 2 | IC | OP | 1.6 | 1.6 | 1.6 |  | 10 | 2012 | BLQ BLQ BLQ BIT: LFG; Y Y Y Y: N; N N N N: Y; S S S S: S |  | N | IPP Non-CHP | 2 | [20 empty] | N
55723 | PPL Renewable Energy LLC | 57582 | Lycoming County | PA | Lycoming | 1 | IC | OP | 1.6 | 1.5 | 1.5 |  | 10 | 2012 | BLQ BLQ BLQ BIT: LFG; Y Y Y Y: N; N N N N: Y; S S S S: S |  | N | IPP Non-CHP | 2 |  |  | N | [17 empty] | N
55723 | PPL Renewable Energy LLC | 57582 | Lycoming County | PA | Lycoming | 2 | IC | OP | 1.6 | 1.5 | 1.5 |  | 10 | 2012 | BLQ BLQ BLQ BIT: LFG; Y Y Y Y: N; N N N N: Y; S S S S: S |  | N | IPP Non-CHP | 2 |  |  | N | [17 empty] | N
55727 | Orion Engineered Carbons | 10072 | Engineered Carbons Borger Cogen | TX | Hutchinson | GEN1 | ST | OP | 20 | 18.8 | 18.8 |  | 10 | 1982 | BLQ BLQ BLQ BIT: OG; BIT BIT BIT BLQ: NG; Y Y Y Y: Y; N N N N: Y; S S S S: S |  | N | Industrial Non-CHP | 6 |  | N | N | [17 empty] | N | [6 empty] | NG
55727 | Orion Engineered Carbons | 10187 | Engineered Carbons Echo Cogeneration | TX | ORANGE | GEN1 | ST | OP | 10 | 8.9 | 8.9 |  | 5 | 1985 | BLQ BLQ BLQ BIT: OG; BIT BIT BIT BLQ: NG; Y Y Y Y: Y; N N N N: Y; S S S S: S |  | N | Industrial Non-CHP | 6 |  | N | N | [17 empty] | N | [6 empty] | NG
55728 | Bright Light Capital LLC | 55782 | Wilmont Hills LLC | MN | Nobles | WH01 | WT | OP | 1.5 | 1.5 | 1.5 |  | 12 | 2001 | BLQ BLQ BLQ BIT: WND; Y Y Y Y: N; N N N N: Y; N N N N: Y; S S S S: S | 1 | N | IPP Non-CHP | 2 |  | N | N | [17 empty] | N
55729 | Duke Energy Kentucky Inc | 6018 | East Bend | KY | Boone | 2 | ST | OP | 669.3 | 600 | 600 |  | 3 | 1981 | BLQ BLQ BLQ BIT: BIT; BIT BIT BIT BLQ: DFO; Y Y Y Y: N; N N N N: Y; S S S S: J |  | N | Electric Utility | 1 |  | N | N | [18 empty] | Y
55729 | Duke Energy Kentucky Inc | 7158 | Woodsdale | OH | Butler | GT1 | GT | OP | 81.6 | 77 | 94 |  | 5 | 1993 | BLQ BLQ BLQ BIT: NG; BIT BIT BIT BLQ: PG; Y Y Y Y: Y; N N N N: Y; S S S S: S |  | N | Electric Utility | 1 |  | N | N
55729 | Duke Energy Kentucky Inc | 7158 | Woodsdale | OH | Butler | GT2 | GT | OP | 81.6 | 77 | 94 |  | 7 | 1992 | BLQ BLQ BLQ BIT: NG; BIT BIT BIT BLQ: PG; Y Y Y Y: Y; N N N N: Y; S S S S: S |  | N | Electric Utility | 1 |  | N | N
55729 | Duke Energy Kentucky Inc | 7158 | Woodsdale | OH | Butler | GT3 | GT | OP | 81.6 | 77 | 94 |  | 5 | 1992 | BLQ BLQ BLQ BIT: NG; BIT BIT BIT BLQ: PG; Y Y Y Y: Y; N N N N: Y; S S S S: S |  | N | Electric Utility | 1 |  | N | N
55729 | Duke Energy Kentucky Inc | 7158 | Woodsdale | OH | Butler | GT4 | GT | OP | 81.6 | 77 | 94 |  | 7 | 1992 | BLQ BLQ BLQ BIT: NG; BIT BIT BIT BLQ: PG; Y Y Y Y: Y; N N N N: Y; S S S S: S |  | N | Electric Utility | 1 |  | N | N
55729 | Duke Energy Kentucky Inc | 7158 | Woodsdale | OH | Butler | GT5 | GT | OP | 81.6 | 77 | 94 |  | 5 | 1992 | BLQ BLQ BLQ BIT: NG; BIT BIT BIT BLQ: PG; Y Y Y Y: Y; N N N N: Y; S S S S: S |  | N | Electric Utility | 1 |  | N | N
55729 | Duke Energy Kentucky Inc | 7158 | Woodsdale | OH | Butler | GT6 | GT | OP | 81.6 | 77 | 94 |  | 5 | 1992 | BLQ BLQ BLQ BIT: NG; BIT BIT BIT BLQ: PG; Y Y Y Y: Y; N N N N: Y; S S S S: S |  | N | Electric Utility | 1 |  | N | N
55733 | Waste Management Energy Solutions Inc | 56533 | Bradley Gas Recovery | CA | Los Angeles | GEN1 | IC | OP | 1.3 | 1.3 | 1.3 |  | 12 | 2004 | BLQ BLQ BLQ BIT: LFG; Y Y Y Y: N; N N N N: Y; S S S S: S |  | N | IPP Non-CHP | 2 |  |  | N | [17 empty] | N
55733 | Waste Management Energy Solutions Inc | 56533 | Bradley Gas Recovery | CA | Los Angeles | GEN2 | IC | OP | 1.3 | 1.3 | 1.3 |  | 12 | 2004 | BLQ BLQ BLQ BIT: LFG; Y Y Y Y: N; N N N N: Y; S S S S: S |  | N | IPP Non-CHP | 2 |  |  | N | [17 empty] | N
55733 | Waste Management Energy Solutions Inc | 56533 | Bradley Gas Recovery | CA | Los Angeles | GEN3 | IC | OP | 1.3 | 1.3 | 1.3 |  | 12 | 2004 | BLQ BLQ BLQ BIT: LFG; Y Y Y Y: N; N N N N: Y; S S S S: S |  | N | IPP Non-CHP | 2 |  |  | N | [17 empty] | N
55733 | Waste Management Energy Solutions Inc | 56533 | Bradley Gas Recovery | CA | Los Angeles | GEN4 | IC | OP | 1.3 | 1.3 | 1.3 |  | 12 | 2004 | BLQ BLQ BLQ BIT: LFG; Y Y Y Y: N; N N N N: Y; S S S S: S |  | N | IPP Non-CHP | 2 |  |  | N | [17 empty] | N
55733 | Waste Management Energy Solutions Inc | 56533 | Bradley Gas Recovery | CA | Los Angeles | GEN5 | IC | OP | 1.3 | 1.3 | 1.3 |  | 12 | 2004 | BLQ BLQ BLQ BIT: LFG; Y Y Y Y: N; N N N N: Y; S S S S: S |  | N | IPP Non-CHP | 2 |  |  | N | [17 empty] | N
55733 | Waste Management Energy Solutions Inc | 56534 | El Sobrante Gas Recovery | CA | Riverside | GEN1 | IC | OP | 1.3 | 1.3 | 1.3 |  | 12 | 2004 | BLQ BLQ BLQ BIT: LFG; Y Y Y Y: N; N N N N: Y; S S S S: S |  | N | IPP Non-CHP | 2 |  |  | N | [17 empty] | N
55733 | Waste Management Energy Solutions Inc | 56534 | El Sobrante Gas Recovery | CA | Riverside | GEN2 | IC | OP | 1.3 | 1.3 | 1.3 |  | 12 | 2004 | BLQ BLQ BLQ BIT: LFG; Y Y Y Y: N; N N N N: Y; S S S S: S |  | N | IPP Non-CHP | 2 |  |  | N | [17 empty] | N
55733 | Waste Management Energy Solutions Inc | 56534 | El Sobrante Gas Recovery | CA | Riverside | GEN3 | IC | OP | 1.3 | 1.3 | 1.3 |  | 12 | 2004 | BLQ BLQ BLQ BIT: LFG; Y Y Y Y: N; N N N N: Y; S S S S: S |  | N | IPP Non-CHP | 2 |  |  | N | [17 empty] | N
55733 | Waste Management Energy Solutions Inc | 56535 | Waste Management Simi Valley LFGTE | CA | VENTURA | GEN1 | IC | OP | 1.3 | 1.3 | 1.3 |  | 12 | 2004 | BLQ BLQ BLQ BIT: LFG; Y Y Y Y: N; N N N N: Y; S S S S: S |  | N | IPP Non-CHP | 2 |  |  | N | [17 empty] | N
55733 | Waste Management Energy Solutions Inc | 56535 | Waste Management Simi Valley LFGTE | CA | VENTURA | GEN2 | IC | OP | 1.3 | 1.3 | 1.3 |  | 12 | 2004 | BLQ BLQ BLQ BIT: LFG; Y Y Y Y: N; N N N N: Y; S S S S: S |  | N | IPP Non-CHP | 2 |  |  | N | [17 empty] | N
55734 | Cow Branch | 56536 | Cow Branch Wind Power LLC | MO | Atchison | 1 | WT | OP | 50.4 | 50.4 | 50.4 |  | 4 | 2008 | BLQ BLQ BLQ BIT: WND; Y Y Y Y: N; N N N N: Y; S S S S: S | 24 | N | IPP Non-CHP | 2 |  |  | N | [17 empty] | N
55735 | Conception | 56537 | CR Clearing LLC | MO | Nodaway | 1 | WT | OP | 50.4 | 50.4 | 50.4 |  | 4 | 2008 | BLQ BLQ BLQ BIT: WND; Y Y Y Y: N; N N N N: Y; S S S S: S | 24 | N | IPP Non-CHP | 2 |  |  | N | [17 empty] | N
55736 | Loess Hills | 56538 | Loess Hills Wind Farm LLC | MO | Atchison | 1 | WT | OP | 5 | 5 | 5 |  | 2 | 2008 | BLQ BLQ BLQ BIT: WND; Y Y Y Y: N; N N N N: Y; S S S S: S | 4 | N | IPP Non-CHP | 2 |  |  | N | [17 empty] | N
55737 | Wind Capital Holdings LLC | 56555 | Wind Capital Holdings LLC | MO | Gentry | 1 | WT | OP | 56.7 | 56.7 | 56.7 |  | 6 | 2007 | BLQ BLQ BLQ BIT: WND; Y Y Y Y: N; N N N N: Y; S S S S: S | 27 | N | IPP Non-CHP | 2 |  |  | N
55738 | Verso Paper Androscoggin LLC | 50047 | International Paper Jay Hydro | ME | Franklin | GEN1 | HY | OA | 0.5 | 0.5 | 0.5 |  | 1 | 1912 | BLQ BLQ BLQ BIT: WAT; Y Y Y Y: N; N N N N: Y; S S S S: S | 0 | N | Industrial Non-CHP | 6 |  | N | N | [17 empty] | N
55738 | Verso Paper Androscoggin LLC | 50047 | International Paper Jay Hydro | ME | Franklin | GEN2 | HY | OA | 0.5 | 0.5 | 0.5 |  | 1 | 1912 | BLQ BLQ BLQ BIT: WAT; Y Y Y Y: N; N N N N: Y; S S S S: S | 0 | N | Industrial Non-CHP | 6 |  | N | N | [17 empty] | N
55738 | Verso Paper Androscoggin LLC | 50047 | International Paper Jay Hydro | ME | Franklin | GEN3 | HY | OP | 0.5 | 0.5 | 0.5 |  | 1 | 1912 | BLQ BLQ BLQ BIT: WAT; Y Y Y Y: N; N N N N: Y; S S S S: S | 0 | N | Industrial Non-CHP | 6 |  | N | N | [17 empty] | N
55738 | Verso Paper Androscoggin LLC | 50047 | International Paper Jay Hydro | ME | Franklin | GEN4 | HY | OP | 0.5 | 0.5 | 0.5 |  | 1 | 1912 | BLQ BLQ BLQ BIT: WAT; Y Y Y Y: N; N N N N: Y; S S S S: S | 0 | N | Industrial Non-CHP | 6 |  | N | N | [17 empty] | N
55738 | Verso Paper Androscoggin LLC | 50047 | International Paper Jay Hydro | ME | Franklin | GEN5 | HY | OP | 0.5 | 0.5 | 0.5 |  | 1 | 1912 | BLQ BLQ BLQ BIT: WAT; Y Y Y Y: N; N N N N: Y; S S S S: S | 0 | N | Industrial Non-CHP | 6 |  | N | N | [17 empty] | N
55738 | Verso Paper Androscoggin LLC | 50047 | International Paper Jay Hydro | ME | Franklin | GEN6 | HY | OA | 0.6 | 0.6 | 0.6 |  | 1 | 1912 | BLQ BLQ BLQ BIT: WAT; Y Y Y Y: N; N N N N: Y; S S S S: S | 0 | N | Industrial Non-CHP | 6 |  | N | N | [17 empty] | N
55738 | Verso Paper Androscoggin LLC | 50080 | Otis Hydro | ME | Franklin | GEN1 | HY | OP | 5.1 | 5.1 | 5.1 |  | 1 | 1985 | BLQ BLQ BLQ BIT: WAT; Y Y Y Y: N; N N N N: Y; S S S S: S |  | N | Industrial Non-CHP | 6 |  | N | N
55738 | Verso Paper Androscoggin LLC | 50080 | Otis Hydro | ME | Franklin | GEN2 | HY | OP | 5.1 | 5.1 | 5.1 |  | 1 | 1985 | BLQ BLQ BLQ BIT: WAT; Y Y Y Y: N; N N N N: Y; S S S S: S |  | N | Industrial Non-CHP | 6 |  | N | N
55738 | Verso Paper Androscoggin LLC | 50081 | International Paper Riley Hydro | ME | Franklin | GEN1 | HY | OP | 1.1 | 1.1 | 1.1 |  | 12 | 1981 | BLQ BLQ BLQ BIT: WAT; Y Y Y Y: N; N N N N: Y; S S S S: S | 0 | N | Industrial Non-CHP | 6 |  | N | N
55738 | Verso Paper Androscoggin LLC | 50081 | International Paper Riley Hydro | ME | Franklin | GEN2 | HY | OP | 1.1 | 1.1 | 1.1 |  | 12 | 1981 | BLQ BLQ BLQ BIT: WAT; Y Y Y Y: N; N N N N: Y; S S S S: S | 0 | N | Industrial Non-CHP | 6 |  | N | N
55738 | Verso Paper Androscoggin LLC | 50081 | International Paper Riley Hydro | ME | Franklin | GEN3 | HY | OP | 1.1 | 1.1 | 1.1 |  | 12 | 1981 | BLQ BLQ BLQ BIT: WAT; Y Y Y Y: N; N N N N: Y; S S S S: S | 0 | N | Industrial Non-CHP | 6 |  | N | N
55738 | Verso Paper Androscoggin LLC | 50081 | International Paper Riley Hydro | ME | Franklin | GEN4 | HY | OP | 1.1 | 1.1 | 1.1 |  | 12 | 1981 | BLQ BLQ BLQ BIT: WAT; Y Y Y Y: N; N N N N: Y; S S S S: S | 0 | N | Industrial Non-CHP | 6 |  | N | N
55738 | Verso Paper Androscoggin LLC | 50081 | International Paper Riley Hydro | ME | Franklin | GEN5 | HY | OP | 1.1 | 1.1 | 1.1 |  | 12 | 1981 | BLQ BLQ BLQ BIT: WAT; Y Y Y Y: N; N N N N: Y; S S S S: S | 0 | N | Industrial Non-CHP | 6 |  | N | N
55738 | Verso Paper Androscoggin LLC | 50081 | International Paper Riley Hydro | ME | Franklin | GEN6 | HY | OP | 1.1 | 1.1 | 1.1 |  | 12 | 1981 | BLQ BLQ BLQ BIT: WAT; Y Y Y Y: N; N N N N: Y; S S S S: S | 0 | N | Industrial Non-CHP | 6 |  | N | N
55738 | Verso Paper Androscoggin LLC | 50082 | International Paper Livermore Hydro | ME | Andrscoggin | GEN1 | HY | OS | 1.1 | 1.1 | 1.1 |  | 1 | 1910 | BLQ BLQ BLQ BIT: WAT; Y Y Y Y: N; N N N N: Y; S S S S: S |  | N | Industrial Non-CHP | 6 |  | N | N
55738 | Verso Paper Androscoggin LLC | 50082 | International Paper Livermore Hydro | ME | Andrscoggin | GEN2 | HY | OP | 1.1 | 1.1 | 1.1 |  | 1 | 1910 | BLQ BLQ BLQ BIT: WAT; Y Y Y Y: N; N N N N: Y; S S S S: S |  | N | Industrial Non-CHP | 6 |  | N | N
55738 | Verso Paper Androscoggin LLC | 50082 | International Paper Livermore Hydro | ME | Andrscoggin | GEN3 | HY | OP | 1.1 | 1.1 | 1.1 |  | 1 | 1910 | BLQ BLQ BLQ BIT: WAT; Y Y Y Y: N; N N N N: Y; S S S S: S |  | N | Industrial Non-CHP | 6 |  | N | N
55738 | Verso Paper Androscoggin LLC | 50082 | International Paper Livermore Hydro | ME | Andrscoggin | GEN4 | HY | OA | 1.2 | 1.2 | 1.2 |  | 1 | 1910 | BLQ BLQ BLQ BIT: WAT; Y Y Y Y: N; N N N N: Y; S S S S: S |  | N | Industrial Non-CHP | 6 |  | N | N
55738 | Verso Paper Androscoggin LLC | 50082 | International Paper Livermore Hydro | ME | Andrscoggin | GEN5 | HY | OP | 1.1 | 1.1 | 1.1 |  | 1 | 1910 | BLQ BLQ BLQ BIT: WAT; Y Y Y Y: N; N N N N: Y; S S S S: S |  | N | Industrial Non-CHP | 6 |  | N | N
55738 | Verso Paper Androscoggin LLC | 50082 | International Paper Livermore Hydro | ME | Andrscoggin | GEN6 | HY | OP | 0.7 | 0.7 | 0.7 |  | 1 | 1910 | BLQ BLQ BLQ BIT: WAT; Y Y Y Y: N; N N N N: Y; S S S S: S |  | N | Industrial Non-CHP | 6 |  | N | N
55738 | Verso Paper Androscoggin LLC | 50082 | International Paper Livermore Hydro | ME | Andrscoggin | GEN7 | HY | OP | 0.9 | 0.9 | 0.9 |  | 1 | 1910 | BLQ BLQ BLQ BIT: WAT; Y Y Y Y: N; N N N N: Y; S S S S: S |  | N | Industrial Non-CHP | 6 |  | N | N | [17 empty] | N
55738 | Verso Paper Androscoggin LLC | 50082 | International Paper Livermore Hydro | ME | Andrscoggin | GEN8 | HY | OS | 1 | 1 | 1 |  | 1 | 1910 | BLQ BLQ BLQ BIT: WAT; Y Y Y Y: N; N N N N: Y; S S S S: S |  | N | Industrial Non-CHP | 6 |  | N | N
55738 | Verso Paper Androscoggin LLC | 50082 | International Paper Livermore Hydro | ME | Andrscoggin | GEN9 | HY | OP | 1 | 1 | 0.9 |  | 9 | 2004 | BLQ BLQ BLQ BIT: WAT; Y Y Y Y: N; N N N N: Y; S S S S: S |  | N | Industrial Non-CHP | 6 |  | N | N
55738 | Verso Paper Androscoggin LLC | 54085 | Androscoggin Mill | ME | Franklin | GEN1 | ST | OP | 25 | 25 | 25 |  | 1 | 1964 | BLQ | RFO | WDS | SLW | WO | NG | Y | Y |  | S |  | Y | Industrial CHP | 7 | T | N | N | [17 empty] | N
55738 | Verso Paper Androscoggin LLC | 54085 | Androscoggin Mill | ME | Franklin | GEN2 | ST | OP | 25 | 25 | 25 |  | 1 | 1966 | BLQ | RFO | WDS | SLW | WO | NG | Y | Y |  | S |  | Y | Industrial CHP | 7 | T | N | N | [17 empty] | N
55738 | Verso Paper Androscoggin LLC | 54085 | Androscoggin Mill | ME | Franklin | GEN3 | ST | OP | 30 | 30 | 30 |  | 1 | 1974 | BLQ | RFO | WDS | SLW | WO | NG | Y | Y |  | S |  | Y | Industrial CHP | 7 | T | N | N | [17 empty] | N
55738 | Verso Paper Androscoggin LLC | 55031 | Androscoggin Energy Center | ME | Franklin | CT01 | GT | OP | 54.5 | 47.2 | 58.4 |  | 10 | 1999 | WAT BLQ BLQ BLQ: NG; WAT RFO RFO RFO: KER; N Y Y Y: Y; Y Y Y Y: Y | Y | S |  | Y | Industrial CHP | 7 | T | N | N | [17 empty] | N
55738 | Verso Paper Androscoggin LLC | 55031 | Androscoggin Energy Center | ME | Franklin | CT02 | GT | OP | 54.5 | 45.3 | 56.4 |  | 11 | 1999 | WAT BLQ BLQ BLQ: NG; WAT RFO RFO RFO: KER; N Y Y Y: Y; Y Y Y Y: Y | Y | S |  | Y | Industrial CHP | 7 | T | N | N | [17 empty] | N
55738 | Verso Paper Androscoggin LLC | 55031 | Androscoggin Energy Center | ME | Franklin | CT03 | GT | OP | 54.5 | 44.1 | 55.3 |  | 7 | 2000 | WAT BLQ BLQ BLQ: NG; WAT RFO RFO RFO: KER; N Y Y Y: Y; Y Y Y Y: Y | Y | S |  | Y | Industrial CHP | 7 | T | N | N | [17 empty] | N
55739 | Edgecombe Operating Services LLC | 10384 | Edgecombe Genco LLC | NC | Edgecombe | GEN1 | ST | OP | 57.4 | 57.8 | 57.8 |  | 10 | 1990 | WAT BLQ BLQ BLQ: BIT; N Y Y Y: N; Y Y Y Y: Y |  | W |  | Y | IPP CHP | 3 | T | N | N | [17 empty] | N |  |  | Y |  |  | N
55739 | Edgecombe Operating Services LLC | 10384 | Edgecombe Genco LLC | NC | Edgecombe | GEN2 | ST | OP | 57.4 | 57.8 | 57.8 |  | 10 | 1990 | WAT BLQ BLQ BLQ: BIT; N Y Y Y: N; Y Y Y Y: Y |  | W |  | Y | IPP CHP | 3 | T | N | N | [17 empty] | N |  |  | Y |  |  | N
55740 | Spruance Operating Services LLC | 54081 | Spruance Genco LLC | VA | City of Richmond | GEN1 | ST | OP | 57.4 | 52.5 | 52.5 |  | 5 | 1992 | WAT BLQ BLQ BLQ: BIT; N Y Y Y: N; Y Y Y Y: Y |  | W |  | Y | IPP CHP | 3 | T | N | N | [17 empty] | N |  |  | Y |  |  |  | BIT
55740 | Spruance Operating Services LLC | 54081 | Spruance Genco LLC | VA | City of Richmond | GEN2 | ST | OP | 57.4 | 52.5 | 52.5 |  | 5 | 1992 | WAT BLQ BLQ BLQ: BIT; N Y Y Y: N; Y Y Y Y: Y |  | W |  | Y | IPP CHP | 3 | T | N | N | [17 empty] | N |  |  | Y |  |  |  | BIT
55740 | Spruance Operating Services LLC | 54081 | Spruance Genco LLC | VA | City of Richmond | GEN3 | ST | OP | 57.4 | 42.5 | 42.5 |  | 8 | 1992 | WAT BLQ BLQ BLQ: BIT; WAT RFO RFO RFO: TDF; N Y Y Y: N; Y Y Y Y: Y |  | W |  | Y | IPP CHP | 3 | T | N | N | [17 empty] | N |  |  | Y |  |  |  | BIT
55740 | Spruance Operating Services LLC | 54081 | Spruance Genco LLC | VA | City of Richmond | GEN4 | ST | OP | 57.4 | 42.5 | 42.5 |  | 8 | 1992 | WAT BLQ BLQ BLQ: BIT; WAT RFO RFO RFO: TDF; N Y Y Y: N; Y Y Y Y: Y |  | W |  | Y | IPP CHP | 3 | T | N | N | [17 empty] | N |  |  | Y |  |  |  | BIT
55744 | Acciona Solar Power | 56405 | Nevada Solar One | NV | Clark | ONE | ST | OP | 75.7 | 68.5 | 40 |  | 6 | 2007 | WAT BLQ BLQ BLQ: SUN; WAT RFO RFO RFO: NG; N Y Y Y: N; Y Y Y Y: Y |  | S |  | N | IPP Non-CHP | 2 |  |  | N | [17 empty] | N
55749 | Pleasants Energy LLC | 55349 | Pleasants Energy LLC | WV | Pleasants | 1 | GT | OP | 172 | 160.2 | 160.2 |  | 3 | 2002 | WAT BLQ BLQ BLQ: NG; WAT RFO RFO RFO: DFO; N Y Y Y: Y; Y Y Y Y: Y |  | W |  | N | IPP Non-CHP | 2 |  | N | N | [17 empty] | N
55749 | Pleasants Energy LLC | 55349 | Pleasants Energy LLC | WV | Pleasants | 2 | GT | OP | 172 | 163.7 | 163.7 |  | 3 | 2002 | WAT BLQ BLQ BLQ: NG; WAT RFO RFO RFO: DFO; N Y Y Y: Y; Y Y Y Y: Y |  | W |  | N | IPP Non-CHP | 2 |  | N | N | [17 empty] | N
55753 | Essex Hydro Associates LLC | 10523 | Benton Falls Associates | ME | Kennebec | GEN1 | HY | OP | 3.5 | 3.3 | 3.2 |  | 12 | 1987 | WAT BLQ BLQ BLQ: WAT; N Y Y Y: N; Y Y Y Y: Y | Y | J | 1 | N | IPP Non-CHP | 2 |  | N | N | [17 empty] | N
55753 | Essex Hydro Associates LLC | 10523 | Benton Falls Associates | ME | Kennebec | GEN2 | HY | OP | 0.7 | 0.7 | 0.6 |  | 12 | 1987 | WAT BLQ BLQ BLQ: WAT; N Y Y Y: N; Y Y Y Y: Y | Y | J | 1 | N | IPP Non-CHP | 2 |  | N | N | [17 empty] | N
55754 | Boralex Hydro Operations Inc | 10218 | Warrensburg Hydroelectric | NY | Warren | HY1 | HY | OP | 2.9 | 0.5 | 1.8 |  | 12 | 1988 | WAT BLQ BLQ BLQ: WAT; N Y Y Y: N; Y Y Y Y: Y |  | S |  | N | IPP Non-CHP | 2 |  | N | N | [17 empty] | N
55754 | Boralex Hydro Operations Inc | 10219 | Middle Falls Hydro | NY | Washington | HY1 | HY | OP | 1.1 | 0.4 | 0.8 |  | 9 | 1989 | WAT BLQ BLQ BLQ: WAT; N Y Y Y: N; Y Y Y Y: Y |  | S | 0 | N | IPP Non-CHP | 2 |  | N | N | [17 empty] | N
55754 | Boralex Hydro Operations Inc | 10219 | Middle Falls Hydro | NY | Washington | HY2 | HY | OP | 1.1 | 0.4 | 0.8 |  | 9 | 1989 | WAT BLQ BLQ BLQ: WAT; N Y Y Y: N; Y Y Y Y: Y |  | S | 0 | N | IPP Non-CHP | 2 |  | N | N | [17 empty] | N
55754 | Boralex Hydro Operations Inc | 10220 | Sissonville Hydro | NY | SAINT LAWRENCE | HY1 | HY | OP | 3 | 1.2 | 1.6 |  | 7 | 1990 | WAT BLQ BLQ BLQ: WAT; N Y Y Y: N; Y Y Y Y: Y |  | S | 0 | N | IPP Non-CHP | 2 |  | N | N | [17 empty] | N
55754 | Boralex Hydro Operations Inc | 10221 | New York State Dam Hydro | NY | Saratoga | GEN1 | HY | OP | 5.7 | 1.4 | 3.3 |  | 11 | 1990 | WAT BLQ BLQ BLQ: WAT; N Y Y Y: N; Y Y Y Y: Y |  | S | 0 | N | IPP Non-CHP | 2 |  | N | N | [17 empty] | N
55754 | Boralex Hydro Operations Inc | 10221 | New York State Dam Hydro | NY | Saratoga | GEN2 | HY | OP | 5.7 | 1.4 | 3.3 |  | 11 | 1990 | WAT BLQ BLQ BLQ: WAT; N Y Y Y: N; Y Y Y Y: Y |  | S | 0 | N | IPP Non-CHP | 2 |  | N | N | [17 empty] | N
55754 | Boralex Hydro Operations Inc | 10467 | Fourth Branch Hydroelectric Facility | NY | Saratoga | 1 | HY | OP | 3.3 | 0.8 | 1.8 |  | 12 | 1987 | WAT BLQ BLQ BLQ: WAT; N Y Y Y: N; Y Y Y Y: Y |  | S | 0 | N | IPP Non-CHP | 2 |  | N | N | [17 empty] | N
55754 | Boralex Hydro Operations Inc | 54772 | South Glens Falls Hydroelectric | NY | Saratoga | GEN1 | HY | OP | 6.9 | 3 | 4.3 |  | 8 | 1994 | WAT BLQ BLQ BLQ: WAT; N Y Y Y: N; Y Y Y Y: Y |  | S | 0 | N | IPP Non-CHP | 2 |  | N | N | [17 empty] | N
55754 | Boralex Hydro Operations Inc | 54772 | South Glens Falls Hydroelectric | NY | Saratoga | GEN2 | HY | OP | 6.9 | 3 | 4.3 |  | 8 | 1994 | WAT BLQ BLQ BLQ: WAT; N Y Y Y: N; Y Y Y Y: Y |  | S | 0 | N | IPP Non-CHP | 2 |  | N | N | [17 empty] | N
55754 | Boralex Hydro Operations Inc | 54953 | Hudson Falls Hydroelectric Project | NY | Saratoga | GEN1 | HY | OP | 22 | 8.2 | 12.9 |  | 11 | 1995 | WAT BLQ BLQ BLQ: WAT; N Y Y Y: N; Y Y Y Y: Y |  | S | 0 | N | IPP Non-CHP | 2 |  | N | N | [17 empty] | N
55754 | Boralex Hydro Operations Inc | 54953 | Hudson Falls Hydroelectric Project | NY | Saratoga | GEN2 | HY | OP | 22 | 8.2 | 12.9 |  | 11 | 1995 | WAT BLQ BLQ BLQ: WAT; N Y Y Y: N; Y Y Y Y: Y |  | S |  | N | IPP Non-CHP | 2 |  | N | N | [17 empty] | N
55755 | Fox Valley Energy Center LLC | 56037 | Fox Valley Energy Center | WI | Winnebago | 1 | ST | OP | 6.5 | 6.5 | 6.5 |  | 9 | 1999 | WAT BLQ BLQ BLQ: WDS; N Y Y Y: Y; Y Y Y Y: Y |  | S |  | Y | Industrial CHP | 7 | T | N | N | [17 empty] | N | [6 empty] | NG
55759 | H H Management LLC | 50533 | Painted Hills | CA | Riverside | WGNS | WT | OP | 19 | 19 | 19 |  | 11 | 1985 | WAT BLQ BLQ BLQ: WND; N Y Y Y: N; Y Y Y Y: Y |  | J | 229 | N | IPP Non-CHP | 2 |  | N | N
55761 | Airstreams LLC | 50535 | Mesa Wind Power Corp | CA | Riverside | WGNS | WT | OP | 29.9 | 29.9 | 29.9 |  | 11 | 1984 | WAT BLQ BLQ BLQ: WND; N Y Y Y: N; Y Y Y Y: Y |  | W | 460 | N | IPP Non-CHP | 2 |  | N | Y | 20 | 20 | 6 | 2014 | [8 empty] | N
55768 | RC Cape May Holdings LLC | 2378 | B L England | NJ | Cape May | 1 | ST | OP | 136 | 113 | 113 |  | 10 | 1962 | BIT | SUB | DFO | TDF |  |  | Y | Y |  | S |  | N | IPP Non-CHP | 2 |  | N | N | [12 empty] | N |  |  | 5 | 2014 | N |  |  | Y |  |  |  | DFO
55768 | RC Cape May Holdings LLC | 2378 | B L England | NJ | Cape May | 2 | ST | OP | 163.2 | 155 | 155 |  | 11 | 1964 | BIT | SUB | DFO | TDF |  |  | Y | Y |  | S |  | N | IPP Non-CHP | 2 |  | N | Y | 160 | 160 | 5 | 2016 |  |  |  |  | ST | NG | 5 | 2016 | N |  |  |  |  | N |  |  | Y |  |  |  | DFO
55768 | RC Cape May Holdings LLC | 2378 | B L England | NJ | Cape May | 3 | ST | OP | 176.4 | 148 | 148 |  | 12 | 1974 | WAT BLQ BLQ BLQ: RFO; N Y Y Y: N; Y Y Y Y: Y |  | S |  | N | IPP Non-CHP | 2 |  | N | Y |  |  |  |  | 40 | 40 | 5 | 2015 |  | NG |  |  | Y | 5 | 2016 |  |  | N |  |  | Y |  |  |  | DFO
55768 | RC Cape May Holdings LLC | 2378 | B L England | NJ | Cape May | IC1 | IC | OP | 2 | 2 | 2 |  | 8 | 1961 | WAT BLQ BLQ BLQ: DFO; N Y Y Y: N; Y Y Y Y: Y | Y | S |  | N | IPP Non-CHP | 2 |  | N | N |  |  |  |  | 0 | 0 | 9 | 2015 | [7 empty] | 9 | 2015 | N
55768 | RC Cape May Holdings LLC | 2378 | B L England | NJ | Cape May | IC2 | IC | OP | 2 | 2 | 2 |  | 8 | 1961 | WAT BLQ BLQ BLQ: DFO; N Y Y Y: N; Y Y Y Y: Y | Y | S |  | N | IPP Non-CHP | 2 |  | N | N |  |  |  |  | 0 | 0 | 9 | 2015 | [7 empty] | 9 | 2015 | N
55768 | RC Cape May Holdings LLC | 2378 | B L England | NJ | Cape May | IC3 | IC | OP | 2 | 2 | 2 |  | 8 | 1961 | WAT BLQ BLQ BLQ: DFO; N Y Y Y: N; Y Y Y Y: Y | Y | S |  | N | IPP Non-CHP | 2 |  | N | N |  |  |  |  | 0 | 0 | 9 | 2015 | [7 empty] | 9 | 2015 | N
55768 | RC Cape May Holdings LLC | 2378 | B L England | NJ | Cape May | IC4 | IC | OP | 2 | 2 | 2 |  | 8 | 1961 | WAT BLQ BLQ BLQ: DFO; N Y Y Y: N; Y Y Y Y: Y | Y | S |  | N | IPP Non-CHP | 2 |  | N | N |  |  |  |  | 0 | 0 | 9 | 2015 | [7 empty] | 9 | 2015 | N
55771 | KAPSTONE Kraft Paper Corp | 50254 | KapStone Kraft Paper Corp | NC | Halifax | GEN1 | ST | OP | 22.5 | 30 | 30 |  | 1 | 1966 | BIT | WDS | RFO | NG | DFO |  | Y | N |  | S |  | Y | Industrial CHP | 7 | B | N | N | [17 empty] | N | Y |  | Y |  |  |  | RFO
55772 | Paducah Power System | 56556 | PPS Power Plant No 1 | KY | McCracken | 1 | GT | OP | 60 | 55 | 62 |  | 6 | 2010 | WAT BLQ BLQ BLQ: NG; N Y Y Y: N; Y Y Y Y: Y |  | S |  | N | Electric Utility | 1 |  | N | N | [17 empty] | N
55772 | Paducah Power System | 56556 | PPS Power Plant No 1 | KY | McCracken | 2 | GT | OP | 60 | 55 | 62 |  | 6 | 2010 | WAT BLQ BLQ BLQ: NG; N Y Y Y: N; Y Y Y Y: Y |  | S |  | N | Electric Utility | 1 |  | N | N | [17 empty] | N
55773 | Dighton Power, LLC | 55026 | Dighton Power Plant | MA | Bristol | UNT1 | CS | OP | 200 | 157.3 | 182.3 |  | 5 | 1999 | WAT BLQ BLQ BLQ: NG; N Y Y Y: N; Y Y Y Y: Y |  | S |  | N | IPP Non-CHP | 2 |  | N | N | 0 | 0 | 0 | 0 | [13 empty] | N | N
55779 | WVA Manufacturing LLC | 50012 | Alloy Steam Station | WV | Fayette | GEN3 | ST | OS | 40 | 38 | 39 |  | 7 | 1950 | WAT BLQ BLQ BLQ: BIT; N Y Y Y: N; Y Y Y Y: Y |  | S |  | N | Industrial Non-CHP | 6 |  | N | N | [17 empty] | N | Y | [5 empty] | NG
55784 | California Power Holdings LLC | 56184 | Red Bluff | CA | TEHAMA | IC1 | IC | OP | 2.9 | 2.8 | 2.8 |  | 8 | 2001 | WAT BLQ BLQ BLQ: NG; N Y Y Y: N; Y Y Y Y: Y |  | S |  | N | IPP Non-CHP | 2 |  | N | N | [17 empty] | N
55784 | California Power Holdings LLC | 56184 | Red Bluff | CA | TEHAMA | IC10 | IC | OP | 2.9 | 2.8 | 2.8 |  | 8 | 2001 | WAT BLQ BLQ BLQ: NG; N Y Y Y: N; Y Y Y Y: Y |  | S |  | N | IPP Non-CHP | 2 |  | N | N | [17 empty] | N
55784 | California Power Holdings LLC | 56184 | Red Bluff | CA | TEHAMA | IC11 | IC | OP | 2.9 | 2.8 | 2.8 |  | 8 | 2001 | WAT BLQ BLQ BLQ: NG; N Y Y Y: N; Y Y Y Y: Y |  | S |  | N | IPP Non-CHP | 2 |  | N | N | [17 empty] | N
55784 | California Power Holdings LLC | 56184 | Red Bluff | CA | TEHAMA | IC12 | IC | OP | 2.9 | 2.8 | 2.8 |  | 8 | 2001 | WAT BLQ BLQ BLQ: NG; N Y Y Y: N; Y Y Y Y: Y |  | S |  | N | IPP Non-CHP | 2 |  | N | N | [17 empty] | N
55784 | California Power Holdings LLC | 56184 | Red Bluff | CA | TEHAMA | IC13 | IC | OP | 2.9 | 2.8 | 2.8 |  | 8 | 2001 | WAT BLQ BLQ BLQ: NG; N Y Y Y: N; Y Y Y Y: Y |  | S |  | N | IPP Non-CHP | 2 |  | N | N | [17 empty] | N
55784 | California Power Holdings LLC | 56184 | Red Bluff | CA | TEHAMA | IC14 | IC | OP | 2.9 | 2.8 | 2.8 |  | 8 | 2001 | WAT BLQ BLQ BLQ: NG; N Y Y Y: N; Y Y Y Y: Y |  | S |  | N | IPP Non-CHP | 2 |  | N | N | [17 empty] | N
55784 | California Power Holdings LLC | 56184 | Red Bluff | CA | TEHAMA | IC15 | IC | OP | 2.9 | 2.8 | 2.8 |  | 8 | 2001 | WAT BLQ BLQ BLQ: NG; N Y Y Y: N; Y Y Y Y: Y |  | S |  | N | IPP Non-CHP | 2 |  | N | N | [17 empty] | N
55784 | California Power Holdings LLC | 56184 | Red Bluff | CA | TEHAMA | IC16 | IC | OP | 2.9 | 2.8 | 2.8 |  | 8 | 2001 | WAT BLQ BLQ BLQ: NG; N Y Y Y: N; Y Y Y Y: Y |  | S |  | N | IPP Non-CHP | 2 |  | N | N | [17 empty] | N
55784 | California Power Holdings LLC | 56184 | Red Bluff | CA | TEHAMA | IC2 | IC | OP | 2.9 | 2.8 | 2.8 |  | 8 | 2001 | WAT BLQ BLQ BLQ: NG; N Y Y Y: N; Y Y Y Y: Y |  | S |  | N | IPP Non-CHP | 2 |  | N | N | [17 empty] | N
55784 | California Power Holdings LLC | 56184 | Red Bluff | CA | TEHAMA | IC3 | IC | OP | 2.9 | 2.8 | 2.8 |  | 8 | 2001 | WAT BLQ BLQ BLQ: NG; N Y Y Y: N; Y Y Y Y: Y |  | S |  | N | IPP Non-CHP | 2 |  | N | N | [17 empty] | N
55784 | California Power Holdings LLC | 56184 | Red Bluff | CA | TEHAMA | IC4 | IC | OP | 2.9 | 2.8 | 2.8 |  | 8 | 2001 | WAT BLQ BLQ BLQ: NG; N Y Y Y: N; Y Y Y Y: Y |  | S |  | N | IPP Non-CHP | 2 |  | N | N | [17 empty] | N
55784 | California Power Holdings LLC | 56184 | Red Bluff | CA | TEHAMA | IC5 | IC | OP | 2.9 | 2.8 | 2.8 |  | 8 | 2001 | WAT BLQ BLQ BLQ: NG; N Y Y Y: N; Y Y Y Y: Y |  | S |  | N | IPP Non-CHP | 2 |  | N | N | [17 empty] | N
55784 | California Power Holdings LLC | 56184 | Red Bluff | CA | TEHAMA | IC6 | IC | OP | 2.9 | 2.8 | 2.8 |  | 8 | 2001 | WAT BLQ BLQ BLQ: NG; N Y Y Y: N; Y Y Y Y: Y |  | S |  | N | IPP Non-CHP | 2 |  | N | N | [17 empty] | N
55784 | California Power Holdings LLC | 56184 | Red Bluff | CA | TEHAMA | IC7 | IC | OP | 2.9 | 2.8 | 2.8 |  | 8 | 2001 | WAT BLQ BLQ BLQ: NG; N Y Y Y: N; Y Y Y Y: Y |  | S |  | N | IPP Non-CHP | 2 |  | N | N | [17 empty] | N
55784 | California Power Holdings LLC | 56184 | Red Bluff | CA | TEHAMA | IC8 | IC | OP | 2.9 | 2.8 | 2.8 |  | 8 | 2001 | WAT BLQ BLQ BLQ: NG; N Y Y Y: N; Y Y Y Y: Y |  | S |  | N | IPP Non-CHP | 2 |  | N | N | [17 empty] | N
55784 | California Power Holdings LLC | 56184 | Red Bluff | CA | TEHAMA | IC9 | IC | OP | 2.9 | 2.8 | 2.8 |  | 8 | 2001 | WAT BLQ BLQ BLQ: NG; N Y Y Y: N; Y Y Y Y: Y |  | S |  | N | IPP Non-CHP | 2 |  | N | N | [17 empty] | N
55784 | California Power Holdings LLC | 56185 | Chowchilla II | CA | MADERA | IC1 | IC | OP | 3.1 | 3.1 | 3.1 |  | 6 | 2001 | WAT BLQ BLQ BLQ: NG; N Y Y Y: N; Y Y Y Y: Y | Y | S |  | N | IPP Non-CHP | 2 |  | N | N | [17 empty] | N
55784 | California Power Holdings LLC | 56185 | Chowchilla II | CA | MADERA | IC10 | IC | OP | 3.1 | 3.1 | 3.1 |  | 6 | 2001 | WAT BLQ BLQ BLQ: NG; N Y Y Y: N; Y Y Y Y: Y | Y | S |  | N | IPP Non-CHP | 2 |  | N | N | [17 empty] | N
55784 | California Power Holdings LLC | 56185 | Chowchilla II | CA | MADERA | IC11 | IC | OP | 3.1 | 3.1 | 3.1 |  | 6 | 2001 | WAT BLQ BLQ BLQ: NG; N Y Y Y: N; Y Y Y Y: Y | Y | S |  | N | IPP Non-CHP | 2 |  | N | N | [17 empty] | N
55784 | California Power Holdings LLC | 56185 | Chowchilla II | CA | MADERA | IC12 | IC | OP | 3.1 | 3.1 | 3.1 |  | 6 | 2001 | WAT BLQ BLQ BLQ: NG; N Y Y Y: N; Y Y Y Y: Y | Y | S |  | N | IPP Non-CHP | 2 |  | N | N | [17 empty] | N
55784 | California Power Holdings LLC | 56185 | Chowchilla II | CA | MADERA | IC13 | IC | OP | 3.1 | 3.1 | 3.1 |  | 6 | 2001 | WAT BLQ BLQ BLQ: NG; N Y Y Y: N; Y Y Y Y: Y | Y | S |  | N | IPP Non-CHP | 2 |  | N | N | [17 empty] | N
55784 | California Power Holdings LLC | 56185 | Chowchilla II | CA | MADERA | IC14 | IC | OP | 3.1 | 3.1 | 3.1 |  | 6 | 2001 | WAT BLQ BLQ BLQ: NG; N Y Y Y: N; Y Y Y Y: Y | Y | S |  | N | IPP Non-CHP | 2 |  | N | N | [17 empty] | N
55784 | California Power Holdings LLC | 56185 | Chowchilla II | CA | MADERA | IC15 | IC | OP | 3.1 | 3.1 | 3.1 |  | 6 | 2001 | WAT BLQ BLQ BLQ: NG; N Y Y Y: N; Y Y Y Y: Y | Y | S |  | N | IPP Non-CHP | 2 |  | N | N | [17 empty] | N
55784 | California Power Holdings LLC | 56185 | Chowchilla II | CA | MADERA | IC16 | IC | OP | 3.1 | 3.1 | 3.1 |  | 6 | 2001 | WAT BLQ BLQ BLQ: NG; N Y Y Y: N; Y Y Y Y: Y | Y | S |  | N | IPP Non-CHP | 2 |  | N | N | [17 empty] | N
55784 | California Power Holdings LLC | 56185 | Chowchilla II | CA | MADERA | IC2 | IC | OP | 3.1 | 3.1 | 3.1 |  | 6 | 2001 | WAT BLQ BLQ BLQ: NG; N Y Y Y: N; Y Y Y Y: Y | Y | S |  | N | IPP Non-CHP | 2 |  | N | N | [17 empty] | N
55784 | California Power Holdings LLC | 56185 | Chowchilla II | CA | MADERA | IC3 | IC | OP | 3.1 | 3.1 | 3.1 |  | 6 | 2001 | WAT BLQ BLQ BLQ: NG; N Y Y Y: N; Y Y Y Y: Y | Y | S |  | N | IPP Non-CHP | 2 |  | N | N | [17 empty] | N
55784 | California Power Holdings LLC | 56185 | Chowchilla II | CA | MADERA | IC4 | IC | OP | 3.1 | 3.1 | 3.1 |  | 6 | 2001 | WAT BLQ BLQ BLQ: NG; N Y Y Y: N; Y Y Y Y: Y | Y | S |  | N | IPP Non-CHP | 2 |  | N | N | [17 empty] | N
55784 | California Power Holdings LLC | 56185 | Chowchilla II | CA | MADERA | IC5 | IC | OP | 3.1 | 3.1 | 3.1 |  | 6 | 2001 | WAT BLQ BLQ BLQ: NG; N Y Y Y: N; Y Y Y Y: Y | Y | S |  | N | IPP Non-CHP | 2 |  | N | N | [17 empty] | N
55784 | California Power Holdings LLC | 56185 | Chowchilla II | CA | MADERA | IC6 | IC | OP | 3.1 | 3.1 | 3.1 |  | 6 | 2001 | WAT BLQ BLQ BLQ: NG; N Y Y Y: N; Y Y Y Y: Y | Y | S |  | N | IPP Non-CHP | 2 |  | N | N | [17 empty] | N
55784 | California Power Holdings LLC | 56185 | Chowchilla II | CA | MADERA | IC7 | IC | OP | 3.1 | 3.1 | 3.1 |  | 6 | 2001 | WAT BLQ BLQ BLQ: NG; N Y Y Y: N; Y Y Y Y: Y | Y | S |  | N | IPP Non-CHP | 2 |  | N | N | [17 empty] | N
55784 | California Power Holdings LLC | 56185 | Chowchilla II | CA | MADERA | IC8 | IC | OP | 3.1 | 3.1 | 3.1 |  | 6 | 2001 | WAT BLQ BLQ BLQ: NG; N Y Y Y: N; Y Y Y Y: Y | Y | S |  | N | IPP Non-CHP | 2 |  | N | N | [17 empty] | N
55784 | California Power Holdings LLC | 56185 | Chowchilla II | CA | MADERA | IC9 | IC | OP | 3.1 | 3.1 | 3.1 |  | 6 | 2001 | WAT BLQ BLQ BLQ: NG; N Y Y Y: N; Y Y Y Y: Y | Y | S |  | N | IPP Non-CHP | 2 |  | N | N | [17 empty] | N
55785 | FPL Peetz Table Wind Energy | 56563 | Peetz Table Wind Energy | CO | Logan | GE | WT | OP | 199.5 | 199.5 | 199.5 |  | 9 | 2007 | WAT BLQ BLQ BLQ: WND; N Y Y Y: N; Y Y Y Y: Y |  | S | 133 | N | IPP Non-CHP | 2 |  | N | N
55793 | Fusion Paperboard Connecticut LLC | 54657 | Versailles Mill | CT | New London | NO1 | ST | OP | 20 | 14 | 15 |  | 10 | 1962 | WAT BLQ BLQ BLQ: NG; WAT RFO RFO RFO: RFO; N Y Y Y: Y; Y Y Y Y: N |  | S |  | Y | Industrial CHP | 7 | B | N | N | [17 empty] | N | [6 empty] | RFO
55795 | Bethlehem Renewable Energy LLC | 56572 | Bethlehem Renewable Energy LLC | PA | NORTHAMPTON | 1 | GT | OP | 5.5 | 4.7 | 5.4 |  | 3 | 2008 | WAT BLQ BLQ BLQ: LFG; N Y Y Y: N; Y Y Y Y: Y |  | J |  | N | IPP Non-CHP | 2 |  | N | N
55796 | Eastern Landfill Gas LLC | 56571 | Eastern Landfill Gas LLC | MD | BALTIMORE | 1 | IC | OP | 1 | 1 | 1 |  | 10 | 2006 | WAT BLQ BLQ BLQ: LFG; N Y Y Y: N; Y Y Y Y: Y |  | J |  | N | IPP Non-CHP | 2 |  | N | N | [17 empty] | N
55796 | Eastern Landfill Gas LLC | 56571 | Eastern Landfill Gas LLC | MD | BALTIMORE | 2 | IC | OP | 1 | 1 | 1 |  | 10 | 2006 | WAT BLQ BLQ BLQ: LFG; N Y Y Y: N; Y Y Y Y: Y |  | J |  | N | IPP Non-CHP | 2 |  | N | N | [17 empty] | N
55796 | Eastern Landfill Gas LLC | 56571 | Eastern Landfill Gas LLC | MD | BALTIMORE | 3 | IC | OP | 1 | 1 | 1 |  | 10 | 2006 | WAT BLQ BLQ BLQ: LFG; N Y Y Y: N; Y Y Y Y: Y |  | J |  | N | IPP Non-CHP | 2 |  | N | N | [17 empty] | N
55799 | FPL Energy Langdon Wind LLC | 56605 | Langdon Wind LLC | ND | Cavalier | GE15 | WT | OP | 159 | 159 | 159 |  | 12 | 2007 | WAT BLQ BLQ BLQ: WND; N Y Y Y: N; Y Y Y Y: Y |  | S | 106 | N | IPP Non-CHP | 2 |  |  | N
55799 | FPL Energy Langdon Wind LLC | 56912 | Langdon Wind II LLC | ND | Cavalier | GE15 | WT | OP | 40.5 | 40.5 | 40.5 |  | 9 | 2008 | WAT BLQ BLQ BLQ: WND; N Y Y Y: N; Y Y Y Y: Y |  | S | 27 | N | IPP Non-CHP | 2 |  |  | N
55807 | Niagara Generation LLC | 50202 | WPS Power Niagara | NY | Niagara | GEN1 | ST | OP | 56 | 49.1 | 49.1 |  | 8 | 1991 | WDS | TDF | BIT | WDS | WO |  | Y | Y |  | S |  | N | IPP Non-CHP | 2 |  | N | N | [12 empty] | N |  |  |  |  | N |  | Y |  |  |  |  | NG
55808 | Westmoreland Partners | 54035 | Roanoke Valley Energy Facililty I | NC | Halifax | GEN1 | ST | OP | 182.3 | 165 | 167.2 |  | 3 | 1994 | WAT BLQ BLQ BLQ: BIT; N Y Y Y: N; Y Y Y Y: Y |  | S |  | Y | IPP CHP | 3 | T | N | N | [17 empty] | N | Y |  | Y |  |  |  | DFO
55808 | Westmoreland Partners | 54755 | Roanoke Valley Energy Facility II | NC | Halifax | GEN2 | ST | OP | 57.8 | 44 | 45.1 |  | 2 | 1995 | WAT BLQ BLQ BLQ: BIT; N Y Y Y: N; Y Y Y Y: Y |  | S |  | Y | IPP CHP | 3 | T |  | N | [17 empty] | N | Y |  | Y |  |  |  | DFO
55809 | Niagara Wind Power LLC | 56575 | Steel Winds Wind Farm | NY | Erie | 1 | WT | OP | 20 | 20 | 20 |  | 6 | 2007 | WAT BLQ BLQ BLQ: WND; N Y Y Y: N; Y Y Y Y: Y |  | S | 8 | N | IPP Non-CHP | 2 |  | N | N | [17 empty] | N
55810 | Augusta Canal Authority | 54322 | Sibley Mill | GA | Richmond | 2 | HY | OP | 0.6 | 0.6 | 0.6 |  | 1 | 1946 | WAT BLQ BLQ BLQ: WAT; N Y Y Y: N; Y Y Y Y: N |  | S | 0 | N | Industrial Non-CHP | 6 |  | N | N | [17 empty] | N
55810 | Augusta Canal Authority | 54322 | Sibley Mill | GA | Richmond | 3 | HY | OP | 0.7 | 0.7 | 0.7 |  | 1 | 1946 | WAT BLQ BLQ BLQ: WAT; N Y Y Y: N; Y Y Y Y: N |  | S | 0 | N | Industrial Non-CHP | 6 |  | N | N | [17 empty] | N
55810 | Augusta Canal Authority | 54322 | Sibley Mill | GA | Richmond | 4 | HY | OP | 0.8 | 0.8 | 0.8 |  | 1 | 1946 | WAT BLQ BLQ BLQ: WAT; N Y Y Y: N; Y Y Y Y: N |  | S | 0 | N | Industrial Non-CHP | 6 |  | N | N | [17 empty] | N
55810 | Augusta Canal Authority | 54462 | Graniteville Enterprise Division | GA | Richmond | 1 | HY | OP | 0.6 | 0.5 | 0.5 |  | 1 | 1921 | WAT BLQ BLQ BLQ: WAT; N Y Y Y: N; Y Y Y Y: Y |  | W | 0 | N | Industrial Non-CHP | 6 |  | N | N | [17 empty] | N
55810 | Augusta Canal Authority | 54462 | Graniteville Enterprise Division | GA | Richmond | 2 | HY | OP | 0.6 | 0.5 | 0.5 |  | 1 | 1921 | WAT BLQ BLQ BLQ: WAT; N Y Y Y: N; Y Y Y Y: Y |  | W | 0 | N | Industrial Non-CHP | 6 |  | N | N | [17 empty] | N
55832 | Cowell | 56577 | Shane's Wind Machine | MN | Pipestone | 1 | WT | OP | 1.3 | 1.3 | 1.3 |  | 7 | 2006 | WAT BLQ BLQ BLQ: WND; N Y Y Y: N; Y Y Y Y: Y |  | S | 1 | N | IPP Non-CHP | 2 |  |  | N | [17 empty] | N
55833 | EXC Wind 6 | 56562 | EXC Wind 6 LLC | TX | Sherman | JDW6 | WT | OP | 10 | 10 | 10 |  | 1 | 2007 | WAT BLQ BLQ BLQ: WND; N Y Y Y: N; Y Y Y Y: Y |  | S | 8 | N | IPP Non-CHP | 2 |  |  | N
55834 | EXC Wind 5 | 56561 | EXC Wind 5 LLC | TX | Sherman | JDW5 | WT | OP | 10 | 10 | 10 |  | 11 | 2006 | WAT BLQ BLQ BLQ: WND; N Y Y Y: N; Y Y Y Y: Y |  | S | 8 | N | IPP Non-CHP | 2 |  |  | N
55835 | EXC Wind 4 | 56560 | EXC Wind 4 LLC | TX | Hansford | JDW4 | WT | OP | 79.8 | 79.8 | 79.8 |  | 1 | 2008 | WAT BLQ BLQ BLQ: WND; N Y Y Y: N; Y Y Y Y: Y |  | S | 38 | N | IPP Non-CHP | 2 |  | N | N | [17 empty] | N
55836 | EXC Wind 3 | 56559 | EXC Wind 3 LLC | TX | Hansford | JDW3 | WT | OP | 10 | 10 | 10 |  | 2 | 2006 | WAT BLQ BLQ BLQ: WND; N Y Y Y: N; Y Y Y Y: Y |  | S | 8 | N | IPP Non-CHP | 2 |  |  | N
55837 | EXC Wind 2 | 56558 | EXC Wind 2 LLC | TX | Hansford | JDW2 | WT | OP | 10 | 10 | 10 |  | 2 | 2006 | WAT BLQ BLQ BLQ: WND; N Y Y Y: N; Y Y Y Y: Y |  | S | 8 | N | IPP Non-CHP | 2 |  |  | N
55838 | EXC Wind 1 | 56557 | EXC Wind 1 LLC | TX | Hansford | 1 | WT | OP | 10 | 10 | 10 |  | 2 | 2006 | WAT BLQ BLQ BLQ: WND; N Y Y Y: N; Y Y Y Y: Y |  | S | 8 | N | IPP Non-CHP | 2 |  |  | N
55839 | Domtar Paper Company LLC | 55429 | Kentucky Mills | KY | Hancock | 01 | ST | OP | 88 | 49 | 60 |  | 6 | 2001 | BLQ | WDS | NG | SLW |  |  | Y | N |  | S | 1 | Y | Industrial CHP | 7 | T | N | N | [12 empty] | N |  |  |  |  | N | [6 empty] | NG
55840 | EWP RENEWABLE CORP. | 10839 | DG Whitefield LLC | NH | Coos | GEN1 | ST | OP | 19.9 | 17 | 17.5 |  | 3 | 1988 | WAT BLQ BLQ BLQ: WDS; N Y Y Y: N; Y Y Y Y: Y |  | S |  | N | IPP Non-CHP | 2 |  | N | N | [17 empty] | N
55843 | Dynegy Morro Bay LLC | 259 | Dynegy Morro Bay LLC | CA | San Luis Obispo | 1 | ST | OS | 169.1 | 163 | 163 |  | 7 | 1956 | WAT BLQ BLQ BLQ: NG; N Y Y Y: N; Y Y Y Y: Y |  | S |  | N | IPP Non-CHP | 2 |  | N | N | [17 empty] | N | [6 empty] | NG
55843 | Dynegy Morro Bay LLC | 259 | Dynegy Morro Bay LLC | CA | San Luis Obispo | 2 | ST | OS | 169.1 | 163 | 163 |  | 10 | 1955 | WAT BLQ BLQ BLQ: NG; N Y Y Y: N; Y Y Y Y: Y |  | S |  | N | IPP Non-CHP | 2 |  | N | N | [17 empty] | N | [6 empty] | NG
55843 | Dynegy Morro Bay LLC | 259 | Dynegy Morro Bay LLC | CA | San Luis Obispo | 3 | ST | OP | 359 | 337 | 337 |  | 12 | 1962 | WAT BLQ BLQ BLQ: NG; N Y Y Y: N; Y Y Y Y: Y |  | S |  | N | IPP Non-CHP | 2 |  | N | N | [17 empty] | N | [6 empty] | NG
55843 | Dynegy Morro Bay LLC | 259 | Dynegy Morro Bay LLC | CA | San Luis Obispo | 4 | ST | OP | 359 | 336 | 336 |  | 8 | 1963 | WAT BLQ BLQ BLQ: NG; N Y Y Y: N; Y Y Y Y: Y |  | S |  | N | IPP Non-CHP | 2 |  | N | N | [17 empty] | N | [6 empty] | NG
55845 | CAMS Mackinaw Power Operations LLC | 7764 | MPC Generating | GA | Walton | 1 | GT | OP | 185.4 | 147.5 | 169 |  | 1 | 2000 | WAT BLQ BLQ BLQ: NG; WAT RFO RFO RFO: DFO; N Y Y Y: Y; Y Y Y Y: Y |  | W |  | N | IPP Non-CHP | 2 |  | N | N | [17 empty] | N
55845 | CAMS Mackinaw Power Operations LLC | 7764 | MPC Generating | GA | Walton | 2 | GT | OP | 200.7 | 155 | 182 |  | 1 | 2001 | WAT BLQ BLQ BLQ: NG; WAT RFO RFO RFO: DFO; N Y Y Y: Y; Y Y Y Y: Y |  | W |  | N | IPP Non-CHP | 2 |  | N | N | [17 empty] | N
55845 | CAMS Mackinaw Power Operations LLC | 55128 | Walton County Power LLC | GA | Walton | 101G | GT | OP | 164.7 | 151.5 | 175 |  | 6 | 2001 | WAT BLQ BLQ BLQ: NG; N Y Y Y: N; Y Y Y Y: Y |  | W |  | N | IPP Non-CHP | 2 |  | N | N | [17 empty] | N
55845 | CAMS Mackinaw Power Operations LLC | 55128 | Walton County Power LLC | GA | Walton | 102G | GT | OP | 164.7 | 151.5 | 175 |  | 6 | 2001 | WAT BLQ BLQ BLQ: NG; N Y Y Y: N; Y Y Y Y: Y |  | W |  | N | IPP Non-CHP | 2 |  | N | N | [17 empty] | N
55845 | CAMS Mackinaw Power Operations LLC | 55128 | Walton County Power LLC | GA | Walton | 103G | GT | OP | 164.7 | 151.5 | 175 |  | 6 | 2001 | WAT BLQ BLQ BLQ: NG; N Y Y Y: N; Y Y Y Y: Y |  | W |  | N | IPP Non-CHP | 2 |  | N | N | [17 empty] | N
55845 | CAMS Mackinaw Power Operations LLC | 55332 | Washington County | GA | Washington | 1 | GT | OP | 198.9 | 151 | 172 |  | 6 | 2003 | WAT BLQ BLQ BLQ: NG; N Y Y Y: N; Y Y Y Y: Y |  | W |  | N | IPP Non-CHP | 2 |  | N | N
55845 | CAMS Mackinaw Power Operations LLC | 55332 | Washington County | GA | Washington | 2 | GT | OP | 198.9 | 151 | 172 |  | 6 | 2003 | WAT BLQ BLQ BLQ: NG; N Y Y Y: N; Y Y Y Y: Y |  | W |  | N | IPP Non-CHP | 2 |  | N | N
55845 | CAMS Mackinaw Power Operations LLC | 55332 | Washington County | GA | Washington | 3 | GT | OP | 198.9 | 150 | 172 |  | 6 | 2003 | WAT BLQ BLQ BLQ: NG; N Y Y Y: N; Y Y Y Y: Y |  | W |  | N | IPP Non-CHP | 2 |  | N | N
55845 | CAMS Mackinaw Power Operations LLC | 55332 | Washington County | GA | Washington | 4 | GT | OP | 198.9 | 152 | 172 |  | 6 | 2003 | WAT BLQ BLQ BLQ: NG; N Y Y Y: N; Y Y Y Y: Y |  | W |  | N | IPP Non-CHP | 2 |  | N | N
55845 | CAMS Mackinaw Power Operations LLC | 55406 | Effingham County Power Project | GA | Effingham | STG | CA | OP | 197.8 | 176 | 182 |  | 8 | 2003 | WAT BLQ BLQ BLQ: NG; N Y Y Y: N; Y Y Y Y: Y |  | W |  | N | IPP Non-CHP | 2 |  | N | N | [17 empty] | N
55845 | CAMS Mackinaw Power Operations LLC | 55406 | Effingham County Power Project | GA | Effingham | UNT1 | CT | OP | 199.4 | 169 | 175 |  | 8 | 2003 | WAT BLQ BLQ BLQ: NG; N Y Y Y: N; Y Y Y Y: Y |  | W |  | N | IPP Non-CHP | 2 |  | N | N | [17 empty] | N
55845 | CAMS Mackinaw Power Operations LLC | 55406 | Effingham County Power Project | GA | Effingham | UNT2 | CT | OP | 199.4 | 164 | 170 |  | 8 | 2003 | WAT BLQ BLQ BLQ: NG; N Y Y Y: N; Y Y Y Y: Y |  | W |  | N | IPP Non-CHP | 2 |  | N | N | [17 empty] | N
55845 | CAMS Mackinaw Power Operations LLC | 55672 | Sandersville Energy Facility | GA | Washington | CT1 | GT | OP | 86.5 | 72.1 | 82.6 |  | 5 | 2002 | WAT BLQ BLQ BLQ: NG; N Y Y Y: N; Y Y Y Y: Y |  | W |  | N | IPP Non-CHP | 2 |  | N | N | [17 empty] | N
55845 | CAMS Mackinaw Power Operations LLC | 55672 | Sandersville Energy Facility | GA | Washington | CT2 | GT | OP | 86.5 | 72.1 | 82.6 |  | 5 | 2002 | WAT BLQ BLQ BLQ: NG; N Y Y Y: N; Y Y Y Y: Y |  | W |  | N | IPP Non-CHP | 2 |  | N | N | [17 empty] | N
55845 | CAMS Mackinaw Power Operations LLC | 55672 | Sandersville Energy Facility | GA | Washington | CT3 | GT | OP | 86.5 | 72 | 82.5 |  | 5 | 2002 | WAT BLQ BLQ BLQ: NG; N Y Y Y: N; Y Y Y Y: Y |  | W |  | N | IPP Non-CHP | 2 |  | N | N | [17 empty] | N
55845 | CAMS Mackinaw Power Operations LLC | 55672 | Sandersville Energy Facility | GA | Washington | CT4 | GT | OP | 86.5 | 72 | 82.5 |  | 5 | 2002 | WAT BLQ BLQ BLQ: NG; N Y Y Y: N; Y Y Y Y: Y |  | W |  | N | IPP Non-CHP | 2 |  | N | N | [17 empty] | N
55845 | CAMS Mackinaw Power Operations LLC | 55672 | Sandersville Energy Facility | GA | Washington | CT5 | GT | OP | 86.5 | 72.1 | 82.6 |  | 5 | 2002 | WAT BLQ BLQ BLQ: NG; N Y Y Y: N; Y Y Y Y: Y |  | W |  | N | IPP Non-CHP | 2 |  | N | N | [17 empty] | N
55845 | CAMS Mackinaw Power Operations LLC | 55672 | Sandersville Energy Facility | GA | Washington | CT6 | GT | OP | 86.5 | 72.1 | 82.6 |  | 5 | 2002 | WAT BLQ BLQ BLQ: NG; N Y Y Y: N; Y Y Y Y: Y |  | W |  | N | IPP Non-CHP | 2 |  | N | N | [17 empty] | N
55845 | CAMS Mackinaw Power Operations LLC | 55672 | Sandersville Energy Facility | GA | Washington | CT7 | GT | OP | 86.5 | 72 | 82.5 |  | 5 | 2002 | WAT BLQ BLQ BLQ: NG; N Y Y Y: N; Y Y Y Y: Y |  | W |  | N | IPP Non-CHP | 2 |  | N | N | [17 empty] | N
55845 | CAMS Mackinaw Power Operations LLC | 55672 | Sandersville Energy Facility | GA | Washington | CT8 | GT | OP | 86.5 | 72 | 82.5 |  | 5 | 2002 | WAT BLQ BLQ BLQ: NG; N Y Y Y: N; Y Y Y Y: Y |  | W |  | N | IPP Non-CHP | 2 |  | N | N | [17 empty] | N
55846 | Newark Bay Cogeneration Partnership LP | 50385 | Newark Bay Cogeneration Partnership LP | NJ | Essex | GEN1 | CT | OP | 58 | 42 | 49.5 |  | 5 | 1993 | NG | KER | KER |  |  |  | Y | Y |  | S |  | Y | IPP CHP | 3 | B | N | N | [17 empty] | N
55846 | Newark Bay Cogeneration Partnership LP | 50385 | Newark Bay Cogeneration Partnership LP | NJ | Essex | GEN2 | CT | OP | 58 | 42 | 49.5 |  | 4 | 1993 | NG | KER | KER |  |  |  | Y | Y |  | S |  | Y | IPP CHP | 3 | B | N | N | [17 empty] | N
55846 | Newark Bay Cogeneration Partnership LP | 50385 | Newark Bay Cogeneration Partnership LP | NJ | Essex | GEN3 | CA | OP | 40 | 36.2 | 37.2 |  | 6 | 1993 | NG | KER | KER |  |  |  | Y | Y |  | S |  | Y | IPP CHP | 3 | B | N | N | [17 empty] | N
55847 | Snyder Wind Farm LLC | 56602 | Snyder Wind Farm | TX | Lincoln | SNY1 | WT | OP | 63 | 63 | 63 |  | 12 | 2007 | WAT BLQ BLQ BLQ: WND; N Y Y Y: N; Y Y Y Y: Y |  | W | 21 | N | IPP Non-CHP | 2 |  |  | N
55849 | Domtar Paper Co LLC Kingsport Mill | 10252 | Weyerhaeuser Kingsport Mill | TN | Sullivan | NO.1 | ST | OP | 50 | 46.5 | 47 |  | 10 | 2006 | BLQ | WDS | SLW | DFO | NG | PG | N | Y |  | S |  | N | Industrial CHP | 7 |  | N | N | [17 empty] | N | [6 empty] | NG
55850 | Tracy Biomass Holdings, LLC | 10502 | Thermal Energy Dev Partnshp LP | CA | San Joaquin | GEN1 | ST | OP | 23 | 19.5 | 18.5 |  | 5 | 1990 | WND BLQ: WDS; WND WDS: AB; N N: Y; Y Y: Y |  | J |  | N | IPP Non-CHP | 2 |  | N | N | [17 empty] | N | [6 empty] | NG
55852 | Las Vegas Power Company LLC | 55514 | Apex Generating Station | NV | Clark | CTG1 | CT | OP | 174 | 149.6 | 163.6 |  | 5 | 2003 | WND BLQ: NG; N N: N; Y Y: Y |  | S |  | N | IPP Non-CHP | 2 |  | N | N
55852 | Las Vegas Power Company LLC | 55514 | Apex Generating Station | NV | Clark | CTG2 | CT | OP | 174 | 149.6 | 163.6 |  | 5 | 2003 | WND BLQ: NG; N N: N; Y Y: Y |  | S |  | N | IPP Non-CHP | 2 |  | N | N
55852 | Las Vegas Power Company LLC | 55514 | Apex Generating Station | NV | Clark | STG1 | CA | OP | 252.6 | 195.2 | 213.4 |  | 5 | 2003 | WND BLQ: NG; N N: N; Y Y: Y |  | S |  | N | IPP Non-CHP | 2 |  | Y | N
55855 | Rough and Ready Lumber Company | 50945 | R & R Lumber | OR | Josephine | ST1 | ST | OP | 1.5 | 1.4 | 1.4 |  | 2 | 2008 | WND BLQ: WDS; N N: N; Y Y: Y |  | S |  | N | Industrial Non-CHP | 6 |  | N | N | [12 empty] | N | [11 empty] | PG
55858 | Energy Developments Inc | 56113 | Tessman Road | TX | Bexar | 1 | IC | OP | 1.4 | 1.4 | 1.4 |  | 5 | 2003 | WND BLQ: LFG; N N: N; Y Y: Y |  | S |  | N | IPP Non-CHP | 2 |  | N | N
55858 | Energy Developments Inc | 56113 | Tessman Road | TX | Bexar | 2 | IC | OP | 1.4 | 1.4 | 1.4 |  | 5 | 2003 | WND BLQ: LFG; N N: N; Y Y: Y |  | S |  | N | IPP Non-CHP | 2 |  | N | N
55858 | Energy Developments Inc | 56113 | Tessman Road | TX | Bexar | 3 | IC | OP | 1.4 | 1.4 | 1.4 |  | 5 | 2003 | WND BLQ: LFG; N N: N; Y Y: Y |  | S |  | N | IPP Non-CHP | 2 |  | N | N
55858 | Energy Developments Inc | 56113 | Tessman Road | TX | Bexar | 4 | IC | OP | 1.4 | 1.4 | 1.4 |  | 5 | 2003 | WND BLQ: LFG; N N: N; Y Y: Y |  | S |  | N | IPP Non-CHP | 2 |  | N | N
55858 | Energy Developments Inc | 56113 | Tessman Road | TX | Bexar | 5 | IC | OP | 1.4 | 1.4 | 1.4 |  | 5 | 2003 | WND BLQ: LFG; N N: N; Y Y: Y |  | S |  | N | IPP Non-CHP | 2 |  | N | N
55858 | Energy Developments Inc | 56113 | Tessman Road | TX | Bexar | 6 | IC | OP | 1.4 | 1.4 | 1.4 |  | 5 | 2003 | WND BLQ: LFG; N N: N; Y Y: Y |  | S |  | N | IPP Non-CHP | 2 |  | N | N
55858 | Energy Developments Inc | 56863 | Model Gas Power Station | OH | FRANKLIN | 1 | IC | OP | 1.4 | 1.4 | 1.4 |  | 3 | 2001 | WND BLQ: LFG; N N: N; Y Y: Y |  | S |  | N | IPP Non-CHP | 2 |  |  | N
55858 | Energy Developments Inc | 56863 | Model Gas Power Station | OH | FRANKLIN | 2 | IC | OP | 1.4 | 1.4 | 1.4 |  | 3 | 2001 | WND BLQ: LFG; N N: N; Y Y: Y |  | S |  | N | IPP Non-CHP | 2 |  |  | N
55858 | Energy Developments Inc | 56864 | Covel Gardens Gas Recovery | TX | BEXAR | 1 | IC | OP | 1.6 | 1.6 | 1.6 |  | 11 | 2005 | WND BLQ: LFG; N N: N; Y Y: Y |  | S |  | N | IPP Non-CHP | 2 |  |  | N
55858 | Energy Developments Inc | 56864 | Covel Gardens Gas Recovery | TX | BEXAR | 2 | IC | OP | 1.6 | 1.6 | 1.6 |  | 11 | 2005 | WND BLQ: LFG; N N: N; Y Y: Y |  | S |  | N | IPP Non-CHP | 2 |  |  | N
55858 | Energy Developments Inc | 56864 | Covel Gardens Gas Recovery | TX | BEXAR | 3 | IC | OP | 1.6 | 1.6 | 1.6 |  | 11 | 2005 | WND BLQ: LFG; N N: N; Y Y: Y |  | S |  | N | IPP Non-CHP | 2 |  |  | N
55858 | Energy Developments Inc | 56864 | Covel Gardens Gas Recovery | TX | BEXAR | 4 | IC | OP | 1.6 | 1.6 | 1.6 |  | 11 | 2005 | WND BLQ: LFG; N N: N; Y Y: Y |  | S |  | N | IPP Non-CHP | 2 |  |  | N
55858 | Energy Developments Inc | 56864 | Covel Gardens Gas Recovery | TX | BEXAR | 5 | IC | OP | 1.6 | 1.6 | 1.6 |  | 11 | 2005 | WND BLQ: LFG; N N: N; Y Y: Y |  | S |  | N | IPP Non-CHP | 2 |  |  | N
55858 | Energy Developments Inc | 56864 | Covel Gardens Gas Recovery | TX | BEXAR | 6 | IC | OP | 1.6 | 1.6 | 1.6 |  | 11 | 2005 | WND BLQ: LFG; N N: N; Y Y: Y |  | S |  | N | IPP Non-CHP | 2 |  |  | N
55858 | Energy Developments Inc | 56865 | Ottawa County Project | OH | OTTAWA | 1 | IC | OP | 1.4 | 1.4 | 1.4 |  | 3 | 2001 | WND BLQ: LFG; N N: N; Y Y: Y |  | S |  | N | IPP Non-CHP | 2 |  |  | N
55858 | Energy Developments Inc | 56865 | Ottawa County Project | OH | OTTAWA | 2 | IC | OP | 1.4 | 1.4 | 1.4 |  | 3 | 2001 | WND BLQ: LFG; N N: N; Y Y: Y |  | S |  | N | IPP Non-CHP | 2 |  |  | N
55858 | Energy Developments Inc | 56865 | Ottawa County Project | OH | OTTAWA | 3 | IC | OP | 1.4 | 1.4 | 1.4 |  | 5 | 2004 | WND BLQ: LFG; N N: N; Y Y: Y |  | S |  | N | IPP Non-CHP | 2 |  |  | N
55858 | Energy Developments Inc | 56867 | Roberts Road Power Plant | GA | FAYETTE | 1 | IC | OP | 1.4 | 1.4 | 1.4 |  | 10 | 2003 | WND BLQ: LFG; N N: N; Y Y: Y |  | S |  | N | IPP Non-CHP | 2 |  |  | N
55858 | Energy Developments Inc | 56868 | Carbon Limestone | OH | Mahoning | 1 | IC | OP | 1.4 | 1.4 | 1.4 |  | 11 | 2001 | WND BLQ: LFG; N N: N; Y Y: Y |  | S |  | N | IPP Non-CHP | 2 |  |  | N
55858 | Energy Developments Inc | 56868 | Carbon Limestone | OH | Mahoning | 10 | IC | OP | 1.4 | 1.4 | 1.4 |  | 11 | 2001 | WND BLQ: LFG; N N: N; Y Y: Y |  | S |  | N | IPP Non-CHP | 2 |  |  | N
55858 | Energy Developments Inc | 56868 | Carbon Limestone | OH | Mahoning | 11 | IC | OP | 1.4 | 1.4 | 1.4 |  | 11 | 2001 | WND BLQ: LFG; N N: N; Y Y: Y |  | S |  | N | IPP Non-CHP | 2 |  |  | N
55858 | Energy Developments Inc | 56868 | Carbon Limestone | OH | Mahoning | 12 | IC | OP | 1.4 | 1.4 | 1.4 |  | 12 | 2003 | WND BLQ: LFG; N N: N; Y Y: Y |  | S |  | N | IPP Non-CHP | 2 |  |  | N
55858 | Energy Developments Inc | 56868 | Carbon Limestone | OH | Mahoning | 13 | IC | OP | 1.4 | 1.4 | 1.4 |  | 12 | 2003 | WND BLQ: LFG; N N: N; Y Y: Y |  | S |  | N | IPP Non-CHP | 2 |  |  | N
55858 | Energy Developments Inc | 56868 | Carbon Limestone | OH | Mahoning | 14 | IC | OP | 1.4 | 1.4 | 1.4 |  | 1 | 2006 | WND BLQ: LFG; N N: N; Y Y: Y |  | S |  | N | IPP Non-CHP | 2 |  |  | N
55858 | Energy Developments Inc | 56868 | Carbon Limestone | OH | Mahoning | 15 | IC | OP | 1.4 | 1.4 | 1.4 |  | 4 | 2011 | WND BLQ: LFG; N N: N; Y Y: Y |  | S |  | N | IPP Non-CHP | 2 |  |  | N
55858 | Energy Developments Inc | 56868 | Carbon Limestone | OH | Mahoning | 16 | IC | OP | 1.4 | 1.4 | 1.4 |  | 4 | 2011 | WND BLQ: LFG; N N: N; Y Y: Y |  | S |  | N | IPP Non-CHP | 2 |  |  | N
55858 | Energy Developments Inc | 56868 | Carbon Limestone | OH | Mahoning | 17 | IC | OP | 1.6 | 1.6 | 1.6 |  | 1 | 2012 | WND BLQ: LFG; N N: N; Y Y: Y |  | S |  | N | IPP Non-CHP | 2
55858 | Energy Developments Inc | 56868 | Carbon Limestone | OH | Mahoning | 18 | IC | OP | 1.6 | 1.6 | 1.6 |  | 1 | 2012 | WND BLQ: LFG; N N: N; Y Y: Y |  | S |  | N | IPP Non-CHP | 2
55858 | Energy Developments Inc | 56868 | Carbon Limestone | OH | Mahoning | 2 | IC | OP | 1.4 | 1.4 | 1.4 |  | 11 | 2001 | WND BLQ: LFG; N N: N; Y Y: Y |  | S |  | N | IPP Non-CHP | 2 |  |  | N
55858 | Energy Developments Inc | 56868 | Carbon Limestone | OH | Mahoning | 3 | IC | OP | 1.4 | 1.4 | 1.4 |  | 11 | 2001 | WND BLQ: LFG; N N: N; Y Y: Y |  | S |  | N | IPP Non-CHP | 2 |  |  | N
55858 | Energy Developments Inc | 56868 | Carbon Limestone | OH | Mahoning | 4 | IC | OP | 1.4 | 1.4 | 1.4 |  | 11 | 2001 | WND BLQ: LFG; N N: N; Y Y: Y |  | S |  | N | IPP Non-CHP | 2 |  |  | N
55858 | Energy Developments Inc | 56868 | Carbon Limestone | OH | Mahoning | 5 | IC | OP | 1.4 | 1.4 | 1.4 |  | 11 | 2001 | WND BLQ: LFG; N N: N; Y Y: Y |  | S |  | N | IPP Non-CHP | 2 |  |  | N
55858 | Energy Developments Inc | 56868 | Carbon Limestone | OH | Mahoning | 6 | IC | OP | 1.4 | 1.4 | 1.4 |  | 11 | 2001 | WND BLQ: LFG; N N: N; Y Y: Y |  | S |  | N | IPP Non-CHP | 2 |  |  | N
55858 | Energy Developments Inc | 56868 | Carbon Limestone | OH | Mahoning | 7 | IC | OP | 1.4 | 1.4 | 1.4 |  | 11 | 2001 | WND BLQ: LFG; N N: N; Y Y: Y |  | S |  | N | IPP Non-CHP | 2 |  |  | N
55858 | Energy Developments Inc | 56868 | Carbon Limestone | OH | Mahoning | 8 | IC | OP | 1.4 | 1.4 | 1.4 |  | 11 | 2001 | WND BLQ: LFG; N N: N; Y Y: Y |  | S |  | N | IPP Non-CHP | 2 |  |  | N
55858 | Energy Developments Inc | 56868 | Carbon Limestone | OH | Mahoning | 9 | IC | OP | 1.4 | 1.4 | 1.4 |  | 11 | 2001 | WND BLQ: LFG; N N: N; Y Y: Y |  | S |  | N | IPP Non-CHP | 2 |  |  | N
55858 | Energy Developments Inc | 56869 | Loraine County Project | OH | LORAIN | 1 | IC | OP | 1.4 | 1.4 | 1.4 |  | 12 | 2001 | WND BLQ: LFG; N N: N; Y Y: Y |  | S |  | N | IPP Non-CHP | 2 |  |  | N
55858 | Energy Developments Inc | 56869 | Loraine County Project | OH | LORAIN | 10 | IC | OP | 1.6 | 1.6 | 1.6 |  | 11 | 2012 | WND BLQ: LFG; N N: N; Y Y: Y |  | S |  | N | IPP Non-CHP | 2
55858 | Energy Developments Inc | 56869 | Loraine County Project | OH | LORAIN | 11 | IC | OP | 1.6 | 1.6 | 1.6 |  | 11 | 2012 | WND BLQ: LFG; N N: N; Y Y: Y |  | S |  | N | IPP Non-CHP | 2
55858 | Energy Developments Inc | 56869 | Loraine County Project | OH | LORAIN | 12 | IC | OP | 1.6 | 1.6 | 1.6 |  | 11 | 2012 | WND BLQ: LFG; N N: N; Y Y: Y |  | S |  | N | IPP Non-CHP | 2
55858 | Energy Developments Inc | 56869 | Loraine County Project | OH | LORAIN | 13 | IC | OP | 1.6 | 1.6 | 1.6 |  | 11 | 2012 | WND BLQ: LFG; N N: N; Y Y: Y |  | S |  | N | IPP Non-CHP | 2
55858 | Energy Developments Inc | 56869 | Loraine County Project | OH | LORAIN | 14 | IC | OP | 1.6 | 1.6 | 1.6 |  | 11 | 2012 | WND BLQ: LFG; N N: N; Y Y: Y |  | S |  | N | IPP Non-CHP | 2
55858 | Energy Developments Inc | 56869 | Loraine County Project | OH | LORAIN | 15 | IC | OP | 1.6 | 1.6 | 1.6 |  | 11 | 2012 | WND BLQ: LFG; N N: N; Y Y: Y |  | S |  | N | IPP Non-CHP | 2
55858 | Energy Developments Inc | 56869 | Loraine County Project | OH | LORAIN | 16 | IC | OP | 1.6 | 1.6 | 1.6 |  | 11 | 2012 | WND BLQ: LFG; N N: N; Y Y: Y |  | S |  | N | IPP Non-CHP | 2
55858 | Energy Developments Inc | 56869 | Loraine County Project | OH | LORAIN | 17 | IC | OP | 1.6 | 1.6 | 1.6 |  | 11 | 2012 | WND BLQ: LFG; N N: N; Y Y: Y |  | S |  | N | IPP Non-CHP | 2
55858 | Energy Developments Inc | 56869 | Loraine County Project | OH | LORAIN | 18 | IC | OP | 1.6 | 1.6 | 1.6 |  | 11 | 2012 | WND BLQ: LFG; N N: N; Y Y: Y |  | S |  | N | IPP Non-CHP | 2
55858 | Energy Developments Inc | 56869 | Loraine County Project | OH | LORAIN | 2 | IC | OP | 1.4 | 1.4 | 1.4 |  | 12 | 2001 | WND BLQ: LFG; N N: N; Y Y: Y |  | S |  | N | IPP Non-CHP | 2 |  |  | N
55858 | Energy Developments Inc | 56869 | Loraine County Project | OH | LORAIN | 3 | IC | OP | 1.4 | 1.4 | 1.4 |  | 12 | 2001 | WND BLQ: LFG; N N: N; Y Y: Y |  | S |  | N | IPP Non-CHP | 2 |  |  | N
55858 | Energy Developments Inc | 56869 | Loraine County Project | OH | LORAIN | 4 | IC | OP | 1.4 | 1.4 | 1.4 |  | 12 | 2001 | WND BLQ: LFG; N N: N; Y Y: Y |  | S |  | N | IPP Non-CHP | 2 |  |  | N
55858 | Energy Developments Inc | 56869 | Loraine County Project | OH | LORAIN | 5 | IC | OP | 1.4 | 1.4 | 1.4 |  | 12 | 2001 | WND BLQ: LFG; N N: N; Y Y: Y |  | S |  | N | IPP Non-CHP | 2 |  |  | N
55858 | Energy Developments Inc | 56869 | Loraine County Project | OH | LORAIN | 6 | IC | OP | 1.4 | 1.4 | 1.4 |  | 12 | 2001 | WND BLQ: LFG; N N: N; Y Y: Y |  | S |  | N | IPP Non-CHP | 2 |  |  | N
55858 | Energy Developments Inc | 56869 | Loraine County Project | OH | LORAIN | 7 | IC | OP | 1.4 | 1.4 | 1.4 |  | 7 | 2003 | WND BLQ: LFG; N N: N; Y Y: Y |  | S |  | N | IPP Non-CHP | 2 |  |  | N
55858 | Energy Developments Inc | 56869 | Loraine County Project | OH | LORAIN | 8 | IC | OP | 1.4 | 1.4 | 1.4 |  | 7 | 2003 | WND BLQ: LFG; N N: N; Y Y: Y |  | S |  | N | IPP Non-CHP | 2 |  |  | N
55858 | Energy Developments Inc | 56869 | Loraine County Project | OH | LORAIN | 9 | IC | OP | 1.6 | 1.6 | 1.6 |  | 11 | 2012 | WND BLQ: LFG; N N: N; Y Y: Y |  | S |  | N | IPP Non-CHP | 2
55858 | Energy Developments Inc | 56870 | Taylor | GA | Taylor | 1 | IC | OP | 1 | 1 | 1 |  | 9 | 2003 | WND BLQ: LFG; N N: N; Y Y: Y |  | S |  | N | IPP Non-CHP | 2 |  |  | N
55858 | Energy Developments Inc | 56870 | Taylor | GA | Taylor | 2 | IC | OP | 1 | 1 | 1 |  | 9 | 2003 | WND BLQ: LFG; N N: N; Y Y: Y |  | S |  | N | IPP Non-CHP | 2 |  |  | N
55858 | Energy Developments Inc | 56870 | Taylor | GA | Taylor | 3 | IC | OP | 1 | 1 | 1 |  | 9 | 2003 | WND BLQ: LFG; N N: N; Y Y: Y |  | S |  | N | IPP Non-CHP | 2 |  |  | N
55858 | Energy Developments Inc | 56870 | Taylor | GA | Taylor | 4 | IC | OP | 1 | 1 | 1 |  | 9 | 2003 | WND BLQ: LFG; N N: N; Y Y: Y |  | S |  | N | IPP Non-CHP | 2 |  |  | N
55858 | Energy Developments Inc | 56870 | Taylor | GA | Taylor | 5 | IC | OP | 1 | 1 | 1 |  | 12 | 2011 | WND BLQ: LFG; N N: N; Y Y: Y |  | S |  | N | IPP Non-CHP | 2 |  |  | N
55858 | Energy Developments Inc | 56870 | Taylor | GA | Taylor | 6 | IC | OP | 1 | 1 | 1 |  | 12 | 2011 | WND BLQ: LFG; N N: N; Y Y: Y |  | S |  | N | IPP Non-CHP | 2 |  |  | N
55858 | Energy Developments Inc | 56870 | Taylor | GA | Taylor | 7 | IC | OP | 1 | 1 | 1 |  | 12 | 2011 | WND BLQ: LFG; N N: N; Y Y: Y |  | S |  | N | IPP Non-CHP | 2 |  |  | N
55858 | Energy Developments Inc | 56870 | Taylor | GA | Taylor | 8 | IC | OP | 1 | 1 | 1 |  | 12 | 2011 | WND BLQ: LFG; N N: N; Y Y: Y |  | S |  | N | IPP Non-CHP | 2 |  |  | N
55858 | Energy Developments Inc | 56871 | Zion Landfill Gas to Energy Facility | IL | LAKE | 1 | IC | OP | 1.4 | 1.4 | 1.4 |  | 7 | 2002 | WND BLQ: LFG; N N: N; Y Y: Y |  | S |  | N | IPP Non-CHP | 2 |  |  | N
55858 | Energy Developments Inc | 56871 | Zion Landfill Gas to Energy Facility | IL | LAKE | 2 | IC | OP | 1.4 | 1.4 | 1.4 |  | 7 | 2002 | WND BLQ: LFG; N N: N; Y Y: Y |  | S |  | N | IPP Non-CHP | 2 |  |  | N
55858 | Energy Developments Inc | 56871 | Zion Landfill Gas to Energy Facility | IL | LAKE | 3 | IC | OP | 1.4 | 1.4 | 1.4 |  | 7 | 2002 | WND BLQ: LFG; N N: N; Y Y: Y |  | S |  | N | IPP Non-CHP | 2 |  |  | N
55858 | Energy Developments Inc | 56871 | Zion Landfill Gas to Energy Facility | IL | LAKE | 4 | IC | OP | 1.4 | 1.4 | 1.4 |  | 7 | 2002 | WND BLQ: LFG; N N: N; Y Y: Y |  | S |  | N | IPP Non-CHP | 2 |  |  | N
55858 | Energy Developments Inc | 56871 | Zion Landfill Gas to Energy Facility | IL | LAKE | 5 | IC | OP | 1.4 | 1.4 | 1.4 |  | 8 | 2007 | WND BLQ: LFG; N N: N; Y Y: Y |  | S |  | N | IPP Non-CHP | 2 |  |  | N
55862 | Logan Wind Energy LLC | 56613 | Logan Wind Energy | CO | Logan | 1 | WT | OP | 201 | 201 | 201 |  | 10 | 2007 | WND BLQ: WND; N N: N; Y Y: Y |  | S | 134 | N | IPP Non-CHP | 2 |  | N | N
55863 | Evergreen Packaging Inc | 10627 | Pine Bluff Mill | AR | Jefferson | 1TG1 | ST | OP | 40 | 32 | 31 |  | 5 | 1958 | BLQ | PUR | WDS | NG | TDF | RFO | Y | Y |  | S |  | Y | Industrial CHP | 7 | T | N | N | [17 empty] | N | [6 empty] | NG
55863 | Evergreen Packaging Inc | 10627 | Pine Bluff Mill | AR | Jefferson | 2TG1 | ST | OP | 20 | 15 | 15 |  | 5 | 1958 | BLQ | PUR | WDS | NG | TDF | RFO | Y | Y |  | S |  | Y | Industrial CHP | 7 | T | N | N | [17 empty] | N | [6 empty] | NG
55863 | Evergreen Packaging Inc | 10627 | Pine Bluff Mill | AR | Jefferson | 3TG1 | ST | OP | 25 | 13 | 13 |  | 11 | 1962 | BLQ | PUR | WDS | NG | TDF | RFO | Y | Y |  | S |  | Y | Industrial CHP | 7 | T | N | N | [17 empty] | N | [6 empty] | NG
55866 | Old Trail Wind Farm LLC | 56614 | Old Trail Wind Farm | IL | McLean | 2 | WT | OP | 198 | 198 | 198 |  | 12 | 2007 | WND BLQ BLQ BLQ: WND; N Y Y Y: N; Y Y Y Y: Y |  | S | 120 | N | IPP Non-CHP | 2 |  | N | N
55867 | NewPage Corp-Escanaba | 10208 | Escanaba Paper Company | MI | Delta | NO.7 | ST | OP | 27.2 | 32 | 32 |  | 1 | 1969 | BIT | WDS | NG | SLW | RFO | BLQ | Y | Y |  | S |  | Y | Industrial CHP | 7 | T | N | N | [18 empty] | Y | [5 empty] | NG
55867 | NewPage Corp-Escanaba | 10208 | Escanaba Paper Company | MI | Delta | NO.8 | ST | OP | 22.1 | 23 | 23 |  | 1 | 1972 | BLQ | WDS | NG | RFO | TDF |  | Y | Y |  | S |  | Y | Industrial CHP | 7 | T | N | N | [24 empty] | NG
55867 | NewPage Corp-Escanaba | 10208 | Escanaba Paper Company | MI | Delta | NO9 | ST | OP | 54 | 45 | 45 |  | 1 | 1982 | BIT | WDS | NG | SLW | TDF |  | Y | Y |  | S |  | Y | Industrial CHP | 7 | T | N | N | [18 empty] | Y | [5 empty] | NG
55868 | Noble Wind Operations LLC | 56618 | Noble Clinton Windpark LLC | NY | Clinton | 1 | WT | OP | 100.5 | 100.5 | 100.5 |  | 5 | 2008 | WND BIT: WND; N Y: N; Y Y: Y |  | W | 67 | N | IPP Non-CHP | 2 |  |  | N
55868 | Noble Wind Operations LLC | 56619 | Noble Ellenburg Windpark LLC | NY | Clinton | 1 | WT | OP | 81 | 81 | 81 |  | 5 | 2008 | WND BIT: WND; N Y: N; Y Y: Y |  | W | 54 | N | IPP Non-CHP | 2 |  |  | N
55868 | Noble Wind Operations LLC | 56620 | Noble Bliss Windpark LLC | NY | Wyoming | 1 | WT | OP | 100.5 | 100.5 | 100.5 |  | 5 | 2008 | WND BIT: WND; N Y: N; Y Y: Y |  | W | 67 | N | IPP Non-CHP | 2 |  |  | N
55868 | Noble Wind Operations LLC | 56901 | Noble Altona Windpark LLC | NY | Clinton | 1 | WT | OP | 97.5 | 97.5 | 97.5 |  | 4 | 2009 | WND BIT: WND; N Y: N; Y Y: Y |  | W | 65 | N | IPP Non-CHP | 2 |  |  | N | [17 empty] | N
55868 | Noble Wind Operations LLC | 56902 | Noble Wethersfield Windpark LLC | NY | Wyoming | 1 | WT | OP | 126 | 126 | 126 |  | 4 | 2009 | WND BIT: WND; N Y: N; Y Y: Y |  | W | 84 | N | IPP Non-CHP | 2 |  |  | N | [17 empty] | N
55868 | Noble Wind Operations LLC | 56904 | Noble Chateaugay Windpark LLC | NY | Franklin | 1 | WT | OP | 106.5 | 106.5 | 106.5 |  | 4 | 2009 | WND BIT: WND; N Y: N; Y Y: Y |  | W | 71 | N | IPP Non-CHP | 2 |  |  | N | [17 empty] | N
55868 | Noble Wind Operations LLC | 56905 | Noble Great Plains Windpark LLC | TX | Hansford | 1 | WT | OP | 114 | 114 | 114 |  | 1 | 2009 | WND BIT: WND; N Y: N; Y Y: Y |  | W | 76 | N | IPP Non-CHP | 2 |  |  | N
55871 | GCS Energy Recovery of Pinellas, Inc | 50884 | GCS Energy Recovery of Pinellas, Inc | FL | Pinellas | GEN1 | ST | OP | 50.5 | 41.1 | 41.1 |  | 1 | 1983 | WND BIT: MSW; N Y: N; Y Y: Y |  | W |  | N | IPP Non-CHP | 2 |  | N | N | [12 empty] | N |  |  |  |  | N
55871 | GCS Energy Recovery of Pinellas, Inc | 50884 | GCS Energy Recovery of Pinellas, Inc | FL | Pinellas | GEN2 | ST | OP | 26 | 17 | 17 |  | 4 | 1986 | WND BIT: MSW; N Y: N; Y Y: Y |  | W |  | N | IPP Non-CHP | 2 |  | N | N | [12 empty] | N |  |  |  |  | N
55873 | Harvest I | 56635 | Harvest Windfarm LLC | MI | Huron | 1 | WT | OP | 52.8 | 52.8 | 52.8 |  | 1 | 2008 | WND BIT: WND; N Y: N; Y Y: Y |  | S | 32 | N | IPP Non-CHP | 2 |  |  | N | [17 empty] | N
55876 | Capitol Broadcasting Company Inc | 50468 | Rocky Mount Mill | NC | Nash | 1 | HY | OP | 0.6 | 0.5 | 0.5 |  | 1 | 1949 | WND BIT: WAT; N Y: N; Y Y: Y |  | S | 0 | N | Industrial Non-CHP | 6 |  | N | N | [12 empty] | N |  |  |  |  | N
55876 | Capitol Broadcasting Company Inc | 50468 | Rocky Mount Mill | NC | Nash | 2 | HY | OP | 0.5 | 0.4 | 0.4 |  | 1 | 1941 | WND BIT: WAT; N Y: N; Y Y: Y |  | S | 0 | N | Industrial Non-CHP | 6 |  | N | N | [12 empty] | N |  |  |  |  | N
55876 | Capitol Broadcasting Company Inc | 50468 | Rocky Mount Mill | NC | Nash | 3 | HY | OP | 0.5 | 0.1 | 0.2 |  | 1 | 1949 | WND BIT: WAT; N Y: N; Y Y: Y |  | S | 0 | N | Industrial Non-CHP | 6 |  | N | N | [12 empty] | N |  |  |  |  | N
55879 | Optim Energy LLC | 50815 | Optim Energy Altura Cogen LLC | TX | Harris | GEN1 | CT | OP | 84.9 | 64 | 74 |  | 11 | 1985 | WND BIT: NG; N Y: N; Y Y: Y |  | S |  | Y | IPP CHP | 3 | T | N | N | [17 empty] | N
55879 | Optim Energy LLC | 50815 | Optim Energy Altura Cogen LLC | TX | Harris | GEN2 | CT | OP | 84.9 | 64 | 74 |  | 12 | 1985 | WND BIT: NG; N Y: N; Y Y: Y |  | S |  | Y | IPP CHP | 3 | T | N | N | [17 empty] | N
55879 | Optim Energy LLC | 50815 | Optim Energy Altura Cogen LLC | TX | Harris | GEN3 | CT | OP | 84.9 | 64 | 74 |  | 12 | 1985 | WND BIT: NG; N Y: N; Y Y: Y |  | S |  | Y | IPP CHP | 3 | T | N | N | [17 empty] | N
55879 | Optim Energy LLC | 50815 | Optim Energy Altura Cogen LLC | TX | Harris | GEN4 | CT | OP | 84.9 | 64 | 74 |  | 3 | 1986 | WND BIT: NG; N Y: N; Y Y: Y |  | S |  | Y | IPP CHP | 3 | T | N | N | [17 empty] | N
55879 | Optim Energy LLC | 50815 | Optim Energy Altura Cogen LLC | TX | Harris | GEN5 | CT | OP | 84.9 | 64 | 74 |  | 4 | 1986 | WND BIT: NG; N Y: N; Y Y: Y |  | S |  | Y | IPP CHP | 3 | T | N | N | [17 empty] | N
55879 | Optim Energy LLC | 50815 | Optim Energy Altura Cogen LLC | TX | Harris | GEN6 | CA | OP | 129.2 | 109 | 133 |  | 4 | 1986 | WND BIT: NG; N Y: N; Y Y: Y |  | S |  | Y | IPP CHP | 3 | T | Y | N | [17 empty] | N
55879 | Optim Energy LLC | 50815 | Optim Energy Altura Cogen LLC | TX | Harris | GEN7 | CT | OP | 89.9 | 64 | 74 |  | 6 | 1995 | WND BIT: NG; N Y: N; Y Y: Y |  | S |  | Y | IPP CHP | 3 | T | N | N | [17 empty] | N
55880 | Telocaset Wind Power Partners | 56623 | Elkhorn Valley Wind Farm | OR | UNION | EH1 | WT | OP | 100.7 | 100.7 | 100.7 |  | 12 | 2007 | WND BIT: WND; N Y: N; Y Y: Y |  | S | 61 | N | IPP Non-CHP | 2 |  |  | N
55886 | Smoky Hills Wind Farm I LLC | 56488 | Smoky Hills Wind Project Phase I | KS | Lincoln | 1 | WT | OP | 100.8 | 100.8 | 100.8 |  | 1 | 2008 | WND BIT: WND; N Y: N; Y Y: Y |  | S | 56 | N | IPP Non-CHP | 2 |  |  | N
55887 | Canandaigua Power Partners LLC | 56634 | Cohocton Wind Project | NY | Steuben | 1 | WT | OP | 87.5 | 87.5 | 87.5 |  | 1 | 2009 | WND BIT: WND; N Y: N; Y Y: Y |  | S | 35 | N | IPP Non-CHP | 2 |  |  | N | [17 empty] | N
55888 | Canandaigua Power Partners II LLC | 56633 | Dutch Hill Wind Project | NY | Steuben | 1 | WT | OP | 37.5 | 37.5 | 37.5 |  | 1 | 2009 | WND BIT: WND; N Y: N; Y Y: Y |  | S | 15 | N | IPP Non-CHP | 2 |  |  | N
55890 | Bennett Creek Windfarm LLC | 56637 | Bennett Creek Windfarm LLC | ID | Elmore | 1 | WT | OP | 21 | 21 | 21 |  | 7 | 2008 | WND BIT: WND; N Y: N; Y Y: Y |  | S | 10 | N | IPP Non-CHP | 2 |  | N | N | [17 empty] | N
55891 | Hot Springs | 56636 | Hot Springs Windfarm LLC | ID | Elmore | 1 | WT | OP | 21 | 21 | 21 |  | 5 | 2008 | WND BIT: WND; N Y: N; Y Y: Y |  | S | 10 | N | IPP Non-CHP | 2 |  | N | N
55892 | Starwood Power Midway LLC | 56639 | Starwood Power Project | CA | FRESNO | 1 | GT | OP | 69.9 | 51.5 | 60.9 |  | 5 | 2009 | WND BIT: NG; N Y: N; Y Y: Y |  | W |  | N | IPP Non-CHP | 2 |  | N | N
55892 | Starwood Power Midway LLC | 56639 | Starwood Power Project | CA | FRESNO | 2 | GT | OP | 69.9 | 51.5 | 60.9 |  | 5 | 2009 | WND BIT: NG; N Y: N; Y Y: Y |  | W |  | N | IPP Non-CHP | 2 |  | N | N
55893 | St Paul Cogeneration LLC | 56643 | St Paul Cogeneration | MN | Ramsey | 1 | ST | OP | 37 | 33 | 25 |  | 4 | 2003 | WDS | NG | AB |  |  |  | Y | Y |  | J | 1 | Y | IPP CHP | 3 | T |  | N | [17 empty] | N | [6 empty] | NG
55894 | Worcester County Renewable Energy LLC | 56641 | Worcester County Renewable Energy | MD | Worcester | 1 | IC | OP | 1 | 1 | 1 |  | 7 | 2008 | WND BIT: LFG; N Y: N; Y Y: Y |  | S |  | N | IPP Non-CHP | 2 |  |  | N | [17 empty] | N
55894 | Worcester County Renewable Energy LLC | 56641 | Worcester County Renewable Energy | MD | Worcester | 2 | IC | OP | 1 | 1 | 1 |  | 8 | 2008 | WND BIT: LFG; N Y: N; Y Y: Y |  | S |  | N | IPP Non-CHP | 2 |  |  | N | [17 empty] | N
55899 | Calpine Bosque Energy Center LLC | 55172 | Bosque County Peaking | TX | Bosque | GT-1 | CT | OP | 154 | 154 | 170 | G125 | 7 | 2000 | WND BIT: NG; N Y: N; Y Y: Y |  | W |  | N | IPP Non-CHP | 2 |  |  | N | [17 empty] | N
55899 | Calpine Bosque Energy Center LLC | 55172 | Bosque County Peaking | TX | Bosque | GT-2 | CT | OP | 154 | 154 | 170 | G125 | 7 | 2000 | WND BIT: NG; N Y: N; Y Y: Y |  | W |  | N | IPP Non-CHP | 2 |  |  | N | [17 empty] | N
55899 | Calpine Bosque Energy Center LLC | 55172 | Bosque County Peaking | TX | Bosque | GT-3 | CT | OP | 154 | 154 | 170 | G641 | 6 | 2001 | WND BIT: NG; N Y: N; Y Y: Y |  | W |  | N | IPP Non-CHP | 2 |  | N | N | [17 empty] | N
55899 | Calpine Bosque Energy Center LLC | 55172 | Bosque County Peaking | TX | Bosque | ST-4 | CA | OP | 95 | 86 | 88 | G641 | 6 | 2001 | WND BIT: NG; N Y: N; Y Y: Y |  | W |  | N | IPP Non-CHP | 2 |  | N | N | [17 empty] | N
55899 | Calpine Bosque Energy Center LLC | 55172 | Bosque County Peaking | TX | Bosque | ST-5 | CA | OP | 250 | 200 | 220 | G125 | 1 | 2010 | WND BIT: NG; N Y: N; Y Y: Y |  | W |  | N | IPP Non-CHP | 2 |  | Y | N | [17 empty] | N
55901 | Osceola Windpower LLC | 56645 | Osceola Windpower LLC | IA | Osceola | CL25 | WT | OP | 100 | 100 | 100 |  | 7 | 2008 | WND BIT: WND; N Y: N; Y Y: Y |  | S | 40 | N | IPP Non-CHP | 2 |  |  | N
55903 | Domtar Paper Company LLC | 50189 | Domtar Paper Co LLC Plymouth NC | NC | Martin | TG10 | ST | OP | 72 | 74 | 74 |  | 6 | 1978 | WDS | RFO | SLW | SLW |  |  | Y | Y |  | S |  | Y | Industrial CHP | 7 | T | N | Y | [9 empty] | NG | 2 | 2013 | Y | 6 | 2013 |  |  | N | N | [5 empty] | RFO
55903 | Domtar Paper Company LLC | 50189 | Domtar Paper Co LLC Plymouth NC | NC | Martin | TG7 | ST | SB | 7.5 | 7.5 | 7.5 |  | 9 | 1952 | BLQ | WDS | RFO | DFO | SLW |  | Y | Y | Y | S |  | Y | Industrial CHP | 7 | T | N | N | [17 empty] | N | N | [5 empty] | RFO
55903 | Domtar Paper Company LLC | 50189 | Domtar Paper Co LLC Plymouth NC | NC | Martin | TG8 | ST | OP | 25 | 23.8 | 23.8 |  | 6 | 1964 | BLQ | WDS | DFO | RFO | WDS |  | Y | Y |  | S |  | Y | Industrial CHP | 7 | T | N | N | [17 empty] | N | N | [5 empty] | DFO
55903 | Domtar Paper Company LLC | 50189 | Domtar Paper Co LLC Plymouth NC | NC | Martin | TG9 | ST | OP | 42 | 40.8 | 40.8 |  | 9 | 1976 | BLQ | DFO | WDS | RFO |  |  | Y | Y |  | S |  | Y | Industrial CHP | 7 | T | N | N | [17 empty] | N | N | [5 empty] | DFO
55906 | NextEra Energy Point Beach LLC | 4046 | Point Beach Nuclear Plant | WI | Manitowoc | 1 | ST | OP | 643 | 591 | 598 |  | 12 | 1970 | WND BIT: NUC; N Y: N; Y Y: Y |  | S |  | N | IPP Non-CHP | 2 |  | N | [18 empty] | N
55906 | NextEra Energy Point Beach LLC | 4046 | Point Beach Nuclear Plant | WI | Manitowoc | 2 | ST | OP | 643 | 591 | 601 |  | 10 | 1972 | WND BIT: NUC; N Y: N; Y Y: Y |  | S |  | N | IPP Non-CHP | 2 |  | N | [18 empty] | N
55906 | NextEra Energy Point Beach LLC | 4046 | Point Beach Nuclear Plant | WI | Manitowoc | 5 | GT | OP | 25 | 15 | 18 |  | 6 | 1969 | WND BIT: DFO; N Y: N; Y Y: Y |  | S |  | N | IPP Non-CHP | 2 |  | N | N | [17 empty] | N
55907 | White Creek Wind 1 LLC | 56487 | White Creek Wind Farm | WA | Klickitat | 1 | WT | OP | 204 | 204 | 204 |  | 11 | 2007 | WND BIT: WND; N Y: N; Y Y: Y |  | S | 89 | N | IPP Non-CHP | 2 |  | N | N
55908 | Brookfield Power | 56936 | Brookfield Power Glen Falls Hydro | NY | Warren | GEN1 | HY | OP | 2.4 | 2.3 | 2.4 |  | 1 | 1944 | WND BIT: WAT; N Y: N; Y Y: Y |  | S |  | N | Industrial Non-CHP | 6 |  |  | N
55908 | Brookfield Power | 56936 | Brookfield Power Glen Falls Hydro | NY | Warren | GEN2 | HY | OP | 2 | 1.9 | 2 |  | 1 | 1957 | WND BIT: WAT; N Y: N; Y Y: Y |  | S |  | N | Industrial Non-CHP | 6 |  |  | N
55908 | Brookfield Power | 56936 | Brookfield Power Glen Falls Hydro | NY | Warren | GEN3 | HY | OP | 2.2 | 2.1 | 2.2 |  | 1 | 1980 | WND BIT: WAT; N Y: N; Y Y: Y |  | S |  | N | Industrial Non-CHP | 6 |  |  | N
55908 | Brookfield Power | 56936 | Brookfield Power Glen Falls Hydro | NY | Warren | GEN4 | HY | OP | 2.4 | 2.3 | 2.4 |  | 1 | 1980 | WND BIT: WAT; N Y: N; Y Y: Y |  | S |  | N | Industrial Non-CHP | 6 |  |  | N
55908 | Brookfield Power | 56936 | Brookfield Power Glen Falls Hydro | NY | Warren | GEN5 | HY | OP | 2.8 | 2.7 | 2.8 |  | 1 | 1965 | WND BIT: WAT; N Y: N; Y Y: Y |  | S |  | N | Industrial Non-CHP | 6 |  |  | N
55910 | Lanai Sustainability Research LLC | 56667 | Lanai Solar-Electric Plant | HI | Maui | 0001 | PV | OP | 0.1 | 0.1 | 0.1 |  | 12 | 2008 | WND BIT: SUN; N Y: N; Y Y: Y |  | S |  | N | IPP Non-CHP | 2 |  |  | N | [17 empty] | N
55910 | Lanai Sustainability Research LLC | 56667 | Lanai Solar-Electric Plant | HI | Maui | 0002 | PV | OP | 0.1 | 0.1 | 0.1 |  | 12 | 2008 | WND BIT: SUN; N Y: N; Y Y: Y |  | S |  | N | IPP Non-CHP | 2 |  |  | N | [17 empty] | N
55910 | Lanai Sustainability Research LLC | 56667 | Lanai Solar-Electric Plant | HI | Maui | 0003 | PV | OP | 0.1 | 0.1 | 0.1 |  | 12 | 2008 | WND BIT: SUN; N Y: N; Y Y: Y |  | S |  | N | IPP Non-CHP | 2 |  |  | N | [17 empty] | N
55910 | Lanai Sustainability Research LLC | 56667 | Lanai Solar-Electric Plant | HI | Maui | 0004 | PV | OP | 0.1 | 0.1 | 0.1 |  | 12 | 2008 | WND BIT: SUN; N Y: N; Y Y: Y |  | S |  | N | IPP Non-CHP | 2 |  |  | N | [17 empty] | N
55910 | Lanai Sustainability Research LLC | 56667 | Lanai Solar-Electric Plant | HI | Maui | 0005 | PV | OP | 0.1 | 0.1 | 0.1 |  | 12 | 2008 | WND BIT: SUN; N Y: N; Y Y: Y |  | S |  | N | IPP Non-CHP | 2 |  |  | N | [17 empty] | N
55910 | Lanai Sustainability Research LLC | 56667 | Lanai Solar-Electric Plant | HI | Maui | 0006 | PV | OP | 0.1 | 0.1 | 0.1 |  | 12 | 2008 | WND BIT: SUN; N Y: N; Y Y: Y |  | S |  | N | IPP Non-CHP | 2 |  |  | N | [17 empty] | N
55910 | Lanai Sustainability Research LLC | 56667 | Lanai Solar-Electric Plant | HI | Maui | 0007 | PV | OP | 0.1 | 0.1 | 0.1 |  | 12 | 2008 | WND BIT: SUN; N Y: N; Y Y: Y |  | S |  | N | IPP Non-CHP | 2 |  |  | N | [17 empty] | N
55910 | Lanai Sustainability Research LLC | 56667 | Lanai Solar-Electric Plant | HI | Maui | 0008 | PV | OP | 0.1 | 0.1 | 0.1 |  | 12 | 2008 | WND BIT: SUN; N Y: N; Y Y: Y |  | S |  | N | IPP Non-CHP | 2 |  |  | N | [17 empty] | N
55910 | Lanai Sustainability Research LLC | 56667 | Lanai Solar-Electric Plant | HI | Maui | 0009 | PV | OP | 0.1 | 0.1 | 0.1 |  | 12 | 2008 | WND BIT: SUN; N Y: N; Y Y: Y |  | S |  | N | IPP Non-CHP | 2 |  |  | N | [17 empty] | N
55910 | Lanai Sustainability Research LLC | 56667 | Lanai Solar-Electric Plant | HI | Maui | 0010 | PV | OP | 0.1 | 0.1 | 0.1 |  | 12 | 2008 | WND BIT: SUN; N Y: N; Y Y: Y |  | S |  | N | IPP Non-CHP | 2 |  |  | N | [17 empty] | N
55910 | Lanai Sustainability Research LLC | 56667 | Lanai Solar-Electric Plant | HI | Maui | 0011 | PV | OP | 0.1 | 0.1 | 0.1 |  | 12 | 2008 | WND BIT: SUN; N Y: N; Y Y: Y |  | S |  | N | IPP Non-CHP | 2 |  |  | N | [17 empty] | N
55910 | Lanai Sustainability Research LLC | 56667 | Lanai Solar-Electric Plant | HI | Maui | 0012 | PV | OP | 0.1 | 0.1 | 0.1 |  | 12 | 2008 | WND BIT: SUN; N Y: N; Y Y: Y |  | S |  | N | IPP Non-CHP | 2 |  |  | N | [17 empty] | N
55911 | Whitewater Operating Services LLC | 55011 | LSP-Whitewater LP | WI | Jefferson | CTG1 | CT | OP | 177.3 | 162 | 175 |  | 9 | 1997 | WND BIT: NG; WND WDS: DFO; N Y: Y; Y Y: Y |  | J |  | Y | IPP CHP | 3 | T | N | N | [17 empty] | N
55911 | Whitewater Operating Services LLC | 55011 | LSP-Whitewater LP | WI | Jefferson | STG1 | CA | OP | 106.2 | 99 | 97 |  | 9 | 1997 | WND BIT: NG; WND WDS: DFO; N Y: N; Y Y: Y |  | J |  | Y | IPP CHP | 3 | T | Y | N | [17 empty] | N
55912 | Cottage Grove Operating Services LLC | 55010 | LSP-Cottage Grove LP | MN | Washington | CTG1 | CT | OP | 177.3 | 154 | 168 |  | 10 | 1997 | WND BIT: NG; WND WDS: DFO; N Y: Y; Y Y: Y |  | J |  | Y | IPP CHP | 3 | T | N | N | [17 empty] | N
55912 | Cottage Grove Operating Services LLC | 55010 | LSP-Cottage Grove LP | MN | Washington | STG1 | CA | OP | 106.2 | 97 | 98 |  | 10 | 1997 | WND BIT: NG; N Y: N; Y Y: Y |  | J |  | Y | IPP CHP | 3 | T | Y | N | [17 empty] | N
55914 | GE Energy Financial Services | 50799 | Parlin Power Plant | NJ | Middlesex | GEN1 | CT | OP | 45.9 | 37 | 43.5 |  | 6 | 1991 | WND BIT: NG; WND WDS: DFO; N Y: Y; Y Y: Y |  | S |  | Y | IPP CHP | 3 | T | N | N
55914 | GE Energy Financial Services | 50799 | Parlin Power Plant | NJ | Middlesex | GEN2 | CT | OP | 45.9 | 37.6 | 44.1 |  | 6 | 1991 | WND BIT: NG; WND WDS: DFO; N Y: Y; Y Y: Y |  | S |  | Y | IPP CHP | 3 | T | N | N
55914 | GE Energy Financial Services | 50799 | Parlin Power Plant | NJ | Middlesex | GEN3 | CA | OP | 21.6 | 21 | 21 |  | 6 | 1991 | WND BIT: NG; WND WDS: DFO; N Y: N; Y Y: Y |  | S |  | Y | IPP CHP | 3 | T | Y | N
55914 | GE Energy Financial Services | 50799 | Parlin Power Plant | NJ | Middlesex | GEN4 | CA | OP | 21.6 | 21 | 21 |  | 6 | 1991 | WND BIT: NG; WND WDS: DFO; N Y: N; Y Y: Y |  | S |  | Y | IPP CHP | 3 | T | Y | N
55918 | Acciona Wind Energy USA LLC | 56665 | Dempsey Ridge Wind Farm | OK | Roger Mills | DR | WT | OP | 132 | 132 | 132 |  | 5 | 2012 | WND BIT: WND; N Y: N; Y Y: Y |  | S | 66 | N | IPP Non-CHP | 2 | [20 empty] | N
55918 | Acciona Wind Energy USA LLC | 56669 | Tatanka Wind Power LLC | ND | Mcintosh | TW1 | WT | OP | 180 | 180 | 180 |  | 1 | 2008 | WND BIT: WND; N Y: N; Y Y: Y |  | S | 120 | N | IPP Non-CHP | 2 |  |  | N
55918 | Acciona Wind Energy USA LLC | 56670 | Velva Windfarm LLC | ND | McHenry | VW1 | WT | OP | 11.9 | 11.9 | 11.9 |  | 12 | 2005 | WND BIT: WND; N Y: N; Y Y: Y |  | S | 18 | N | IPP Non-CHP | 2 |  |  | N | [17 empty] | N
55918 | Acciona Wind Energy USA LLC | 56804 | Red Hills Wind Project LLC | OK | Roger Mills | RH | WT | OP | 123 | 123 | 123 |  | 12 | 2008 | WND BIT: WND; N Y: N; Y Y: Y |  | S | 82 | N | IPP Non-CHP | 2 |  |  | N | [17 empty] | N
55918 | Acciona Wind Energy USA LLC | 56805 | EcoGrove Wind LLC | IL | Stephenson | 1 | WT | OP | 100.5 | 100.5 | 100.5 |  | 7 | 2009 | WND BIT: WND; N Y: N; Y Y: Y |  | S | 67 | N | IPP Non-CHP | 2 |  |  | N | [17 empty] | N
55919 | Georgia-Pacific Consr Prods LP-Green Bay | 10360 | Green Bay West Mill | WI | Brown | GEN10 | ST | OP | 28.2 | 26.4 | 26.5 |  | 7 | 2005 | BIT | PC | NG | DFO | SUB |  | Y | Y |  | S |  | Y | Industrial CHP | 7 | T | N | N | [17 empty] | N |  | Y | Y |  |  |  | BIT | PC | NG | SUB
55919 | Georgia-Pacific Consr Prods LP-Green Bay | 10360 | Green Bay West Mill | WI | Brown | GEN5 | ST | OP | 10 | 7.5 | 7.5 |  | 1 | 1954 | BIT | PC | NG | DFO | SUB |  | Y | Y |  | S |  | Y | Industrial CHP | 7 | T | N | N | [17 empty] | N |  | Y | Y |  |  |  | BIT | PC | NG | SUB
55919 | Georgia-Pacific Consr Prods LP-Green Bay | 10360 | Green Bay West Mill | WI | Brown | GEN6 | ST | OP | 18.7 | 18 | 18 |  | 1 | 1963 | BIT | PC | NG | DFO | SUB |  | Y | Y |  | S |  | Y | Industrial CHP | 7 | T | N | N | [17 empty] | N |  | Y | Y |  |  |  | BIT | PC | NG | SUB
55919 | Georgia-Pacific Consr Prods LP-Green Bay | 10360 | Green Bay West Mill | WI | Brown | GEN7 | ST | OP | 28.9 | 23 | 23 |  | 1 | 1969 | BIT | PC | NG | DFO | SUB |  | Y | Y |  | S |  | Y | Industrial CHP | 7 | T | N | N | [17 empty] | N |  | Y | Y |  |  |  | BIT | PC | DFO | NG
55919 | Georgia-Pacific Consr Prods LP-Green Bay | 10360 | Green Bay West Mill | WI | Brown | GEN9 | ST | OP | 43.2 | 38 | 38 |  | 12 | 1985 | BIT | PC | NG | DFO | SUB |  | Y | Y |  | S |  | Y | Industrial CHP | 7 | T | N | N | [17 empty] | N |  | Y | Y |  |  |  | BIT | PC | DFO | NG
55920 | Bio-Gas Technologies LTD | 57249 | Renewable Energy Services of Ohio | OH | Erie | GEN1 | IC | OP | 1.6 | 1.6 | 1.6 |  | 4 | 2010 | WND BIT: LFG; N Y: N; Y Y: Y |  | W |  | N | IPP Non-CHP | 2 |  |  | N
55922 | Whirlwind Energy LLC | 56673 | Whirlwind Energy Center | TX | Floyd | WEC | WT | OP | 59.8 | 57 | 57 |  | 12 | 2007 | WND BIT: WND; N Y: N; Y Y: Y |  | S | 26 | N | IPP Non-CHP | 2 |  |  | N
55924 | GenPower | 56671 | Longview Power LLC | WV | Monongalia | MKA01 | ST | OP | 807.5 | 700 | 700 |  | 12 | 2011 | WND BIT: BIT; N Y: N; Y Y: Y |  | S |  | N | IPP Non-CHP | 2 | [20 empty] | N | Y |  |  | Y |  |  | NG
55925 | Snowflake Power LLC | 56616 | Snowflake White Mountain Power LLC | AZ | Navajo | G3 | ST | OP | 27.2 | 26 | 25 |  | 6 | 2008 | WDS | OBS | NG |  |  |  | Y | Y |  | S |  | N | IPP Non-CHP | 2 |  |  | N | [17 empty] | N | [6 empty] | NG
55928 | Coram Tehachapi LP | 54750 | Coram Tehachapi | CA | Kern | VW1 | WT | OP | 6.9 | 6.9 | 6.9 |  | 9 | 1992 | WND BIT: WND; N Y: N; Y Y: Y |  | S | 29 | N | IPP Non-CHP | 2 |  | N | N | [12 empty] | N |  |  |  |  | N
55931 | Orion Energy Group LLC | 56640 | Camp Grove Wind Farm | IL | STARK | 1 | WT | OP | 150 | 150 | 150 |  | 12 | 2007 | WND BIT: WND; N Y: N; Y Y: Y |  | S | 100 | N | IPP Non-CHP | 2 |  | N | N | [12 empty] | N
55931 | Orion Energy Group LLC | 56679 | Benton County Wind Farm | IN | Benton | 1 | WT | OP | 130.5 | 130.5 | 130.5 |  | 5 | 2008 | WND BIT: WND; N Y: N; Y Y: Y |  | S | 87 | N | IPP Non-CHP | 2 |  | N | N | [12 empty] | N |  |  |  |  | N
55932 | Georgia-Pacific Brewton LLC | 54789 | Georgia-Pacific Brewton Mill | AL | Escambia | 1TG | ST | OP | 12.5 | 12.8 | 11.5 |  | 10 | 1957 | BLQ | WDS | RFO | DFO | OTH |  | Y | N |  | S |  | Y | Industrial CHP | 7 | T | N | N | [17 empty] | N | [6 empty] | DFO | RFO | NG
55932 | Georgia-Pacific Brewton LLC | 54789 | Georgia-Pacific Brewton Mill | AL | Escambia | 2TG | ST | OP | 12.5 | 11.7 | 11.8 |  | 4 | 1964 | BLQ | WDS | RFO | DFO | SLW |  | Y | N |  | S |  | Y | Industrial CHP | 7 | T | N | N | [17 empty] | N | [6 empty] | DFO | RFO | NG
55932 | Georgia-Pacific Brewton LLC | 54789 | Georgia-Pacific Brewton Mill | AL | Escambia | 3TG | ST | OP | 15.9 | 15.6 | 14.4 |  | 1 | 1982 | BLQ | WDS | RFO | DFO |  |  | Y | N |  | S |  | Y | Industrial CHP | 7 | T | N | N | [17 empty] | N | [6 empty] | DFO | RFO | NG
55934 | City of Stockton MUD | 56134 | Regional Wastewater Control Facility | CA | San Joaquin | 0101 | IC | OP | 1 | 1 | 1 |  | 11 | 2000 | WND BIT: OBG; WND WDS: NG; N Y: Y; Y Y: Y |  | S |  | Y | Commercial CHP | 5 | T | N | N | [12 empty] | Y
55934 | City of Stockton MUD | 56134 | Regional Wastewater Control Facility | CA | San Joaquin | 0301 | IC | OP | 1 | 1 | 1 |  | 11 | 2000 | WND BIT: OBG; WND WDS: NG; N Y: Y; Y Y: Y |  | S |  | Y | Commercial CHP | 5 | T | N | N | [12 empty] | Y
55934 | City of Stockton MUD | 56134 | Regional Wastewater Control Facility | CA | San Joaquin | 0401 | IC | OP | 1 | 1 | 1 |  | 11 | 2000 | WND BIT: OBG; WND WDS: NG; N Y: Y; Y Y: Y |  | S |  | Y | Commercial CHP | 5 | T | N | N | [12 empty] | Y
55934 | City of Stockton MUD | 56134 | Regional Wastewater Control Facility | CA | San Joaquin | 0501 | IC | SB | 1.8 | 1 | 1 |  | 11 | 2000 | WND BIT: DFO; N Y: N; Y Y: Y | Y | S |  | Y | Commercial CHP | 5 | T | N | N | [12 empty] | Y
55936 | Entergy Gulf States - LA LLC | 1391 | Louisiana 1 | LA | East Baton Rouge | 1A | ST | OP | 23 | 18 | 18 |  | 10 | 1951 | WND BIT: NG; WND WDS: DFO; N Y: N; Y Y: Y |  | S |  | Y | Electric Utility | 1 | B |  | N | [17 empty] | N
55936 | Entergy Gulf States - LA LLC | 1391 | Louisiana 1 | LA | East Baton Rouge | 2A | ST | OP | 62.5 | 55 | 55 |  | 12 | 1954 | WND BIT: NG; WND WDS: DFO; N Y: N; Y Y: Y |  | S |  | Y | Electric Utility | 1 | B |  | N | [17 empty] | N
55936 | Entergy Gulf States - LA LLC | 1391 | Louisiana 1 | LA | East Baton Rouge | 3A | ST | OP | 63 | 55 | 55 |  | 9 | 1954 | WND BIT: NG; WND WDS: DFO; N Y: N; Y Y: Y |  | S |  | Y | Electric Utility | 1 | B |  | N | [17 empty] | N
55936 | Entergy Gulf States - LA LLC | 1391 | Louisiana 1 | LA | East Baton Rouge | 4A | GT | OP | 101 | 100 | 100 |  | 8 | 1987 | WND BIT: NG; WND WDS: OG; N Y: N; Y Y: Y |  | S |  | Y | Electric Utility | 1 | B |  | N | [17 empty] | N
55936 | Entergy Gulf States - LA LLC | 1391 | Louisiana 1 | LA | East Baton Rouge | 5A | GT | OP | 156.8 | 154.4 | 161.4 |  | 1 | 1999 | WND BIT: NG; WND WDS: OG; N Y: N; Y Y: Y |  | W |  | Y | Electric Utility | 1 | B |  | N | [17 empty] | N
55936 | Entergy Gulf States - LA LLC | 1392 | Louisiana 2 | LA | East Baton Rouge | 10 | ST | OS | 50 | 40 | 40 |  | 1 | 1950 | WND BIT: NG; N Y: N; Y Y: Y | Y | S |  | N | Electric Utility | 1 |  | N | N | [17 empty] | N
55936 | Entergy Gulf States - LA LLC | 1392 | Louisiana 2 | LA | East Baton Rouge | 11 | ST | OS | 50 | 40 | 40 |  | 11 | 1950 | WND BIT: NG; N Y: N; Y Y: Y | Y | S |  | N | Electric Utility | 1 |  | N | N | [17 empty] | N
55936 | Entergy Gulf States - LA LLC | 1392 | Louisiana 2 | LA | East Baton Rouge | 12 | ST | OS | 75 | 58 | 58 |  | 5 | 1953 | WND BIT: NG; N Y: N; Y Y: Y | Y | S |  | N | Electric Utility | 1 |  | N | N | [17 empty] | N
55936 | Entergy Gulf States - LA LLC | 1393 | R S Nelson | LA | Calcasieu | 1 | ST | OP | 113.6 | 107 | 109 |  | 2 | 1959 | WND BIT: PC; WND WDS: NG; N Y: N; Y Y: Y |  | J |  | Y | Electric Utility | 1 | T | N | N | [17 empty] | N | N | Y | Y
55936 | Entergy Gulf States - LA LLC | 1393 | R S Nelson | LA | Calcasieu | 2 | ST | OP | 113.6 | 106 | 108 |  | 5 | 1959 | WND BIT: PC; WND WDS: NG; N Y: N; Y Y: Y |  | J |  | Y | Electric Utility | 1 | T | N | N | [17 empty] | N | N | Y | Y
55936 | Entergy Gulf States - LA LLC | 1393 | R S Nelson | LA | Calcasieu | 3 | ST | OP | 163.2 | 146 | 146 |  | 1 | 1960 | WND BIT: NG; N Y: N; Y Y: Y |  | S |  | N | Electric Utility | 1 |  | N | N | [17 empty] | N
55936 | Entergy Gulf States - LA LLC | 1393 | R S Nelson | LA | Calcasieu | 4 | ST | OP | 591.8 | 410 | 410 |  | 7 | 1970 | WND BIT: NG; N Y: N; Y Y: Y |  | S |  | N | Electric Utility | 1 |  | N | N | [17 empty] | N | N
55936 | Entergy Gulf States - LA LLC | 1393 | R S Nelson | LA | Calcasieu | 6 | ST | OP | 614.6 | 540 | 550 |  | 5 | 1982 | WND BIT: SUB; N Y: N; Y Y: Y |  | J |  | N | Electric Utility | 1 |  | N | N | [17 empty] | N | Y |  | Y |  |  |  | DFO
55936 | Entergy Gulf States - LA LLC | 1394 | Willow Glen | LA | Iberville | 1 | ST | OP | 163.2 | 152 | 54 |  | 1 | 1960 | WND BIT: NG; N Y: N; Y Y: Y |  | S |  | N | Electric Utility | 1 |  | N | N | [17 empty] | N
55936 | Entergy Gulf States - LA LLC | 1394 | Willow Glen | LA | Iberville | 2 | ST | OP | 239.4 | 195 | 180 |  | 1 | 1964 | WND BIT: NG; N Y: N; Y Y: Y |  | S |  | N | Electric Utility | 1 |  | N | N | [17 empty] | N
55936 | Entergy Gulf States - LA LLC | 1394 | Willow Glen | LA | Iberville | 3 | ST | OS | 591.8 | 450 | 460 |  | 12 | 1968 | WND BIT: NG; N Y: N; Y Y: Y |  | S |  | N | Electric Utility | 1 |  | N | N | [17 empty] | N
55936 | Entergy Gulf States - LA LLC | 1394 | Willow Glen | LA | Iberville | 4 | ST | OP | 591.8 | 470 | 485 |  | 1 | 1973 | NG | RFO | DFO |  |  |  | Y | Y |  | S |  | N | Electric Utility | 1 |  | N | N | [17 empty] | N
55936 | Entergy Gulf States - LA LLC | 1394 | Willow Glen | LA | Iberville | 5 | ST | OS | 591.8 | 485 | 485 |  | 1 | 1976 | NG | RFO | DFO |  |  |  | Y | Y | Y | S |  | N | Electric Utility | 1 |  | N | N | [17 empty] | N
55936 | Entergy Gulf States - LA LLC | 6462 | River Bend | LA | West Feliciana | 1 | ST | OP | 1035.9 | 975 | 979 |  | 6 | 1986 | WND BIT: NUC; N Y: N; Y Y: Y |  | S |  | N | Electric Utility | 1 |  | N | N | [17 empty] | N
55936 | Entergy Gulf States - LA LLC | 55165 | Calcasieu | LA | Calcasieu | G101 | GT | OP | 174.3 | 150 | 155 |  | 5 | 2000 | WND BIT: NG; N Y: N; Y Y: Y |  | S |  | N | Electric Utility | 1 |  | N | N | [17 empty] | N
55936 | Entergy Gulf States - LA LLC | 55165 | Calcasieu | LA | Calcasieu | G102 | GT | OP | 184.5 | 160 | 167 |  | 4 | 2001 | WND BIT: NG; N Y: N; Y Y: Y |  | S |  | N | Electric Utility | 1 |  | N | N | [17 empty] | N
55937 | Entergy Texas Inc. | 3457 | Lewis Creek | TX | Montgomery | 1 | ST | OP | 271.4 | 230 | 230 |  | 12 | 1970 | WND BIT: NG; N Y: N; Y Y: Y |  | S |  | N | Electric Utility | 1 |  | N | N | [17 empty] | N
55937 | Entergy Texas Inc. | 3457 | Lewis Creek | TX | Montgomery | 2 | ST | OP | 271.4 | 230 | 230 |  | 5 | 1971 | WND BIT: NG; N Y: N; Y Y: Y |  | S |  | N | Electric Utility | 1 |  | N | N | [17 empty] | N
55937 | Entergy Texas Inc. | 3459 | Sabine | TX | Orange | 1 | ST | OP | 239.4 | 212 | 212 |  | 1 | 1962 | WND BIT: NG; N Y: N; Y Y: Y |  | S |  | N | Electric Utility | 1 |  | N | N | [17 empty] | N
55937 | Entergy Texas Inc. | 3459 | Sabine | TX | Orange | 2 | ST | OP | 239.4 | 212 | 212 |  | 12 | 1962 | WND BIT: NG; N Y: N; Y Y: Y |  | S |  | N | Electric Utility | 1 |  | N | N | [17 empty] | N
55937 | Entergy Texas Inc. | 3459 | Sabine | TX | Orange | 3 | ST | OP | 473.4 | 390 | 400 |  | 12 | 1966 | WND BIT: NG; N Y: N; Y Y: Y |  | S |  | N | Electric Utility | 1 |  | N | N | [17 empty] | N
55937 | Entergy Texas Inc. | 3459 | Sabine | TX | Orange | 4 | ST | OP | 591.6 | 525 | 531 |  | 8 | 1974 | WND BIT: NG; N Y: N; Y Y: Y |  | S |  | N | Electric Utility | 1 |  | N | N | [17 empty] | N
55937 | Entergy Texas Inc. | 3459 | Sabine | TX | Orange | 5 | ST | OP | 507.4 | 470 | 480 |  | 12 | 1979 | WND BIT: NG; N Y: N; Y Y: Y |  | S |  | N | Electric Utility | 1 |  | N | N | [17 empty] | N | [6 empty] | DFO
55937 | Entergy Texas Inc. | 6595 | Toledo Bend | TX | Newton | 1 | HY | OP | 40.5 | 40.5 | 40.5 |  | 2 | 1969 | WND BIT: WAT; N Y: N; Y Y: Y |  | J |  | N | Electric Utility | 1 |  | N | N | [17 empty] | N
55937 | Entergy Texas Inc. | 6595 | Toledo Bend | TX | Newton | 2 | HY | OP | 40.5 | 40.5 | 40.5 |  | 2 | 1969 | WND BIT: WAT; N Y: N; Y Y: Y |  | J |  | N | Electric Utility | 1 |  | N | N | [17 empty] | N
55938 | Industrial Power Generating Company LLC | 56680 | Wicomico | MD | Wicomico | 1 | IC | OP | 0.3 | 0.3 | 0.3 |  | 5 | 2007 | WND BIT: LFG; WND WDS: DFO; N Y: Y; Y Y: Y |  | S |  | N | IPP Non-CHP | 2 |  |  | N
55938 | Industrial Power Generating Company LLC | 56680 | Wicomico | MD | Wicomico | 10 | IC | OP | 0.3 | 0.3 | 0.3 |  | 5 | 2007 | WND BIT: LFG; WND WDS: DFO; N Y: Y; Y Y: Y |  | S |  | N | IPP Non-CHP | 2 |  |  | N
55938 | Industrial Power Generating Company LLC | 56680 | Wicomico | MD | Wicomico | 11 | IC | OP | 0.3 | 0.3 | 0.3 |  | 5 | 2007 | WND BIT: LFG; WND WDS: DFO; N Y: Y; Y Y: Y |  | S |  | N | IPP Non-CHP | 2 |  |  | N
55938 | Industrial Power Generating Company LLC | 56680 | Wicomico | MD | Wicomico | 12 | IC | OP | 0.3 | 0.3 | 0.3 |  | 5 | 2007 | WND BIT: LFG; WND WDS: DFO; N Y: Y; Y Y: Y |  | S |  | N | IPP Non-CHP | 2 |  |  | N
55938 | Industrial Power Generating Company LLC | 56680 | Wicomico | MD | Wicomico | 13 | IC | OP | 0.3 | 0.3 | 0.3 |  | 5 | 2007 | WND BIT: LFG; WND WDS: DFO; N Y: Y; Y Y: Y |  | S |  | N | IPP Non-CHP | 2 |  |  | N
55938 | Industrial Power Generating Company LLC | 56680 | Wicomico | MD | Wicomico | 14 | IC | OP | 0.3 | 0.3 | 0.3 |  | 5 | 2007 | WND BIT: LFG; WND WDS: DFO; N Y: Y; Y Y: Y |  | S |  | N | IPP Non-CHP | 2 |  |  | N
55938 | Industrial Power Generating Company LLC | 56680 | Wicomico | MD | Wicomico | 15 | IC | OP | 0.3 | 0.3 | 0.3 |  | 5 | 2007 | WND BIT: LFG; WND WDS: DFO; N Y: Y; Y Y: Y |  | S |  | N | IPP Non-CHP | 2 |  |  | N
55938 | Industrial Power Generating Company LLC | 56680 | Wicomico | MD | Wicomico | 16 | IC | OP | 0.3 | 0.3 | 0.3 |  | 5 | 2007 | WND BIT: LFG; WND WDS: DFO; N Y: Y; Y Y: Y |  | S |  | N | IPP Non-CHP | 2 |  |  | N
55938 | Industrial Power Generating Company LLC | 56680 | Wicomico | MD | Wicomico | 17 | IC | OP | 0.3 | 0.3 | 0.3 |  | 5 | 2007 | WND BIT: LFG; WND WDS: DFO; N Y: Y; Y Y: Y |  | S |  | N | IPP Non-CHP | 2 |  |  | N
55938 | Industrial Power Generating Company LLC | 56680 | Wicomico | MD | Wicomico | 18 | IC | OP | 0.3 | 0.3 | 0.3 |  | 5 | 2007 | WND BIT: LFG; WND WDS: DFO; N Y: Y; Y Y: Y |  | S |  | N | IPP Non-CHP | 2 |  |  | N
55938 | Industrial Power Generating Company LLC | 56680 | Wicomico | MD | Wicomico | 2 | IC | OP | 0.3 | 0.3 | 0.3 |  | 5 | 2007 | WND BIT: LFG; WND WDS: DFO; N Y: Y; Y Y: Y |  | S |  | N | IPP Non-CHP | 2 |  |  | N
55938 | Industrial Power Generating Company LLC | 56680 | Wicomico | MD | Wicomico | 3 | IC | OP | 0.3 | 0.3 | 0.3 |  | 5 | 2007 | WND BIT: LFG; WND WDS: DFO; N Y: Y; Y Y: Y |  | S |  | N | IPP Non-CHP | 2 |  |  | N
55938 | Industrial Power Generating Company LLC | 56680 | Wicomico | MD | Wicomico | 4 | IC | OP | 0.3 | 0.3 | 0.3 |  | 5 | 2007 | WND BIT: LFG; WND WDS: DFO; N Y: Y; Y Y: Y |  | S |  | N | IPP Non-CHP | 2 |  |  | N
55938 | Industrial Power Generating Company LLC | 56680 | Wicomico | MD | Wicomico | 5 | IC | OP | 0.3 | 0.3 | 0.3 |  | 5 | 2007 | WND BIT: LFG; WND WDS: DFO; N Y: Y; Y Y: Y |  | S |  | N | IPP Non-CHP | 2 |  |  | N
55938 | Industrial Power Generating Company LLC | 56680 | Wicomico | MD | Wicomico | 6 | IC | OP | 0.3 | 0.3 | 0.3 |  | 5 | 2007 | WND BIT: LFG; WND WDS: DFO; N Y: Y; Y Y: Y |  | S |  | N | IPP Non-CHP | 2 |  |  | N
55938 | Industrial Power Generating Company LLC | 56680 | Wicomico | MD | Wicomico | 7 | IC | OP | 0.3 | 0.3 | 0.3 |  | 5 | 2007 | WND BIT: LFG; WND WDS: DFO; N Y: Y; Y Y: Y |  | S |  | N | IPP Non-CHP | 2 |  |  | N
55938 | Industrial Power Generating Company LLC | 56680 | Wicomico | MD | Wicomico | 8 | IC | OP | 0.3 | 0.3 | 0.3 |  | 5 | 2007 | WND BIT: LFG; WND WDS: DFO; N Y: Y; Y Y: Y |  | S |  | N | IPP Non-CHP | 2 |  |  | N
55938 | Industrial Power Generating Company LLC | 56680 | Wicomico | MD | Wicomico | 9 | IC | OP | 0.3 | 0.3 | 0.3 |  | 5 | 2007 | WND BIT: LFG; WND WDS: DFO; N Y: Y; Y Y: Y |  | S |  | N | IPP Non-CHP | 2 |  |  | N
55938 | Industrial Power Generating Company LLC | 56681 | Amelia | VA | Amelia | 1 | IC | OP | 0.3 | 0.3 | 0.3 |  | 8 | 2001 | LFG | WO | DFO |  |  |  | Y | Y |  | S |  | N | IPP Non-CHP | 2 |  |  | N
55938 | Industrial Power Generating Company LLC | 56681 | Amelia | VA | Amelia | 10 | IC | OP | 0.3 | 0.3 | 0.3 |  | 8 | 2001 | LFG | WO | DFO |  |  |  | Y | Y |  | S |  | N | IPP Non-CHP | 2 |  |  | N
55938 | Industrial Power Generating Company LLC | 56681 | Amelia | VA | Amelia | 11 | IC | OP | 0.3 | 0.3 | 0.3 |  | 8 | 2001 | LFG | WO | DFO |  |  |  | Y | Y |  | S |  | N | IPP Non-CHP | 2 |  |  | N
55938 | Industrial Power Generating Company LLC | 56681 | Amelia | VA | Amelia | 12 | IC | OP | 0.3 | 0.3 | 0.3 |  | 8 | 2001 | LFG | WO | DFO |  |  |  | Y | Y |  | S |  | N | IPP Non-CHP | 2 |  |  | N
55938 | Industrial Power Generating Company LLC | 56681 | Amelia | VA | Amelia | 13 | IC | OP | 0.3 | 0.3 | 0.3 |  | 8 | 2001 | LFG | WO | DFO |  |  |  | Y | Y |  | S |  | N | IPP Non-CHP | 2 |  |  | N
55938 | Industrial Power Generating Company LLC | 56681 | Amelia | VA | Amelia | 14 | IC | OP | 0.3 | 0.3 | 0.3 |  | 8 | 2001 | LFG | WO | DFO |  |  |  | Y | Y |  | S |  | N | IPP Non-CHP | 2 |  |  | N
55938 | Industrial Power Generating Company LLC | 56681 | Amelia | VA | Amelia | 15 | IC | OP | 0.3 | 0.3 | 0.3 |  | 8 | 2001 | LFG | WO | DFO |  |  |  | Y | Y |  | S |  | N | IPP Non-CHP | 2 |  |  | N
55938 | Industrial Power Generating Company LLC | 56681 | Amelia | VA | Amelia | 16 | IC | OP | 0.3 | 0.3 | 0.3 |  | 8 | 2001 | LFG | WO | DFO |  |  |  | Y | Y |  | S |  | N | IPP Non-CHP | 2 |  |  | N
55938 | Industrial Power Generating Company LLC | 56681 | Amelia | VA | Amelia | 17 | IC | OP | 0.3 | 0.3 | 0.3 |  | 8 | 2001 | LFG | WO | DFO |  |  |  | Y | Y |  | S |  | N | IPP Non-CHP | 2 |  |  | N
55938 | Industrial Power Generating Company LLC | 56681 | Amelia | VA | Amelia | 18 | IC | OP | 0.3 | 0.3 | 0.3 |  | 8 | 2001 | LFG | WO | DFO |  |  |  | Y | Y |  | S |  | N | IPP Non-CHP | 2 |  |  | N
55938 | Industrial Power Generating Company LLC | 56681 | Amelia | VA | Amelia | 19 | IC | OP | 0.3 | 0.3 | 0.3 |  | 8 | 2001 | LFG | WO | DFO |  |  |  | Y | Y |  | S |  | N | IPP Non-CHP | 2 |  |  | N
55938 | Industrial Power Generating Company LLC | 56681 | Amelia | VA | Amelia | 2 | IC | OP | 0.3 | 0.3 | 0.3 |  | 8 | 2001 | LFG | WO | DFO |  |  |  | Y | Y |  | S |  | N | IPP Non-CHP | 2 |  |  | N
55938 | Industrial Power Generating Company LLC | 56681 | Amelia | VA | Amelia | 20 | IC | OP | 0.3 | 0.3 | 0.3 |  | 8 | 2001 | LFG | WO | DFO |  |  |  | Y | Y |  | S |  | N | IPP Non-CHP | 2 |  |  | N
55938 | Industrial Power Generating Company LLC | 56681 | Amelia | VA | Amelia | 21 | IC | OP | 0.3 | 0.3 | 0.3 |  | 8 | 2001 | LFG | WO | DFO |  |  |  | Y | Y |  | S |  | N | IPP Non-CHP | 2 |  |  | N
55938 | Industrial Power Generating Company LLC | 56681 | Amelia | VA | Amelia | 22 | IC | OP | 0.3 | 0.3 | 0.3 |  | 8 | 2001 | LFG | WO | DFO |  |  |  | Y | Y |  | S |  | N | IPP Non-CHP | 2 |  |  | N
55938 | Industrial Power Generating Company LLC | 56681 | Amelia | VA | Amelia | 23 | IC | OP | 0.3 | 0.3 | 0.3 |  | 8 | 2001 | LFG | WO | DFO |  |  |  | Y | Y |  | S |  | N | IPP Non-CHP | 2 |  |  | N
55938 | Industrial Power Generating Company LLC | 56681 | Amelia | VA | Amelia | 24 | IC | OP | 0.3 | 0.3 | 0.3 |  | 8 | 2001 | LFG | WO | DFO |  |  |  | Y | Y |  | S |  | N | IPP Non-CHP | 2 |  |  | N
55938 | Industrial Power Generating Company LLC | 56681 | Amelia | VA | Amelia | 25 | IC | OP | 0.3 | 0.3 | 0.3 |  | 8 | 2001 | LFG | WO | DFO |  |  |  | Y | Y |  | S |  | N | IPP Non-CHP | 2 |  |  | N
55938 | Industrial Power Generating Company LLC | 56681 | Amelia | VA | Amelia | 26 | IC | OP | 0.3 | 0.3 | 0.3 |  | 8 | 2001 | LFG | WO | DFO |  |  |  | Y | Y |  | S |  | N | IPP Non-CHP | 2 |  |  | N
55938 | Industrial Power Generating Company LLC | 56681 | Amelia | VA | Amelia | 27 | IC | OP | 0.3 | 0.3 | 0.3 |  | 8 | 2001 | LFG | WO | DFO |  |  |  | Y | Y |  | S |  | N | IPP Non-CHP | 2 |  |  | N
55938 | Industrial Power Generating Company LLC | 56681 | Amelia | VA | Amelia | 28 | IC | OP | 0.3 | 0.3 | 0.3 |  | 8 | 2001 | LFG | WO | DFO |  |  |  | Y | Y |  | S |  | N | IPP Non-CHP | 2 |  |  | N
55938 | Industrial Power Generating Company LLC | 56681 | Amelia | VA | Amelia | 29 | IC | OP | 0.3 | 0.3 | 0.3 |  | 8 | 2001 | LFG | WO | DFO |  |  |  | Y | Y |  | S |  | N | IPP Non-CHP | 2 |  |  | N
55938 | Industrial Power Generating Company LLC | 56681 | Amelia | VA | Amelia | 3 | IC | OP | 0.3 | 0.3 | 0.3 |  | 8 | 2001 | LFG | WO | DFO |  |  |  | Y | Y |  | S |  | N | IPP Non-CHP | 2 |  |  | N
55938 | Industrial Power Generating Company LLC | 56681 | Amelia | VA | Amelia | 30 | IC | OP | 0.3 | 0.3 | 0.3 |  | 8 | 2001 | LFG | WO | DFO |  |  |  | Y | Y |  | S |  | N | IPP Non-CHP | 2 |  |  | N
55938 | Industrial Power Generating Company LLC | 56681 | Amelia | VA | Amelia | 31 | IC | OP | 0.3 | 0.3 | 0.3 |  | 8 | 2001 | LFG | WO | DFO |  |  |  | Y | Y |  | S |  | N | IPP Non-CHP | 2 |  |  | N
55938 | Industrial Power Generating Company LLC | 56681 | Amelia | VA | Amelia | 32 | IC | OP | 0.3 | 0.3 | 0.3 |  | 8 | 2001 | LFG | WO | DFO |  |  |  | Y | Y |  | S |  | N | IPP Non-CHP | 2 |  |  | N
55938 | Industrial Power Generating Company LLC | 56681 | Amelia | VA | Amelia | 33 | IC | OP | 0.3 | 0.3 | 0.3 |  | 8 | 2001 | LFG | WO | DFO |  |  |  | Y | Y |  | S |  | N | IPP Non-CHP | 2 |  |  | N
55938 | Industrial Power Generating Company LLC | 56681 | Amelia | VA | Amelia | 34 | IC | OP | 0.3 | 0.3 | 0.3 |  | 8 | 2001 | LFG | WO | DFO |  |  |  | Y | Y |  | S |  | N | IPP Non-CHP | 2 |  |  | N
55938 | Industrial Power Generating Company LLC | 56681 | Amelia | VA | Amelia | 35 | IC | OP | 0.3 | 0.3 | 0.3 |  | 8 | 2001 | LFG | WO | DFO |  |  |  | Y | Y |  | S |  | N | IPP Non-CHP | 2 |  |  | N
55938 | Industrial Power Generating Company LLC | 56681 | Amelia | VA | Amelia | 36 | IC | OP | 0.3 | 0.3 | 0.3 |  | 8 | 2001 | LFG | WO | DFO |  |  |  | Y | Y |  | S |  | N | IPP Non-CHP | 2 |  |  | N
55938 | Industrial Power Generating Company LLC | 56681 | Amelia | VA | Amelia | 37 | IC | OP | 0.3 | 0.3 | 0.3 |  | 8 | 2001 | LFG | WO | DFO |  |  |  | Y | Y |  | S |  | N | IPP Non-CHP | 2 |  |  | N
55938 | Industrial Power Generating Company LLC | 56681 | Amelia | VA | Amelia | 38 | IC | OP | 0.3 | 0.3 | 0.3 |  | 8 | 2001 | LFG | WO | DFO |  |  |  | Y | Y |  | S |  | N | IPP Non-CHP | 2 |  |  | N
55938 | Industrial Power Generating Company LLC | 56681 | Amelia | VA | Amelia | 39 | IC | OP | 0.3 | 0.3 | 0.3 |  | 8 | 2001 | LFG | WO | DFO |  |  |  | Y | Y |  | S |  | N | IPP Non-CHP | 2 |  |  | N
55938 | Industrial Power Generating Company LLC | 56681 | Amelia | VA | Amelia | 4 | IC | OP | 0.3 | 0.3 | 0.3 |  | 8 | 2001 | LFG | WO | DFO |  |  |  | Y | Y |  | S |  | N | IPP Non-CHP | 2 |  |  | N
55938 | Industrial Power Generating Company LLC | 56681 | Amelia | VA | Amelia | 40 | IC | OP | 0.3 | 0.3 | 0.3 |  | 8 | 2001 | LFG | WO | DFO |  |  |  | Y | Y |  | S |  | N | IPP Non-CHP | 2 |  |  | N
55938 | Industrial Power Generating Company LLC | 56681 | Amelia | VA | Amelia | 41 | IC | OP | 0.3 | 0.3 | 0.3 |  | 8 | 2001 | LFG | WO | DFO |  |  |  | Y | Y |  | S |  | N | IPP Non-CHP | 2 |  |  | N
55938 | Industrial Power Generating Company LLC | 56681 | Amelia | VA | Amelia | 42 | IC | OP | 0.3 | 0.3 | 0.3 |  | 8 | 2001 | LFG | WO | DFO |  |  |  | Y | Y |  | S |  | N | IPP Non-CHP | 2 |  |  | N
55938 | Industrial Power Generating Company LLC | 56681 | Amelia | VA | Amelia | 43 | IC | OP | 0.3 | 0.3 | 0.3 |  | 8 | 2001 | LFG | WO | DFO |  |  |  | Y | Y |  | S |  | N | IPP Non-CHP | 2 |  |  | N
55938 | Industrial Power Generating Company LLC | 56681 | Amelia | VA | Amelia | 44 | IC | OP | 0.3 | 0.3 | 0.3 |  | 8 | 2001 | LFG | WO | DFO |  |  |  | Y | Y |  | S |  | N | IPP Non-CHP | 2 |  |  | N
55938 | Industrial Power Generating Company LLC | 56681 | Amelia | VA | Amelia | 45 | IC | OP | 0.3 | 0.3 | 0.3 |  | 8 | 2001 | LFG | WO | DFO |  |  |  | Y | Y |  | S |  | N | IPP Non-CHP | 2 |  |  | N
55938 | Industrial Power Generating Company LLC | 56681 | Amelia | VA | Amelia | 46 | IC | OP | 0.3 | 0.3 | 0.3 |  | 8 | 2001 | LFG | WO | DFO |  |  |  | Y | Y |  | S |  | N | IPP Non-CHP | 2 |  |  | N
55938 | Industrial Power Generating Company LLC | 56681 | Amelia | VA | Amelia | 47 | IC | OP | 0.3 | 0.3 | 0.3 |  | 8 | 2001 | LFG | WO | DFO |  |  |  | Y | Y |  | S |  | N | IPP Non-CHP | 2 |  |  | N
55938 | Industrial Power Generating Company LLC | 56681 | Amelia | VA | Amelia | 48 | IC | OP | 0.3 | 0.3 | 0.3 |  | 8 | 2001 | LFG | WO | DFO |  |  |  | Y | Y |  | S |  | N | IPP Non-CHP | 2 |  |  | N
55938 | Industrial Power Generating Company LLC | 56681 | Amelia | VA | Amelia | 5 | IC | OP | 0.3 | 0.3 | 0.3 |  | 8 | 2001 | LFG | WO | DFO |  |  |  | Y | Y |  | S |  | N | IPP Non-CHP | 2 |  |  | N
55938 | Industrial Power Generating Company LLC | 56681 | Amelia | VA | Amelia | 6 | IC | OP | 0.3 | 0.3 | 0.3 |  | 8 | 2001 | LFG | WO | DFO |  |  |  | Y | Y |  | S |  | N | IPP Non-CHP | 2 |  |  | N
55938 | Industrial Power Generating Company LLC | 56681 | Amelia | VA | Amelia | 7 | IC | OP | 0.3 | 0.3 | 0.3 |  | 8 | 2001 | LFG | WO | DFO |  |  |  | Y | Y |  | S |  | N | IPP Non-CHP | 2 |  |  | N
55938 | Industrial Power Generating Company LLC | 56681 | Amelia | VA | Amelia | 8 | IC | OP | 0.3 | 0.3 | 0.3 |  | 8 | 2001 | LFG | WO | DFO |  |  |  | Y | Y |  | S |  | N | IPP Non-CHP | 2 |  |  | N
55938 | Industrial Power Generating Company LLC | 56681 | Amelia | VA | Amelia | 9 | IC | OP | 0.3 | 0.3 | 0.3 |  | 8 | 2001 | LFG | WO | DFO |  |  |  | Y | Y |  | S |  | N | IPP Non-CHP | 2 |  |  | N
55938 | Industrial Power Generating Company LLC | 56682 | Brunswick | VA | Brunswick | 10 | IC | OP | 0.3 | 0.3 | 0.3 |  | 10 | 2007 | WND BIT: LFG; WND WDS: DFO; N Y: Y; Y Y: Y |  | S |  | N | IPP Non-CHP | 2 |  |  | N
55938 | Industrial Power Generating Company LLC | 56682 | Brunswick | VA | Brunswick | 11 | IC | OP | 0.3 | 0.3 | 0.3 |  | 10 | 2007 | WND BIT: LFG; WND WDS: DFO; N Y: Y; Y Y: Y |  | S |  | N | IPP Non-CHP | 2 |  |  | N
55938 | Industrial Power Generating Company LLC | 56682 | Brunswick | VA | Brunswick | 12 | IC | OP | 0.3 | 0.3 | 0.3 |  | 10 | 2007 | WND BIT: LFG; WND WDS: DFO; N Y: Y; Y Y: Y |  | S |  | N | IPP Non-CHP | 2 |  |  | N
55938 | Industrial Power Generating Company LLC | 56682 | Brunswick | VA | Brunswick | 13 | IC | OP | 0.3 | 0.3 | 0.3 |  | 10 | 2007 | WND BIT: LFG; WND WDS: DFO; N Y: Y; Y Y: Y |  | S |  | N | IPP Non-CHP | 2 |  |  | N
55938 | Industrial Power Generating Company LLC | 56682 | Brunswick | VA | Brunswick | 14 | IC | OP | 0.3 | 0.3 | 0.3 |  | 10 | 2007 | WND BIT: LFG; WND WDS: DFO; N Y: Y; Y Y: Y |  | S |  | N | IPP Non-CHP | 2 |  |  | N
55938 | Industrial Power Generating Company LLC | 56682 | Brunswick | VA | Brunswick | 15 | IC | OP | 0.3 | 0.3 | 0.3 |  | 10 | 2007 | WND BIT: LFG; WND WDS: DFO; N Y: Y; Y Y: Y |  | S |  | N | IPP Non-CHP | 2 |  |  | N
55938 | Industrial Power Generating Company LLC | 56682 | Brunswick | VA | Brunswick | 16 | IC | OP | 0.3 | 0.3 | 0.3 |  | 10 | 2007 | WND BIT: LFG; WND WDS: DFO; N Y: Y; Y Y: Y |  | S |  | N | IPP Non-CHP | 2 |  |  | N
55938 | Industrial Power Generating Company LLC | 56682 | Brunswick | VA | Brunswick | 17 | IC | OP | 0.3 | 0.3 | 0.3 |  | 10 | 2007 | WND BIT: LFG; WND WDS: DFO; N Y: Y; Y Y: Y |  | S |  | N | IPP Non-CHP | 2 |  |  | N
55938 | Industrial Power Generating Company LLC | 56682 | Brunswick | VA | Brunswick | 18 | IC | OP | 0.3 | 0.3 | 0.3 |  | 10 | 2007 | WND BIT: LFG; WND WDS: DFO; N Y: Y; Y Y: Y |  | S |  | N | IPP Non-CHP | 2 |  |  | N
55938 | Industrial Power Generating Company LLC | 56682 | Brunswick | VA | Brunswick | 19 | IC | OP | 0.3 | 0.3 | 0.3 |  | 10 | 2007 | WND BIT: LFG; WND WDS: DFO; N Y: Y; Y Y: Y |  | S |  | N | IPP Non-CHP | 2 |  |  | N
55938 | Industrial Power Generating Company LLC | 56682 | Brunswick | VA | Brunswick | 2 | IC | OP | 0.3 | 0.3 | 0.3 |  | 10 | 2007 | WND BIT: LFG; WND WDS: DFO; N Y: Y; Y Y: Y |  | S |  | N | IPP Non-CHP | 2 |  |  | N
55938 | Industrial Power Generating Company LLC | 56682 | Brunswick | VA | Brunswick | 20 | IC | OP | 0.3 | 0.3 | 0.3 |  | 10 | 2007 | WND BIT: LFG; WND WDS: DFO; N Y: Y; Y Y: Y |  | S |  | N | IPP Non-CHP | 2 |  |  | N
55938 | Industrial Power Generating Company LLC | 56682 | Brunswick | VA | Brunswick | 21 | IC | OP | 0.3 | 0.3 | 0.3 |  | 10 | 2007 | WND BIT: LFG; WND WDS: DFO; N Y: Y; Y Y: Y |  | S |  | N | IPP Non-CHP | 2 |  |  | N
55938 | Industrial Power Generating Company LLC | 56682 | Brunswick | VA | Brunswick | 22 | IC | OP | 0.3 | 0.3 | 0.3 |  | 10 | 2007 | WND BIT: LFG; WND WDS: DFO; N Y: Y; Y Y: Y |  | S |  | N | IPP Non-CHP | 2 |  |  | N
55938 | Industrial Power Generating Company LLC | 56682 | Brunswick | VA | Brunswick | 23 | IC | OP | 0.3 | 0.3 | 0.3 |  | 10 | 2007 | WND BIT: LFG; WND WDS: DFO; N Y: Y; Y Y: Y |  | S |  | N | IPP Non-CHP | 2 |  |  | N
55938 | Industrial Power Generating Company LLC | 56682 | Brunswick | VA | Brunswick | 24 | IC | OP | 0.3 | 0.3 | 0.3 |  | 10 | 2007 | WND BIT: LFG; WND WDS: DFO; N Y: Y; Y Y: Y |  | S |  | N | IPP Non-CHP | 2 |  |  | N
55938 | Industrial Power Generating Company LLC | 56682 | Brunswick | VA | Brunswick | 25 | IC | OP | 0.3 | 0.3 | 0.3 |  | 10 | 2007 | WND BIT: LFG; WND WDS: DFO; N Y: Y; Y Y: Y |  | S |  | N | IPP Non-CHP | 2 |  |  | N
55938 | Industrial Power Generating Company LLC | 56682 | Brunswick | VA | Brunswick | 26 | IC | OP | 0.3 | 0.3 | 0.3 |  | 10 | 2007 | WND BIT: LFG; WND WDS: DFO; N Y: Y; Y Y: Y |  | S |  | N | IPP Non-CHP | 2 |  |  | N
55938 | Industrial Power Generating Company LLC | 56682 | Brunswick | VA | Brunswick | 27 | IC | OP | 0.3 | 0.3 | 0.3 |  | 10 | 2007 | WND BIT: LFG; WND WDS: DFO; N Y: Y; Y Y: Y |  | S |  | N | IPP Non-CHP | 2 |  |  | N
55938 | Industrial Power Generating Company LLC | 56682 | Brunswick | VA | Brunswick | 28 | IC | OP | 0.3 | 0.3 | 0.3 |  | 10 | 2007 | WND BIT: LFG; WND WDS: DFO; N Y: Y; Y Y: Y |  | S |  | N | IPP Non-CHP | 2 |  |  | N
55938 | Industrial Power Generating Company LLC | 56682 | Brunswick | VA | Brunswick | 29 | IC | OP | 0.3 | 0.3 | 0.3 |  | 10 | 2007 | WND BIT: LFG; WND WDS: DFO; N Y: Y; Y Y: Y |  | S |  | N | IPP Non-CHP | 2 |  |  | N
55938 | Industrial Power Generating Company LLC | 56682 | Brunswick | VA | Brunswick | 3 | IC | OP | 0.3 | 0.3 | 0.3 |  | 10 | 2007 | WND BIT: LFG; WND WDS: DFO; N Y: Y; Y Y: Y |  | S |  | N | IPP Non-CHP | 2 |  |  | N
55938 | Industrial Power Generating Company LLC | 56682 | Brunswick | VA | Brunswick | 30 | IC | OP | 0.3 | 0.3 | 0.3 |  | 10 | 2007 | WND BIT: LFG; WND WDS: DFO; N Y: Y; Y Y: Y |  | S |  | N | IPP Non-CHP | 2 |  |  | N
55938 | Industrial Power Generating Company LLC | 56682 | Brunswick | VA | Brunswick | 31 | IC | OP | 0.3 | 0.3 | 0.3 |  | 10 | 2007 | WND BIT: LFG; WND WDS: DFO; N Y: Y; Y Y: Y |  | S |  | N | IPP Non-CHP | 2 |  |  | N
55938 | Industrial Power Generating Company LLC | 56682 | Brunswick | VA | Brunswick | 32 | IC | OP | 0.3 | 0.3 | 0.3 |  | 10 | 2007 | WND BIT: LFG; WND WDS: DFO; N Y: Y; Y Y: Y |  | S |  | N | IPP Non-CHP | 2 |  |  | N
55938 | Industrial Power Generating Company LLC | 56682 | Brunswick | VA | Brunswick | 33 | IC | OP | 0.3 | 0.3 | 0.3 |  | 10 | 2007 | WND BIT: LFG; WND WDS: DFO; N Y: Y; Y Y: Y |  | S |  | N | IPP Non-CHP | 2 |  |  | N
55938 | Industrial Power Generating Company LLC | 56682 | Brunswick | VA | Brunswick | 34 | IC | OP | 0.3 | 0.3 | 0.3 |  | 10 | 2007 | WND BIT: LFG; WND WDS: DFO; N Y: Y; Y Y: Y |  | S |  | N | IPP Non-CHP | 2 |  |  | N
55938 | Industrial Power Generating Company LLC | 56682 | Brunswick | VA | Brunswick | 35 | IC | OP | 0.3 | 0.3 | 0.3 |  | 10 | 2007 | WND BIT: LFG; WND WDS: DFO; N Y: Y; Y Y: Y |  | S |  | N | IPP Non-CHP | 2 |  |  | N
55938 | Industrial Power Generating Company LLC | 56682 | Brunswick | VA | Brunswick | 36 | IC | OP | 0.3 | 0.3 | 0.3 |  | 10 | 2007 | WND BIT: LFG; WND WDS: DFO; N Y: Y; Y Y: Y |  | S |  | N | IPP Non-CHP | 2 |  |  | N
55938 | Industrial Power Generating Company LLC | 56682 | Brunswick | VA | Brunswick | 4 | IC | OP | 0.3 | 0.3 | 0.3 |  | 10 | 2007 | WND BIT: LFG; WND WDS: DFO; N Y: Y; Y Y: Y |  | S |  | N | IPP Non-CHP | 2 |  |  | N
55938 | Industrial Power Generating Company LLC | 56682 | Brunswick | VA | Brunswick | 5 | IC | OP | 0.3 | 0.3 | 0.3 |  | 10 | 2007 | WND BIT: LFG; WND WDS: DFO; N Y: Y; Y Y: Y |  | S |  | N | IPP Non-CHP | 2 |  |  | N
55938 | Industrial Power Generating Company LLC | 56682 | Brunswick | VA | Brunswick | 6 | IC | OP | 0.3 | 0.3 | 0.3 |  | 10 | 2007 | WND BIT: LFG; WND WDS: DFO; N Y: Y; Y Y: Y |  | S |  | N | IPP Non-CHP | 2 |  |  | N
55938 | Industrial Power Generating Company LLC | 56682 | Brunswick | VA | Brunswick | 7 | IC | OP | 0.3 | 0.3 | 0.3 |  | 10 | 2007 | WND BIT: LFG; WND WDS: DFO; N Y: Y; Y Y: Y |  | S |  | N | IPP Non-CHP | 2 |  |  | N
55938 | Industrial Power Generating Company LLC | 56682 | Brunswick | VA | Brunswick | 8 | IC | OP | 0.3 | 0.3 | 0.3 |  | 10 | 2007 | WND BIT: LFG; WND WDS: DFO; N Y: Y; Y Y: Y |  | S |  | N | IPP Non-CHP | 2 |  |  | N
55938 | Industrial Power Generating Company LLC | 56682 | Brunswick | VA | Brunswick | 9 | IC | OP | 0.3 | 0.3 | 0.3 |  | 10 | 2007 | WND BIT: LFG; WND WDS: DFO; N Y: Y; Y Y: Y |  | S |  | N | IPP Non-CHP | 2 |  |  | N
55938 | Industrial Power Generating Company LLC | 56683 | Charles City | VA | Charles City | 1 | IC | OP | 0.3 | 0.3 | 0.3 |  | 11 | 2003 | LFG | WO | DFO |  |  |  | Y | Y |  | S |  | N | IPP Non-CHP | 2 |  |  | N
55938 | Industrial Power Generating Company LLC | 56683 | Charles City | VA | Charles City | 10 | IC | OP | 0.3 | 0.3 | 0.3 |  | 11 | 2003 | LFG | WO | DFO |  |  |  | Y | Y |  | S |  | N | IPP Non-CHP | 2 |  |  | N
55938 | Industrial Power Generating Company LLC | 56683 | Charles City | VA | Charles City | 11 | IC | OP | 0.3 | 0.3 | 0.3 |  | 11 | 2003 | LFG | WO | DFO |  |  |  | Y | Y |  | S |  | N | IPP Non-CHP | 2 |  |  | N
55938 | Industrial Power Generating Company LLC | 56683 | Charles City | VA | Charles City | 12 | IC | OP | 0.3 | 0.3 | 0.3 |  | 11 | 2003 | LFG | WO | DFO |  |  |  | Y | Y |  | S |  | N | IPP Non-CHP | 2 |  |  | N
55938 | Industrial Power Generating Company LLC | 56683 | Charles City | VA | Charles City | 13 | IC | OP | 0.3 | 0.3 | 0.3 |  | 11 | 2003 | LFG | WO | DFO |  |  |  | Y | Y |  | S |  | N | IPP Non-CHP | 2 |  |  | N
55938 | Industrial Power Generating Company LLC | 56683 | Charles City | VA | Charles City | 14 | IC | OP | 0.3 | 0.3 | 0.3 |  | 11 | 2003 | LFG | WO | DFO |  |  |  | Y | Y |  | S |  | N | IPP Non-CHP | 2 |  |  | N
55938 | Industrial Power Generating Company LLC | 56683 | Charles City | VA | Charles City | 15 | IC | OP | 0.3 | 0.3 | 0.3 |  | 11 | 2003 | LFG | WO | DFO |  |  |  | Y | Y |  | S |  | N | IPP Non-CHP | 2 |  |  | N
55938 | Industrial Power Generating Company LLC | 56683 | Charles City | VA | Charles City | 16 | IC | OP | 0.3 | 0.3 | 0.3 |  | 11 | 2003 | LFG | WO | DFO |  |  |  | Y | Y |  | S |  | N | IPP Non-CHP | 2 |  |  | N
55938 | Industrial Power Generating Company LLC | 56683 | Charles City | VA | Charles City | 17 | IC | OP | 0.3 | 0.3 | 0.3 |  | 11 | 2003 | LFG | WO | DFO |  |  |  | Y | Y |  | S |  | N | IPP Non-CHP | 2 |  |  | N
55938 | Industrial Power Generating Company LLC | 56683 | Charles City | VA | Charles City | 18 | IC | OP | 0.3 | 0.3 | 0.3 |  | 11 | 2003 | WND BIT: LFG; WND WDS: WO; N Y: Y; Y Y: Y |  | S |  | N | IPP Non-CHP | 2 |  |  | N
55938 | Industrial Power Generating Company LLC | 56683 | Charles City | VA | Charles City | 19 | IC | OP | 0.3 | 0.3 | 0.3 |  | 11 | 2003 | LFG | WO | DFO |  |  |  | Y | Y |  | S |  | N | IPP Non-CHP | 2 |  |  | N
55938 | Industrial Power Generating Company LLC | 56683 | Charles City | VA | Charles City | 2 | IC | OP | 0.3 | 0.3 | 0.3 |  | 11 | 2003 | LFG | WO | DFO |  |  |  | Y | Y |  | S |  | N | IPP Non-CHP | 2 |  |  | N
55938 | Industrial Power Generating Company LLC | 56683 | Charles City | VA | Charles City | 20 | IC | OP | 0.3 | 0.3 | 0.3 |  | 11 | 2003 | LFG | WO | DFO |  |  |  | Y | Y |  | S |  | N | IPP Non-CHP | 2 |  |  | N
55938 | Industrial Power Generating Company LLC | 56683 | Charles City | VA | Charles City | 21 | IC | OP | 0.3 | 0.3 | 0.3 |  | 11 | 2003 | LFG | WO | DFO |  |  |  | Y | Y |  | S |  | N | IPP Non-CHP | 2 |  |  | N
55938 | Industrial Power Generating Company LLC | 56683 | Charles City | VA | Charles City | 22 | IC | OP | 0.3 | 0.3 | 0.3 |  | 11 | 2003 | LFG | WO | DFO |  |  |  | Y | Y |  | S |  | N | IPP Non-CHP | 2 |  |  | N
55938 | Industrial Power Generating Company LLC | 56683 | Charles City | VA | Charles City | 23 | IC | OP | 0.3 | 0.3 | 0.3 |  | 11 | 2003 | LFG | WO | DFO |  |  |  | Y | Y |  | S |  | N | IPP Non-CHP | 2 |  |  | N
55938 | Industrial Power Generating Company LLC | 56683 | Charles City | VA | Charles City | 24 | IC | OP | 0.3 | 0.3 | 0.3 |  | 11 | 2003 | LFG | WO | DFO |  |  |  | Y | Y |  | S |  | N | IPP Non-CHP | 2 |  |  | N
55938 | Industrial Power Generating Company LLC | 56683 | Charles City | VA | Charles City | 25 | IC | OP | 0.3 | 0.3 | 0.3 |  | 11 | 2003 | LFG | WO | DFO |  |  |  | Y | Y |  | S |  | N | IPP Non-CHP | 2 |  |  | N
55938 | Industrial Power Generating Company LLC | 56683 | Charles City | VA | Charles City | 26 | IC | OP | 0.3 | 0.3 | 0.3 |  | 11 | 2003 | LFG | WO | DFO |  |  |  | Y | Y |  | S |  | N | IPP Non-CHP | 2 |  |  | N
55938 | Industrial Power Generating Company LLC | 56683 | Charles City | VA | Charles City | 27 | IC | OP | 0.3 | 0.3 | 0.3 |  | 11 | 2003 | LFG | WO | DFO |  |  |  | Y | Y |  | S |  | N | IPP Non-CHP | 2 |  |  | N
55938 | Industrial Power Generating Company LLC | 56683 | Charles City | VA | Charles City | 28 | IC | OP | 0.3 | 0.3 | 0.3 |  | 11 | 2003 | LFG | WO | DFO |  |  |  | Y | Y |  | S |  | N | IPP Non-CHP | 2 |  |  | N
55938 | Industrial Power Generating Company LLC | 56683 | Charles City | VA | Charles City | 29 | IC | OP | 0.3 | 0.3 | 0.3 |  | 11 | 2003 | LFG | WO | DFO |  |  |  | Y | Y |  | S |  | N | IPP Non-CHP | 2 |  |  | N
55938 | Industrial Power Generating Company LLC | 56683 | Charles City | VA | Charles City | 3 | IC | OP | 0.3 | 0.3 | 0.3 |  | 11 | 2003 | LFG | WO | DFO |  |  |  | Y | Y |  | S |  | N | IPP Non-CHP | 2 |  |  | N
55938 | Industrial Power Generating Company LLC | 56683 | Charles City | VA | Charles City | 30 | IC | OP | 0.3 | 0.3 | 0.3 |  | 11 | 2003 | LFG | WO | DFO |  |  |  | Y | Y |  | S |  | N | IPP Non-CHP | 2 |  |  | N
55938 | Industrial Power Generating Company LLC | 56683 | Charles City | VA | Charles City | 31 | IC | OP | 0.3 | 0.3 | 0.3 |  | 11 | 2003 | LFG | WO | DFO |  |  |  | Y | Y |  | S |  | N | IPP Non-CHP | 2 |  |  | N
55938 | Industrial Power Generating Company LLC | 56683 | Charles City | VA | Charles City | 32 | IC | OP | 0.3 | 0.3 | 0.3 |  | 11 | 2003 | LFG | WO | DFO |  |  |  | Y | Y |  | S |  | N | IPP Non-CHP | 2 |  |  | N
55938 | Industrial Power Generating Company LLC | 56683 | Charles City | VA | Charles City | 33 | IC | OP | 0.3 | 0.3 | 0.3 |  | 11 | 2003 | LFG | WO | DFO |  |  |  | Y | Y |  | S |  | N | IPP Non-CHP | 2 |  |  | N
55938 | Industrial Power Generating Company LLC | 56683 | Charles City | VA | Charles City | 34 | IC | OP | 0.3 | 0.3 | 0.3 |  | 11 | 2003 | LFG | WO | DFO |  |  |  | Y | Y |  | S |  | N | IPP Non-CHP | 2 |  |  | N
55938 | Industrial Power Generating Company LLC | 56683 | Charles City | VA | Charles City | 35 | IC | OP | 0.3 | 0.3 | 0.3 |  | 11 | 2003 | LFG | WO | DFO |  |  |  | Y | Y |  | S |  | N | IPP Non-CHP | 2 |  |  | N
55938 | Industrial Power Generating Company LLC | 56683 | Charles City | VA | Charles City | 36 | IC | OP | 0.3 | 0.3 | 0.3 |  | 11 | 2003 | LFG | WO | DFO |  |  |  | Y | Y |  | S |  | N | IPP Non-CHP | 2 |  |  | N
55938 | Industrial Power Generating Company LLC | 56683 | Charles City | VA | Charles City | 37 | IC | OP | 0.3 | 0.3 | 0.3 |  | 11 | 2003 | LFG | WO | DFO |  |  |  | Y | Y |  | S |  | N | IPP Non-CHP | 2 |  |  | N
55938 | Industrial Power Generating Company LLC | 56683 | Charles City | VA | Charles City | 38 | IC | OP | 0.3 | 0.3 | 0.3 |  | 11 | 2003 | LFG | WO | DFO |  |  |  | Y | Y |  | S |  | N | IPP Non-CHP | 2 |  |  | N
55938 | Industrial Power Generating Company LLC | 56683 | Charles City | VA | Charles City | 39 | IC | OP | 0.3 | 0.3 | 0.3 |  | 11 | 2003 | LFG | WO | DFO |  |  |  | Y | Y |  | S |  | N | IPP Non-CHP | 2 |  |  | N
55938 | Industrial Power Generating Company LLC | 56683 | Charles City | VA | Charles City | 4 | IC | OP | 0.3 | 0.3 | 0.3 |  | 11 | 2003 | LFG | WO | DFO |  |  |  | Y | Y |  | S |  | N | IPP Non-CHP | 2 |  |  | N
55938 | Industrial Power Generating Company LLC | 56683 | Charles City | VA | Charles City | 40 | IC | OP | 0.3 | 0.3 | 0.3 |  | 11 | 2003 | LFG | WO | DFO |  |  |  | Y | Y |  | S |  | N | IPP Non-CHP | 2 |  |  | N
55938 | Industrial Power Generating Company LLC | 56683 | Charles City | VA | Charles City | 41 | IC | OP | 0.3 | 0.3 | 0.3 |  | 11 | 2003 | LFG | WO | DFO |  |  |  | Y | Y |  | S |  | N | IPP Non-CHP | 2 |  |  | N
55938 | Industrial Power Generating Company LLC | 56683 | Charles City | VA | Charles City | 42 | IC | OP | 0.3 | 0.3 | 0.3 |  | 11 | 2003 | LFG | WO | DFO |  |  |  | Y | Y |  | S |  | N | IPP Non-CHP | 2 |  |  | N
55938 | Industrial Power Generating Company LLC | 56683 | Charles City | VA | Charles City | 43 | IC | OP | 0.3 | 0.3 | 0.3 |  | 11 | 2003 | LFG | WO | DFO |  |  |  | Y | Y |  | S |  | N | IPP Non-CHP | 2 |  |  | N
55938 | Industrial Power Generating Company LLC | 56683 | Charles City | VA | Charles City | 44 | IC | OP | 0.3 | 0.3 | 0.3 |  | 11 | 2003 | LFG | WO | DFO |  |  |  | Y | Y |  | S |  | N | IPP Non-CHP | 2 |  |  | N
55938 | Industrial Power Generating Company LLC | 56683 | Charles City | VA | Charles City | 45 | IC | OP | 0.3 | 0.3 | 0.3 |  | 11 | 2003 | LFG | WO | DFO |  |  |  | Y | Y |  | S |  | N | IPP Non-CHP | 2 |  |  | N
55938 | Industrial Power Generating Company LLC | 56683 | Charles City | VA | Charles City | 46 | IC | OP | 0.3 | 0.3 | 0.3 |  | 11 | 2003 | LFG | WO | DFO |  |  |  | Y | Y |  | S |  | N | IPP Non-CHP | 2 |  |  | N
55938 | Industrial Power Generating Company LLC | 56683 | Charles City | VA | Charles City | 47 | IC | OP | 0.3 | 0.3 | 0.3 |  | 11 | 2003 | LFG | WO | DFO |  |  |  | Y | Y |  | S |  | N | IPP Non-CHP | 2 |  |  | N
55938 | Industrial Power Generating Company LLC | 56683 | Charles City | VA | Charles City | 48 | IC | OP | 0.3 | 0.3 | 0.3 |  | 11 | 2003 | LFG | WO | DFO |  |  |  | Y | Y |  | S |  | N | IPP Non-CHP | 2 |  |  | N
55938 | Industrial Power Generating Company LLC | 56683 | Charles City | VA | Charles City | 5 | IC | OP | 0.3 | 0.3 | 0.3 |  | 11 | 2003 | LFG | WO | DFO |  |  |  | Y | Y |  | S |  | N | IPP Non-CHP | 2 |  |  | N
55938 | Industrial Power Generating Company LLC | 56683 | Charles City | VA | Charles City | 6 | IC | OP | 0.3 | 0.3 | 0.3 |  | 11 | 2003 | LFG | WO | DFO |  |  |  | Y | Y |  | S |  | N | IPP Non-CHP | 2 |  |  | N
55938 | Industrial Power Generating Company LLC | 56683 | Charles City | VA | Charles City | 7 | IC | OP | 0.3 | 0.3 | 0.3 |  | 11 | 2003 | LFG | WO | DFO |  |  |  | Y | Y |  | S |  | N | IPP Non-CHP | 2 |  |  | N
55938 | Industrial Power Generating Company LLC | 56683 | Charles City | VA | Charles City | 8 | IC | OP | 0.3 | 0.3 | 0.3 |  | 11 | 2003 | LFG | WO | DFO |  |  |  | Y | Y |  | S |  | N | IPP Non-CHP | 2 |  |  | N
55938 | Industrial Power Generating Company LLC | 56683 | Charles City | VA | Charles City | 9 | IC | OP | 0.3 | 0.3 | 0.3 |  | 11 | 2003 | LFG | WO | DFO |  |  |  | Y | Y |  | S |  | N | IPP Non-CHP | 2 |  |  | N
55938 | Industrial Power Generating Company LLC | 56684 | Chesterfield | VA | Chesterfield | 1 | IC | OP | 0.3 | 0.3 | 0.3 |  | 6 | 2004 | WND BIT: LFG; WND WDS: DFO; N Y: Y; Y Y: Y |  | S |  | N | IPP Non-CHP | 2 |  |  | N
55938 | Industrial Power Generating Company LLC | 56684 | Chesterfield | VA | Chesterfield | 10 | IC | OP | 0.3 | 0.3 | 0.3 |  | 6 | 2004 | WND BIT: LFG; WND WDS: DFO; N Y: Y; Y Y: Y |  | S |  | N | IPP Non-CHP | 2 |  |  | N
55938 | Industrial Power Generating Company LLC | 56684 | Chesterfield | VA | Chesterfield | 11 | IC | OP | 0.3 | 0.3 | 0.3 |  | 6 | 2004 | WND BIT: LFG; WND WDS: DFO; N Y: Y; Y Y: Y |  | S |  | N | IPP Non-CHP | 2 |  |  | N
55938 | Industrial Power Generating Company LLC | 56684 | Chesterfield | VA | Chesterfield | 12 | IC | OP | 0.3 | 0.3 | 0.3 |  | 6 | 2004 | WND BIT: LFG; WND WDS: DFO; N Y: Y; Y Y: Y |  | S |  | N | IPP Non-CHP | 2 |  |  | N
55938 | Industrial Power Generating Company LLC | 56684 | Chesterfield | VA | Chesterfield | 13 | IC | OP | 0.3 | 0.3 | 0.3 |  | 6 | 2004 | WND BIT: LFG; WND WDS: DFO; N Y: Y; Y Y: Y |  | S |  | N | IPP Non-CHP | 2 |  |  | N
55938 | Industrial Power Generating Company LLC | 56684 | Chesterfield | VA | Chesterfield | 14 | IC | OP | 0.3 | 0.3 | 0.3 |  | 6 | 2004 | WND BIT: LFG; WND WDS: DFO; N Y: Y; Y Y: Y |  | S |  | N | IPP Non-CHP | 2 |  |  | N
55938 | Industrial Power Generating Company LLC | 56684 | Chesterfield | VA | Chesterfield | 15 | IC | OP | 0.3 | 0.3 | 0.3 |  | 6 | 2004 | WND BIT: LFG; WND WDS: DFO; N Y: Y; Y Y: Y |  | S |  | N | IPP Non-CHP | 2 |  |  | N
55938 | Industrial Power Generating Company LLC | 56684 | Chesterfield | VA | Chesterfield | 16 | IC | OP | 0.3 | 0.3 | 0.3 |  | 6 | 2004 | WND BIT: LFG; WND WDS: DFO; N Y: Y; Y Y: Y |  | S |  | N | IPP Non-CHP | 2 |  |  | N
55938 | Industrial Power Generating Company LLC | 56684 | Chesterfield | VA | Chesterfield | 17 | IC | OP | 0.3 | 0.3 | 0.3 |  | 6 | 2004 | WND BIT: LFG; WND WDS: DFO; N Y: Y; Y Y: Y |  | S |  | N | IPP Non-CHP | 2 |  |  | N
55938 | Industrial Power Generating Company LLC | 56684 | Chesterfield | VA | Chesterfield | 18 | IC | OP | 0.3 | 0.3 | 0.3 |  | 6 | 2004 | WND BIT: LFG; WND WDS: DFO; N Y: Y; Y Y: Y |  | S |  | N | IPP Non-CHP | 2 |  |  | N
55938 | Industrial Power Generating Company LLC | 56684 | Chesterfield | VA | Chesterfield | 19 | IC | OP | 0.3 | 0.3 | 0.3 |  | 6 | 2004 | WND BIT: LFG; WND WDS: DFO; N Y: Y; Y Y: Y |  | S |  | N | IPP Non-CHP | 2 |  |  | N
55938 | Industrial Power Generating Company LLC | 56684 | Chesterfield | VA | Chesterfield | 2 | IC | OP | 0.3 | 0.3 | 0.3 |  | 6 | 2004 | WND BIT: LFG; WND WDS: DFO; N Y: Y; Y Y: Y |  | S |  | N | IPP Non-CHP | 2 |  |  | N
55938 | Industrial Power Generating Company LLC | 56684 | Chesterfield | VA | Chesterfield | 20 | IC | OP | 0.3 | 0.3 | 0.3 |  | 6 | 2004 | WND BIT: LFG; WND WDS: DFO; N Y: Y; Y Y: Y |  | S |  | N | IPP Non-CHP | 2 |  |  | N
55938 | Industrial Power Generating Company LLC | 56684 | Chesterfield | VA | Chesterfield | 21 | IC | OP | 0.3 | 0.3 | 0.3 |  | 6 | 2004 | WND BIT: LFG; WND WDS: DFO; N Y: Y; Y Y: Y |  | S |  | N | IPP Non-CHP | 2 |  |  | N
55938 | Industrial Power Generating Company LLC | 56684 | Chesterfield | VA | Chesterfield | 22 | IC | OP | 0.3 | 0.3 | 0.3 |  | 6 | 2004 | WND BIT: LFG; WND WDS: DFO; N Y: Y; Y Y: Y |  | S |  | N | IPP Non-CHP | 2 |  |  | N
55938 | Industrial Power Generating Company LLC | 56684 | Chesterfield | VA | Chesterfield | 23 | IC | OP | 0.3 | 0.3 | 0.3 |  | 6 | 2004 | WND BIT: LFG; WND WDS: DFO; N Y: Y; Y Y: Y |  | S |  | N | IPP Non-CHP | 2 |  |  | N
55938 | Industrial Power Generating Company LLC | 56684 | Chesterfield | VA | Chesterfield | 24 | IC | OP | 0.3 | 0.3 | 0.3 |  | 6 | 2004 | WND BIT: LFG; WND WDS: DFO; N Y: Y; Y Y: Y |  | S |  | N | IPP Non-CHP | 2 |  |  | N
55938 | Industrial Power Generating Company LLC | 56684 | Chesterfield | VA | Chesterfield | 25 | IC | OP | 0.3 | 0.3 | 0.3 |  | 6 | 2004 | WND BIT: LFG; WND WDS: DFO; N Y: Y; Y Y: Y |  | S |  | N | IPP Non-CHP | 2 |  |  | N
55938 | Industrial Power Generating Company LLC | 56684 | Chesterfield | VA | Chesterfield | 26 | IC | OP | 0.3 | 0.3 | 0.3 |  | 6 | 2004 | WND BIT: LFG; WND WDS: DFO; N Y: Y; Y Y: Y |  | S |  | N | IPP Non-CHP | 2 |  |  | N
55938 | Industrial Power Generating Company LLC | 56684 | Chesterfield | VA | Chesterfield | 27 | IC | OP | 0.3 | 0.3 | 0.3 |  | 6 | 2004 | WND BIT: LFG; WND WDS: DFO; N Y: Y; Y Y: Y |  | S |  | N | IPP Non-CHP | 2 |  |  | N
55938 | Industrial Power Generating Company LLC | 56684 | Chesterfield | VA | Chesterfield | 28 | IC | OP | 0.3 | 0.3 | 0.3 |  | 6 | 2004 | WND BIT: LFG; WND WDS: DFO; N Y: Y; Y Y: Y |  | S |  | N | IPP Non-CHP | 2 |  |  | N
55938 | Industrial Power Generating Company LLC | 56684 | Chesterfield | VA | Chesterfield | 29 | IC | OP | 0.3 | 0.3 | 0.3 |  | 6 | 2004 | WND BIT: LFG; WND WDS: DFO; N Y: Y; Y Y: Y |  | S |  | N | IPP Non-CHP | 2 |  |  | N
55938 | Industrial Power Generating Company LLC | 56684 | Chesterfield | VA | Chesterfield | 3 | IC | OP | 0.3 | 0.3 | 0.3 |  | 6 | 2004 | WND BIT: LFG; WND WDS: DFO; N Y: Y; Y Y: Y |  | S |  | N | IPP Non-CHP | 2 |  |  | N
55938 | Industrial Power Generating Company LLC | 56684 | Chesterfield | VA | Chesterfield | 30 | IC | OP | 0.3 | 0.3 | 0.3 |  | 6 | 2004 | WND BIT: LFG; WND WDS: DFO; N Y: Y; Y Y: Y |  | S |  | N | IPP Non-CHP | 2 |  |  | N
55938 | Industrial Power Generating Company LLC | 56684 | Chesterfield | VA | Chesterfield | 31 | IC | OP | 0.3 | 0.3 | 0.3 |  | 6 | 2004 | WND BIT: LFG; WND WDS: DFO; N Y: Y; Y Y: Y |  | S |  | N | IPP Non-CHP | 2 |  |  | N
55938 | Industrial Power Generating Company LLC | 56684 | Chesterfield | VA | Chesterfield | 32 | IC | OP | 0.3 | 0.3 | 0.3 |  | 6 | 2004 | WND BIT: LFG; WND WDS: DFO; N Y: Y; Y Y: Y |  | S |  | N | IPP Non-CHP | 2 |  |  | N
55938 | Industrial Power Generating Company LLC | 56684 | Chesterfield | VA | Chesterfield | 33 | IC | OP | 0.3 | 0.3 | 0.3 |  | 6 | 2004 | WND BIT: LFG; WND WDS: DFO; N Y: Y; Y Y: Y |  | S |  | N | IPP Non-CHP | 2 |  |  | N
55938 | Industrial Power Generating Company LLC | 56684 | Chesterfield | VA | Chesterfield | 34 | IC | OP | 0.3 | 0.3 | 0.3 |  | 6 | 2004 | WND BIT: LFG; WND WDS: DFO; N Y: Y; Y Y: Y |  | S |  | N | IPP Non-CHP | 2 |  |  | N
55938 | Industrial Power Generating Company LLC | 56684 | Chesterfield | VA | Chesterfield | 35 | IC | OP | 0.3 | 0.3 | 0.3 |  | 6 | 2004 | WND BIT: LFG; WND WDS: DFO; N Y: Y; Y Y: Y |  | S |  | N | IPP Non-CHP | 2 |  |  | N
55938 | Industrial Power Generating Company LLC | 56684 | Chesterfield | VA | Chesterfield | 36 | IC | OP | 0.3 | 0.3 | 0.3 |  | 6 | 2004 | WND BIT: LFG; WND WDS: DFO; N Y: Y; Y Y: Y |  | S |  | N | IPP Non-CHP | 2 |  |  | N
55938 | Industrial Power Generating Company LLC | 56684 | Chesterfield | VA | Chesterfield | 37 | IC | OP | 0.3 | 0.3 | 0.3 |  | 6 | 2004 | WND BIT: LFG; WND WDS: DFO; N Y: Y; Y Y: Y |  | S |  | N | IPP Non-CHP | 2 |  |  | N
55938 | Industrial Power Generating Company LLC | 56684 | Chesterfield | VA | Chesterfield | 38 | IC | OP | 0.3 | 0.3 | 0.3 |  | 6 | 2004 | WND BIT: LFG; WND WDS: DFO; N Y: Y; Y Y: Y |  | S |  | N | IPP Non-CHP | 2 |  |  | N
55938 | Industrial Power Generating Company LLC | 56684 | Chesterfield | VA | Chesterfield | 39 | IC | OP | 0.3 | 0.3 | 0.3 |  | 6 | 2004 | WND BIT: LFG; WND WDS: DFO; N Y: Y; Y Y: Y |  | S |  | N | IPP Non-CHP | 2 |  |  | N
55938 | Industrial Power Generating Company LLC | 56684 | Chesterfield | VA | Chesterfield | 4 | IC | OP | 0.3 | 0.3 | 0.3 |  | 6 | 2004 | WND BIT: LFG; WND WDS: DFO; N Y: Y; Y Y: Y |  | S |  | N | IPP Non-CHP | 2 |  |  | N
55938 | Industrial Power Generating Company LLC | 56684 | Chesterfield | VA | Chesterfield | 40 | IC | OP | 0.3 | 0.3 | 0.3 |  | 6 | 2004 | WND BIT: LFG; WND WDS: DFO; N Y: Y; Y Y: Y |  | S |  | N | IPP Non-CHP | 2 |  |  | N
55938 | Industrial Power Generating Company LLC | 56684 | Chesterfield | VA | Chesterfield | 41 | IC | OP | 0.3 | 0.3 | 0.3 |  | 6 | 2004 | WND BIT: LFG; WND WDS: DFO; N Y: Y; Y Y: Y |  | S |  | N | IPP Non-CHP | 2 |  |  | N
55938 | Industrial Power Generating Company LLC | 56684 | Chesterfield | VA | Chesterfield | 42 | IC | OP | 0.3 | 0.3 | 0.3 |  | 6 | 2004 | WND BIT: LFG; WND WDS: DFO; N Y: Y; Y Y: Y |  | S |  | N | IPP Non-CHP | 2 |  |  | N
55938 | Industrial Power Generating Company LLC | 56684 | Chesterfield | VA | Chesterfield | 43 | IC | OP | 0.3 | 0.3 | 0.3 |  | 6 | 2004 | WND BIT: LFG; WND WDS: DFO; N Y: Y; Y Y: Y |  | S |  | N | IPP Non-CHP | 2 |  |  | N
55938 | Industrial Power Generating Company LLC | 56684 | Chesterfield | VA | Chesterfield | 44 | IC | OP | 0.3 | 0.3 | 0.3 |  | 6 | 2004 | WND BIT: LFG; WND WDS: DFO; N Y: Y; Y Y: Y |  | S |  | N | IPP Non-CHP | 2 |  |  | N
55938 | Industrial Power Generating Company LLC | 56684 | Chesterfield | VA | Chesterfield | 45 | IC | OP | 0.3 | 0.3 | 0.3 |  | 6 | 2004 | WND BIT: LFG; WND WDS: DFO; N Y: Y; Y Y: Y |  | S |  | N | IPP Non-CHP | 2 |  |  | N
55938 | Industrial Power Generating Company LLC | 56684 | Chesterfield | VA | Chesterfield | 46 | IC | OP | 0.3 | 0.3 | 0.3 |  | 6 | 2004 | WND BIT: LFG; WND WDS: DFO; N Y: Y; Y Y: Y |  | S |  | N | IPP Non-CHP | 2 |  |  | N
55938 | Industrial Power Generating Company LLC | 56684 | Chesterfield | VA | Chesterfield | 47 | IC | OP | 0.3 | 0.3 | 0.3 |  | 6 | 2004 | WND BIT: LFG; WND WDS: DFO; N Y: Y; Y Y: Y |  | S |  | N | IPP Non-CHP | 2 |  |  | N
55938 | Industrial Power Generating Company LLC | 56684 | Chesterfield | VA | Chesterfield | 48 | IC | OP | 0.3 | 0.3 | 0.3 |  | 6 | 2004 | WND BIT: LFG; WND WDS: DFO; N Y: Y; Y Y: Y |  | S |  | N | IPP Non-CHP | 2 |  |  | N
55938 | Industrial Power Generating Company LLC | 56684 | Chesterfield | VA | Chesterfield | 5 | IC | OP | 0.3 | 0.3 | 0.3 |  | 6 | 2004 | WND BIT: LFG; WND WDS: DFO; N Y: Y; Y Y: Y |  | S |  | N | IPP Non-CHP | 2 |  |  | N
55938 | Industrial Power Generating Company LLC | 56684 | Chesterfield | VA | Chesterfield | 6 | IC | OP | 0.3 | 0.3 | 0.3 |  | 6 | 2004 | WND BIT: LFG; WND WDS: DFO; N Y: Y; Y Y: Y |  | S |  | N | IPP Non-CHP | 2 |  |  | N
55938 | Industrial Power Generating Company LLC | 56684 | Chesterfield | VA | Chesterfield | 7 | IC | OP | 0.3 | 0.3 | 0.3 |  | 6 | 2004 | WND BIT: LFG; WND WDS: DFO; N Y: Y; Y Y: Y |  | S |  | N | IPP Non-CHP | 2 |  |  | N
55938 | Industrial Power Generating Company LLC | 56684 | Chesterfield | VA | Chesterfield | 8 | IC | OP | 0.3 | 0.3 | 0.3 |  | 6 | 2004 | WND BIT: LFG; WND WDS: DFO; N Y: Y; Y Y: Y |  | S |  | N | IPP Non-CHP | 2 |  |  | N
55938 | Industrial Power Generating Company LLC | 56684 | Chesterfield | VA | Chesterfield | 9 | IC | OP | 0.3 | 0.3 | 0.3 |  | 6 | 2004 | WND BIT: LFG; WND WDS: DFO; N Y: Y; Y Y: Y |  | S |  | N | IPP Non-CHP | 2 |  |  | N
55938 | Industrial Power Generating Company LLC | 56686 | King & Queen | VA | King and Queen | 1 | IC | OP | 0.3 | 0.3 | 0.3 |  | 1 | 2008 | WND BIT: LFG; WND WDS: DFO; N Y: Y; Y Y: Y |  | S |  | N | IPP Non-CHP | 2 |  |  | N
55938 | Industrial Power Generating Company LLC | 56686 | King & Queen | VA | King and Queen | 10 | IC | OP | 0.3 | 0.3 | 0.3 |  | 1 | 2008 | WND BIT: LFG; WND WDS: DFO; N Y: Y; Y Y: Y |  | S |  | N | IPP Non-CHP | 2 |  |  | N
55938 | Industrial Power Generating Company LLC | 56686 | King & Queen | VA | King and Queen | 11 | IC | OP | 0.3 | 0.3 | 0.3 |  | 1 | 2008 | WND BIT: LFG; WND WDS: DFO; N Y: Y; Y Y: Y |  | S |  | N | IPP Non-CHP | 2 |  |  | N
55938 | Industrial Power Generating Company LLC | 56686 | King & Queen | VA | King and Queen | 12 | IC | OP | 0.3 | 0.3 | 0.3 |  | 1 | 2008 | WND BIT: LFG; WND WDS: DFO; N Y: Y; Y Y: Y |  | S |  | N | IPP Non-CHP | 2 |  |  | N
55938 | Industrial Power Generating Company LLC | 56686 | King & Queen | VA | King and Queen | 13 | IC | OP | 0.3 | 0.3 | 0.3 |  | 1 | 2008 | WND BIT: LFG; WND WDS: DFO; N Y: Y; Y Y: Y |  | S |  | N | IPP Non-CHP | 2 |  |  | N
55938 | Industrial Power Generating Company LLC | 56686 | King & Queen | VA | King and Queen | 14 | IC | OP | 0.3 | 0.3 | 0.3 |  | 1 | 2008 | WND BIT: LFG; WND WDS: DFO; N Y: Y; Y Y: Y |  | S |  | N | IPP Non-CHP | 2 |  |  | N
55938 | Industrial Power Generating Company LLC | 56686 | King & Queen | VA | King and Queen | 15 | IC | OP | 0.3 | 0.3 | 0.3 |  | 1 | 2008 | WND BIT: LFG; WND WDS: DFO; N Y: Y; Y Y: Y |  | S |  | N | IPP Non-CHP | 2 |  |  | N
55938 | Industrial Power Generating Company LLC | 56686 | King & Queen | VA | King and Queen | 16 | IC | OP | 0.3 | 0.3 | 0.3 |  | 1 | 2008 | WND BIT: LFG; WND WDS: DFO; N Y: Y; Y Y: Y |  | S |  | N | IPP Non-CHP | 2 |  |  | N
55938 | Industrial Power Generating Company LLC | 56686 | King & Queen | VA | King and Queen | 17 | IC | OP | 0.3 | 0.3 | 0.3 |  | 1 | 2008 | WND BIT: LFG; WND WDS: DFO; N Y: Y; Y Y: Y |  | S |  | N | IPP Non-CHP | 2 |  |  | N
55938 | Industrial Power Generating Company LLC | 56686 | King & Queen | VA | King and Queen | 18 | IC | OP | 0.3 | 0.3 | 0.3 |  | 1 | 2008 | WND BIT: LFG; WND WDS: DFO; N Y: Y; Y Y: Y |  | S |  | N | IPP Non-CHP | 2 |  |  | N
55938 | Industrial Power Generating Company LLC | 56686 | King & Queen | VA | King and Queen | 19 | IC | OP | 0.3 | 0.3 | 0.3 |  | 1 | 2008 | WND BIT: LFG; WND WDS: DFO; N Y: Y; Y Y: Y |  | S |  | N | IPP Non-CHP | 2 |  |  | N
55938 | Industrial Power Generating Company LLC | 56686 | King & Queen | VA | King and Queen | 2 | IC | OP | 0.3 | 0.3 | 0.3 |  | 1 | 2008 | WND BIT: LFG; WND WDS: DFO; N Y: Y; Y Y: Y |  | S |  | N | IPP Non-CHP | 2 |  |  | N
55938 | Industrial Power Generating Company LLC | 56686 | King & Queen | VA | King and Queen | 20 | IC | OP | 0.3 | 0.3 | 0.3 |  | 1 | 2008 | WND BIT: LFG; WND WDS: DFO; N Y: Y; Y Y: Y |  | S |  | N | IPP Non-CHP | 2 |  |  | N
55938 | Industrial Power Generating Company LLC | 56686 | King & Queen | VA | King and Queen | 21 | IC | OP | 0.3 | 0.3 | 0.3 |  | 1 | 2008 | WND BIT: LFG; WND WDS: DFO; N Y: Y; Y Y: Y |  | S |  | N | IPP Non-CHP | 2 |  |  | N
55938 | Industrial Power Generating Company LLC | 56686 | King & Queen | VA | King and Queen | 22 | IC | OP | 0.3 | 0.3 | 0.3 |  | 1 | 2008 | WND BIT: LFG; WND WDS: DFO; N Y: Y; Y Y: Y |  | S |  | N | IPP Non-CHP | 2 |  |  | N
55938 | Industrial Power Generating Company LLC | 56686 | King & Queen | VA | King and Queen | 23 | IC | OP | 0.3 | 0.3 | 0.3 |  | 1 | 2008 | WND BIT: LFG; WND WDS: DFO; N Y: Y; Y Y: Y |  | S |  | N | IPP Non-CHP | 2 |  |  | N
55938 | Industrial Power Generating Company LLC | 56686 | King & Queen | VA | King and Queen | 24 | IC | OP | 0.3 | 0.3 | 0.3 |  | 1 | 2008 | WND BIT: LFG; WND WDS: DFO; N Y: Y; Y Y: Y |  | S |  | N | IPP Non-CHP | 2 |  |  | N
55938 | Industrial Power Generating Company LLC | 56686 | King & Queen | VA | King and Queen | 25 | IC | OP | 0.3 | 0.3 | 0.3 |  | 1 | 2008 | WND BIT: LFG; WND WDS: DFO; N Y: Y; Y Y: Y |  | S |  | N | IPP Non-CHP | 2 |  |  | N
55938 | Industrial Power Generating Company LLC | 56686 | King & Queen | VA | King and Queen | 26 | IC | OP | 0.3 | 0.3 | 0.3 |  | 1 | 2008 | WND BIT: LFG; WND WDS: DFO; N Y: Y; Y Y: Y |  | S |  | N | IPP Non-CHP | 2 |  |  | N
55938 | Industrial Power Generating Company LLC | 56686 | King & Queen | VA | King and Queen | 27 | IC | OP | 0.3 | 0.3 | 0.3 |  | 1 | 2008 | WND BIT: LFG; WND WDS: DFO; N Y: Y; Y Y: Y |  | S |  | N | IPP Non-CHP | 2 |  |  | N
55938 | Industrial Power Generating Company LLC | 56686 | King & Queen | VA | King and Queen | 28 | IC | OP | 0.3 | 0.3 | 0.3 |  | 1 | 2008 | WND BIT: LFG; WND WDS: DFO; N Y: Y; Y Y: Y |  | S |  | N | IPP Non-CHP | 2 |  |  | N
55938 | Industrial Power Generating Company LLC | 56686 | King & Queen | VA | King and Queen | 29 | IC | OP | 0.3 | 0.3 | 0.3 |  | 1 | 2008 | WND BIT: LFG; WND WDS: DFO; N Y: Y; Y Y: Y |  | S |  | N | IPP Non-CHP | 2 |  |  | N
55938 | Industrial Power Generating Company LLC | 56686 | King & Queen | VA | King and Queen | 3 | IC | OP | 0.3 | 0.3 | 0.3 |  | 1 | 2008 | WND BIT: LFG; WND WDS: DFO; N Y: Y; Y Y: Y |  | S |  | N | IPP Non-CHP | 2 |  |  | N
55938 | Industrial Power Generating Company LLC | 56686 | King & Queen | VA | King and Queen | 30 | IC | OP | 0.3 | 0.3 | 0.3 |  | 1 | 2008 | WND BIT: LFG; WND WDS: DFO; N Y: Y; Y Y: Y |  | S |  | N | IPP Non-CHP | 2 |  |  | N
55938 | Industrial Power Generating Company LLC | 56686 | King & Queen | VA | King and Queen | 31 | IC | OP | 0.3 | 0.3 | 0.3 |  | 1 | 2008 | WND BIT: LFG; WND WDS: DFO; N Y: Y; Y Y: Y |  | S |  | N | IPP Non-CHP | 2 |  |  | N
55938 | Industrial Power Generating Company LLC | 56686 | King & Queen | VA | King and Queen | 32 | IC | OP | 0.3 | 0.3 | 0.3 |  | 1 | 2008 | WND BIT: LFG; WND WDS: DFO; N Y: Y; Y Y: Y |  | S |  | N | IPP Non-CHP | 2 |  |  | N
55938 | Industrial Power Generating Company LLC | 56686 | King & Queen | VA | King and Queen | 33 | IC | OP | 0.3 | 0.3 | 0.3 |  | 1 | 2008 | WND BIT: LFG; WND WDS: DFO; N Y: Y; Y Y: Y |  | S |  | N | IPP Non-CHP | 2 |  |  | N
55938 | Industrial Power Generating Company LLC | 56686 | King & Queen | VA | King and Queen | 34 | IC | OP | 0.3 | 0.3 | 0.3 |  | 1 | 2008 | WND BIT: LFG; WND WDS: DFO; N Y: Y; Y Y: Y |  | S |  | N | IPP Non-CHP | 2 |  |  | N
55938 | Industrial Power Generating Company LLC | 56686 | King & Queen | VA | King and Queen | 35 | IC | OP | 0.3 | 0.3 | 0.3 |  | 1 | 2008 | WND BIT: LFG; WND WDS: DFO; N Y: Y; Y Y: Y |  | S |  | N | IPP Non-CHP | 2 |  |  | N
55938 | Industrial Power Generating Company LLC | 56686 | King & Queen | VA | King and Queen | 36 | IC | OP | 0.3 | 0.3 | 0.3 |  | 1 | 2008 | WND BIT: LFG; WND WDS: DFO; N Y: Y; Y Y: Y |  | S |  | N | IPP Non-CHP | 2 |  |  | N
55938 | Industrial Power Generating Company LLC | 56686 | King & Queen | VA | King and Queen | 4 | IC | OP | 0.3 | 0.3 | 0.3 |  | 1 | 2008 | WND BIT: LFG; WND WDS: DFO; N Y: Y; Y Y: Y |  | S |  | N | IPP Non-CHP | 2 |  |  | N
55938 | Industrial Power Generating Company LLC | 56686 | King & Queen | VA | King and Queen | 5 | IC | OP | 0.3 | 0.3 | 0.3 |  | 1 | 2008 | WND BIT: LFG; WND WDS: DFO; N Y: Y; Y Y: Y |  | S |  | N | IPP Non-CHP | 2 |  |  | N
55938 | Industrial Power Generating Company LLC | 56686 | King & Queen | VA | King and Queen | 6 | IC | OP | 0.3 | 0.3 | 0.3 |  | 1 | 2008 | WND BIT: LFG; WND WDS: DFO; N Y: Y; Y Y: Y |  | S |  | N | IPP Non-CHP | 2 |  |  | N
55938 | Industrial Power Generating Company LLC | 56686 | King & Queen | VA | King and Queen | 7 | IC | OP | 0.3 | 0.3 | 0.3 |  | 1 | 2008 | WND BIT: LFG; WND WDS: DFO; N Y: Y; Y Y: Y |  | S |  | N | IPP Non-CHP | 2 |  |  | N
55938 | Industrial Power Generating Company LLC | 56686 | King & Queen | VA | King and Queen | 8 | IC | OP | 0.3 | 0.3 | 0.3 |  | 1 | 2008 | WND BIT: LFG; WND WDS: DFO; N Y: Y; Y Y: Y |  | S |  | N | IPP Non-CHP | 2 |  |  | N
55938 | Industrial Power Generating Company LLC | 56686 | King & Queen | VA | King and Queen | 9 | IC | OP | 0.3 | 0.3 | 0.3 |  | 1 | 2008 | WND BIT: LFG; WND WDS: DFO; N Y: Y; Y Y: Y |  | S |  | N | IPP Non-CHP | 2 |  |  | N
55938 | Industrial Power Generating Company LLC | 56687 | Mountain View | PA | Franklin | 1 | IC | OP | 0.3 | 0.3 | 0.3 |  | 3 | 2003 | LFG | WO | DFO |  |  |  | Y | Y |  | S |  | N | IPP Non-CHP | 2 |  |  | N
55938 | Industrial Power Generating Company LLC | 56687 | Mountain View | PA | Franklin | 10 | IC | OP | 0.3 | 0.3 | 0.3 |  | 3 | 2003 | LFG | WO | DFO |  |  |  | Y | Y |  | S |  | N | IPP Non-CHP | 2 |  |  | N
55938 | Industrial Power Generating Company LLC | 56687 | Mountain View | PA | Franklin | 11 | IC | OP | 0.3 | 0.3 | 0.3 |  | 3 | 2003 | LFG | WO | DFO |  |  |  | Y | Y |  | S |  | N | IPP Non-CHP | 2 |  |  | N
55938 | Industrial Power Generating Company LLC | 56687 | Mountain View | PA | Franklin | 12 | IC | OP | 0.3 | 0.3 | 0.3 |  | 3 | 2003 | WND BIT: LFG; WND WDS: WO; N Y: Y; Y Y: Y |  | S |  | N | IPP Non-CHP | 2 |  |  | N
55938 | Industrial Power Generating Company LLC | 56687 | Mountain View | PA | Franklin | 13 | IC | OP | 0.3 | 0.3 | 0.3 |  | 3 | 2003 | WND BIT: LFG; WND WDS: WO; N Y: Y; Y Y: Y |  | S |  | N | IPP Non-CHP | 2 |  |  | N
55938 | Industrial Power Generating Company LLC | 56687 | Mountain View | PA | Franklin | 14 | IC | OP | 0.3 | 0.3 | 0.3 |  | 3 | 2003 | WND BIT: LFG; WND WDS: WO; N Y: Y; Y Y: Y |  | S |  | N | IPP Non-CHP | 2 |  |  | N
55938 | Industrial Power Generating Company LLC | 56687 | Mountain View | PA | Franklin | 15 | IC | OP | 0.3 | 0.3 | 0.3 |  | 3 | 2003 | WND BIT: LFG; WND WDS: WO; N Y: Y; Y Y: Y |  | S |  | N | IPP Non-CHP | 2 |  |  | N
55938 | Industrial Power Generating Company LLC | 56687 | Mountain View | PA | Franklin | 16 | IC | OP | 0.3 | 0.3 | 0.3 |  | 3 | 2003 | WND BIT: LFG; WND WDS: WO; N Y: Y; Y Y: Y |  | S |  | N | IPP Non-CHP | 2 |  |  | N
55938 | Industrial Power Generating Company LLC | 56687 | Mountain View | PA | Franklin | 17 | IC | OP | 0.3 | 0.3 | 0.3 |  | 3 | 2003 | WND BIT: LFG; WND WDS: WO; N Y: Y; Y Y: Y |  | S |  | N | IPP Non-CHP | 2 |  |  | N
55938 | Industrial Power Generating Company LLC | 56687 | Mountain View | PA | Franklin | 18 | IC | OP | 0.3 | 0.3 | 0.3 |  | 3 | 2003 | WND BIT: LFG; WND WDS: WO; N Y: Y; Y Y: Y |  | S |  | N | IPP Non-CHP | 2 |  |  | N
55938 | Industrial Power Generating Company LLC | 56687 | Mountain View | PA | Franklin | 19 | IC | OP | 0.3 | 0.3 | 0.3 |  | 3 | 2003 | WND BIT: LFG; WND WDS: WO; N Y: Y; Y Y: Y |  | S |  | N | IPP Non-CHP | 2 |  |  | N
55938 | Industrial Power Generating Company LLC | 56687 | Mountain View | PA | Franklin | 2 | IC | OP | 0.3 | 0.3 | 0.3 |  | 3 | 2003 | WND BIT: LFG; WND WDS: WO; N Y: Y; Y Y: Y |  | S |  | N | IPP Non-CHP | 2 |  |  | N
55938 | Industrial Power Generating Company LLC | 56687 | Mountain View | PA | Franklin | 20 | IC | OP | 0.3 | 0.3 | 0.3 |  | 3 | 2003 | WND BIT: LFG; WND WDS: WO; N Y: Y; Y Y: Y |  | S |  | N | IPP Non-CHP | 2 |  |  | N
55938 | Industrial Power Generating Company LLC | 56687 | Mountain View | PA | Franklin | 21 | IC | OP | 0.3 | 0.3 | 0.3 |  | 3 | 2003 | WND BIT: LFG; WND WDS: WO; N Y: Y; Y Y: Y |  | S |  | N | IPP Non-CHP | 2 |  |  | N
55938 | Industrial Power Generating Company LLC | 56687 | Mountain View | PA | Franklin | 22 | IC | OP | 0.3 | 0.3 | 0.3 |  | 3 | 2003 | WND BIT: LFG; WND WDS: WO; N Y: Y; Y Y: Y |  | S |  | N | IPP Non-CHP | 2 |  |  | N
55938 | Industrial Power Generating Company LLC | 56687 | Mountain View | PA | Franklin | 23 | IC | OP | 0.3 | 0.3 | 0.3 |  | 3 | 2003 | WND BIT: LFG; WND WDS: WO; N Y: Y; Y Y: Y |  | S |  | N | IPP Non-CHP | 2 |  |  | N
55938 | Industrial Power Generating Company LLC | 56687 | Mountain View | PA | Franklin | 24 | IC | OP | 0.3 | 0.3 | 0.3 |  | 3 | 2003 | WND BIT: LFG; WND WDS: WO; N Y: Y; Y Y: Y |  | S |  | N | IPP Non-CHP | 2 |  |  | N
55938 | Industrial Power Generating Company LLC | 56687 | Mountain View | PA | Franklin | 25 | IC | OP | 0.3 | 0.3 | 0.3 |  | 3 | 2003 | WND BIT: LFG; WND WDS: WO; N Y: Y; Y Y: Y |  | S |  | N | IPP Non-CHP | 2 |  |  | N
55938 | Industrial Power Generating Company LLC | 56687 | Mountain View | PA | Franklin | 26 | IC | OP | 0.3 | 0.3 | 0.3 |  | 3 | 2003 | WND BIT: LFG; WND WDS: WO; N Y: Y; Y Y: Y |  | S |  | N | IPP Non-CHP | 2 |  |  | N
55938 | Industrial Power Generating Company LLC | 56687 | Mountain View | PA | Franklin | 27 | IC | OP | 0.3 | 0.3 | 0.3 |  | 3 | 2003 | WND BIT: LFG; WND WDS: WO; N Y: Y; Y Y: Y |  | S |  | N | IPP Non-CHP | 2 |  |  | N
55938 | Industrial Power Generating Company LLC | 56687 | Mountain View | PA | Franklin | 28 | IC | OP | 0.3 | 0.3 | 0.3 |  | 3 | 2003 | WND BIT: LFG; WND WDS: WO; N Y: Y; Y Y: Y |  | S |  | N | IPP Non-CHP | 2 |  |  | N
55938 | Industrial Power Generating Company LLC | 56687 | Mountain View | PA | Franklin | 29 | IC | OP | 0.3 | 0.3 | 0.3 |  | 3 | 2003 | WND BIT: LFG; WND WDS: WO; N Y: Y; Y Y: Y |  | S |  | N | IPP Non-CHP | 2 |  |  | N
55938 | Industrial Power Generating Company LLC | 56687 | Mountain View | PA | Franklin | 3 | IC | OP | 0.3 | 0.3 | 0.3 |  | 3 | 2003 | WND BIT: LFG; WND WDS: WO; N Y: Y; Y Y: Y |  | S |  | N | IPP Non-CHP | 2 |  |  | N
55938 | Industrial Power Generating Company LLC | 56687 | Mountain View | PA | Franklin | 30 | IC | OP | 0.3 | 0.3 | 0.3 |  | 3 | 2003 | WND BIT: LFG; WND WDS: WO; N Y: Y; Y Y: Y |  | S |  | N | IPP Non-CHP | 2 |  |  | N
55938 | Industrial Power Generating Company LLC | 56687 | Mountain View | PA | Franklin | 31 | IC | OP | 0.3 | 0.3 | 0.3 |  | 3 | 2003 | WND BIT: LFG; WND WDS: WO; N Y: Y; Y Y: Y |  | S |  | N | IPP Non-CHP | 2 |  |  | N
55938 | Industrial Power Generating Company LLC | 56687 | Mountain View | PA | Franklin | 32 | IC | OP | 0.3 | 0.3 | 0.3 |  | 3 | 2003 | WND BIT: LFG; WND WDS: WO; N Y: Y; Y Y: Y |  | S |  | N | IPP Non-CHP | 2 |  |  | N
55938 | Industrial Power Generating Company LLC | 56687 | Mountain View | PA | Franklin | 33 | IC | OP | 0.3 | 0.3 | 0.3 |  | 3 | 2003 | WND BIT: LFG; WND WDS: WO; N Y: Y; Y Y: Y |  | S |  | N | IPP Non-CHP | 2 |  |  | N
55938 | Industrial Power Generating Company LLC | 56687 | Mountain View | PA | Franklin | 34 | IC | OP | 0.3 | 0.3 | 0.3 |  | 3 | 2003 | WND BIT: LFG; WND WDS: WO; N Y: Y; Y Y: Y |  | S |  | N | IPP Non-CHP | 2 |  |  | N
55938 | Industrial Power Generating Company LLC | 56687 | Mountain View | PA | Franklin | 35 | IC | OP | 0.3 | 0.3 | 0.3 |  | 3 | 2003 | WND BIT: LFG; WND WDS: WO; N Y: Y; Y Y: Y |  | S |  | N | IPP Non-CHP | 2 |  |  | N
55938 | Industrial Power Generating Company LLC | 56687 | Mountain View | PA | Franklin | 36 | IC | OP | 0.3 | 0.3 | 0.3 |  | 3 | 2003 | WND BIT: LFG; WND WDS: WO; N Y: Y; Y Y: Y |  | S |  | N | IPP Non-CHP | 2 |  |  | N
55938 | Industrial Power Generating Company LLC | 56687 | Mountain View | PA | Franklin | 37 | IC | OP | 0.3 | 0.3 | 0.3 |  | 3 | 2003 | WND BIT: LFG; WND WDS: WO; N Y: Y; Y Y: Y |  | S |  | N | IPP Non-CHP | 2 |  |  | N
55938 | Industrial Power Generating Company LLC | 56687 | Mountain View | PA | Franklin | 38 | IC | OP | 0.3 | 0.3 | 0.3 |  | 3 | 2003 | WND BIT: LFG; WND WDS: WO; N Y: Y; Y Y: Y |  | S |  | N | IPP Non-CHP | 2 |  |  | N
55938 | Industrial Power Generating Company LLC | 56687 | Mountain View | PA | Franklin | 39 | IC | OP | 0.3 | 0.3 | 0.3 |  | 3 | 2003 | WND BIT: LFG; WND WDS: WO; N Y: Y; Y Y: Y |  | S |  | N | IPP Non-CHP | 2 |  |  | N
55938 | Industrial Power Generating Company LLC | 56687 | Mountain View | PA | Franklin | 4 | IC | OP | 0.3 | 0.3 | 0.3 |  | 3 | 2003 | WND BIT: LFG; WND WDS: WO; N Y: Y; Y Y: Y |  | S |  | N | IPP Non-CHP | 2 |  |  | N
55938 | Industrial Power Generating Company LLC | 56687 | Mountain View | PA | Franklin | 40 | IC | OP | 0.3 | 0.3 | 0.3 |  | 3 | 2003 | WND BIT: LFG; WND WDS: WO; N Y: Y; Y Y: Y |  | S |  | N | IPP Non-CHP | 2 |  |  | N
55938 | Industrial Power Generating Company LLC | 56687 | Mountain View | PA | Franklin | 41 | IC | OP | 0.3 | 0.3 | 0.3 |  | 3 | 2003 | WND BIT: LFG; WND WDS: WO; N Y: Y; Y Y: Y |  | S |  | N | IPP Non-CHP | 2 |  |  | N
55938 | Industrial Power Generating Company LLC | 56687 | Mountain View | PA | Franklin | 42 | IC | OP | 0.3 | 0.3 | 0.3 |  | 3 | 2003 | WND BIT: LFG; WND WDS: WO; N Y: Y; Y Y: Y |  | S |  | N | IPP Non-CHP | 2 |  |  | N
55938 | Industrial Power Generating Company LLC | 56687 | Mountain View | PA | Franklin | 43 | IC | OP | 0.3 | 0.3 | 0.3 |  | 3 | 2003 | WND BIT: LFG; WND WDS: WO; N Y: Y; Y Y: Y |  | S |  | N | IPP Non-CHP | 2 |  |  | N
55938 | Industrial Power Generating Company LLC | 56687 | Mountain View | PA | Franklin | 44 | IC | OP | 0.3 | 0.3 | 0.3 |  | 3 | 2003 | WND BIT: LFG; WND WDS: WO; N Y: Y; Y Y: Y |  | S |  | N | IPP Non-CHP | 2 |  |  | N
55938 | Industrial Power Generating Company LLC | 56687 | Mountain View | PA | Franklin | 45 | IC | OP | 0.3 | 0.3 | 0.3 |  | 3 | 2003 | WND BIT: LFG; WND WDS: WO; N Y: Y; Y Y: Y |  | S |  | N | IPP Non-CHP | 2 |  |  | N
55938 | Industrial Power Generating Company LLC | 56687 | Mountain View | PA | Franklin | 46 | IC | OP | 0.3 | 0.3 | 0.3 |  | 3 | 2003 | WND BIT: LFG; WND WDS: WO; N Y: Y; Y Y: Y |  | S |  | N | IPP Non-CHP | 2 |  |  | N
55938 | Industrial Power Generating Company LLC | 56687 | Mountain View | PA | Franklin | 47 | IC | OP | 0.3 | 0.3 | 0.3 |  | 3 | 2003 | WND BIT: LFG; WND WDS: WO; N Y: Y; Y Y: Y |  | S |  | N | IPP Non-CHP | 2 |  |  | N
55938 | Industrial Power Generating Company LLC | 56687 | Mountain View | PA | Franklin | 48 | IC | OP | 0.3 | 0.3 | 0.3 |  | 3 | 2003 | WND BIT: LFG; WND WDS: WO; N Y: Y; Y Y: Y |  | S |  | N | IPP Non-CHP | 2 |  |  | N
55938 | Industrial Power Generating Company LLC | 56687 | Mountain View | PA | Franklin | 5 | IC | OP | 0.3 | 0.3 | 0.3 |  | 3 | 2003 | WND BIT: LFG; WND WDS: WO; N Y: Y; Y Y: Y |  | S |  | N | IPP Non-CHP | 2 |  |  | N
55938 | Industrial Power Generating Company LLC | 56687 | Mountain View | PA | Franklin | 6 | IC | OP | 0.3 | 0.3 | 0.3 |  | 3 | 2003 | WND BIT: LFG; WND WDS: WO; N Y: Y; Y Y: Y |  | S |  | N | IPP Non-CHP | 2 |  |  | N
55938 | Industrial Power Generating Company LLC | 56687 | Mountain View | PA | Franklin | 7 | IC | OP | 0.3 | 0.3 | 0.3 |  | 3 | 2003 | WND BIT: LFG; WND WDS: WO; N Y: Y; Y Y: Y |  | S |  | N | IPP Non-CHP | 2 |  |  | N
55938 | Industrial Power Generating Company LLC | 56687 | Mountain View | PA | Franklin | 8 | IC | OP | 0.3 | 0.3 | 0.3 |  | 3 | 2003 | WND BIT: LFG; WND WDS: WO; N Y: Y; Y Y: Y |  | S |  | N | IPP Non-CHP | 2 |  |  | N
55938 | Industrial Power Generating Company LLC | 56687 | Mountain View | PA | Franklin | 9 | IC | OP | 0.3 | 0.3 | 0.3 |  | 3 | 2003 | WND BIT: LFG; WND WDS: WO; N Y: Y; Y Y: Y |  | S |  | N | IPP Non-CHP | 2 |  |  | N
55938 | Industrial Power Generating Company LLC | 56688 | New Bern | NC | Craven | 1 | IC | OP | 0.3 | 0.3 | 0.3 |  | 8 | 2007 | WND BIT: LFG; WND WDS: DFO; N Y: Y; Y Y: Y |  | S |  | N | IPP Non-CHP | 2 |  |  | N
55938 | Industrial Power Generating Company LLC | 56688 | New Bern | NC | Craven | 10 | IC | OP | 0.3 | 0.3 | 0.3 |  | 8 | 2007 | WND BIT: LFG; WND WDS: DFO; N Y: Y; Y Y: Y |  | S |  | N | IPP Non-CHP | 2 |  |  | N
55938 | Industrial Power Generating Company LLC | 56688 | New Bern | NC | Craven | 11 | IC | OP | 0.3 | 0.3 | 0.3 |  | 8 | 2007 | WND BIT: LFG; WND WDS: DFO; N Y: Y; Y Y: Y |  | S |  | N | IPP Non-CHP | 2 |  |  | N
55938 | Industrial Power Generating Company LLC | 56688 | New Bern | NC | Craven | 12 | IC | OP | 0.3 | 0.3 | 0.3 |  | 8 | 2007 | WND BIT: LFG; WND WDS: DFO; N Y: Y; Y Y: Y |  | S |  | N | IPP Non-CHP | 2 |  |  | N
55938 | Industrial Power Generating Company LLC | 56688 | New Bern | NC | Craven | 13 | IC | OP | 0.3 | 0.3 | 0.3 |  | 5 | 2011 | WND BIT: LFG; WND WDS: DFO; N Y: Y; Y Y: Y |  | S |  | N | IPP Non-CHP | 2 |  |  | N
55938 | Industrial Power Generating Company LLC | 56688 | New Bern | NC | Craven | 14 | IC | OP | 0.3 | 0.3 | 0.3 |  | 5 | 2011 | WND BIT: LFG; WND WDS: DFO; N Y: Y; Y Y: Y |  | S |  | N | IPP Non-CHP | 2 |  |  | N
55938 | Industrial Power Generating Company LLC | 56688 | New Bern | NC | Craven | 15 | IC | OP | 0.3 | 0.3 | 0.3 |  | 5 | 2011 | WND BIT: LFG; WND WDS: DFO; N Y: Y; Y Y: Y |  | S |  | N | IPP Non-CHP | 2 |  |  | N
55938 | Industrial Power Generating Company LLC | 56688 | New Bern | NC | Craven | 16 | IC | OP | 0.3 | 0.3 | 0.3 |  | 5 | 2011 | WND BIT: LFG; WND WDS: DFO; N Y: Y; Y Y: Y |  | S |  | N | IPP Non-CHP | 2 |  |  | N
55938 | Industrial Power Generating Company LLC | 56688 | New Bern | NC | Craven | 17 | IC | OP | 0.3 | 0.3 | 0.3 |  | 5 | 2011 | WND BIT: LFG; WND WDS: DFO; N Y: Y; Y Y: Y |  | S |  | N | IPP Non-CHP | 2 |  |  | N
55938 | Industrial Power Generating Company LLC | 56688 | New Bern | NC | Craven | 18 | IC | OP | 0.3 | 0.3 | 0.3 |  | 5 | 2011 | WND BIT: LFG; WND WDS: DFO; N Y: Y; Y Y: Y |  | S |  | N | IPP Non-CHP | 2 |  |  | N
55938 | Industrial Power Generating Company LLC | 56688 | New Bern | NC | Craven | 2 | IC | OP | 0.3 | 0.3 | 0.3 |  | 8 | 2007 | WND BIT: LFG; WND WDS: DFO; N Y: Y; Y Y: Y |  | S |  | N | IPP Non-CHP | 2 |  |  | N
55938 | Industrial Power Generating Company LLC | 56688 | New Bern | NC | Craven | 3 | IC | OP | 0.3 | 0.3 | 0.3 |  | 8 | 2007 | WND BIT: LFG; WND WDS: DFO; N Y: Y; Y Y: Y |  | S |  | N | IPP Non-CHP | 2 |  |  | N
55938 | Industrial Power Generating Company LLC | 56688 | New Bern | NC | Craven | 4 | IC | OP | 0.3 | 0.3 | 0.3 |  | 8 | 2007 | WND BIT: LFG; WND WDS: DFO; N Y: Y; Y Y: Y |  | S |  | N | IPP Non-CHP | 2 |  |  | N
55938 | Industrial Power Generating Company LLC | 56688 | New Bern | NC | Craven | 5 | IC | OP | 0.3 | 0.3 | 0.3 |  | 8 | 2007 | WND BIT: LFG; WND WDS: DFO; N Y: Y; Y Y: Y |  | S |  | N | IPP Non-CHP | 2 |  |  | N
55938 | Industrial Power Generating Company LLC | 56688 | New Bern | NC | Craven | 6 | IC | OP | 0.3 | 0.3 | 0.3 |  | 8 | 2007 | WND BIT: LFG; WND WDS: DFO; N Y: Y; Y Y: Y |  | S |  | N | IPP Non-CHP | 2 |  |  | N
55938 | Industrial Power Generating Company LLC | 56688 | New Bern | NC | Craven | 7 | IC | OP | 0.3 | 0.3 | 0.3 |  | 8 | 2007 | WND BIT: LFG; WND WDS: DFO; N Y: Y; Y Y: Y |  | S |  | N | IPP Non-CHP | 2 |  |  | N
55938 | Industrial Power Generating Company LLC | 56688 | New Bern | NC | Craven | 8 | IC | OP | 0.3 | 0.3 | 0.3 |  | 8 | 2007 | WND BIT: LFG; WND WDS: DFO; N Y: Y; Y Y: Y |  | S |  | N | IPP Non-CHP | 2 |  |  | N
55938 | Industrial Power Generating Company LLC | 56688 | New Bern | NC | Craven | 9 | IC | OP | 0.3 | 0.3 | 0.3 |  | 8 | 2007 | WND BIT: LFG; WND WDS: DFO; N Y: Y; Y Y: Y |  | S |  | N | IPP Non-CHP | 2 |  |  | N
55938 | Industrial Power Generating Company LLC | 56690 | Pine Grove | PA | Schuylkill | 1 | IC | OP | 0.3 | 0.3 | 0.3 |  | 2 | 2008 | WND BIT: LFG; WND WDS: DFO; N Y: Y; Y Y: Y |  | S |  | N | IPP Non-CHP | 2 |  | N | N | [17 empty] | N
55938 | Industrial Power Generating Company LLC | 56690 | Pine Grove | PA | Schuylkill | 10 | IC | OP | 0.3 | 0.3 | 0.3 |  | 2 | 2008 | WND BIT: LFG; WND WDS: DFO; N Y: Y; Y Y: Y |  | S |  | N | IPP Non-CHP | 2 |  | N | N | [17 empty] | N
55938 | Industrial Power Generating Company LLC | 56690 | Pine Grove | PA | Schuylkill | 11 | IC | OP | 0.3 | 0.3 | 0.3 |  | 2 | 2008 | WND BIT: LFG; WND WDS: DFO; N Y: Y; Y Y: Y |  | S |  | N | IPP Non-CHP | 2 |  | N | N | [17 empty] | N
55938 | Industrial Power Generating Company LLC | 56690 | Pine Grove | PA | Schuylkill | 12 | IC | OP | 0.3 | 0.3 | 0.3 |  | 2 | 2008 | WND BIT: LFG; WND WDS: DFO; N Y: Y; Y Y: Y |  | S |  | N | IPP Non-CHP | 2 |  | N | N | [17 empty] | N
55938 | Industrial Power Generating Company LLC | 56690 | Pine Grove | PA | Schuylkill | 13 | IC | OP | 0.3 | 0.3 | 0.3 |  | 2 | 2008 | WND BIT: LFG; WND WDS: DFO; N Y: Y; Y Y: Y |  | S |  | N | IPP Non-CHP | 2 |  | N | N | [17 empty] | N
55938 | Industrial Power Generating Company LLC | 56690 | Pine Grove | PA | Schuylkill | 14 | IC | OP | 0.3 | 0.3 | 0.3 |  | 2 | 2008 | WND BIT: LFG; WND WDS: DFO; N Y: Y; Y Y: Y |  | S |  | N | IPP Non-CHP | 2 |  | N | N | [17 empty] | N
55938 | Industrial Power Generating Company LLC | 56690 | Pine Grove | PA | Schuylkill | 15 | IC | OP | 0.3 | 0.3 | 0.3 |  | 2 | 2008 | WND BIT: LFG; WND WDS: DFO; N Y: Y; Y Y: Y |  | S |  | N | IPP Non-CHP | 2 |  | N | N | [17 empty] | N
55938 | Industrial Power Generating Company LLC | 56690 | Pine Grove | PA | Schuylkill | 16 | IC | OP | 0.3 | 0.3 | 0.3 |  | 2 | 2008 | WND BIT: LFG; WND WDS: DFO; N Y: Y; Y Y: Y |  | S |  | N | IPP Non-CHP | 2 |  | N | N | [17 empty] | N
55938 | Industrial Power Generating Company LLC | 56690 | Pine Grove | PA | Schuylkill | 17 | IC | OP | 0.3 | 0.3 | 0.3 |  | 2 | 2008 | WND BIT: LFG; WND WDS: DFO; N Y: Y; Y Y: Y |  | S |  | N | IPP Non-CHP | 2 |  | N | N | [17 empty] | N
55938 | Industrial Power Generating Company LLC | 56690 | Pine Grove | PA | Schuylkill | 18 | IC | OP | 0.3 | 0.3 | 0.3 |  | 2 | 2008 | WND BIT: LFG; WND WDS: DFO; N Y: Y; Y Y: Y |  | S |  | N | IPP Non-CHP | 2 |  | N | N | [17 empty] | N
55938 | Industrial Power Generating Company LLC | 56690 | Pine Grove | PA | Schuylkill | 2 | IC | OP | 0.3 | 0.3 | 0.3 |  | 2 | 2008 | WND BIT: LFG; WND WDS: DFO; N Y: Y; Y Y: Y |  | S |  | N | IPP Non-CHP | 2 |  | N | N | [17 empty] | N
55938 | Industrial Power Generating Company LLC | 56690 | Pine Grove | PA | Schuylkill | 3 | IC | OP | 0.3 | 0.3 | 0.3 |  | 2 | 2008 | WND BIT: LFG; WND WDS: DFO; N Y: Y; Y Y: Y |  | S |  | N | IPP Non-CHP | 2 |  | N | N | [17 empty] | N
55938 | Industrial Power Generating Company LLC | 56690 | Pine Grove | PA | Schuylkill | 4 | IC | OP | 0.3 | 0.3 | 0.3 |  | 2 | 2008 | WND BIT: LFG; WND WDS: DFO; N Y: Y; Y Y: Y |  | S |  | N | IPP Non-CHP | 2 |  | N | N | [17 empty] | N
55938 | Industrial Power Generating Company LLC | 56690 | Pine Grove | PA | Schuylkill | 5 | IC | OP | 0.3 | 0.3 | 0.3 |  | 2 | 2008 | WND BIT: LFG; WND WDS: DFO; N Y: Y; Y Y: Y |  | S |  | N | IPP Non-CHP | 2 |  | N | N | [17 empty] | N
55938 | Industrial Power Generating Company LLC | 56690 | Pine Grove | PA | Schuylkill | 6 | IC | OP | 0.3 | 0.3 | 0.3 |  | 2 | 2008 | WND BIT: LFG; WND WDS: DFO; N Y: Y; Y Y: Y |  | S |  | N | IPP Non-CHP | 2 |  | N | N | [17 empty] | N
55938 | Industrial Power Generating Company LLC | 56690 | Pine Grove | PA | Schuylkill | 7 | IC | OP | 0.3 | 0.3 | 0.3 |  | 2 | 2008 | WND BIT: LFG; WND WDS: DFO; N Y: Y; Y Y: Y |  | S |  | N | IPP Non-CHP | 2 |  | N | N | [17 empty] | N
55938 | Industrial Power Generating Company LLC | 56690 | Pine Grove | PA | Schuylkill | 8 | IC | OP | 0.3 | 0.3 | 0.3 |  | 2 | 2008 | WND BIT: LFG; WND WDS: DFO; N Y: Y; Y Y: Y |  | S |  | N | IPP Non-CHP | 2 |  | N | N | [17 empty] | N
55938 | Industrial Power Generating Company LLC | 56690 | Pine Grove | PA | Schuylkill | 9 | IC | OP | 0.3 | 0.3 | 0.3 |  | 2 | 2008 | WND BIT: LFG; WND WDS: DFO; N Y: Y; Y Y: Y |  | S |  | N | IPP Non-CHP | 2 |  | N | N | [17 empty] | N
55938 | Industrial Power Generating Company LLC | 56692 | Rockville 1 & 2 | VA | Hanover | 1A | IC | OP | 0.3 | 0.3 | 0.3 |  | 10 | 1995 | WND BIT: DFO; WND WDS: WO; N Y: N; Y Y: Y |  | S |  | N | IPP Non-CHP | 2 |  |  | N
55938 | Industrial Power Generating Company LLC | 56692 | Rockville 1 & 2 | VA | Hanover | 1B | IC | OP | 0.3 | 0.3 | 0.3 |  | 10 | 1995 | WND BIT: DFO; WND WDS: WO; N Y: N; Y Y: Y |  | S |  | N | IPP Non-CHP | 2 |  |  | N
55938 | Industrial Power Generating Company LLC | 56692 | Rockville 1 & 2 | VA | Hanover | 1C | IC | OP | 0.3 | 0.3 | 0.3 |  | 10 | 1995 | WND BIT: DFO; WND WDS: WO; N Y: N; Y Y: Y |  | S |  | N | IPP Non-CHP | 2 |  |  | N
55938 | Industrial Power Generating Company LLC | 56692 | Rockville 1 & 2 | VA | Hanover | 1D | IC | OP | 0.3 | 0.3 | 0.3 |  | 10 | 1995 | WND BIT: DFO; WND WDS: WO; N Y: N; Y Y: Y |  | S |  | N | IPP Non-CHP | 2 |  |  | N
55938 | Industrial Power Generating Company LLC | 56692 | Rockville 1 & 2 | VA | Hanover | 1E | IC | OP | 0.3 | 0.3 | 0.3 |  | 10 | 1995 | WND BIT: DFO; WND WDS: WO; N Y: N; Y Y: Y |  | S |  | N | IPP Non-CHP | 2 |  |  | N
55938 | Industrial Power Generating Company LLC | 56692 | Rockville 1 & 2 | VA | Hanover | 1F | IC | OP | 0.3 | 0.3 | 0.3 |  | 10 | 1995 | WND BIT: DFO; WND WDS: WO; N Y: N; Y Y: Y |  | S |  | N | IPP Non-CHP | 2 |  |  | N
55938 | Industrial Power Generating Company LLC | 56692 | Rockville 1 & 2 | VA | Hanover | 1G | IC | OP | 0.3 | 0.3 | 0.3 |  | 10 | 1995 | WND BIT: DFO; WND WDS: WO; N Y: N; Y Y: Y |  | S |  | N | IPP Non-CHP | 2 |  |  | N
55938 | Industrial Power Generating Company LLC | 56692 | Rockville 1 & 2 | VA | Hanover | 1H | IC | OP | 0.3 | 0.3 | 0.3 |  | 10 | 1995 | WND BIT: DFO; WND WDS: WO; N Y: N; Y Y: Y |  | S |  | N | IPP Non-CHP | 2 |  |  | N
55938 | Industrial Power Generating Company LLC | 56692 | Rockville 1 & 2 | VA | Hanover | 1I | IC | OP | 0.3 | 0.3 | 0.3 |  | 10 | 1995 | WND BIT: DFO; WND WDS: WO; N Y: N; Y Y: Y |  | S |  | N | IPP Non-CHP | 2 |  |  | N
55938 | Industrial Power Generating Company LLC | 56692 | Rockville 1 & 2 | VA | Hanover | 1J | IC | OP | 0.3 | 0.3 | 0.3 |  | 10 | 1995 | WND BIT: DFO; WND WDS: WO; N Y: N; Y Y: N |  | S |  | N | IPP Non-CHP | 2 |  |  | N
55938 | Industrial Power Generating Company LLC | 56692 | Rockville 1 & 2 | VA | Hanover | 1K | IC | OP | 0.3 | 0.3 | 0.3 |  | 10 | 1995 | WND BIT: DFO; WND WDS: WO; N Y: N; Y Y: Y |  | S |  | N | IPP Non-CHP | 2 |  |  | N
55938 | Industrial Power Generating Company LLC | 56692 | Rockville 1 & 2 | VA | Hanover | 1L | IC | OP | 0.3 | 0.3 | 0.3 |  | 10 | 1995 | WND BIT: DFO; WND WDS: WO; N Y: N; Y Y: Y |  | S |  | N | IPP Non-CHP | 2 |  |  | N
55938 | Industrial Power Generating Company LLC | 56692 | Rockville 1 & 2 | VA | Hanover | 1M | IC | OP | 0.3 | 0.3 | 0.3 |  | 10 | 1995 | WND BIT: DFO; WND WDS: WO; N Y: N; Y Y: Y |  | S |  | N | IPP Non-CHP | 2 |  |  | N
55938 | Industrial Power Generating Company LLC | 56692 | Rockville 1 & 2 | VA | Hanover | 1N | IC | OP | 0.3 | 0.3 | 0.3 |  | 10 | 1995 | WND BIT: DFO; WND WDS: WO; N Y: N; Y Y: Y |  | S |  | N | IPP Non-CHP | 2 |  |  | N
55938 | Industrial Power Generating Company LLC | 56692 | Rockville 1 & 2 | VA | Hanover | 1O | IC | OP | 0.3 | 0.3 | 0.3 |  | 10 | 1995 | WND BIT: DFO; WND WDS: WO; N Y: N; Y Y: Y |  | S |  | N | IPP Non-CHP | 2 |  |  | N
55938 | Industrial Power Generating Company LLC | 56692 | Rockville 1 & 2 | VA | Hanover | 2A | IC | OP | 0.3 | 0.3 | 0.3 |  | 6 | 2000 | WND BIT: DFO; WND WDS: WO; N Y: N; Y Y: Y |  | S |  | N | IPP Non-CHP | 2 |  |  | N
55938 | Industrial Power Generating Company LLC | 56692 | Rockville 1 & 2 | VA | Hanover | 2B | IC | OP | 0.3 | 0.3 | 0.3 |  | 6 | 2000 | WND BIT: DFO; WND WDS: WO; N Y: N; Y Y: N |  | S |  | N | IPP Non-CHP | 2 |  |  | N
55938 | Industrial Power Generating Company LLC | 56692 | Rockville 1 & 2 | VA | Hanover | 2C | IC | OP | 0.3 | 0.3 | 0.3 |  | 6 | 2000 | WND BIT: DFO; WND WDS: WO; N Y: N; Y Y: Y |  | S |  | N | IPP Non-CHP | 2 |  |  | N
55938 | Industrial Power Generating Company LLC | 56692 | Rockville 1 & 2 | VA | Hanover | 2D | IC | OP | 0.3 | 0.3 | 0.3 |  | 6 | 2000 | WND BIT: DFO; WND WDS: WO; N Y: N; Y Y: Y |  | S |  | N | IPP Non-CHP | 2 |  |  | N
55938 | Industrial Power Generating Company LLC | 56692 | Rockville 1 & 2 | VA | Hanover | 2E | IC | OP | 0.3 | 0.3 | 0.3 |  | 6 | 2000 | WND BIT: DFO; WND WDS: WO; N Y: N; Y Y: Y |  | S |  | N | IPP Non-CHP | 2 |  |  | N
55938 | Industrial Power Generating Company LLC | 56692 | Rockville 1 & 2 | VA | Hanover | 2F | IC | OP | 0.3 | 0.3 | 0.3 |  | 6 | 2000 | WND BIT: DFO; WND WDS: WO; N Y: N; Y Y: Y |  | S |  | N | IPP Non-CHP | 2 |  |  | N
55938 | Industrial Power Generating Company LLC | 56692 | Rockville 1 & 2 | VA | Hanover | 2G | IC | OP | 0.3 | 0.3 | 0.3 |  | 6 | 2000 | WND BIT: DFO; WND WDS: WO; N Y: N; Y Y: Y |  | S |  | N | IPP Non-CHP | 2 |  |  | N
55938 | Industrial Power Generating Company LLC | 56692 | Rockville 1 & 2 | VA | Hanover | 2H | IC | OP | 0.3 | 0.3 | 0.3 |  | 6 | 2000 | WND BIT: DFO; WND WDS: WO; N Y: N; Y Y: Y |  | S |  | N | IPP Non-CHP | 2 |  |  | N
55938 | Industrial Power Generating Company LLC | 56692 | Rockville 1 & 2 | VA | Hanover | 2I | IC | OP | 0.3 | 0.3 | 0.3 |  | 6 | 2000 | WND BIT: DFO; WND WDS: WO; N Y: N; Y Y: Y |  | S |  | N | IPP Non-CHP | 2 |  |  | N
55938 | Industrial Power Generating Company LLC | 56692 | Rockville 1 & 2 | VA | Hanover | 2J | IC | OP | 0.3 | 0.3 | 0.3 |  | 6 | 2000 | WND BIT: DFO; WND WDS: WO; N Y: N; Y Y: Y |  | S |  | N | IPP Non-CHP | 2 |  |  | N
55938 | Industrial Power Generating Company LLC | 56692 | Rockville 1 & 2 | VA | Hanover | 2K | IC | OP | 0.3 | 0.3 | 0.3 |  | 6 | 2000 | WND BIT: DFO; WND WDS: WO; N Y: N; Y Y: Y |  | S |  | N | IPP Non-CHP | 2 |  |  | N
55938 | Industrial Power Generating Company LLC | 56692 | Rockville 1 & 2 | VA | Hanover | 2L | IC | OP | 0.3 | 0.3 | 0.3 |  | 6 | 2000 | WND BIT: DFO; WND WDS: WO; N Y: N; Y Y: Y |  | S |  | N | IPP Non-CHP | 2 |  |  | N
55938 | Industrial Power Generating Company LLC | 56692 | Rockville 1 & 2 | VA | Hanover | 2M | IC | OP | 0.3 | 0.3 | 0.3 |  | 6 | 2000 | WND BIT: DFO; WND WDS: WO; N Y: N; Y Y: Y |  | S |  | N | IPP Non-CHP | 2 |  |  | N
55938 | Industrial Power Generating Company LLC | 56692 | Rockville 1 & 2 | VA | Hanover | 2N | IC | OP | 0.3 | 0.3 | 0.3 |  | 6 | 2000 | WND BIT: DFO; WND WDS: WO; N Y: N; Y Y: Y |  | S |  | N | IPP Non-CHP | 2 |  |  | N
55938 | Industrial Power Generating Company LLC | 56692 | Rockville 1 & 2 | VA | Hanover | 2O | IC | OP | 0.3 | 0.3 | 0.3 |  | 6 | 2000 | WND BIT: DFO; WND WDS: WO; N Y: N; Y Y: Y |  | S |  | N | IPP Non-CHP | 2 |  |  | N
55938 | Industrial Power Generating Company LLC | 56692 | Rockville 1 & 2 | VA | Hanover | 2P | IC | OP | 0.3 | 0.3 | 0.3 |  | 6 | 2000 | WND BIT: DFO; WND WDS: WO; N Y: N; Y Y: Y |  | S |  | N | IPP Non-CHP | 2 |  |  | N
55938 | Industrial Power Generating Company LLC | 56692 | Rockville 1 & 2 | VA | Hanover | 2Q | IC | OP | 0.3 | 0.3 | 0.3 |  | 6 | 2000 | WND BIT: DFO; WND WDS: WO; N Y: N; Y Y: Y |  | S |  | N | IPP Non-CHP | 2 |  |  | N
55938 | Industrial Power Generating Company LLC | 56692 | Rockville 1 & 2 | VA | Hanover | 2R | IC | OP | 0.3 | 0.3 | 0.3 |  | 6 | 2000 | WND BIT: DFO; WND WDS: WO; N Y: N; Y Y: Y |  | S |  | N | IPP Non-CHP | 2 |  |  | N
55938 | Industrial Power Generating Company LLC | 56692 | Rockville 1 & 2 | VA | Hanover | 2S | IC | OP | 0.3 | 0.3 | 0.3 |  | 6 | 2000 | WND BIT: DFO; WND WDS: WO; N Y: N; Y Y: Y |  | S |  | N | IPP Non-CHP | 2 |  |  | N
55938 | Industrial Power Generating Company LLC | 56692 | Rockville 1 & 2 | VA | Hanover | 2T | IC | OP | 0.3 | 0.3 | 0.3 |  | 6 | 2000 | WND BIT: DFO; WND WDS: WO; N Y: N; Y Y: Y |  | S |  | N | IPP Non-CHP | 2 |  |  | N
55938 | Industrial Power Generating Company LLC | 56692 | Rockville 1 & 2 | VA | Hanover | 2U | IC | OP | 0.3 | 0.3 | 0.3 |  | 6 | 2000 | WND BIT: DFO; WND WDS: WO; N Y: N; Y Y: Y |  | S |  | N | IPP Non-CHP | 2 |  |  | N
55938 | Industrial Power Generating Company LLC | 56693 | Virginia Beach | VA | Virginia Beach | 1 | IC | OP | 0.3 | 0.3 | 0.3 |  | 11 | 2001 | LFG | WO | DFO |  |  |  | Y | Y |  | S |  | N | IPP Non-CHP | 2 |  |  | N
55938 | Industrial Power Generating Company LLC | 56693 | Virginia Beach | VA | Virginia Beach | 10 | IC | OP | 0.3 | 0.3 | 0.3 |  | 11 | 2001 | LFG | WO | DFO |  |  |  | Y | Y |  | S |  | N | IPP Non-CHP | 2 |  |  | N
55938 | Industrial Power Generating Company LLC | 56693 | Virginia Beach | VA | Virginia Beach | 11 | IC | OP | 0.3 | 0.3 | 0.3 |  | 11 | 2001 | LFG | WO | DFO |  |  |  | Y | Y |  | S |  | N | IPP Non-CHP | 2 |  |  | N
55938 | Industrial Power Generating Company LLC | 56693 | Virginia Beach | VA | Virginia Beach | 12 | IC | OP | 0.3 | 0.3 | 0.3 |  | 11 | 2001 | LFG | WO | DFO |  |  |  | Y | Y |  | S |  | N | IPP Non-CHP | 2 |  |  | N
55938 | Industrial Power Generating Company LLC | 56693 | Virginia Beach | VA | Virginia Beach | 13 | IC | OP | 0.3 | 0.3 | 0.3 |  | 11 | 2001 | LFG | WO | DFO |  |  |  | Y | Y |  | S |  | N | IPP Non-CHP | 2 |  |  | N
55938 | Industrial Power Generating Company LLC | 56693 | Virginia Beach | VA | Virginia Beach | 14 | IC | OP | 0.3 | 0.3 | 0.3 |  | 11 | 2001 | LFG | WO | DFO |  |  |  | Y | Y |  | S |  | N | IPP Non-CHP | 2 |  |  | N
55938 | Industrial Power Generating Company LLC | 56693 | Virginia Beach | VA | Virginia Beach | 15 | IC | OP | 0.3 | 0.3 | 0.3 |  | 11 | 2001 | LFG | WO | DFO |  |  |  | Y | Y |  | S |  | N | IPP Non-CHP | 2 |  |  | N
55938 | Industrial Power Generating Company LLC | 56693 | Virginia Beach | VA | Virginia Beach | 16 | IC | OP | 0.3 | 0.3 | 0.3 |  | 11 | 2001 | LFG | WO | DFO |  |  |  | Y | Y |  | S |  | N | IPP Non-CHP | 2 |  |  | N
55938 | Industrial Power Generating Company LLC | 56693 | Virginia Beach | VA | Virginia Beach | 17 | IC | OP | 0.3 | 0.3 | 0.3 |  | 11 | 2001 | LFG | WO | DFO |  |  |  | Y | Y |  | S |  | N | IPP Non-CHP | 2 |  |  | N
55938 | Industrial Power Generating Company LLC | 56693 | Virginia Beach | VA | Virginia Beach | 18 | IC | OP | 0.3 | 0.3 | 0.3 |  | 11 | 2001 | LFG | WO | DFO |  |  |  | Y | Y |  | S |  | N | IPP Non-CHP | 2 |  |  | N
55938 | Industrial Power Generating Company LLC | 56693 | Virginia Beach | VA | Virginia Beach | 19 | IC | OP | 0.3 | 0.3 | 0.3 |  | 11 | 2001 | LFG | WO | DFO |  |  |  | Y | Y |  | S |  | N | IPP Non-CHP | 2 |  |  | N
55938 | Industrial Power Generating Company LLC | 56693 | Virginia Beach | VA | Virginia Beach | 2 | IC | OP | 0.3 | 0.3 | 0.3 |  | 11 | 2001 | LFG | WO | DFO |  |  |  | Y | Y |  | S |  | N | IPP Non-CHP | 2 |  |  | N
55938 | Industrial Power Generating Company LLC | 56693 | Virginia Beach | VA | Virginia Beach | 20 | IC | OP | 0.3 | 0.3 | 0.3 |  | 11 | 2001 | LFG | WO | DFO |  |  |  | Y | Y |  | S |  | N | IPP Non-CHP | 2 |  |  | N
55938 | Industrial Power Generating Company LLC | 56693 | Virginia Beach | VA | Virginia Beach | 21 | IC | OP | 0.3 | 0.3 | 0.3 |  | 11 | 2001 | LFG | WO | DFO |  |  |  | Y | Y |  | S |  | N | IPP Non-CHP | 2 |  |  | N
55938 | Industrial Power Generating Company LLC | 56693 | Virginia Beach | VA | Virginia Beach | 22 | IC | OP | 0.3 | 0.3 | 0.3 |  | 11 | 2001 | LFG | WO | DFO |  |  |  | Y | Y |  | S |  | N | IPP Non-CHP | 2 |  |  | N
55938 | Industrial Power Generating Company LLC | 56693 | Virginia Beach | VA | Virginia Beach | 23 | IC | OP | 0.3 | 0.3 | 0.3 |  | 11 | 2001 | LFG | WO | DFO |  |  |  | Y | Y |  | S |  | N | IPP Non-CHP | 2 |  |  | N
55938 | Industrial Power Generating Company LLC | 56693 | Virginia Beach | VA | Virginia Beach | 24 | IC | OP | 0.3 | 0.3 | 0.3 |  | 11 | 2001 | LFG | WO | DFO |  |  |  | Y | Y |  | S |  | N | IPP Non-CHP | 2 |  |  | N
55938 | Industrial Power Generating Company LLC | 56693 | Virginia Beach | VA | Virginia Beach | 25 | IC | OP | 0.3 | 0.3 | 0.3 |  | 11 | 2001 | LFG | WO | DFO |  |  |  | Y | Y |  | S |  | N | IPP Non-CHP | 2 |  |  | N
55938 | Industrial Power Generating Company LLC | 56693 | Virginia Beach | VA | Virginia Beach | 26 | IC | OP | 0.3 | 0.3 | 0.3 |  | 11 | 2001 | LFG | WO | DFO |  |  |  | Y | Y |  | S |  | N | IPP Non-CHP | 2 |  |  | N
55938 | Industrial Power Generating Company LLC | 56693 | Virginia Beach | VA | Virginia Beach | 27 | IC | OP | 0.3 | 0.3 | 0.3 |  | 11 | 2001 | LFG | WO | DFO |  |  |  | Y | Y |  | S |  | N | IPP Non-CHP | 2 |  |  | N
55938 | Industrial Power Generating Company LLC | 56693 | Virginia Beach | VA | Virginia Beach | 28 | IC | OP | 0.3 | 0.3 | 0.3 |  | 11 | 2001 | LFG | WO | DFO |  |  |  | Y | Y |  | S |  | N | IPP Non-CHP | 2 |  |  | N
55938 | Industrial Power Generating Company LLC | 56693 | Virginia Beach | VA | Virginia Beach | 29 | IC | OP | 0.3 | 0.3 | 0.3 |  | 11 | 2001 | LFG | WO | DFO |  |  |  | Y | Y |  | S |  | N | IPP Non-CHP | 2 |  |  | N
55938 | Industrial Power Generating Company LLC | 56693 | Virginia Beach | VA | Virginia Beach | 3 | IC | OP | 0.3 | 0.3 | 0.3 |  | 11 | 2001 | LFG | WO | DFO |  |  |  | Y | Y |  | S |  | N | IPP Non-CHP | 2 |  |  | N
55938 | Industrial Power Generating Company LLC | 56693 | Virginia Beach | VA | Virginia Beach | 30 | IC | OP | 0.3 | 0.3 | 0.3 |  | 11 | 2001 | LFG | WO | DFO |  |  |  | Y | Y |  | S |  | N | IPP Non-CHP | 2 |  |  | N
55938 | Industrial Power Generating Company LLC | 56693 | Virginia Beach | VA | Virginia Beach | 31 | IC | OP | 0.3 | 0.3 | 0.3 |  | 11 | 2001 | LFG | WO | DFO |  |  |  | Y | Y |  | S |  | N | IPP Non-CHP | 2 |  |  | N
55938 | Industrial Power Generating Company LLC | 56693 | Virginia Beach | VA | Virginia Beach | 32 | IC | OP | 0.3 | 0.3 | 0.3 |  | 11 | 2001 | LFG | WO | DFO |  |  |  | Y | Y |  | S |  | N | IPP Non-CHP | 2 |  |  | N
55938 | Industrial Power Generating Company LLC | 56693 | Virginia Beach | VA | Virginia Beach | 33 | IC | OP | 0.3 | 0.3 | 0.3 |  | 11 | 2001 | LFG | WO | DFO |  |  |  | Y | Y |  | S |  | N | IPP Non-CHP | 2 |  |  | N
55938 | Industrial Power Generating Company LLC | 56693 | Virginia Beach | VA | Virginia Beach | 34 | IC | OP | 0.3 | 0.3 | 0.3 |  | 11 | 2001 | LFG | WO | DFO |  |  |  | Y | Y |  | S |  | N | IPP Non-CHP | 2 |  |  | N
55938 | Industrial Power Generating Company LLC | 56693 | Virginia Beach | VA | Virginia Beach | 35 | IC | OP | 0.3 | 0.3 | 0.3 |  | 11 | 2001 | LFG | WO | DFO |  |  |  | Y | Y |  | S |  | N | IPP Non-CHP | 2 |  |  | N
55938 | Industrial Power Generating Company LLC | 56693 | Virginia Beach | VA | Virginia Beach | 36 | IC | OP | 0.3 | 0.3 | 0.3 |  | 11 | 2001 | LFG | WO | DFO |  |  |  | Y | Y |  | S |  | N | IPP Non-CHP | 2 |  |  | N
55938 | Industrial Power Generating Company LLC | 56693 | Virginia Beach | VA | Virginia Beach | 4 | IC | OP | 0.3 | 0.3 | 0.3 |  | 11 | 2001 | LFG | WO | DFO |  |  |  | Y | Y |  | S |  | N | IPP Non-CHP | 2 |  |  | N
55938 | Industrial Power Generating Company LLC | 56693 | Virginia Beach | VA | Virginia Beach | 5 | IC | OP | 0.3 | 0.3 | 0.3 |  | 11 | 2001 | LFG | WO | DFO |  |  |  | Y | Y |  | S |  | N | IPP Non-CHP | 2 |  |  | N
55938 | Industrial Power Generating Company LLC | 56693 | Virginia Beach | VA | Virginia Beach | 6 | IC | OP | 0.3 | 0.3 | 0.3 |  | 11 | 2001 | LFG | WO | DFO |  |  |  | Y | Y |  | S |  | N | IPP Non-CHP | 2 |  |  | N
55938 | Industrial Power Generating Company LLC | 56693 | Virginia Beach | VA | Virginia Beach | 7 | IC | OP | 0.3 | 0.3 | 0.3 |  | 11 | 2001 | LFG | WO | DFO |  |  |  | Y | Y |  | S |  | N | IPP Non-CHP | 2 |  |  | N
55938 | Industrial Power Generating Company LLC | 56693 | Virginia Beach | VA | Virginia Beach | 8 | IC | OP | 0.3 | 0.3 | 0.3 |  | 11 | 2001 | LFG | WO | DFO |  |  |  | Y | Y |  | S |  | N | IPP Non-CHP | 2 |  |  | N
55938 | Industrial Power Generating Company LLC | 56693 | Virginia Beach | VA | Virginia Beach | 9 | IC | OP | 0.3 | 0.3 | 0.3 |  | 11 | 2001 | LFG | WO | DFO |  |  |  | Y | Y |  | S |  | N | IPP Non-CHP | 2 |  |  | N
55938 | Industrial Power Generating Company LLC | 57298 | Cedar Hills | WA | King | 1 | IC | OP | 0.3 | 0.3 | 0.3 |  | 4 | 2009 | WND BIT: LFG; WND WDS: DFO; N Y: Y; Y Y: Y |  | S |  | N | IPP Non-CHP | 2 |  |  | N
55938 | Industrial Power Generating Company LLC | 57298 | Cedar Hills | WA | King | 10 | IC | OP | 0.3 | 0.3 | 0.3 |  | 4 | 2009 | WND BIT: LFG; WND WDS: DFO; N Y: Y; Y Y: Y |  | S |  | N | IPP Non-CHP | 2 |  |  | N
55938 | Industrial Power Generating Company LLC | 57298 | Cedar Hills | WA | King | 11 | IC | OP | 0.3 | 0.3 | 0.3 |  | 4 | 2009 | WND BIT: LFG; WND WDS: DFO; N Y: Y; Y Y: Y |  | S |  | N | IPP Non-CHP | 2 |  |  | N
55938 | Industrial Power Generating Company LLC | 57298 | Cedar Hills | WA | King | 12 | IC | OP | 0.3 | 0.3 | 0.3 |  | 4 | 2009 | WND BIT: LFG; WND WDS: DFO; N Y: Y; Y Y: Y |  | S |  | N | IPP Non-CHP | 2 |  |  | N
55938 | Industrial Power Generating Company LLC | 57298 | Cedar Hills | WA | King | 13 | IC | OP | 0.3 | 0.3 | 0.3 |  | 4 | 2009 | WND BIT: LFG; WND WDS: DFO; N Y: Y; Y Y: Y |  | S |  | N | IPP Non-CHP | 2 |  |  | N
55938 | Industrial Power Generating Company LLC | 57298 | Cedar Hills | WA | King | 14 | IC | OP | 0.3 | 0.3 | 0.3 |  | 4 | 2009 | WND BIT: LFG; WND WDS: DFO; N Y: Y; Y Y: Y |  | S |  | N | IPP Non-CHP | 2 |  |  | N
55938 | Industrial Power Generating Company LLC | 57298 | Cedar Hills | WA | King | 15 | IC | OP | 0.3 | 0.3 | 0.3 |  | 4 | 2009 | WND BIT: LFG; WND WDS: DFO; N Y: Y; Y Y: Y |  | S |  | N | IPP Non-CHP | 2 |  |  | N
55938 | Industrial Power Generating Company LLC | 57298 | Cedar Hills | WA | King | 16 | IC | OP | 0.3 | 0.3 | 0.3 |  | 4 | 2009 | WND BIT: LFG; WND WDS: DFO; N Y: Y; Y Y: Y |  | S |  | N | IPP Non-CHP | 2 |  |  | N
55938 | Industrial Power Generating Company LLC | 57298 | Cedar Hills | WA | King | 17 | IC | OP | 0.3 | 0.3 | 0.3 |  | 4 | 2009 | WND BIT: LFG; WND WDS: DFO; N Y: Y; Y Y: Y |  | S |  | N | IPP Non-CHP | 2 |  |  | N
55938 | Industrial Power Generating Company LLC | 57298 | Cedar Hills | WA | King | 18 | IC | OP | 0.3 | 0.3 | 0.3 |  | 4 | 2009 | WND BIT: LFG; WND WDS: DFO; N Y: Y; Y Y: Y |  | S |  | N | IPP Non-CHP | 2 |  |  | N
55938 | Industrial Power Generating Company LLC | 57298 | Cedar Hills | WA | King | 2 | IC | OP | 0.3 | 0.3 | 0.3 |  | 4 | 2009 | WND BIT: LFG; WND WDS: DFO; N Y: Y; Y Y: Y |  | S |  | N | IPP Non-CHP | 2 |  |  | N
55938 | Industrial Power Generating Company LLC | 57298 | Cedar Hills | WA | King | 3 | IC | OP | 0.3 | 0.3 | 0.3 |  | 4 | 2009 | WND BIT: LFG; WND WDS: DFO; N Y: Y; Y Y: Y |  | S |  | N | IPP Non-CHP | 2 |  |  | N
55938 | Industrial Power Generating Company LLC | 57298 | Cedar Hills | WA | King | 4 | IC | OP | 0.3 | 0.3 | 0.3 |  | 4 | 2009 | WND BIT: LFG; WND WDS: DFO; N Y: Y; Y Y: Y |  | S |  | N | IPP Non-CHP | 2 |  |  | N
55938 | Industrial Power Generating Company LLC | 57298 | Cedar Hills | WA | King | 5 | IC | OP | 0.3 | 0.3 | 0.3 |  | 4 | 2009 | WND BIT: LFG; WND WDS: DFO; N Y: Y; Y Y: Y |  | S |  | N | IPP Non-CHP | 2 |  |  | N
55938 | Industrial Power Generating Company LLC | 57298 | Cedar Hills | WA | King | 6 | IC | OP | 0.3 | 0.3 | 0.3 |  | 4 | 2009 | WND BIT: LFG; WND WDS: DFO; N Y: Y; Y Y: Y |  | S |  | N | IPP Non-CHP | 2 |  |  | N
55938 | Industrial Power Generating Company LLC | 57298 | Cedar Hills | WA | King | 7 | IC | OP | 0.3 | 0.3 | 0.3 |  | 4 | 2009 | WND BIT: LFG; WND WDS: DFO; N Y: Y; Y Y: Y |  | S |  | N | IPP Non-CHP | 2 |  |  | N
55938 | Industrial Power Generating Company LLC | 57298 | Cedar Hills | WA | King | 8 | IC | OP | 0.3 | 0.3 | 0.3 |  | 4 | 2009 | WND BIT: LFG; WND WDS: DFO; N Y: Y; Y Y: Y |  | S |  | N | IPP Non-CHP | 2 |  |  | N
55938 | Industrial Power Generating Company LLC | 57298 | Cedar Hills | WA | King | 9 | IC | OP | 0.3 | 0.3 | 0.3 |  | 4 | 2009 | WND BIT: LFG; WND WDS: DFO; N Y: Y; Y Y: Y |  | S |  | N | IPP Non-CHP | 2 |  |  | N
55938 | Industrial Power Generating Company LLC | 57356 | Henrico | VA | Henrico | 1 | IC | OP | 0.3 | 0.3 | 0.3 |  | 9 | 2010 | WND BIT: LFG; WND WDS: DFO; N Y: Y; Y Y: Y |  | S |  | N | IPP Non-CHP | 2 |  |  | N
55938 | Industrial Power Generating Company LLC | 57356 | Henrico | VA | Henrico | 10 | IC | OP | 0.3 | 0.3 | 0.3 |  | 9 | 2010 | WND BIT: LFG; WND WDS: DFO; N Y: Y; Y Y: Y |  | S |  | N | IPP Non-CHP | 2 |  |  | N
55938 | Industrial Power Generating Company LLC | 57356 | Henrico | VA | Henrico | 11 | IC | OP | 0.3 | 0.3 | 0.3 |  | 9 | 2010 | WND BIT: LFG; WND WDS: DFO; N Y: Y; Y Y: Y |  | S |  | N | IPP Non-CHP | 2 |  |  | N
55938 | Industrial Power Generating Company LLC | 57356 | Henrico | VA | Henrico | 12 | IC | OP | 0.3 | 0.3 | 0.3 |  | 9 | 2010 | WND BIT: LFG; WND WDS: DFO; N Y: Y; Y Y: Y |  | S |  | N | IPP Non-CHP | 2 |  |  | N
55938 | Industrial Power Generating Company LLC | 57356 | Henrico | VA | Henrico | 2 | IC | OP | 0.3 | 0.3 | 0.3 |  | 9 | 2010 | WND BIT: LFG; WND WDS: DFO; N Y: Y; Y Y: Y |  | S |  | N | IPP Non-CHP | 2 |  |  | N
55938 | Industrial Power Generating Company LLC | 57356 | Henrico | VA | Henrico | 3 | IC | OP | 0.3 | 0.3 | 0.3 |  | 9 | 2010 | WND BIT: LFG; WND WDS: DFO; N Y: Y; Y Y: Y |  | S |  | N | IPP Non-CHP | 2 |  |  | N
55938 | Industrial Power Generating Company LLC | 57356 | Henrico | VA | Henrico | 4 | IC | OP | 0.3 | 0.3 | 0.3 |  | 9 | 2010 | WND BIT: LFG; WND WDS: DFO; N Y: Y; Y Y: Y |  | S |  | N | IPP Non-CHP | 2 |  |  | N
55938 | Industrial Power Generating Company LLC | 57356 | Henrico | VA | Henrico | 5 | IC | OP | 0.3 | 0.3 | 0.3 |  | 9 | 2010 | WND BIT: LFG; WND WDS: DFO; N Y: Y; Y Y: Y |  | S |  | N | IPP Non-CHP | 2 |  |  | N
55938 | Industrial Power Generating Company LLC | 57356 | Henrico | VA | Henrico | 6 | IC | OP | 0.3 | 0.3 | 0.3 |  | 9 | 2010 | WND BIT: LFG; WND WDS: DFO; N Y: Y; Y Y: Y |  | S |  | N | IPP Non-CHP | 2 |  |  | N
55938 | Industrial Power Generating Company LLC | 57356 | Henrico | VA | Henrico | 7 | IC | OP | 0.3 | 0.3 | 0.3 |  | 9 | 2010 | WND BIT: LFG; WND WDS: DFO; N Y: Y; Y Y: Y |  | S |  | N | IPP Non-CHP | 2 |  |  | N
55938 | Industrial Power Generating Company LLC | 57356 | Henrico | VA | Henrico | 8 | IC | OP | 0.3 | 0.3 | 0.3 |  | 9 | 2010 | WND BIT: LFG; WND WDS: DFO; N Y: Y; Y Y: Y |  | S |  | N | IPP Non-CHP | 2 |  |  | N
55938 | Industrial Power Generating Company LLC | 57356 | Henrico | VA | Henrico | 9 | IC | OP | 0.3 | 0.3 | 0.3 |  | 9 | 2010 | WND BIT: LFG; WND WDS: DFO; N Y: Y; Y Y: Y |  | S |  | N | IPP Non-CHP | 2 |  |  | N
55939 | Grand Coulee Project Hydroelectric Auth | 56694 | Russell D Smith | WA | Adams | 1 | HY | OP | 6.1 | 6.1 |  |  | 9 | 1982 | WND BIT: WAT; N Y: N; Y Y: Y |  | J |  | N | Electric Utility | 1 |  |  | N
55939 | Grand Coulee Project Hydroelectric Auth | 56695 | Summer Falls Power Plant | WA | Grant | 1 | HY | OP | 46 | 46 |  |  | 1 | 1985 | WND BIT: WAT; N Y: N; Y Y: Y |  | J |  | N | Electric Utility | 1 |  |  | N
55939 | Grand Coulee Project Hydroelectric Auth | 56695 | Summer Falls Power Plant | WA | Grant | 2 | HY | OP | 46 | 46 |  |  | 1 | 1985 | WND BIT: WAT; N Y: N; Y Y: Y |  | J |  | N | Electric Utility | 1 |  |  | N
55939 | Grand Coulee Project Hydroelectric Auth | 56696 | Eltopia Branch Canal 4.6 | WA | Franklin | 1 | HY | OP | 2.2 | 2.2 |  |  | 5 | 1983 | WND BIT: WAT; N Y: N; Y Y: Y |  | J |  | N | Electric Utility | 1 |  |  | N
55939 | Grand Coulee Project Hydroelectric Auth | 56697 | Potholes East Canal 66.0 | WA | Franklin | 1 | HY | OP | 2.3 | 2.3 |  |  | 3 | 1985 | WND BIT: WAT; N Y: N; Y Y: Y |  | J |  | N | Electric Utility | 1 |  |  | N
55939 | Grand Coulee Project Hydroelectric Auth | 56698 | Main Canal Headworks | WA | Grant | 1 | HY | OP | 26.8 | 26.8 |  |  | 1 | 1987 | WND BIT: WAT; N Y: N; Y Y: Y |  | J |  | N | Electric Utility | 1 |  |  | N
55941 | Northbrook Lyons Falls LLC | 56703 | Lyons Falls Hydroelectric | NY | LEWIS | 1 | HY | OP | 1 | 1 | 1 |  | 12 | 1923 | WND BIT: WAT; N Y: N; Y Y: Y |  | S |  | N | IPP Non-CHP | 2 |  |  | N
55941 | Northbrook Lyons Falls LLC | 56703 | Lyons Falls Hydroelectric | NY | LEWIS | 6 | HY | OP | 1.2 | 1.2 | 1.2 |  | 4 | 1963 | WND BIT: WAT; N Y: N; Y Y: Y |  | S |  | N | IPP Non-CHP | 2 |  |  | N
55941 | Northbrook Lyons Falls LLC | 56703 | Lyons Falls Hydroelectric | NY | LEWIS | 7 | HY | OP | 1.2 | 1.2 | 1.2 |  | 5 | 1966 | WND BIT: WAT; N Y: N; Y Y: Y |  | S |  | N | IPP Non-CHP | 2 |  |  | N
55941 | Northbrook Lyons Falls LLC | 56703 | Lyons Falls Hydroelectric | NY | LEWIS | 8 | HY | OP | 1.2 | 1.2 | 1.2 |  | 3 | 1974 | WND BIT: WAT; N Y: N; Y Y: Y |  | S |  | N | IPP Non-CHP | 2 |  |  | N
55941 | Northbrook Lyons Falls LLC | 56703 | Lyons Falls Hydroelectric | NY | LEWIS | 9 | HY | OP | 0.9 | 0.9 | 0.9 |  | 4 | 1971 | WND BIT: WAT; N Y: N; Y Y: Y |  | S |  | N | IPP Non-CHP | 2 |  |  | N
55941 | Northbrook Lyons Falls LLC | 56704 | Gouldtown | NY | Lewis | 3 | HY | OP | 2 | 2 | 2 |  | 8 | 1953 | WND BIT: WAT; N Y: N; Y Y: Y |  | S |  | N | IPP Non-CHP | 2 |  |  | N
55941 | Northbrook Lyons Falls LLC | 56705 | Kosterville | NY | Lewis | 4 | HY | OP | 0.5 | 0.5 | 0.5 |  | 5 | 1955 | WND BIT: WAT; N Y: N; Y Y: Y |  | S |  | N | IPP Non-CHP | 2 |  | N | N
55941 | Northbrook Lyons Falls LLC | 56705 | Kosterville | NY | Lewis | 5 | HY | OP | 0.5 | 0.5 | 0.5 |  | 10 | 1958 | WND BIT: WAT; N Y: N; Y Y: Y |  | S |  | N | IPP Non-CHP | 2 |  |  | N
55942 | CalPeak Power - Border LLC | 55510 | CalPeak Power Border Peaker Plant | CA | San Diego | CPP4 | GT | SB | 49.5 | 49.5 | 49.5 |  | 11 | 2001 | WND BIT: NG; N Y: N; Y Y: Y | Y | W |  | N | IPP Non-CHP | 2 |  | N | N
55944 | CalPeak Power - Enterprise LLC | 55513 | CalPeak Power Enterprise Peaker Plant | CA | San Diego | CPP7 | GT | SB | 49 | 49 | 49 |  | 11 | 2001 | WND BIT: NG; N Y: N; Y Y: Y | Y | W |  | N | IPP Non-CHP | 2 |  | N | N
55945 | CalPeak Power - Panoche LLC | 55508 | CalPeak Power Panoche Peaker Plant | CA | Fresno | CPP2 | GT | SB | 49.5 | 49.5 | 49.5 |  | 12 | 2001 | WND BIT: NG; N Y: N; Y Y: Y | Y | W |  | N | IPP Non-CHP | 2 |  | N | N
55946 | CalPeak Power - Vaca Dixon LLC | 55499 | CalPeak Power Vaca Dixon Peaker Plant | CA | Solano | CPP1 | GT | SB | 49.5 | 49.5 | 49.5 |  | 6 | 2002 | WND BIT: NG; N Y: N; Y Y: Y | Y | W |  | N | IPP Non-CHP | 2 |  | N | N
55951 | Exelon Nuclear | 204 | Clinton Power Station | IL | De Witt | 1 | ST | OP | 1138.3 | 1065 | 1078 |  | 11 | 1987 | WND BIT: NUC; N Y: N; Y Y: Y |  | S |  | N | IPP Non-CHP | 2 |  |  | N | [17 empty] | N
55951 | Exelon Nuclear | 869 | Dresden Generating Station | IL | Grundy | 2 | ST | OP | 1009.3 | 883 | 833 |  | 8 | 1970 | WND BIT: NUC; N Y: N; Y Y: Y |  | S |  | N | IPP Non-CHP | 2 |  |  | N | [12 empty] | N |  |  |  |  | N
55951 | Exelon Nuclear | 869 | Dresden Generating Station | IL | Grundy | 3 | ST | OP | 1009.3 | 867 | 867 |  | 10 | 1971 | WND BIT: NUC; N Y: N; Y Y: Y |  | S |  | N | IPP Non-CHP | 2 |  |  | N | [12 empty] | N |  |  |  |  | N
55951 | Exelon Nuclear | 880 | Quad Cities Generating Station | IL | Rock Island | 1 | ST | OP | 1009.3 | 908 | 908 |  | 12 | 1972 | WND BIT: NUC; N Y: N; Y Y: Y |  | J |  | N | IPP Non-CHP | 2 |  |  | N | [12 empty] | N |  |  |  |  | N
55951 | Exelon Nuclear | 880 | Quad Cities Generating Station | IL | Rock Island | 2 | ST | OP | 1009.3 | 911 | 911 |  | 12 | 1972 | WND BIT: NUC; N Y: N; Y Y: Y |  | J |  | N | IPP Non-CHP | 2 |  |  | N | [12 empty] | N |  |  |  |  | N
55951 | Exelon Nuclear | 2388 | Oyster Creek | NJ | Ocean | 1 | ST | OP | 550 | 614.5 | 637 |  | 12 | 1969 | WND BIT: NUC; N Y: N; Y Y: Y |  | S |  | N | IPP Non-CHP | 2 |  |  | Y | [15 empty] | 12 | 2019 | N
55951 | Exelon Nuclear | 3166 | Peach Bottom | PA | York | 2 | ST | OP | 1159.7 | 1125.2 | 1148 |  | 7 | 1974 | WND BIT: NUC; N Y: N; Y Y: Y |  | J |  | N | IPP Non-CHP | 2 |  |  | N | [12 empty] | N |  |  |  |  | N
55951 | Exelon Nuclear | 3166 | Peach Bottom | PA | York | 3 | ST | OP | 1159.7 | 1125.4 | 1148 |  | 12 | 1974 | WND BIT: NUC; N Y: N; Y Y: Y |  | J |  | N | IPP Non-CHP | 2 |  |  | N | [12 empty] | N |  |  |  |  | N
55951 | Exelon Nuclear | 6022 | Braidwood Generation Station | IL | Will | 1 | ST | OP | 1224.9 | 1178 | 1208 |  | 7 | 1988 | WND BIT: NUC; N Y: N; Y Y: Y |  | S |  | N | IPP Non-CHP | 2 |  |  | N | [17 empty] | N
55951 | Exelon Nuclear | 6022 | Braidwood Generation Station | IL | Will | 2 | ST | OP | 1224.9 | 1152 | 1176 |  | 10 | 1988 | WND BIT: NUC; N Y: N; Y Y: Y |  | S |  | N | IPP Non-CHP | 2 |  |  | N | [17 empty] | N
55951 | Exelon Nuclear | 6023 | Byron Generating Station | IL | Ogle | 1 | ST | OP | 1224.9 | 1164 | 1188 |  | 9 | 1985 | WND BIT: NUC; N Y: N; Y Y: Y |  | S |  | N | IPP Non-CHP | 2 |  |  | N | [17 empty] | N
55951 | Exelon Nuclear | 6023 | Byron Generating Station | IL | Ogle | 2 | ST | OP | 1224.9 | 1136 | 1158 |  | 8 | 1987 | WND BIT: NUC; N Y: N; Y Y: Y |  | S |  | N | IPP Non-CHP | 2 |  |  | N
55951 | Exelon Nuclear | 6026 | LaSalle Generating Station | IL | La Salle | 1 | ST | OP | 1170 | 1137 | 1152 |  | 1 | 1984 | WND BIT: NUC; N Y: N; Y Y: Y |  | S |  | N | IPP Non-CHP | 2 |  |  | N | [12 empty] | N |  |  |  |  | N
55951 | Exelon Nuclear | 6026 | LaSalle Generating Station | IL | La Salle | 2 | ST | OP | 1170 | 1140 | 1161 |  | 10 | 1984 | WND BIT: NUC; N Y: N; Y Y: Y |  | S |  | N | IPP Non-CHP | 2 |  |  | N | [12 empty] | N |  |  |  |  | N
55951 | Exelon Nuclear | 6105 | Limerick | PA | Montgomery | 1 | ST | OP | 1138.5 | 1146 | 1191 |  | 2 | 1986 | WND BIT: NUC; N Y: N; Y Y: Y |  | S |  | N | IPP Non-CHP | 2 |  |  | N | [17 empty] | N
55951 | Exelon Nuclear | 6105 | Limerick | PA | Montgomery | 2 | ST | OP | 1138.5 | 1150 | 1195 |  | 1 | 1990 | WND BIT: NUC; N Y: N; Y Y: Y |  | S |  | N | IPP Non-CHP | 2 |  |  | N | [17 empty] | N
55951 | Exelon Nuclear | 8011 | Three Mile Island | PA | Dauphin | 1 | ST | OP | 975.6 | 805 | 829 |  | 8 | 1974 | WND BIT: NUC; N Y: N; Y Y: Y |  | S |  | N | IPP Non-CHP | 2 |  |  | N
55952 | Merced Power LLC | 56707 | El Nido Facility | CA | MERCED | AMPC | ST | OP | 12.5 | 10.5 | 10.5 |  | 8 | 2008 | WND BIT: WDS; N Y: N; Y Y: Y |  | S |  | N | IPP Non-CHP | 2 |  |  | N | [17 empty] | N | [6 empty] | PG
55953 | Ampersand Chowchilla Biomass LLC | 56706 | Ampersand Chowchilla Biomass LLC | CA | Madera | AMPC | ST | OP | 12.5 | 10.5 | 10.5 |  | 5 | 2008 | WND BIT: WDS; N Y: N; Y Y: Y |  | S |  | N | IPP Non-CHP | 2 |  |  | N | [24 empty] | NG
55958 | Capricorn Ridge Wind LLC | 56763 | Capricorn Ridge Wind LLC | TX | Sterling | 1 | WT | OP | 149.5 | 149.5 | 149.5 |  | 11 | 2007 | WND BIT: WND; N Y: N; Y Y: Y |  | S | 65 | N | IPP Non-CHP | 2 |  |  | N
55958 | Capricorn Ridge Wind LLC | 56763 | Capricorn Ridge Wind LLC | TX | Sterling | 2 | WT | OP | 214.5 | 214.5 | 214.5 |  | 11 | 2007 | WND BIT: WND; N Y: N; Y Y: Y |  | S | 143 | N | IPP Non-CHP | 2 |  |  | N
55958 | Capricorn Ridge Wind LLC | 56763 | Capricorn Ridge Wind LLC | TX | Sterling | 3 | WT | OP | 186 | 186 | 186 |  | 4 | 2008 | WND BIT: WND; N Y: N; Y Y: Y |  | S | 124 | N | IPP Non-CHP | 2 |  |  | N
55958 | Capricorn Ridge Wind LLC | 56763 | Capricorn Ridge Wind LLC | TX | Sterling | 4 | WT | OP | 112.5 | 112.5 | 112.5 |  | 5 | 2008 | WND BIT: WND; N Y: N; Y Y: Y |  | S | 75 | N | IPP Non-CHP | 2 |  |  | N
55960 | GreenHunter Energy Inc | 50363 | Mesquite Resource Recovery Project | CA | Imperial | L313 | ST | OS | 21 | 15.5 | 15.5 |  | 11 | 1987 | WND BIT: WDS; N Y: N; Y Y: Y |  | S |  | N | IPP Non-CHP | 2 | [20 empty] | N | [6 empty] | NG
55961 | CalRenew-1 LLC | 56768 | CalRenew-1 | CA | Fresno | CR1 | PV | OP | 5 | 5 | 5 |  | 4 | 2010 | WND BIT: SUN; N Y: N; Y Y: Y |  | S |  | N | IPP Non-CHP | 2 |  |  | N | [17 empty] | N
55963 | AE Power Services LLC | 50553 | Edom Hills Project 1 LLC | CA | Riverside | 1 | WT | OP | 21.1 | 20 | 20 |  | 9 | 2008 | WND BIT: WND; N Y: N; Y Y: Y |  | W | 8 | N | IPP Non-CHP | 2 |  |  | N | [17 empty] | N
55963 | AE Power Services LLC | 56771 | Silver Star I Wind Power Project | TX | Erath | 1 | WT | OP | 60 | 60 | 60 |  | 9 | 2008 | WND BIT: WND; N Y: N; Y Y: Y |  | W | 24 | N | IPP Non-CHP | 2 |  |  | N | [17 empty] | N
55963 | AE Power Services LLC | 56777 | Fowler Ridge Wind Farm LLC | IN | Benton | FIA | WT | OP | 201.3 | 201.3 | 201.3 |  | 3 | 2009 | WND BIT: WND; N Y: N; Y Y: Y |  | J | 122 | N | IPP Non-CHP | 2 |  |  | N | [17 empty] | N
55963 | AE Power Services LLC | 56777 | Fowler Ridge Wind Farm LLC | IN | Benton | FIB | WT | OP | 100 | 100 | 100 |  | 3 | 2009 | WND BIT: WND; N Y: N; Y Y: Y |  | J | 40 | N | IPP Non-CHP | 2 |  |  | N | [17 empty] | N
55963 | AE Power Services LLC | 56777 | Fowler Ridge Wind Farm LLC | IN | Benton | FII | WT | OP | 200 | 200 | 200 |  | 12 | 2009 | WND BIT: WND; N Y: N; Y Y: Y |  | J | 133 | N | IPP Non-CHP | 2 |  |  | N | [17 empty] | N
55963 | AE Power Services LLC | 56777 | Fowler Ridge Wind Farm LLC | IN | Benton | FIII | WT | OP | 99 | 99 | 99 |  | 2 | 2009 | WND BIT: WND; N Y: N; Y Y: Y |  | W | 60 | N | IPP Non-CHP | 2 |  |  | N | [17 empty] | N
55963 | AE Power Services LLC | 56779 | Sherbino I Wind Farm | TX | Pecos | 1 | WT | OP | 150 | 150 | 150 |  | 10 | 2008 | WND BIT: WND; N Y: N; Y Y: Y |  | J | 50 | N | IPP Non-CHP | 2 |  |  | N | [17 empty] | N
55963 | AE Power Services LLC | 56879 | Flat Ridge Wind Energy LLC | KS | Barber | 1 | WT | OP | 50 | 50 | 50 |  | 3 | 2009 | WND BIT: WND; N Y: N; Y Y: Y |  | W | 20 | N | IPP Non-CHP | 2 |  |  | N | [17 empty] | N
55963 | AE Power Services LLC | 57045 | Rolling Thunder Wind Farm | SD | Hand | 1 | WT | OP | 25 | 25 | 25 |  | 11 | 2009 | WND BIT: WND; N Y: N; Y Y: Y |  | W | 10 | N | IPP Non-CHP | 2 |  |  | N | [17 empty] | N
55963 | AE Power Services LLC | 57210 | Cedar Creek II | CO | Weld | 1 | WT | OP | 250.8 | 250.8 | 250.8 |  | 3 | 2011 | WND BIT: WND; N Y: N; Y Y: Y |  | J | 123 | N | IPP Non-CHP | 2
55963 | AE Power Services LLC | 57211 | Goshen Phase II | ID | Bonneville | 1 | WT | OP | 124.5 | 124.5 | 124.5 |  | 9 | 2010 | WND BIT: WND; N Y: N; Y Y: Y |  | J | 83 | N | IPP Non-CHP | 2 |  |  | N
55963 | AE Power Services LLC | 57415 | Sherbino II | TX | Pecos | 1 | WT | OP | 150 | 150 | 150 |  | 11 | 2011 | WND BIT: WND; N Y: N; Y Y: Y |  | W | 60 | N | IPP Non-CHP | 2 | [20 empty] | N
55963 | AE Power Services LLC | 57520 | Trinity Hills | TX | Young | 1 | WT | OP | 225 | 225 | 225 |  | 12 | 2011 | WND BIT: WND; N Y: N; Y Y: Y |  | W | 90 | N | IPP Non-CHP | 2 | [20 empty] | N
55963 | AE Power Services LLC | 57769 | Mehoopany Wind Energy LLC | PA | Wyoming | 1 | WT | OP | 141 | 142.6 | 142.6 |  | 12 | 2012 | WND BIT: WND; N Y: N; Y Y: Y |  | J | 88 | N | IPP Non-CHP | 2 | [20 empty] | N
55963 | AE Power Services LLC | 57787 | Flat Ridge 2 Wind Energy LLC | KS | Barber | 1 | WT | OP | 470.2 | 470.4 | 470.4 |  | 10 | 2012 | WND BIT: WND; N Y: N; Y Y: Y |  | J | 294 | N | IPP Non-CHP | 2 | [20 empty] | N
55965 | NewPage Corporation | 10234 | Biron Mill | WI | Wood | GEN1 | ST | OP | 17 | 15.3 | 15.3 |  | 9 | 1964 | SUB | NG | WDS |  |  |  | N | N |  | S |  | Y | Industrial CHP | 7 | T | N | N | [17 empty] | N | Y |  | Y
55965 | NewPage Corporation | 10234 | Biron Mill | WI | Wood | GEN3 | ST | OP | 7.5 | 7.5 | 7.5 |  | 9 | 1947 | SUB | WDS | NG |  |  |  | N | N |  | S |  | Y | Industrial CHP | 7 | T | N | N | [17 empty] | N | Y |  | Y
55965 | NewPage Corporation | 10234 | Biron Mill | WI | Wood | GEN4 | ST | OP | 15.6 | 12.5 | 12.5 |  | 10 | 1957 | WND BIT: BIT; N Y: N; Y Y: N |  | S |  | Y | Industrial CHP | 7 | T | N | N | [17 empty] | N | Y |  | Y
55965 | NewPage Corporation | 10234 | Biron Mill | WI | Wood | GEN5 | ST | OP | 21.5 | 20 | 20 |  | 2 | 1987 | SUB | NG | WDS |  |  |  | Y | N |  | S |  | Y | Industrial CHP | 7 | T | N | N | [17 empty] | N | Y |  | Y
55965 | NewPage Corporation | 10466 | Wisconsin Rapids Paper Mill | WI | Wood | GEN1 | ST | SB | 7.5 | 7.5 | 7.5 |  | 8 | 1928 | WND BIT: PUR; N Y: N; Y Y: N | N | S |  | Y | Industrial CHP | 7 | T | N | N | [17 empty] | N
55965 | NewPage Corporation | 10466 | Wisconsin Rapids Paper Mill | WI | Wood | GEN2 | ST | OP | 8.3 | 8.6 | 8.3 |  | 8 | 1995 | WND BIT: PUR; N Y: N; Y Y: N |  | S |  | Y | Industrial CHP | 7 | T | N | N | [17 empty] | N
55965 | NewPage Corporation | 10466 | Wisconsin Rapids Paper Mill | WI | Wood | GEN3 | ST | SB | 5 | 5 | 5 |  | 10 | 1976 | WND BIT: PUR; N Y: N; Y Y: N | N | S |  | Y | Industrial CHP | 7 | T | N | N | [17 empty] | N |  |  | N
55965 | NewPage Corporation | 10476 | Whiting Mill | WI | Portage | GEN4 | ST | OP | 4.1 | 4.1 | 4.1 |  | 7 | 1951 | SUB | WDS | NG |  |  |  | Y | N |  | S |  | Y | Industrial CHP | 7 | T | N | N | [17 empty] | N |  |  | Y
55965 | NewPage Corporation | 10477 | Wisconsin Rapids Pulp Mill | WI | Wood | GEN1 | ST | OP | 32 | 27.2 | 32 |  | 9 | 1968 | BLQ | SUB | NG | WDS | OBL |  | Y | N |  | S |  | Y | Industrial CHP | 7 | T | N | N | [17 empty] | N
55965 | NewPage Corporation | 10477 | Wisconsin Rapids Pulp Mill | WI | Wood | GEN2 | ST | OP | 40.3 | 37.5 | 40.3 |  | 9 | 1991 | BLQ | SUB | NG | WDS | OBL |  | Y | N |  | S |  | Y | Industrial CHP | 7 | T | N | N | [17 empty] | N |  |  | Y
55965 | NewPage Corporation | 50424 | Duluth Paper Mill | MN | St Louis | GEN1 | ST | OP | 10.6 | 10.6 | 10.6 |  | 11 | 1986 | WND BIT: PUR; N Y: N; Y Y: N |  | S |  | Y | Industrial CHP | 7 | T | N | N | [17 empty] | N |  |  | N
55965 | NewPage Corporation | 54857 | Niagara Mill | WI | Marinette | 1HY | HY | OS | 1.8 | 1.8 | 1.7 |  | 1 | 1909 | WND BIT: WAT; N Y: N; Y Y: Y |  | S | 0 | N | Industrial CHP | 7 |  | N | N | [17 empty] | N
55965 | NewPage Corporation | 54857 | Niagara Mill | WI | Marinette | 1ST | ST | OS | 2.5 | 2.5 | 2.5 |  | 1 | 1940 | WND BIT: BIT; WND WDS: WDS; N Y: Y; Y Y: N |  | S |  | Y | Industrial CHP | 7 | T | N | N | [17 empty] | N | Y |  | Y
55965 | NewPage Corporation | 54857 | Niagara Mill | WI | Marinette | 2HY | HY | OS | 2.2 | 2.2 | 1.8 |  | 1 | 1900 | WND BIT: WAT; N Y: N; Y Y: Y | Y | S | 0 | N | Industrial CHP | 7 |  | N | N | [17 empty] | N
55965 | NewPage Corporation | 54857 | Niagara Mill | WI | Marinette | 2ST | ST | OS | 9.3 | 9.3 | 9.3 |  | 1 | 1964 | WND BIT: BIT; WND WDS: WDS; N Y: Y; Y Y: N |  | S |  | Y | Industrial CHP | 7 | T | N | N | [17 empty] | N | Y |  | Y
55965 | NewPage Corporation | 54857 | Niagara Mill | WI | Marinette | 3HY | HY | OS | 2.6 | 2.6 | 2.6 |  | 1 | 1911 | WND BIT: WAT; N Y: N; Y Y: Y | Y | S | 0 | N | Industrial CHP | 7 |  | N | N | [17 empty] | N
55965 | NewPage Corporation | 54857 | Niagara Mill | WI | Marinette | 4HY | HY | OS | 2.6 | 2.6 | 2.6 |  | 1 | 1916 | WND BIT: WAT; N Y: N; Y Y: Y |  | S | 0 | N | Industrial CHP | 7 |  | N | N | [17 empty] | N
55965 | NewPage Corporation | 54857 | Niagara Mill | WI | Marinette | 5HY | HY | OS | 1 | 1 | 1 |  | 1 | 1916 | WND BIT: WAT; N Y: N; Y Y: Y |  | S | 0 | N | Industrial CHP | 7 |  | N | N | [17 empty] | N
55965 | NewPage Corporation | 54857 | Niagara Mill | WI | Marinette | 6HY | HY | OS | 2.5 | 2.5 | 2.5 |  | 1 | 1916 | WND BIT: WAT; N Y: N; Y Y: Y |  | S | 0 | N | Industrial CHP | 7 |  | N | N | [17 empty] | N
55965 | NewPage Corporation | 55861 | Stevens Point Mill | WI | Portage | SP | ST | OP | 7.6 | 7 | 7 |  | 2 | 2002 | [9 empty] | S |  | Y | Industrial CHP | 7 | T | N | N | bar: WND BIT; N Y to Y Y
55968 | Evergreen BioPower LLC | 56781 | Evergreen BioPower LLC | OR | Linn | 1 | ST | OP | 21 | 10 | 10 |  | 9 | 2007 | WND BIT: WDS; N Y: N; Y Y: Y |  | S |  | Y | Industrial CHP | 7 | T | N | N | [17 empty] | Y | [6 empty] | WDS
55969 | Winnebago Energy Center LLC | 56780 | Winnebago Energy Center LLC | IL | WINNEBAGO | 1 | IC | OP | 1.6 | 1.6 | 1.6 |  | 12 | 2007 | WND BIT: LFG; N Y: N; Y Y: Y |  | S |  | N | IPP Non-CHP | 2 |  |  | N | [12 empty] | N |  |  |  |  | N
55969 | Winnebago Energy Center LLC | 56780 | Winnebago Energy Center LLC | IL | WINNEBAGO | 2 | IC | OP | 1.6 | 1.6 | 1.6 |  | 12 | 2007 | WND BIT: LFG; N Y: N; Y Y: Y |  | S |  | N | IPP Non-CHP | 2 |  |  | N | [12 empty] | N |  |  |  |  | N
55969 | Winnebago Energy Center LLC | 56780 | Winnebago Energy Center LLC | IL | WINNEBAGO | 3 | IC | OP | 1.6 | 1.6 | 1.6 |  | 12 | 2007 | WND BIT: LFG; N Y: N; Y Y: Y |  | S |  | N | IPP Non-CHP | 2 |  |  | N | [12 empty] | N |  |  |  |  | N
55969 | Winnebago Energy Center LLC | 56780 | Winnebago Energy Center LLC | IL | WINNEBAGO | 4 | IC | OP | 1.6 | 1.6 | 1.6 |  | 12 | 2007 | WND BIT: LFG; N Y: N; Y Y: Y |  | S |  | N | IPP Non-CHP | 2 |  |  | N | [12 empty] | N |  |  |  |  | N
55970 | JHP Pharmaceuticals LLC | 50318 | JHP Pharmaceuticals LLC | MI | OAKLAND | 38-1 | GT | OP | 2.8 | 2.8 | 3.7 |  | 11 | 1986 | WND BIT: NG; N Y: N; Y Y: Y |  | S |  | Y | Industrial CHP | 7 | T |  | N | [17 empty] | N
55972 | Valencia Power LLC | 55802 | Valencia Energy Facility | NM | Valencia County | CTG1 | GT | OP | 159.5 | 144.3 | 150.2 |  | 5 | 2008 | WND BIT: NG; N Y: N; Y Y: Y |  | S |  | N | IPP Non-CHP | 2 |  |  | N | [17 empty] | N
55981 | Elbow Creek Wind Project LLC | 56783 | Elbow Creek Wind Project LLC | TX | Howard | 1 | WT | OP | 121.9 | 121.9 | 121.9 |  | 12 | 2008 | WND BIT: WND; N Y: N; Y Y: Y |  | S | 53 | N | IPP Non-CHP | 2 |  |  | N
55983 | Luminant Generation Company LLC | 3452 | Lake Hubbard | TX | Dallas | 1 | ST | OP | 396.5 | 392 | 392 |  | 6 | 1970 | WND BIT: NG; WND WDS: DFO; N Y: Y; Y Y: Y |  | W |  | N | IPP Non-CHP | 2 |  |  | N | [17 empty] | N | [6 empty] | NG
55983 | Luminant Generation Company LLC | 3452 | Lake Hubbard | TX | Dallas | 2 | ST | OP | 531 | 515 | 515 |  | 11 | 1973 | WND BIT: NG; WND WDS: DFO; N Y: Y; Y Y: Y |  | W |  | N | IPP Non-CHP | 2 |  |  | N | [17 empty] | N | [6 empty] | NG
55983 | Luminant Generation Company LLC | 3490 | Graham | TX | Young | 1 | ST | OP | 247.7 | 225 | 225 |  | 12 | 1960 | WND BIT: NG; WND WDS: RFO; N Y: Y; Y Y: Y |  | W |  | N | IPP Non-CHP | 2 |  |  | N | [17 empty] | N | [6 empty] | NG
55983 | Luminant Generation Company LLC | 3490 | Graham | TX | Young | 2 | ST | OP | 387 | 390 | 390 |  | 6 | 1969 | WND BIT: NG; WND WDS: RFO; N Y: Y; Y Y: Y |  | W |  | N | IPP Non-CHP | 2 |  |  | N | [17 empty] | N | [6 empty] | NG
55983 | Luminant Generation Company LLC | 3492 | Morgan Creek | TX | Mitchell | CT1 | GT | OP | 89.4 | 68 | 81 |  | 7 | 1988 | WND BIT: NG; WND WDS: DFO; N Y: Y; Y Y: Y |  | W |  | N | IPP Non-CHP | 2 |  |  | N | [17 empty] | N
55983 | Luminant Generation Company LLC | 3492 | Morgan Creek | TX | Mitchell | CT2 | GT | OP | 89.4 | 68 | 81 |  | 7 | 1988 | WND BIT: NG; WND WDS: DFO; N Y: Y; Y Y: Y |  | W |  | N | IPP Non-CHP | 2 |  |  | N | [17 empty] | N
55983 | Luminant Generation Company LLC | 3492 | Morgan Creek | TX | Mitchell | CT3 | GT | OP | 89.4 | 68 | 81 |  | 8 | 1988 | WND BIT: NG; WND WDS: DFO; N Y: Y; Y Y: Y |  | W |  | N | IPP Non-CHP | 2 |  |  | N | [17 empty] | N
55983 | Luminant Generation Company LLC | 3492 | Morgan Creek | TX | Mitchell | CT4 | GT | OP | 89.4 | 68 | 81 |  | 7 | 1988 | WND BIT: NG; WND WDS: DFO; N Y: Y; Y Y: Y |  | W |  | N | IPP Non-CHP | 2 |  |  | N | [17 empty] | N
55983 | Luminant Generation Company LLC | 3492 | Morgan Creek | TX | Mitchell | CT5 | GT | OP | 89.4 | 68 | 81 |  | 7 | 1988 | WND BIT: NG; WND WDS: DFO; N Y: Y; Y Y: Y |  | W |  | N | IPP Non-CHP | 2 |  |  | N | [17 empty] | N
55983 | Luminant Generation Company LLC | 3492 | Morgan Creek | TX | Mitchell | CT6 | GT | OP | 89.4 | 67 | 81 |  | 7 | 1988 | WND BIT: NG; WND WDS: DFO; N Y: Y; Y Y: Y |  | W |  | N | IPP Non-CHP | 2 |  |  | N | [17 empty] | N
55983 | Luminant Generation Company LLC | 3494 | Permian Basin | TX | Ward | 5 | ST | OS | 114.9 | 115 | 115 |  | 6 | 1958 | WND BIT: NG; WND WDS: RFO; N Y: Y; Y Y: Y | N | W |  | N | IPP Non-CHP | 2 |  |  | N | [17 empty] | N | [6 empty] | NG
55983 | Luminant Generation Company LLC | 3494 | Permian Basin | TX | Ward | 6 | ST | SB | 535.5 | 540 | 540 |  | 12 | 1973 | WND BIT: NG; WND WDS: RFO; N Y: Y; Y Y: Y | Y | W |  | N | IPP Non-CHP | 2 |  |  | N | [17 empty] | N | [6 empty] | NG
55983 | Luminant Generation Company LLC | 3494 | Permian Basin | TX | Ward | CT1 | GT | OP | 89.4 | 68 | 80 |  | 5 | 1988 | WND BIT: NG; WND WDS: DFO; N Y: Y; Y Y: Y | Y | W |  | N | IPP Non-CHP | 2 |  |  | N | [17 empty] | N
55983 | Luminant Generation Company LLC | 3494 | Permian Basin | TX | Ward | CT2 | GT | OP | 89.4 | 68 | 80 |  | 5 | 1988 | WND BIT: NG; WND WDS: DFO; N Y: Y; Y Y: Y | Y | W |  | N | IPP Non-CHP | 2 |  |  | N | [17 empty] | N
55983 | Luminant Generation Company LLC | 3494 | Permian Basin | TX | Ward | CT3 | GT | OP | 89.4 | 68 | 80 |  | 5 | 1988 | WND BIT: NG; WND WDS: DFO; N Y: Y; Y Y: Y | Y | W |  | N | IPP Non-CHP | 2 |  |  | N | [17 empty] | N
55983 | Luminant Generation Company LLC | 3494 | Permian Basin | TX | Ward | CT4 | GT | OP | 89.4 | 68 | 80 |  | 2 | 1990 | WND BIT: NG; WND WDS: DFO; N Y: Y; Y Y: Y | Y | W |  | N | IPP Non-CHP | 2 |  |  | N | [17 empty] | N
55983 | Luminant Generation Company LLC | 3494 | Permian Basin | TX | Ward | CT5 | GT | OP | 89.4 | 68 | 80 |  | 2 | 1990 | WND BIT: NG; WND WDS: DFO; N Y: Y; Y Y: Y | Y | W |  | N | IPP Non-CHP | 2 |  |  | N | [17 empty] | N
55983 | Luminant Generation Company LLC | 3502 | Lake Creek | TX | McLennan | D1 | IC | OS | 2 | 2 | 2 |  | 8 | 1966 | WND BIT: DFO; N Y: N; Y Y: N | N | W |  | N | IPP Non-CHP | 2 |  |  | N | [17 empty] | N
55983 | Luminant Generation Company LLC | 3502 | Lake Creek | TX | McLennan | D2 | IC | OS | 2 | 2 | 2 |  | 8 | 1966 | WND BIT: DFO; N Y: N; Y Y: N | N | W |  | N | IPP Non-CHP | 2 |  |  | N | [17 empty] | N
55983 | Luminant Generation Company LLC | 3502 | Lake Creek | TX | McLennan | D3 | IC | OS | 2 | 2 | 2 |  | 8 | 1966 | WND BIT: DFO; N Y: N; Y Y: N | N | W |  | N | IPP Non-CHP | 2 | [20 empty] | N
55983 | Luminant Generation Company LLC | 3502 | Lake Creek | TX | McLennan | ST1 | ST | OS | 79.6 | 87 | 87 |  | 4 | 1953 | WND BIT: NG; WND WDS: DFO; N Y: Y; Y Y: Y | N | W |  | N | IPP Non-CHP | 2 | [20 empty] | N | [6 empty] | NG
55983 | Luminant Generation Company LLC | 3502 | Lake Creek | TX | McLennan | ST2 | ST | OS | 236 | 230 | 230 |  | 7 | 1959 | WND BIT: NG; WND WDS: DFO; N Y: Y; Y Y: Y | N | W |  | N | IPP Non-CHP | 2 | [20 empty] | N | [6 empty] | NG
55983 | Luminant Generation Company LLC | 3504 | Stryker Creek | TX | Cherokee | D1 | IC | OP | 2 | 2 | 2 |  | 7 | 1966 | WND BIT: DFO; N Y: N; Y Y: N |  | W |  | N | IPP Non-CHP | 2 |  |  | N | [17 empty] | N
55983 | Luminant Generation Company LLC | 3504 | Stryker Creek | TX | Cherokee | D2 | IC | OP | 2 | 2 | 2 |  | 7 | 1966 | WND BIT: DFO; N Y: N; Y Y: N |  | W |  | N | IPP Non-CHP | 2 |  |  | N | [17 empty] | N
55983 | Luminant Generation Company LLC | 3504 | Stryker Creek | TX | Cherokee | D3 | IC | OP | 2 | 2 | 2 |  | 7 | 1966 | WND BIT: DFO; N Y: N; Y Y: N |  | W |  | N | IPP Non-CHP | 2 |  |  | N | [17 empty] | N
55983 | Luminant Generation Company LLC | 3504 | Stryker Creek | TX | Cherokee | D4 | IC | OP | 2 | 2 | 2 |  | 7 | 1966 | WND BIT: DFO; N Y: N; Y Y: N |  | W |  | N | IPP Non-CHP | 2 |  |  | N | [17 empty] | N
55983 | Luminant Generation Company LLC | 3504 | Stryker Creek | TX | Cherokee | D5 | IC | OP | 2 | 2 | 2 |  | 7 | 1966 | WND BIT: DFO; N Y: N; Y Y: N |  | W |  | N | IPP Non-CHP | 2 |  |  | N | [17 empty] | N
55983 | Luminant Generation Company LLC | 3504 | Stryker Creek | TX | Cherokee | ST1 | ST | OP | 176.8 | 167 | 167 |  | 6 | 1958 | WND BIT: NG; WND WDS: RFO; N Y: Y; Y Y: Y |  | W |  | N | IPP Non-CHP | 2 |  |  | N | [17 empty] | N | [6 empty] | NG
55983 | Luminant Generation Company LLC | 3504 | Stryker Creek | TX | Cherokee | ST2 | ST | OP | 526.6 | 502 | 502 |  | 12 | 1965 | WND BIT: NG; WND WDS: RFO; N Y: Y; Y Y: Y |  | W |  | N | IPP Non-CHP | 2 |  |  | N | [17 empty] | N | [6 empty] | NG
55983 | Luminant Generation Company LLC | 3507 | Trinidad | TX | Henderson | 6 | ST | OP | 239.3 | 226 | 226 |  | 5 | 1965 | WND BIT: NG; WND WDS: RFO; N Y: Y; Y Y: Y |  | W |  | N | IPP Non-CHP | 2 |  |  | N | [17 empty] | N | [6 empty] | NG
55983 | Luminant Generation Company LLC | 3507 | Trinidad | TX | Henderson | D1 | IC | OP | 2 | 2 | 2 |  | 8 | 1966 | WND BIT: DFO; N Y: N; Y Y: N |  | W |  | N | IPP Non-CHP | 2 |  |  | N | [17 empty] | N
55983 | Luminant Generation Company LLC | 3507 | Trinidad | TX | Henderson | D2 | IC | OP | 2 | 2 | 2 |  | 8 | 1966 | WND BIT: DFO; N Y: N; Y Y: N |  | W |  | N | IPP Non-CHP | 2 |  |  | N | [17 empty] | N
55983 | Luminant Generation Company LLC | 6145 | Comanche Peak | TX | Somervell | 1 | ST | OP | 1215 | 1205 | 1235 |  | 8 | 1990 | WND BIT: NUC; N Y: N; Y Y: Y |  | W |  | N | IPP Non-CHP | 2 |  |  | N | [17 empty] | N
55983 | Luminant Generation Company LLC | 6145 | Comanche Peak | TX | Somervell | 2 | ST | OP | 1215 | 1195 | 1225 |  | 4 | 1993 | WND BIT: NUC; N Y: N; Y Y: Y |  | W |  | N | IPP Non-CHP | 2 |  |  | N | [17 empty] | N
55983 | Luminant Generation Company LLC | 6146 | Martin Lake | TX | Rusk | 1 | ST | OP | 793.2 | 800 | 815 |  | 5 | 1977 | LIG | SUB | DFO |  |  |  | Y | Y |  | W |  | N | IPP Non-CHP | 2 |  |  | N | [17 empty] | N | Y |  |  | Y |  |  | DFO
55983 | Luminant Generation Company LLC | 6146 | Martin Lake | TX | Rusk | 2 | ST | OP | 793.2 | 805 | 820 |  | 5 | 1978 | LIG | SUB | DFO |  |  |  | Y | Y |  | W |  | N | IPP Non-CHP | 2 |  |  | N | [17 empty] | N | Y |  |  | Y |  |  | DFO
55983 | Luminant Generation Company LLC | 6146 | Martin Lake | TX | Rusk | 3 | ST | OP | 793.2 | 805 | 820 |  | 4 | 1979 | LIG | SUB | DFO |  |  |  | Y | Y |  | W |  | N | IPP Non-CHP | 2 |  |  | N | [17 empty] | N | Y |  |  | Y |  |  | DFO
55983 | Luminant Generation Company LLC | 6147 | Monticello | TX | Titus | 1 | ST | OP | 593.4 | 535 | 580 |  | 12 | 1974 | LIG | SUB | DFO |  |  |  | Y | Y |  | W |  | N | IPP Non-CHP | 2 |  |  | N | [17 empty] | N | Y |  |  | Y |  |  | DFO
55983 | Luminant Generation Company LLC | 6147 | Monticello | TX | Titus | 2 | ST | OP | 593.4 | 535 | 580 |  | 12 | 1975 | LIG | SUB | DFO |  |  |  | Y | Y |  | W |  | N | IPP Non-CHP | 2 |  |  | N | [17 empty] | N | Y |  |  | Y |  |  | DFO
55983 | Luminant Generation Company LLC | 6147 | Monticello | TX | Titus | 3 | ST | OP | 793.2 | 795 | 795 |  | 6 | 1995 | LIG | SUB | DFO |  |  |  | Y | Y |  | W |  | N | IPP Non-CHP | 2 |  |  | N | [17 empty] | N | Y |  |  | Y |  |  | DFO
55983 | Luminant Generation Company LLC | 6648 | Sandow No 4 | TX | Milam | 4 | ST | OP | 590.6 | 600 | 600 |  | 5 | 1981 | WND BIT: LIG; WND WDS: DFO; N Y: N; Y Y: Y |  | S |  | N | IPP Non-CHP | 2 |  |  | N | [17 empty] | N | Y |  |  | Y |  |  | DFO
55983 | Luminant Generation Company LLC | 8063 | DeCordova Steam Electric Station | TX | Hood | 1 | ST | OS | 799.2 | 818 | 818 |  | 5 | 1975 | WND BIT: NG; WND WDS: DFO; N Y: Y; Y Y: Y | N | W |  | N | IPP Non-CHP | 2 |  |  | N | [17 empty] | N | [6 empty] | NG
55983 | Luminant Generation Company LLC | 8063 | DeCordova Steam Electric Station | TX | Hood | CT1 | GT | OP | 89.4 | 80 | 80 |  | 3 | 1990 | WND BIT: NG; WND WDS: DFO; N Y: Y; Y Y: Y | Y | W |  | N | IPP Non-CHP | 2 |  |  | N | [17 empty] | N
55983 | Luminant Generation Company LLC | 8063 | DeCordova Steam Electric Station | TX | Hood | CT2 | GT | OP | 89.4 | 80 | 80 |  | 3 | 1990 | WND BIT: NG; WND WDS: DFO; N Y: Y; Y Y: Y | Y | W |  | N | IPP Non-CHP | 2 |  |  | N | [17 empty] | N
55983 | Luminant Generation Company LLC | 8063 | DeCordova Steam Electric Station | TX | Hood | CT3 | GT | OP | 89.4 | 80 | 80 |  | 3 | 1990 | WND BIT: NG; WND WDS: DFO; N Y: Y; Y Y: Y | Y | W |  | N | IPP Non-CHP | 2 |  |  | N | [17 empty] | N
55983 | Luminant Generation Company LLC | 8063 | DeCordova Steam Electric Station | TX | Hood | CT4 | GT | OP | 89.4 | 80 | 80 |  | 3 | 1990 | WND BIT: NG; WND WDS: DFO; N Y: Y; Y Y: Y | Y | W |  | N | IPP Non-CHP | 2 |  |  | N | [17 empty] | N
55985 | Tesoro Refining and Marketing Company | 50530 | Equilon Los Angeles Refining | CA | Los Angeles | GEN1 | GT | OP | 30 | 25 | 25 |  | 12 | 1982 | WND BIT: OG; WND WDS: NG; N Y: Y; Y Y: Y |  | S |  | Y | Industrial CHP | 7 | B |  | N | [12 empty] | N |  |  |  |  | N
55985 | Tesoro Refining and Marketing Company | 50530 | Equilon Los Angeles Refining | CA | Los Angeles | GEN2 | GT | OP | 30 | 25 | 25 |  | 12 | 1982 | WND BIT: OG; WND WDS: NG; N Y: Y; Y Y: Y |  | S |  | Y | Industrial CHP | 7 | B |  | N | [12 empty] | N |  |  |  |  | N
55985 | Tesoro Refining and Marketing Company | 50530 | Equilon Los Angeles Refining | CA | Los Angeles | GEN3 | ST | OP | 23 | 15 | 15 |  | 4 | 1991 | WND BIT: OG; WND WDS: NG; N Y: Y; Y Y: Y |  | S |  | Y | Industrial CHP | 7 | B |  | N | [12 empty] | N |  |  |  |  | N
55987 | CER Generation LLC | 55411 | Hillabee Energy Center | AL | Tallapoosa | HEC1 | CT | OP | 258.4 | 207.3 | 258.4 |  | 6 | 2010 | WND BIT: NG; N Y: N; Y Y: Y |  | S |  | N | IPP Non-CHP | 2 |  | N | N | [17 empty] | N
55987 | CER Generation LLC | 55411 | Hillabee Energy Center | AL | Tallapoosa | HEC2 | CT | OP | 258.4 | 207.3 | 258.4 |  | 6 | 2010 | WND BIT: NG; N Y: N; Y Y: Y |  | S |  | N | IPP Non-CHP | 2 |  | N | N | [17 empty] | N
55987 | CER Generation LLC | 55411 | Hillabee Energy Center | AL | Tallapoosa | HECS | CA | OP | 306 | 280.8 | 280.8 |  | 6 | 2010 | WND BIT: NG; N Y: N; Y Y: Y |  | S |  | N | IPP Non-CHP | 2 |  | Y | N | [17 empty] | N
55987 | CER Generation LLC | 55622 | West Valley Generation Project | UT | Salt Lake | U1 | GT | OP | 43.4 | 37.8 | 41 |  | 5 | 2002 | WND BIT: NG; N Y: N; Y Y: Y |  | S |  | N | IPP Non-CHP | 2 |  | N | N | [17 empty] | N
55987 | CER Generation LLC | 55622 | West Valley Generation Project | UT | Salt Lake | U2 | GT | OP | 43.4 | 37.8 | 41 |  | 5 | 2002 | WND BIT: NG; N Y: N; Y Y: Y |  | S |  | N | IPP Non-CHP | 2 |  | N | N | [17 empty] | N
55987 | CER Generation LLC | 55622 | West Valley Generation Project | UT | Salt Lake | U3 | GT | OP | 43.4 | 37.8 | 41 |  | 10 | 2001 | WND BIT: NG; N Y: N; Y Y: Y |  | S |  | N | IPP Non-CHP | 2 |  | N | N | [17 empty] | N
55987 | CER Generation LLC | 55622 | West Valley Generation Project | UT | Salt Lake | U4 | GT | OP | 43.4 | 37.8 | 41 |  | 10 | 2001 | WND BIT: NG; N Y: N; Y Y: Y |  | S |  | N | IPP Non-CHP | 2 |  | N | N | [17 empty] | N
55987 | CER Generation LLC | 55622 | West Valley Generation Project | UT | Salt Lake | U5 | GT | OP | 43.4 | 37.8 | 41 |  | 7 | 2002 | WND BIT: NG; N Y: N; Y Y: Y |  | S |  | N | IPP Non-CHP | 2 |  | N | N | [17 empty] | N
55988 | Virginia Polytechnic Inst and State Unv | 56785 | Virginia Tech Power Plant | VA | MONTGOMERY | WG01 | ST | OP | 6.3 | 2.5 | 6.3 |  | 3 | 1976 | BIT | NG | DFO |  |  |  | Y | N |  | S |  | Y | Commercial CHP | 5 | T |  | N | [17 empty] | N | Y |  | Y |  |  |  | WDS
55989 | Covanta Mendota LP | 10837 | Covanta Mendota | CA | Fresno | GEN1 | ST | OP | 28 | 25 | 25 |  | 7 | 1989 | WND BIT: WDS; N Y: N; Y Y: Y |  | W |  | N | IPP Non-CHP | 2 |  |  | N | [17 empty] | N | [6 empty] | NG
55990 | Cloud County Windfarm, LLC | 56784 | Cloud County Wind Farm | KS | Cloud | 1 | WT | OP | 105 | 105 | 105 |  | 12 | 2008 | WND BIT: WND; N Y: N; Y Y: Y |  | S | 35 | N | IPP Non-CHP | 2 |  |  | N | [12 empty] | N
55990 | Cloud County Windfarm, LLC | 56784 | Cloud County Wind Farm | KS | Cloud | 2 | WT | OP | 96 | 96 | 96 |  | 12 | 2008 | WND BIT: WND; N Y: N; Y Y: Y |  | S | 32 | N | IPP Non-CHP | 2 |  |  | N | [12 empty] | N
55992 | Pioneer Prairie Wind Farm I, LLC | 56797 | Pioneer Prairie Wind Farm | IA | Mitchell | 1 | WT | OP | 300 | 300 | 300 |  | 10 | 2008 | WND BIT: WND; N Y: N; Y Y: Y |  | S | 182 | N | IPP Non-CHP | 2 |  |  | N
55993 | Kleen Energy Systems, LLC | 56798 | Kleen Energy Systems Project | CT | Middlesex | ST | CA | OP | 295 | 268 | 233 |  | 7 | 2011 | WND BIT: NG; WND WDS: DFO; N Y: Y; Y Y: Y |  | S |  | N | IPP Non-CHP | 2 |  | Y | [18 empty] | N
55993 | Kleen Energy Systems, LLC | 56798 | Kleen Energy Systems Project | CT | Middlesex | U1 | CT | OP | 199 | 177 | 195 |  | 7 | 2011 | WND BIT: NG; WND WDS: DFO; N Y: Y; Y Y: Y |  | S |  | N | IPP Non-CHP | 2 |  | N | [18 empty] | N
55993 | Kleen Energy Systems, LLC | 56798 | Kleen Energy Systems Project | CT | Middlesex | U2 | CT | OP | 199 | 177 | 195 |  | 7 | 2011 | WND BIT: NG; WND WDS: DFO; N Y: Y; Y Y: Y |  | S |  | N | IPP Non-CHP | 2 |  | N | [18 empty] | N
55994 | University of Arizona - Biosphere 2 | 54594 | University of Arizona - Biosphere 2 | AZ | PINAL | G-1 | IC | SB | 1.5 | 1.5 | 1.5 |  | 11 | 1990 | WND BIT: DFO; N Y: N; Y Y: Y | Y | W |  | N | Commercial Non-CHP | 4 |  | N | N | [17 empty] | N
55994 | University of Arizona - Biosphere 2 | 54594 | University of Arizona - Biosphere 2 | AZ | PINAL | G-4 | IC | SB | 1.6 | 1.6 | 1.6 |  | 4 | 2000 | WND BIT: NG; N Y: N; Y Y: Y | Y | W |  | N | Commercial Non-CHP | 4 |  | N | N | [17 empty] | N
55995 | Plum Point Energy Associates LLC | 56456 | Plum Point Energy Station | AR | Mississippi | STG1 | ST | OP | 720 | 670 | 670 |  | 9 | 2010 | WND BIT: SUB; N Y: N; Y Y: Y |  | J |  | N | IPP Non-CHP | 2 |  |  | N | [17 empty] | N | N |  | Y |  |  |  | DFO
55997 | Domtar Paper Company Rothschild | 50190 | Domtar Paper Company Rothschild | WI | Marathon | HG1 | HY | OP | 0.6 | 0.6 | 0.6 |  | 1 | 1910 | WND BIT: WAT; N Y: N; Y Y: Y |  | S | 0 | N | Industrial CHP | 7 |  | N | N | [17 empty] | N
55997 | Domtar Paper Company Rothschild | 50190 | Domtar Paper Company Rothschild | WI | Marathon | HG2 | HY | OP | 0.5 | 0.5 | 0.5 |  | 1 | 1910 | WND BIT: WAT; N Y: N; Y Y: Y |  | S | 0 | N | Industrial CHP | 7 |  | N | N | [17 empty] | N
55997 | Domtar Paper Company Rothschild | 50190 | Domtar Paper Company Rothschild | WI | Marathon | HG3 | HY | OP | 0.6 | 0.6 | 0.6 |  | 1 | 1910 | WND BIT: WAT; N Y: N; Y Y: Y |  | S | 0 | N | Industrial CHP | 7 |  | N | N | [17 empty] | N
55997 | Domtar Paper Company Rothschild | 50190 | Domtar Paper Company Rothschild | WI | Marathon | HG4 | HY | OP | 0.5 | 0.5 | 0.5 |  | 1 | 1910 | WND BIT: WAT; N Y: N; Y Y: Y |  | S | 0 | N | Industrial CHP | 7 |  | N | N | [17 empty] | N
55997 | Domtar Paper Company Rothschild | 50190 | Domtar Paper Company Rothschild | WI | Marathon | HG5 | HY | OP | 1 | 1 | 0.9 |  | 1 | 1910 | WND BIT: WAT; N Y: N; Y Y: Y |  | S | 0 | N | Industrial CHP | 7 |  | N | N | [17 empty] | N
55997 | Domtar Paper Company Rothschild | 50190 | Domtar Paper Company Rothschild | WI | Marathon | HG6 | HY | OP | 0.7 | 0.7 | 0.6 |  | 1 | 1910 | WND BIT: WAT; N Y: N; Y Y: Y |  | S | 0 | N | Industrial CHP | 7 |  | N | N | [17 empty] | N
55997 | Domtar Paper Company Rothschild | 50190 | Domtar Paper Company Rothschild | WI | Marathon | HG7 | HY | OP | 0.5 | 0.5 | 0.5 |  | 1 | 1910 | WND BIT: WAT; N Y: N; Y Y: Y |  | S | 0 | N | Industrial CHP | 7 |  | N | N | [17 empty] | N
55997 | Domtar Paper Company Rothschild | 50190 | Domtar Paper Company Rothschild | WI | Marathon | TG2 | ST | OP | 5 | 4.7 | 4.7 |  | 1 | 1954 | NG | WDS | DFO |  |  |  | Y | Y |  | S |  | Y | Industrial CHP | 7 | T | N | Y | [15 empty] | 6 | 2013 | N
56019 | Panoche Energy Center, LLC | 56803 | Panoche Energy Center | CA | Fresno | 1 | GT | OP | 108 | 97 | 103 |  | 6 | 2009 | WND BIT: NG; N Y: N; Y Y: Y |  | S |  | N | IPP Non-CHP | 2 |  |  | N | [17 empty] | N
56019 | Panoche Energy Center, LLC | 56803 | Panoche Energy Center | CA | Fresno | 2 | GT | OP | 108 | 97 | 103 |  | 7 | 2009 | WND BIT: NG; N Y: N; Y Y: Y |  | S |  | N | IPP Non-CHP | 2 |  |  | N | [17 empty] | N
56019 | Panoche Energy Center, LLC | 56803 | Panoche Energy Center | CA | Fresno | 3 | GT | OP | 108 | 97 | 103 |  | 6 | 2009 | WND BIT: NG; N Y: N; Y Y: Y |  | S |  | N | IPP Non-CHP | 2 |  |  | N | [17 empty] | N
56019 | Panoche Energy Center, LLC | 56803 | Panoche Energy Center | CA | Fresno | 4 | GT | OP | 108 | 97 | 103 |  | 7 | 2009 | WND BIT: NG; N Y: N; Y Y: Y |  | S |  | N | IPP Non-CHP | 2 |  |  | N | [17 empty] | N
56020 | NRG Cedar Bayou Development Company LLC | 56806 | Cedar Bayou 4 | TX | Chambers | 4 | CA | OP | 178.5 | 172 | 185 | CBY4 | 6 | 2009 | [9 empty] | J |  | N | IPP Non-CHP | 2 |  | N | N | [17 empty] | N | bar: WND BIT; N Y to Y Y
56020 | NRG Cedar Bayou Development Company LLC | 56806 | Cedar Bayou 4 | TX | Chambers | 41 | CT | OP | 178.5 | 165 | 207 | CBY4 | 6 | 2009 | [9 empty] | J |  | N | IPP Non-CHP | 2 |  |  | N | [17 empty] | N | [6 empty] | NG | bar: WND BIT; N Y to Y Y
56020 | NRG Cedar Bayou Development Company LLC | 56806 | Cedar Bayou 4 | TX | Chambers | 42 | CT | OP | 178.5 | 165 | 207 | CBY4 | 6 | 2009 | [9 empty] | J |  | N | IPP Non-CHP | 2 |  |  | N | [17 empty] | N | [6 empty] | NG | bar: WND BIT; N Y to Y Y
56024 | Kamin LLC | 54880 | Kamin LLC Wrens Plant | GA | Jefferson | SDT1 | GT | OP | 2 | 1.7 | 2 |  | 6 | 2002 | WND BIT: NG; N Y: N; Y Y: Y |  | S |  | Y | Industrial CHP | 7 | T | N | N | [17 empty] | N
56024 | Kamin LLC | 54880 | Kamin LLC Wrens Plant | GA | Jefferson | SDT2 | GT | OP | 2 | 1.7 | 2 |  | 6 | 2002 | WND BIT: NG; N Y: N; Y Y: Y |  | S |  | Y | Industrial CHP | 7 | T | N | N | [17 empty] | N
56024 | Kamin LLC | 54880 | Kamin LLC Wrens Plant | GA | Jefferson | SDT3 | GT | OP | 2 | 1.7 | 2 |  | 6 | 2002 | WND BIT: NG; N Y: N; Y Y: Y |  | S |  | Y | Industrial CHP | 7 | T | N | N | [17 empty] | N
56024 | Kamin LLC | 54880 | Kamin LLC Wrens Plant | GA | Jefferson | WPH1 | IC | OP | 1.1 | 1.1 | 1.1 |  | 1 | 1988 | WND BIT: DFO; N Y: N; Y Y: Y |  | S |  | N | Industrial CHP | 7 |  | N | N | [15 empty] | 2 | 2013 | N
56024 | Kamin LLC | 54880 | Kamin LLC Wrens Plant | GA | Jefferson | WPH2 | IC | OP | 1.2 | 1.2 | 1.2 |  | 1 | 1989 | WND BIT: DFO; N Y: N; Y Y: Y |  | S |  | N | Industrial CHP | 7 |  | N | N | [15 empty] | 2 | 2013 | N
56024 | Kamin LLC | 54880 | Kamin LLC Wrens Plant | GA | Jefferson | WPH3 | IC | OP | 1 | 1 | 1 |  | 1 | 1988 | WND BIT: DFO; N Y: N; Y Y: Y | N | S |  | N | Industrial CHP | 7 |  | N | N | [15 empty] | 2 | 2013 | N
56024 | Kamin LLC | 55961 | Kamin LLC Wrens Mine | GA | Warren | WM1 | IC | OP | 1 | 1 | 1 |  | 1 | 1988 | WND BIT: DFO; N Y: N; Y Y: Y | N | S |  | N | Industrial Non-CHP | 6 |  | N | N | [15 empty] | 5 | 2013 | N
56024 | Kamin LLC | 55961 | Kamin LLC Wrens Mine | GA | Warren | WM2 | IC | OP | 1 | 1 | 1 |  | 1 | 1988 | WND BIT: DFO; N Y: N; Y Y: Y | N | S |  | N | Industrial Non-CHP | 6 |  | N | N | [15 empty] | 5 | 2013 | N
56026 | MMA DAS Power | 56815 | Denver Int Airport | CO | DENVER | 1 | PV | OP | 1.9 | 1.9 | 1.8 |  | 9 | 2008 | WND BIT: SUN; N Y: N; Y Y: Y |  | S |  | N | IPP Non-CHP | 2 |  |  | N
56027 | MMA LA Power LP | 56814 | ELACC Photovoltaic Power Facility | CA | LOS ANGELES | PV1 | PV | OP | 0.5 | 0.4 | 0.3 |  | 5 | 2008 | WND BIT: SUN; N Y: N; Y Y: Y |  | S |  | N | IPP Non-CHP | 2 |  |  | N | [17 empty] | N
56027 | MMA LA Power LP | 56814 | ELACC Photovoltaic Power Facility | CA | LOS ANGELES | PV2 | PV | OP | 0.5 | 0.4 | 0.3 |  | 5 | 2008 | WND BIT: SUN; N Y: N; Y Y: Y |  | S |  | N | IPP Non-CHP | 2 |  |  | N | [17 empty] | N
56028 | MMA Fresno Power LP | 56813 | CSU Fresno Solar Project | CA | FRESNO | 1 | PV | OP | 0.5 | 0.5 | 0.5 |  | 12 | 2007 | WND BIT: SUN; N Y: N; Y Y: Y | Y | S |  | N | IPP Non-CHP | 2 |  |  | N
56028 | MMA Fresno Power LP | 56813 | CSU Fresno Solar Project | CA | FRESNO | 2 | PV | OP | 0.5 | 0.5 | 0.5 |  | 12 | 2007 | WND BIT: SUN; N Y: N; Y Y: Y | Y | S |  | N | IPP Non-CHP | 2 |  |  | N
56030 | TransCanada Maine Wind Development Inc | 56829 | Kibby Wind Power Project | ME | Cumberland | 1 | WT | OP | 66 | 66 | 66 |  | 10 | 2009 | WND BIT: WND; N Y: N; Y Y: Y |  | S | 22 | N | IPP Non-CHP | 2 |  |  | N
56030 | TransCanada Maine Wind Development Inc | 56829 | Kibby Wind Power Project | ME | Cumberland | 2 | WT | OP | 66 | 66 | 66 |  | 10 | 2010 | WND BIT: WND; N Y: N; Y Y: Y |  | S | 22 | N | IPP Non-CHP | 2 |  |  | N
56033 | Hackberry Wind LLC | 56823 | Hackberry Wind Farm | TX | Shackelford | HWFG1 | WT | OP | 165.6 | 162.3 | 162.3 |  | 12 | 2008 | WND BIT: WND; N Y: N; Y Y: Y |  | S | 72 | N | IPP Non-CHP | 2 |  |  | N
56041 | EXC Wind 7 | 56839 | EXC Wind 7 LLC | TX | Moore | 1 | WT | OP | 10 | 10 | 10 |  | 4 | 2008 | WND BIT: WND; N Y: N; Y Y: Y |  | S | 8 | N | IPP Non-CHP | 2 |  |  | N
56042 | EXC Wind 8 | 56838 | EXC Wind 8 LLC | TX | Moore | 1 | WT | OP | 10 | 10 | 10 |  | 4 | 2008 | WND BIT: WND; N Y: N; Y Y: Y |  | S | 8 | N | IPP Non-CHP | 2 |  |  | N
56043 | EXC Wind 9 | 56837 | EXC Wind 9 LLC | TX | Moore | 1 | WT | OP | 10 | 10 | 10 |  | 4 | 2008 | WND BIT: WND; N Y: N; Y Y: Y |  | S | 8 | N | IPP Non-CHP | 2 |  |  | N | [17 empty] | N
56044 | EXC Wind 10 | 56836 | EXC Wind 10 LLC | TX | Moore | 1 | WT | OP | 10 | 10 | 10 |  | 5 | 2008 | WND BIT: WND; N Y: N; Y Y: Y |  | S | 8 | N | IPP Non-CHP | 2 |  |  | N
56045 | EXC Wind 11 | 56835 | EXC Wind 11 LLC | TX | Moore | 1 | WT | OP | 10 | 10 | 10 |  | 5 | 2008 | WND BIT: WND; N Y: N; Y Y: Y |  | S | 8 | N | IPP Non-CHP | 2 |  |  | N
56046 | High Plains | 56834 | High Plains Wind Power LLC | TX | Carson | 1 | WT | OP | 10 | 10 | 10 |  | 4 | 2008 | WND BIT: WND; N Y: N; Y Y: Y |  | S | 8 | N | IPP Non-CHP | 2 |  |  | N
56065 | York Haven Power Company LLC | 3117 | York Haven | PA | York | 1 | HY | OP | 19.6 | 19 | 19 |  | 12 | 1905 | WND BIT: WAT; N Y: N; Y Y: Y |  | S | 0 | N | IPP Non-CHP | 2 |  | N | N | [17 empty] | N
56069 | SunCoke Energy, Inc. | 56848 | Haverhill North Cogeneration Facility | OH | Scioto | SCKG1 | ST | OP | 67 | 53 | 53 |  | 12 | 2008 | WND BIT: OG; N Y: N; Y Y: Y |  | S |  | Y | IPP CHP | 3 | B |  | N | [17 empty] | Y | Y | [5 empty] | NG
56069 | SunCoke Energy, Inc. | 57822 | Middletown Coke Company, LLC | OH | Butler | YNKE | ST | OP | 67 | 47 | 47 |  | 12 | 2011 | WND BIT: OG; WND WDS: NG; N Y: N; Y Y: Y |  | S |  | N | Industrial Non-CHP | 6 |  |  | N | [17 empty] | Y | Y | [5 empty] | NG
56071 | Sagebrush Power Partners, LLC | 56858 | Sagebrush Power Partners | WA | Kittitas | GEN1 | WT | OP | 100.7 | 100.7 | 100.7 |  | 11 | 2010 | WND BIT: WND; N Y: N; Y Y: Y |  | S | 61 | N | IPP Non-CHP | 2 |  |  | N | [17 empty] | N
56072 | Marble River, LLC | 56857 | Marble River Wind Farm | NY | Clinton | GEN1 | WT | OP | 215 | 215 | 215 |  | 11 | 2012 | WND BIT: WND; N Y: N; Y Y: Y |  | S | 70 | N | IPP Non-CHP | 2 | [20 empty] | N
56073 | Wheat Field Wind Power Project LLC | 56854 | Wheat Field Wind Power Project | OR | Gilliam | GEN1 | WT | OP | 97 | 97 | 97 |  | 2 | 2009 | WND BIT: WND; N Y: N; Y Y: Y |  | S | 46 | N | IPP Non-CHP | 2 |  |  | N
56074 | Arlington Wind Power Project LLC | 56855 | Arlington Wind Power Project | OR | Gilliam | GEN1 | WT | OP | 103 | 97 | 97 |  | 12 | 2008 | WND BIT: WND; N Y: N; Y Y: Y |  | S | 49 | N | IPP Non-CHP | 2 |  |  | N | [17 empty] | N
56075 | Rail Splitter Wind Farm LLC | 56856 | Rail Splitter Wind Farm | IL | Tazewell | GEN1 | WT | OP | 100.5 | 100.5 | 100.5 |  | 8 | 2009 | WND BIT: WND; N Y: N; Y Y: Y |  | S | 67 | N | IPP Non-CHP | 2 |  |  | N | [17 empty] | N
56076 | State Farm Insurance | 7556 | State Farm | IL | McLean | 1 | IC | SB | 1.7 | 1.7 | 1.7 | G140 | 10 | 1996 | WND BIT: DFO; N Y: N; Y Y: Y | Y | S |  | N | IPP Non-CHP | 2 |  | N | N | [17 empty] | N
56076 | State Farm Insurance | 7556 | State Farm | IL | McLean | 2 | IC | SB | 1.7 | 1.7 | 1.7 | G140 | 10 | 1996 | WND BIT: DFO; N Y: N; Y Y: Y | Y | S |  | N | IPP Non-CHP | 2 |  | N | N | [17 empty] | N
56076 | State Farm Insurance | 7556 | State Farm | IL | McLean | 3 | IC | SB | 1.7 | 1.7 | 1.7 | G140 | 10 | 1996 | WND BIT: DFO; N Y: N; Y Y: Y | Y | S |  | N | IPP Non-CHP | 2 |  | N | N | [17 empty] | N
56079 | Encore Energy Partners Operating LLC | 52127 | Elk Basin Gasoline Plant | WY | Park | GEN1 | ST | OP | 1 | 0.8 | 0.8 |  | 1 | 1948 | [9 empty] | J |  | Y | Industrial CHP | 7 | T | N | N | [17 empty] | N | [6 empty] | OG | bar: WND BIT; N Y to Y Y
56079 | Encore Energy Partners Operating LLC | 52127 | Elk Basin Gasoline Plant | WY | Park | GEN2 | ST | OP | 1 | 0.8 | 0.8 |  | 1 | 1948 | [9 empty] | J |  | Y | Industrial CHP | 7 | T | N | N | [17 empty] | N | [6 empty] | OG | bar: WND BIT; N Y to Y Y
56081 | Southeastern Chester County Refuse Auth | 56873 | SECCRA Community Landfill | PA | Chester | 1 | IC | OP | 0.9 | 0.9 | 0.9 |  | 1 | 2007 | WND BIT: LFG; N Y: N; Y Y: Y |  | S |  | N | Commercial Non-CHP | 4 |  |  | N | [17 empty] | N
56081 | Southeastern Chester County Refuse Auth | 56873 | SECCRA Community Landfill | PA | Chester | 3 | IC | OP | 1.6 | 1.6 | 1.6 |  | 11 | 2010 | WND BIT: LFG; N Y: N; Y Y: Y |  | S |  | N | Commercial Non-CHP | 4 |  |  | N
56084 | Springfield Power LLC | 10838 | Springfield Power LLC | NH | Sullivan | GEN1 | ST | OP | 20 | 16.1 | 16.3 |  | 12 | 1987 | WND BIT: WDS; N Y: N; Y Y: Y |  | S |  | N | IPP Non-CHP | 2 |  | N | N
56090 | Star West Gen Griffith Energy LLC | 55124 | Griffith Energy LLC | AZ | Mohave | CTG1 | CT | OP | 176 | 147 | 147 |  | 1 | 2002 | WND BIT: NG; N Y: N; Y Y: Y |  | W |  | N | IPP Non-CHP | 2 |  | N | N | [17 empty] | N
56090 | Star West Gen Griffith Energy LLC | 55124 | Griffith Energy LLC | AZ | Mohave | CTG2 | CT | OP | 176.6 | 147 | 147 |  | 1 | 2002 | WND BIT: NG; N Y: N; Y Y: Y |  | W |  | N | IPP Non-CHP | 2 |  | N | N | [17 empty] | N
56090 | Star West Gen Griffith Energy LLC | 55124 | Griffith Energy LLC | AZ | Mohave | STG | CA | OP | 301.8 | 276 | 276 |  | 1 | 2002 | WND BIT: NG; N Y: N; Y Y: Y |  | W |  | N | IPP Non-CHP | 2 |  | Y | N | [17 empty] | N
56097 | Noranda Alumina LLC | 50846 | Noranda Alumina LLC | LA | St James | GT1 | GT | OS | 16 | 15 | 17 |  | 3 | 1969 | [8 empty] | Y | S |  | Y | Industrial CHP | 7 | T | N | N | [17 empty] | N | bar: WND BIT; N Y to Y Y
56097 | Noranda Alumina LLC | 50846 | Noranda Alumina LLC | LA | St James | GT2 | GT | OS | 16 | 15 | 17 |  | 4 | 1969 | [8 empty] | Y | S |  | Y | Industrial CHP | 7 | T | N | N | [17 empty] | N | bar: WND BIT; N Y to Y Y
56097 | Noranda Alumina LLC | 50846 | Noranda Alumina LLC | LA | St James | GT3 | GT | OP | 16 | 15 | 17 |  | 4 | 1969 | [8 empty] | Y | S |  | Y | Industrial CHP | 7 | T | N | N | [17 empty] | N | bar: WND BIT; N Y to Y Y
56097 | Noranda Alumina LLC | 50846 | Noranda Alumina LLC | LA | St James | GT4 | GT | OP | 24.7 | 21 | 24 |  | 4 | 1974 | [8 empty] | Y | S |  | Y | Industrial CHP | 7 | T | N | N | [17 empty] | N | bar: WND BIT; N Y to Y Y
56097 | Noranda Alumina LLC | 50846 | Noranda Alumina LLC | LA | St James | ST1 | ST | OP | 18.7 | 17 | 17 |  | 2 | 1958 | [8 empty] | Y | S |  | Y | Industrial CHP | 7 | T | N | N | [17 empty] | N | bar: WND BIT; N Y to Y Y
56097 | Noranda Alumina LLC | 50846 | Noranda Alumina LLC | LA | St James | ST2 | ST | OP | 18.7 | 17 | 17 |  | 2 | 1958 | [8 empty] | Y | S |  | Y | Industrial CHP | 7 | T | N | N | [17 empty] | N | bar: WND BIT; N Y to Y Y
56097 | Noranda Alumina LLC | 50846 | Noranda Alumina LLC | LA | St James | ST3 | ST | OP | 7.2 | 6 | 6 |  | 2 | 1969 | [8 empty] | Y | S |  | Y | Industrial CHP | 7 | T | N | N | [17 empty] | N | bar: WND BIT; N Y to Y Y
56099 | Covanta Delano Inc | 10840 | Covanta Delano Energy | CA | Kern | GEN1 | ST | OP | 31.8 | 27 | 27 |  | 6 | 1990 | WND BIT: WDS; N Y: N; Y Y: Y |  | S |  | N | IPP Non-CHP | 2 |  | N | N | [24 empty] | NG
56099 | Covanta Delano Inc | 10840 | Covanta Delano Energy | CA | Kern | GEN2 | ST | OP | 25.2 | 22 | 22 |  | 7 | 1993 | WND BIT: WDS; N Y: N; Y Y: Y |  | S |  | N | IPP Non-CHP | 2 |  | N | N | [24 empty] | NG
56100 | AMERESCO Stafford LLC | 56894 | AMERESCO Stafford | VA | STAFFORD | 1 | IC | OP | 1.1 | 1 | 1 |  | 5 | 2009 | WND BIT: LFG; N Y: N; Y Y: Y |  | S |  | N | IPP Non-CHP | 2 |  |  | N
56100 | AMERESCO Stafford LLC | 56894 | AMERESCO Stafford | VA | STAFFORD | 2 | IC | OP | 1.1 | 1 | 1 |  | 5 | 2009 | WND BIT: LFG; N Y: N; Y Y: Y |  | S |  | N | IPP Non-CHP | 2 |  |  | N
56101 | AMERESCO Ox Mountain Energy LLC | 56895 | AMERESCO Ox Mountain | CA | San Mateo | 1 | IC | OP | 1.9 | 1.8 | 1.8 |  | 12 | 2008 | WND BIT: LFG; N Y: N; Y Y: Y |  | S |  | N | IPP Non-CHP | 2 |  |  | N
56101 | AMERESCO Ox Mountain Energy LLC | 56895 | AMERESCO Ox Mountain | CA | San Mateo | 2 | IC | OP | 1.9 | 1.8 | 1.8 |  | 12 | 2008 | WND BIT: LFG; N Y: N; Y Y: Y |  | S |  | N | IPP Non-CHP | 2 |  |  | N
56101 | AMERESCO Ox Mountain Energy LLC | 56895 | AMERESCO Ox Mountain | CA | San Mateo | 3 | IC | OP | 1.9 | 1.8 | 1.8 |  | 12 | 2008 | WND BIT: LFG; N Y: N; Y Y: Y |  | S |  | N | IPP Non-CHP | 2 |  |  | N
56101 | AMERESCO Ox Mountain Energy LLC | 56895 | AMERESCO Ox Mountain | CA | San Mateo | 4 | IC | OP | 1.9 | 1.8 | 1.8 |  | 12 | 2008 | WND BIT: LFG; N Y: N; Y Y: Y |  | S |  | N | IPP Non-CHP | 2 |  |  | N
56101 | AMERESCO Ox Mountain Energy LLC | 56895 | AMERESCO Ox Mountain | CA | San Mateo | 5 | IC | OP | 1.9 | 1.8 | 1.8 |  | 12 | 2008 | WND BIT: LFG; N Y: N; Y Y: Y |  | S |  | N | IPP Non-CHP | 2 |  |  | N
56101 | AMERESCO Ox Mountain Energy LLC | 56895 | AMERESCO Ox Mountain | CA | San Mateo | 6 | IC | OP | 1.9 | 1.8 | 1.8 |  | 12 | 2008 | WND BIT: LFG; N Y: N; Y Y: Y |  | S |  | N | IPP Non-CHP | 2 |  |  | N
56102 | AMERESCO Jefferson City LLC | 56896 | AMERESCO Jefferson City | MO | COLE | 1 | IC | OP | 1 | 0.9 | 0.9 |  | 3 | 2009 | WND BIT: LFG; N Y: N; Y Y: Y |  | S |  | N | IPP Non-CHP | 2 |  |  | N
56102 | AMERESCO Jefferson City LLC | 56896 | AMERESCO Jefferson City | MO | COLE | 2 | IC | OP | 1 | 0.9 | 0.9 |  | 3 | 2009 | WND BIT: LFG; N Y: N; Y Y: Y |  | S |  | N | IPP Non-CHP | 2 |  |  | N
56102 | AMERESCO Jefferson City LLC | 56896 | AMERESCO Jefferson City | MO | COLE | 3 | IC | OP | 1 | 0.9 | 0.9 |  | 3 | 2009 | WND BIT: LFG; N Y: N; Y Y: Y |  | S |  | N | IPP Non-CHP | 2 |  |  | N
56103 | AMERESCO Keller Canyon LLC | 56897 | AMERESCO Keller Canyon | CA | CONTRA COSTA | 1 | IC | OP | 1.9 | 1.8 | 1.8 |  | 7 | 2009 | WND BIT: LFG; N Y: N; Y Y: Y |  | S |  | N | IPP Non-CHP | 2 |  |  | N | [17 empty] | N
56103 | AMERESCO Keller Canyon LLC | 56897 | AMERESCO Keller Canyon | CA | CONTRA COSTA | 2 | IC | OP | 1.9 | 1.8 | 1.8 |  | 7 | 2009 | WND BIT: LFG; N Y: N; Y Y: Y |  | S |  | N | IPP Non-CHP | 2 |  |  | N | [17 empty] | N
56104 | AMERESCO Chiquita Canyon LLC | 56898 | AMERESCO Chiquita Canyon | CA | Los Angeles | 1 | GT | OP | 4.6 | 4 | 4 |  | 11 | 2010 | WND BIT: LFG; N Y: N; Y Y: Y |  | S |  | N | IPP Non-CHP | 2 |  |  | N | [17 empty] | N
56104 | AMERESCO Chiquita Canyon LLC | 56898 | AMERESCO Chiquita Canyon | CA | Los Angeles | 2 | GT | OP | 4.6 | 4 | 4 |  | 11 | 2010 | WND BIT: LFG; N Y: N; Y Y: Y |  | S |  | N | IPP Non-CHP | 2 |  |  | N | [17 empty] | N
56105 | MMA WBF Power LP | 56862 | Bolthouse S&P and Rowen Farms Solar | CA | LOS ANGELES | 1 | PV | OP | 0.3 | 0.3 | 0.3 |  | 11 | 2008 | WND BIT: SUN; N Y: N; Y Y: Y |  | S |  | N | IPP Non-CHP | 2 |  |  | N
56105 | MMA WBF Power LP | 56862 | Bolthouse S&P and Rowen Farms Solar | CA | LOS ANGELES | 2 | PV | OP | 0.3 | 0.3 | 0.3 |  | 11 | 2008 | WND BIT: SUN; N Y: N; Y Y: Y |  | S |  | N | IPP Non-CHP | 2 |  |  | N
56105 | MMA WBF Power LP | 56862 | Bolthouse S&P and Rowen Farms Solar | CA | LOS ANGELES | 3 | PV | OP | 0.3 | 0.3 | 0.3 |  | 11 | 2008 | WND BIT: SUN; N Y: N; Y Y: Y |  | S |  | N | IPP Non-CHP | 2 |  |  | N
56105 | MMA WBF Power LP | 56862 | Bolthouse S&P and Rowen Farms Solar | CA | LOS ANGELES | 4 | PV | OP | 0.3 | 0.3 | 0.3 |  | 11 | 2008 | WND BIT: SUN; N Y: N; Y Y: Y |  | S |  | N | IPP Non-CHP | 2 |  |  | N
56107 | Fifth Street Management Co LLC | 54816 | Riverwood 100 Building | GA | Cobb | 11KT | IC | OS | 1.1 | 1.1 | 1.1 |  | 1 | 1989 | WND BIT: DFO; N Y: N; Y Y: N | Y | W |  | N | Commercial Non-CHP | 4 |  | N | N | [17 empty] | N
56108 | Atlas Pipeline Mid Continent WestTex LLC | 54458 | Benedum Plant | TX | Upton | BG3A | IC | OP | 1 | 1 | 1 |  | 11 | 1996 | [9 empty] | S |  | N | Industrial Non-CHP | 6 |  | N | N | [12 empty] | N | bar: WND BIT; N Y to Y Y
56108 | Atlas Pipeline Mid Continent WestTex LLC | 54458 | Benedum Plant | TX | Upton | BG6 | IC | OP | 1 | 1 | 1 |  | 9 | 1998 | [9 empty] | S |  | N | Industrial Non-CHP | 6 |  | N | N | [12 empty] | N | bar: WND BIT; N Y to Y Y
56113 | MMA GDC Power LP | 56909 | Gap Pacific Distribution Center | CA | FRESNO | 1 | PV | OP | 0.3 | 0.3 | 0.3 |  | 10 | 2008 | WND BIT: SUN; N Y: N; Y Y: Y |  | S |  | N | Commercial Non-CHP | 4 |  |  | N
56113 | MMA GDC Power LP | 56909 | Gap Pacific Distribution Center | CA | FRESNO | 2 | PV | OP | 0.3 | 0.3 | 0.3 |  | 10 | 2008 | WND BIT: SUN; N Y: N; Y Y: Y |  | S |  | N | Commercial Non-CHP | 4 |  |  | N
56113 | MMA GDC Power LP | 56909 | Gap Pacific Distribution Center | CA | FRESNO | 3 | PV | OP | 0.3 | 0.3 | 0.3 |  | 10 | 2008 | WND BIT: SUN; N Y: N; Y Y: Y |  | S |  | N | Commercial Non-CHP | 4 |  |  | N
56113 | MMA GDC Power LP | 56909 | Gap Pacific Distribution Center | CA | FRESNO | 4 | PV | OP | 0.3 | 0.3 | 0.3 |  | 10 | 2008 | WND BIT: SUN; N Y: N; Y Y: Y |  | S |  | N | Commercial Non-CHP | 4 |  |  | N
56119 | FPL Energy Story Wind LLC | 56924 | FPL Energy Story Wind LLC | IA | Story | GE15 | WT | OP | 150 | 150 | 150 |  | 12 | 2008 | WND BIT: WND; N Y: N; Y Y: Y |  | S | 100 | N | IPP Non-CHP | 2 |  |  | N | [12 empty] | N
56120 | Blue Lake Power LLC | 10764 | Blue Lake Power LLC | CA | Humboldt | GEN1 | ST | OP | 13.8 | 11.5 | 10 |  | 7 | 1985 | WND BIT: WDS; WND WDS: PG; N Y: N; Y Y: N |  | S |  | N | IPP Non-CHP | 2 |  | N | N | [12 empty] | N |  |  |  |  | N | [6 empty] | PG
56121 | Osceola Windpower II | 56913 | Osceola Windpower II | IA | Osceola | CL25 | WT | OP | 50 | 50 | 50 |  | 9 | 2008 | WND BIT: WND; N Y: N; Y Y: Y |  | S | 20 | N | IPP Non-CHP | 2 |  |  | N
56122 | FPL Energy Ashtabula Wind LLC | 56919 | FPL Energy Ashtabula Wind LLC | ND | Barnes | GE15 | WT | OP | 148.5 | 148.5 | 148.5 |  | 12 | 2008 | WND BIT: WND; N Y: N; Y Y: Y |  | S | 99 | N | IPP Non-CHP | 2 |  |  | N
56123 | FPL Energy Crystal Lake Wind LLC | 56923 | FPL Energy Crystal Lake Wind LLC | IA | Hancock | GE15 | WT | OP | 150 | 150 | 150 |  | 12 | 2008 | WND BIT: WND; N Y: N; Y Y: Y |  | S | 100 | N | IPP Non-CHP | 2 |  |  | N | [19 empty] | N
56124 | FPL Energy Crystal Lake Wind II LLC | 56925 | FPL Energy Crystal Lake Wind II LLC | IA | Hancock | CL25 | WT | OP | 200 | 200 | 200 |  | 1 | 2009 | WND BIT: WND; N Y: N; Y Y: Y |  | S | 80 | N | IPP Non-CHP | 2 |  |  | N
56125 | Covanta Springfield LLC | 50273 | Pioneer Valley Resource Recovery | MA | HAMPDEN | DLV1 | ST | OP | 9.4 | 7.5 | 7.5 |  | 5 | 1988 | MSW | NG | WDS | DFO | TDF |  | N | Y |  | S |  | N | IPP Non-CHP | 2 |  | N | N | [17 empty] | N
56127 | Orange Grove Energy LP | 56914 | Orange Grove Peaking Facility | CA | San Diego | CTG1 | GT | OP | 59 | 49.6 | 49.6 |  | 6 | 2010 | WND BIT: NG; N Y: N; Y Y: Y |  | S |  | N | IPP Non-CHP | 2 |  |  | N | [17 empty] | N
56127 | Orange Grove Energy LP | 56914 | Orange Grove Peaking Facility | CA | San Diego | CTG2 | GT | OP | 59 | 49.6 | 49.6 |  | 6 | 2010 | WND BIT: NG; N Y: N; Y Y: Y |  | S |  | N | IPP Non-CHP | 2 |  |  | N | [17 empty] | N
56128 | SAS Institute Inc | 56915 | SAS Solar Farm | NC | Wake | 1 | PV | OP | 0.5 | 0.5 | 0.5 |  | 12 | 2008 | WND BIT: SUN; N Y: N; Y Y: Y |  | S |  | N | IPP Non-CHP | 2 |  |  | N
56128 | SAS Institute Inc | 56915 | SAS Solar Farm | NC | Wake | 2 | PV | OP | 0.5 | 0.5 | 0.5 |  | 12 | 2008 | WND BIT: SUN; N Y: N; Y Y: Y |  | S |  | N | IPP Non-CHP | 2 |  |  | N
56128 | SAS Institute Inc | 56915 | SAS Solar Farm | NC | Wake | 3 | PV | OP | 0.5 | 0.6 | 0.6 |  | 8 | 2010 | WND BIT: SUN; N Y: N; Y Y: Y |  | S |  | N | IPP Non-CHP | 2 |  |  | N | [17 empty] | N
56128 | SAS Institute Inc | 56915 | SAS Solar Farm | NC | Wake | 4 | PV | OP | 0.5 | 0.6 | 0.6 |  | 8 | 2010 | WND BIT: SUN; N Y: N; Y Y: Y |  | S |  | N | IPP Non-CHP | 2 |  |  | N | [17 empty] | N
56133 | L'Anse Warden Electric Company LLC | 1772 | John H Warden | MI | Baraga | 1 | ST | OP | 18.7 | 17.7 | 17.7 |  | 8 | 1959 | WND BIT: WDS; WND WDS: TDF; N Y: Y; Y Y: Y |  | W |  | N | IPP Non-CHP | 2 |  | N | N | [17 empty] | N | [6 empty] | NG
56137 | Domtar LLC | 54638 | Johnsonburg Mill | PA | Elk | PT1 | ST | OP | 54 | 49 | 49 |  | 2 | 1993 | BLQ | BIT | DFO |  |  |  | Y | Y |  | S |  | Y | Industrial CHP | 7 | B | N | N | [17 empty] | N | [6 empty] | NG
56142 | Alliance NYGT, LLC | 2628 | Hillburn | NY | Rockland | GEN1 | GT | OP | 46.5 | 33.1 | 43.8 |  | 7 | 1972 | WND BIT: KER; WND WDS: NG; N Y: Y; Y Y: Y | Y | S |  | N | IPP Non-CHP | 2 |  | N | N | [17 empty] | N
56142 | Alliance NYGT, LLC | 2632 | Shoemaker | NY | Orange | SHOE | GT | OP | 41.9 | 33 | 40 |  | 7 | 1972 | WND BIT: KER; WND WDS: NG; N Y: Y; Y Y: Y | Y | S |  | N | IPP Non-CHP | 2 |  | N | N | [17 empty] | N
56143 | Fairfield University | 56928 | Fairfield University CHP Plant | CT | FAIRFIELD | CHP1 | GT | OP | 4.5 | 4.5 | 4.5 |  | 10 | 2007 | WND BIT: NG; N Y: N; Y Y: Y |  | S |  | Y | Commercial CHP | 5 | T |  | N | [17 empty] | N
56146 | Black Hills/Colorado Elec.Util | 460 | Pueblo | CO | Pueblo | 5 | ST | SB | 7.5 | 9 | 9 |  | 7 | 2001 | WND BIT: NG; N Y: N; Y Y: Y | Y | S |  | N | Electric Utility | 1 |  | N | Y | [15 empty] | 3 | 2014 | [7 empty] | NG
56146 | Black Hills/Colorado Elec.Util | 460 | Pueblo | CO | Pueblo | 6 | ST | SB | 15 | 18.8 | 18.8 |  | 7 | 1949 | WND BIT: NG; N Y: N; Y Y: Y | Y | S |  | N | Electric Utility | 1 |  | N | Y | [15 empty] | 3 | 2014 | [7 empty] | NG
56146 | Black Hills/Colorado Elec.Util | 460 | Pueblo | CO | Pueblo | IC1 | IC | OP | 2 | 2 | 2 |  | 2 | 1964 | WND BIT: DFO; N Y: N; Y Y: Y |  | S |  | N | Electric Utility | 1 |  | N | N
56146 | Black Hills/Colorado Elec.Util | 460 | Pueblo | CO | Pueblo | IC2 | IC | OP | 2 | 2 | 2 |  | 2 | 1964 | WND BIT: DFO; N Y: N; Y Y: Y |  | S |  | N | Electric Utility | 1 |  | N | N
56146 | Black Hills/Colorado Elec.Util | 460 | Pueblo | CO | Pueblo | IC3 | IC | OP | 2 | 2 | 2 |  | 2 | 1964 | WND BIT: DFO; N Y: N; Y Y: Y |  | S |  | N | Electric Utility | 1 |  | N | N
56146 | Black Hills/Colorado Elec.Util | 460 | Pueblo | CO | Pueblo | IC4 | IC | OP | 2 | 2 | 2 |  | 2 | 1964 | WND BIT: DFO; N Y: N; Y Y: Y |  | S |  | N | Electric Utility | 1 |  | N | N
56146 | Black Hills/Colorado Elec.Util | 460 | Pueblo | CO | Pueblo | IC5 | IC | OP | 2 | 2 | 2 |  | 2 | 1964 | WND BIT: DFO; N Y: N; Y Y: Y |  | S |  | N | Electric Utility | 1 |  | N | N
56146 | Black Hills/Colorado Elec.Util | 462 | W N Clark | CO | Fremont | 1 | ST | OP | 18.7 | 17.6 | 17.6 |  | 9 | 1955 | WND BIT: BIT; WND WDS: WDS; N Y: N; Y Y: Y | Y | S |  | N | Electric Utility | 1 |  | N | Y | [15 empty] | 3 | 2014 |  | N |  | Y |  |  |  | NG
56146 | Black Hills/Colorado Elec.Util | 462 | W N Clark | CO | Fremont | 2 | ST | OP | 25 | 24.9 | 24.9 |  | 1 | 1959 | WND BIT: BIT; WND WDS: WDS; N Y: N; Y Y: Y | Y | S |  | N | Electric Utility | 1 |  | N | Y | [15 empty] | 3 | 2014 |  | N |  | Y |  |  |  | NG
56146 | Black Hills/Colorado Elec.Util | 6516 | Rocky Ford | CO | Otero | IC1 | IC | OP | 2 | 2 | 2 |  | 6 | 1964 | WND BIT: DFO; N Y: N; Y Y: Y | Y | S |  | N | Electric Utility | 1 |  | N | N
56146 | Black Hills/Colorado Elec.Util | 6516 | Rocky Ford | CO | Otero | IC2 | IC | OP | 2 | 2 | 2 |  | 6 | 1964 | WND BIT: DFO; N Y: N; Y Y: Y | Y | S |  | N | Electric Utility | 1 |  | N | N
56146 | Black Hills/Colorado Elec.Util | 6516 | Rocky Ford | CO | Otero | IC3 | IC | OP | 2 | 2 | 2 |  | 6 | 1964 | WND BIT: DFO; N Y: N; Y Y: Y | Y | S |  | N | Electric Utility | 1 |  | N | N
56146 | Black Hills/Colorado Elec.Util | 6516 | Rocky Ford | CO | Otero | IC4 | IC | OP | 2 | 2 | 2 |  | 6 | 1964 | WND BIT: DFO; N Y: N; Y Y: Y | Y | S |  | N | Electric Utility | 1 |  | N | N
56146 | Black Hills/Colorado Elec.Util | 6516 | Rocky Ford | CO | Otero | IC5 | IC | OP | 2 | 2 | 2 |  | 6 | 1964 | WND BIT: DFO; N Y: N; Y Y: Y | Y | S |  | N | Electric Utility | 1 |  | N | N
56146 | Black Hills/Colorado Elec.Util | 7995 | Airport Industrial | CO | Pueblo | IC1 | IC | OP | 2.5 | 2.5 | 2.5 |  | 1 | 2002 | WND BIT: DFO; N Y: N; Y Y: Y | Y | S |  | N | Electric Utility | 1 |  | N | N
56146 | Black Hills/Colorado Elec.Util | 7995 | Airport Industrial | CO | Pueblo | IC2 | IC | OP | 2.5 | 2.5 | 2.5 |  | 1 | 2002 | WND BIT: DFO; N Y: N; Y Y: Y | Y | S |  | N | Electric Utility | 1 |  | N | N
56146 | Black Hills/Colorado Elec.Util | 7995 | Airport Industrial | CO | Pueblo | IC3 | IC | OP | 2.5 | 2.5 | 2.5 |  | 1 | 2002 | WND BIT: DFO; N Y: N; Y Y: Y | Y | S |  | N | Electric Utility | 1 |  | N | N
56146 | Black Hills/Colorado Elec.Util | 7995 | Airport Industrial | CO | Pueblo | IC4 | IC | OP | 2.5 | 2.5 | 2.5 |  | 1 | 2002 | WND BIT: DFO; N Y: N; Y Y: Y | Y | S |  | N | Electric Utility | 1 |  | N | N
56146 | Black Hills/Colorado Elec.Util | 57980 | Busch Ranch Wind Energy Farm | CO | Huerfano | WTG | WT | OP | 29 | 11 | 11 |  | 10 | 2012 | WND BIT: WND; N Y: N; Y Y: Y |  | J | 16 | N | Electric Utility | 1 | [20 empty] | N
56147 | ArcelorMittal Burns Harbor Inc | 10245 | ArcelorMittal Burns Harbor | IN | Porter | GEN5 | ST | OP | 62 | 60.5 | 60.5 |  | 1 | 1970 | WND BIT: BFG; WND WDS: OG; N Y: N; Y Y: Y |  | W |  | Y | Industrial CHP | 7 | T | N | N | [17 empty] | N | [6 empty] | NG
56147 | ArcelorMittal Burns Harbor Inc | 10245 | ArcelorMittal Burns Harbor | IN | Porter | GEN6 | ST | OP | 51 | 51 | 51 |  | 1 | 1969 | WND BIT: BFG; WND WDS: OG; N Y: N; Y Y: Y |  | W |  | Y | Industrial CHP | 7 | T | N | N | [17 empty] | N | [6 empty] | NG
56147 | ArcelorMittal Burns Harbor Inc | 10245 | ArcelorMittal Burns Harbor | IN | Porter | GEN7 | ST | OP | 63.2 | 63.2 | 63.2 |  | 1 | 1969 | WND BIT: BFG; WND WDS: OG; N Y: N; Y Y: Y |  | W |  | Y | Industrial CHP | 7 | T | N | N | [17 empty] | N | [6 empty] | NG
56148 | Aspen Power LLC | 56931 | Aspen Biomass Power Plant | TX | Angelina | GEN7 | ST | OP | 44 | 50 | 50 |  | 9 | 2011 | WND BIT: WDS; N Y: N; Y Y: Y |  | S |  | N | IPP Non-CHP | 2 |  |  | N | [17 empty] | N
56150 | ArcelorMittal USA Inc | 10475 | Expander Turbine | IN | Lake | 16TG | OT | OP | 20 | 18.8 | 18.8 |  | 5 | 1981 | WND BIT: BFG; N Y: N; Y Y: Y |  | S |  | N | Industrial Non-CHP | 6 |  | N | N
56152 | New Smyrna Beach Utilities Commission | 679 | Smith Street | FL | Volusia | 10 | IC | OP | 2 | 2 | 2 |  | 1 | 1967 | WND BIT: DFO; N Y: N; Y Y: N |  | S |  | N | Electric Utility | 1 |  | N | N | [17 empty] | N
56152 | New Smyrna Beach Utilities Commission | 679 | Smith Street | FL | Volusia | 11 | IC | OP | 2 | 2 | 2 |  | 1 | 1967 | WND BIT: DFO; N Y: N; Y Y: N |  | S |  | N | Electric Utility | 1 |  | N | N | [17 empty] | N
56152 | New Smyrna Beach Utilities Commission | 679 | Smith Street | FL | Volusia | 3 | IC | OP | 0.8 | 0.8 | 0.8 |  | 1 | 1946 | WND BIT: DFO; N Y: N; Y Y: N |  | S |  | N | Electric Utility | 1 |  | N | N | [17 empty] | N
56152 | New Smyrna Beach Utilities Commission | 679 | Smith Street | FL | Volusia | 4 | IC | OP | 1 | 1 | 1 |  | 1 | 1950 | WND BIT: DFO; N Y: N; Y Y: N |  | S |  | N | Electric Utility | 1 |  | N | N | [17 empty] | N
56152 | New Smyrna Beach Utilities Commission | 679 | Smith Street | FL | Volusia | 6 | IC | OP | 1.8 | 1.8 | 1.8 |  | 1 | 1955 | WND BIT: DFO; N Y: N; Y Y: N |  | S |  | N | Electric Utility | 1 |  | N | N | [17 empty] | N
56152 | New Smyrna Beach Utilities Commission | 679 | Smith Street | FL | Volusia | 7 | IC | OP | 1.8 | 1.8 | 1.8 |  | 1 | 1956 | WND BIT: DFO; N Y: N; Y Y: N |  | S |  | N | Electric Utility | 1 |  | N | N | [17 empty] | N
56152 | New Smyrna Beach Utilities Commission | 679 | Smith Street | FL | Volusia | 8 | IC | OP | 1.1 | 1.1 | 1.1 |  | 1 | 1960 | WND BIT: DFO; N Y: N; Y Y: N |  | S |  | N | Electric Utility | 1 |  | N | N | [17 empty] | N
56152 | New Smyrna Beach Utilities Commission | 679 | Smith Street | FL | Volusia | 9 | IC | OP | 2 | 2 | 2 |  | 1 | 1967 | WND BIT: DFO; N Y: N; Y Y: N |  | S |  | N | Electric Utility | 1 |  | N | N | [17 empty] | N
56152 | New Smyrna Beach Utilities Commission | 681 | W E Swoope | FL | Volusia | 2 | IC | OP | 0.9 | 0.9 | 0.9 |  | 11 | 1981 | WND BIT: DFO; N Y: N; Y Y: N |  | S |  | N | Electric Utility | 1 |  | N | N | [17 empty] | N
56152 | New Smyrna Beach Utilities Commission | 681 | W E Swoope | FL | Volusia | 3 | IC | OP | 2 | 2 | 2 |  | 12 | 1982 | WND BIT: DFO; N Y: N; Y Y: N |  | S |  | N | Electric Utility | 1 |  | N | N | [17 empty] | N
56152 | New Smyrna Beach Utilities Commission | 681 | W E Swoope | FL | Volusia | 4 | IC | OP | 2.2 | 2.2 | 2.2 |  | 12 | 1982 | WND BIT: DFO; N Y: N; Y Y: N |  | S |  | N | Electric Utility | 1 |  | N | N | [17 empty] | N
56152 | New Smyrna Beach Utilities Commission | 7954 | Field Street | FL | Volusia | 1 | GT | OP | 24 | 22 | 24 |  | 5 | 2001 | WND BIT: DFO; N Y: N; Y Y: N |  | S |  | N | Electric Utility | 1 |  | N | N | [17 empty] | N
56152 | New Smyrna Beach Utilities Commission | 7954 | Field Street | FL | Volusia | 2 | GT | OP | 24 | 22 | 24 |  | 5 | 2001 | WND BIT: DFO; N Y: N; Y Y: N |  | S |  | N | Electric Utility | 1 |  | N | N | [17 empty] | N
56155 | Lansing Board of Water and Light | 1831 | Eckert Station | MI | Ingham | 1 | ST | OP | 44 | 35 | 36.6 |  | 6 | 1954 | WND BIT: SUB; N Y: N; Y Y: Y |  | S |  | N | Electric Utility | 1 |  | N | N | [17 empty] | N | Y |  | Y |  |  |  | DFO
56155 | Lansing Board of Water and Light | 1831 | Eckert Station | MI | Ingham | 2 | ST | OP | 44 | 35.1 | 38.1 |  | 6 | 1958 | WND BIT: SUB; N Y: N; Y Y: Y |  | S |  | N | Electric Utility | 1 |  | N | N | [17 empty] | N | Y |  | Y |  |  |  | DFO
56155 | Lansing Board of Water and Light | 1831 | Eckert Station | MI | Ingham | 3 | ST | OP | 47 | 35.5 | 36.4 |  | 6 | 1960 | WND BIT: SUB; N Y: N; Y Y: Y |  | S |  | N | Electric Utility | 1 |  | N | N | [17 empty] | N | Y |  | Y |  |  |  | DFO
56155 | Lansing Board of Water and Light | 1831 | Eckert Station | MI | Ingham | 4 | ST | OP | 80 | 64.1 | 68.5 |  | 12 | 1964 | WND BIT: SUB; N Y: N; Y Y: Y |  | S |  | N | Electric Utility | 1 |  | N | N | [17 empty] | N | Y |  | Y |  |  |  | DFO
56155 | Lansing Board of Water and Light | 1831 | Eckert Station | MI | Ingham | 5 | ST | OP | 80 | 63.4 | 67 |  | 6 | 1968 | WND BIT: SUB; N Y: N; Y Y: Y |  | S |  | N | Electric Utility | 1 |  | N | N | [17 empty] | N | Y |  | Y |  |  |  | DFO
56155 | Lansing Board of Water and Light | 1831 | Eckert Station | MI | Ingham | 6 | ST | OP | 80 | 65.8 | 66.8 |  | 8 | 1970 | WND BIT: SUB; N Y: N; Y Y: Y |  | S |  | N | Electric Utility | 1 |  | N | N | [17 empty] | N | Y |  | Y |  |  |  | DFO
56155 | Lansing Board of Water and Light | 1832 | Erickson Station | MI | Eaton | 1 | ST | OP | 154.7 | 154.6 | 156.3 |  | 2 | 1973 | WND BIT: SUB; N Y: N; Y Y: Y |  | S |  | N | Electric Utility | 1 |  | N | N | [17 empty] | N | Y |  | Y |  |  |  | DFO
56157 | Cassia Gulch | 56935 | Cassia Gulch Wind Park LLC | ID | Twin Falls | 1 | WT | OP | 18.9 | 18.9 | 18.9 |  | 3 | 2009 | WND BIT: WND; N Y: N; Y Y: Y |  | S | 9 | N | IPP Non-CHP | 2 |  |  | N | [17 empty] | N
56158 | Cassia Wind | 56934 | Cassia Wind Farm LLC | ID | Twin Falls | 1 | WT | OP | 10.5 | 10.5 | 10.5 |  | 3 | 2009 | WND BIT: WND; N Y: N; Y Y: Y |  | S | 5 | N | IPP Non-CHP | 2 |  |  | N
56159 | Threemile Canyon Wind I | 56933 | Threemile Canyon Wind I LLC | OR | Morrow | 1 | WT | OP | 9.9 | 9.9 | 9.9 |  | 7 | 2009 | WND BIT: WND; N Y: N; Y Y: Y |  | S | 6 | N | IPP Non-CHP | 2 |  |  | N
56160 | NAEA Operating Company LLC | 54640 | NAEA Lakewood LLC | NJ | Ocean | GEN1 | CT | SB | 77.9 | 69.2 | 76.9 |  | 4 | 1994 | WND BIT: NG; WND WDS: DFO; N Y: Y; Y Y: Y | Y | W |  | N | IPP Non-CHP | 2 |  | N | N | [17 empty] | N
56160 | NAEA Operating Company LLC | 54640 | NAEA Lakewood LLC | NJ | Ocean | GEN2 | CT | SB | 77.9 | 69.2 | 76.9 |  | 4 | 1994 | WND BIT: NG; WND WDS: DFO; N Y: Y; Y Y: Y | Y | W |  | N | IPP Non-CHP | 2 |  | N | N | [17 empty] | N
56160 | NAEA Operating Company LLC | 54640 | NAEA Lakewood LLC | NJ | Ocean | GEN3 | CA | SB | 82.7 | 79.7 | 82.2 |  | 4 | 1994 | WND BIT: NG; WND WDS: DFO; N Y: Y; Y Y: Y | Y | W |  | N | IPP Non-CHP | 2 |  | N | N | [17 empty] | N
56160 | NAEA Operating Company LLC | 55938 | NAEA Ocean Peaking Power LLC | NJ | Ocean | OPP3 | GT | OP | 191.5 | 162.8 | 187.7 |  | 5 | 2003 | WND BIT: NG; N Y: N; Y Y: Y |  | W |  | N | IPP Non-CHP | 2 |  | N | N | [12 empty] | N |  |  |  |  | N
56160 | NAEA Operating Company LLC | 55938 | NAEA Ocean Peaking Power LLC | NJ | Ocean | OPP4 | GT | OP | 191.5 | 162.8 | 187.7 |  | 5 | 2003 | WND BIT: NG; N Y: N; Y Y: Y |  | W |  | N | IPP Non-CHP | 2 |  | N | N | [12 empty] | N |  |  |  |  | N
56164 | International Paper - Valliant | 50192 | International Paper Valliant OK | OK | McCurtain | TG1 | ST | OP | 68 | 57.8 | 57.8 |  | 10 | 1971 | BLQ | NG | RFO | DFO | WDS | OBS | Y | N |  | S |  | Y | Industrial CHP | 7 | T | N | N | [17 empty] | N | N | [5 empty] | NG
56165 | ArcelorMittal Indiana Harbor West | 10397 | ArcelorMittal Indiana Harbor West | IN | Lake | GEN5 | ST | OP | 12.5 | 3.1 | 7.8 |  | 10 | 1939 | NG BLQ: BFG; NG NG: NG; N Y: N; Y N: Y | Y | W |  | Y | Industrial CHP | 7 | T | N | N | [17 empty] | N
56165 | ArcelorMittal Indiana Harbor West | 10397 | ArcelorMittal Indiana Harbor West | IN | Lake | GEN6 | ST | SB | 12.5 | 3.1 | 4.9 |  | 5 | 1953 | NG BLQ: BFG; NG NG: NG; N Y: N; Y N: Y | Y | W |  | Y | Industrial CHP | 7 | T | N | N | [17 empty] | N
56165 | ArcelorMittal Indiana Harbor West | 10397 | ArcelorMittal Indiana Harbor West | IN | Lake | GEN7 | ST | SB | 32 | 11.7 | 11 |  | 5 | 1959 | NG BLQ: BFG; NG NG: NG; N Y: N; Y N: Y | Y | W |  | Y | Industrial CHP | 7 | B | N | N | [17 empty] | N
56165 | ArcelorMittal Indiana Harbor West | 10397 | ArcelorMittal Indiana Harbor West | IN | Lake | GEN8 | ST | OP | 40 | 11.7 | 11.9 |  | 6 | 1961 | NG BLQ: BFG; NG NG: NG; N Y: N; Y N: Y | Y | W |  | Y | Industrial CHP | 7 | B | N | N | [17 empty] | N
56165 | ArcelorMittal Indiana Harbor West | 10397 | ArcelorMittal Indiana Harbor West | IN | Lake | GEN9 | ST | OP | 55 | 23.6 | 23.2 |  | 11 | 2002 | NG BLQ: BFG; NG NG: NG; N Y: N; Y N: Y | Y | W |  | Y | Industrial CHP | 7 | B | N | N | [17 empty] | N
56174 | Finch Paper LLC | 10511 | Finch Paper | NY | Warren | GEN6 | ST | OP | 29 | 23 | 27 |  | 6 | 1987 | RFO | WDL | WDS | NG |  |  | Y | Y |  | S |  | Y | Industrial CHP | 7 | T | N | N | [17 empty] | N
56175 | Fairbanks Morse Engine | 56937 | Fairbanks Morse Engine | WI | Rock | IPE | IC | SB | 1.5 | 1.5 | 1.5 |  | 5 | 1989 | NG BLQ: DFO; N Y: N; Y N: Y | Y | S |  | N | Industrial Non-CHP | 6 |  |  | N | [17 empty] | N
56183 | SunE NC Progress 1 LLC | 56938 | SunEdison LV Sutton Plant Site | NC | NEW HANOVER | NCP1 | PV | OP | 1.2 | 1.2 | 1.2 |  | 12 | 2008 | NG BLQ: SUN; N Y: N; Y N: Y |  | W |  | N | IPP Non-CHP | 2 |  |  | N
56187 | Verso Paper - Quinnesec | 50251 | Verso Paper Quinnesec Mich Mill | MI | Dickinson | GEN1 | ST | OP | 28 | 28 | 28 |  | 10 | 1985 | BLQ | WDS | NG | BIT |  |  | N | N |  | S |  | Y | Industrial CHP | 7 | T | N | N | [17 empty] | N
56187 | Verso Paper - Quinnesec | 50251 | Verso Paper Quinnesec Mich Mill | MI | Dickinson | GEN2 | ST | OP | 28 | 31 | 31 |  | 11 | 2011 | WDS | NG | BIT |  |  |  | N | Y |  | S |  | N | Industrial CHP | 7 |  |  | N | [17 empty] | N
56189 | American Profol Incorporated | 54719 | Alliant SBD 9203 Profol | IA | Linn | 6916 | IC | SB | 1.8 | 1.8 | 1.8 |  | 9 | 1996 | NG BLQ: DFO; N Y: N; Y N: N | N | S |  | N | IPP Non-CHP | 2 |  | N | N | [17 empty] | N
56189 | American Profol Incorporated | 54719 | Alliant SBD 9203 Profol | IA | Linn | 6917 | IC | SB | 1.8 | 1.8 | 1.8 |  | 2 | 2001 | NG BLQ: DFO; N Y: N; Y N: N | N | S |  | N | IPP Non-CHP | 2 |  | N | N | [17 empty] | N
56189 | American Profol Incorporated | 54719 | Alliant SBD 9203 Profol | IA | Linn | 6918 | IC | SB | 2 | 2 | 2 |  | 8 | 2012 | NG BLQ: DFO; N Y: N; Y N: N | N | S |  | N | IPP Non-CHP | 2 |  | N | N | [17 empty] | N
56192 | Entergy Nuclear Palisades LLC | 1715 | Palisades | MI | Van Buren | 1 | ST | OP | 811.8 | 782.2 | 812.5 |  | 3 | 1972 | NG BLQ: NUC; N Y: N; Y N: Y |  | S |  | N | IPP Non-CHP | 2 |  | N | N
56195 | BP Alternative Energy | 55259 | Whiting Clean Energy | IN | Lake | CT1 | CT | OP | 181.9 | 150 | 172 |  | 4 | 2002 | NG BLQ: NG; N Y: N; Y N: Y |  | S |  | Y | IPP CHP | 3 | T | N | N | [17 empty] | N
56195 | BP Alternative Energy | 55259 | Whiting Clean Energy | IN | Lake | CT2 | CT | OP | 181.9 | 150 | 172 |  | 4 | 2002 | NG BLQ: NG; N Y: N; Y N: Y |  | S |  | Y | IPP CHP | 3 | T | N | N | [17 empty] | N
56195 | BP Alternative Energy | 55259 | Whiting Clean Energy | IN | Lake | ST1 | CA | OP | 213 | 213 | 213 |  | 4 | 2002 | NG BLQ: NG; N Y: N; Y N: Y |  | S |  | Y | IPP CHP | 3 | T | Y | N | [17 empty] | N
56201 | GDF Suez North America | 50137 | Newgulf Cogen | TX | Wharton | GEN1 | GT | OP | 101.9 | 72 | 84.5 |  | 4 | 1984 | NG BLQ: NG; N Y: N; Y N: Y | Y | W |  | N | IPP Non-CHP | 2 |  | N | N | [17 empty] | N
56203 | Solar Star NAFB LLC | 56568 | Nellis Air Force Base Solar Array | NV | CLARK | NS1 | PV | OP | 4.9 | 4.9 | 4.9 |  | 10 | 2007 | NG BLQ: SUN; N Y: N; Y N: Y |  | S |  | N | Commercial Non-CHP | 4 |  |  | N | [17 empty] | N
56203 | Solar Star NAFB LLC | 56568 | Nellis Air Force Base Solar Array | NV | CLARK | NS2 | PV | OP | 5.2 | 5.2 | 5.2 |  | 11 | 2007 | NG BLQ: SUN; N Y: N; Y N: Y |  | S |  | N | Commercial Non-CHP | 4 |  |  | N | [17 empty] | N
56203 | Solar Star NAFB LLC | 56568 | Nellis Air Force Base Solar Array | NV | CLARK | NS3 | PV | OP | 3.9 | 3.9 | 3.9 |  | 12 | 2007 | NG BLQ: SUN; N Y: N; Y N: Y |  | S |  | N | Commercial Non-CHP | 4 |  |  | N | [17 empty] | N
56207 | Ausra CA I LLC | 56943 | Ausra Kimberlina Solar Generation | CA | Kern | 1 | ST | OP | 5 | 3.5 | 3.5 |  | 5 | 2009 | NG BLQ: SUN; N Y: N; Y N: Y |  | S |  | N | IPP Non-CHP | 2 |  |  | N
56211 | KCP&L Greater Missouri Operations Co | 2090 | Nevada | MO | Vernon | 1 | GT | OP | 22 | 19.4 | 19.4 |  | 6 | 1974 | NG BLQ: DFO; N Y: N; Y N: Y | Y | S |  | N | Electric Utility | 1 |  | N | N
56211 | KCP&L Greater Missouri Operations Co | 2092 | Ralph Green | MO | Cass | 3 | GT | OP | 74 | 70.5 | 70.5 |  | 6 | 1981 | NG BLQ: NG; N Y: N; Y N: Y | Y | S |  | N | Electric Utility | 1 |  | N | N
56211 | KCP&L Greater Missouri Operations Co | 2094 | Sibley | MO | Jackson | 1 | ST | OP | 55 | 47.7 | 47.7 |  | 6 | 1960 | NG BLQ: SUB; NG NG: BIT; N Y: N; Y N: Y | Y | S |  | N | Electric Utility | 1 |  | N | Y | [15 empty] | 1 | 2017 |  | N |  | Y |  |  |  | PG
56211 | KCP&L Greater Missouri Operations Co | 2094 | Sibley | MO | Jackson | 2 | ST | OP | 50 | 50.6 | 50.6 |  | 5 | 1962 | NG BLQ: SUB; NG NG: BIT; N Y: N; Y N: Y | Y | S |  | N | Electric Utility | 1 |  | N | Y | [15 empty] | 1 | 2017 |  | N |  | Y |  |  |  | PG
56211 | KCP&L Greater Missouri Operations Co | 2094 | Sibley | MO | Jackson | 3 | ST | OP | 419 | 359 | 359 |  | 6 | 1969 | SUB | BIT | TDF |  |  |  | N | Y | Y | S |  | N | Electric Utility | 1 |  | N | N | [18 empty] | N |  |  | Y |  |  | PG
56211 | KCP&L Greater Missouri Operations Co | 2098 | Lake Road | MO | Buchanan | 1 | ST | OP | 23 | 21.7 | 21.7 |  | 7 | 1950 | NG | SUB | DFO |  |  |  | N | Y | Y | S |  | N | Electric Utility | 1 |  | N | N | [24 empty] | NG | PG
56211 | KCP&L Greater Missouri Operations Co | 2098 | Lake Road | MO | Buchanan | 2 | ST | OP | 25 | 26.4 | 26.4 |  | 8 | 1958 | NG | SUB | DFO |  |  |  | N | Y | Y | S |  | N | Electric Utility | 1 |  | N | N | [24 empty] | NG | PG
56211 | KCP&L Greater Missouri Operations Co | 2098 | Lake Road | MO | Buchanan | 3 | ST | OP | 12.5 | 11 | 11 |  | 6 | 1962 | NG | SUB | DFO |  |  |  | N | Y | Y | S |  | N | Electric Utility | 1 |  | N | N | [24 empty] | NG | PG
56211 | KCP&L Greater Missouri Operations Co | 2098 | Lake Road | MO | Buchanan | 4 | ST | OP | 90 | 93 | 93 |  | 8 | 1966 | SUB | NG | TDF |  |  |  | N | Y | Y | S |  | N | Electric Utility | 1 |  | N | N | [17 empty] | N | Y |  | Y |  |  |  | NG | PG
56211 | KCP&L Greater Missouri Operations Co | 2098 | Lake Road | MO | Buchanan | 5 | GT | OP | 85 | 67 | 67 |  | 3 | 1974 | NG BLQ: NG; NG NG: DFO; N Y: N; Y N: Y | Y | S |  | N | Electric Utility | 1 |  | N | N
56211 | KCP&L Greater Missouri Operations Co | 2098 | Lake Road | MO | Buchanan | 6 | GT | OP | 18.9 | 20.6 | 20.6 |  | 5 | 1989 | NG BLQ: DFO; N Y: N; Y N: Y | Y | S |  | N | Electric Utility | 1 |  | N | N
56211 | KCP&L Greater Missouri Operations Co | 2098 | Lake Road | MO | Buchanan | 7 | GT | OP | 18.9 | 20.8 | 20.8 |  | 12 | 1990 | NG BLQ: DFO; N Y: N; Y N: Y | Y | S |  | N | Electric Utility | 1 |  | N | N
56211 | KCP&L Greater Missouri Operations Co | 6074 | Greenwood | MO | Jackson | 1 | GT | OP | 61 | 63.6 | 63.6 |  | 5 | 1975 | NG BLQ: NG; NG NG: DFO; N Y: N; Y N: Y | Y | S |  | N | Electric Utility | 1 |  | N | N
56211 | KCP&L Greater Missouri Operations Co | 6074 | Greenwood | MO | Jackson | 2 | GT | OP | 61 | 63.4 | 63.4 |  | 5 | 1975 | NG BLQ: NG; NG NG: DFO; N Y: N; Y N: Y | Y | S |  | N | Electric Utility | 1 |  | N | N
56211 | KCP&L Greater Missouri Operations Co | 6074 | Greenwood | MO | Jackson | 3 | GT | OP | 61 | 63.7 | 63.7 |  | 6 | 1977 | NG BLQ: NG; NG NG: DFO; N Y: N; Y N: Y | Y | S |  | N | Electric Utility | 1 |  | N | N
56211 | KCP&L Greater Missouri Operations Co | 6074 | Greenwood | MO | Jackson | 4 | GT | OP | 61 | 62.2 | 62.2 |  | 6 | 1979 | NG BLQ: NG; NG NG: DFO; N Y: N; Y N: Y | Y | S |  | N | Electric Utility | 1 |  | N | N
56211 | KCP&L Greater Missouri Operations Co | 6144 | Kansas City International | MO | Platte | 1 | GT | OS | 18 | 16.7 | 16.7 |  | 4 | 1977 | NG BLQ: NG; NG NG: JF; N Y: N; Y N: Y | Y | S |  | N | Electric Utility | 1 |  | N | N
56211 | KCP&L Greater Missouri Operations Co | 6144 | Kansas City International | MO | Platte | 2 | GT | OS | 18 | 16.9 | 16.9 |  | 4 | 1977 | NG BLQ: NG; NG NG: JF; N Y: N; Y N: Y | Y | S |  | N | Electric Utility | 1 |  | N | N
56211 | KCP&L Greater Missouri Operations Co | 56151 | South Harper | MO | Cass | GT1 | GT | OP | 117 | 106.1 | 106.1 |  | 8 | 2005 | NG BLQ: NG; N Y: N; Y N: Y | Y | S |  | N | Electric Utility | 1 |  | N | N | [17 empty] | N
56211 | KCP&L Greater Missouri Operations Co | 56151 | South Harper | MO | Cass | GT2 | GT | OP | 117 | 106.1 | 106.1 |  | 8 | 2005 | NG BLQ: NG; N Y: N; Y N: Y | Y | S |  | N | Electric Utility | 1 |  | N | N | [17 empty] | N
56211 | KCP&L Greater Missouri Operations Co | 56151 | South Harper | MO | Cass | GT3 | GT | OP | 117 | 105 | 105 |  | 8 | 2005 | NG BLQ: NG; N Y: N; Y N: Y | Y | S |  | N | Electric Utility | 1 |  | N | N | [17 empty] | N
56211 | KCP&L Greater Missouri Operations Co | 58024 | St Joseph Landfill Generating Station | MO | Buchanan | UNIT1 | IC | OP | 1.6 | 1.6 | 1.6 |  | 12 | 2011 | NG BLQ: LFG; N Y: N; Y N: Y |  | S |  | N | Electric Utility | 1
56213 | IPA Operations Inc - Calumet | 55296 | Calumet Energy Team LLC | IL | Cook | CT11 | GT | OP | 156.4 | 157.2 | 165 |  | 6 | 2002 | NG BLQ: NG; N Y: N; Y N: Y | Y | W |  | N | IPP Non-CHP | 2 |  | N | N
56213 | IPA Operations Inc - Calumet | 55296 | Calumet Energy Team LLC | IL | Cook | CT12 | GT | OP | 156.4 | 164 | 165 |  | 6 | 2002 | NG BLQ: NG; N Y: N; Y N: Y |  | W |  | N | IPP Non-CHP | 2 |  | N | N
56214 | Hazleton Generation LLC | 10870 | Hazelton | PA | Luzerne | GEN1 | GT | SB | 72.5 | 62 | 67 |  | 1 | 1989 | NG BLQ: NG; N Y: N; Y N: Y | Y | S |  | N | IPP Non-CHP | 2 |  | N | N | [17 empty] | N
56214 | Hazleton Generation LLC | 10870 | Hazelton | PA | Luzerne | GEN2 | GT | SB | 33 | 27.8 | 27.8 |  | 6 | 2002 | NG BLQ: NG; NG NG: DFO; N Y: Y; Y N: Y | Y | S |  | N | IPP Non-CHP | 2 |  | N | N | [17 empty] | N
56214 | Hazleton Generation LLC | 10870 | Hazelton | PA | Luzerne | GEN3 | GT | SB | 33 | 28.4 | 28.4 |  | 6 | 2002 | NG BLQ: NG; NG NG: DFO; N Y: Y; Y N: Y | Y | S |  | N | IPP Non-CHP | 2 |  | N | N | [17 empty] | N
56214 | Hazleton Generation LLC | 10870 | Hazelton | PA | Luzerne | GEN4 | GT | SB | 33 | 29 | 29 |  | 6 | 2002 | NG BLQ: NG; NG NG: DFO; N Y: Y; Y N: Y | Y | S |  | N | IPP Non-CHP | 2 |  | N | N | [17 empty] | N
56215 | E ON Climate Renewables N America LLC | 56394 | Forest Creek Wind Farm LLC | TX | Glasscock | 1 | WT | OP | 124.2 | 124.2 | 124.2 |  | 12 | 2006 | NG BLQ: WND; N Y: N; Y N: Y |  | S | 54 | N | IPP Non-CHP | 2 |  |  | N | [17 empty] | N
56215 | E ON Climate Renewables N America LLC | 56479 | Sand Bluff Wind Farm | TX | Glasscock | 2 | WT | OP | 90 | 90 | 90 |  | 1 | 2007 | NG BLQ: WND; N Y: N; Y N: Y |  | S | 45 | N | IPP Non-CHP | 2 |  | N | N | [17 empty] | N
56215 | E ON Climate Renewables N America LLC | 56592 | Champion Wind Farm LLC | TX | Nolan | CH1 | WT | OP | 126.5 | 126.5 | 126.5 |  | 2 | 2008 | NG BLQ: WND; N Y: N; Y N: Y |  | S | 55 | N | IPP Non-CHP | 2 |  |  | N | [17 empty] | N
56215 | E ON Climate Renewables N America LLC | 56593 | Roscoe Wind Farm LLC | TX | Nolan | RO1 | WT | OP | 209 | 209 | 209 |  | 2 | 2008 | NG BLQ: WND; N Y: N; Y N: Y |  | S | 209 | N | IPP Non-CHP | 2 |  |  | N | [17 empty] | N
56215 | E ON Climate Renewables N America LLC | 56594 | Munnsville Wind Farm LLC | NY | Madison | MU1 | WT | OP | 34.5 | 34.5 | 34.5 |  | 10 | 2007 | NG BLQ: WND; N Y: N; Y N: Y |  | S | 23 | N | IPP Non-CHP | 2 |  |  | N | [17 empty] | N
56215 | E ON Climate Renewables N America LLC | 56920 | EC&R Panther Creek Wind Farm I | TX | Howard | 1 | WT | OP | 142.5 | 142.5 | 142.5 |  | 7 | 2008 | NG BLQ: WND; N Y: N; Y N: Y |  | S | 95 | N | IPP Non-CHP | 2 |  |  | N
56215 | E ON Climate Renewables N America LLC | 56921 | EC&R Panther Creek Wind Farm II | TX | Howard | 1 | WT | OP | 115.5 | 115.5 | 115.5 |  | 12 | 2008 | NG BLQ: WND; N Y: N; Y N: Y |  | S | 77 | N | IPP Non-CHP | 2 |  |  | N
56215 | E ON Climate Renewables N America LLC | 56979 | EC&R Panther Creek Wind Farm III | TX | Sterling | 1 | WT | OP | 199.5 | 199.5 | 199.5 |  | 8 | 2009 | NG BLQ: WND; N Y: N; Y N: Y |  | S | 133 | N | IPP Non-CHP | 2 |  |  | N | [17 empty] | N
56215 | E ON Climate Renewables N America LLC | 56980 | Stony Creek Wind Farm LLC | PA | Somerset | 1 | WT | OP | 52.5 | 52.5 | 52.5 |  | 11 | 2009 | NG BLQ: WND; N Y: N; Y N: Y |  | S | 35 | N | IPP Non-CHP | 2 |  |  | N | [17 empty] | N
56215 | E ON Climate Renewables N America LLC | 56981 | Pyron Wind Farm LLC | TX | Fisher | 1 | WT | OP | 249 | 249 | 249 |  | 2 | 2009 | NG BLQ: WND; N Y: N; Y N: Y |  | S | 166 | N | IPP Non-CHP | 2 |  |  | N | [17 empty] | N
56215 | E ON Climate Renewables N America LLC | 56983 | EC&R Papalote Creek I LLC | TX | San Patricio | 1 | WT | OP | 180 | 180 | 180 |  | 9 | 2009 | NG BLQ: WND; N Y: N; Y N: Y |  | S | 109 | N | IPP Non-CHP | 2 |  |  | N | [17 empty] | N
56215 | E ON Climate Renewables N America LLC | 56984 | Inadale Wind Farm LLC | TX | Nolan | 1 | WT | OP | 197 | 197 | 197 |  | 9 | 2009 | NG BLQ: WND; N Y: N; Y N: Y |  | S | 197 | N | IPP Non-CHP | 2 |  |  | N
56215 | E ON Climate Renewables N America LLC | 57212 | EC&R Papalote Creek II LLC | TX | San Patricio | 1 | WT | OP | 200.1 | 200.1 | 201 |  | 12 | 2010 | NG BLQ: WND; N Y: N; Y N: Y |  | S | 109 | N | IPP Non-CHP | 2 |  |  | N
56215 | E ON Climate Renewables N America LLC | 57493 | Settlers Trail Wind Farm LLC | IL | Iroquois | STWF | WT | OP | 150.4 | 150.4 | 150.4 |  | 10 | 2011 | NG BLQ: WND; N Y: N; Y N: Y |  | S | 94 | N | IPP Non-CHP | 2 | [20 empty] | N
56215 | E ON Climate Renewables N America LLC | 57675 | Pioneer Trail Wind Farm, LLC | IL | Iroquois | PTWF | WT | OP | 150.4 | 150.4 | 150.4 |  | 12 | 2011 | NG BLQ: WND; N Y: N; Y N: Y |  | S | 94 | N | IPP Non-CHP | 2
56215 | E ON Climate Renewables N America LLC | 57802 | Magic Valley Wind Farm I LLC | TX | Willacy | MV1 | WT | OP | 203 | 203 | 203 |  | 9 | 2012 | NG BLQ: WND; N Y: N; Y N: Y |  | S | 112 | N | IPP Non-CHP | 2 | [20 empty] | N
56215 | E ON Climate Renewables N America LLC | 57862 | Wildcat Wind Farm I, LLC | IN | Tipton | 1 | WT | OP | 200 | 200 | 200 |  | 12 | 2012 | NG BLQ: WND; N Y: N; Y N: Y |  | S | 118 | N | IPP Non-CHP | 2
56215 | E ON Climate Renewables N America LLC | 58000 | Anacacho Wind Farm, LLC | TX | Kinney | ANA | WT | OP | 99.8 | 99.8 | 99.8 |  | 12 | 2012 | NG BLQ: WND; N Y: N; Y N: Y |  | S | 55 | N | IPP Non-CHP | 2
56216 | Multitrade Rabun Gap LLC | 50201 | Rabun Gap Cogen Facility | GA | RABUN | ST2 | ST | OP | 20 | 17 | 17 |  | 1 | 2010 | NG BLQ: WDS; N Y: N; Y N: Y |  | S |  | N | IPP Non-CHP | 2 |  |  | N | [17 empty] | N
56217 | Portsmouth Operating Services LLC | 10071 | Portsmouth Genco LLC | VA | PORTSMOUTH CITY | GEN1 | ST | OP | 57.4 | 57.5 | 57.5 |  | 6 | 1988 | NG BLQ: BIT; N Y: N; Y N: Y |  | W |  | N | IPP Non-CHP | 2 |  | N | N | [17 empty] | N |  |  | Y |  |  |  | BIT
56217 | Portsmouth Operating Services LLC | 10071 | Portsmouth Genco LLC | VA | PORTSMOUTH CITY | GEN2 | ST | OP | 57.4 | 57.5 | 57.5 |  | 6 | 1988 | NG BLQ: BIT; N Y: N; Y N: Y |  | W |  | N | IPP Non-CHP | 2 |  | N | N | [17 empty] | N |  |  | Y |  |  |  | BIT
56218 | Coolidge Power LLC | 56948 | Coolidge Generation Station | AZ | PINAL | 1 | GT | OP | 60.5 | 43.4 | 47.7 |  | 5 | 2011 | NG BLQ: NG; N Y: N; Y N: Y |  | S |  | N | IPP Non-CHP | 2 | [20 empty] | N
56218 | Coolidge Power LLC | 56948 | Coolidge Generation Station | AZ | PINAL | 10 | GT | OP | 60.5 | 43.4 | 47.7 |  | 5 | 2011 | NG BLQ: NG; N Y: N; Y N: Y |  | S |  | N | IPP Non-CHP | 2 | [20 empty] | N
56218 | Coolidge Power LLC | 56948 | Coolidge Generation Station | AZ | PINAL | 11 | GT | OP | 60.5 | 43.4 | 47.7 |  | 5 | 2011 | NG BLQ: NG; N Y: N; Y N: Y |  | S |  | N | IPP Non-CHP | 2 | [20 empty] | N
56218 | Coolidge Power LLC | 56948 | Coolidge Generation Station | AZ | PINAL | 12 | GT | OP | 60.5 | 43.4 | 47.7 |  | 5 | 2011 | NG BLQ: NG; N Y: N; Y N: Y |  | S |  | N | IPP Non-CHP | 2 | [20 empty] | N
56218 | Coolidge Power LLC | 56948 | Coolidge Generation Station | AZ | PINAL | 2 | GT | OP | 60.5 | 43.4 | 47.7 |  | 5 | 2011 | NG BLQ: NG; N Y: N; Y N: Y |  | S |  | N | IPP Non-CHP | 2 | [20 empty] | N
56218 | Coolidge Power LLC | 56948 | Coolidge Generation Station | AZ | PINAL | 3 | GT | OP | 60.5 | 43.4 | 47.7 |  | 5 | 2011 | NG BLQ: NG; N Y: N; Y N: Y |  | S |  | N | IPP Non-CHP | 2 | [20 empty] | N
56218 | Coolidge Power LLC | 56948 | Coolidge Generation Station | AZ | PINAL | 4 | GT | OP | 60.5 | 43.4 | 47.7 |  | 5 | 2011 | NG BLQ: NG; N Y: N; Y N: Y |  | S |  | N | IPP Non-CHP | 2 | [20 empty] | N
56218 | Coolidge Power LLC | 56948 | Coolidge Generation Station | AZ | PINAL | 5 | GT | OP | 60.5 | 43.4 | 47.7 |  | 5 | 2011 | NG BLQ: NG; N Y: N; Y N: Y |  | S |  | N | IPP Non-CHP | 2 | [20 empty] | N
56218 | Coolidge Power LLC | 56948 | Coolidge Generation Station | AZ | PINAL | 6 | GT | OP | 60.5 | 43.4 | 47.7 |  | 5 | 2011 | NG BLQ: NG; N Y: N; Y N: Y |  | S |  | N | IPP Non-CHP | 2 | [20 empty] | N
56218 | Coolidge Power LLC | 56948 | Coolidge Generation Station | AZ | PINAL | 7 | GT | OP | 60.5 | 43.4 | 47.7 |  | 5 | 2011 | NG BLQ: NG; N Y: N; Y N: Y |  | S |  | N | IPP Non-CHP | 2 | [20 empty] | N
56218 | Coolidge Power LLC | 56948 | Coolidge Generation Station | AZ | PINAL | 8 | GT | OP | 60.5 | 43.4 | 47.7 |  | 5 | 2011 | NG BLQ: NG; N Y: N; Y N: Y |  | S |  | N | IPP Non-CHP | 2 | [20 empty] | N
56218 | Coolidge Power LLC | 56948 | Coolidge Generation Station | AZ | PINAL | 9 | GT | OP | 60.5 | 43.4 | 47.7 |  | 5 | 2011 | NG BLQ: NG; N Y: N; Y N: Y |  | S |  | N | IPP Non-CHP | 2 | [20 empty] | N
56221 | New England Confectionery Co Inc | 55999 | NECCO Co-Generation | MA | Suffolk | GEN1 | IC | OP | 2.9 | 2.8 | 2.9 |  | 3 | 2004 | NG BLQ: NG; N Y: N; Y N: Y |  | S |  | Y | IPP CHP | 3 | T | N | N | [17 empty] | N
56221 | New England Confectionery Co Inc | 55999 | NECCO Co-Generation | MA | Suffolk | GEN2 | IC | OP | 2.9 | 2.8 | 2.9 |  | 3 | 2004 | NG BLQ: NG; N Y: N; Y N: Y |  | S |  | Y | IPP CHP | 3 | T | N | N | [17 empty] | N
56222 | Bull Creek Wind LLC | 56956 | Bull Creek Wind | TX | Borden | 001 | WT | OP | 180 | 180 | 180 |  | 12 | 2008 | NG BLQ: WND; N Y: N; Y N: Y |  | S | 180 | N | IPP Non-CHP | 2 |  |  | N
56225 | Clearwater Paper Corporation | 50637 | Clearwater Paper IPP Lewiston | ID | Nez Perce | GEN1 | ST | SB | 10 | 1 | 9.4 |  | 1 | 1950 | NG BLQ: BLQ; NG NG: NG; N Y: Y; Y N: Y | Y | S |  | Y | Industrial CHP | 7 | T |  | N | [12 empty] | N |  |  |  |  | N | [6 empty] | NG
56225 | Clearwater Paper Corporation | 50637 | Clearwater Paper IPP Lewiston | ID | Nez Perce | GEN2 | ST | SB | 10 | 3.3 | 9.4 |  | 11 | 1977 | NG BLQ: BLQ; NG NG: NG; N Y: Y; Y N: Y | Y | S |  | Y | Industrial CHP | 7 | T |  | N | [12 empty] | N |  |  |  |  | N | [6 empty] | NG
56225 | Clearwater Paper Corporation | 50637 | Clearwater Paper IPP Lewiston | ID | Nez Perce | GEN3 | ST | OP | 28.8 | 25.2 | 25.3 |  | 7 | 1981 | BLQ | WDS | NG |  |  |  | Y | Y |  | S |  | Y | Industrial CHP | 7 | T |  | N | [12 empty] | N |  |  |  |  | N | [6 empty] | NG
56225 | Clearwater Paper Corporation | 50637 | Clearwater Paper IPP Lewiston | ID | Nez Perce | GEN4 | ST | OP | 65 | 24 | 23.9 |  | 2 | 1991 | BLQ | WDS | NG |  |  |  | Y | Y |  | S |  | Y | Industrial CHP | 7 | T |  | N | [17 empty] | N | [6 empty] | NG
56225 | Clearwater Paper Corporation | 50638 | Clearwater Paper APP CB | AR | Desha | GEN1 | ST | OP | 20 | 20 | 20 |  | 11 | 1977 | BLQ | NG | BLQ | DFO | WO |  | Y | N |  | S |  | Y | Industrial CHP | 7 | T |  | N | [12 empty] | N |  |  |  |  | N | [6 empty] | NG
56227 | Greenville Gas Producers LLC | 56951 | Enoree Phase II Landfill Gas Recovery | SC | GREENVILLE | 1 | IC | OP | 1.6 | 1.5 | 1.5 |  | 8 | 2008 | NG BLQ: LFG; N Y: N; Y N: Y |  | S |  | N | IPP Non-CHP | 2 |  |  | N | [17 empty] | N
56227 | Greenville Gas Producers LLC | 56951 | Enoree Phase II Landfill Gas Recovery | SC | GREENVILLE | 2 | IC | OP | 1.6 | 1.5 | 1.5 |  | 8 | 2008 | NG BLQ: LFG; N Y: N; Y N: Y |  | S |  | N | IPP Non-CHP | 2 |  |  | N | [17 empty] | N
56237 | QVC Inc | 56966 | QVC Inc | NC | Edgecombe | 1 | PV | OP | 1 | 1.1 | 1.1 |  | 12 | 2008 | NG BLQ: SUN; N Y: N; Y N: Y |  | S |  | N | IPP Non-CHP | 2 |  |  | N | [17 empty] | N
56246 | Greensburg | 57118 | Greensburg Wind Farm LLC | KS | Kiowa | GEN 1 | WT | OP | 12.5 | 12.5 | 12.5 |  | 2 | 2010 | NG BLQ: WND; N Y: N; Y N: Y |  | S | 10 | N | IPP Non-CHP | 2 |  |  | N | [17 empty] | N
56249 | NGP Blue Mountain I LLC | 56982 | NGP Blue Mountain I LLC | NV | Humboldt | BM1 | BT | OP | 21.3 | 13 | 14.3 |  | 11 | 2009 | NG BLQ: GEO; N Y: N; Y N: Y |  | S |  | N | IPP Non-CHP | 2 |  |  | N | [17 empty] | N
56249 | NGP Blue Mountain I LLC | 56982 | NGP Blue Mountain I LLC | NV | Humboldt | BM2 | BT | OP | 21.3 | 13 | 14.3 |  | 11 | 2009 | NG BLQ: GEO; N Y: N; Y N: Y |  | S |  | N | IPP Non-CHP | 2 |  |  | N | [17 empty] | N
56249 | NGP Blue Mountain I LLC | 56982 | NGP Blue Mountain I LLC | NV | Humboldt | BM3 | BT | OP | 21.3 | 13 | 14.3 |  | 11 | 2009 | NG BLQ: GEO; N Y: N; Y N: Y |  | S |  | N | IPP Non-CHP | 2 |  |  | N | [17 empty] | N
56261 | Iredell Transmission LLC | 56962 | Iredell County LFG Facility | NC | IREDELL | 1 | IC | OP | 1.6 | 1.6 | 1.6 |  | 8 | 2008 | NG BLQ: LFG; N Y: N; Y N: Y |  | S |  | N | IPP Non-CHP | 2 |  |  | N | [12 empty] | N
56261 | Iredell Transmission LLC | 56962 | Iredell County LFG Facility | NC | IREDELL | 2 | IC | OP | 1.6 | 1.6 | 1.6 |  | 8 | 2008 | NG BLQ: LFG; N Y: N; Y N: Y |  | S |  | N | IPP Non-CHP | 2 |  |  | N | [12 empty] | N
56266 | Green Gas-Pioneer Crossing Energy LLC | 56957 | Pioneer Crossing Landfill Gas to Energy | PA | Berks | LFG1 | IC | OP | 1.6 | 1.6 | 1.6 |  | 10 | 2008 | NG BLQ: LFG; N Y: N; Y N: Y |  | S |  | N | IPP Non-CHP | 2 |  |  | N | [17 empty] | N
56266 | Green Gas-Pioneer Crossing Energy LLC | 56957 | Pioneer Crossing Landfill Gas to Energy | PA | Berks | LFG2 | IC | OP | 1.6 | 1.6 | 1.6 |  | 10 | 2008 | NG BLQ: LFG; N Y: N; Y N: Y |  | S |  | N | IPP Non-CHP | 2 |  |  | N | [17 empty] | N
56266 | Green Gas-Pioneer Crossing Energy LLC | 56957 | Pioneer Crossing Landfill Gas to Energy | PA | Berks | LFG3 | IC | OP | 1.6 | 1.6 | 1.6 |  | 10 | 2008 | NG BLQ: LFG; N Y: N; Y N: Y |  | S |  | N | IPP Non-CHP | 2 |  |  | N | [17 empty] | N
56266 | Green Gas-Pioneer Crossing Energy LLC | 56957 | Pioneer Crossing Landfill Gas to Energy | PA | Berks | LFG4 | IC | OP | 1.6 | 1.6 | 1.6 |  | 10 | 2008 | NG BLQ: LFG; N Y: N; Y N: Y |  | S |  | N | IPP Non-CHP | 2 |  |  | N | [17 empty] | N
56267 | Bayonne Energy Center LLC | 56964 | Bayonne Energy Center | NJ | Hudson | GT1 | GT | OP | 64 | 57.7 | 62.2 |  | 6 | 2012 | NG BLQ: NG; NG NG: DFO; N Y: Y; Y N: Y |  | S |  | N | IPP Non-CHP | 2 | [20 empty] | N
56267 | Bayonne Energy Center LLC | 56964 | Bayonne Energy Center | NJ | Hudson | GT2 | GT | OP | 64 | 57.7 | 62.2 |  | 6 | 2012 | NG BLQ: NG; NG NG: DFO; N Y: Y; Y N: Y |  | S |  | N | IPP Non-CHP | 2 | [20 empty] | N
56267 | Bayonne Energy Center LLC | 56964 | Bayonne Energy Center | NJ | Hudson | GT3 | GT | OP | 64 | 57.7 | 62.2 |  | 6 | 2012 | NG BLQ: NG; NG NG: DFO; N Y: Y; Y N: Y |  | S |  | N | IPP Non-CHP | 2 | [20 empty] | N
56267 | Bayonne Energy Center LLC | 56964 | Bayonne Energy Center | NJ | Hudson | GT4 | GT | OP | 64 | 57.7 | 62.2 |  | 6 | 2012 | NG BLQ: NG; NG NG: DFO; N Y: Y; Y N: Y |  | S |  | N | IPP Non-CHP | 2 | [20 empty] | N
56267 | Bayonne Energy Center LLC | 56964 | Bayonne Energy Center | NJ | Hudson | GT5 | GT | OP | 64 | 57.7 | 62.2 |  | 6 | 2012 | NG BLQ: NG; NG NG: DFO; N Y: Y; Y N: Y |  | S |  | N | IPP Non-CHP | 2 | [20 empty] | N
56267 | Bayonne Energy Center LLC | 56964 | Bayonne Energy Center | NJ | Hudson | GT6 | GT | OP | 64 | 57.7 | 62.2 |  | 6 | 2012 | NG BLQ: NG; NG NG: DFO; N Y: Y; Y N: Y |  | S |  | N | IPP Non-CHP | 2 | [20 empty] | N
56267 | Bayonne Energy Center LLC | 56964 | Bayonne Energy Center | NJ | Hudson | GT7 | GT | OP | 64 | 57.7 | 62.2 |  | 6 | 2012 | NG BLQ: NG; NG NG: DFO; N Y: Y; Y N: Y |  | S |  | N | IPP Non-CHP | 2 | [20 empty] | N
56267 | Bayonne Energy Center LLC | 56964 | Bayonne Energy Center | NJ | Hudson | GT8 | GT | OP | 64 | 57.7 | 62.2 |  | 6 | 2012 | NG BLQ: NG; NG NG: DFO; N Y: Y; Y N: Y |  | S |  | N | IPP Non-CHP | 2 | [20 empty] | N
56268 | City of Rock Island | 56978 | Sears Hydroelectric Plant | IL | ROCK ISLAND | 1 | HY | OP | 0.4 | 0.3 | 0.3 |  | 11 | 1985 | NG BLQ: WAT; N Y: N; Y N: N |  | S |  | N | IPP Non-CHP | 2 |  |  | N | [17 empty] | N
56268 | City of Rock Island | 56978 | Sears Hydroelectric Plant | IL | ROCK ISLAND | 2 | HY | OP | 0.4 | 0.3 | 0.3 |  | 7 | 1986 | NG BLQ: WAT; N Y: N; Y N: N |  | S |  | N | IPP Non-CHP | 2 |  |  | N | [17 empty] | N
56268 | City of Rock Island | 56978 | Sears Hydroelectric Plant | IL | ROCK ISLAND | 3 | HY | OP | 0.3 | 0.3 | 0.3 |  | 6 | 2010 | NG BLQ: WAT; N Y: N; Y N: N |  | S |  | N | IPP Non-CHP | 2 |  |  | N | [17 empty] | N
56268 | City of Rock Island | 56978 | Sears Hydroelectric Plant | IL | ROCK ISLAND | 4 | HY | OP | 0.3 | 0.3 | 0.3 |  | 6 | 2010 | NG BLQ: WAT; N Y: N; Y N: N |  | S |  | N | IPP Non-CHP | 2 |  |  | N | [17 empty] | N
56271 | Duke Energy DEGS Happy Jack | 56960 | Happy Jack Windpower Project | WY | Laramie | HJW01 | WT | OP | 29.4 | 29.4 | 29.4 |  | 8 | 2008 | NG BLQ: WND; N Y: N; Y N: Y |  | S | 14 | N | IPP Non-CHP | 2 |  |  | N
56272 | Duke Energy DEGS Notrees | 56961 | Notrees Windpower | TX | Ector | BATT | BA | OP | 36 | 36 | 36 |  | 12 | 2012 | NG BLQ: MWH; N Y: N; Y N: Y |  | J |  | N | IPP Non-CHP | 2 |  |  | N | [17 empty] | N
56272 | Duke Energy DEGS Notrees | 56961 | Notrees Windpower | TX | Ector | GE | WT | OP | 60 | 60 | 60 |  | 4 | 2009 | NG BLQ: WND; N Y: N; Y N: Y |  | J | 40 | N | IPP Non-CHP | 2 |  |  | N | [17 empty] | N
56272 | Duke Energy DEGS Notrees | 56961 | Notrees Windpower | TX | Ector | VESTA | WT | OP | 92.5 | 92.5 | 92.5 |  | 4 | 2009 | NG BLQ: WND; N Y: N; Y N: Y |  | J | 56 | N | IPP Non-CHP | 2 |  |  | N | [17 empty] | N
56273 | Duke Energy DEGS Ocotillo | 56959 | Ocotillo Windpower | TX | Howard | OWF | WT | OP | 58.8 | 58.8 | 58.8 |  | 9 | 2008 | NG BLQ: WND; N Y: N; Y N: Y |  | W | 28 | N | IPP Non-CHP | 2 |  |  | N | [17 empty] | N
56275 | Wellhead Services, Inc | 57001 | El Cajon Energy Center | CA | San Diego | GEN1 | GT | OP | 49.9 | 43.5 | 48.9 |  | 6 | 2010 | NG BLQ: NG; N Y: N; Y N: Y |  | S |  | N | IPP Non-CHP | 2 |  |  | N | [17 empty] | N
56280 | Evergreen Wind Power III LLC | 56990 | Rollins Wind Project | ME | Lincoln | 1 | WT | OP | 60 | 60 | 60 |  | 7 | 2011 | NG BLQ: WND; N Y: N; Y N: Y |  | S | 40 | N | IPP Non-CHP | 2 | [20 empty] | N
56281 | Stetson Mountain Wind II | 56991 | Stetson Wind II | ME | Washington | 1 | WT | OP | 25.5 | 25.5 | 25.5 |  | 3 | 2010 | NG BLQ: WND; N Y: N; Y N: Y |  | S | 17 | N | IPP Non-CHP | 2 |  |  | N | [17 empty] | N
56283 | Stetson Holdings, LLC | 56989 | Stetson Wind I | ME | Washington | 1 | WT | OP | 57 | 57 | 57 |  | 1 | 2009 | NG BLQ: WND; N Y: N; Y N: Y |  | S | 38 | N | IPP Non-CHP | 2 |  |  | N
56284 | MF Mesa Lane LLC | 56993 | MF Mesa Lane LLC | PA | Bucks | MESA | PV | OP | 3 | 1.5 | 1.1 |  | 11 | 2008 | NG BLQ: SUN; N Y: N; Y N: Y |  | W |  | N | IPP Non-CHP | 2 |  |  | N | [17 empty] | N
56285 | Smoky Hills Wind Project II LLC | 56985 | Smoky Hills Wind Project Phase II | KS | Lincoln | SMKII | WT | OP | 148.5 | 148.5 | 148.5 |  | 11 | 2008 | NG BLQ: WND; N Y: N; Y N: Y |  | S | 99 | N | IPP Non-CHP | 2 |  |  | N
56289 | International Paper Corporation | 50191 | IP Springfield Oregon | OR | Lane | TG1 | ST | OS | 7.5 | 7.5 | 7.5 |  | 1 | 1949 | BLQ | NG | RFO | DFO |  |  | Y | N | Y | S |  | N | Industrial CHP | 7 |  | N | N | [17 empty] | N | [6 empty] | NG
56289 | International Paper Corporation | 50191 | IP Springfield Oregon | OR | Lane | TG2 | ST | OS | 5 | 5 | 5 |  | 1 | 1949 | BLQ | NG | RFO | DFO |  |  | Y | N | Y | S |  | N | Industrial CHP | 7 |  | N | N | [17 empty] | N | [6 empty] | NG
56289 | International Paper Corporation | 50191 | IP Springfield Oregon | OR | Lane | TG3 | ST | OS | 12.5 | 12.5 | 12.5 |  | 1 | 1953 | BLQ | NG | RFO | DFO |  |  | Y | N | Y | S |  | Y | Industrial CHP | 7 | B | N | N | [17 empty] | N | [6 empty] | NG
56289 | International Paper Corporation | 50191 | IP Springfield Oregon | OR | Lane | TG4 | ST | OP | 40 | 33 | 33 |  | 10 | 1976 | BLQ | NG | RFO | DFO |  |  | Y | Y | Y | W |  | Y | Industrial CHP | 7 | B | N | N | [17 empty] | N | [6 empty] | NG
56291 | International Paper Co. | 54752 | Weyerhaeuser Pine Hill Operations | AL | Wilcox | NO1 | ST | OP | 40 | 40 | 40 |  | 8 | 1968 | WDS | NG | BIT |  |  |  | Y | Y |  | S |  | Y | Industrial CHP | 7 | B | N | N | [12 empty] | N |  |  |  |  | N | N | [5 empty] | NG
56291 | International Paper Co. | 54752 | Weyerhaeuser Pine Hill Operations | AL | Wilcox | NO2 | ST | OP | 37.4 | 34.8 | 35.1 |  | 11 | 1982 | BLQ | RFO | NG |  |  |  | Y | Y |  | S |  | Y | Industrial CHP | 7 | T | N | N | [12 empty] | N |  |  |  |  | N | [6 empty] | NG
56293 | DTE Stoneman LLC | 4146 | E J Stoneman Station | WI | Grant | 1 | ST | OP | 18 | 15 | 15 |  | 1 | 1952 | NG BLQ: WDS; N Y: N; Y N: Y |  | W |  | N | IPP Non-CHP | 2 |  | N | N | [17 empty] | N | N |  | N |  |  |  | DFO
56293 | DTE Stoneman LLC | 4146 | E J Stoneman Station | WI | Grant | 2 | ST | OP | 35 | 35 | 35 |  | 4 | 1952 | NG BLQ: WDS; N Y: N; Y N: Y |  | W |  | N | IPP Non-CHP | 2 |  | N | N | [17 empty] | N | N |  | N |  |  |  | DFO
56294 | SunE WG113 Moreno Valley LLC | 57004 | SunEdison Walgreens Moreno Valley | CA | RIVERSIDE | 1 | PV | OP | 1 | 0.9 | 0.9 |  | 9 | 2007 | NG BLQ: SUN; N Y: N; Y N: Y |  | W |  | N | IPP Non-CHP | 2 |  |  | N
56296 | SunE WG45 Woodland LLC | 57006 | Walgreens Woodland Distribution Center | CA | YOLO | 1 | PV | OP | 1 | 0.9 | 0.9 |  | 8 | 2007 | NG BLQ: SUN; N Y: N; Y N: Y |  | W |  | N | IPP Non-CHP | 2 |  |  | N
56297 | SunE CPA CDC2 LLC | 57007 | SunEdison Ironwood State Prison | CA | Riverside | 1 | PV | OP | 1 | 0.9 | 0.9 |  | 5 | 2008 | NG BLQ: SUN; N Y: N; Y N: Y |  | W |  | N | IPP Non-CHP | 2 |  |  | N
56300 | SunE KHL55 San Bernardino LLC | 57009 | Kohls San Bernardino Solar Facility | CA | SAN BERNARDINO | 1 | PV | OP | 1 | 0.9 | 0.9 |  | 11 | 2007 | NG BLQ: SUN; N Y: N; Y N: Y |  | W |  | N | IPP Non-CHP | 2 |  |  | N
56302 | SunE CPA CDC1 LLC | 57011 | Chuckawalla Valley State Prison | CA | Riverside | 1 | PV | OP | 1 | 0.9 | 0.9 |  | 6 | 2006 | NG BLQ: SUN; N Y: N; Y N: Y |  | S |  | N | IPP Non-CHP | 2 |  |  | N
56304 | Air Products LLC | 55309 | Air Products Port Arthur | TX | Jefferson | GEN 5 | CT | OP | 32.8 | 32.8 | 32.8 |  | 12 | 2012 | NG BLQ: NG; NG NG: OG; N Y: N; Y N: N |  | S |  | Y | Industrial CHP | 7 | T | [19 empty] | N
56304 | Air Products LLC | 55309 | Air Products Port Arthur | TX | Jefferson | GEN1 | CT | OP | 37.6 | 33.2 | 37.3 | SMR1 | 11 | 2000 | NG BLQ: NG; NG NG: OG; N Y: N; Y N: N |  | S |  | Y | Industrial CHP | 7 | T | N | N | [17 empty] | N
56304 | Air Products LLC | 55309 | Air Products Port Arthur | TX | Jefferson | GEN3 | CA | OP | 20.5 | 20.5 | 20.5 | SMR2 | 11 | 2006 | NG BLQ: NG; NG NG: OG; N Y: N; Y N: N |  | S |  | Y | Industrial CHP | 7 | B | Y | N | [17 empty] | N
56304 | Air Products LLC | 55309 | Air Products Port Arthur | TX | Jefferson | GEN4 | CT | OP | 78.2 | 72.4 | 84.2 | SMR2 | 10 | 2006 | NG BLQ: NG; NG NG: OG; N Y: N; Y N: N |  | W |  | Y | Industrial CHP | 7 | T |  | N | [17 empty] | N
56305 | Eel River Power LLC | 50049 | Eel River Power | CA | Humboldt | GEN1 | ST | OP | 12.5 | 13 | 13 |  | 3 | 1988 | NG BLQ: WDS; N Y: N; Y N: Y |  | S |  | Y | Industrial CHP | 7 | T | N | N | [17 empty] | N | [6 empty] | DFO
56305 | Eel River Power LLC | 50049 | Eel River Power | CA | Humboldt | GEN2 | ST | OP | 12.5 | 13 | 13 |  | 3 | 1988 | NG BLQ: WDS; N Y: N; Y N: Y |  | S |  | Y | Industrial CHP | 7 | T | N | N | [17 empty] | N | [6 empty] | DFO
56305 | Eel River Power LLC | 50049 | Eel River Power | CA | Humboldt | GEN3 | ST | OP | 7.5 | 7.5 | 7.5 |  | 1 | 1938 | NG BLQ: WDS; N Y: N; Y N: Y |  | S |  | N | Industrial CHP | 7 |  | N | N | [17 empty] | N | [6 empty] | DFO
56306 | DeKalb County GA | 57013 | DeKalb County Green Energy Facility | GA | De Kalb | 1 | IC | OP | 1.6 | 1.6 | 1.6 |  | 10 | 2006 | NG BLQ: LFG; N Y: N; Y N: Y |  | S |  | N | Commercial Non-CHP | 4 |  |  | N | [17 empty] | N
56306 | DeKalb County GA | 57013 | DeKalb County Green Energy Facility | GA | De Kalb | 2 | IC | OP | 1.6 | 1.6 | 1.6 |  | 10 | 2006 | NG BLQ: LFG; N Y: N; Y N: Y |  | S |  | N | Commercial Non-CHP | 4 |  |  | N | [17 empty] | N
56310 | Boise White Paper LLC | 55044 | Boise Cascade Pulp & Paper Mill | AL | Clarke | STG1 | ST | OP | 18 | 17.8 | 17.8 |  | 6 | 1996 | NG | BLQ | DFO |  |  |  | N | N |  | S |  | Y | Industrial CHP | 7 | T | N | N | [17 empty] | N | [6 empty] | NG | DFO
56316 | Covanta WBH LLC | 50660 | Covanta WBH LLC | OK | Tulsa | GEN1 | ST | OP | 16.8 | 15.6 | 15.8 |  | 1 | 1989 | NG BLQ: MSW; N Y: N; Y N: Y |  | W |  | Y | Industrial CHP | 7 | B | N | N | [12 empty] | N | [11 empty] | NG
56318 | SCE Engineers | 55885 | Montgomery County Oaks LFGE Plant | MD | Montgomery | CAT35 | IC | OP | 1.6 | 1.5 | 1.5 |  | 6 | 2009 | NG BLQ: LFG; N Y: N; Y N: Y |  | W |  | N | IPP Non-CHP | 2 |  |  | N | [17 empty] | N
56318 | SCE Engineers | 55885 | Montgomery County Oaks LFGE Plant | MD | Montgomery | GEJGC | IC | OP | 0.8 | 0.8 | 0.8 |  | 6 | 2009 | NG BLQ: LFG; N Y: N; Y N: Y |  | W |  | N | IPP Non-CHP | 2 |  |  | N | [17 empty] | N
56336 | Milford Wind Corridor Phase I LLC | 57079 | Milford Wind Corridor I LLC | UT | Beaver | 1 | WT | OP | 203.5 | 203.5 | 203.5 |  | 9 | 2009 | NG BLQ: WND; N Y: N; Y N: Y |  | S | 97 | N | IPP Non-CHP | 2 |  |  | N | [17 empty] | N
56337 | Vermont Wind LLC | 57080 | Sheffield Wind | VT | Caledonia | 1 | WT | OP | 40 | 40 | 40 |  | 10 | 2011 | NG BLQ: WND; N Y: N; Y N: Y |  | S | 16 | N | IPP Non-CHP | 2 | [20 empty] | N
56338 | Kahuku Wind Power LLC | 57087 | Kahuku Wind Power LLC | HI | Honolulu | 1 | WT | OA | 30 | 30 | 30 |  | 3 | 2011 | NG BLQ: WND; N Y: N; Y N: Y |  | S | 12 | N | IPP Non-CHP | 2 | [20 empty] | N
56338 | Kahuku Wind Power LLC | 57087 | Kahuku Wind Power LLC | HI | Honolulu | 2 | BA | OS | 15 | 15 | 15 |  | 3 | 2011 | NG BLQ: MWH; N Y: N; Y N: Y |  | S |  | N | IPP Non-CHP | 2 | [20 empty] | N
56341 | Kaheawa Wind Power II LLC | 57082 | Kaheawa Wind Power II LLC | HI | Maui | 1 | WT | OP | 21 | 21 | 21 |  | 6 | 2012 | NG BLQ: WND; N Y: N; Y N: Y |  | S | 14 | N | IPP Non-CHP | 2 | [20 empty] | N
56341 | Kaheawa Wind Power II LLC | 57082 | Kaheawa Wind Power II LLC | HI | Maui | 2 | BA | OP | 10 | 10 | 10 |  | 6 | 2012 | NG BLQ: MWH; N Y: N; Y N: Y |  | S |  | N | IPP Non-CHP | 2 | [20 empty] | N
56342 | Blue Sky East LLC | 57083 | Bull Hill Wind Project | ME | Hancock | 1 | WT | OP | 34.5 | 34.5 | 34.5 |  | 10 | 2012 | NG BLQ: WND; N Y: N; Y N: Y |  | S | 19 | N | IPP Non-CHP | 2 | [20 empty] | N
56344 | SeaWest Asset Management Services Inc | 57044 | Armenia Mountain Wind Farm | PA | Tioga | 1 | WT | OP | 100.5 | 100.5 | 100.5 |  | 12 | 2009 | NG BLQ: WND; N Y: N; Y N: Y |  | S | 67 | N | IPP Non-CHP | 2 |  |  | N
56351 | Denton Power LLC | 57071 | Denton Power LLC | TX | Denton | 1 | IC | OP | 1.6 | 1.6 | 1.6 |  | 12 | 2008 | NG BLQ: LFG; N Y: N; Y N: Y |  | S |  | N | IPP Non-CHP | 2 |  |  | N
56352 | GenConn Devon LLC | 57070 | GenConn Devon LLC | CT | New Haven | 15 | GT | OP | 60.5 | 46.9 | 49.2 |  | 7 | 2010 | NG BLQ: KER; NG NG: NG; N Y: Y; Y N: Y |  | S |  | N | IPP Non-CHP | 2 |  |  | N
56352 | GenConn Devon LLC | 57070 | GenConn Devon LLC | CT | New Haven | 16 | GT | OP | 60.5 | 46.9 | 49.2 |  | 6 | 2010 | NG BLQ: KER; NG NG: NG; N Y: Y; Y N: Y |  | S |  | N | IPP Non-CHP | 2 |  |  | N
56352 | GenConn Devon LLC | 57070 | GenConn Devon LLC | CT | New Haven | 17 | GT | OP | 60.5 | 46.9 | 49.2 |  | 6 | 2010 | NG BLQ: KER; NG NG: NG; N Y: Y; Y N: Y |  | S |  | N | IPP Non-CHP | 2 |  |  | N
56352 | GenConn Devon LLC | 57070 | GenConn Devon LLC | CT | New Haven | 18 | GT | OP | 60.5 | 46.9 | 49.2 |  | 6 | 2010 | NG BLQ: KER; NG NG: NG; N Y: Y; Y N: Y |  | S |  | N | IPP Non-CHP | 2 |  |  | N
56353 | Twin Cities Hydro LLC | 57069 | Twin Cities Hydro LLC | MN | Ramsey | 1 | HY | OP | 4.5 | 4.5 | 4.5 |  | 10 | 1924 | NG BLQ: WAT; N Y: N; Y N: Y |  | S | 1 | N | IPP Non-CHP | 2 |  |  | N
56353 | Twin Cities Hydro LLC | 57069 | Twin Cities Hydro LLC | MN | Ramsey | 2 | HY | OP | 4.5 | 4.5 | 4.5 |  | 10 | 1924 | NG BLQ: WAT; N Y: N; Y N: Y |  | S | 1 | N | IPP Non-CHP | 2 |  |  | N
56353 | Twin Cities Hydro LLC | 57069 | Twin Cities Hydro LLC | MN | Ramsey | 3 | HY | OP | 4.5 | 4.5 | 4.5 |  | 10 | 1924 | NG BLQ: WAT; N Y: N; Y N: Y |  | S | 1 | N | IPP Non-CHP | 2 |  |  | N
56353 | Twin Cities Hydro LLC | 57069 | Twin Cities Hydro LLC | MN | Ramsey | 4 | HY | OP | 4.5 | 4.5 | 4.5 |  | 10 | 1924 | NG BLQ: WAT; N Y: N; Y N: Y |  | S | 1 | N | IPP Non-CHP | 2 |  |  | N
56354 | GenConn Middletown LLC | 57068 | GenConn Middletown LLC | CT | Middlesex | 12 | GT | OP | 60.5 | 48.5 | 49.2 |  | 6 | 2011 | NG BLQ: KER; NG NG: NG; N Y: Y; Y N: Y |  | S |  | N | IPP Non-CHP | 2
56354 | GenConn Middletown LLC | 57068 | GenConn Middletown LLC | CT | Middlesex | 13 | GT | OP | 60.5 | 48.5 | 49.2 |  | 6 | 2011 | NG BLQ: KER; NG NG: NG; N Y: Y; Y N: Y |  | S |  | N | IPP Non-CHP | 2
56354 | GenConn Middletown LLC | 57068 | GenConn Middletown LLC | CT | Middlesex | 14 | GT | OP | 60.5 | 48.5 | 49.2 |  | 6 | 2011 | NG BLQ: KER; NG NG: NG; N Y: Y; Y N: Y |  | S |  | N | IPP Non-CHP | 2
56354 | GenConn Middletown LLC | 57068 | GenConn Middletown LLC | CT | Middlesex | 15 | GT | OP | 60.5 | 48.5 | 49.2 |  | 6 | 2011 | NG BLQ: KER; NG NG: NG; N Y: Y; Y N: Y |  | S |  | N | IPP Non-CHP | 2
56355 | LES Project Holdings LLC | 52051 | I 95 Municipal Landfill Phase I | VA | Fairfax | UNT1 | IC | OP | 0.8 | 0.8 | 0.8 |  | 1 | 1992 | NG BLQ: LFG; N Y: N; Y N: Y |  | S |  | N | IPP Non-CHP | 2 |  | N | N | [17 empty] | N
56355 | LES Project Holdings LLC | 52051 | I 95 Municipal Landfill Phase I | VA | Fairfax | UNT2 | IC | OP | 0.8 | 0.8 | 0.8 |  | 1 | 1992 | NG BLQ: LFG; N Y: N; Y N: Y |  | S |  | N | IPP Non-CHP | 2 |  | N | N | [17 empty] | N
56355 | LES Project Holdings LLC | 52051 | I 95 Municipal Landfill Phase I | VA | Fairfax | UNT3 | IC | OP | 0.8 | 0.8 | 0.8 |  | 1 | 1992 | NG BLQ: LFG; N Y: N; Y N: Y |  | S |  | N | IPP Non-CHP | 2 |  | N | N | [17 empty] | N
56355 | LES Project Holdings LLC | 52051 | I 95 Municipal Landfill Phase I | VA | Fairfax | UNT4 | IC | OP | 0.8 | 0.8 | 0.8 |  | 1 | 1992 | NG BLQ: LFG; N Y: N; Y N: Y |  | S |  | N | IPP Non-CHP | 2 |  | N | N | [17 empty] | N
56355 | LES Project Holdings LLC | 54536 | Sumpter Energy Associates | MI | Wayne | 0201 | IC | OP | 0.8 | 0.8 | 0.8 |  | 7 | 1998 | NG BLQ: LFG; N Y: N; Y N: Y |  | S |  | N | IPP Non-CHP | 2 |  | N | N | [17 empty] | N
56355 | LES Project Holdings LLC | 54536 | Sumpter Energy Associates | MI | Wayne | 0202 | IC | OP | 0.8 | 0.8 | 0.8 |  | 7 | 1998 | NG BLQ: LFG; N Y: N; Y N: Y |  | S |  | N | IPP Non-CHP | 2 |  | N | N | [17 empty] | N
56355 | LES Project Holdings LLC | 54536 | Sumpter Energy Associates | MI | Wayne | 0203 | IC | OP | 0.8 | 0.8 | 0.8 |  | 7 | 1998 | NG BLQ: LFG; N Y: N; Y N: Y |  | S |  | N | IPP Non-CHP | 2 |  | N | N | [17 empty] | N
56355 | LES Project Holdings LLC | 54536 | Sumpter Energy Associates | MI | Wayne | 0204 | IC | OP | 0.8 | 0.8 | 0.8 |  | 7 | 1998 | NG BLQ: LFG; N Y: N; Y N: Y |  | S |  | N | IPP Non-CHP | 2 |  | N | N | [17 empty] | N
56355 | LES Project Holdings LLC | 54536 | Sumpter Energy Associates | MI | Wayne | 0205 | IC | OP | 0.8 | 0.8 | 0.8 |  | 7 | 1998 | NG BLQ: LFG; N Y: N; Y N: Y |  | S |  | N | IPP Non-CHP | 2 |  | N | N | [17 empty] | N
56355 | LES Project Holdings LLC | 54536 | Sumpter Energy Associates | MI | Wayne | 0386 | IC | OP | 0.8 | 0.8 | 0.8 |  | 7 | 1992 | NG BLQ: LFG; N Y: N; Y N: Y |  | S |  | N | IPP Non-CHP | 2 |  | N | N | [17 empty] | N
56355 | LES Project Holdings LLC | 54536 | Sumpter Energy Associates | MI | Wayne | 0388 | IC | OP | 0.8 | 0.8 | 0.8 |  | 7 | 1992 | NG BLQ: LFG; N Y: N; Y N: Y |  | S |  | N | IPP Non-CHP | 2 |  | N | N | [17 empty] | N
56355 | LES Project Holdings LLC | 54536 | Sumpter Energy Associates | MI | Wayne | 0389 | IC | OP | 0.8 | 0.8 | 0.8 |  | 7 | 1992 | NG BLQ: LFG; N Y: N; Y N: Y |  | S |  | N | IPP Non-CHP | 2 |  | N | N | [17 empty] | N
56355 | LES Project Holdings LLC | 54536 | Sumpter Energy Associates | MI | Wayne | 0392 | IC | OP | 0.8 | 0.8 | 0.8 |  | 7 | 1992 | NG BLQ: LFG; N Y: N; Y N: Y |  | S |  | N | IPP Non-CHP | 2 |  | N | N | [17 empty] | N
56355 | LES Project Holdings LLC | 54536 | Sumpter Energy Associates | MI | Wayne | 0435 | IC | OP | 0.8 | 0.8 | 0.8 |  | 7 | 1992 | NG BLQ: LFG; N Y: N; Y N: Y |  | S |  | N | IPP Non-CHP | 2 |  | N | N | [17 empty] | N
56355 | LES Project Holdings LLC | 54536 | Sumpter Energy Associates | MI | Wayne | 0437 | IC | OP | 0.8 | 0.8 | 0.8 |  | 7 | 1992 | NG BLQ: LFG; N Y: N; Y N: Y |  | S |  | N | IPP Non-CHP | 2 |  | N | N | [17 empty] | N
56355 | LES Project Holdings LLC | 54536 | Sumpter Energy Associates | MI | Wayne | 0440 | IC | OP | 0.8 | 0.8 | 0.8 |  | 7 | 1992 | NG BLQ: LFG; N Y: N; Y N: Y |  | S |  | N | IPP Non-CHP | 2 |  | N | N | [17 empty] | N
56355 | LES Project Holdings LLC | 54536 | Sumpter Energy Associates | MI | Wayne | 0447 | IC | OP | 0.8 | 0.8 | 0.8 |  | 7 | 1992 | NG BLQ: LFG; N Y: N; Y N: Y |  | S |  | N | IPP Non-CHP | 2 |  | N | N | [17 empty] | N
56355 | LES Project Holdings LLC | 54536 | Sumpter Energy Associates | MI | Wayne | 0464 | IC | OP | 0.8 | 0.8 | 0.8 |  | 7 | 1992 | NG BLQ: LFG; N Y: N; Y N: Y |  | S |  | N | IPP Non-CHP | 2 |  | N | N | [17 empty] | N
56355 | LES Project Holdings LLC | 54536 | Sumpter Energy Associates | MI | Wayne | 0467 | IC | OP | 0.8 | 0.8 | 0.8 |  | 7 | 1992 | NG BLQ: LFG; N Y: N; Y N: Y |  | S |  | N | IPP Non-CHP | 2 |  | N | N | [17 empty] | N
56355 | LES Project Holdings LLC | 54723 | I 95 Landfill Phase II | VA | Fairfax | UNT1 | IC | OP | 0.8 | 0.8 | 0.8 |  | 3 | 1993 | NG BLQ: LFG; N Y: N; Y N: Y |  | S |  | N | IPP Non-CHP | 2 |  | N | N | [17 empty] | N
56355 | LES Project Holdings LLC | 54723 | I 95 Landfill Phase II | VA | Fairfax | UNT2 | IC | OP | 0.8 | 0.8 | 0.8 |  | 3 | 1993 | NG BLQ: LFG; N Y: N; Y N: Y |  | S |  | N | IPP Non-CHP | 2 |  | N | N | [17 empty] | N
56355 | LES Project Holdings LLC | 54723 | I 95 Landfill Phase II | VA | Fairfax | UNT3 | IC | OP | 0.8 | 0.8 | 0.8 |  | 3 | 1993 | NG BLQ: LFG; N Y: N; Y N: Y |  | S |  | N | IPP Non-CHP | 2 |  | N | N | [17 empty] | N
56355 | LES Project Holdings LLC | 54723 | I 95 Landfill Phase II | VA | Fairfax | UNT4 | IC | OP | 0.8 | 0.8 | 0.8 |  | 3 | 1993 | NG BLQ: LFG; N Y: N; Y N: Y |  | S |  | N | IPP Non-CHP | 2 |  | N | N | [17 empty] | N
56355 | LES Project Holdings LLC | 54903 | Adrian Energy Associates LLC | MI | Lenawee | UNT1 | IC | OP | 0.8 | 0.8 | 0.8 |  | 12 | 1994 | NG BLQ: LFG; N Y: N; Y N: Y |  | J |  | N | IPP Non-CHP | 2 |  | N | N | [17 empty] | N
56355 | LES Project Holdings LLC | 54903 | Adrian Energy Associates LLC | MI | Lenawee | UNT2 | IC | OP | 0.8 | 0.8 | 0.8 |  | 12 | 1994 | NG BLQ: LFG; N Y: N; Y N: Y |  | J |  | N | IPP Non-CHP | 2 |  | N | N | [17 empty] | N
56355 | LES Project Holdings LLC | 54903 | Adrian Energy Associates LLC | MI | Lenawee | UNT3 | IC | OP | 0.8 | 0.8 | 0.8 |  | 12 | 1994 | NG BLQ: LFG; N Y: N; Y N: Y |  | J |  | N | IPP Non-CHP | 2 |  | N | N | [17 empty] | N
56355 | LES Project Holdings LLC | 54980 | Ocean County Landfill | NJ | Ocean | UNT1 | IC | OP | 0.8 | 0.8 | 0.8 |  | 2 | 1997 | NG BLQ: LFG; N Y: N; Y N: Y |  | S |  | N | IPP Non-CHP | 2 |  | N | N | [17 empty] | N
56355 | LES Project Holdings LLC | 54980 | Ocean County Landfill | NJ | Ocean | UNT2 | IC | OP | 0.8 | 0.8 | 0.8 |  | 2 | 1997 | NG BLQ: LFG; N Y: N; Y N: Y |  | S |  | N | IPP Non-CHP | 2 |  | N | N | [17 empty] | N
56355 | LES Project Holdings LLC | 54980 | Ocean County Landfill | NJ | Ocean | UNT3 | IC | OP | 0.8 | 0.8 | 0.8 |  | 2 | 1997 | NG BLQ: LFG; N Y: N; Y N: Y |  | S |  | N | IPP Non-CHP | 2 |  | N | N | [17 empty] | N
56355 | LES Project Holdings LLC | 54980 | Ocean County Landfill | NJ | Ocean | UNT4 | IC | OP | 0.8 | 0.8 | 0.8 |  | 2 | 1997 | NG BLQ: LFG; N Y: N; Y N: Y |  | S |  | N | IPP Non-CHP | 2 |  | N | N | [17 empty] | N
56355 | LES Project Holdings LLC | 54980 | Ocean County Landfill | NJ | Ocean | UNT5 | IC | OP | 0.8 | 0.8 | 0.8 |  | 2 | 1997 | NG BLQ: LFG; N Y: N; Y N: Y |  | S |  | N | IPP Non-CHP | 2 |  | N | N | [17 empty] | N
56355 | LES Project Holdings LLC | 54980 | Ocean County Landfill | NJ | Ocean | UNT6 | IC | OP | 0.8 | 0.8 | 0.8 |  | 2 | 1997 | NG BLQ: LFG; N Y: N; Y N: Y |  | S |  | N | IPP Non-CHP | 2 |  | N | N | [17 empty] | N
56355 | LES Project Holdings LLC | 54989 | Pine Tree Acres | MI | Macomb | GEN1 | IC | OP | 0.8 | 0.8 | 0.8 |  | 6 | 1998 | NG BLQ: LFG; N Y: N; Y N: Y |  | S |  | N | IPP Non-CHP | 2 |  | N | N | [17 empty] | N
56355 | LES Project Holdings LLC | 54989 | Pine Tree Acres | MI | Macomb | GEN2 | IC | OP | 0.8 | 0.8 | 0.8 |  | 6 | 1998 | NG BLQ: LFG; N Y: N; Y N: Y |  | S |  | N | IPP Non-CHP | 2 |  | N | N | [17 empty] | N
56355 | LES Project Holdings LLC | 54989 | Pine Tree Acres | MI | Macomb | GEN3 | IC | OP | 0.8 | 0.8 | 0.8 |  | 6 | 1998 | NG BLQ: LFG; N Y: N; Y N: Y |  | S |  | N | IPP Non-CHP | 2 |  | N | N | [17 empty] | N
56355 | LES Project Holdings LLC | 54989 | Pine Tree Acres | MI | Macomb | GEN4 | IC | OP | 0.8 | 0.8 | 0.8 |  | 6 | 1998 | NG BLQ: LFG; N Y: N; Y N: Y |  | S |  | N | IPP Non-CHP | 2 |  | N | N | [17 empty] | N
56355 | LES Project Holdings LLC | 54989 | Pine Tree Acres | MI | Macomb | GEN5 | IC | OP | 0.8 | 0.8 | 0.8 |  | 6 | 1998 | NG BLQ: LFG; N Y: N; Y N: Y |  | S |  | N | IPP Non-CHP | 2 |  | N | N | [17 empty] | N
56355 | LES Project Holdings LLC | 54989 | Pine Tree Acres | MI | Macomb | GEN6 | IC | OP | 0.8 | 0.8 | 0.8 |  | 12 | 2003 | NG BLQ: LFG; N Y: N; Y N: Y |  | S |  | N | IPP Non-CHP | 2 |  | N | N | [17 empty] | N
56355 | LES Project Holdings LLC | 54989 | Pine Tree Acres | MI | Macomb | GEN7 | IC | OP | 0.8 | 0.8 | 0.8 |  | 12 | 2003 | NG BLQ: LFG; N Y: N; Y N: Y |  | S |  | N | IPP Non-CHP | 2 |  | N | N | [17 empty] | N
56355 | LES Project Holdings LLC | 54989 | Pine Tree Acres | MI | Macomb | GEN8 | IC | OP | 1.6 | 1.6 | 1.6 |  | 9 | 2010 | NG BLQ: LFG; N Y: N; Y N: Y |  | S |  | N | IPP Non-CHP | 2 |  | N | N | [17 empty] | N
56355 | LES Project Holdings LLC | 54989 | Pine Tree Acres | MI | Macomb | GEN9 | IC | OP | 1.6 | 1.6 | 1.6 |  | 9 | 2010 | NG BLQ: LFG; N Y: N; Y N: Y |  | S |  | N | IPP Non-CHP | 2 |  |  | N | [17 empty] | N
56355 | LES Project Holdings LLC | 56554 | Salt Lake Energy Systems | UT | Salt Lake | Unit1 | IC | OP | 0.8 | 0.8 | 0.8 |  | 6 | 2006 | NG BLQ: LFG; N Y: N; Y N: Y |  | J |  | N | IPP Non-CHP | 2 |  |  | N | [17 empty] | N
56355 | LES Project Holdings LLC | 56554 | Salt Lake Energy Systems | UT | Salt Lake | Unit2 | IC | OP | 0.8 | 0.8 | 0.8 |  | 6 | 2006 | NG BLQ: LFG; N Y: N; Y N: Y |  | J |  | N | IPP Non-CHP | 2 |  |  | N
56355 | LES Project Holdings LLC | 56554 | Salt Lake Energy Systems | UT | Salt Lake | Unit3 | IC | OP | 1.6 | 1.5 | 1.5 |  | 6 | 2006 | NG BLQ: LFG; N Y: N; Y N: Y |  | J |  | N | IPP Non-CHP | 2 |  |  | N
56355 | LES Project Holdings LLC | 57123 | Trail Ridge Landfill Gas Recovery | FL | DUVAL | 1 | IC | OP | 1.6 | 1.5 | 1.5 |  | 12 | 2008 | NG BLQ: LFG; N Y: N; Y N: Y |  | S |  | N | IPP Non-CHP | 2 |  |  | N | [12 empty] | N |  |  |  |  | N
56355 | LES Project Holdings LLC | 57123 | Trail Ridge Landfill Gas Recovery | FL | DUVAL | 2 | IC | OP | 1.6 | 1.5 | 1.5 |  | 12 | 2008 | NG BLQ: LFG; N Y: N; Y N: Y |  | S |  | N | IPP Non-CHP | 2 |  |  | N | [12 empty] | N |  |  |  |  | N
56355 | LES Project Holdings LLC | 57123 | Trail Ridge Landfill Gas Recovery | FL | DUVAL | 3 | IC | OP | 1.6 | 1.5 | 1.5 |  | 12 | 2008 | NG BLQ: LFG; N Y: N; Y N: Y |  | S |  | N | IPP Non-CHP | 2 |  |  | N | [12 empty] | N |  |  |  |  | N
56355 | LES Project Holdings LLC | 57123 | Trail Ridge Landfill Gas Recovery | FL | DUVAL | 4 | IC | OP | 1.6 | 1.5 | 1.5 |  | 12 | 2008 | NG BLQ: LFG; N Y: N; Y N: Y |  | S |  | N | IPP Non-CHP | 2 |  |  | N | [12 empty] | N |  |  |  |  | N |  | N
56355 | LES Project Holdings LLC | 57123 | Trail Ridge Landfill Gas Recovery | FL | DUVAL | 5 | IC | OP | 1.6 | 1.5 | 1.5 |  | 12 | 2008 | NG BLQ: LFG; N Y: N; Y N: Y |  | S |  | N | IPP Non-CHP | 2 |  |  | N | [12 empty] | N |  |  |  |  | N
56355 | LES Project Holdings LLC | 57123 | Trail Ridge Landfill Gas Recovery | FL | DUVAL | 6 | IC | OP | 1.6 | 1.5 | 1.5 |  | 12 | 2008 | NG BLQ: LFG; N Y: N; Y N: Y |  | S |  | N | IPP Non-CHP | 2 |  |  | N | [12 empty] | N |  |  |  |  | N
56356 | Erie Wind LLC | 57078 | Steel Winds II | NY | Erie | 1 | WT | OP | 15 | 15 | 15 |  | 1 | 2012 | NG BLQ: WND; N Y: N; Y N: Y |  | S | 6 | N | IPP Non-CHP | 2 | [20 empty] | N
56358 | CAMS NM LLC | 56458 | Hobbs Generating Station | NM | Lea | GT1 | CT | OP | 196.9 | 149.8 | 165.5 |  | 9 | 2008 | NG BLQ: NG; N Y: N; Y N: Y |  | W |  | N | IPP Non-CHP | 2 |  | N | N
56358 | CAMS NM LLC | 56458 | Hobbs Generating Station | NM | Lea | GT2 | CT | OP | 196.9 | 143.2 | 160.6 |  | 9 | 2008 | NG BLQ: NG; N Y: N; Y N: Y |  | W |  | N | IPP Non-CHP | 2 |  | N | N
56358 | CAMS NM LLC | 56458 | Hobbs Generating Station | NM | Lea | ST3 | CA | OP | 264.6 | 237.4 | 250.6 |  | 9 | 2008 | NG BLQ: NG; N Y: N; Y N: Y |  | W |  | N | IPP Non-CHP | 2 |  | Y | N
56364 | United States Steel Granite City Works | 57072 | Granite City Works | IL | Madison | G-1 | ST | OP | 78 | 78 | 78 |  | 6 | 2010 | NG BLQ: BFG; NG NG: PUR; N Y: N; Y N: Y |  | S |  | Y | Industrial CHP | 7 | T |  | N | [17 empty] | N | [6 empty] | NG
56365 | NaturEner Glacier Wind Energy 1 LLC | 57049 | NaturEner Glacier Wind Energy 1 | MT | Toole | NGW1 | WT | OP | 106.5 | 104.2 | 104.2 |  | 10 | 2008 | NG BLQ: WND; N Y: N; Y N: Y |  | S | 71 | N | IPP Non-CHP | 2 |  |  | N
56366 | NaturEner Glacier Wind Energy 2 LLC | 57050 | NaturEner Glacier Wind Energy 2 | MT | Toole | NGW2 | WT | OP | 103.5 | 100 | 100 |  | 11 | 2009 | NG BLQ: WND; N Y: N; Y N: Y |  | S | 69 | N | IPP Non-CHP | 2 |  |  | N | [17 empty] | N
56367 | Columbus Water Works | 57076 | South Columbus Water Resource Facility | GA | Muscogee | GEN1 | IC | OP | 1.8 | 1.8 | 1.8 |  | 7 | 2010 | NG BLQ: OBG; NG NG: NG; N Y: Y; Y N: N |  | S |  | Y | Commercial CHP | 5 | T |  | N | [12 empty] | N |  |  |  |  | N
56367 | Columbus Water Works | 57076 | South Columbus Water Resource Facility | GA | Muscogee | GEN2 | IC | OP | 1.8 | 1.8 | 1.8 |  | 7 | 2010 | NG BLQ: OBG; NG NG: NG; N Y: Y; Y N: N |  | S |  | Y | Commercial CHP | 5 | T |  | N | [12 empty] | N |  |  |  |  | N
56369 | Truckee Meadows Water Authority | 6513 | Fleish | NV | Washoe | 1 | HY | OP | 2 | 2.5 | 2.2 |  | 1 | 1914 | NG BLQ: WAT; N Y: N; Y N: Y |  | S |  | N | IPP Non-CHP | 2 |  | N | N
56369 | Truckee Meadows Water Authority | 6531 | Verdi | NV | WASHOE | 1 | HY | OP | 2.4 | 2.1 | 2.1 |  | 1 | 1911 | NG BLQ: WAT; N Y: N; Y N: Y |  | S |  | N | IPP Non-CHP | 2 |  | N | N | [12 empty] | N
56369 | Truckee Meadows Water Authority | 6532 | Washoe | NV | Washoe | 1 | HY | OP | 1.3 | 0.9 | 0.7 |  | 1 | 1904 | NG BLQ: WAT; N Y: N; Y N: Y |  | S |  | N | IPP Non-CHP | 2 |  | N | N
56369 | Truckee Meadows Water Authority | 6532 | Washoe | NV | Washoe | 2 | HY | OP | 1.3 | 0.9 | 0.7 |  | 1 | 1904 | NG BLQ: WAT; N Y: N; Y N: Y |  | S |  | N | IPP Non-CHP | 2 |  | N | N
56372 | Stillwater Hydro Associates LLC | 54395 | Stillwater Hydro Electric Project | NY | Saratoga | 1 | HY | OP | 1.7 | 1.7 | 1.7 |  | 4 | 1993 | NG BLQ: WAT; N Y: N; Y N: N |  | S |  | N | IPP Non-CHP | 2 |  | N | N
56372 | Stillwater Hydro Associates LLC | 54395 | Stillwater Hydro Electric Project | NY | Saratoga | 2 | HY | OP | 1.7 | 1.7 | 1.7 |  | 4 | 1993 | NG BLQ: WAT; N Y: N; Y N: N |  | S |  | N | IPP Non-CHP | 2 |  | N | N
56375 | Graphic Packaging International Inc | 54561 | Jefferson Smurfit Santa Clara Mill | CA | SANTA CLARA | GT-G | CT | OP | 24 | 23 | 24 |  | 12 | 1985 | NG BLQ: NG; N Y: N; Y N: Y |  | S |  | Y | IPP CHP | 3 | T | N | N | [17 empty] | N
56375 | Graphic Packaging International Inc | 54561 | Jefferson Smurfit Santa Clara Mill | CA | SANTA CLARA | ST-G | CA | OP | 3 | 3 | 3 |  | 2 | 1986 | NG BLQ: NG; N Y: N; Y N: Y |  | S |  | Y | IPP CHP | 3 | T | Y | N | [17 empty] | N
56377 | Duke Energy DEGS Silver Sage Wndpwr LLC | 57091 | Silver Sage Windpower | WY | Laramie | SSW01 | WT | OP | 42 | 42 | 42 |  | 10 | 2009 | NG BLQ: WND; N Y: N; Y N: Y |  | S | 20 | N | IPP Non-CHP | 2 |  |  | N | [17 empty] | N |  |  | N
56378 | Duke Energy DEGS Campbell Hill | 57090 | Campbell Hill Windpower | WY | Converse | CHWF | WT | OP | 99 | 99 | 99 |  | 12 | 2009 | NG BLQ: WND; N Y: N; Y N: Y |  | S | 66 | N | IPP Non-CHP | 2 |  |  | N | [17 empty] | N
56380 | GIM Channelview Cogeneration LLC | 55187 | Channelview Cogeneration Plant | TX | Harris | GT1 | CT | OP | 192.1 | 163 | 184 |  | 6 | 2002 | NG BLQ: NG; N Y: N; Y N: Y |  | J |  | Y | IPP CHP | 3 | T | N | N | [17 empty] | N
56380 | GIM Channelview Cogeneration LLC | 55187 | Channelview Cogeneration Plant | TX | Harris | GT2 | CT | OP | 192.1 | 163 | 185 |  | 6 | 2002 | NG BLQ: NG; N Y: N; Y N: Y |  | J |  | Y | IPP CHP | 3 | T | N | N | [17 empty] | N
56380 | GIM Channelview Cogeneration LLC | 55187 | Channelview Cogeneration Plant | TX | Harris | GT3 | CT | OP | 192.1 | 173 | 186 |  | 6 | 2002 | NG BLQ: NG; N Y: N; Y N: Y |  | J |  | Y | IPP CHP | 3 | T | N | N | [17 empty] | N
56380 | GIM Channelview Cogeneration LLC | 55187 | Channelview Cogeneration Plant | TX | Harris | GT4 | CT | OP | 192.1 | 163 | 180 |  | 8 | 2001 | NG BLQ: NG; N Y: N; Y N: Y |  | J |  | Y | IPP CHP | 3 | T | N | N | [17 empty] | N
56380 | GIM Channelview Cogeneration LLC | 55187 | Channelview Cogeneration Plant | TX | Harris | ST1 | CA | OP | 149.9 | 139 | 139 |  | 6 | 2002 | NG BLQ: NG; N Y: N; Y N: Y |  | J |  | Y | IPP CHP | 3 | B | Y | N | [17 empty] | N
56383 | Geneva Wood Fuels Inc | 55034 | Geneva Wood Fuels Inc | ME | Franklin | 0001 | ST | OS | 1.3 | 0.4 | 0.4 |  | 8 | 1980 | NG BLQ: WDS; N Y: N; Y N: Y |  | S |  | Y | Industrial CHP | 7 | T | N | N | [12 empty] | N |  |  |  |  | N
56383 | Geneva Wood Fuels Inc | 55034 | Geneva Wood Fuels Inc | ME | Franklin | 0002 | ST | OS | 0.7 | 0.5 | 0.5 |  | 10 | 2004 | NG BLQ: WDS; N Y: N; Y N: Y |  | S |  | Y | Industrial CHP | 7 | T | N | N | [12 empty] | N |  |  |  |  | N
56385 | Duke Energy DEGS North Allegheny | 56651 | North Allegheny Windpower Project | PA | Blair | 1 | WT | OP | 70 | 70 | 70 |  | 9 | 2009 | NG BLQ: WND; N Y: N; Y N: Y |  | S | 35 | N | IPP Non-CHP | 2 |  |  | N
56386 | NAEA Rock Springs LLC | 7835 | NAEA Rock Springs LLC | MD | Cecil | 1 | GT | OP | 198.9 | 161.7 | 187 |  | 6 | 2003 | NG BLQ: NG; N Y: N; Y N: Y |  | W |  | N | IPP Non-CHP | 2 |  | N | N | [17 empty] | N
56386 | NAEA Rock Springs LLC | 7835 | NAEA Rock Springs LLC | MD | Cecil | 2 | GT | OP | 175.9 | 161 | 187 |  | 6 | 2003 | NG BLQ: NG; N Y: N; Y N: Y |  | W |  | N | IPP Non-CHP | 2 |  | N | N
56386 | NAEA Rock Springs LLC | 7835 | NAEA Rock Springs LLC | MD | Cecil | 3 | GT | OP | 198.9 | 167.4 | 189.1 |  | 6 | 2003 | NG BLQ: NG; N Y: N; Y N: Y |  | W |  | N | IPP Non-CHP | 2 |  | N | N | [17 empty] | N
56386 | NAEA Rock Springs LLC | 7835 | NAEA Rock Springs LLC | MD | Cecil | 4 | GT | OP | 198.9 | 167.9 | 188.3 |  | 6 | 2003 | NG BLQ: NG; N Y: N; Y N: Y |  | W |  | N | IPP Non-CHP | 2 |  | N | N
56389 | Doyon Utilities - Ft. Wainwright | 50308 | Utility Plants Section | AK | Fairbanks North Star | GEN1 | ST | OP | 5 | 24 | 17.3 | F401 | 1 | 1955 | NG BLQ: SUB; N Y: N; Y N: Y | Y | S |  | Y | Commercial CHP | 5 | T | N | N | [17 empty] | N |  |  | Y
56389 | Doyon Utilities - Ft. Wainwright | 50308 | Utility Plants Section | AK | Fairbanks North Star | GEN2 | ST | OS | 2.5 |  |  | F401 | 1 | 1945 | NG BLQ: SUB; N Y: N; Y N: Y | Y | S |  | Y | Commercial CHP | 5 | T | N | N | [17 empty] | N |  |  | Y
56389 | Doyon Utilities - Ft. Wainwright | 50308 | Utility Plants Section | AK | Fairbanks North Star | GEN3 | ST | OP | 5 |  |  | F401 | 1 | 1955 | NG BLQ: SUB; N Y: N; Y N: Y | Y | S |  | Y | Commercial CHP | 5 | T | N | N | [17 empty] | N | N |  | Y
56389 | Doyon Utilities - Ft. Wainwright | 50308 | Utility Plants Section | AK | Fairbanks North Star | GEN4 | ST | OP | 5 |  |  | F401 | 1 | 1955 | NG BLQ: SUB; N Y: N; Y N: Y | Y | S |  | Y | Commercial CHP | 5 | T | N | N | [17 empty] | N | N |  | Y
56389 | Doyon Utilities - Ft. Wainwright | 50308 | Utility Plants Section | AK | Fairbanks North Star | GEN5 | ST | OP | 5 |  |  | F401 | 1 | 1989 | NG BLQ: SUB; N Y: N; Y N: Y | Y | S |  | Y | Commercial CHP | 5 | T | N | N | [17 empty] | N |  |  | Y
56391 | Freshwater Pulp Company | 10074 | Pulp Mill Power House | CA | Humboldt | GEN1 | ST | OS | 20 | 20 | 20 |  | 8 | 1965 | NG BLQ: BLQ; NG NG: NG; N Y: Y; Y N: Y |  | S |  | Y | Industrial CHP | 7 | T | N | N | [12 empty] | N |  |  |  |  | N | [6 empty] | NG
56392 | Chalmette Refining LLC | 50626 | Chalmette Refining LLC | LA | St Bernard | GEN1 | OT | OP | 5.7 | 1.2 | 1.5 |  | 3 | 1990 | NG BLQ: OTH; N Y: N; Y N: N |  | S |  | N | Industrial Non-CHP | 6 |  | N | N | [17 empty] | N |  | Y
56394 | Chevron USA | 57093 | Casper Wind Farm | WY | Natrona | CWGT | WT | OP | 17 | 17 | 17 |  | 12 | 2009 | NG BLQ: WND; N Y: N; Y N: Y |  | S | 11 | N | IPP Non-CHP | 2 |  |  | N | [17 empty] | N
56395 | J&A-Whittier LLC | 57102 | Whittier LFG Power Plant #1 | CA | Los Angeles | EN01 | IC | OP | 1.1 | 1 | 1 |  | 12 | 2006 | NG BLQ: LFG; N Y: N; Y N: N |  | S |  | Y | IPP CHP | 3 | T |  | N
56395 | J&A-Whittier LLC | 57102 | Whittier LFG Power Plant #1 | CA | Los Angeles | EN02 | IC | OP | 1.1 | 1 | 1 |  | 4 | 2010 | NG BLQ: LFG; N Y: N; Y N: N |  | S |  | N | IPP CHP | 3 |  |  | N
56396 | J&A-Santa Maria LLC | 57100 | Santa Maria LFG Power Plant | CA | Santa Barbara | EN01 | IC | OP | 1.1 | 1 | 1 |  | 1 | 2008 | NG BLQ: LFG; N Y: N; Y N: N |  | S |  | Y | IPP CHP | 3 | T |  | N | [17 empty] | N
56397 | J&A-Santa Maria II LLC | 57101 | J&A-Santa Maria II LLC | CA | Santa Barbara | 1 | IC | OP | 1.4 | 1.4 | 1.4 |  | 9 | 2010 | NG BLQ: LFG; N Y: N; Y N: N |  | S |  | Y | IPP CHP | 3 | T |  | N | [17 empty] | N
56398 | DTE Pontiac North LLC | 10111 | DTE Pontiac North LLC | MI | Oakland | GEN1 | ST | OS | 28.9 | 19 | 26.9 |  | 10 | 1987 | NG BLQ: BIT; N Y: N; Y N: Y |  | S |  | Y | IPP CHP | 3 | T | N | Y | [9 empty] | WDS | 12 | 2014 | N |  |  |  |  | N |  | Y |  |  |  |  | NG
56400 | Simpson Tacoma Kraft Co LLC | 57099 | Simpson Tacoma Kraft Biomass | WA | Pierce | STG1 | ST | OP | 64 | 55 | 55 |  | 7 | 2009 | NG BLQ: BLQ; NG NG: WDS; N Y: N; Y N: Y |  | S |  | Y | Industrial CHP | 7 | T |  | N | [17 empty] | N | [6 empty] | WO | NG
56401 | NAEA Energy Massachusetts LLC | 1631 | Doreen | MA | Berkshire | DORE | GT | SB | 21.1 | 16.6 | 21.1 |  | 7 | 1969 | NG BLQ: JF; N Y: N; Y N: Y | Y | S |  | N | IPP Non-CHP | 2 |  | N | N
56401 | NAEA Energy Massachusetts LLC | 1634 | Gardners Falls | MA | Franklin | GF2 | HY | OS | 0.4 | 0.4 | 0.4 |  | 1 | 1964 | NG BLQ: WAT; N Y: N; Y N: Y |  | S | 0 | N | IPP Non-CHP | 2 |  | N | N | [12 empty] | N
56401 | NAEA Energy Massachusetts LLC | 1634 | Gardners Falls | MA | Franklin | GF3 | HY | SB | 0.9 | 0.9 | 0.8 |  | 1 | 1914 | NG BLQ: WAT; N Y: N; Y N: Y | Y | S | 0 | N | IPP Non-CHP | 2 |  | N | N
56401 | NAEA Energy Massachusetts LLC | 1634 | Gardners Falls | MA | Franklin | GF4 | HY | OP | 0.9 | 0.9 | 0.8 |  | 1 | 1914 | NG BLQ: WAT; N Y: N; Y N: Y |  | S | 0 | N | IPP Non-CHP | 2 |  | N | N
56401 | NAEA Energy Massachusetts LLC | 1634 | Gardners Falls | MA | Franklin | GF5 | HY | OP | 1.3 | 1.6 | 1.6 |  | 1 | 1925 | NG BLQ: WAT; N Y: N; Y N: Y |  | S | 0 | N | IPP Non-CHP | 2 |  | N | N
56401 | NAEA Energy Massachusetts LLC | 1637 | Putts Bridge | MA | Hampden | PB2 | HY | SB | 1.6 | 1.5 | 1.5 |  | 1 | 1918 | NG BLQ: WAT; N Y: N; Y N: Y | Y | S | 0 | N | IPP Non-CHP | 2 |  | N | N | [12 empty] | N
56401 | NAEA Energy Massachusetts LLC | 1637 | Putts Bridge | MA | Hampden | PB3 | HY | OP | 1.6 | 1.8 | 2.1 |  | 1 | 1918 | NG BLQ: WAT; N Y: N; Y N: Y |  | S | 0 | N | IPP Non-CHP | 2 |  | N | N
56401 | NAEA Energy Massachusetts LLC | 1638 | Redbridge | MA | Hampden | RB3 | HY | SB | 1.8 | 1.7 | 1.7 |  | 1 | 1934 | NG BLQ: WAT; N Y: N; Y N: Y | Y | S | 0 | N | IPP Non-CHP | 2 |  | N | N | [12 empty] | N
56401 | NAEA Energy Massachusetts LLC | 1638 | Redbridge | MA | Hampden | RB4 | HY | OP | 1.8 | 0.4 | 2.3 |  | 1 | 1926 | NG BLQ: WAT; N Y: N; Y N: Y |  | S | 0 | N | IPP Non-CHP | 2 |  | N | N | [12 empty] | N
56401 | NAEA Energy Massachusetts LLC | 1642 | NAEA Energy Massachusetts LLC | MA | Hampden | 3 | ST | OP | 113.6 | 101.2 | 100.1 |  | 1 | 1957 | NG BLQ: RFO; NG NG: NG; N Y: Y; Y N: Y |  | S |  | N | IPP Non-CHP | 2 |  | N | N
56401 | NAEA Energy Massachusetts LLC | 1642 | NAEA Energy Massachusetts LLC | MA | Hampden | GT-1 | GT | OP | 60 | 37.8 | 47.8 |  | 4 | 2002 | NG BLQ: NG; NG NG: DFO; N Y: Y; Y N: Y |  | S |  | N | IPP Non-CHP | 2 |  | N | N